## Legend
LoadMAPTM Equipment File - Description of Tabs
Category | Tab Label | Description | Notes | Font Color Key - within tabs
Controls, Viewers & Notes | Control Panel | Controls for LoadMAP runs, and a viewer for select run results |  | User input, common | Red Font | User inputs that are often modified
| Market Profiles | Viewer for detailed market profiles by segment and fuel type |  | User input, uncommon | Blue Font | User inputs that have been preset by AEG and should rarely, if ever, be changed
| Notes | A space for user or analyst notes during project development and runs |  | Standard | Black Font | Text labels or calculated values; no input required
| System Log | Used by LoadMAP for system messages to document run times, errors, etc
| Forecast Summary | Pivot table and chart showing high-level results for equipment runs only
Equipment Inputs | Variables | Global variables used in the analysis, such as the forecast start & stop years and economic discount rates
| Market Size | The projected population over the length of the study, by segment and vintage. This is in LoadMAP units, which vary by customer sector (e.g. Households for Residential, or Square Feet for commercial).
| Saturations | The projected saturation of each technology, expressed as a percentage of the LoadMAP market units for which the technology applies.
| UECs & EUIs | Gives the average Unit Energy Consumption (UEC) or Energy Use Index (EUI) for each technology, including the Existing market, expected average Replacement for existing market customers, and the expected value for a New Construction customer. | This tab also includes the Peak Factors that translate Energy into instantaneous demand at the hour of summer and/or winter system peak; the minimum and maximum lifetimes for already existing (or "Vintage") units; and some other LoadMAP parameter control flags.
| Vintage Data | Contains the distribution of the existing market units from New to the Max Vintage Age, expressed as a percentage of the existing market, and holds the calculated UECs for these aged units as calculated in the Calibration step | Any units older than the Max Vintage Age will be turned over into more efficient units in the first year of the study. Vintage expiration is a major driver of most early-year potential savings. If we do an EV vintage distribution, it should be front-loaded as newer than 1/lifetime as well. Do we bucket vintage data at all or is it just a flat 1/lifetime distribution?
| Avoided Costs | Holds annual values of avoided cost of energy and capacity; as well as retail rates if needed, line loss factors, and indicator of whether system peak is summer or winter.
| Utilization | Contains a set of exogenous variable datastreams that can be used to vary or normalize the forecast, such as weather degree days, household income, or average home size. | Each technology is assigned its own elasticity value that describes the sensitivity to each exogenous variable. For example, lighting consupmtion may have a -20% elasticity with respect to retail rate, so if the price increases by 100%, lighting usage would go down by 20%.
| Tech Data | Holds the relative efficiency of all technology efficiency options, as well as material and O&M costs, lifetimes for each efficiency option, and on- and off-market years to support standards changes. | Additional information including the conversion between LoadMAP units (e.g. per sq ft) and other units (e.g. per ton of cooling capacity) is also available in the right side of this tab for transparency, although this information is not used by LoadMAP
| Purchase Shares | This tab allocates all purchase decisions for a technology category among the various efficiency options available in any given year. This is a part of each year's equipment stock turnover, and is done for each potential case. Shares of a given technology for any single year should always sum to 100% | Only the Baseline Forecast is required as an input, the other potential cases are calculated by the Tech Economics engine.
| Potential Factors | The assumed portion of an eligible population in a given year that will move from their purchase decision in the baseline case to the unit identified as the economic or efficient option. LoadMAP has the ability to model two such cases, dubbed the "Maximum Achievable Potential" (or MAP) and "Realistic Achievable Potential" (or RAP) cases, respectively. | The percentage given is relative to both the baseline purchase share and the Economic or Technical limit. Eg, if one has a base purchase share of 5%, a technical limit of 30%, and a potential factor of 40%, the final achievable purchase share would be: 5% + (30%-5%) x 40% = 15%
| Program Costs | Defines Incentive and Program Administrative costs for each technology as a percentage of the incremental measure cost. Used for cost-effectiveness tests and the economic screen.
Forecast Engine | Calibration | Creates distribution of annual energy consumption for the various equipment options based on the vintage/age of existing equipment. This information lays the foundation for energy consupmtion in future years as equipment stock turns over. | This is a two step process: 1) Newest unit's UEC must equal the Replacement UEC defined in the market profile while the weighted average UEC must equal the Existing Unit UEC. 2) The weighted average UEC across new efficiency options (weighted by the base year purchase shares) must be equal to the New Unit UEC defined in the market profile.
| Tech Economics | Calculates the costs of operation and material/installation for all technology efficiency options, then performs the cost-benefit analysis and determines the purchase shares for each scenario.
| Tech Forecast | Steps through each year of the study, using a stock accounting model to calculate total energy consumption (and peak demand, if applicable) for each technology in each year.
| Savings | Compares the Baseline and scenario forecasts for each technology, calculating savings as the delta between them.
Cache | Technology Cache | An index of row numbers for internal, runtime lookups of the inputs and outputs of each technology | This index organizes and expedites LoadMAP's runs, and should generally not be edited by the user.
Forecast Results | Technology Costs | Costs of operation and equipment from both the Utility and Program Participant perspectives, as calculated by the Tech Economics tab. Also includes consumption in kBTU terms, for use by the optional System model if it is active (see below).
| Technology Economics | Provides the option that was selected by the Economic screen for each year in each technology set. Also provides the Levelized Cost of Conserved Energy (CCE) and the calculated Benefit/Cost ratios from each of the 4 tests - TRC, PACT, PCT, and RIM | Levelized CCE is provided from the perspective of total resource costs (TRC)
| Equipment Results | The main results by technology, including total annual consumption, peak demand, number of units, and average replacement use. | If Systems are active, these results will include any System switching
| Equipment Purchases | Stores the total number of units newly purchased each year, broken out by each technology efficiency option. | If Systems are active, these results will include any System switching
| Equipment Stock | Shows the total stock existing in each year by efficiency option, including Vintage units and the effects of lifetime decay. | If Systems are active, these results will include any System switching
| Equipment Savings | Stores the results of the Savings calculation tab for each technology. | If Systems are active, these results will include any System switching
| LoadMAPTM System Module (Optional) |  | These tabs are hidden if the system module is not in use. Can be used for fuel switching or technology switching.
Category | Tab Label | Description | Notes
System Inputs | Building Systems | Lists each grouping of interrelated technologies under friendly labels, and defines several high level values for each, including starting saturation, annual growth, costs to switch (above and beyond component material costs, such as needing to install ducting if installing a central system for the first time), and control flags to enforce directionality (ie, preventing customers from backsliding into Room ACs even if they are cheaper)
| System Data | Defines the component technologies of each System using exact LoadMAP terminology, and defines the end uses necessary for any two systems to be considered a match for evaluation
| Sys Program Costs | As in Equipment Program Costs, factors to determine Incentive and Administrative costs, expressed as a percentage of Incremental material costs
| System Purchase Shares | Similar to Equipment purchase shares, the potion of customers who will opt fo each related system in each year
| System Potential Factors | The fraction of the eligible market that will make the transition from their baseline choice to the economic or technical option if incentivized.
Systems Engine | Sys Costs | Calculates the aggregate costs and kBTU consumption of each system, calculated from their component technologies
| Sys Economics | Calculates System Purchase Shares by comparing related systems
| Sys Forecast | Calculates a stock-accounting forecast of the system units only to determine any switching
| System Results | Applies the System forecast as a modification to the original forecast, adjusting unit counts and consumption to reach the final forecast
Cache | System Cache | An index of row numbers for the inputs and outputs of each system
Forecast Results | System Costs | The stored results of the Sys Costs calculation tab
| System Stock | The number of system units existing in each year | The system stock will not necessarily include all of the total units from their component technologies, as not all LoadMAP units are considered within the switching-eligible universe.
| Raw Equipment Results | As Equipment Results above, but will not include any subsequent System switching
| Raw Equipment Purchases | As Equipment Purchases above, but will not include any subsequent System switching
| Raw Equipment Stock | As Equipment Stock above, but will not include any subsequent System switching
| Raw Equipment Savings | As Equipment Savings above, but will not include any subsequent System switching

## Variables
Name | Value | Description | Affects
Equipment File Name | TBD | The filename of the Equipment module. | Measures
Measures File Name | TBD | The filename of the Measures module. | Measures
Results File Name | TBD | The file name for the Results file. | Final Results
Base Year | 2019 | The base year of the study. | Calibration, Tech Economics, Sys Economics
Forecast Start Year | 2021 | The first year potentials differ from the baseline. | Tech Economics, SysEconomics
Forecast End Year | 2040 | The last year of the forecast. | Tech Economics, Sys Economics
Max Systems | 5 | The maximum number of systems to compare at once | Sys Economics, Sys Forecast
Equipment Levels | 10 | The maximum number of options for equipment | Calibration, Tech Economics, Sys Economics
Equipment Components | 5 | The maximum number of components for systems | Tech Economics, Sys Economics
Max Vintage Age | 35 | The maximum age of vintaged equipment | Calibration
Max Equipment Age | 30 | The maximum age of modeled equipment | Tech Economics, Sys Economics
Economic Test | PACT | The economic test to use (TRC, PAC, PC, RIM, or LCOE) | Tech Economics
Economic Criteria | Max Savings | Whether the economic screen should optimize for "Max NPV" or "Max Savings" | Tech Economics
Discount Rate | 3.4% | The utility's internal discount rate for economic analysis. | Tech Economics
Owner Discount Rate (Existing) | 3.4% | Discount rate used for Replacement scenario in economic analysis | Tech Economics, Sys Costs
Builder Discount Rate (New Construction) | 3.4% | Discount rate used for New Construction scenario in economic analysis | Tech Economics, Sys Costs
Minimum BC Ratio | 0.9 | The minimum BC ratio required for a measure to pass. | Tech Economics
Electric kBTUs | 3.412 | The amount of kBTUs contained in one unit of electricity. | Tech Economics
Natural Gas kBTUs | 100 | The amount of kBTUs contained in one unit of natural gas. | Tech Economics
Run Systems | FALSE | Determines whether or not the System Forecast is run. | Sys Forecast
Run Codes & Standards Forecast | FALSE | Determines whether or not the Codes and Standards Forecast is run. | Tech Economics, Sys Economics
Run Realistic Achievable Potential | FALSE | Determines whether or not the Realistic Achievable Potential is run. | Tech Economics, Sys Economics
Run Maximum Achievable Potential | FALSE | Determines whether or not the Maximum Achievable Potential is run. | Tech Economics, Sys Economics
Run Economic Potential | FALSE | Determines whether or not the Economic Potential is run. | Tech Economics, Sys Economics
Run Technical Potential | FALSE | Determines whether or not the Technical Potential is run. | Tech Economics, Sys Economics
Base Case | Baseline Forecast | The study's base case potential. Typically the Baseline, though possibly Codes & Standards. | Savings
Achievable Case | Economic Potential | Whether the study should use the Economic Potential or the Technical Potential to determine Achievable Potential | Savings
Force Creation | FALSE | Whether or not the system should create entries for keys it cannot find. | Setup
Residential Setup | Households;HH;UEC | Labels for the sector market units used by the Market Profile tab | Setup
Commercial Setup | Square Feet ;SqFt.;EUI | Labels for the sector market units used by the Market Profile tab | Setup
Industrial Setup | Employees;Emp;EUI | Labels for the sector market units used by the Market Profile tab | Setup
Electric Setup | kWh;MWh;GWh;KW;MW;GW | Labels for the fuel units used by the Market Profile tab | Setup
Natural Gas Setup | Thrm;mThrm;mmThrm;N/A;N/A;N/A | Labels for the fuel units used by the Market Profile tab | Setup
Sheets Should Hide | FALSE | If TRUE, hides the engine and cache worksheets when the file is opened. | Setup
Uses Measures | TRUE | Whether or not the Measures module is included in the study. | Final Results
Font Color Key
User input, common | Red Font | User inputs that are often modified
User input, uncommon | Blue Font | User inputs that have been preset by EnerNOC and should rarely, if ever, be changed
Standard | Black Font | Text labels or calculated values; no input required
5750

## Market Size
Key | Sector | Segment | Vintage | 2019 | 2020 | 2021 | 2022 | 2023 | 2024 | 2025 | 2026 | 2027 | 2028 | 2029 | 2030 | 2031 | 2032 | 2033 | 2034 | 2035 | 2036 | 2037 | 2038 | 2039 | 2040 | 2041 | 2042 | 2043 | 2044 | 2045 | 2046 | 2047 | 2048
Industrial_Food Products_Existing | Industrial | Food Products | Existing | 2370.9417 | 2330.0634 | 2289.8899 | 2250.409 | 2211.6089 | 2173.4777 | 2136.0039 | 2099.1763 | 2062.9836 | 2027.4149 | 1992.4595 | 1958.1067 | 1924.3463 | 1891.1679 | 1858.5615 | 1826.5174 | 1795.0257 | 1764.077 | 1733.6618 | 1703.7711 | 1674.3958 | 1645.5269 | 1617.1557 | 1589.2737 | 1561.8724 | 1534.9436 | 1508.4791 | 1482.4708 | 1456.911 | 1431.7918
Industrial_Food Products_New | Industrial | Food Products | New | 0 | 123.7051 | 126.6671 | 221.058 | 315.2171 | 420.7547 | 484.3137 | 558.0973 | 630.951 | 712.9002 | 773.9355 | 844.1344 | 913.4023 | 993.7551 | 1048.2907 | 1114.5713 | 1180.8016 | 1257.9028 | 1308.8303 | 1371.5851 | 1432.6307 | 1493.496 | 1554.1931 | 1614.7339 | 1675.1303 | 1735.3941 | 1795.5368 | 1855.5701 | 1915.5054 | 1975.3539
Industrial_Agriculture_Existing | Industrial | Agriculture | Existing | 17279.0665 | 16981.1515 | 16688.3731 | 16400.6425 | 16117.8728 | 15839.9784 | 15566.8754 | 15298.481 | 15034.714 | 14775.4948 | 14520.7449 | 14270.3873 | 14024.3461 | 13782.547 | 13544.9169 | 13311.3839 | 13081.8772 | 12856.3276 | 12634.6668 | 12416.8277 | 12202.7445 | 11992.3523 | 11785.5876 | 11582.3879 | 11382.6915 | 11186.4382 | 10993.5686 | 10804.0243 | 10617.748 | 10434.6834
Industrial_Agriculture_New | Industrial | Agriculture | New | 0 | 901.5445 | 923.1304 | 1611.0371 | 2297.2546 | 3066.3969 | 3529.6057 | 4067.3293 | 4598.2762 | 5195.5094 | 5640.3254 | 6151.9248 | 6656.7389 | 7242.3374 | 7639.7853 | 8122.828 | 8605.5048 | 9167.4061 | 9538.5584 | 9995.9057 | 10440.7971 | 10884.3743 | 11326.7255 | 11767.9378 | 12208.0977 | 12647.2909 | 13085.6022 | 13523.1158 | 13959.915 | 14396.0824
Industrial_Primary Metals_Existing | Industrial | Primary Metals | Existing | 274.2989 | 269.5696 | 264.9219 | 260.3543 | 255.8654 | 251.4539 | 247.1185 | 242.8578 | 238.6706 | 234.5556 | 230.5116 | 226.5372 | 222.6314 | 218.7929 | 215.0206 | 211.3134 | 207.6701 | 204.0895 | 200.5708 | 197.1126 | 193.7141 | 190.3742 | 187.0919 | 183.8662 | 180.6961 | 177.5807 | 174.5189 | 171.51 | 168.5529 | 165.6468
Industrial_Primary Metals_New | Industrial | Primary Metals | New | 0 | 14.3117 | 14.6544 | 25.5746 | 36.4681 | 48.6779 | 56.0312 | 64.5674 | 72.996 | 82.4768 | 89.5381 | 97.6596 | 105.6733 | 114.9695 | 121.2788 | 128.9469 | 136.6093 | 145.5292 | 151.4212 | 158.6814 | 165.7439 | 172.7855 | 179.8077 | 186.8117 | 193.7991 | 200.7712 | 207.7292 | 214.6746 | 221.6086 | 228.5326
Industrial_Stone, Clay, and Glass_Existing | Industrial | Stone, Clay, and Glass | Existing | 352.958 | 346.8725 | 340.8919 | 335.0145 | 329.2384 | 323.5618 | 317.9832 | 312.5007 | 307.1128 | 301.8177 | 296.614 | 291.4999 | 286.4741 | 281.5349 | 276.6808 | 271.9105 | 267.2223 | 262.6151 | 258.0872 | 253.6374 | 249.2644 | 244.9667 | 240.7432 | 236.5924 | 232.5132 | 228.5044 | 224.5646 | 220.6928 | 216.8878 | 213.1483
Industrial_Stone, Clay, and Glass_New | Industrial | Stone, Clay, and Glass | New | 0 | 18.4158 | 18.8567 | 32.9085 | 46.9258 | 62.637 | 72.0989 | 83.083 | 93.9286 | 106.1282 | 115.2144 | 125.6648 | 135.9766 | 147.9386 | 156.0572 | 165.9243 | 175.7839 | 187.2618 | 194.8433 | 204.1855 | 213.2732 | 222.3341 | 231.37 | 240.3826 | 249.3737 | 258.3451 | 267.2984 | 276.2355 | 285.1579 | 294.0675
Industrial_Petroleum_Existing | Industrial | Petroleum | Existing | 19.2342 | 18.9025 | 18.5766 | 18.2563 | 17.9416 | 17.6322 | 17.3282 | 17.0295 | 16.7359 | 16.4473 | 16.1637 | 15.8851 | 15.6112 | 15.342 | 15.0775 | 14.8175 | 14.5621 | 14.311 | 14.0643 | 13.8218 | 13.5835 | 13.3493 | 13.1191 | 12.8929 | 12.6706 | 12.4522 | 12.2375 | 12.0265 | 11.8191 | 11.6153
Industrial_Petroleum_New | Industrial | Petroleum | New | 0 | 1.0036 | 1.0276 | 1.7933 | 2.5572 | 3.4134 | 3.929 | 4.5275 | 5.1186 | 5.7834 | 6.2785 | 6.848 | 7.4099 | 8.0618 | 8.5042 | 9.0419 | 9.5792 | 10.2047 | 10.6178 | 11.1269 | 11.6222 | 12.1159 | 12.6083 | 13.0995 | 13.5894 | 14.0783 | 14.5662 | 15.0532 | 15.5395 | 16.025
Industrial_Paper and Printing_Existing | Industrial | Paper and Printing | Existing | 62.6404 | 61.5604 | 60.499 | 59.456 | 58.4309 | 57.4234 | 56.4334 | 55.4604 | 54.5042 | 53.5644 | 52.6409 | 51.7333 | 50.8414 | 49.9648 | 49.1033 | 48.2567 | 47.4247 | 46.607 | 45.8035 | 45.0137 | 44.2376 | 43.4749 | 42.7254 | 41.9887 | 41.2648 | 40.5533 | 39.8541 | 39.167 | 38.4917 | 37.828
Industrial_Paper and Printing_New | Industrial | Paper and Printing | New | 0 | 3.2683 | 3.3466 | 5.8404 | 8.3281 | 11.1164 | 12.7956 | 14.745 | 16.6698 | 18.8349 | 20.4474 | 22.3021 | 24.1321 | 26.2551 | 27.6959 | 29.447 | 31.1969 | 33.2339 | 34.5794 | 36.2374 | 37.8502 | 39.4583 | 41.0619 | 42.6614 | 44.2571 | 45.8492 | 47.4382 | 49.0243 | 50.6078 | 52.189
Industrial_Instruments_Existing | Industrial | Instruments | Existing | 7458.1242 | 7329.5359 | 7203.1646 | 7078.9721 | 6956.9208 | 6836.9739 | 6719.0951 | 6603.2486 | 6489.3995 | 6377.5133 | 6267.5562 | 6159.4949 | 6053.2967 | 5948.9295 | 5846.3617 | 5745.5624 | 5646.501 | 5549.1475 | 5453.4726 | 5359.4472 | 5267.0429 | 5176.2318 | 5086.9864 | 4999.2798 | 4913.0853 | 4828.3769 | 4745.1291 | 4663.3165 | 4582.9145 | 4503.8987
Industrial_Instruments_New | Industrial | Instruments | New | 0 | 389.1316 | 398.4487 | 695.3683 | 991.5588 | 1323.5419 | 1523.4757 | 1755.5721 | 1984.7435 | 2242.5259 | 2434.5208 | 2655.3413 | 2873.2331 | 3125.9936 | 3297.5432 | 3506.0378 | 3714.3745 | 3956.9067 | 4117.1063 | 4314.5101 | 4506.5376 | 4697.9978 | 4888.9288 | 5079.3683 | 5269.3535 | 5458.9215 | 5648.1088 | 5836.9518 | 6025.4864 | 6213.7484
Industrial_Wood and Lumber Products_Existing | Industrial | Wood and Lumber Products | Existing | 830.0499 | 815.7387 | 801.6742 | 787.8523 | 774.2686 | 760.9191 | 747.7999 | 734.9068 | 722.2359 | 709.7836 | 697.546 | 685.5193 | 673.7 | 662.0845 | 650.6692 | 639.4508 | 628.4258 | 617.5909 | 606.9427 | 596.4782 | 586.1941 | 576.0873 | 566.1548 | 556.3935 | 546.8005 | 537.3729 | 528.1078 | 519.0025 | 510.0542 | 501.2602
Industrial_Wood and Lumber Products_New | Industrial | Wood and Lumber Products | New | 0 | 43.3083 | 44.3452 | 77.3908 | 110.3553 | 147.3032 | 169.5548 | 195.3859 | 220.8915 | 249.5813 | 270.9493 | 295.5255 | 319.7757 | 347.9066 | 366.9992 | 390.2035 | 413.3903 | 440.3828 | 458.2122 | 480.1822 | 501.5539 | 522.8624 | 544.112 | 565.3069 | 586.4513 | 607.5492 | 628.6047 | 649.622 | 670.6049 | 691.5574
Industrial_Other Industrial_Existing | Industrial | Other Industrial | Existing | 15221.9382 | 14959.491 | 14701.5688 | 14448.0934 | 14198.9884 | 13954.1782 | 13713.589 | 13477.1478 | 13244.7831 | 13016.4248 | 12792.0037 | 12571.4519 | 12354.7027 | 12141.6906 | 11932.3511 | 11726.6209 | 11524.4378 | 11325.7406 | 11130.4692 | 10938.5646 | 10749.9686 | 10564.6244 | 10382.4757 | 10203.4675 | 10027.5456 | 9854.6569 | 9684.749 | 9517.7706 | 9353.6711 | 9192.4009
Industrial_Other Industrial_New | Industrial | Other Industrial | New | 0 | 794.2128 | 813.2288 | 1419.238 | 2023.7591 | 2701.3325 | 3109.3948 | 3583.1007 | 4050.8367 | 4576.9674 | 4968.8266 | 5419.5185 | 5864.2328 | 6380.1139 | 6730.2444 | 7155.7793 | 7580.9919 | 8075.997 | 8402.9624 | 8805.8611 | 9197.7868 | 9588.5547 | 9978.2425 | 10366.9271 | 10754.6845 | 11141.5904 | 11527.7193 | 11913.1455 | 12297.9424 | 12682.1827

## Saturations
Key | Sector | Segment | Vintage | End Use | Fuel | Technology | 2019 | 2020 | 2021 | 2022 | 2023 | 2024 | 2025 | 2026 | 2027 | 2028 | 2029 | 2030 | 2031 | 2032 | 2033 | 2034 | 2035 | 2036 | 2037 | 2038 | 2039 | 2040 | 2041 | 2042 | 2043 | 2044 | 2045 | 2046 | 2047 | 2048
Industrial_Food Products_Existing_Space Heating_Natural Gas_Furnace | Industrial | Food Products | Existing | Space Heating | Natural Gas | Furnace | 33.46% | 33.46% | 33.46% | 33.46% | 33.46% | 33.46% | 33.46% | 33.46% | 33.46% | 33.46% | 33.46% | 33.46% | 33.46% | 33.46% | 33.46% | 33.46% | 33.46% | 33.46% | 33.46% | 33.46% | 33.46% | 33.46% | 33.46% | 33.46% | 33.46% | 33.46% | 33.46% | 33.46% | 33.46% | 33.46%
Industrial_Food Products_Existing_Space Heating_Natural Gas_Boiler | Industrial | Food Products | Existing | Space Heating | Natural Gas | Boiler | 41.94% | 41.94% | 41.94% | 41.94% | 41.94% | 41.94% | 41.94% | 41.94% | 41.94% | 41.94% | 41.94% | 41.94% | 41.94% | 41.94% | 41.94% | 41.94% | 41.94% | 41.94% | 41.94% | 41.94% | 41.94% | 41.94% | 41.94% | 41.94% | 41.94% | 41.94% | 41.94% | 41.94% | 41.94% | 41.94%
Industrial_Food Products_Existing_Space Heating_Natural Gas_Unit Heater | Industrial | Food Products | Existing | Space Heating | Natural Gas | Unit Heater | 21.83% | 21.83% | 21.83% | 21.83% | 21.83% | 21.83% | 21.83% | 21.83% | 21.83% | 21.83% | 21.83% | 21.83% | 21.83% | 21.83% | 21.83% | 21.83% | 21.83% | 21.83% | 21.83% | 21.83% | 21.83% | 21.83% | 21.83% | 21.83% | 21.83% | 21.83% | 21.83% | 21.83% | 21.83% | 21.83%
Industrial_Food Products_Existing_Process_Natural Gas_Process Boiler | Industrial | Food Products | Existing | Process | Natural Gas | Process Boiler | 100% | 100% | 100% | 100% | 100% | 100% | 100% | 100% | 100% | 100% | 100% | 100% | 100% | 100% | 100% | 100% | 100% | 100% | 100% | 100% | 100% | 100% | 100% | 100% | 100% | 100% | 100% | 100% | 100% | 100%
Industrial_Food Products_Existing_Process_Natural Gas_Process Heating | Industrial | Food Products | Existing | Process | Natural Gas | Process Heating | 100% | 100% | 100% | 100% | 100% | 100% | 100% | 100% | 100% | 100% | 100% | 100% | 100% | 100% | 100% | 100% | 100% | 100% | 100% | 100% | 100% | 100% | 100% | 100% | 100% | 100% | 100% | 100% | 100% | 100%
Industrial_Food Products_Existing_Process_Natural Gas_Process Cooling | Industrial | Food Products | Existing | Process | Natural Gas | Process Cooling | 100% | 100% | 100% | 100% | 100% | 100% | 100% | 100% | 100% | 100% | 100% | 100% | 100% | 100% | 100% | 100% | 100% | 100% | 100% | 100% | 100% | 100% | 100% | 100% | 100% | 100% | 100% | 100% | 100% | 100%
Industrial_Food Products_Existing_Process_Natural Gas_Other Process | Industrial | Food Products | Existing | Process | Natural Gas | Other Process | 100% | 100% | 100% | 100% | 100% | 100% | 100% | 100% | 100% | 100% | 100% | 100% | 100% | 100% | 100% | 100% | 100% | 100% | 100% | 100% | 100% | 100% | 100% | 100% | 100% | 100% | 100% | 100% | 100% | 100%
Industrial_Food Products_Existing_Miscellaneous_Natural Gas_Miscellaneous | Industrial | Food Products | Existing | Miscellaneous | Natural Gas | Miscellaneous | 100% | 100% | 100% | 100% | 100% | 100% | 100% | 100% | 100% | 100% | 100% | 100% | 100% | 100% | 100% | 100% | 100% | 100% | 100% | 100% | 100% | 100% | 100% | 100% | 100% | 100% | 100% | 100% | 100% | 100%
Industrial_Food Products_New_Space Heating_Natural Gas_Furnace | Industrial | Food Products | New | Space Heating | Natural Gas | Furnace | 33.46% | 33.46% | 33.46% | 33.46% | 33.46% | 33.46% | 33.46% | 33.46% | 33.46% | 33.46% | 33.46% | 33.46% | 33.46% | 33.46% | 33.46% | 33.46% | 33.46% | 33.46% | 33.46% | 33.46% | 33.46% | 33.46% | 33.46% | 33.46% | 33.46% | 33.46% | 33.46% | 33.46% | 33.46% | 33.46%
Industrial_Food Products_New_Space Heating_Natural Gas_Boiler | Industrial | Food Products | New | Space Heating | Natural Gas | Boiler | 41.94% | 41.94% | 41.94% | 41.94% | 41.94% | 41.94% | 41.94% | 41.94% | 41.94% | 41.94% | 41.94% | 41.94% | 41.94% | 41.94% | 41.94% | 41.94% | 41.94% | 41.94% | 41.94% | 41.94% | 41.94% | 41.94% | 41.94% | 41.94% | 41.94% | 41.94% | 41.94% | 41.94% | 41.94% | 41.94%
Industrial_Food Products_New_Space Heating_Natural Gas_Unit Heater | Industrial | Food Products | New | Space Heating | Natural Gas | Unit Heater | 21.83% | 21.83% | 21.83% | 21.83% | 21.83% | 21.83% | 21.83% | 21.83% | 21.83% | 21.83% | 21.83% | 21.83% | 21.83% | 21.83% | 21.83% | 21.83% | 21.83% | 21.83% | 21.83% | 21.83% | 21.83% | 21.83% | 21.83% | 21.83% | 21.83% | 21.83% | 21.83% | 21.83% | 21.83% | 21.83%
Industrial_Food Products_New_Process_Natural Gas_Process Boiler | Industrial | Food Products | New | Process | Natural Gas | Process Boiler | 100% | 100% | 100% | 100% | 100% | 100% | 100% | 100% | 100% | 100% | 100% | 100% | 100% | 100% | 100% | 100% | 100% | 100% | 100% | 100% | 100% | 100% | 100% | 100% | 100% | 100% | 100% | 100% | 100% | 100%
Industrial_Food Products_New_Process_Natural Gas_Process Heating | Industrial | Food Products | New | Process | Natural Gas | Process Heating | 100% | 100% | 100% | 100% | 100% | 100% | 100% | 100% | 100% | 100% | 100% | 100% | 100% | 100% | 100% | 100% | 100% | 100% | 100% | 100% | 100% | 100% | 100% | 100% | 100% | 100% | 100% | 100% | 100% | 100%
Industrial_Food Products_New_Process_Natural Gas_Process Cooling | Industrial | Food Products | New | Process | Natural Gas | Process Cooling | 100% | 100% | 100% | 100% | 100% | 100% | 100% | 100% | 100% | 100% | 100% | 100% | 100% | 100% | 100% | 100% | 100% | 100% | 100% | 100% | 100% | 100% | 100% | 100% | 100% | 100% | 100% | 100% | 100% | 100%
Industrial_Food Products_New_Process_Natural Gas_Other Process | Industrial | Food Products | New | Process | Natural Gas | Other Process | 100% | 100% | 100% | 100% | 100% | 100% | 100% | 100% | 100% | 100% | 100% | 100% | 100% | 100% | 100% | 100% | 100% | 100% | 100% | 100% | 100% | 100% | 100% | 100% | 100% | 100% | 100% | 100% | 100% | 100%
Industrial_Food Products_New_Miscellaneous_Natural Gas_Miscellaneous | Industrial | Food Products | New | Miscellaneous | Natural Gas | Miscellaneous | 100% | 100% | 100% | 100% | 100% | 100% | 100% | 100% | 100% | 100% | 100% | 100% | 100% | 100% | 100% | 100% | 100% | 100% | 100% | 100% | 100% | 100% | 100% | 100% | 100% | 100% | 100% | 100% | 100% | 100%
Industrial_Agriculture_Existing_Space Heating_Natural Gas_Furnace | Industrial | Agriculture | Existing | Space Heating | Natural Gas | Furnace | 24.44% | 24.44% | 24.44% | 24.44% | 24.44% | 24.44% | 24.44% | 24.44% | 24.44% | 24.44% | 24.44% | 24.44% | 24.44% | 24.44% | 24.44% | 24.44% | 24.44% | 24.44% | 24.44% | 24.44% | 24.44% | 24.44% | 24.44% | 24.44% | 24.44% | 24.44% | 24.44% | 24.44% | 24.44% | 24.44%
Industrial_Agriculture_Existing_Space Heating_Natural Gas_Boiler | Industrial | Agriculture | Existing | Space Heating | Natural Gas | Boiler | 12.09% | 12.09% | 12.09% | 12.09% | 12.09% | 12.09% | 12.09% | 12.09% | 12.09% | 12.09% | 12.09% | 12.09% | 12.09% | 12.09% | 12.09% | 12.09% | 12.09% | 12.09% | 12.09% | 12.09% | 12.09% | 12.09% | 12.09% | 12.09% | 12.09% | 12.09% | 12.09% | 12.09% | 12.09% | 12.09%
Industrial_Agriculture_Existing_Space Heating_Natural Gas_Unit Heater | Industrial | Agriculture | Existing | Space Heating | Natural Gas | Unit Heater | 29.6% | 29.6% | 29.6% | 29.6% | 29.6% | 29.6% | 29.6% | 29.6% | 29.6% | 29.6% | 29.6% | 29.6% | 29.6% | 29.6% | 29.6% | 29.6% | 29.6% | 29.6% | 29.6% | 29.6% | 29.6% | 29.6% | 29.6% | 29.6% | 29.6% | 29.6% | 29.6% | 29.6% | 29.6% | 29.6%
Industrial_Agriculture_Existing_Process_Natural Gas_Process Boiler | Industrial | Agriculture | Existing | Process | Natural Gas | Process Boiler | 100% | 100% | 100% | 100% | 100% | 100% | 100% | 100% | 100% | 100% | 100% | 100% | 100% | 100% | 100% | 100% | 100% | 100% | 100% | 100% | 100% | 100% | 100% | 100% | 100% | 100% | 100% | 100% | 100% | 100%
Industrial_Agriculture_Existing_Process_Natural Gas_Process Heating | Industrial | Agriculture | Existing | Process | Natural Gas | Process Heating | 100% | 100% | 100% | 100% | 100% | 100% | 100% | 100% | 100% | 100% | 100% | 100% | 100% | 100% | 100% | 100% | 100% | 100% | 100% | 100% | 100% | 100% | 100% | 100% | 100% | 100% | 100% | 100% | 100% | 100%
Industrial_Agriculture_Existing_Process_Natural Gas_Process Cooling | Industrial | Agriculture | Existing | Process | Natural Gas | Process Cooling | 100% | 100% | 100% | 100% | 100% | 100% | 100% | 100% | 100% | 100% | 100% | 100% | 100% | 100% | 100% | 100% | 100% | 100% | 100% | 100% | 100% | 100% | 100% | 100% | 100% | 100% | 100% | 100% | 100% | 100%
Industrial_Agriculture_Existing_Process_Natural Gas_Other Process | Industrial | Agriculture | Existing | Process | Natural Gas | Other Process | 100% | 100% | 100% | 100% | 100% | 100% | 100% | 100% | 100% | 100% | 100% | 100% | 100% | 100% | 100% | 100% | 100% | 100% | 100% | 100% | 100% | 100% | 100% | 100% | 100% | 100% | 100% | 100% | 100% | 100%
Industrial_Agriculture_Existing_Miscellaneous_Natural Gas_Miscellaneous | Industrial | Agriculture | Existing | Miscellaneous | Natural Gas | Miscellaneous | 100% | 100% | 100% | 100% | 100% | 100% | 100% | 100% | 100% | 100% | 100% | 100% | 100% | 100% | 100% | 100% | 100% | 100% | 100% | 100% | 100% | 100% | 100% | 100% | 100% | 100% | 100% | 100% | 100% | 100%
Industrial_Agriculture_New_Space Heating_Natural Gas_Furnace | Industrial | Agriculture | New | Space Heating | Natural Gas | Furnace | 24.44% | 24.44% | 24.44% | 24.44% | 24.44% | 24.44% | 24.44% | 24.44% | 24.44% | 24.44% | 24.44% | 24.44% | 24.44% | 24.44% | 24.44% | 24.44% | 24.44% | 24.44% | 24.44% | 24.44% | 24.44% | 24.44% | 24.44% | 24.44% | 24.44% | 24.44% | 24.44% | 24.44% | 24.44% | 24.44%
Industrial_Agriculture_New_Space Heating_Natural Gas_Boiler | Industrial | Agriculture | New | Space Heating | Natural Gas | Boiler | 12.09% | 12.09% | 12.09% | 12.09% | 12.09% | 12.09% | 12.09% | 12.09% | 12.09% | 12.09% | 12.09% | 12.09% | 12.09% | 12.09% | 12.09% | 12.09% | 12.09% | 12.09% | 12.09% | 12.09% | 12.09% | 12.09% | 12.09% | 12.09% | 12.09% | 12.09% | 12.09% | 12.09% | 12.09% | 12.09%
Industrial_Agriculture_New_Space Heating_Natural Gas_Unit Heater | Industrial | Agriculture | New | Space Heating | Natural Gas | Unit Heater | 29.6% | 29.6% | 29.6% | 29.6% | 29.6% | 29.6% | 29.6% | 29.6% | 29.6% | 29.6% | 29.6% | 29.6% | 29.6% | 29.6% | 29.6% | 29.6% | 29.6% | 29.6% | 29.6% | 29.6% | 29.6% | 29.6% | 29.6% | 29.6% | 29.6% | 29.6% | 29.6% | 29.6% | 29.6% | 29.6%
Industrial_Agriculture_New_Process_Natural Gas_Process Boiler | Industrial | Agriculture | New | Process | Natural Gas | Process Boiler | 100% | 100% | 100% | 100% | 100% | 100% | 100% | 100% | 100% | 100% | 100% | 100% | 100% | 100% | 100% | 100% | 100% | 100% | 100% | 100% | 100% | 100% | 100% | 100% | 100% | 100% | 100% | 100% | 100% | 100%
Industrial_Agriculture_New_Process_Natural Gas_Process Heating | Industrial | Agriculture | New | Process | Natural Gas | Process Heating | 100% | 100% | 100% | 100% | 100% | 100% | 100% | 100% | 100% | 100% | 100% | 100% | 100% | 100% | 100% | 100% | 100% | 100% | 100% | 100% | 100% | 100% | 100% | 100% | 100% | 100% | 100% | 100% | 100% | 100%
Industrial_Agriculture_New_Process_Natural Gas_Process Cooling | Industrial | Agriculture | New | Process | Natural Gas | Process Cooling | 100% | 100% | 100% | 100% | 100% | 100% | 100% | 100% | 100% | 100% | 100% | 100% | 100% | 100% | 100% | 100% | 100% | 100% | 100% | 100% | 100% | 100% | 100% | 100% | 100% | 100% | 100% | 100% | 100% | 100%
Industrial_Agriculture_New_Process_Natural Gas_Other Process | Industrial | Agriculture | New | Process | Natural Gas | Other Process | 100% | 100% | 100% | 100% | 100% | 100% | 100% | 100% | 100% | 100% | 100% | 100% | 100% | 100% | 100% | 100% | 100% | 100% | 100% | 100% | 100% | 100% | 100% | 100% | 100% | 100% | 100% | 100% | 100% | 100%
Industrial_Agriculture_New_Miscellaneous_Natural Gas_Miscellaneous | Industrial | Agriculture | New | Miscellaneous | Natural Gas | Miscellaneous | 100% | 100% | 100% | 100% | 100% | 100% | 100% | 100% | 100% | 100% | 100% | 100% | 100% | 100% | 100% | 100% | 100% | 100% | 100% | 100% | 100% | 100% | 100% | 100% | 100% | 100% | 100% | 100% | 100% | 100%
Industrial_Primary Metals_Existing_Space Heating_Natural Gas_Furnace | Industrial | Primary Metals | Existing | Space Heating | Natural Gas | Furnace | 42.56% | 42.56% | 42.56% | 42.56% | 42.56% | 42.56% | 42.56% | 42.56% | 42.56% | 42.56% | 42.56% | 42.56% | 42.56% | 42.56% | 42.56% | 42.56% | 42.56% | 42.56% | 42.56% | 42.56% | 42.56% | 42.56% | 42.56% | 42.56% | 42.56% | 42.56% | 42.56% | 42.56% | 42.56% | 42.56%
Industrial_Primary Metals_Existing_Space Heating_Natural Gas_Boiler | Industrial | Primary Metals | Existing | Space Heating | Natural Gas | Boiler | 2.761% | 2.761% | 2.761% | 2.761% | 2.761% | 2.761% | 2.761% | 2.761% | 2.761% | 2.761% | 2.761% | 2.761% | 2.761% | 2.761% | 2.761% | 2.761% | 2.761% | 2.761% | 2.761% | 2.761% | 2.761% | 2.761% | 2.761% | 2.761% | 2.761% | 2.761% | 2.761% | 2.761% | 2.761% | 2.761%
Industrial_Primary Metals_Existing_Space Heating_Natural Gas_Unit Heater | Industrial | Primary Metals | Existing | Space Heating | Natural Gas | Unit Heater | 49.08% | 49.08% | 49.08% | 49.08% | 49.08% | 49.08% | 49.08% | 49.08% | 49.08% | 49.08% | 49.08% | 49.08% | 49.08% | 49.08% | 49.08% | 49.08% | 49.08% | 49.08% | 49.08% | 49.08% | 49.08% | 49.08% | 49.08% | 49.08% | 49.08% | 49.08% | 49.08% | 49.08% | 49.08% | 49.08%
Industrial_Primary Metals_Existing_Process_Natural Gas_Process Boiler | Industrial | Primary Metals | Existing | Process | Natural Gas | Process Boiler | 100% | 100% | 100% | 100% | 100% | 100% | 100% | 100% | 100% | 100% | 100% | 100% | 100% | 100% | 100% | 100% | 100% | 100% | 100% | 100% | 100% | 100% | 100% | 100% | 100% | 100% | 100% | 100% | 100% | 100%
Industrial_Primary Metals_Existing_Process_Natural Gas_Process Heating | Industrial | Primary Metals | Existing | Process | Natural Gas | Process Heating | 100% | 100% | 100% | 100% | 100% | 100% | 100% | 100% | 100% | 100% | 100% | 100% | 100% | 100% | 100% | 100% | 100% | 100% | 100% | 100% | 100% | 100% | 100% | 100% | 100% | 100% | 100% | 100% | 100% | 100%
Industrial_Primary Metals_Existing_Process_Natural Gas_Process Cooling | Industrial | Primary Metals | Existing | Process | Natural Gas | Process Cooling | 100% | 100% | 100% | 100% | 100% | 100% | 100% | 100% | 100% | 100% | 100% | 100% | 100% | 100% | 100% | 100% | 100% | 100% | 100% | 100% | 100% | 100% | 100% | 100% | 100% | 100% | 100% | 100% | 100% | 100%
Industrial_Primary Metals_Existing_Process_Natural Gas_Other Process | Industrial | Primary Metals | Existing | Process | Natural Gas | Other Process | 100% | 100% | 100% | 100% | 100% | 100% | 100% | 100% | 100% | 100% | 100% | 100% | 100% | 100% | 100% | 100% | 100% | 100% | 100% | 100% | 100% | 100% | 100% | 100% | 100% | 100% | 100% | 100% | 100% | 100%
Industrial_Primary Metals_Existing_Miscellaneous_Natural Gas_Miscellaneous | Industrial | Primary Metals | Existing | Miscellaneous | Natural Gas | Miscellaneous | 100% | 100% | 100% | 100% | 100% | 100% | 100% | 100% | 100% | 100% | 100% | 100% | 100% | 100% | 100% | 100% | 100% | 100% | 100% | 100% | 100% | 100% | 100% | 100% | 100% | 100% | 100% | 100% | 100% | 100%
Industrial_Primary Metals_New_Space Heating_Natural Gas_Furnace | Industrial | Primary Metals | New | Space Heating | Natural Gas | Furnace | 42.56% | 42.56% | 42.56% | 42.56% | 42.56% | 42.56% | 42.56% | 42.56% | 42.56% | 42.56% | 42.56% | 42.56% | 42.56% | 42.56% | 42.56% | 42.56% | 42.56% | 42.56% | 42.56% | 42.56% | 42.56% | 42.56% | 42.56% | 42.56% | 42.56% | 42.56% | 42.56% | 42.56% | 42.56% | 42.56%
Industrial_Primary Metals_New_Space Heating_Natural Gas_Boiler | Industrial | Primary Metals | New | Space Heating | Natural Gas | Boiler | 2.761% | 2.761% | 2.761% | 2.761% | 2.761% | 2.761% | 2.761% | 2.761% | 2.761% | 2.761% | 2.761% | 2.761% | 2.761% | 2.761% | 2.761% | 2.761% | 2.761% | 2.761% | 2.761% | 2.761% | 2.761% | 2.761% | 2.761% | 2.761% | 2.761% | 2.761% | 2.761% | 2.761% | 2.761% | 2.761%
Industrial_Primary Metals_New_Space Heating_Natural Gas_Unit Heater | Industrial | Primary Metals | New | Space Heating | Natural Gas | Unit Heater | 49.08% | 49.08% | 49.08% | 49.08% | 49.08% | 49.08% | 49.08% | 49.08% | 49.08% | 49.08% | 49.08% | 49.08% | 49.08% | 49.08% | 49.08% | 49.08% | 49.08% | 49.08% | 49.08% | 49.08% | 49.08% | 49.08% | 49.08% | 49.08% | 49.08% | 49.08% | 49.08% | 49.08% | 49.08% | 49.08%
Industrial_Primary Metals_New_Process_Natural Gas_Process Boiler | Industrial | Primary Metals | New | Process | Natural Gas | Process Boiler | 100% | 100% | 100% | 100% | 100% | 100% | 100% | 100% | 100% | 100% | 100% | 100% | 100% | 100% | 100% | 100% | 100% | 100% | 100% | 100% | 100% | 100% | 100% | 100% | 100% | 100% | 100% | 100% | 100% | 100%
Industrial_Primary Metals_New_Process_Natural Gas_Process Heating | Industrial | Primary Metals | New | Process | Natural Gas | Process Heating | 100% | 100% | 100% | 100% | 100% | 100% | 100% | 100% | 100% | 100% | 100% | 100% | 100% | 100% | 100% | 100% | 100% | 100% | 100% | 100% | 100% | 100% | 100% | 100% | 100% | 100% | 100% | 100% | 100% | 100%
Industrial_Primary Metals_New_Process_Natural Gas_Process Cooling | Industrial | Primary Metals | New | Process | Natural Gas | Process Cooling | 100% | 100% | 100% | 100% | 100% | 100% | 100% | 100% | 100% | 100% | 100% | 100% | 100% | 100% | 100% | 100% | 100% | 100% | 100% | 100% | 100% | 100% | 100% | 100% | 100% | 100% | 100% | 100% | 100% | 100%
Industrial_Primary Metals_New_Process_Natural Gas_Other Process | Industrial | Primary Metals | New | Process | Natural Gas | Other Process | 100% | 100% | 100% | 100% | 100% | 100% | 100% | 100% | 100% | 100% | 100% | 100% | 100% | 100% | 100% | 100% | 100% | 100% | 100% | 100% | 100% | 100% | 100% | 100% | 100% | 100% | 100% | 100% | 100% | 100%
Industrial_Primary Metals_New_Miscellaneous_Natural Gas_Miscellaneous | Industrial | Primary Metals | New | Miscellaneous | Natural Gas | Miscellaneous | 100% | 100% | 100% | 100% | 100% | 100% | 100% | 100% | 100% | 100% | 100% | 100% | 100% | 100% | 100% | 100% | 100% | 100% | 100% | 100% | 100% | 100% | 100% | 100% | 100% | 100% | 100% | 100% | 100% | 100%
Industrial_Stone, Clay, and Glass_Existing_Space Heating_Natural Gas_Furnace | Industrial | Stone, Clay, and Glass | Existing | Space Heating | Natural Gas | Furnace | 28.78% | 28.78% | 28.78% | 28.78% | 28.78% | 28.78% | 28.78% | 28.78% | 28.78% | 28.78% | 28.78% | 28.78% | 28.78% | 28.78% | 28.78% | 28.78% | 28.78% | 28.78% | 28.78% | 28.78% | 28.78% | 28.78% | 28.78% | 28.78% | 28.78% | 28.78% | 28.78% | 28.78% | 28.78% | 28.78%
Industrial_Stone, Clay, and Glass_Existing_Space Heating_Natural Gas_Boiler | Industrial | Stone, Clay, and Glass | Existing | Space Heating | Natural Gas | Boiler | 9.02% | 9.02% | 9.02% | 9.02% | 9.02% | 9.02% | 9.02% | 9.02% | 9.02% | 9.02% | 9.02% | 9.02% | 9.02% | 9.02% | 9.02% | 9.02% | 9.02% | 9.02% | 9.02% | 9.02% | 9.02% | 9.02% | 9.02% | 9.02% | 9.02% | 9.02% | 9.02% | 9.02% | 9.02% | 9.02%
Industrial_Stone, Clay, and Glass_Existing_Space Heating_Natural Gas_Unit Heater | Industrial | Stone, Clay, and Glass | Existing | Space Heating | Natural Gas | Unit Heater | 25.2% | 25.2% | 25.2% | 25.2% | 25.2% | 25.2% | 25.2% | 25.2% | 25.2% | 25.2% | 25.2% | 25.2% | 25.2% | 25.2% | 25.2% | 25.2% | 25.2% | 25.2% | 25.2% | 25.2% | 25.2% | 25.2% | 25.2% | 25.2% | 25.2% | 25.2% | 25.2% | 25.2% | 25.2% | 25.2%
Industrial_Stone, Clay, and Glass_Existing_Process_Natural Gas_Process Boiler | Industrial | Stone, Clay, and Glass | Existing | Process | Natural Gas | Process Boiler | 100% | 100% | 100% | 100% | 100% | 100% | 100% | 100% | 100% | 100% | 100% | 100% | 100% | 100% | 100% | 100% | 100% | 100% | 100% | 100% | 100% | 100% | 100% | 100% | 100% | 100% | 100% | 100% | 100% | 100%
Industrial_Stone, Clay, and Glass_Existing_Process_Natural Gas_Process Heating | Industrial | Stone, Clay, and Glass | Existing | Process | Natural Gas | Process Heating | 100% | 100% | 100% | 100% | 100% | 100% | 100% | 100% | 100% | 100% | 100% | 100% | 100% | 100% | 100% | 100% | 100% | 100% | 100% | 100% | 100% | 100% | 100% | 100% | 100% | 100% | 100% | 100% | 100% | 100%
Industrial_Stone, Clay, and Glass_Existing_Process_Natural Gas_Process Cooling | Industrial | Stone, Clay, and Glass | Existing | Process | Natural Gas | Process Cooling | 100% | 100% | 100% | 100% | 100% | 100% | 100% | 100% | 100% | 100% | 100% | 100% | 100% | 100% | 100% | 100% | 100% | 100% | 100% | 100% | 100% | 100% | 100% | 100% | 100% | 100% | 100% | 100% | 100% | 100%
Industrial_Stone, Clay, and Glass_Existing_Process_Natural Gas_Other Process | Industrial | Stone, Clay, and Glass | Existing | Process | Natural Gas | Other Process | 100% | 100% | 100% | 100% | 100% | 100% | 100% | 100% | 100% | 100% | 100% | 100% | 100% | 100% | 100% | 100% | 100% | 100% | 100% | 100% | 100% | 100% | 100% | 100% | 100% | 100% | 100% | 100% | 100% | 100%
Industrial_Stone, Clay, and Glass_Existing_Miscellaneous_Natural Gas_Miscellaneous | Industrial | Stone, Clay, and Glass | Existing | Miscellaneous | Natural Gas | Miscellaneous | 100% | 100% | 100% | 100% | 100% | 100% | 100% | 100% | 100% | 100% | 100% | 100% | 100% | 100% | 100% | 100% | 100% | 100% | 100% | 100% | 100% | 100% | 100% | 100% | 100% | 100% | 100% | 100% | 100% | 100%
Industrial_Stone, Clay, and Glass_New_Space Heating_Natural Gas_Furnace | Industrial | Stone, Clay, and Glass | New | Space Heating | Natural Gas | Furnace | 28.78% | 28.78% | 28.78% | 28.78% | 28.78% | 28.78% | 28.78% | 28.78% | 28.78% | 28.78% | 28.78% | 28.78% | 28.78% | 28.78% | 28.78% | 28.78% | 28.78% | 28.78% | 28.78% | 28.78% | 28.78% | 28.78% | 28.78% | 28.78% | 28.78% | 28.78% | 28.78% | 28.78% | 28.78% | 28.78%
Industrial_Stone, Clay, and Glass_New_Space Heating_Natural Gas_Boiler | Industrial | Stone, Clay, and Glass | New | Space Heating | Natural Gas | Boiler | 9.02% | 9.02% | 9.02% | 9.02% | 9.02% | 9.02% | 9.02% | 9.02% | 9.02% | 9.02% | 9.02% | 9.02% | 9.02% | 9.02% | 9.02% | 9.02% | 9.02% | 9.02% | 9.02% | 9.02% | 9.02% | 9.02% | 9.02% | 9.02% | 9.02% | 9.02% | 9.02% | 9.02% | 9.02% | 9.02%
Industrial_Stone, Clay, and Glass_New_Space Heating_Natural Gas_Unit Heater | Industrial | Stone, Clay, and Glass | New | Space Heating | Natural Gas | Unit Heater | 25.2% | 25.2% | 25.2% | 25.2% | 25.2% | 25.2% | 25.2% | 25.2% | 25.2% | 25.2% | 25.2% | 25.2% | 25.2% | 25.2% | 25.2% | 25.2% | 25.2% | 25.2% | 25.2% | 25.2% | 25.2% | 25.2% | 25.2% | 25.2% | 25.2% | 25.2% | 25.2% | 25.2% | 25.2% | 25.2%
Industrial_Stone, Clay, and Glass_New_Process_Natural Gas_Process Boiler | Industrial | Stone, Clay, and Glass | New | Process | Natural Gas | Process Boiler | 100% | 100% | 100% | 100% | 100% | 100% | 100% | 100% | 100% | 100% | 100% | 100% | 100% | 100% | 100% | 100% | 100% | 100% | 100% | 100% | 100% | 100% | 100% | 100% | 100% | 100% | 100% | 100% | 100% | 100%
Industrial_Stone, Clay, and Glass_New_Process_Natural Gas_Process Heating | Industrial | Stone, Clay, and Glass | New | Process | Natural Gas | Process Heating | 100% | 100% | 100% | 100% | 100% | 100% | 100% | 100% | 100% | 100% | 100% | 100% | 100% | 100% | 100% | 100% | 100% | 100% | 100% | 100% | 100% | 100% | 100% | 100% | 100% | 100% | 100% | 100% | 100% | 100%
Industrial_Stone, Clay, and Glass_New_Process_Natural Gas_Process Cooling | Industrial | Stone, Clay, and Glass | New | Process | Natural Gas | Process Cooling | 100% | 100% | 100% | 100% | 100% | 100% | 100% | 100% | 100% | 100% | 100% | 100% | 100% | 100% | 100% | 100% | 100% | 100% | 100% | 100% | 100% | 100% | 100% | 100% | 100% | 100% | 100% | 100% | 100% | 100%
Industrial_Stone, Clay, and Glass_New_Process_Natural Gas_Other Process | Industrial | Stone, Clay, and Glass | New | Process | Natural Gas | Other Process | 100% | 100% | 100% | 100% | 100% | 100% | 100% | 100% | 100% | 100% | 100% | 100% | 100% | 100% | 100% | 100% | 100% | 100% | 100% | 100% | 100% | 100% | 100% | 100% | 100% | 100% | 100% | 100% | 100% | 100%
Industrial_Stone, Clay, and Glass_New_Miscellaneous_Natural Gas_Miscellaneous | Industrial | Stone, Clay, and Glass | New | Miscellaneous | Natural Gas | Miscellaneous | 100% | 100% | 100% | 100% | 100% | 100% | 100% | 100% | 100% | 100% | 100% | 100% | 100% | 100% | 100% | 100% | 100% | 100% | 100% | 100% | 100% | 100% | 100% | 100% | 100% | 100% | 100% | 100% | 100% | 100%
Industrial_Petroleum_Existing_Space Heating_Natural Gas_Furnace | Industrial | Petroleum | Existing | Space Heating | Natural Gas | Furnace | 0.2854% | 0.2854% | 0.2854% | 0.2854% | 0.2854% | 0.2854% | 0.2854% | 0.2854% | 0.2854% | 0.2854% | 0.2854% | 0.2854% | 0.2854% | 0.2854% | 0.2854% | 0.2854% | 0.2854% | 0.2854% | 0.2854% | 0.2854% | 0.2854% | 0.2854% | 0.2854% | 0.2854% | 0.2854% | 0.2854% | 0.2854% | 0.2854% | 0.2854% | 0.2854%
Industrial_Petroleum_Existing_Space Heating_Natural Gas_Boiler | Industrial | Petroleum | Existing | Space Heating | Natural Gas | Boiler | 1.259% | 1.259% | 1.259% | 1.259% | 1.259% | 1.259% | 1.259% | 1.259% | 1.259% | 1.259% | 1.259% | 1.259% | 1.259% | 1.259% | 1.259% | 1.259% | 1.259% | 1.259% | 1.259% | 1.259% | 1.259% | 1.259% | 1.259% | 1.259% | 1.259% | 1.259% | 1.259% | 1.259% | 1.259% | 1.259%
Industrial_Petroleum_Existing_Space Heating_Natural Gas_Unit Heater | Industrial | Petroleum | Existing | Space Heating | Natural Gas | Unit Heater | bar: 2019 to 2048
Industrial_Petroleum_Existing_Process_Natural Gas_Process Boiler | Industrial | Petroleum | Existing | Process | Natural Gas | Process Boiler | 100% | 100% | 100% | 100% | 100% | 100% | 100% | 100% | 100% | 100% | 100% | 100% | 100% | 100% | 100% | 100% | 100% | 100% | 100% | 100% | 100% | 100% | 100% | 100% | 100% | 100% | 100% | 100% | 100% | 100%
Industrial_Petroleum_Existing_Process_Natural Gas_Process Heating | Industrial | Petroleum | Existing | Process | Natural Gas | Process Heating | 100% | 100% | 100% | 100% | 100% | 100% | 100% | 100% | 100% | 100% | 100% | 100% | 100% | 100% | 100% | 100% | 100% | 100% | 100% | 100% | 100% | 100% | 100% | 100% | 100% | 100% | 100% | 100% | 100% | 100%
Industrial_Petroleum_Existing_Process_Natural Gas_Process Cooling | Industrial | Petroleum | Existing | Process | Natural Gas | Process Cooling | 100% | 100% | 100% | 100% | 100% | 100% | 100% | 100% | 100% | 100% | 100% | 100% | 100% | 100% | 100% | 100% | 100% | 100% | 100% | 100% | 100% | 100% | 100% | 100% | 100% | 100% | 100% | 100% | 100% | 100%
Industrial_Petroleum_Existing_Process_Natural Gas_Other Process | Industrial | Petroleum | Existing | Process | Natural Gas | Other Process | 100% | 100% | 100% | 100% | 100% | 100% | 100% | 100% | 100% | 100% | 100% | 100% | 100% | 100% | 100% | 100% | 100% | 100% | 100% | 100% | 100% | 100% | 100% | 100% | 100% | 100% | 100% | 100% | 100% | 100%
Industrial_Petroleum_Existing_Miscellaneous_Natural Gas_Miscellaneous | Industrial | Petroleum | Existing | Miscellaneous | Natural Gas | Miscellaneous | 100% | 100% | 100% | 100% | 100% | 100% | 100% | 100% | 100% | 100% | 100% | 100% | 100% | 100% | 100% | 100% | 100% | 100% | 100% | 100% | 100% | 100% | 100% | 100% | 100% | 100% | 100% | 100% | 100% | 100%
Industrial_Petroleum_New_Space Heating_Natural Gas_Furnace | Industrial | Petroleum | New | Space Heating | Natural Gas | Furnace | 0.2854% | 0.2854% | 0.2854% | 0.2854% | 0.2854% | 0.2854% | 0.2854% | 0.2854% | 0.2854% | 0.2854% | 0.2854% | 0.2854% | 0.2854% | 0.2854% | 0.2854% | 0.2854% | 0.2854% | 0.2854% | 0.2854% | 0.2854% | 0.2854% | 0.2854% | 0.2854% | 0.2854% | 0.2854% | 0.2854% | 0.2854% | 0.2854% | 0.2854% | 0.2854%
Industrial_Petroleum_New_Space Heating_Natural Gas_Boiler | Industrial | Petroleum | New | Space Heating | Natural Gas | Boiler | 1.259% | 1.259% | 1.259% | 1.259% | 1.259% | 1.259% | 1.259% | 1.259% | 1.259% | 1.259% | 1.259% | 1.259% | 1.259% | 1.259% | 1.259% | 1.259% | 1.259% | 1.259% | 1.259% | 1.259% | 1.259% | 1.259% | 1.259% | 1.259% | 1.259% | 1.259% | 1.259% | 1.259% | 1.259% | 1.259%
Industrial_Petroleum_New_Space Heating_Natural Gas_Unit Heater | Industrial | Petroleum | New | Space Heating | Natural Gas | Unit Heater | bar: 2019 to 2048
Industrial_Petroleum_New_Process_Natural Gas_Process Boiler | Industrial | Petroleum | New | Process | Natural Gas | Process Boiler | 100% | 100% | 100% | 100% | 100% | 100% | 100% | 100% | 100% | 100% | 100% | 100% | 100% | 100% | 100% | 100% | 100% | 100% | 100% | 100% | 100% | 100% | 100% | 100% | 100% | 100% | 100% | 100% | 100% | 100%
Industrial_Petroleum_New_Process_Natural Gas_Process Heating | Industrial | Petroleum | New | Process | Natural Gas | Process Heating | 100% | 100% | 100% | 100% | 100% | 100% | 100% | 100% | 100% | 100% | 100% | 100% | 100% | 100% | 100% | 100% | 100% | 100% | 100% | 100% | 100% | 100% | 100% | 100% | 100% | 100% | 100% | 100% | 100% | 100%
Industrial_Petroleum_New_Process_Natural Gas_Process Cooling | Industrial | Petroleum | New | Process | Natural Gas | Process Cooling | 100% | 100% | 100% | 100% | 100% | 100% | 100% | 100% | 100% | 100% | 100% | 100% | 100% | 100% | 100% | 100% | 100% | 100% | 100% | 100% | 100% | 100% | 100% | 100% | 100% | 100% | 100% | 100% | 100% | 100%
Industrial_Petroleum_New_Process_Natural Gas_Other Process | Industrial | Petroleum | New | Process | Natural Gas | Other Process | 100% | 100% | 100% | 100% | 100% | 100% | 100% | 100% | 100% | 100% | 100% | 100% | 100% | 100% | 100% | 100% | 100% | 100% | 100% | 100% | 100% | 100% | 100% | 100% | 100% | 100% | 100% | 100% | 100% | 100%
Industrial_Petroleum_New_Miscellaneous_Natural Gas_Miscellaneous | Industrial | Petroleum | New | Miscellaneous | Natural Gas | Miscellaneous | 100% | 100% | 100% | 100% | 100% | 100% | 100% | 100% | 100% | 100% | 100% | 100% | 100% | 100% | 100% | 100% | 100% | 100% | 100% | 100% | 100% | 100% | 100% | 100% | 100% | 100% | 100% | 100% | 100% | 100%
Industrial_Paper and Printing_Existing_Space Heating_Natural Gas_Furnace | Industrial | Paper and Printing | Existing | Space Heating | Natural Gas | Furnace | 38% | 38% | 38% | 38% | 38% | 38% | 38% | 38% | 38% | 38% | 38% | 38% | 38% | 38% | 38% | 38% | 38% | 38% | 38% | 38% | 38% | 38% | 38% | 38% | 38% | 38% | 38% | 38% | 38% | 38%
Industrial_Paper and Printing_Existing_Space Heating_Natural Gas_Boiler | Industrial | Paper and Printing | Existing | Space Heating | Natural Gas | Boiler | 2.506% | 2.506% | 2.506% | 2.506% | 2.506% | 2.506% | 2.506% | 2.506% | 2.506% | 2.506% | 2.506% | 2.506% | 2.506% | 2.506% | 2.506% | 2.506% | 2.506% | 2.506% | 2.506% | 2.506% | 2.506% | 2.506% | 2.506% | 2.506% | 2.506% | 2.506% | 2.506% | 2.506% | 2.506% | 2.506%
Industrial_Paper and Printing_Existing_Space Heating_Natural Gas_Unit Heater | Industrial | Paper and Printing | Existing | Space Heating | Natural Gas | Unit Heater | 45.74% | 45.74% | 45.74% | 45.74% | 45.74% | 45.74% | 45.74% | 45.74% | 45.74% | 45.74% | 45.74% | 45.74% | 45.74% | 45.74% | 45.74% | 45.74% | 45.74% | 45.74% | 45.74% | 45.74% | 45.74% | 45.74% | 45.74% | 45.74% | 45.74% | 45.74% | 45.74% | 45.74% | 45.74% | 45.74%
Industrial_Paper and Printing_Existing_Process_Natural Gas_Process Boiler | Industrial | Paper and Printing | Existing | Process | Natural Gas | Process Boiler | 100% | 100% | 100% | 100% | 100% | 100% | 100% | 100% | 100% | 100% | 100% | 100% | 100% | 100% | 100% | 100% | 100% | 100% | 100% | 100% | 100% | 100% | 100% | 100% | 100% | 100% | 100% | 100% | 100% | 100%
Industrial_Paper and Printing_Existing_Process_Natural Gas_Process Heating | Industrial | Paper and Printing | Existing | Process | Natural Gas | Process Heating | 100% | 100% | 100% | 100% | 100% | 100% | 100% | 100% | 100% | 100% | 100% | 100% | 100% | 100% | 100% | 100% | 100% | 100% | 100% | 100% | 100% | 100% | 100% | 100% | 100% | 100% | 100% | 100% | 100% | 100%
Industrial_Paper and Printing_Existing_Process_Natural Gas_Process Cooling | Industrial | Paper and Printing | Existing | Process | Natural Gas | Process Cooling | 100% | 100% | 100% | 100% | 100% | 100% | 100% | 100% | 100% | 100% | 100% | 100% | 100% | 100% | 100% | 100% | 100% | 100% | 100% | 100% | 100% | 100% | 100% | 100% | 100% | 100% | 100% | 100% | 100% | 100%
Industrial_Paper and Printing_Existing_Process_Natural Gas_Other Process | Industrial | Paper and Printing | Existing | Process | Natural Gas | Other Process | 100% | 100% | 100% | 100% | 100% | 100% | 100% | 100% | 100% | 100% | 100% | 100% | 100% | 100% | 100% | 100% | 100% | 100% | 100% | 100% | 100% | 100% | 100% | 100% | 100% | 100% | 100% | 100% | 100% | 100%
Industrial_Paper and Printing_Existing_Miscellaneous_Natural Gas_Miscellaneous | Industrial | Paper and Printing | Existing | Miscellaneous | Natural Gas | Miscellaneous | 100% | 100% | 100% | 100% | 100% | 100% | 100% | 100% | 100% | 100% | 100% | 100% | 100% | 100% | 100% | 100% | 100% | 100% | 100% | 100% | 100% | 100% | 100% | 100% | 100% | 100% | 100% | 100% | 100% | 100%
Industrial_Paper and Printing_New_Space Heating_Natural Gas_Furnace | Industrial | Paper and Printing | New | Space Heating | Natural Gas | Furnace | 38% | 38% | 38% | 38% | 38% | 38% | 38% | 38% | 38% | 38% | 38% | 38% | 38% | 38% | 38% | 38% | 38% | 38% | 38% | 38% | 38% | 38% | 38% | 38% | 38% | 38% | 38% | 38% | 38% | 38%
Industrial_Paper and Printing_New_Space Heating_Natural Gas_Boiler | Industrial | Paper and Printing | New | Space Heating | Natural Gas | Boiler | 2.506% | 2.506% | 2.506% | 2.506% | 2.506% | 2.506% | 2.506% | 2.506% | 2.506% | 2.506% | 2.506% | 2.506% | 2.506% | 2.506% | 2.506% | 2.506% | 2.506% | 2.506% | 2.506% | 2.506% | 2.506% | 2.506% | 2.506% | 2.506% | 2.506% | 2.506% | 2.506% | 2.506% | 2.506% | 2.506%
Industrial_Paper and Printing_New_Space Heating_Natural Gas_Unit Heater | Industrial | Paper and Printing | New | Space Heating | Natural Gas | Unit Heater | 45.74% | 45.74% | 45.74% | 45.74% | 45.74% | 45.74% | 45.74% | 45.74% | 45.74% | 45.74% | 45.74% | 45.74% | 45.74% | 45.74% | 45.74% | 45.74% | 45.74% | 45.74% | 45.74% | 45.74% | 45.74% | 45.74% | 45.74% | 45.74% | 45.74% | 45.74% | 45.74% | 45.74% | 45.74% | 45.74%
Industrial_Paper and Printing_New_Process_Natural Gas_Process Boiler | Industrial | Paper and Printing | New | Process | Natural Gas | Process Boiler | 100% | 100% | 100% | 100% | 100% | 100% | 100% | 100% | 100% | 100% | 100% | 100% | 100% | 100% | 100% | 100% | 100% | 100% | 100% | 100% | 100% | 100% | 100% | 100% | 100% | 100% | 100% | 100% | 100% | 100%
Industrial_Paper and Printing_New_Process_Natural Gas_Process Heating | Industrial | Paper and Printing | New | Process | Natural Gas | Process Heating | 100% | 100% | 100% | 100% | 100% | 100% | 100% | 100% | 100% | 100% | 100% | 100% | 100% | 100% | 100% | 100% | 100% | 100% | 100% | 100% | 100% | 100% | 100% | 100% | 100% | 100% | 100% | 100% | 100% | 100%
Industrial_Paper and Printing_New_Process_Natural Gas_Process Cooling | Industrial | Paper and Printing | New | Process | Natural Gas | Process Cooling | 100% | 100% | 100% | 100% | 100% | 100% | 100% | 100% | 100% | 100% | 100% | 100% | 100% | 100% | 100% | 100% | 100% | 100% | 100% | 100% | 100% | 100% | 100% | 100% | 100% | 100% | 100% | 100% | 100% | 100%
Industrial_Paper and Printing_New_Process_Natural Gas_Other Process | Industrial | Paper and Printing | New | Process | Natural Gas | Other Process | 100% | 100% | 100% | 100% | 100% | 100% | 100% | 100% | 100% | 100% | 100% | 100% | 100% | 100% | 100% | 100% | 100% | 100% | 100% | 100% | 100% | 100% | 100% | 100% | 100% | 100% | 100% | 100% | 100% | 100%
Industrial_Paper and Printing_New_Miscellaneous_Natural Gas_Miscellaneous | Industrial | Paper and Printing | New | Miscellaneous | Natural Gas | Miscellaneous | 100% | 100% | 100% | 100% | 100% | 100% | 100% | 100% | 100% | 100% | 100% | 100% | 100% | 100% | 100% | 100% | 100% | 100% | 100% | 100% | 100% | 100% | 100% | 100% | 100% | 100% | 100% | 100% | 100% | 100%
Industrial_Instruments_Existing_Space Heating_Natural Gas_Furnace | Industrial | Instruments | Existing | Space Heating | Natural Gas | Furnace | 39.73% | 39.73% | 39.73% | 39.73% | 39.73% | 39.73% | 39.73% | 39.73% | 39.73% | 39.73% | 39.73% | 39.73% | 39.73% | 39.73% | 39.73% | 39.73% | 39.73% | 39.73% | 39.73% | 39.73% | 39.73% | 39.73% | 39.73% | 39.73% | 39.73% | 39.73% | 39.73% | 39.73% | 39.73% | 39.73%
Industrial_Instruments_Existing_Space Heating_Natural Gas_Boiler | Industrial | Instruments | Existing | Space Heating | Natural Gas | Boiler | 3.297% | 3.297% | 3.297% | 3.297% | 3.297% | 3.297% | 3.297% | 3.297% | 3.297% | 3.297% | 3.297% | 3.297% | 3.297% | 3.297% | 3.297% | 3.297% | 3.297% | 3.297% | 3.297% | 3.297% | 3.297% | 3.297% | 3.297% | 3.297% | 3.297% | 3.297% | 3.297% | 3.297% | 3.297% | 3.297%
Industrial_Instruments_Existing_Space Heating_Natural Gas_Unit Heater | Industrial | Instruments | Existing | Space Heating | Natural Gas | Unit Heater | 38.88% | 38.88% | 38.88% | 38.88% | 38.88% | 38.88% | 38.88% | 38.88% | 38.88% | 38.88% | 38.88% | 38.88% | 38.88% | 38.88% | 38.88% | 38.88% | 38.88% | 38.88% | 38.88% | 38.88% | 38.88% | 38.88% | 38.88% | 38.88% | 38.88% | 38.88% | 38.88% | 38.88% | 38.88% | 38.88%
Industrial_Instruments_Existing_Process_Natural Gas_Process Boiler | Industrial | Instruments | Existing | Process | Natural Gas | Process Boiler | 100% | 100% | 100% | 100% | 100% | 100% | 100% | 100% | 100% | 100% | 100% | 100% | 100% | 100% | 100% | 100% | 100% | 100% | 100% | 100% | 100% | 100% | 100% | 100% | 100% | 100% | 100% | 100% | 100% | 100%
Industrial_Instruments_Existing_Process_Natural Gas_Process Heating | Industrial | Instruments | Existing | Process | Natural Gas | Process Heating | 100% | 100% | 100% | 100% | 100% | 100% | 100% | 100% | 100% | 100% | 100% | 100% | 100% | 100% | 100% | 100% | 100% | 100% | 100% | 100% | 100% | 100% | 100% | 100% | 100% | 100% | 100% | 100% | 100% | 100%
Industrial_Instruments_Existing_Process_Natural Gas_Process Cooling | Industrial | Instruments | Existing | Process | Natural Gas | Process Cooling | 100% | 100% | 100% | 100% | 100% | 100% | 100% | 100% | 100% | 100% | 100% | 100% | 100% | 100% | 100% | 100% | 100% | 100% | 100% | 100% | 100% | 100% | 100% | 100% | 100% | 100% | 100% | 100% | 100% | 100%
Industrial_Instruments_Existing_Process_Natural Gas_Other Process | Industrial | Instruments | Existing | Process | Natural Gas | Other Process | 100% | 100% | 100% | 100% | 100% | 100% | 100% | 100% | 100% | 100% | 100% | 100% | 100% | 100% | 100% | 100% | 100% | 100% | 100% | 100% | 100% | 100% | 100% | 100% | 100% | 100% | 100% | 100% | 100% | 100%
Industrial_Instruments_Existing_Miscellaneous_Natural Gas_Miscellaneous | Industrial | Instruments | Existing | Miscellaneous | Natural Gas | Miscellaneous | 100% | 100% | 100% | 100% | 100% | 100% | 100% | 100% | 100% | 100% | 100% | 100% | 100% | 100% | 100% | 100% | 100% | 100% | 100% | 100% | 100% | 100% | 100% | 100% | 100% | 100% | 100% | 100% | 100% | 100%
Industrial_Instruments_New_Space Heating_Natural Gas_Furnace | Industrial | Instruments | New | Space Heating | Natural Gas | Furnace | 39.73% | 39.73% | 39.73% | 39.73% | 39.73% | 39.73% | 39.73% | 39.73% | 39.73% | 39.73% | 39.73% | 39.73% | 39.73% | 39.73% | 39.73% | 39.73% | 39.73% | 39.73% | 39.73% | 39.73% | 39.73% | 39.73% | 39.73% | 39.73% | 39.73% | 39.73% | 39.73% | 39.73% | 39.73% | 39.73%
Industrial_Instruments_New_Space Heating_Natural Gas_Boiler | Industrial | Instruments | New | Space Heating | Natural Gas | Boiler | 3.297% | 3.297% | 3.297% | 3.297% | 3.297% | 3.297% | 3.297% | 3.297% | 3.297% | 3.297% | 3.297% | 3.297% | 3.297% | 3.297% | 3.297% | 3.297% | 3.297% | 3.297% | 3.297% | 3.297% | 3.297% | 3.297% | 3.297% | 3.297% | 3.297% | 3.297% | 3.297% | 3.297% | 3.297% | 3.297%
Industrial_Instruments_New_Space Heating_Natural Gas_Unit Heater | Industrial | Instruments | New | Space Heating | Natural Gas | Unit Heater | 38.88% | 38.88% | 38.88% | 38.88% | 38.88% | 38.88% | 38.88% | 38.88% | 38.88% | 38.88% | 38.88% | 38.88% | 38.88% | 38.88% | 38.88% | 38.88% | 38.88% | 38.88% | 38.88% | 38.88% | 38.88% | 38.88% | 38.88% | 38.88% | 38.88% | 38.88% | 38.88% | 38.88% | 38.88% | 38.88%
Industrial_Instruments_New_Process_Natural Gas_Process Boiler | Industrial | Instruments | New | Process | Natural Gas | Process Boiler | 100% | 100% | 100% | 100% | 100% | 100% | 100% | 100% | 100% | 100% | 100% | 100% | 100% | 100% | 100% | 100% | 100% | 100% | 100% | 100% | 100% | 100% | 100% | 100% | 100% | 100% | 100% | 100% | 100% | 100%
Industrial_Instruments_New_Process_Natural Gas_Process Heating | Industrial | Instruments | New | Process | Natural Gas | Process Heating | 100% | 100% | 100% | 100% | 100% | 100% | 100% | 100% | 100% | 100% | 100% | 100% | 100% | 100% | 100% | 100% | 100% | 100% | 100% | 100% | 100% | 100% | 100% | 100% | 100% | 100% | 100% | 100% | 100% | 100%
Industrial_Instruments_New_Process_Natural Gas_Process Cooling | Industrial | Instruments | New | Process | Natural Gas | Process Cooling | 100% | 100% | 100% | 100% | 100% | 100% | 100% | 100% | 100% | 100% | 100% | 100% | 100% | 100% | 100% | 100% | 100% | 100% | 100% | 100% | 100% | 100% | 100% | 100% | 100% | 100% | 100% | 100% | 100% | 100%
Industrial_Instruments_New_Process_Natural Gas_Other Process | Industrial | Instruments | New | Process | Natural Gas | Other Process | 100% | 100% | 100% | 100% | 100% | 100% | 100% | 100% | 100% | 100% | 100% | 100% | 100% | 100% | 100% | 100% | 100% | 100% | 100% | 100% | 100% | 100% | 100% | 100% | 100% | 100% | 100% | 100% | 100% | 100%
Industrial_Instruments_New_Miscellaneous_Natural Gas_Miscellaneous | Industrial | Instruments | New | Miscellaneous | Natural Gas | Miscellaneous | 100% | 100% | 100% | 100% | 100% | 100% | 100% | 100% | 100% | 100% | 100% | 100% | 100% | 100% | 100% | 100% | 100% | 100% | 100% | 100% | 100% | 100% | 100% | 100% | 100% | 100% | 100% | 100% | 100% | 100%
Industrial_Wood and Lumber Products_Existing_Space Heating_Natural Gas_Furnace | Industrial | Wood and Lumber Products | Existing | Space Heating | Natural Gas | Furnace | 49.07% | 49.07% | 49.07% | 49.07% | 49.07% | 49.07% | 49.07% | 49.07% | 49.07% | 49.07% | 49.07% | 49.07% | 49.07% | 49.07% | 49.07% | 49.07% | 49.07% | 49.07% | 49.07% | 49.07% | 49.07% | 49.07% | 49.07% | 49.07% | 49.07% | 49.07% | 49.07% | 49.07% | 49.07% | 49.07%
Industrial_Wood and Lumber Products_Existing_Space Heating_Natural Gas_Boiler | Industrial | Wood and Lumber Products | Existing | Space Heating | Natural Gas | Boiler | 29.05% | 29.05% | 29.05% | 29.05% | 29.05% | 29.05% | 29.05% | 29.05% | 29.05% | 29.05% | 29.05% | 29.05% | 29.05% | 29.05% | 29.05% | 29.05% | 29.05% | 29.05% | 29.05% | 29.05% | 29.05% | 29.05% | 29.05% | 29.05% | 29.05% | 29.05% | 29.05% | 29.05% | 29.05% | 29.05%
Industrial_Wood and Lumber Products_Existing_Space Heating_Natural Gas_Unit Heater | Industrial | Wood and Lumber Products | Existing | Space Heating | Natural Gas | Unit Heater | 11.32% | 11.32% | 11.32% | 11.32% | 11.32% | 11.32% | 11.32% | 11.32% | 11.32% | 11.32% | 11.32% | 11.32% | 11.32% | 11.32% | 11.32% | 11.32% | 11.32% | 11.32% | 11.32% | 11.32% | 11.32% | 11.32% | 11.32% | 11.32% | 11.32% | 11.32% | 11.32% | 11.32% | 11.32% | 11.32%
Industrial_Wood and Lumber Products_Existing_Process_Natural Gas_Process Boiler | Industrial | Wood and Lumber Products | Existing | Process | Natural Gas | Process Boiler | 100% | 100% | 100% | 100% | 100% | 100% | 100% | 100% | 100% | 100% | 100% | 100% | 100% | 100% | 100% | 100% | 100% | 100% | 100% | 100% | 100% | 100% | 100% | 100% | 100% | 100% | 100% | 100% | 100% | 100%
Industrial_Wood and Lumber Products_Existing_Process_Natural Gas_Process Heating | Industrial | Wood and Lumber Products | Existing | Process | Natural Gas | Process Heating | 100% | 100% | 100% | 100% | 100% | 100% | 100% | 100% | 100% | 100% | 100% | 100% | 100% | 100% | 100% | 100% | 100% | 100% | 100% | 100% | 100% | 100% | 100% | 100% | 100% | 100% | 100% | 100% | 100% | 100%
Industrial_Wood and Lumber Products_Existing_Process_Natural Gas_Process Cooling | Industrial | Wood and Lumber Products | Existing | Process | Natural Gas | Process Cooling | 100% | 100% | 100% | 100% | 100% | 100% | 100% | 100% | 100% | 100% | 100% | 100% | 100% | 100% | 100% | 100% | 100% | 100% | 100% | 100% | 100% | 100% | 100% | 100% | 100% | 100% | 100% | 100% | 100% | 100%
Industrial_Wood and Lumber Products_Existing_Process_Natural Gas_Other Process | Industrial | Wood and Lumber Products | Existing | Process | Natural Gas | Other Process | 100% | 100% | 100% | 100% | 100% | 100% | 100% | 100% | 100% | 100% | 100% | 100% | 100% | 100% | 100% | 100% | 100% | 100% | 100% | 100% | 100% | 100% | 100% | 100% | 100% | 100% | 100% | 100% | 100% | 100%
Industrial_Wood and Lumber Products_Existing_Miscellaneous_Natural Gas_Miscellaneous | Industrial | Wood and Lumber Products | Existing | Miscellaneous | Natural Gas | Miscellaneous | 100% | 100% | 100% | 100% | 100% | 100% | 100% | 100% | 100% | 100% | 100% | 100% | 100% | 100% | 100% | 100% | 100% | 100% | 100% | 100% | 100% | 100% | 100% | 100% | 100% | 100% | 100% | 100% | 100% | 100%
Industrial_Wood and Lumber Products_New_Space Heating_Natural Gas_Furnace | Industrial | Wood and Lumber Products | New | Space Heating | Natural Gas | Furnace | 49.07% | 49.07% | 49.07% | 49.07% | 49.07% | 49.07% | 49.07% | 49.07% | 49.07% | 49.07% | 49.07% | 49.07% | 49.07% | 49.07% | 49.07% | 49.07% | 49.07% | 49.07% | 49.07% | 49.07% | 49.07% | 49.07% | 49.07% | 49.07% | 49.07% | 49.07% | 49.07% | 49.07% | 49.07% | 49.07%
Industrial_Wood and Lumber Products_New_Space Heating_Natural Gas_Boiler | Industrial | Wood and Lumber Products | New | Space Heating | Natural Gas | Boiler | 29.05% | 29.05% | 29.05% | 29.05% | 29.05% | 29.05% | 29.05% | 29.05% | 29.05% | 29.05% | 29.05% | 29.05% | 29.05% | 29.05% | 29.05% | 29.05% | 29.05% | 29.05% | 29.05% | 29.05% | 29.05% | 29.05% | 29.05% | 29.05% | 29.05% | 29.05% | 29.05% | 29.05% | 29.05% | 29.05%
Industrial_Wood and Lumber Products_New_Space Heating_Natural Gas_Unit Heater | Industrial | Wood and Lumber Products | New | Space Heating | Natural Gas | Unit Heater | 11.32% | 11.32% | 11.32% | 11.32% | 11.32% | 11.32% | 11.32% | 11.32% | 11.32% | 11.32% | 11.32% | 11.32% | 11.32% | 11.32% | 11.32% | 11.32% | 11.32% | 11.32% | 11.32% | 11.32% | 11.32% | 11.32% | 11.32% | 11.32% | 11.32% | 11.32% | 11.32% | 11.32% | 11.32% | 11.32%
Industrial_Wood and Lumber Products_New_Process_Natural Gas_Process Boiler | Industrial | Wood and Lumber Products | New | Process | Natural Gas | Process Boiler | 100% | 100% | 100% | 100% | 100% | 100% | 100% | 100% | 100% | 100% | 100% | 100% | 100% | 100% | 100% | 100% | 100% | 100% | 100% | 100% | 100% | 100% | 100% | 100% | 100% | 100% | 100% | 100% | 100% | 100%
Industrial_Wood and Lumber Products_New_Process_Natural Gas_Process Heating | Industrial | Wood and Lumber Products | New | Process | Natural Gas | Process Heating | 100% | 100% | 100% | 100% | 100% | 100% | 100% | 100% | 100% | 100% | 100% | 100% | 100% | 100% | 100% | 100% | 100% | 100% | 100% | 100% | 100% | 100% | 100% | 100% | 100% | 100% | 100% | 100% | 100% | 100%
Industrial_Wood and Lumber Products_New_Process_Natural Gas_Process Cooling | Industrial | Wood and Lumber Products | New | Process | Natural Gas | Process Cooling | 100% | 100% | 100% | 100% | 100% | 100% | 100% | 100% | 100% | 100% | 100% | 100% | 100% | 100% | 100% | 100% | 100% | 100% | 100% | 100% | 100% | 100% | 100% | 100% | 100% | 100% | 100% | 100% | 100% | 100%
Industrial_Wood and Lumber Products_New_Process_Natural Gas_Other Process | Industrial | Wood and Lumber Products | New | Process | Natural Gas | Other Process | 100% | 100% | 100% | 100% | 100% | 100% | 100% | 100% | 100% | 100% | 100% | 100% | 100% | 100% | 100% | 100% | 100% | 100% | 100% | 100% | 100% | 100% | 100% | 100% | 100% | 100% | 100% | 100% | 100% | 100%
Industrial_Wood and Lumber Products_New_Miscellaneous_Natural Gas_Miscellaneous | Industrial | Wood and Lumber Products | New | Miscellaneous | Natural Gas | Miscellaneous | 100% | 100% | 100% | 100% | 100% | 100% | 100% | 100% | 100% | 100% | 100% | 100% | 100% | 100% | 100% | 100% | 100% | 100% | 100% | 100% | 100% | 100% | 100% | 100% | 100% | 100% | 100% | 100% | 100% | 100%
Industrial_Other Industrial_Existing_Space Heating_Natural Gas_Furnace | Industrial | Other Industrial | Existing | Space Heating | Natural Gas | Furnace | 46.63% | 46.63% | 46.63% | 46.63% | 46.63% | 46.63% | 46.63% | 46.63% | 46.63% | 46.63% | 46.63% | 46.63% | 46.63% | 46.63% | 46.63% | 46.63% | 46.63% | 46.63% | 46.63% | 46.63% | 46.63% | 46.63% | 46.63% | 46.63% | 46.63% | 46.63% | 46.63% | 46.63% | 46.63% | 46.63%
Industrial_Other Industrial_Existing_Space Heating_Natural Gas_Boiler | Industrial | Other Industrial | Existing | Space Heating | Natural Gas | Boiler | 6.906% | 6.906% | 6.906% | 6.906% | 6.906% | 6.906% | 6.906% | 6.906% | 6.906% | 6.906% | 6.906% | 6.906% | 6.906% | 6.906% | 6.906% | 6.906% | 6.906% | 6.906% | 6.906% | 6.906% | 6.906% | 6.906% | 6.906% | 6.906% | 6.906% | 6.906% | 6.906% | 6.906% | 6.906% | 6.906%
Industrial_Other Industrial_Existing_Space Heating_Natural Gas_Unit Heater | Industrial | Other Industrial | Existing | Space Heating | Natural Gas | Unit Heater | 32.45% | 32.45% | 32.45% | 32.45% | 32.45% | 32.45% | 32.45% | 32.45% | 32.45% | 32.45% | 32.45% | 32.45% | 32.45% | 32.45% | 32.45% | 32.45% | 32.45% | 32.45% | 32.45% | 32.45% | 32.45% | 32.45% | 32.45% | 32.45% | 32.45% | 32.45% | 32.45% | 32.45% | 32.45% | 32.45%
Industrial_Other Industrial_Existing_Process_Natural Gas_Process Boiler | Industrial | Other Industrial | Existing | Process | Natural Gas | Process Boiler | 100% | 100% | 100% | 100% | 100% | 100% | 100% | 100% | 100% | 100% | 100% | 100% | 100% | 100% | 100% | 100% | 100% | 100% | 100% | 100% | 100% | 100% | 100% | 100% | 100% | 100% | 100% | 100% | 100% | 100%
Industrial_Other Industrial_Existing_Process_Natural Gas_Process Heating | Industrial | Other Industrial | Existing | Process | Natural Gas | Process Heating | 100% | 100% | 100% | 100% | 100% | 100% | 100% | 100% | 100% | 100% | 100% | 100% | 100% | 100% | 100% | 100% | 100% | 100% | 100% | 100% | 100% | 100% | 100% | 100% | 100% | 100% | 100% | 100% | 100% | 100%
Industrial_Other Industrial_Existing_Process_Natural Gas_Process Cooling | Industrial | Other Industrial | Existing | Process | Natural Gas | Process Cooling | 100% | 100% | 100% | 100% | 100% | 100% | 100% | 100% | 100% | 100% | 100% | 100% | 100% | 100% | 100% | 100% | 100% | 100% | 100% | 100% | 100% | 100% | 100% | 100% | 100% | 100% | 100% | 100% | 100% | 100%
Industrial_Other Industrial_Existing_Process_Natural Gas_Other Process | Industrial | Other Industrial | Existing | Process | Natural Gas | Other Process | 100% | 100% | 100% | 100% | 100% | 100% | 100% | 100% | 100% | 100% | 100% | 100% | 100% | 100% | 100% | 100% | 100% | 100% | 100% | 100% | 100% | 100% | 100% | 100% | 100% | 100% | 100% | 100% | 100% | 100%
Industrial_Other Industrial_Existing_Miscellaneous_Natural Gas_Miscellaneous | Industrial | Other Industrial | Existing | Miscellaneous | Natural Gas | Miscellaneous | 100% | 100% | 100% | 100% | 100% | 100% | 100% | 100% | 100% | 100% | 100% | 100% | 100% | 100% | 100% | 100% | 100% | 100% | 100% | 100% | 100% | 100% | 100% | 100% | 100% | 100% | 100% | 100% | 100% | 100%
Industrial_Other Industrial_New_Space Heating_Natural Gas_Furnace | Industrial | Other Industrial | New | Space Heating | Natural Gas | Furnace | 46.63% | 46.63% | 46.63% | 46.63% | 46.63% | 46.63% | 46.63% | 46.63% | 46.63% | 46.63% | 46.63% | 46.63% | 46.63% | 46.63% | 46.63% | 46.63% | 46.63% | 46.63% | 46.63% | 46.63% | 46.63% | 46.63% | 46.63% | 46.63% | 46.63% | 46.63% | 46.63% | 46.63% | 46.63% | 46.63%
Industrial_Other Industrial_New_Space Heating_Natural Gas_Boiler | Industrial | Other Industrial | New | Space Heating | Natural Gas | Boiler | 6.906% | 6.906% | 6.906% | 6.906% | 6.906% | 6.906% | 6.906% | 6.906% | 6.906% | 6.906% | 6.906% | 6.906% | 6.906% | 6.906% | 6.906% | 6.906% | 6.906% | 6.906% | 6.906% | 6.906% | 6.906% | 6.906% | 6.906% | 6.906% | 6.906% | 6.906% | 6.906% | 6.906% | 6.906% | 6.906%
Industrial_Other Industrial_New_Space Heating_Natural Gas_Unit Heater | Industrial | Other Industrial | New | Space Heating | Natural Gas | Unit Heater | 32.45% | 32.45% | 32.45% | 32.45% | 32.45% | 32.45% | 32.45% | 32.45% | 32.45% | 32.45% | 32.45% | 32.45% | 32.45% | 32.45% | 32.45% | 32.45% | 32.45% | 32.45% | 32.45% | 32.45% | 32.45% | 32.45% | 32.45% | 32.45% | 32.45% | 32.45% | 32.45% | 32.45% | 32.45% | 32.45%
Industrial_Other Industrial_New_Process_Natural Gas_Process Boiler | Industrial | Other Industrial | New | Process | Natural Gas | Process Boiler | 100% | 100% | 100% | 100% | 100% | 100% | 100% | 100% | 100% | 100% | 100% | 100% | 100% | 100% | 100% | 100% | 100% | 100% | 100% | 100% | 100% | 100% | 100% | 100% | 100% | 100% | 100% | 100% | 100% | 100%
Industrial_Other Industrial_New_Process_Natural Gas_Process Heating | Industrial | Other Industrial | New | Process | Natural Gas | Process Heating | 100% | 100% | 100% | 100% | 100% | 100% | 100% | 100% | 100% | 100% | 100% | 100% | 100% | 100% | 100% | 100% | 100% | 100% | 100% | 100% | 100% | 100% | 100% | 100% | 100% | 100% | 100% | 100% | 100% | 100%
Industrial_Other Industrial_New_Process_Natural Gas_Process Cooling | Industrial | Other Industrial | New | Process | Natural Gas | Process Cooling | 100% | 100% | 100% | 100% | 100% | 100% | 100% | 100% | 100% | 100% | 100% | 100% | 100% | 100% | 100% | 100% | 100% | 100% | 100% | 100% | 100% | 100% | 100% | 100% | 100% | 100% | 100% | 100% | 100% | 100%
Industrial_Other Industrial_New_Process_Natural Gas_Other Process | Industrial | Other Industrial | New | Process | Natural Gas | Other Process | 100% | 100% | 100% | 100% | 100% | 100% | 100% | 100% | 100% | 100% | 100% | 100% | 100% | 100% | 100% | 100% | 100% | 100% | 100% | 100% | 100% | 100% | 100% | 100% | 100% | 100% | 100% | 100% | 100% | 100%
Industrial_Other Industrial_New_Miscellaneous_Natural Gas_Miscellaneous | Industrial | Other Industrial | New | Miscellaneous | Natural Gas | Miscellaneous | 100% | 100% | 100% | 100% | 100% | 100% | 100% | 100% | 100% | 100% | 100% | 100% | 100% | 100% | 100% | 100% | 100% | 100% | 100% | 100% | 100% | 100% | 100% | 100% | 100% | 100% | 100% | 100% | 100% | 100%

## Tech Data
Key | Sector | Segment | Vintage | End Use | Fuel | Technology | Equipment | Label | Relative Energy Use | Relative Summer Peak | Relative Winter Peak | Equip. Costs | Labor Costs | O&M Costs | RVT-Only NEBs | Min. Lifetime | Max. Lifetime | First Year On Market | Last Year on Market | Applicability | BC Ratio Adder | NEI Proxy Multiplier | Price Scalar Over On-Market Period | Price Scalar Type | Annual Usage Degradation | Base Year Usage | Base Year Summer Peak | Base Year Winter Peak | UOM | Input Units | Lumen Adj. | Household Units | Usage | Cost/Unit | Labor Cost | O&M Cost | RVT NEBs | Cost Year | Cost Scalar |  | Lifetime Source | Costs Source | Savings Source |  |  |  |  | Second Key
Industrial_Food Products_Existing_Space Heating_Natural Gas_Furnace_E1 | Industrial | Food Products | Existing | Space Heating | Natural Gas | Furnace | E1 | AFUE 80% (Standard) | 100% | 0% | 0% | 22.3964 | 23.4629 | 3.6261 | 0 | 17 | 29 | 2019 | 2040 | 100% | 0 | 0 | 0% | Normal | 0% | 181.9757 | 0 | 0 | 400 kBtu/hr | 100000 | 0 | 0.021016 | 21.6468 | 1050 | 1100 | 170 | 2018 | 1.0149 |  | EIA 2018 Tech Forecast | EIA 2018 Tech Forecast | AEG BEST |  | 400 | kBtu/hr | 8.4066 | Industrial_Food Products_Existing_Space Heating_Furnace_AFUE 80% (Standard)
Industrial_Food Products_Existing_Space Heating_Natural Gas_Furnace_E2 | Industrial | Food Products | Existing | Space Heating | Natural Gas | Furnace | E2 | AFUE 90% | 88.89% | 0% | 0% | 37.3274 | 27.7289 | 3.7327 | 0 | 17 | 29 | 2019 | 2040 | 100% | 0 | 0 | 0% | Normal | 0% | 161.7621 | 0 | 0 | 400 kBtu/hr | 100000 | 0 | 0.021016 | 19.2423 | 1750 | 1300 | 175 | 2018 | 1.0149 |  | EIA 2018 Tech Forecast | EIA 2018 Tech Forecast | AEG BEST |  | 400 | kBtu/hr | 8.4066 | Industrial_Food Products_Existing_Space Heating_Furnace_AFUE 90%
Industrial_Food Products_Existing_Space Heating_Natural Gas_Furnace_E3 | Industrial | Food Products | Existing | Space Heating | Natural Gas | Furnace | E3 | AFUE 96% | 83.33% | 0% | 0% | 52.2583 | 31.9949 | 3.8394 | 0 | 17 | 29 | 2019 | 2040 | 100% | 0 | 0 | 0% | Normal | 0% | 151.6375 | 0 | 0 | 400 kBtu/hr | 100000 | 0 | 0.021016 | 18.038 | 2450 | 1500 | 180 | 2018 | 1.0149 |  | EIA 2018 Tech Forecast | EIA 2018 Tech Forecast | AEG BEST |  | 400 | kBtu/hr | 8.4066 | Industrial_Food Products_Existing_Space Heating_Furnace_AFUE 96%
Industrial_Food Products_Existing_Space Heating_Natural Gas_Furnace_E4 | Industrial | Food Products | Existing | Space Heating | Natural Gas | Furnace | E4 |  | 0% | 0% | 0% | 0 | 0 | 0 | 0 | 0 | 0 | 0 | 0 | 0% | 0 | 0 | 0% | Normal | 0% | 0 | 0 | 0 | [18 empty] | Industrial_Food Products_Existing_Space Heating_Furnace_
Industrial_Food Products_Existing_Space Heating_Natural Gas_Furnace_E5 | Industrial | Food Products | Existing | Space Heating | Natural Gas | Furnace | E5 |  | 0% | 0% | 0% | 0 | 0 | 0 | 0 | 0 | 0 | 0 | 0 | 0% | 0 | 0 | 0% | Normal | 0% | 0 | 0 | 0 | [18 empty] | Industrial_Food Products_Existing_Space Heating_Furnace_
Industrial_Food Products_Existing_Space Heating_Natural Gas_Furnace_E6 | Industrial | Food Products | Existing | Space Heating | Natural Gas | Furnace | E6 |  | 0% | 0% | 0% | 0 | 0 | 0 | 0 | 0 | 0 | 0 | 0 | 0% | 0 | 0 | 0% | Normal | 0% | 0 | 0 | 0 | [18 empty] | Industrial_Food Products_Existing_Space Heating_Furnace_
Industrial_Food Products_Existing_Space Heating_Natural Gas_Furnace_E7 | Industrial | Food Products | Existing | Space Heating | Natural Gas | Furnace | E7 |  | 0% | 0% | 0% | 0 | 0 | 0 | 0 | 0 | 0 | 0 | 0 | 0% | 0 | 0 | 0% | Normal | 0% | 0 | 0 | 0 | [18 empty] | Industrial_Food Products_Existing_Space Heating_Furnace_
Industrial_Food Products_Existing_Space Heating_Natural Gas_Furnace_E8 | Industrial | Food Products | Existing | Space Heating | Natural Gas | Furnace | E8 |  | 0% | 0% | 0% | 0 | 0 | 0 | 0 | 0 | 0 | 0 | 0 | 0% | 0 | 0 | 0% | Normal | 0% | 0 | 0 | 0 | [18 empty] | Industrial_Food Products_Existing_Space Heating_Furnace_
Industrial_Food Products_Existing_Space Heating_Natural Gas_Furnace_E9 | Industrial | Food Products | Existing | Space Heating | Natural Gas | Furnace | E9 |  | 0% | 0% | 0% | 0 | 0 | 0 | 0 | 0 | 0 | 0 | 0 | 0% | 0 | 0 | 0% | Normal | 0% | 0 | 0 | 0 | [18 empty] | Industrial_Food Products_Existing_Space Heating_Furnace_
Industrial_Food Products_Existing_Space Heating_Natural Gas_Furnace_E10 | Industrial | Food Products | Existing | Space Heating | Natural Gas | Furnace | E10 |  | 0% | 0% | 0% | 0 | 0 | 0 | 0 | 0 | 0 | 0 | 0 | 0% | 0 | 0 | 0% | Normal | 0% | 0 | 0 | 0 | [18 empty] | Industrial_Food Products_Existing_Space Heating_Furnace_
Industrial_Food Products_Existing_Space Heating_Natural Gas_Boiler_E1 | Industrial | Food Products | Existing | Space Heating | Natural Gas | Boiler | E1 | AFUE 80% (Standard) | 100% | 0% | 0% | 14.1064 | 7.818 | 1.5296 | 0 | 20 | 30 | 2019 | 2040 | 100% | 0 | 0 | 0% | Normal | 0% | 41.3393 | 0 | 0 | 800 kBtu/hr | 100000 | 0 | 0.0011635 | 44.4118 | 11945.7187 | 6620.5188 | 1295.3189 | 2018 | 1.0149 |  | EIA 2018 Tech Forecast | EIA 2018 Tech Forecast | GBLR-Heating-EIA14-2014 Ref. Case-2 |  | 800 | kBtu/hr | 0.93082 | Industrial_Food Products_Existing_Space Heating_Boiler_AFUE 80% (Standard)
Industrial_Food Products_Existing_Space Heating_Natural Gas_Boiler_E2 | Industrial | Food Products | Existing | Space Heating | Natural Gas | Boiler | E2 | AFUE 85% | 94.12% | 0% | 0% | 19.2901 | 8.2854 | 1.5296 | 0 | 20 | 30 | 2019 | 2040 | 100% | 0 | 0 | 0% | Normal | 0% | 38.9067 | 0 | 0 | 800 kBtu/hr | 100000 | 0 | 0.0011635 | 41.7984 | 16335.4105 | 7016.3107 | 1295.3189 | 2018 | 1.0149 |  | EIA 2018 Tech Forecast | EIA 2018 Tech Forecast | GBLR-Heating-EIA14-2014 Ref. Case-5 |  | 800 | kBtu/hr | 0.93082 | Industrial_Food Products_Existing_Space Heating_Boiler_AFUE 85%
Industrial_Food Products_Existing_Space Heating_Natural Gas_Boiler_E3 | Industrial | Food Products | Existing | Space Heating | Natural Gas | Boiler | E3 | AFUE 97% | 82.47% | 0% | 0% | 31.2231 | 7.7017 | 1.5296 | 0 | 20 | 30 | 2019 | 2040 | 100% | 0 | 0 | 0% | Normal | 0% | 34.0937 | 0 | 0 | 800 kBtu/hr | 100000 | 0 | 0.0011635 | 36.6277 | 26440.6423 | 6522.0251 | 1295.3189 | 2018 | 1.0149 |  | EIA 2018 Tech Forecast | EIA 2018 Tech Forecast | GBLR-Heating-EIA14-2014 Ref. Case-6 |  | 800 | kBtu/hr | 0.93082 | Industrial_Food Products_Existing_Space Heating_Boiler_AFUE 97%
Industrial_Food Products_Existing_Space Heating_Natural Gas_Boiler_E4 | Industrial | Food Products | Existing | Space Heating | Natural Gas | Boiler | E4 | Convert to NG Air Source Heat Pump | 57.14% | 0% | 0% | 151446.0606 | 0 | 2845.3502 | 0 | 10 | 20 | 2019 | 2040 | 100% | 0 | 0 | 0% | Normal | 0% | 23.6225 | 0 | 0 | 1 kBtu/hr | 100000 | 0 | 0.93082 | 25.3782 | 158316.7533 | 0 | 2974.436 | 2017 | 1.0277 |  | AEO 2021 - gas_eng-driven_RTHP-heat 2017 typical | AEO 2021 - gas_eng-driven_RTHP-heat 2017 typical | HP_GAS-Heating-AEO17-1 |  | 1 | kBtu/hr | 0.93082 | Industrial_Food Products_Existing_Space Heating_Boiler_Convert to NG Air Source Heat Pump
Industrial_Food Products_Existing_Space Heating_Natural Gas_Boiler_E5 | Industrial | Food Products | Existing | Space Heating | Natural Gas | Boiler | E5 |  | 0% | 0% | 0% | 0 | 0 | 0 | 0 | 0 | 0 | 0 | 0 | 0% | 0 | 0 | 0% | Normal | 0% | 0 | 0 | 0 | [18 empty] | Industrial_Food Products_Existing_Space Heating_Boiler_
Industrial_Food Products_Existing_Space Heating_Natural Gas_Boiler_E6 | Industrial | Food Products | Existing | Space Heating | Natural Gas | Boiler | E6 |  | 0% | 0% | 0% | 0 | 0 | 0 | 0 | 0 | 0 | 0 | 0 | 0% | 0 | 0 | 0% | Normal | 0% | 0 | 0 | 0 | [18 empty] | Industrial_Food Products_Existing_Space Heating_Boiler_
Industrial_Food Products_Existing_Space Heating_Natural Gas_Boiler_E7 | Industrial | Food Products | Existing | Space Heating | Natural Gas | Boiler | E7 |  | 0% | 0% | 0% | 0 | 0 | 0 | 0 | 0 | 0 | 0 | 0 | 0% | 0 | 0 | 0% | Normal | 0% | 0 | 0 | 0 | [18 empty] | Industrial_Food Products_Existing_Space Heating_Boiler_
Industrial_Food Products_Existing_Space Heating_Natural Gas_Boiler_E8 | Industrial | Food Products | Existing | Space Heating | Natural Gas | Boiler | E8 |  | 0% | 0% | 0% | 0 | 0 | 0 | 0 | 0 | 0 | 0 | 0 | 0% | 0 | 0 | 0% | Normal | 0% | 0 | 0 | 0 | [18 empty] | Industrial_Food Products_Existing_Space Heating_Boiler_
Industrial_Food Products_Existing_Space Heating_Natural Gas_Boiler_E9 | Industrial | Food Products | Existing | Space Heating | Natural Gas | Boiler | E9 |  | 0% | 0% | 0% | 0 | 0 | 0 | 0 | 0 | 0 | 0 | 0 | 0% | 0 | 0 | 0% | Normal | 0% | 0 | 0 | 0 | [18 empty] | Industrial_Food Products_Existing_Space Heating_Boiler_
Industrial_Food Products_Existing_Space Heating_Natural Gas_Boiler_E10 | Industrial | Food Products | Existing | Space Heating | Natural Gas | Boiler | E10 |  | 0% | 0% | 0% | 0 | 0 | 0 | 0 | 0 | 0 | 0 | 0 | 0% | 0 | 0 | 0% | Normal | 0% | 0 | 0 | 0 | [18 empty] | Industrial_Food Products_Existing_Space Heating_Boiler_
Industrial_Food Products_Existing_Space Heating_Natural Gas_Unit Heater_E1 | Industrial | Food Products | Existing | Space Heating | Natural Gas | Unit Heater | E1 | Standard | 100% | 0% | 0% | 312.6468 | 0 | 0 | 0 | 10 | 14 | 2019 | 2040 | 100% | 0 | 0 | 0% | Normal | 0% | 422.7427 | 0 | 0 | 125 kBtu/Hr | 100000 | 0 | 0.0014524 | 2328.572 | 1753.7127 | 0 | 0 | 2020 | 0.98199 |  | IL TRM - 4.4.12 - CI-HVC-IRHT-V02-210101 | CNGC Program Data | IL TRM - 4.4.12 - CI-HVC-IRHT-V02-210101 w/ CNGC Sizing |  | 125 | kBtu/Hr | 0.18155 | Industrial_Food Products_Existing_Space Heating_Unit Heater_Standard
Industrial_Food Products_Existing_Space Heating_Natural Gas_Unit Heater_E2 | Industrial | Food Products | Existing | Space Heating | Natural Gas | Unit Heater | E2 | Condensing | 95.24% | 0% | 0% | 685.6812 | 0 | 0 | 0 | 10 | 14 | 2019 | 2040 | 100% | 0 | 0 | 0% | Normal | 0% | 402.6214 | 0 | 0 | 125 kBtu/Hr | 100000 | 0 | 0.0014524 | 2217.7386 | 3846.1538 | 0 | 0 | 2020 | 0.98199 |  | IL TRM - 4.4.5 - CI-HVC-CUHT-V01-190101 | CNGC Program Data | IL TRM - 4.4.5 - CI-HVC-CUHT-V01-190101 w/ CNGC Sizing |  | 125 | kBtu/Hr | 0.18155 | Industrial_Food Products_Existing_Space Heating_Unit Heater_Condensing
Industrial_Food Products_Existing_Space Heating_Natural Gas_Unit Heater_E3 | Industrial | Food Products | Existing | Space Heating | Natural Gas | Unit Heater | E3 | Infrared Radiant | 85% | 0% | 0% | 436.1905 | 0 | 0 | 0 | 11 | 19 | 2019 | 2040 | 100% | 0 | 0 | 0% | Normal | 0% | 359.3313 | 0 | 0 | 125 kBtu/Hr | 100000 | 0 | 0.0014524 | 1979.2862 | 2446.6992 | 0 | 0 | 2020 | 0.98199 |  | IL TRM - 4.4.12 - CI-HVC-IRHT-V02-210101 | CNGC Program Data | IL TRM - 4.4.12 - CI-HVC-IRHT-V02-210101 w/ CNGC Sizing |  | 125 | kBtu/Hr | 0.18155 | Industrial_Food Products_Existing_Space Heating_Unit Heater_Infrared Radiant
Industrial_Food Products_Existing_Space Heating_Natural Gas_Unit Heater_E4 | Industrial | Food Products | Existing | Space Heating | Natural Gas | Unit Heater | E4 |  | 0% | 0% | 0% | 0 | 0 | 0 | 0 | 0 | 0 | 0 | 0 | 0% | 0 | 0 | 0% | Normal | 0% | 0 | 0 | 0 | [18 empty] | Industrial_Food Products_Existing_Space Heating_Unit Heater_
Industrial_Food Products_Existing_Space Heating_Natural Gas_Unit Heater_E5 | Industrial | Food Products | Existing | Space Heating | Natural Gas | Unit Heater | E5 |  | 0% | 0% | 0% | 0 | 0 | 0 | 0 | 0 | 0 | 0 | 0 | 0% | 0 | 0 | 0% | Normal | 0% | 0 | 0 | 0 | [18 empty] | Industrial_Food Products_Existing_Space Heating_Unit Heater_
Industrial_Food Products_Existing_Space Heating_Natural Gas_Unit Heater_E6 | Industrial | Food Products | Existing | Space Heating | Natural Gas | Unit Heater | E6 |  | 0% | 0% | 0% | 0 | 0 | 0 | 0 | 0 | 0 | 0 | 0 | 0% | 0 | 0 | 0% | Normal | 0% | 0 | 0 | 0 | [18 empty] | Industrial_Food Products_Existing_Space Heating_Unit Heater_
Industrial_Food Products_Existing_Space Heating_Natural Gas_Unit Heater_E7 | Industrial | Food Products | Existing | Space Heating | Natural Gas | Unit Heater | E7 |  | 0% | 0% | 0% | 0 | 0 | 0 | 0 | 0 | 0 | 0 | 0 | 0% | 0 | 0 | 0% | Normal | 0% | 0 | 0 | 0 | [18 empty] | Industrial_Food Products_Existing_Space Heating_Unit Heater_
Industrial_Food Products_Existing_Space Heating_Natural Gas_Unit Heater_E8 | Industrial | Food Products | Existing | Space Heating | Natural Gas | Unit Heater | E8 |  | 0% | 0% | 0% | 0 | 0 | 0 | 0 | 0 | 0 | 0 | 0 | 0% | 0 | 0 | 0% | Normal | 0% | 0 | 0 | 0 | [18 empty] | Industrial_Food Products_Existing_Space Heating_Unit Heater_
Industrial_Food Products_Existing_Space Heating_Natural Gas_Unit Heater_E9 | Industrial | Food Products | Existing | Space Heating | Natural Gas | Unit Heater | E9 |  | 0% | 0% | 0% | 0 | 0 | 0 | 0 | 0 | 0 | 0 | 0 | 0% | 0 | 0 | 0% | Normal | 0% | 0 | 0 | 0 | [18 empty] | Industrial_Food Products_Existing_Space Heating_Unit Heater_
Industrial_Food Products_Existing_Space Heating_Natural Gas_Unit Heater_E10 | Industrial | Food Products | Existing | Space Heating | Natural Gas | Unit Heater | E10 |  | 0% | 0% | 0% | 0 | 0 | 0 | 0 | 0 | 0 | 0 | 0 | 0% | 0 | 0 | 0% | Normal | 0% | 0 | 0 | 0 | [18 empty] | Industrial_Food Products_Existing_Space Heating_Unit Heater_
Industrial_Food Products_Existing_Process_Natural Gas_Process Boiler_E1 | Industrial | Food Products | Existing | Process | Natural Gas | Process Boiler | E1 | EF .80 | 100% | 0% | 0% | 527.4036 | 134.2338 | 57.1883 | 0 | 20 | 30 | 2019 | 2040 | 100% | 0 | 0 | 0% | Normal | 0% | 1579.5436 | 0 | 0 | 1 unit | 100000 | 0 | 0.031304 | 50457.6 | 16600 | 4225 | 1800 | 2018 | 1.0149 |  | EIA 2018 Tech Forecast | EIA 2018 Tech Forecast | IL TRM - 4.4.10 - CI-HVC-BOIL-V08-210101 |  | 1 | unit | 0.031304 | Industrial_Food Products_Existing_Process_Process Boiler_EF .80
Industrial_Food Products_Existing_Process_Natural Gas_Process Boiler_E2 | Industrial | Food Products | Existing | Process | Natural Gas | Process Boiler | E2 |  | 0% | 0% | 0% | 0 | 0 | 0 | 0 | 0 | 0 | 0 | 0 | 0% | 0 | 0 | 0% | Normal | 0% | 0 | 0 | 0 | [18 empty] | Industrial_Food Products_Existing_Process_Process Boiler_
Industrial_Food Products_Existing_Process_Natural Gas_Process Boiler_E3 | Industrial | Food Products | Existing | Process | Natural Gas | Process Boiler | E3 |  | 0% | 0% | 0% | 0 | 0 | 0 | 0 | 0 | 0 | 0 | 0 | 0% | 0 | 0 | 0% | Normal | 0% | 0 | 0 | 0 | [18 empty] | Industrial_Food Products_Existing_Process_Process Boiler_
Industrial_Food Products_Existing_Process_Natural Gas_Process Boiler_E4 | Industrial | Food Products | Existing | Process | Natural Gas | Process Boiler | E4 |  | 0% | 0% | 0% | 0 | 0 | 0 | 0 | 0 | 0 | 0 | 0 | 0% | 0 | 0 | 0% | Normal | 0% | 0 | 0 | 0 | [18 empty] | Industrial_Food Products_Existing_Process_Process Boiler_
Industrial_Food Products_Existing_Process_Natural Gas_Process Boiler_E5 | Industrial | Food Products | Existing | Process | Natural Gas | Process Boiler | E5 |  | 0% | 0% | 0% | 0 | 0 | 0 | 0 | 0 | 0 | 0 | 0 | 0% | 0 | 0 | 0% | Normal | 0% | 0 | 0 | 0 | [18 empty] | Industrial_Food Products_Existing_Process_Process Boiler_
Industrial_Food Products_Existing_Process_Natural Gas_Process Boiler_E6 | Industrial | Food Products | Existing | Process | Natural Gas | Process Boiler | E6 |  | 0% | 0% | 0% | 0 | 0 | 0 | 0 | 0 | 0 | 0 | 0 | 0% | 0 | 0 | 0% | Normal | 0% | 0 | 0 | 0 | [18 empty] | Industrial_Food Products_Existing_Process_Process Boiler_
Industrial_Food Products_Existing_Process_Natural Gas_Process Boiler_E7 | Industrial | Food Products | Existing | Process | Natural Gas | Process Boiler | E7 |  | 0% | 0% | 0% | 0 | 0 | 0 | 0 | 0 | 0 | 0 | 0 | 0% | 0 | 0 | 0% | Normal | 0% | 0 | 0 | 0 | [18 empty] | Industrial_Food Products_Existing_Process_Process Boiler_
Industrial_Food Products_Existing_Process_Natural Gas_Process Boiler_E8 | Industrial | Food Products | Existing | Process | Natural Gas | Process Boiler | E8 |  | 0% | 0% | 0% | 0 | 0 | 0 | 0 | 0 | 0 | 0 | 0 | 0% | 0 | 0 | 0% | Normal | 0% | 0 | 0 | 0 | [18 empty] | Industrial_Food Products_Existing_Process_Process Boiler_
Industrial_Food Products_Existing_Process_Natural Gas_Process Boiler_E9 | Industrial | Food Products | Existing | Process | Natural Gas | Process Boiler | E9 |  | 0% | 0% | 0% | 0 | 0 | 0 | 0 | 0 | 0 | 0 | 0 | 0% | 0 | 0 | 0% | Normal | 0% | 0 | 0 | 0 | [18 empty] | Industrial_Food Products_Existing_Process_Process Boiler_
Industrial_Food Products_Existing_Process_Natural Gas_Process Boiler_E10 | Industrial | Food Products | Existing | Process | Natural Gas | Process Boiler | E10 |  | 0% | 0% | 0% | 0 | 0 | 0 | 0 | 0 | 0 | 0 | 0 | 0% | 0 | 0 | 0% | Normal | 0% | 0 | 0 | 0 | [18 empty] | Industrial_Food Products_Existing_Process_Process Boiler_
Industrial_Food Products_Existing_Process_Natural Gas_Process Heating_E1 | Industrial | Food Products | Existing | Process | Natural Gas | Process Heating | E1 | Standard | 100% | 0% | 0% | 1201.4425 | 0 | 0 | 0 | 2 | 8 | 2019 | 2040 | 100% | 0 | 0 | 0% | Normal | 0% | 1156.764 | 0 | 0 | 1 unit | 100000 | 0 | 1156.764 | 1 | 1 | 0 | 0 | 2016 | 1.0386 |  | N/A | N/A | N/A |  | 1 | unit | 1156.764 | Industrial_Food Products_Existing_Process_Process Heating_Standard
Industrial_Food Products_Existing_Process_Natural Gas_Process Heating_E2 | Industrial | Food Products | Existing | Process | Natural Gas | Process Heating | E2 |  | 0% | 0% | 0% | 0 | 0 | 0 | 0 | 0 | 0 | 0 | 0 | 0% | 0 | 0 | 0% | Normal | 0% | 0 | 0 | 0 | [18 empty] | Industrial_Food Products_Existing_Process_Process Heating_
Industrial_Food Products_Existing_Process_Natural Gas_Process Heating_E3 | Industrial | Food Products | Existing | Process | Natural Gas | Process Heating | E3 |  | 0% | 0% | 0% | 0 | 0 | 0 | 0 | 0 | 0 | 0 | 0 | 0% | 0 | 0 | 0% | Normal | 0% | 0 | 0 | 0 | [18 empty] | Industrial_Food Products_Existing_Process_Process Heating_
Industrial_Food Products_Existing_Process_Natural Gas_Process Heating_E4 | Industrial | Food Products | Existing | Process | Natural Gas | Process Heating | E4 |  | 0% | 0% | 0% | 0 | 0 | 0 | 0 | 0 | 0 | 0 | 0 | 0% | 0 | 0 | 0% | Normal | 0% | 0 | 0 | 0 | [18 empty] | Industrial_Food Products_Existing_Process_Process Heating_
Industrial_Food Products_Existing_Process_Natural Gas_Process Heating_E5 | Industrial | Food Products | Existing | Process | Natural Gas | Process Heating | E5 |  | 0% | 0% | 0% | 0 | 0 | 0 | 0 | 0 | 0 | 0 | 0 | 0% | 0 | 0 | 0% | Normal | 0% | 0 | 0 | 0 | [18 empty] | Industrial_Food Products_Existing_Process_Process Heating_
Industrial_Food Products_Existing_Process_Natural Gas_Process Heating_E6 | Industrial | Food Products | Existing | Process | Natural Gas | Process Heating | E6 |  | 0% | 0% | 0% | 0 | 0 | 0 | 0 | 0 | 0 | 0 | 0 | 0% | 0 | 0 | 0% | Normal | 0% | 0 | 0 | 0 | [18 empty] | Industrial_Food Products_Existing_Process_Process Heating_
Industrial_Food Products_Existing_Process_Natural Gas_Process Heating_E7 | Industrial | Food Products | Existing | Process | Natural Gas | Process Heating | E7 |  | 0% | 0% | 0% | 0 | 0 | 0 | 0 | 0 | 0 | 0 | 0 | 0% | 0 | 0 | 0% | Normal | 0% | 0 | 0 | 0 | [18 empty] | Industrial_Food Products_Existing_Process_Process Heating_
Industrial_Food Products_Existing_Process_Natural Gas_Process Heating_E8 | Industrial | Food Products | Existing | Process | Natural Gas | Process Heating | E8 |  | 0% | 0% | 0% | 0 | 0 | 0 | 0 | 0 | 0 | 0 | 0 | 0% | 0 | 0 | 0% | Normal | 0% | 0 | 0 | 0 | [18 empty] | Industrial_Food Products_Existing_Process_Process Heating_
Industrial_Food Products_Existing_Process_Natural Gas_Process Heating_E9 | Industrial | Food Products | Existing | Process | Natural Gas | Process Heating | E9 |  | 0% | 0% | 0% | 0 | 0 | 0 | 0 | 0 | 0 | 0 | 0 | 0% | 0 | 0 | 0% | Normal | 0% | 0 | 0 | 0 | [18 empty] | Industrial_Food Products_Existing_Process_Process Heating_
Industrial_Food Products_Existing_Process_Natural Gas_Process Heating_E10 | Industrial | Food Products | Existing | Process | Natural Gas | Process Heating | E10 |  | 0% | 0% | 0% | 0 | 0 | 0 | 0 | 0 | 0 | 0 | 0 | 0% | 0 | 0 | 0% | Normal | 0% | 0 | 0 | 0 | [18 empty] | Industrial_Food Products_Existing_Process_Process Heating_
Industrial_Food Products_Existing_Process_Natural Gas_Process Cooling_E1 | Industrial | Food Products | Existing | Process | Natural Gas | Process Cooling | E1 | Standard | 100% | 0% | 0% | 11.8348 | 0 | 0 | 0 | 2 | 8 | 2019 | 2040 | 100% | 0 | 0 | 0% | Normal | 0% | 11.3947 | 0 | 0 | 1 unit | 100000 | 0 | 11.3947 | 1 | 1 | 0 | 0 | 2016 | 1.0386 |  | N/A | N/A | N/A |  | 1 | unit | 11.3947 | Industrial_Food Products_Existing_Process_Process Cooling_Standard
Industrial_Food Products_Existing_Process_Natural Gas_Process Cooling_E2 | Industrial | Food Products | Existing | Process | Natural Gas | Process Cooling | E2 |  | 0% | 0% | 0% | 0 | 0 | 0 | 0 | 0 | 0 | 0 | 0 | 0% | 0 | 0 | 0% | Normal | 0% | 0 | 0 | 0 | [18 empty] | Industrial_Food Products_Existing_Process_Process Cooling_
Industrial_Food Products_Existing_Process_Natural Gas_Process Cooling_E3 | Industrial | Food Products | Existing | Process | Natural Gas | Process Cooling | E3 |  | 0% | 0% | 0% | 0 | 0 | 0 | 0 | 0 | 0 | 0 | 0 | 0% | 0 | 0 | 0% | Normal | 0% | 0 | 0 | 0 | [18 empty] | Industrial_Food Products_Existing_Process_Process Cooling_
Industrial_Food Products_Existing_Process_Natural Gas_Process Cooling_E4 | Industrial | Food Products | Existing | Process | Natural Gas | Process Cooling | E4 |  | 0% | 0% | 0% | 0 | 0 | 0 | 0 | 0 | 0 | 0 | 0 | 0% | 0 | 0 | 0% | Normal | 0% | 0 | 0 | 0 | [18 empty] | Industrial_Food Products_Existing_Process_Process Cooling_
Industrial_Food Products_Existing_Process_Natural Gas_Process Cooling_E5 | Industrial | Food Products | Existing | Process | Natural Gas | Process Cooling | E5 |  | 0% | 0% | 0% | 0 | 0 | 0 | 0 | 0 | 0 | 0 | 0 | 0% | 0 | 0 | 0% | Normal | 0% | 0 | 0 | 0 | [18 empty] | Industrial_Food Products_Existing_Process_Process Cooling_
Industrial_Food Products_Existing_Process_Natural Gas_Process Cooling_E6 | Industrial | Food Products | Existing | Process | Natural Gas | Process Cooling | E6 |  | 0% | 0% | 0% | 0 | 0 | 0 | 0 | 0 | 0 | 0 | 0 | 0% | 0 | 0 | 0% | Normal | 0% | 0 | 0 | 0 | [18 empty] | Industrial_Food Products_Existing_Process_Process Cooling_
Industrial_Food Products_Existing_Process_Natural Gas_Process Cooling_E7 | Industrial | Food Products | Existing | Process | Natural Gas | Process Cooling | E7 |  | 0% | 0% | 0% | 0 | 0 | 0 | 0 | 0 | 0 | 0 | 0 | 0% | 0 | 0 | 0% | Normal | 0% | 0 | 0 | 0 | [18 empty] | Industrial_Food Products_Existing_Process_Process Cooling_
Industrial_Food Products_Existing_Process_Natural Gas_Process Cooling_E8 | Industrial | Food Products | Existing | Process | Natural Gas | Process Cooling | E8 |  | 0% | 0% | 0% | 0 | 0 | 0 | 0 | 0 | 0 | 0 | 0 | 0% | 0 | 0 | 0% | Normal | 0% | 0 | 0 | 0 | [18 empty] | Industrial_Food Products_Existing_Process_Process Cooling_
Industrial_Food Products_Existing_Process_Natural Gas_Process Cooling_E9 | Industrial | Food Products | Existing | Process | Natural Gas | Process Cooling | E9 |  | 0% | 0% | 0% | 0 | 0 | 0 | 0 | 0 | 0 | 0 | 0 | 0% | 0 | 0 | 0% | Normal | 0% | 0 | 0 | 0 | [18 empty] | Industrial_Food Products_Existing_Process_Process Cooling_
Industrial_Food Products_Existing_Process_Natural Gas_Process Cooling_E10 | Industrial | Food Products | Existing | Process | Natural Gas | Process Cooling | E10 |  | 0% | 0% | 0% | 0 | 0 | 0 | 0 | 0 | 0 | 0 | 0 | 0% | 0 | 0 | 0% | Normal | 0% | 0 | 0 | 0 | [18 empty] | Industrial_Food Products_Existing_Process_Process Cooling_
Industrial_Food Products_Existing_Process_Natural Gas_Other Process_E1 | Industrial | Food Products | Existing | Process | Natural Gas | Other Process | E1 | Standard | 100% | 0% | 0% | 64.7248 | 0 | 0 | 0 | 2 | 8 | 2019 | 2040 | 100% | 0 | 0 | 0% | Normal | 0% | 62.3178 | 0 | 0 | 1 unit | 100000 | 0 | 62.3178 | 1 | 1 | 0 | 0 | 2016 | 1.0386 |  | N/A | N/A | N/A |  | 1 | unit | 62.3178 | Industrial_Food Products_Existing_Process_Other Process_Standard
Industrial_Food Products_Existing_Process_Natural Gas_Other Process_E2 | Industrial | Food Products | Existing | Process | Natural Gas | Other Process | E2 |  | 0% | 0% | 0% | 0 | 0 | 0 | 0 | 0 | 0 | 0 | 0 | 0% | 0 | 0 | 0% | Normal | 0% | 0 | 0 | 0 | [18 empty] | Industrial_Food Products_Existing_Process_Other Process_
Industrial_Food Products_Existing_Process_Natural Gas_Other Process_E3 | Industrial | Food Products | Existing | Process | Natural Gas | Other Process | E3 |  | 0% | 0% | 0% | 0 | 0 | 0 | 0 | 0 | 0 | 0 | 0 | 0% | 0 | 0 | 0% | Normal | 0% | 0 | 0 | 0 | [18 empty] | Industrial_Food Products_Existing_Process_Other Process_
Industrial_Food Products_Existing_Process_Natural Gas_Other Process_E4 | Industrial | Food Products | Existing | Process | Natural Gas | Other Process | E4 |  | 0% | 0% | 0% | 0 | 0 | 0 | 0 | 0 | 0 | 0 | 0 | 0% | 0 | 0 | 0% | Normal | 0% | 0 | 0 | 0 | [18 empty] | Industrial_Food Products_Existing_Process_Other Process_
Industrial_Food Products_Existing_Process_Natural Gas_Other Process_E5 | Industrial | Food Products | Existing | Process | Natural Gas | Other Process | E5 |  | 0% | 0% | 0% | 0 | 0 | 0 | 0 | 0 | 0 | 0 | 0 | 0% | 0 | 0 | 0% | Normal | 0% | 0 | 0 | 0 | [18 empty] | Industrial_Food Products_Existing_Process_Other Process_
Industrial_Food Products_Existing_Process_Natural Gas_Other Process_E6 | Industrial | Food Products | Existing | Process | Natural Gas | Other Process | E6 |  | 0% | 0% | 0% | 0 | 0 | 0 | 0 | 0 | 0 | 0 | 0 | 0% | 0 | 0 | 0% | Normal | 0% | 0 | 0 | 0 | [18 empty] | Industrial_Food Products_Existing_Process_Other Process_
Industrial_Food Products_Existing_Process_Natural Gas_Other Process_E7 | Industrial | Food Products | Existing | Process | Natural Gas | Other Process | E7 |  | 0% | 0% | 0% | 0 | 0 | 0 | 0 | 0 | 0 | 0 | 0 | 0% | 0 | 0 | 0% | Normal | 0% | 0 | 0 | 0 | [18 empty] | Industrial_Food Products_Existing_Process_Other Process_
Industrial_Food Products_Existing_Process_Natural Gas_Other Process_E8 | Industrial | Food Products | Existing | Process | Natural Gas | Other Process | E8 |  | 0% | 0% | 0% | 0 | 0 | 0 | 0 | 0 | 0 | 0 | 0 | 0% | 0 | 0 | 0% | Normal | 0% | 0 | 0 | 0 | [18 empty] | Industrial_Food Products_Existing_Process_Other Process_
Industrial_Food Products_Existing_Process_Natural Gas_Other Process_E9 | Industrial | Food Products | Existing | Process | Natural Gas | Other Process | E9 |  | 0% | 0% | 0% | 0 | 0 | 0 | 0 | 0 | 0 | 0 | 0 | 0% | 0 | 0 | 0% | Normal | 0% | 0 | 0 | 0 | [18 empty] | Industrial_Food Products_Existing_Process_Other Process_
Industrial_Food Products_Existing_Process_Natural Gas_Other Process_E10 | Industrial | Food Products | Existing | Process | Natural Gas | Other Process | E10 |  | 0% | 0% | 0% | 0 | 0 | 0 | 0 | 0 | 0 | 0 | 0 | 0% | 0 | 0 | 0% | Normal | 0% | 0 | 0 | 0 | [18 empty] | Industrial_Food Products_Existing_Process_Other Process_
Industrial_Food Products_Existing_Miscellaneous_Natural Gas_Miscellaneous_E1 | Industrial | Food Products | Existing | Miscellaneous | Natural Gas | Miscellaneous | E1 | Standard | 100% | 0% | 0% | 67.4499 | 0 | 0 | 0 | 2 | 8 | 2019 | 2040 | 100% | 0 | 0 | 0% | Normal | 0% | 64.9416 | 0 | 0 | 1 unit | 100000 | 0 | 64.9416 | 1 | 1 | 0 | 0 | 2016 | 1.0386 |  | N/A | N/A | N/A |  | 1 | unit | 64.9416 | Industrial_Food Products_Existing_Miscellaneous_Miscellaneous_Standard
Industrial_Food Products_Existing_Miscellaneous_Natural Gas_Miscellaneous_E2 | Industrial | Food Products | Existing | Miscellaneous | Natural Gas | Miscellaneous | E2 |  | 0% | 0% | 0% | 0 | 0 | 0 | 0 | 0 | 0 | 0 | 0 | 0% | 0 | 0 | 0% | Normal | 0% | 0 | 0 | 0 | [18 empty] | Industrial_Food Products_Existing_Miscellaneous_Miscellaneous_
Industrial_Food Products_Existing_Miscellaneous_Natural Gas_Miscellaneous_E3 | Industrial | Food Products | Existing | Miscellaneous | Natural Gas | Miscellaneous | E3 |  | 0% | 0% | 0% | 0 | 0 | 0 | 0 | 0 | 0 | 0 | 0 | 0% | 0 | 0 | 0% | Normal | 0% | 0 | 0 | 0 | [18 empty] | Industrial_Food Products_Existing_Miscellaneous_Miscellaneous_
Industrial_Food Products_Existing_Miscellaneous_Natural Gas_Miscellaneous_E4 | Industrial | Food Products | Existing | Miscellaneous | Natural Gas | Miscellaneous | E4 |  | 0% | 0% | 0% | 0 | 0 | 0 | 0 | 0 | 0 | 0 | 0 | 0% | 0 | 0 | 0% | Normal | 0% | 0 | 0 | 0 | [18 empty] | Industrial_Food Products_Existing_Miscellaneous_Miscellaneous_
Industrial_Food Products_Existing_Miscellaneous_Natural Gas_Miscellaneous_E5 | Industrial | Food Products | Existing | Miscellaneous | Natural Gas | Miscellaneous | E5 |  | 0% | 0% | 0% | 0 | 0 | 0 | 0 | 0 | 0 | 0 | 0 | 0% | 0 | 0 | 0% | Normal | 0% | 0 | 0 | 0 | [18 empty] | Industrial_Food Products_Existing_Miscellaneous_Miscellaneous_
Industrial_Food Products_Existing_Miscellaneous_Natural Gas_Miscellaneous_E6 | Industrial | Food Products | Existing | Miscellaneous | Natural Gas | Miscellaneous | E6 |  | 0% | 0% | 0% | 0 | 0 | 0 | 0 | 0 | 0 | 0 | 0 | 0% | 0 | 0 | 0% | Normal | 0% | 0 | 0 | 0 | [18 empty] | Industrial_Food Products_Existing_Miscellaneous_Miscellaneous_
Industrial_Food Products_Existing_Miscellaneous_Natural Gas_Miscellaneous_E7 | Industrial | Food Products | Existing | Miscellaneous | Natural Gas | Miscellaneous | E7 |  | 0% | 0% | 0% | 0 | 0 | 0 | 0 | 0 | 0 | 0 | 0 | 0% | 0 | 0 | 0% | Normal | 0% | 0 | 0 | 0 | [18 empty] | Industrial_Food Products_Existing_Miscellaneous_Miscellaneous_
Industrial_Food Products_Existing_Miscellaneous_Natural Gas_Miscellaneous_E8 | Industrial | Food Products | Existing | Miscellaneous | Natural Gas | Miscellaneous | E8 |  | 0% | 0% | 0% | 0 | 0 | 0 | 0 | 0 | 0 | 0 | 0 | 0% | 0 | 0 | 0% | Normal | 0% | 0 | 0 | 0 | [18 empty] | Industrial_Food Products_Existing_Miscellaneous_Miscellaneous_
Industrial_Food Products_Existing_Miscellaneous_Natural Gas_Miscellaneous_E9 | Industrial | Food Products | Existing | Miscellaneous | Natural Gas | Miscellaneous | E9 |  | 0% | 0% | 0% | 0 | 0 | 0 | 0 | 0 | 0 | 0 | 0 | 0% | 0 | 0 | 0% | Normal | 0% | 0 | 0 | 0 | [18 empty] | Industrial_Food Products_Existing_Miscellaneous_Miscellaneous_
Industrial_Food Products_Existing_Miscellaneous_Natural Gas_Miscellaneous_E10 | Industrial | Food Products | Existing | Miscellaneous | Natural Gas | Miscellaneous | E10 |  | 0% | 0% | 0% | 0 | 0 | 0 | 0 | 0 | 0 | 0 | 0 | 0% | 0 | 0 | 0% | Normal | 0% | 0 | 0 | 0 | [18 empty] | Industrial_Food Products_Existing_Miscellaneous_Miscellaneous_
Industrial_Food Products_New_Space Heating_Natural Gas_Furnace_E1 | Industrial | Food Products | New | Space Heating | Natural Gas | Furnace | E1 | AFUE 80% (Standard) | 100% | 0% | 0% | 22.3964 | 23.4629 | 3.6261 | 0 | 17 | 29 | 2019 | 2040 | 100% | 0 | 0 | 0% | Normal | 0% | 181.9872 | 0 | 0 | 400 kBtu/hr | 100000 | 0 | 0.021016 | 21.6482 | 1050 | 1100 | 170 | 2018 | 1.0149 |  | EIA 2018 Tech Forecast | EIA 2018 Tech Forecast | AEG BEST |  | 400 | kBtu/hr | 8.4066 | Industrial_Food Products_New_Space Heating_Furnace_AFUE 80% (Standard)
Industrial_Food Products_New_Space Heating_Natural Gas_Furnace_E2 | Industrial | Food Products | New | Space Heating | Natural Gas | Furnace | E2 | AFUE 90% | 88.89% | 0% | 0% | 37.3274 | 27.7289 | 3.7327 | 0 | 17 | 29 | 2019 | 2040 | 100% | 0 | 0 | 0% | Normal | 0% | 161.7623 | 0 | 0 | 400 kBtu/hr | 100000 | 0 | 0.021016 | 19.2423 | 1750 | 1300 | 175 | 2018 | 1.0149 |  | EIA 2018 Tech Forecast | EIA 2018 Tech Forecast | AEG BEST |  | 400 | kBtu/hr | 8.4066 | Industrial_Food Products_New_Space Heating_Furnace_AFUE 90%
Industrial_Food Products_New_Space Heating_Natural Gas_Furnace_E3 | Industrial | Food Products | New | Space Heating | Natural Gas | Furnace | E3 | AFUE 96% | 83.33% | 0% | 0% | 52.2583 | 31.9949 | 3.8394 | 0 | 17 | 29 | 2019 | 2040 | 100% | 0 | 0 | 0% | Normal | 0% | 151.6498 | 0 | 0 | 400 kBtu/hr | 100000 | 0 | 0.021016 | 18.0394 | 2450 | 1500 | 180 | 2018 | 1.0149 |  | EIA 2018 Tech Forecast | EIA 2018 Tech Forecast | AEG BEST |  | 400 | kBtu/hr | 8.4066 | Industrial_Food Products_New_Space Heating_Furnace_AFUE 96%
Industrial_Food Products_New_Space Heating_Natural Gas_Furnace_E4 | Industrial | Food Products | New | Space Heating | Natural Gas | Furnace | E4 |  | 0% | 0% | 0% | 0 | 0 | 0 | 0 | 0 | 0 | 0 | 0 | 0% | 0 | 0 | 0% | Normal | 0% | 0 | 0 | 0 | [18 empty] | Industrial_Food Products_New_Space Heating_Furnace_
Industrial_Food Products_New_Space Heating_Natural Gas_Furnace_E5 | Industrial | Food Products | New | Space Heating | Natural Gas | Furnace | E5 |  | 0% | 0% | 0% | 0 | 0 | 0 | 0 | 0 | 0 | 0 | 0 | 0% | 0 | 0 | 0% | Normal | 0% | 0 | 0 | 0 | [18 empty] | Industrial_Food Products_New_Space Heating_Furnace_
Industrial_Food Products_New_Space Heating_Natural Gas_Furnace_E6 | Industrial | Food Products | New | Space Heating | Natural Gas | Furnace | E6 |  | 0% | 0% | 0% | 0 | 0 | 0 | 0 | 0 | 0 | 0 | 0 | 0% | 0 | 0 | 0% | Normal | 0% | 0 | 0 | 0 | [18 empty] | Industrial_Food Products_New_Space Heating_Furnace_
Industrial_Food Products_New_Space Heating_Natural Gas_Furnace_E7 | Industrial | Food Products | New | Space Heating | Natural Gas | Furnace | E7 |  | 0% | 0% | 0% | 0 | 0 | 0 | 0 | 0 | 0 | 0 | 0 | 0% | 0 | 0 | 0% | Normal | 0% | 0 | 0 | 0 | [18 empty] | Industrial_Food Products_New_Space Heating_Furnace_
Industrial_Food Products_New_Space Heating_Natural Gas_Furnace_E8 | Industrial | Food Products | New | Space Heating | Natural Gas | Furnace | E8 |  | 0% | 0% | 0% | 0 | 0 | 0 | 0 | 0 | 0 | 0 | 0 | 0% | 0 | 0 | 0% | Normal | 0% | 0 | 0 | 0 | [18 empty] | Industrial_Food Products_New_Space Heating_Furnace_
Industrial_Food Products_New_Space Heating_Natural Gas_Furnace_E9 | Industrial | Food Products | New | Space Heating | Natural Gas | Furnace | E9 |  | 0% | 0% | 0% | 0 | 0 | 0 | 0 | 0 | 0 | 0 | 0 | 0% | 0 | 0 | 0% | Normal | 0% | 0 | 0 | 0 | [18 empty] | Industrial_Food Products_New_Space Heating_Furnace_
Industrial_Food Products_New_Space Heating_Natural Gas_Furnace_E10 | Industrial | Food Products | New | Space Heating | Natural Gas | Furnace | E10 |  | 0% | 0% | 0% | 0 | 0 | 0 | 0 | 0 | 0 | 0 | 0 | 0% | 0 | 0 | 0% | Normal | 0% | 0 | 0 | 0 | [18 empty] | Industrial_Food Products_New_Space Heating_Furnace_
Industrial_Food Products_New_Space Heating_Natural Gas_Boiler_E1 | Industrial | Food Products | New | Space Heating | Natural Gas | Boiler | E1 | AFUE 80% (Standard) | 100% | 0% | 0% | 14.1064 | 7.818 | 1.5296 | 0 | 20 | 30 | 2019 | 2040 | 100% | 0 | 0 | 0% | Normal | 0% | 41.3353 | 0 | 0 | 800 kBtu/hr | 100000 | 0 | 0.0011635 | 44.4075 | 11945.7187 | 6620.5188 | 1295.3189 | 2018 | 1.0149 |  | EIA 2018 Tech Forecast | EIA 2018 Tech Forecast | GBLR-Heating-EIA14-2014 Ref. Case-2 |  | 800 | kBtu/hr | 0.93082 | Industrial_Food Products_New_Space Heating_Boiler_AFUE 80% (Standard)
Industrial_Food Products_New_Space Heating_Natural Gas_Boiler_E2 | Industrial | Food Products | New | Space Heating | Natural Gas | Boiler | E2 | AFUE 85% | 94.12% | 0% | 0% | 19.2901 | 8.2854 | 1.5296 | 0 | 20 | 30 | 2019 | 2040 | 100% | 0 | 0 | 0% | Normal | 0% | 38.9042 | 0 | 0 | 800 kBtu/hr | 100000 | 0 | 0.0011635 | 41.7958 | 16335.4105 | 7016.3107 | 1295.3189 | 2018 | 1.0149 |  | EIA 2018 Tech Forecast | EIA 2018 Tech Forecast | GBLR-Heating-EIA14-2014 Ref. Case-5 |  | 800 | kBtu/hr | 0.93082 | Industrial_Food Products_New_Space Heating_Boiler_AFUE 85%
Industrial_Food Products_New_Space Heating_Natural Gas_Boiler_E3 | Industrial | Food Products | New | Space Heating | Natural Gas | Boiler | E3 | AFUE 97% | 82.48% | 0% | 0% | 31.2231 | 7.7017 | 1.5296 | 0 | 20 | 30 | 2019 | 2040 | 100% | 0 | 0 | 0% | Normal | 0% | 34.094 | 0 | 0 | 800 kBtu/hr | 100000 | 0 | 0.0011635 | 36.628 | 26440.6423 | 6522.0251 | 1295.3189 | 2018 | 1.0149 |  | EIA 2018 Tech Forecast | EIA 2018 Tech Forecast | GBLR-Heating-EIA14-2014 Ref. Case-6 |  | 800 | kBtu/hr | 0.93082 | Industrial_Food Products_New_Space Heating_Boiler_AFUE 97%
Industrial_Food Products_New_Space Heating_Natural Gas_Boiler_E4 | Industrial | Food Products | New | Space Heating | Natural Gas | Boiler | E4 | Convert to NG Air Source Heat Pump | 57.14% | 0% | 0% | 151446.0606 | 0 | 2845.3502 | 0 | 10 | 20 | 2019 | 2040 | 100% | 0 | 0 | 0% | Normal | 0% | 23.6202 | 0 | 0 | 1 kBtu/hr | 100000 | 0 | 0.93082 | 25.3757 | 158316.7533 | 0 | 2974.436 | 2017 | 1.0277 |  | AEO 2021 - gas_eng-driven_RTHP-heat 2017 typical | AEO 2021 - gas_eng-driven_RTHP-heat 2017 typical | HP_GAS-Heating-AEO17-1 |  | 1 | kBtu/hr | 0.93082 | Industrial_Food Products_New_Space Heating_Boiler_Convert to NG Air Source Heat Pump
Industrial_Food Products_New_Space Heating_Natural Gas_Boiler_E5 | Industrial | Food Products | New | Space Heating | Natural Gas | Boiler | E5 |  | 0% | 0% | 0% | 0 | 0 | 0 | 0 | 0 | 0 | 0 | 0 | 0% | 0 | 0 | 0% | Normal | 0% | 0 | 0 | 0 | [18 empty] | Industrial_Food Products_New_Space Heating_Boiler_
Industrial_Food Products_New_Space Heating_Natural Gas_Boiler_E6 | Industrial | Food Products | New | Space Heating | Natural Gas | Boiler | E6 |  | 0% | 0% | 0% | 0 | 0 | 0 | 0 | 0 | 0 | 0 | 0 | 0% | 0 | 0 | 0% | Normal | 0% | 0 | 0 | 0 | [18 empty] | Industrial_Food Products_New_Space Heating_Boiler_
Industrial_Food Products_New_Space Heating_Natural Gas_Boiler_E7 | Industrial | Food Products | New | Space Heating | Natural Gas | Boiler | E7 |  | 0% | 0% | 0% | 0 | 0 | 0 | 0 | 0 | 0 | 0 | 0 | 0% | 0 | 0 | 0% | Normal | 0% | 0 | 0 | 0 | [18 empty] | Industrial_Food Products_New_Space Heating_Boiler_
Industrial_Food Products_New_Space Heating_Natural Gas_Boiler_E8 | Industrial | Food Products | New | Space Heating | Natural Gas | Boiler | E8 |  | 0% | 0% | 0% | 0 | 0 | 0 | 0 | 0 | 0 | 0 | 0 | 0% | 0 | 0 | 0% | Normal | 0% | 0 | 0 | 0 | [18 empty] | Industrial_Food Products_New_Space Heating_Boiler_
Industrial_Food Products_New_Space Heating_Natural Gas_Boiler_E9 | Industrial | Food Products | New | Space Heating | Natural Gas | Boiler | E9 |  | 0% | 0% | 0% | 0 | 0 | 0 | 0 | 0 | 0 | 0 | 0 | 0% | 0 | 0 | 0% | Normal | 0% | 0 | 0 | 0 | [18 empty] | Industrial_Food Products_New_Space Heating_Boiler_
Industrial_Food Products_New_Space Heating_Natural Gas_Boiler_E10 | Industrial | Food Products | New | Space Heating | Natural Gas | Boiler | E10 |  | 0% | 0% | 0% | 0 | 0 | 0 | 0 | 0 | 0 | 0 | 0 | 0% | 0 | 0 | 0% | Normal | 0% | 0 | 0 | 0 | [18 empty] | Industrial_Food Products_New_Space Heating_Boiler_
Industrial_Food Products_New_Space Heating_Natural Gas_Unit Heater_E1 | Industrial | Food Products | New | Space Heating | Natural Gas | Unit Heater | E1 | Standard | 100% | 0% | 0% | 312.6468 | 0 | 0 | 0 | 10 | 14 | 2019 | 2040 | 100% | 0 | 0 | 0% | Normal | 0% | 422.7427 | 0 | 0 | 125 kBtu/Hr | 100000 | 0 | 0.0014524 | 2328.572 | 1753.7127 | 0 | 0 | 2020 | 0.98199 |  | IL TRM - 4.4.12 - CI-HVC-IRHT-V02-210101 | CNGC Program Data | IL TRM - 4.4.12 - CI-HVC-IRHT-V02-210101 w/ CNGC Sizing |  | 125 | kBtu/Hr | 0.18155 | Industrial_Food Products_New_Space Heating_Unit Heater_Standard
Industrial_Food Products_New_Space Heating_Natural Gas_Unit Heater_E2 | Industrial | Food Products | New | Space Heating | Natural Gas | Unit Heater | E2 | Condensing | 95.24% | 0% | 0% | 685.6812 | 0 | 0 | 0 | 10 | 14 | 2019 | 2040 | 100% | 0 | 0 | 0% | Normal | 0% | 402.6214 | 0 | 0 | 125 kBtu/Hr | 100000 | 0 | 0.0014524 | 2217.7386 | 3846.1538 | 0 | 0 | 2020 | 0.98199 |  | IL TRM - 4.4.5 - CI-HVC-CUHT-V01-190101 | CNGC Program Data | IL TRM - 4.4.5 - CI-HVC-CUHT-V01-190101 w/ CNGC Sizing |  | 125 | kBtu/Hr | 0.18155 | Industrial_Food Products_New_Space Heating_Unit Heater_Condensing
Industrial_Food Products_New_Space Heating_Natural Gas_Unit Heater_E3 | Industrial | Food Products | New | Space Heating | Natural Gas | Unit Heater | E3 | Infrared Radiant | 85% | 0% | 0% | 436.1905 | 0 | 0 | 0 | 11 | 19 | 2019 | 2040 | 100% | 0 | 0 | 0% | Normal | 0% | 359.3313 | 0 | 0 | 125 kBtu/Hr | 100000 | 0 | 0.0014524 | 1979.2862 | 2446.6992 | 0 | 0 | 2020 | 0.98199 |  | IL TRM - 4.4.12 - CI-HVC-IRHT-V02-210101 | CNGC Program Data | IL TRM - 4.4.12 - CI-HVC-IRHT-V02-210101 w/ CNGC Sizing |  | 125 | kBtu/Hr | 0.18155 | Industrial_Food Products_New_Space Heating_Unit Heater_Infrared Radiant
Industrial_Food Products_New_Space Heating_Natural Gas_Unit Heater_E4 | Industrial | Food Products | New | Space Heating | Natural Gas | Unit Heater | E4 |  | 0% | 0% | 0% | 0 | 0 | 0 | 0 | 0 | 0 | 0 | 0 | 0% | 0 | 0 | 0% | Normal | 0% | 0 | 0 | 0 | [18 empty] | Industrial_Food Products_New_Space Heating_Unit Heater_
Industrial_Food Products_New_Space Heating_Natural Gas_Unit Heater_E5 | Industrial | Food Products | New | Space Heating | Natural Gas | Unit Heater | E5 |  | 0% | 0% | 0% | 0 | 0 | 0 | 0 | 0 | 0 | 0 | 0 | 0% | 0 | 0 | 0% | Normal | 0% | 0 | 0 | 0 | [18 empty] | Industrial_Food Products_New_Space Heating_Unit Heater_
Industrial_Food Products_New_Space Heating_Natural Gas_Unit Heater_E6 | Industrial | Food Products | New | Space Heating | Natural Gas | Unit Heater | E6 |  | 0% | 0% | 0% | 0 | 0 | 0 | 0 | 0 | 0 | 0 | 0 | 0% | 0 | 0 | 0% | Normal | 0% | 0 | 0 | 0 | [18 empty] | Industrial_Food Products_New_Space Heating_Unit Heater_
Industrial_Food Products_New_Space Heating_Natural Gas_Unit Heater_E7 | Industrial | Food Products | New | Space Heating | Natural Gas | Unit Heater | E7 |  | 0% | 0% | 0% | 0 | 0 | 0 | 0 | 0 | 0 | 0 | 0 | 0% | 0 | 0 | 0% | Normal | 0% | 0 | 0 | 0 | [18 empty] | Industrial_Food Products_New_Space Heating_Unit Heater_
Industrial_Food Products_New_Space Heating_Natural Gas_Unit Heater_E8 | Industrial | Food Products | New | Space Heating | Natural Gas | Unit Heater | E8 |  | 0% | 0% | 0% | 0 | 0 | 0 | 0 | 0 | 0 | 0 | 0 | 0% | 0 | 0 | 0% | Normal | 0% | 0 | 0 | 0 | [18 empty] | Industrial_Food Products_New_Space Heating_Unit Heater_
Industrial_Food Products_New_Space Heating_Natural Gas_Unit Heater_E9 | Industrial | Food Products | New | Space Heating | Natural Gas | Unit Heater | E9 |  | 0% | 0% | 0% | 0 | 0 | 0 | 0 | 0 | 0 | 0 | 0 | 0% | 0 | 0 | 0% | Normal | 0% | 0 | 0 | 0 | [18 empty] | Industrial_Food Products_New_Space Heating_Unit Heater_
Industrial_Food Products_New_Space Heating_Natural Gas_Unit Heater_E10 | Industrial | Food Products | New | Space Heating | Natural Gas | Unit Heater | E10 |  | 0% | 0% | 0% | 0 | 0 | 0 | 0 | 0 | 0 | 0 | 0 | 0% | 0 | 0 | 0% | Normal | 0% | 0 | 0 | 0 | [18 empty] | Industrial_Food Products_New_Space Heating_Unit Heater_
Industrial_Food Products_New_Process_Natural Gas_Process Boiler_E1 | Industrial | Food Products | New | Process | Natural Gas | Process Boiler | E1 | EF .80 | 100% | 0% | 0% | 16847.602 | 4288.0192 | 1826.8484 | 0 | 20 | 30 | 2019 | 2040 | 100% | 0 | 0 | 0% | Normal | 0% | 1579.5436 | 0 | 0 | 1 unit | 100000 | 0 | 1 | 50457.6 | 16600 | 4225 | 1800 | 2018 | 1.0149 |  | EIA 2018 Tech Forecast | EIA 2018 Tech Forecast | IL TRM - 4.4.10 - CI-HVC-BOIL-V08-210101 |  | 1 | unit | 1 | Industrial_Food Products_New_Process_Process Boiler_EF .80
Industrial_Food Products_New_Process_Natural Gas_Process Boiler_E2 | Industrial | Food Products | New | Process | Natural Gas | Process Boiler | E2 |  | 0% | 0% | 0% | 0 | 0 | 0 | 0 | 0 | 0 | 0 | 0 | 0% | 0 | 0 | 0% | Normal | 0% | 0 | 0 | 0 | [18 empty] | Industrial_Food Products_New_Process_Process Boiler_
Industrial_Food Products_New_Process_Natural Gas_Process Boiler_E3 | Industrial | Food Products | New | Process | Natural Gas | Process Boiler | E3 |  | 0% | 0% | 0% | 0 | 0 | 0 | 0 | 0 | 0 | 0 | 0 | 0% | 0 | 0 | 0% | Normal | 0% | 0 | 0 | 0 | [18 empty] | Industrial_Food Products_New_Process_Process Boiler_
Industrial_Food Products_New_Process_Natural Gas_Process Boiler_E4 | Industrial | Food Products | New | Process | Natural Gas | Process Boiler | E4 |  | 0% | 0% | 0% | 0 | 0 | 0 | 0 | 0 | 0 | 0 | 0 | 0% | 0 | 0 | 0% | Normal | 0% | 0 | 0 | 0 | [18 empty] | Industrial_Food Products_New_Process_Process Boiler_
Industrial_Food Products_New_Process_Natural Gas_Process Boiler_E5 | Industrial | Food Products | New | Process | Natural Gas | Process Boiler | E5 |  | 0% | 0% | 0% | 0 | 0 | 0 | 0 | 0 | 0 | 0 | 0 | 0% | 0 | 0 | 0% | Normal | 0% | 0 | 0 | 0 | [18 empty] | Industrial_Food Products_New_Process_Process Boiler_
Industrial_Food Products_New_Process_Natural Gas_Process Boiler_E6 | Industrial | Food Products | New | Process | Natural Gas | Process Boiler | E6 |  | 0% | 0% | 0% | 0 | 0 | 0 | 0 | 0 | 0 | 0 | 0 | 0% | 0 | 0 | 0% | Normal | 0% | 0 | 0 | 0 | [18 empty] | Industrial_Food Products_New_Process_Process Boiler_
Industrial_Food Products_New_Process_Natural Gas_Process Boiler_E7 | Industrial | Food Products | New | Process | Natural Gas | Process Boiler | E7 |  | 0% | 0% | 0% | 0 | 0 | 0 | 0 | 0 | 0 | 0 | 0 | 0% | 0 | 0 | 0% | Normal | 0% | 0 | 0 | 0 | [18 empty] | Industrial_Food Products_New_Process_Process Boiler_
Industrial_Food Products_New_Process_Natural Gas_Process Boiler_E8 | Industrial | Food Products | New | Process | Natural Gas | Process Boiler | E8 |  | 0% | 0% | 0% | 0 | 0 | 0 | 0 | 0 | 0 | 0 | 0 | 0% | 0 | 0 | 0% | Normal | 0% | 0 | 0 | 0 | [18 empty] | Industrial_Food Products_New_Process_Process Boiler_
Industrial_Food Products_New_Process_Natural Gas_Process Boiler_E9 | Industrial | Food Products | New | Process | Natural Gas | Process Boiler | E9 |  | 0% | 0% | 0% | 0 | 0 | 0 | 0 | 0 | 0 | 0 | 0 | 0% | 0 | 0 | 0% | Normal | 0% | 0 | 0 | 0 | [18 empty] | Industrial_Food Products_New_Process_Process Boiler_
Industrial_Food Products_New_Process_Natural Gas_Process Boiler_E10 | Industrial | Food Products | New | Process | Natural Gas | Process Boiler | E10 |  | 0% | 0% | 0% | 0 | 0 | 0 | 0 | 0 | 0 | 0 | 0 | 0% | 0 | 0 | 0% | Normal | 0% | 0 | 0 | 0 | [18 empty] | Industrial_Food Products_New_Process_Process Boiler_
Industrial_Food Products_New_Process_Natural Gas_Process Heating_E1 | Industrial | Food Products | New | Process | Natural Gas | Process Heating | E1 | Standard | 100% | 0% | 0% | 1.0386 | 0 | 0 | 0 | 2 | 8 | 2019 | 2040 | 100% | 0 | 0 | 0% | Normal | 0% | 1156.764 | 0 | 0 | 1 unit | 100000 | 0 | 1 | 1 | 1 | 0 | 0 | 2016 | 1.0386 |  | N/A | N/A | N/A |  | 1 | unit | 1 | Industrial_Food Products_New_Process_Process Heating_Standard
Industrial_Food Products_New_Process_Natural Gas_Process Heating_E2 | Industrial | Food Products | New | Process | Natural Gas | Process Heating | E2 |  | 0% | 0% | 0% | 0 | 0 | 0 | 0 | 0 | 0 | 0 | 0 | 0% | 0 | 0 | 0% | Normal | 0% | 0 | 0 | 0 | [18 empty] | Industrial_Food Products_New_Process_Process Heating_
Industrial_Food Products_New_Process_Natural Gas_Process Heating_E3 | Industrial | Food Products | New | Process | Natural Gas | Process Heating | E3 |  | 0% | 0% | 0% | 0 | 0 | 0 | 0 | 0 | 0 | 0 | 0 | 0% | 0 | 0 | 0% | Normal | 0% | 0 | 0 | 0 | [18 empty] | Industrial_Food Products_New_Process_Process Heating_
Industrial_Food Products_New_Process_Natural Gas_Process Heating_E4 | Industrial | Food Products | New | Process | Natural Gas | Process Heating | E4 |  | 0% | 0% | 0% | 0 | 0 | 0 | 0 | 0 | 0 | 0 | 0 | 0% | 0 | 0 | 0% | Normal | 0% | 0 | 0 | 0 | [18 empty] | Industrial_Food Products_New_Process_Process Heating_
Industrial_Food Products_New_Process_Natural Gas_Process Heating_E5 | Industrial | Food Products | New | Process | Natural Gas | Process Heating | E5 |  | 0% | 0% | 0% | 0 | 0 | 0 | 0 | 0 | 0 | 0 | 0 | 0% | 0 | 0 | 0% | Normal | 0% | 0 | 0 | 0 | [18 empty] | Industrial_Food Products_New_Process_Process Heating_
Industrial_Food Products_New_Process_Natural Gas_Process Heating_E6 | Industrial | Food Products | New | Process | Natural Gas | Process Heating | E6 |  | 0% | 0% | 0% | 0 | 0 | 0 | 0 | 0 | 0 | 0 | 0 | 0% | 0 | 0 | 0% | Normal | 0% | 0 | 0 | 0 | [18 empty] | Industrial_Food Products_New_Process_Process Heating_
Industrial_Food Products_New_Process_Natural Gas_Process Heating_E7 | Industrial | Food Products | New | Process | Natural Gas | Process Heating | E7 |  | 0% | 0% | 0% | 0 | 0 | 0 | 0 | 0 | 0 | 0 | 0 | 0% | 0 | 0 | 0% | Normal | 0% | 0 | 0 | 0 | [18 empty] | Industrial_Food Products_New_Process_Process Heating_
Industrial_Food Products_New_Process_Natural Gas_Process Heating_E8 | Industrial | Food Products | New | Process | Natural Gas | Process Heating | E8 |  | 0% | 0% | 0% | 0 | 0 | 0 | 0 | 0 | 0 | 0 | 0 | 0% | 0 | 0 | 0% | Normal | 0% | 0 | 0 | 0 | [18 empty] | Industrial_Food Products_New_Process_Process Heating_
Industrial_Food Products_New_Process_Natural Gas_Process Heating_E9 | Industrial | Food Products | New | Process | Natural Gas | Process Heating | E9 |  | 0% | 0% | 0% | 0 | 0 | 0 | 0 | 0 | 0 | 0 | 0 | 0% | 0 | 0 | 0% | Normal | 0% | 0 | 0 | 0 | [18 empty] | Industrial_Food Products_New_Process_Process Heating_
Industrial_Food Products_New_Process_Natural Gas_Process Heating_E10 | Industrial | Food Products | New | Process | Natural Gas | Process Heating | E10 |  | 0% | 0% | 0% | 0 | 0 | 0 | 0 | 0 | 0 | 0 | 0 | 0% | 0 | 0 | 0% | Normal | 0% | 0 | 0 | 0 | [18 empty] | Industrial_Food Products_New_Process_Process Heating_
Industrial_Food Products_New_Process_Natural Gas_Process Cooling_E1 | Industrial | Food Products | New | Process | Natural Gas | Process Cooling | E1 | Standard | 100% | 0% | 0% | 1.0386 | 0 | 0 | 0 | 2 | 8 | 2019 | 2040 | 100% | 0 | 0 | 0% | Normal | 0% | 11.3947 | 0 | 0 | 1 unit | 100000 | 0 | 1 | 1 | 1 | 0 | 0 | 2016 | 1.0386 |  | N/A | N/A | N/A |  | 1 | unit | 1 | Industrial_Food Products_New_Process_Process Cooling_Standard
Industrial_Food Products_New_Process_Natural Gas_Process Cooling_E2 | Industrial | Food Products | New | Process | Natural Gas | Process Cooling | E2 |  | 0% | 0% | 0% | 0 | 0 | 0 | 0 | 0 | 0 | 0 | 0 | 0% | 0 | 0 | 0% | Normal | 0% | 0 | 0 | 0 | [18 empty] | Industrial_Food Products_New_Process_Process Cooling_
Industrial_Food Products_New_Process_Natural Gas_Process Cooling_E3 | Industrial | Food Products | New | Process | Natural Gas | Process Cooling | E3 |  | 0% | 0% | 0% | 0 | 0 | 0 | 0 | 0 | 0 | 0 | 0 | 0% | 0 | 0 | 0% | Normal | 0% | 0 | 0 | 0 | [18 empty] | Industrial_Food Products_New_Process_Process Cooling_
Industrial_Food Products_New_Process_Natural Gas_Process Cooling_E4 | Industrial | Food Products | New | Process | Natural Gas | Process Cooling | E4 |  | 0% | 0% | 0% | 0 | 0 | 0 | 0 | 0 | 0 | 0 | 0 | 0% | 0 | 0 | 0% | Normal | 0% | 0 | 0 | 0 | [18 empty] | Industrial_Food Products_New_Process_Process Cooling_
Industrial_Food Products_New_Process_Natural Gas_Process Cooling_E5 | Industrial | Food Products | New | Process | Natural Gas | Process Cooling | E5 |  | 0% | 0% | 0% | 0 | 0 | 0 | 0 | 0 | 0 | 0 | 0 | 0% | 0 | 0 | 0% | Normal | 0% | 0 | 0 | 0 | [18 empty] | Industrial_Food Products_New_Process_Process Cooling_
Industrial_Food Products_New_Process_Natural Gas_Process Cooling_E6 | Industrial | Food Products | New | Process | Natural Gas | Process Cooling | E6 |  | 0% | 0% | 0% | 0 | 0 | 0 | 0 | 0 | 0 | 0 | 0 | 0% | 0 | 0 | 0% | Normal | 0% | 0 | 0 | 0 | [18 empty] | Industrial_Food Products_New_Process_Process Cooling_
Industrial_Food Products_New_Process_Natural Gas_Process Cooling_E7 | Industrial | Food Products | New | Process | Natural Gas | Process Cooling | E7 |  | 0% | 0% | 0% | 0 | 0 | 0 | 0 | 0 | 0 | 0 | 0 | 0% | 0 | 0 | 0% | Normal | 0% | 0 | 0 | 0 | [18 empty] | Industrial_Food Products_New_Process_Process Cooling_
Industrial_Food Products_New_Process_Natural Gas_Process Cooling_E8 | Industrial | Food Products | New | Process | Natural Gas | Process Cooling | E8 |  | 0% | 0% | 0% | 0 | 0 | 0 | 0 | 0 | 0 | 0 | 0 | 0% | 0 | 0 | 0% | Normal | 0% | 0 | 0 | 0 | [18 empty] | Industrial_Food Products_New_Process_Process Cooling_
Industrial_Food Products_New_Process_Natural Gas_Process Cooling_E9 | Industrial | Food Products | New | Process | Natural Gas | Process Cooling | E9 |  | 0% | 0% | 0% | 0 | 0 | 0 | 0 | 0 | 0 | 0 | 0 | 0% | 0 | 0 | 0% | Normal | 0% | 0 | 0 | 0 | [18 empty] | Industrial_Food Products_New_Process_Process Cooling_
Industrial_Food Products_New_Process_Natural Gas_Process Cooling_E10 | Industrial | Food Products | New | Process | Natural Gas | Process Cooling | E10 |  | 0% | 0% | 0% | 0 | 0 | 0 | 0 | 0 | 0 | 0 | 0 | 0% | 0 | 0 | 0% | Normal | 0% | 0 | 0 | 0 | [18 empty] | Industrial_Food Products_New_Process_Process Cooling_
Industrial_Food Products_New_Process_Natural Gas_Other Process_E1 | Industrial | Food Products | New | Process | Natural Gas | Other Process | E1 | Standard | 100% | 0% | 0% | 1.0386 | 0 | 0 | 0 | 2 | 8 | 2019 | 2040 | 100% | 0 | 0 | 0% | Normal | 0% | 62.3178 | 0 | 0 | 1 unit | 100000 | 0 | 1 | 1 | 1 | 0 | 0 | 2016 | 1.0386 |  | N/A | N/A | N/A |  | 1 | unit | 1 | Industrial_Food Products_New_Process_Other Process_Standard
Industrial_Food Products_New_Process_Natural Gas_Other Process_E2 | Industrial | Food Products | New | Process | Natural Gas | Other Process | E2 |  | 0% | 0% | 0% | 0 | 0 | 0 | 0 | 0 | 0 | 0 | 0 | 0% | 0 | 0 | 0% | Normal | 0% | 0 | 0 | 0 | [18 empty] | Industrial_Food Products_New_Process_Other Process_
Industrial_Food Products_New_Process_Natural Gas_Other Process_E3 | Industrial | Food Products | New | Process | Natural Gas | Other Process | E3 |  | 0% | 0% | 0% | 0 | 0 | 0 | 0 | 0 | 0 | 0 | 0 | 0% | 0 | 0 | 0% | Normal | 0% | 0 | 0 | 0 | [18 empty] | Industrial_Food Products_New_Process_Other Process_
Industrial_Food Products_New_Process_Natural Gas_Other Process_E4 | Industrial | Food Products | New | Process | Natural Gas | Other Process | E4 |  | 0% | 0% | 0% | 0 | 0 | 0 | 0 | 0 | 0 | 0 | 0 | 0% | 0 | 0 | 0% | Normal | 0% | 0 | 0 | 0 | [18 empty] | Industrial_Food Products_New_Process_Other Process_
Industrial_Food Products_New_Process_Natural Gas_Other Process_E5 | Industrial | Food Products | New | Process | Natural Gas | Other Process | E5 |  | 0% | 0% | 0% | 0 | 0 | 0 | 0 | 0 | 0 | 0 | 0 | 0% | 0 | 0 | 0% | Normal | 0% | 0 | 0 | 0 | [18 empty] | Industrial_Food Products_New_Process_Other Process_
Industrial_Food Products_New_Process_Natural Gas_Other Process_E6 | Industrial | Food Products | New | Process | Natural Gas | Other Process | E6 |  | 0% | 0% | 0% | 0 | 0 | 0 | 0 | 0 | 0 | 0 | 0 | 0% | 0 | 0 | 0% | Normal | 0% | 0 | 0 | 0 | [18 empty] | Industrial_Food Products_New_Process_Other Process_
Industrial_Food Products_New_Process_Natural Gas_Other Process_E7 | Industrial | Food Products | New | Process | Natural Gas | Other Process | E7 |  | 0% | 0% | 0% | 0 | 0 | 0 | 0 | 0 | 0 | 0 | 0 | 0% | 0 | 0 | 0% | Normal | 0% | 0 | 0 | 0 | [18 empty] | Industrial_Food Products_New_Process_Other Process_
Industrial_Food Products_New_Process_Natural Gas_Other Process_E8 | Industrial | Food Products | New | Process | Natural Gas | Other Process | E8 |  | 0% | 0% | 0% | 0 | 0 | 0 | 0 | 0 | 0 | 0 | 0 | 0% | 0 | 0 | 0% | Normal | 0% | 0 | 0 | 0 | [18 empty] | Industrial_Food Products_New_Process_Other Process_
Industrial_Food Products_New_Process_Natural Gas_Other Process_E9 | Industrial | Food Products | New | Process | Natural Gas | Other Process | E9 |  | 0% | 0% | 0% | 0 | 0 | 0 | 0 | 0 | 0 | 0 | 0 | 0% | 0 | 0 | 0% | Normal | 0% | 0 | 0 | 0 | [18 empty] | Industrial_Food Products_New_Process_Other Process_
Industrial_Food Products_New_Process_Natural Gas_Other Process_E10 | Industrial | Food Products | New | Process | Natural Gas | Other Process | E10 |  | 0% | 0% | 0% | 0 | 0 | 0 | 0 | 0 | 0 | 0 | 0 | 0% | 0 | 0 | 0% | Normal | 0% | 0 | 0 | 0 | [18 empty] | Industrial_Food Products_New_Process_Other Process_
Industrial_Food Products_New_Miscellaneous_Natural Gas_Miscellaneous_E1 | Industrial | Food Products | New | Miscellaneous | Natural Gas | Miscellaneous | E1 | Standard | 100% | 0% | 0% | 1.0386 | 0 | 0 | 0 | 2 | 8 | 2019 | 2040 | 100% | 0 | 0 | 0% | Normal | 0% | 64.9416 | 0 | 0 | 1 unit | 100000 | 0 | 1 | 1 | 1 | 0 | 0 | 2016 | 1.0386 |  | N/A | N/A | N/A |  | 1 | unit | 1 | Industrial_Food Products_New_Miscellaneous_Miscellaneous_Standard
Industrial_Food Products_New_Miscellaneous_Natural Gas_Miscellaneous_E2 | Industrial | Food Products | New | Miscellaneous | Natural Gas | Miscellaneous | E2 |  | 0% | 0% | 0% | 0 | 0 | 0 | 0 | 0 | 0 | 0 | 0 | 0% | 0 | 0 | 0% | Normal | 0% | 0 | 0 | 0 | [18 empty] | Industrial_Food Products_New_Miscellaneous_Miscellaneous_
Industrial_Food Products_New_Miscellaneous_Natural Gas_Miscellaneous_E3 | Industrial | Food Products | New | Miscellaneous | Natural Gas | Miscellaneous | E3 |  | 0% | 0% | 0% | 0 | 0 | 0 | 0 | 0 | 0 | 0 | 0 | 0% | 0 | 0 | 0% | Normal | 0% | 0 | 0 | 0 | [18 empty] | Industrial_Food Products_New_Miscellaneous_Miscellaneous_
Industrial_Food Products_New_Miscellaneous_Natural Gas_Miscellaneous_E4 | Industrial | Food Products | New | Miscellaneous | Natural Gas | Miscellaneous | E4 |  | 0% | 0% | 0% | 0 | 0 | 0 | 0 | 0 | 0 | 0 | 0 | 0% | 0 | 0 | 0% | Normal | 0% | 0 | 0 | 0 | [18 empty] | Industrial_Food Products_New_Miscellaneous_Miscellaneous_
Industrial_Food Products_New_Miscellaneous_Natural Gas_Miscellaneous_E5 | Industrial | Food Products | New | Miscellaneous | Natural Gas | Miscellaneous | E5 |  | 0% | 0% | 0% | 0 | 0 | 0 | 0 | 0 | 0 | 0 | 0 | 0% | 0 | 0 | 0% | Normal | 0% | 0 | 0 | 0 | [18 empty] | Industrial_Food Products_New_Miscellaneous_Miscellaneous_
Industrial_Food Products_New_Miscellaneous_Natural Gas_Miscellaneous_E6 | Industrial | Food Products | New | Miscellaneous | Natural Gas | Miscellaneous | E6 |  | 0% | 0% | 0% | 0 | 0 | 0 | 0 | 0 | 0 | 0 | 0 | 0% | 0 | 0 | 0% | Normal | 0% | 0 | 0 | 0 | [18 empty] | Industrial_Food Products_New_Miscellaneous_Miscellaneous_
Industrial_Food Products_New_Miscellaneous_Natural Gas_Miscellaneous_E7 | Industrial | Food Products | New | Miscellaneous | Natural Gas | Miscellaneous | E7 |  | 0% | 0% | 0% | 0 | 0 | 0 | 0 | 0 | 0 | 0 | 0 | 0% | 0 | 0 | 0% | Normal | 0% | 0 | 0 | 0 | [18 empty] | Industrial_Food Products_New_Miscellaneous_Miscellaneous_
Industrial_Food Products_New_Miscellaneous_Natural Gas_Miscellaneous_E8 | Industrial | Food Products | New | Miscellaneous | Natural Gas | Miscellaneous | E8 |  | 0% | 0% | 0% | 0 | 0 | 0 | 0 | 0 | 0 | 0 | 0 | 0% | 0 | 0 | 0% | Normal | 0% | 0 | 0 | 0 | [18 empty] | Industrial_Food Products_New_Miscellaneous_Miscellaneous_
Industrial_Food Products_New_Miscellaneous_Natural Gas_Miscellaneous_E9 | Industrial | Food Products | New | Miscellaneous | Natural Gas | Miscellaneous | E9 |  | 0% | 0% | 0% | 0 | 0 | 0 | 0 | 0 | 0 | 0 | 0 | 0% | 0 | 0 | 0% | Normal | 0% | 0 | 0 | 0 | [18 empty] | Industrial_Food Products_New_Miscellaneous_Miscellaneous_
Industrial_Food Products_New_Miscellaneous_Natural Gas_Miscellaneous_E10 | Industrial | Food Products | New | Miscellaneous | Natural Gas | Miscellaneous | E10 |  | 0% | 0% | 0% | 0 | 0 | 0 | 0 | 0 | 0 | 0 | 0 | 0% | 0 | 0 | 0% | Normal | 0% | 0 | 0 | 0 | [18 empty] | Industrial_Food Products_New_Miscellaneous_Miscellaneous_
Industrial_Agriculture_Existing_Space Heating_Natural Gas_Furnace_E1 | Industrial | Agriculture | Existing | Space Heating | Natural Gas | Furnace | E1 | AFUE 80% (Standard) | 100% | 0% | 0% | 10.8368 | 11.3528 | 1.7545 | 0 | 17 | 29 | 2019 | 2040 | 100% | 0 | 0 | 0% | Normal | 0% | 88.0513 | 0 | 0 | 400 kBtu/hr | 100000 | 0 | 0.010169 | 21.6468 | 1050 | 1100 | 170 | 2018 | 1.0149 |  | EIA 2018 Tech Forecast | EIA 2018 Tech Forecast | AEG BEST |  | 400 | kBtu/hr | 4.0676 | Industrial_Agriculture_Existing_Space Heating_Furnace_AFUE 80% (Standard)
Industrial_Agriculture_Existing_Space Heating_Natural Gas_Furnace_E2 | Industrial | Agriculture | Existing | Space Heating | Natural Gas | Furnace | E2 | AFUE 90% | 88.89% | 0% | 0% | 18.0613 | 13.417 | 1.8061 | 0 | 17 | 29 | 2019 | 2040 | 100% | 0 | 0 | 0% | Normal | 0% | 78.2707 | 0 | 0 | 400 kBtu/hr | 100000 | 0 | 0.010169 | 19.2423 | 1750 | 1300 | 175 | 2018 | 1.0149 |  | EIA 2018 Tech Forecast | EIA 2018 Tech Forecast | AEG BEST |  | 400 | kBtu/hr | 4.0676 | Industrial_Agriculture_Existing_Space Heating_Furnace_AFUE 90%
Industrial_Agriculture_Existing_Space Heating_Natural Gas_Furnace_E3 | Industrial | Agriculture | Existing | Space Heating | Natural Gas | Furnace | E3 | AFUE 96% | 83.33% | 0% | 0% | 25.2859 | 15.4811 | 1.8577 | 0 | 17 | 29 | 2019 | 2040 | 100% | 0 | 0 | 0% | Normal | 0% | 73.3718 | 0 | 0 | 400 kBtu/hr | 100000 | 0 | 0.010169 | 18.038 | 2450 | 1500 | 180 | 2018 | 1.0149 |  | EIA 2018 Tech Forecast | EIA 2018 Tech Forecast | AEG BEST |  | 400 | kBtu/hr | 4.0676 | Industrial_Agriculture_Existing_Space Heating_Furnace_AFUE 96%
Industrial_Agriculture_Existing_Space Heating_Natural Gas_Furnace_E4 | Industrial | Agriculture | Existing | Space Heating | Natural Gas | Furnace | E4 |  | 0% | 0% | 0% | 0 | 0 | 0 | 0 | 0 | 0 | 0 | 0 | 0% | 0 | 0 | 0% | Normal | 0% | 0 | 0 | 0 | [18 empty] | Industrial_Agriculture_Existing_Space Heating_Furnace_
Industrial_Agriculture_Existing_Space Heating_Natural Gas_Furnace_E5 | Industrial | Agriculture | Existing | Space Heating | Natural Gas | Furnace | E5 |  | 0% | 0% | 0% | 0 | 0 | 0 | 0 | 0 | 0 | 0 | 0 | 0% | 0 | 0 | 0% | Normal | 0% | 0 | 0 | 0 | [18 empty] | Industrial_Agriculture_Existing_Space Heating_Furnace_
Industrial_Agriculture_Existing_Space Heating_Natural Gas_Furnace_E6 | Industrial | Agriculture | Existing | Space Heating | Natural Gas | Furnace | E6 |  | 0% | 0% | 0% | 0 | 0 | 0 | 0 | 0 | 0 | 0 | 0 | 0% | 0 | 0 | 0% | Normal | 0% | 0 | 0 | 0 | [18 empty] | Industrial_Agriculture_Existing_Space Heating_Furnace_
Industrial_Agriculture_Existing_Space Heating_Natural Gas_Furnace_E7 | Industrial | Agriculture | Existing | Space Heating | Natural Gas | Furnace | E7 |  | 0% | 0% | 0% | 0 | 0 | 0 | 0 | 0 | 0 | 0 | 0 | 0% | 0 | 0 | 0% | Normal | 0% | 0 | 0 | 0 | [18 empty] | Industrial_Agriculture_Existing_Space Heating_Furnace_
Industrial_Agriculture_Existing_Space Heating_Natural Gas_Furnace_E8 | Industrial | Agriculture | Existing | Space Heating | Natural Gas | Furnace | E8 |  | 0% | 0% | 0% | 0 | 0 | 0 | 0 | 0 | 0 | 0 | 0 | 0% | 0 | 0 | 0% | Normal | 0% | 0 | 0 | 0 | [18 empty] | Industrial_Agriculture_Existing_Space Heating_Furnace_
Industrial_Agriculture_Existing_Space Heating_Natural Gas_Furnace_E9 | Industrial | Agriculture | Existing | Space Heating | Natural Gas | Furnace | E9 |  | 0% | 0% | 0% | 0 | 0 | 0 | 0 | 0 | 0 | 0 | 0 | 0% | 0 | 0 | 0% | Normal | 0% | 0 | 0 | 0 | [18 empty] | Industrial_Agriculture_Existing_Space Heating_Furnace_
Industrial_Agriculture_Existing_Space Heating_Natural Gas_Furnace_E10 | Industrial | Agriculture | Existing | Space Heating | Natural Gas | Furnace | E10 |  | 0% | 0% | 0% | 0 | 0 | 0 | 0 | 0 | 0 | 0 | 0 | 0% | 0 | 0 | 0% | Normal | 0% | 0 | 0 | 0 | [18 empty] | Industrial_Agriculture_Existing_Space Heating_Furnace_
Industrial_Agriculture_Existing_Space Heating_Natural Gas_Boiler_E1 | Industrial | Agriculture | Existing | Space Heating | Natural Gas | Boiler | E1 | AFUE 80% (Standard) | 100% | 0% | 0% | 17.292 | 9.5835 | 1.875 | 0 | 20 | 30 | 2019 | 2040 | 100% | 0 | 0 | 0% | Normal | 0% | 50.6747 | 0 | 0 | 800 kBtu/hr | 100000 | 0 | 0.0014263 | 44.4118 | 11945.7187 | 6620.5188 | 1295.3189 | 2018 | 1.0149 |  | EIA 2018 Tech Forecast | EIA 2018 Tech Forecast | GBLR-Heating-EIA14-2014 Ref. Case-2 |  | 800 | kBtu/hr | 1.141 | Industrial_Agriculture_Existing_Space Heating_Boiler_AFUE 80% (Standard)
Industrial_Agriculture_Existing_Space Heating_Natural Gas_Boiler_E2 | Industrial | Agriculture | Existing | Space Heating | Natural Gas | Boiler | E2 | AFUE 85% | 94.12% | 0% | 0% | 23.6463 | 10.1564 | 1.875 | 0 | 20 | 30 | 2019 | 2040 | 100% | 0 | 0 | 0% | Normal | 0% | 47.6927 | 0 | 0 | 800 kBtu/hr | 100000 | 0 | 0.0014263 | 41.7984 | 16335.4105 | 7016.3107 | 1295.3189 | 2018 | 1.0149 |  | EIA 2018 Tech Forecast | EIA 2018 Tech Forecast | GBLR-Heating-EIA14-2014 Ref. Case-5 |  | 800 | kBtu/hr | 1.141 | Industrial_Agriculture_Existing_Space Heating_Boiler_AFUE 85%
Industrial_Agriculture_Existing_Space Heating_Natural Gas_Boiler_E3 | Industrial | Agriculture | Existing | Space Heating | Natural Gas | Boiler | E3 | AFUE 97% | 82.47% | 0% | 0% | 38.274 | 9.4409 | 1.875 | 0 | 20 | 30 | 2019 | 2040 | 100% | 0 | 0 | 0% | Normal | 0% | 41.7928 | 0 | 0 | 800 kBtu/hr | 100000 | 0 | 0.0014263 | 36.6277 | 26440.6423 | 6522.0251 | 1295.3189 | 2018 | 1.0149 |  | EIA 2018 Tech Forecast | EIA 2018 Tech Forecast | GBLR-Heating-EIA14-2014 Ref. Case-6 |  | 800 | kBtu/hr | 1.141 | Industrial_Agriculture_Existing_Space Heating_Boiler_AFUE 97%
Industrial_Agriculture_Existing_Space Heating_Natural Gas_Boiler_E4 | Industrial | Agriculture | Existing | Space Heating | Natural Gas | Boiler | E4 | Convert to NG Air Source Heat Pump | 57.14% | 0% | 0% | 185646.0258 | 0 | 3487.895 | 0 | 10 | 20 | 2019 | 2040 | 100% | 0 | 0 | 0% | Normal | 0% | 28.957 | 0 | 0 | 1 kBtu/hr | 100000 | 0 | 1.141 | 25.3782 | 158316.7533 | 0 | 2974.436 | 2017 | 1.0277 |  | AEO 2021 - gas_eng-driven_RTHP-heat 2017 typical | AEO 2021 - gas_eng-driven_RTHP-heat 2017 typical | HP_GAS-Heating-AEO17-1 |  | 1 | kBtu/hr | 1.141 | Industrial_Agriculture_Existing_Space Heating_Boiler_Convert to NG Air Source Heat Pump
Industrial_Agriculture_Existing_Space Heating_Natural Gas_Boiler_E5 | Industrial | Agriculture | Existing | Space Heating | Natural Gas | Boiler | E5 |  | 0% | 0% | 0% | 0 | 0 | 0 | 0 | 0 | 0 | 0 | 0 | 0% | 0 | 0 | 0% | Normal | 0% | 0 | 0 | 0 | [18 empty] | Industrial_Agriculture_Existing_Space Heating_Boiler_
Industrial_Agriculture_Existing_Space Heating_Natural Gas_Boiler_E6 | Industrial | Agriculture | Existing | Space Heating | Natural Gas | Boiler | E6 |  | 0% | 0% | 0% | 0 | 0 | 0 | 0 | 0 | 0 | 0 | 0 | 0% | 0 | 0 | 0% | Normal | 0% | 0 | 0 | 0 | [18 empty] | Industrial_Agriculture_Existing_Space Heating_Boiler_
Industrial_Agriculture_Existing_Space Heating_Natural Gas_Boiler_E7 | Industrial | Agriculture | Existing | Space Heating | Natural Gas | Boiler | E7 |  | 0% | 0% | 0% | 0 | 0 | 0 | 0 | 0 | 0 | 0 | 0 | 0% | 0 | 0 | 0% | Normal | 0% | 0 | 0 | 0 | [18 empty] | Industrial_Agriculture_Existing_Space Heating_Boiler_
Industrial_Agriculture_Existing_Space Heating_Natural Gas_Boiler_E8 | Industrial | Agriculture | Existing | Space Heating | Natural Gas | Boiler | E8 |  | 0% | 0% | 0% | 0 | 0 | 0 | 0 | 0 | 0 | 0 | 0 | 0% | 0 | 0 | 0% | Normal | 0% | 0 | 0 | 0 | [18 empty] | Industrial_Agriculture_Existing_Space Heating_Boiler_
Industrial_Agriculture_Existing_Space Heating_Natural Gas_Boiler_E9 | Industrial | Agriculture | Existing | Space Heating | Natural Gas | Boiler | E9 |  | 0% | 0% | 0% | 0 | 0 | 0 | 0 | 0 | 0 | 0 | 0 | 0% | 0 | 0 | 0% | Normal | 0% | 0 | 0 | 0 | [18 empty] | Industrial_Agriculture_Existing_Space Heating_Boiler_
Industrial_Agriculture_Existing_Space Heating_Natural Gas_Boiler_E10 | Industrial | Agriculture | Existing | Space Heating | Natural Gas | Boiler | E10 |  | 0% | 0% | 0% | 0 | 0 | 0 | 0 | 0 | 0 | 0 | 0 | 0% | 0 | 0 | 0% | Normal | 0% | 0 | 0 | 0 | [18 empty] | Industrial_Agriculture_Existing_Space Heating_Boiler_
Industrial_Agriculture_Existing_Space Heating_Natural Gas_Unit Heater_E1 | Industrial | Agriculture | Existing | Space Heating | Natural Gas | Unit Heater | E1 | Standard | 100% | 0% | 0% | 81.4941 | 0 | 0 | 0 | 10 | 14 | 2019 | 2040 | 100% | 0 | 0 | 0% | Normal | 0% | 110.1916 | 0 | 0 | 125 kBtu/Hr | 100000 | 0 | 0.00037857 | 2328.572 | 1753.7127 | 0 | 0 | 2020 | 0.98199 |  | IL TRM - 4.4.12 - CI-HVC-IRHT-V02-210101 | CNGC Program Data | IL TRM - 4.4.12 - CI-HVC-IRHT-V02-210101 w/ CNGC Sizing |  | 125 | kBtu/Hr | 0.047322 | Industrial_Agriculture_Existing_Space Heating_Unit Heater_Standard
Industrial_Agriculture_Existing_Space Heating_Natural Gas_Unit Heater_E2 | Industrial | Agriculture | Existing | Space Heating | Natural Gas | Unit Heater | E2 | Condensing | 95.24% | 0% | 0% | 178.7287 | 0 | 0 | 0 | 10 | 14 | 2019 | 2040 | 100% | 0 | 0 | 0% | Normal | 0% | 104.9468 | 0 | 0 | 125 kBtu/Hr | 100000 | 0 | 0.00037857 | 2217.7386 | 3846.1538 | 0 | 0 | 2020 | 0.98199 |  | IL TRM - 4.4.5 - CI-HVC-CUHT-V01-190101 | CNGC Program Data | IL TRM - 4.4.5 - CI-HVC-CUHT-V01-190101 w/ CNGC Sizing |  | 125 | kBtu/Hr | 0.047322 | Industrial_Agriculture_Existing_Space Heating_Unit Heater_Condensing
Industrial_Agriculture_Existing_Space Heating_Natural Gas_Unit Heater_E3 | Industrial | Agriculture | Existing | Space Heating | Natural Gas | Unit Heater | E3 | Infrared Radiant | 85% | 0% | 0% | 113.6968 | 0 | 0 | 0 | 11 | 19 | 2019 | 2040 | 100% | 0 | 0 | 0% | Normal | 0% | 93.6628 | 0 | 0 | 125 kBtu/Hr | 100000 | 0 | 0.00037857 | 1979.2862 | 2446.6992 | 0 | 0 | 2020 | 0.98199 |  | IL TRM - 4.4.12 - CI-HVC-IRHT-V02-210101 | CNGC Program Data | IL TRM - 4.4.12 - CI-HVC-IRHT-V02-210101 w/ CNGC Sizing |  | 125 | kBtu/Hr | 0.047322 | Industrial_Agriculture_Existing_Space Heating_Unit Heater_Infrared Radiant
Industrial_Agriculture_Existing_Space Heating_Natural Gas_Unit Heater_E4 | Industrial | Agriculture | Existing | Space Heating | Natural Gas | Unit Heater | E4 |  | 0% | 0% | 0% | 0 | 0 | 0 | 0 | 0 | 0 | 0 | 0 | 0% | 0 | 0 | 0% | Normal | 0% | 0 | 0 | 0 | [18 empty] | Industrial_Agriculture_Existing_Space Heating_Unit Heater_
Industrial_Agriculture_Existing_Space Heating_Natural Gas_Unit Heater_E5 | Industrial | Agriculture | Existing | Space Heating | Natural Gas | Unit Heater | E5 |  | 0% | 0% | 0% | 0 | 0 | 0 | 0 | 0 | 0 | 0 | 0 | 0% | 0 | 0 | 0% | Normal | 0% | 0 | 0 | 0 | [18 empty] | Industrial_Agriculture_Existing_Space Heating_Unit Heater_
Industrial_Agriculture_Existing_Space Heating_Natural Gas_Unit Heater_E6 | Industrial | Agriculture | Existing | Space Heating | Natural Gas | Unit Heater | E6 |  | 0% | 0% | 0% | 0 | 0 | 0 | 0 | 0 | 0 | 0 | 0 | 0% | 0 | 0 | 0% | Normal | 0% | 0 | 0 | 0 | [18 empty] | Industrial_Agriculture_Existing_Space Heating_Unit Heater_
Industrial_Agriculture_Existing_Space Heating_Natural Gas_Unit Heater_E7 | Industrial | Agriculture | Existing | Space Heating | Natural Gas | Unit Heater | E7 |  | 0% | 0% | 0% | 0 | 0 | 0 | 0 | 0 | 0 | 0 | 0 | 0% | 0 | 0 | 0% | Normal | 0% | 0 | 0 | 0 | [18 empty] | Industrial_Agriculture_Existing_Space Heating_Unit Heater_
Industrial_Agriculture_Existing_Space Heating_Natural Gas_Unit Heater_E8 | Industrial | Agriculture | Existing | Space Heating | Natural Gas | Unit Heater | E8 |  | 0% | 0% | 0% | 0 | 0 | 0 | 0 | 0 | 0 | 0 | 0 | 0% | 0 | 0 | 0% | Normal | 0% | 0 | 0 | 0 | [18 empty] | Industrial_Agriculture_Existing_Space Heating_Unit Heater_
Industrial_Agriculture_Existing_Space Heating_Natural Gas_Unit Heater_E9 | Industrial | Agriculture | Existing | Space Heating | Natural Gas | Unit Heater | E9 |  | 0% | 0% | 0% | 0 | 0 | 0 | 0 | 0 | 0 | 0 | 0 | 0% | 0 | 0 | 0% | Normal | 0% | 0 | 0 | 0 | [18 empty] | Industrial_Agriculture_Existing_Space Heating_Unit Heater_
Industrial_Agriculture_Existing_Space Heating_Natural Gas_Unit Heater_E10 | Industrial | Agriculture | Existing | Space Heating | Natural Gas | Unit Heater | E10 |  | 0% | 0% | 0% | 0 | 0 | 0 | 0 | 0 | 0 | 0 | 0 | 0% | 0 | 0 | 0% | Normal | 0% | 0 | 0 | 0 | [18 empty] | Industrial_Agriculture_Existing_Space Heating_Unit Heater_
Industrial_Agriculture_Existing_Process_Natural Gas_Process Boiler_E1 | Industrial | Agriculture | Existing | Process | Natural Gas | Process Boiler | E1 | EF .80 | 100% | 0% | 0% | 23.6137 | 6.0101 | 2.5605 | 0 | 20 | 30 | 2019 | 2040 | 100% | 0 | 0 | 0% | Normal | 0% | 70.7216 | 0 | 0 | 1 unit | 100000 | 0 | 0.0014016 | 50457.6 | 16600 | 4225 | 1800 | 2018 | 1.0149 |  | EIA 2018 Tech Forecast | EIA 2018 Tech Forecast | IL TRM - 4.4.10 - CI-HVC-BOIL-V08-210101 |  | 1 | unit | 0.0014016 | Industrial_Agriculture_Existing_Process_Process Boiler_EF .80
Industrial_Agriculture_Existing_Process_Natural Gas_Process Boiler_E2 | Industrial | Agriculture | Existing | Process | Natural Gas | Process Boiler | E2 |  | 0% | 0% | 0% | 0 | 0 | 0 | 0 | 0 | 0 | 0 | 0 | 0% | 0 | 0 | 0% | Normal | 0% | 0 | 0 | 0 | [18 empty] | Industrial_Agriculture_Existing_Process_Process Boiler_
Industrial_Agriculture_Existing_Process_Natural Gas_Process Boiler_E3 | Industrial | Agriculture | Existing | Process | Natural Gas | Process Boiler | E3 |  | 0% | 0% | 0% | 0 | 0 | 0 | 0 | 0 | 0 | 0 | 0 | 0% | 0 | 0 | 0% | Normal | 0% | 0 | 0 | 0 | [18 empty] | Industrial_Agriculture_Existing_Process_Process Boiler_
Industrial_Agriculture_Existing_Process_Natural Gas_Process Boiler_E4 | Industrial | Agriculture | Existing | Process | Natural Gas | Process Boiler | E4 |  | 0% | 0% | 0% | 0 | 0 | 0 | 0 | 0 | 0 | 0 | 0 | 0% | 0 | 0 | 0% | Normal | 0% | 0 | 0 | 0 | [18 empty] | Industrial_Agriculture_Existing_Process_Process Boiler_
Industrial_Agriculture_Existing_Process_Natural Gas_Process Boiler_E5 | Industrial | Agriculture | Existing | Process | Natural Gas | Process Boiler | E5 |  | 0% | 0% | 0% | 0 | 0 | 0 | 0 | 0 | 0 | 0 | 0 | 0% | 0 | 0 | 0% | Normal | 0% | 0 | 0 | 0 | [18 empty] | Industrial_Agriculture_Existing_Process_Process Boiler_
Industrial_Agriculture_Existing_Process_Natural Gas_Process Boiler_E6 | Industrial | Agriculture | Existing | Process | Natural Gas | Process Boiler | E6 |  | 0% | 0% | 0% | 0 | 0 | 0 | 0 | 0 | 0 | 0 | 0 | 0% | 0 | 0 | 0% | Normal | 0% | 0 | 0 | 0 | [18 empty] | Industrial_Agriculture_Existing_Process_Process Boiler_
Industrial_Agriculture_Existing_Process_Natural Gas_Process Boiler_E7 | Industrial | Agriculture | Existing | Process | Natural Gas | Process Boiler | E7 |  | 0% | 0% | 0% | 0 | 0 | 0 | 0 | 0 | 0 | 0 | 0 | 0% | 0 | 0 | 0% | Normal | 0% | 0 | 0 | 0 | [18 empty] | Industrial_Agriculture_Existing_Process_Process Boiler_
Industrial_Agriculture_Existing_Process_Natural Gas_Process Boiler_E8 | Industrial | Agriculture | Existing | Process | Natural Gas | Process Boiler | E8 |  | 0% | 0% | 0% | 0 | 0 | 0 | 0 | 0 | 0 | 0 | 0 | 0% | 0 | 0 | 0% | Normal | 0% | 0 | 0 | 0 | [18 empty] | Industrial_Agriculture_Existing_Process_Process Boiler_
Industrial_Agriculture_Existing_Process_Natural Gas_Process Boiler_E9 | Industrial | Agriculture | Existing | Process | Natural Gas | Process Boiler | E9 |  | 0% | 0% | 0% | 0 | 0 | 0 | 0 | 0 | 0 | 0 | 0 | 0% | 0 | 0 | 0% | Normal | 0% | 0 | 0 | 0 | [18 empty] | Industrial_Agriculture_Existing_Process_Process Boiler_
Industrial_Agriculture_Existing_Process_Natural Gas_Process Boiler_E10 | Industrial | Agriculture | Existing | Process | Natural Gas | Process Boiler | E10 |  | 0% | 0% | 0% | 0 | 0 | 0 | 0 | 0 | 0 | 0 | 0 | 0% | 0 | 0 | 0% | Normal | 0% | 0 | 0 | 0 | [18 empty] | Industrial_Agriculture_Existing_Process_Process Boiler_
Industrial_Agriculture_Existing_Process_Natural Gas_Process Heating_E1 | Industrial | Agriculture | Existing | Process | Natural Gas | Process Heating | E1 | Standard | 100% | 0% | 0% | 59.3261 | 0 | 0 | 0 | 2 | 8 | 2019 | 2040 | 100% | 0 | 0 | 0% | Normal | 0% | 57.1199 | 0 | 0 | 1 unit | 100000 | 0 | 57.1199 | 1 | 1 | 0 | 0 | 2016 | 1.0386 |  | N/A | N/A | N/A |  | 1 | unit | 57.1199 | Industrial_Agriculture_Existing_Process_Process Heating_Standard
Industrial_Agriculture_Existing_Process_Natural Gas_Process Heating_E2 | Industrial | Agriculture | Existing | Process | Natural Gas | Process Heating | E2 |  | 0% | 0% | 0% | 0 | 0 | 0 | 0 | 0 | 0 | 0 | 0 | 0% | 0 | 0 | 0% | Normal | 0% | 0 | 0 | 0 | [18 empty] | Industrial_Agriculture_Existing_Process_Process Heating_
Industrial_Agriculture_Existing_Process_Natural Gas_Process Heating_E3 | Industrial | Agriculture | Existing | Process | Natural Gas | Process Heating | E3 |  | 0% | 0% | 0% | 0 | 0 | 0 | 0 | 0 | 0 | 0 | 0 | 0% | 0 | 0 | 0% | Normal | 0% | 0 | 0 | 0 | [18 empty] | Industrial_Agriculture_Existing_Process_Process Heating_
Industrial_Agriculture_Existing_Process_Natural Gas_Process Heating_E4 | Industrial | Agriculture | Existing | Process | Natural Gas | Process Heating | E4 |  | 0% | 0% | 0% | 0 | 0 | 0 | 0 | 0 | 0 | 0 | 0 | 0% | 0 | 0 | 0% | Normal | 0% | 0 | 0 | 0 | [18 empty] | Industrial_Agriculture_Existing_Process_Process Heating_
Industrial_Agriculture_Existing_Process_Natural Gas_Process Heating_E5 | Industrial | Agriculture | Existing | Process | Natural Gas | Process Heating | E5 |  | 0% | 0% | 0% | 0 | 0 | 0 | 0 | 0 | 0 | 0 | 0 | 0% | 0 | 0 | 0% | Normal | 0% | 0 | 0 | 0 | [18 empty] | Industrial_Agriculture_Existing_Process_Process Heating_
Industrial_Agriculture_Existing_Process_Natural Gas_Process Heating_E6 | Industrial | Agriculture | Existing | Process | Natural Gas | Process Heating | E6 |  | 0% | 0% | 0% | 0 | 0 | 0 | 0 | 0 | 0 | 0 | 0 | 0% | 0 | 0 | 0% | Normal | 0% | 0 | 0 | 0 | [18 empty] | Industrial_Agriculture_Existing_Process_Process Heating_
Industrial_Agriculture_Existing_Process_Natural Gas_Process Heating_E7 | Industrial | Agriculture | Existing | Process | Natural Gas | Process Heating | E7 |  | 0% | 0% | 0% | 0 | 0 | 0 | 0 | 0 | 0 | 0 | 0 | 0% | 0 | 0 | 0% | Normal | 0% | 0 | 0 | 0 | [18 empty] | Industrial_Agriculture_Existing_Process_Process Heating_
Industrial_Agriculture_Existing_Process_Natural Gas_Process Heating_E8 | Industrial | Agriculture | Existing | Process | Natural Gas | Process Heating | E8 |  | 0% | 0% | 0% | 0 | 0 | 0 | 0 | 0 | 0 | 0 | 0 | 0% | 0 | 0 | 0% | Normal | 0% | 0 | 0 | 0 | [18 empty] | Industrial_Agriculture_Existing_Process_Process Heating_
Industrial_Agriculture_Existing_Process_Natural Gas_Process Heating_E9 | Industrial | Agriculture | Existing | Process | Natural Gas | Process Heating | E9 |  | 0% | 0% | 0% | 0 | 0 | 0 | 0 | 0 | 0 | 0 | 0 | 0% | 0 | 0 | 0% | Normal | 0% | 0 | 0 | 0 | [18 empty] | Industrial_Agriculture_Existing_Process_Process Heating_
Industrial_Agriculture_Existing_Process_Natural Gas_Process Heating_E10 | Industrial | Agriculture | Existing | Process | Natural Gas | Process Heating | E10 |  | 0% | 0% | 0% | 0 | 0 | 0 | 0 | 0 | 0 | 0 | 0 | 0% | 0 | 0 | 0% | Normal | 0% | 0 | 0 | 0 | [18 empty] | Industrial_Agriculture_Existing_Process_Process Heating_
Industrial_Agriculture_Existing_Process_Natural Gas_Process Cooling_E1 | Industrial | Agriculture | Existing | Process | Natural Gas | Process Cooling | E1 | Standard | 100% | 0% | 0% | 0.15906 | 0 | 0 | 0 | 2 | 8 | 2019 | 2040 | 100% | 0 | 0 | 0% | Normal | 0% | 0.15315 | 0 | 0 | 1 unit | 100000 | 0 | 0.15315 | 1 | 1 | 0 | 0 | 2016 | 1.0386 |  | N/A | N/A | N/A |  | 1 | unit | 0.15315 | Industrial_Agriculture_Existing_Process_Process Cooling_Standard
Industrial_Agriculture_Existing_Process_Natural Gas_Process Cooling_E2 | Industrial | Agriculture | Existing | Process | Natural Gas | Process Cooling | E2 |  | 0% | 0% | 0% | 0 | 0 | 0 | 0 | 0 | 0 | 0 | 0 | 0% | 0 | 0 | 0% | Normal | 0% | 0 | 0 | 0 | [18 empty] | Industrial_Agriculture_Existing_Process_Process Cooling_
Industrial_Agriculture_Existing_Process_Natural Gas_Process Cooling_E3 | Industrial | Agriculture | Existing | Process | Natural Gas | Process Cooling | E3 |  | 0% | 0% | 0% | 0 | 0 | 0 | 0 | 0 | 0 | 0 | 0 | 0% | 0 | 0 | 0% | Normal | 0% | 0 | 0 | 0 | [18 empty] | Industrial_Agriculture_Existing_Process_Process Cooling_
Industrial_Agriculture_Existing_Process_Natural Gas_Process Cooling_E4 | Industrial | Agriculture | Existing | Process | Natural Gas | Process Cooling | E4 |  | 0% | 0% | 0% | 0 | 0 | 0 | 0 | 0 | 0 | 0 | 0 | 0% | 0 | 0 | 0% | Normal | 0% | 0 | 0 | 0 | [18 empty] | Industrial_Agriculture_Existing_Process_Process Cooling_
Industrial_Agriculture_Existing_Process_Natural Gas_Process Cooling_E5 | Industrial | Agriculture | Existing | Process | Natural Gas | Process Cooling | E5 |  | 0% | 0% | 0% | 0 | 0 | 0 | 0 | 0 | 0 | 0 | 0 | 0% | 0 | 0 | 0% | Normal | 0% | 0 | 0 | 0 | [18 empty] | Industrial_Agriculture_Existing_Process_Process Cooling_
Industrial_Agriculture_Existing_Process_Natural Gas_Process Cooling_E6 | Industrial | Agriculture | Existing | Process | Natural Gas | Process Cooling | E6 |  | 0% | 0% | 0% | 0 | 0 | 0 | 0 | 0 | 0 | 0 | 0 | 0% | 0 | 0 | 0% | Normal | 0% | 0 | 0 | 0 | [18 empty] | Industrial_Agriculture_Existing_Process_Process Cooling_
Industrial_Agriculture_Existing_Process_Natural Gas_Process Cooling_E7 | Industrial | Agriculture | Existing | Process | Natural Gas | Process Cooling | E7 |  | 0% | 0% | 0% | 0 | 0 | 0 | 0 | 0 | 0 | 0 | 0 | 0% | 0 | 0 | 0% | Normal | 0% | 0 | 0 | 0 | [18 empty] | Industrial_Agriculture_Existing_Process_Process Cooling_
Industrial_Agriculture_Existing_Process_Natural Gas_Process Cooling_E8 | Industrial | Agriculture | Existing | Process | Natural Gas | Process Cooling | E8 |  | 0% | 0% | 0% | 0 | 0 | 0 | 0 | 0 | 0 | 0 | 0 | 0% | 0 | 0 | 0% | Normal | 0% | 0 | 0 | 0 | [18 empty] | Industrial_Agriculture_Existing_Process_Process Cooling_
Industrial_Agriculture_Existing_Process_Natural Gas_Process Cooling_E9 | Industrial | Agriculture | Existing | Process | Natural Gas | Process Cooling | E9 |  | 0% | 0% | 0% | 0 | 0 | 0 | 0 | 0 | 0 | 0 | 0 | 0% | 0 | 0 | 0% | Normal | 0% | 0 | 0 | 0 | [18 empty] | Industrial_Agriculture_Existing_Process_Process Cooling_
Industrial_Agriculture_Existing_Process_Natural Gas_Process Cooling_E10 | Industrial | Agriculture | Existing | Process | Natural Gas | Process Cooling | E10 |  | 0% | 0% | 0% | 0 | 0 | 0 | 0 | 0 | 0 | 0 | 0 | 0% | 0 | 0 | 0% | Normal | 0% | 0 | 0 | 0 | [18 empty] | Industrial_Agriculture_Existing_Process_Process Cooling_
Industrial_Agriculture_Existing_Process_Natural Gas_Other Process_E1 | Industrial | Agriculture | Existing | Process | Natural Gas | Other Process | E1 | Standard | 100% | 0% | 0% | 2.9579 | 0 | 0 | 0 | 2 | 8 | 2019 | 2040 | 100% | 0 | 0 | 0% | Normal | 0% | 2.8479 | 0 | 0 | 1 unit | 100000 | 0 | 2.8479 | 1 | 1 | 0 | 0 | 2016 | 1.0386 |  | N/A | N/A | N/A |  | 1 | unit | 2.8479 | Industrial_Agriculture_Existing_Process_Other Process_Standard
Industrial_Agriculture_Existing_Process_Natural Gas_Other Process_E2 | Industrial | Agriculture | Existing | Process | Natural Gas | Other Process | E2 |  | 0% | 0% | 0% | 0 | 0 | 0 | 0 | 0 | 0 | 0 | 0 | 0% | 0 | 0 | 0% | Normal | 0% | 0 | 0 | 0 | [18 empty] | Industrial_Agriculture_Existing_Process_Other Process_
Industrial_Agriculture_Existing_Process_Natural Gas_Other Process_E3 | Industrial | Agriculture | Existing | Process | Natural Gas | Other Process | E3 |  | 0% | 0% | 0% | 0 | 0 | 0 | 0 | 0 | 0 | 0 | 0 | 0% | 0 | 0 | 0% | Normal | 0% | 0 | 0 | 0 | [18 empty] | Industrial_Agriculture_Existing_Process_Other Process_
Industrial_Agriculture_Existing_Process_Natural Gas_Other Process_E4 | Industrial | Agriculture | Existing | Process | Natural Gas | Other Process | E4 |  | 0% | 0% | 0% | 0 | 0 | 0 | 0 | 0 | 0 | 0 | 0 | 0% | 0 | 0 | 0% | Normal | 0% | 0 | 0 | 0 | [18 empty] | Industrial_Agriculture_Existing_Process_Other Process_
Industrial_Agriculture_Existing_Process_Natural Gas_Other Process_E5 | Industrial | Agriculture | Existing | Process | Natural Gas | Other Process | E5 |  | 0% | 0% | 0% | 0 | 0 | 0 | 0 | 0 | 0 | 0 | 0 | 0% | 0 | 0 | 0% | Normal | 0% | 0 | 0 | 0 | [18 empty] | Industrial_Agriculture_Existing_Process_Other Process_
Industrial_Agriculture_Existing_Process_Natural Gas_Other Process_E6 | Industrial | Agriculture | Existing | Process | Natural Gas | Other Process | E6 |  | 0% | 0% | 0% | 0 | 0 | 0 | 0 | 0 | 0 | 0 | 0 | 0% | 0 | 0 | 0% | Normal | 0% | 0 | 0 | 0 | [18 empty] | Industrial_Agriculture_Existing_Process_Other Process_
Industrial_Agriculture_Existing_Process_Natural Gas_Other Process_E7 | Industrial | Agriculture | Existing | Process | Natural Gas | Other Process | E7 |  | 0% | 0% | 0% | 0 | 0 | 0 | 0 | 0 | 0 | 0 | 0 | 0% | 0 | 0 | 0% | Normal | 0% | 0 | 0 | 0 | [18 empty] | Industrial_Agriculture_Existing_Process_Other Process_
Industrial_Agriculture_Existing_Process_Natural Gas_Other Process_E8 | Industrial | Agriculture | Existing | Process | Natural Gas | Other Process | E8 |  | 0% | 0% | 0% | 0 | 0 | 0 | 0 | 0 | 0 | 0 | 0 | 0% | 0 | 0 | 0% | Normal | 0% | 0 | 0 | 0 | [18 empty] | Industrial_Agriculture_Existing_Process_Other Process_
Industrial_Agriculture_Existing_Process_Natural Gas_Other Process_E9 | Industrial | Agriculture | Existing | Process | Natural Gas | Other Process | E9 |  | 0% | 0% | 0% | 0 | 0 | 0 | 0 | 0 | 0 | 0 | 0 | 0% | 0 | 0 | 0% | Normal | 0% | 0 | 0 | 0 | [18 empty] | Industrial_Agriculture_Existing_Process_Other Process_
Industrial_Agriculture_Existing_Process_Natural Gas_Other Process_E10 | Industrial | Agriculture | Existing | Process | Natural Gas | Other Process | E10 |  | 0% | 0% | 0% | 0 | 0 | 0 | 0 | 0 | 0 | 0 | 0 | 0% | 0 | 0 | 0% | Normal | 0% | 0 | 0 | 0 | [18 empty] | Industrial_Agriculture_Existing_Process_Other Process_
Industrial_Agriculture_Existing_Miscellaneous_Natural Gas_Miscellaneous_E1 | Industrial | Agriculture | Existing | Miscellaneous | Natural Gas | Miscellaneous | E1 | Standard | 100% | 0% | 0% | 21.6872 | 0 | 0 | 0 | 2 | 8 | 2019 | 2040 | 100% | 0 | 0 | 0% | Normal | 0% | 20.8807 | 0 | 0 | 1 unit | 100000 | 0 | 20.8807 | 1 | 1 | 0 | 0 | 2016 | 1.0386 |  | N/A | N/A | N/A |  | 1 | unit | 20.8807 | Industrial_Agriculture_Existing_Miscellaneous_Miscellaneous_Standard
Industrial_Agriculture_Existing_Miscellaneous_Natural Gas_Miscellaneous_E2 | Industrial | Agriculture | Existing | Miscellaneous | Natural Gas | Miscellaneous | E2 |  | 0% | 0% | 0% | 0 | 0 | 0 | 0 | 0 | 0 | 0 | 0 | 0% | 0 | 0 | 0% | Normal | 0% | 0 | 0 | 0 | [18 empty] | Industrial_Agriculture_Existing_Miscellaneous_Miscellaneous_
Industrial_Agriculture_Existing_Miscellaneous_Natural Gas_Miscellaneous_E3 | Industrial | Agriculture | Existing | Miscellaneous | Natural Gas | Miscellaneous | E3 |  | 0% | 0% | 0% | 0 | 0 | 0 | 0 | 0 | 0 | 0 | 0 | 0% | 0 | 0 | 0% | Normal | 0% | 0 | 0 | 0 | [18 empty] | Industrial_Agriculture_Existing_Miscellaneous_Miscellaneous_
Industrial_Agriculture_Existing_Miscellaneous_Natural Gas_Miscellaneous_E4 | Industrial | Agriculture | Existing | Miscellaneous | Natural Gas | Miscellaneous | E4 |  | 0% | 0% | 0% | 0 | 0 | 0 | 0 | 0 | 0 | 0 | 0 | 0% | 0 | 0 | 0% | Normal | 0% | 0 | 0 | 0 | [18 empty] | Industrial_Agriculture_Existing_Miscellaneous_Miscellaneous_
Industrial_Agriculture_Existing_Miscellaneous_Natural Gas_Miscellaneous_E5 | Industrial | Agriculture | Existing | Miscellaneous | Natural Gas | Miscellaneous | E5 |  | 0% | 0% | 0% | 0 | 0 | 0 | 0 | 0 | 0 | 0 | 0 | 0% | 0 | 0 | 0% | Normal | 0% | 0 | 0 | 0 | [18 empty] | Industrial_Agriculture_Existing_Miscellaneous_Miscellaneous_
Industrial_Agriculture_Existing_Miscellaneous_Natural Gas_Miscellaneous_E6 | Industrial | Agriculture | Existing | Miscellaneous | Natural Gas | Miscellaneous | E6 |  | 0% | 0% | 0% | 0 | 0 | 0 | 0 | 0 | 0 | 0 | 0 | 0% | 0 | 0 | 0% | Normal | 0% | 0 | 0 | 0 | [18 empty] | Industrial_Agriculture_Existing_Miscellaneous_Miscellaneous_
Industrial_Agriculture_Existing_Miscellaneous_Natural Gas_Miscellaneous_E7 | Industrial | Agriculture | Existing | Miscellaneous | Natural Gas | Miscellaneous | E7 |  | 0% | 0% | 0% | 0 | 0 | 0 | 0 | 0 | 0 | 0 | 0 | 0% | 0 | 0 | 0% | Normal | 0% | 0 | 0 | 0 | [18 empty] | Industrial_Agriculture_Existing_Miscellaneous_Miscellaneous_
Industrial_Agriculture_Existing_Miscellaneous_Natural Gas_Miscellaneous_E8 | Industrial | Agriculture | Existing | Miscellaneous | Natural Gas | Miscellaneous | E8 |  | 0% | 0% | 0% | 0 | 0 | 0 | 0 | 0 | 0 | 0 | 0 | 0% | 0 | 0 | 0% | Normal | 0% | 0 | 0 | 0 | [18 empty] | Industrial_Agriculture_Existing_Miscellaneous_Miscellaneous_
Industrial_Agriculture_Existing_Miscellaneous_Natural Gas_Miscellaneous_E9 | Industrial | Agriculture | Existing | Miscellaneous | Natural Gas | Miscellaneous | E9 |  | 0% | 0% | 0% | 0 | 0 | 0 | 0 | 0 | 0 | 0 | 0 | 0% | 0 | 0 | 0% | Normal | 0% | 0 | 0 | 0 | [18 empty] | Industrial_Agriculture_Existing_Miscellaneous_Miscellaneous_
Industrial_Agriculture_Existing_Miscellaneous_Natural Gas_Miscellaneous_E10 | Industrial | Agriculture | Existing | Miscellaneous | Natural Gas | Miscellaneous | E10 |  | 0% | 0% | 0% | 0 | 0 | 0 | 0 | 0 | 0 | 0 | 0 | 0% | 0 | 0 | 0% | Normal | 0% | 0 | 0 | 0 | [18 empty] | Industrial_Agriculture_Existing_Miscellaneous_Miscellaneous_
Industrial_Agriculture_New_Space Heating_Natural Gas_Furnace_E1 | Industrial | Agriculture | New | Space Heating | Natural Gas | Furnace | E1 | AFUE 80% (Standard) | 100% | 0% | 0% | 10.8368 | 11.3528 | 1.7545 | 0 | 17 | 29 | 2019 | 2040 | 100% | 0 | 0 | 0% | Normal | 0% | 88.0569 | 0 | 0 | 400 kBtu/hr | 100000 | 0 | 0.010169 | 21.6482 | 1050 | 1100 | 170 | 2018 | 1.0149 |  | EIA 2018 Tech Forecast | EIA 2018 Tech Forecast | AEG BEST |  | 400 | kBtu/hr | 4.0676 | Industrial_Agriculture_New_Space Heating_Furnace_AFUE 80% (Standard)
Industrial_Agriculture_New_Space Heating_Natural Gas_Furnace_E2 | Industrial | Agriculture | New | Space Heating | Natural Gas | Furnace | E2 | AFUE 90% | 88.89% | 0% | 0% | 18.0613 | 13.417 | 1.8061 | 0 | 17 | 29 | 2019 | 2040 | 100% | 0 | 0 | 0% | Normal | 0% | 78.2708 | 0 | 0 | 400 kBtu/hr | 100000 | 0 | 0.010169 | 19.2423 | 1750 | 1300 | 175 | 2018 | 1.0149 |  | EIA 2018 Tech Forecast | EIA 2018 Tech Forecast | AEG BEST |  | 400 | kBtu/hr | 4.0676 | Industrial_Agriculture_New_Space Heating_Furnace_AFUE 90%
Industrial_Agriculture_New_Space Heating_Natural Gas_Furnace_E3 | Industrial | Agriculture | New | Space Heating | Natural Gas | Furnace | E3 | AFUE 96% | 83.33% | 0% | 0% | 25.2859 | 15.4811 | 1.8577 | 0 | 17 | 29 | 2019 | 2040 | 100% | 0 | 0 | 0% | Normal | 0% | 73.3777 | 0 | 0 | 400 kBtu/hr | 100000 | 0 | 0.010169 | 18.0394 | 2450 | 1500 | 180 | 2018 | 1.0149 |  | EIA 2018 Tech Forecast | EIA 2018 Tech Forecast | AEG BEST |  | 400 | kBtu/hr | 4.0676 | Industrial_Agriculture_New_Space Heating_Furnace_AFUE 96%
Industrial_Agriculture_New_Space Heating_Natural Gas_Furnace_E4 | Industrial | Agriculture | New | Space Heating | Natural Gas | Furnace | E4 |  | 0% | 0% | 0% | 0 | 0 | 0 | 0 | 0 | 0 | 0 | 0 | 0% | 0 | 0 | 0% | Normal | 0% | 0 | 0 | 0 | [18 empty] | Industrial_Agriculture_New_Space Heating_Furnace_
Industrial_Agriculture_New_Space Heating_Natural Gas_Furnace_E5 | Industrial | Agriculture | New | Space Heating | Natural Gas | Furnace | E5 |  | 0% | 0% | 0% | 0 | 0 | 0 | 0 | 0 | 0 | 0 | 0 | 0% | 0 | 0 | 0% | Normal | 0% | 0 | 0 | 0 | [18 empty] | Industrial_Agriculture_New_Space Heating_Furnace_
Industrial_Agriculture_New_Space Heating_Natural Gas_Furnace_E6 | Industrial | Agriculture | New | Space Heating | Natural Gas | Furnace | E6 |  | 0% | 0% | 0% | 0 | 0 | 0 | 0 | 0 | 0 | 0 | 0 | 0% | 0 | 0 | 0% | Normal | 0% | 0 | 0 | 0 | [18 empty] | Industrial_Agriculture_New_Space Heating_Furnace_
Industrial_Agriculture_New_Space Heating_Natural Gas_Furnace_E7 | Industrial | Agriculture | New | Space Heating | Natural Gas | Furnace | E7 |  | 0% | 0% | 0% | 0 | 0 | 0 | 0 | 0 | 0 | 0 | 0 | 0% | 0 | 0 | 0% | Normal | 0% | 0 | 0 | 0 | [18 empty] | Industrial_Agriculture_New_Space Heating_Furnace_
Industrial_Agriculture_New_Space Heating_Natural Gas_Furnace_E8 | Industrial | Agriculture | New | Space Heating | Natural Gas | Furnace | E8 |  | 0% | 0% | 0% | 0 | 0 | 0 | 0 | 0 | 0 | 0 | 0 | 0% | 0 | 0 | 0% | Normal | 0% | 0 | 0 | 0 | [18 empty] | Industrial_Agriculture_New_Space Heating_Furnace_
Industrial_Agriculture_New_Space Heating_Natural Gas_Furnace_E9 | Industrial | Agriculture | New | Space Heating | Natural Gas | Furnace | E9 |  | 0% | 0% | 0% | 0 | 0 | 0 | 0 | 0 | 0 | 0 | 0 | 0% | 0 | 0 | 0% | Normal | 0% | 0 | 0 | 0 | [18 empty] | Industrial_Agriculture_New_Space Heating_Furnace_
Industrial_Agriculture_New_Space Heating_Natural Gas_Furnace_E10 | Industrial | Agriculture | New | Space Heating | Natural Gas | Furnace | E10 |  | 0% | 0% | 0% | 0 | 0 | 0 | 0 | 0 | 0 | 0 | 0 | 0% | 0 | 0 | 0% | Normal | 0% | 0 | 0 | 0 | [18 empty] | Industrial_Agriculture_New_Space Heating_Furnace_
Industrial_Agriculture_New_Space Heating_Natural Gas_Boiler_E1 | Industrial | Agriculture | New | Space Heating | Natural Gas | Boiler | E1 | AFUE 80% (Standard) | 100% | 0% | 0% | 17.292 | 9.5835 | 1.875 | 0 | 20 | 30 | 2019 | 2040 | 100% | 0 | 0 | 0% | Normal | 0% | 50.6697 | 0 | 0 | 800 kBtu/hr | 100000 | 0 | 0.0014263 | 44.4075 | 11945.7187 | 6620.5188 | 1295.3189 | 2018 | 1.0149 |  | EIA 2018 Tech Forecast | EIA 2018 Tech Forecast | GBLR-Heating-EIA14-2014 Ref. Case-2 |  | 800 | kBtu/hr | 1.141 | Industrial_Agriculture_New_Space Heating_Boiler_AFUE 80% (Standard)
Industrial_Agriculture_New_Space Heating_Natural Gas_Boiler_E2 | Industrial | Agriculture | New | Space Heating | Natural Gas | Boiler | E2 | AFUE 85% | 94.12% | 0% | 0% | 23.6463 | 10.1564 | 1.875 | 0 | 20 | 30 | 2019 | 2040 | 100% | 0 | 0 | 0% | Normal | 0% | 47.6897 | 0 | 0 | 800 kBtu/hr | 100000 | 0 | 0.0014263 | 41.7958 | 16335.4105 | 7016.3107 | 1295.3189 | 2018 | 1.0149 |  | EIA 2018 Tech Forecast | EIA 2018 Tech Forecast | GBLR-Heating-EIA14-2014 Ref. Case-5 |  | 800 | kBtu/hr | 1.141 | Industrial_Agriculture_New_Space Heating_Boiler_AFUE 85%
Industrial_Agriculture_New_Space Heating_Natural Gas_Boiler_E3 | Industrial | Agriculture | New | Space Heating | Natural Gas | Boiler | E3 | AFUE 97% | 82.48% | 0% | 0% | 38.274 | 9.4409 | 1.875 | 0 | 20 | 30 | 2019 | 2040 | 100% | 0 | 0 | 0% | Normal | 0% | 41.7932 | 0 | 0 | 800 kBtu/hr | 100000 | 0 | 0.0014263 | 36.628 | 26440.6423 | 6522.0251 | 1295.3189 | 2018 | 1.0149 |  | EIA 2018 Tech Forecast | EIA 2018 Tech Forecast | GBLR-Heating-EIA14-2014 Ref. Case-6 |  | 800 | kBtu/hr | 1.141 | Industrial_Agriculture_New_Space Heating_Boiler_AFUE 97%
Industrial_Agriculture_New_Space Heating_Natural Gas_Boiler_E4 | Industrial | Agriculture | New | Space Heating | Natural Gas | Boiler | E4 | Convert to NG Air Source Heat Pump | 57.14% | 0% | 0% | 185646.0258 | 0 | 3487.895 | 0 | 10 | 20 | 2019 | 2040 | 100% | 0 | 0 | 0% | Normal | 0% | 28.9541 | 0 | 0 | 1 kBtu/hr | 100000 | 0 | 1.141 | 25.3757 | 158316.7533 | 0 | 2974.436 | 2017 | 1.0277 |  | AEO 2021 - gas_eng-driven_RTHP-heat 2017 typical | AEO 2021 - gas_eng-driven_RTHP-heat 2017 typical | HP_GAS-Heating-AEO17-1 |  | 1 | kBtu/hr | 1.141 | Industrial_Agriculture_New_Space Heating_Boiler_Convert to NG Air Source Heat Pump
Industrial_Agriculture_New_Space Heating_Natural Gas_Boiler_E5 | Industrial | Agriculture | New | Space Heating | Natural Gas | Boiler | E5 |  | 0% | 0% | 0% | 0 | 0 | 0 | 0 | 0 | 0 | 0 | 0 | 0% | 0 | 0 | 0% | Normal | 0% | 0 | 0 | 0 | [18 empty] | Industrial_Agriculture_New_Space Heating_Boiler_
Industrial_Agriculture_New_Space Heating_Natural Gas_Boiler_E6 | Industrial | Agriculture | New | Space Heating | Natural Gas | Boiler | E6 |  | 0% | 0% | 0% | 0 | 0 | 0 | 0 | 0 | 0 | 0 | 0 | 0% | 0 | 0 | 0% | Normal | 0% | 0 | 0 | 0 | [18 empty] | Industrial_Agriculture_New_Space Heating_Boiler_
Industrial_Agriculture_New_Space Heating_Natural Gas_Boiler_E7 | Industrial | Agriculture | New | Space Heating | Natural Gas | Boiler | E7 |  | 0% | 0% | 0% | 0 | 0 | 0 | 0 | 0 | 0 | 0 | 0 | 0% | 0 | 0 | 0% | Normal | 0% | 0 | 0 | 0 | [18 empty] | Industrial_Agriculture_New_Space Heating_Boiler_
Industrial_Agriculture_New_Space Heating_Natural Gas_Boiler_E8 | Industrial | Agriculture | New | Space Heating | Natural Gas | Boiler | E8 |  | 0% | 0% | 0% | 0 | 0 | 0 | 0 | 0 | 0 | 0 | 0 | 0% | 0 | 0 | 0% | Normal | 0% | 0 | 0 | 0 | [18 empty] | Industrial_Agriculture_New_Space Heating_Boiler_
Industrial_Agriculture_New_Space Heating_Natural Gas_Boiler_E9 | Industrial | Agriculture | New | Space Heating | Natural Gas | Boiler | E9 |  | 0% | 0% | 0% | 0 | 0 | 0 | 0 | 0 | 0 | 0 | 0 | 0% | 0 | 0 | 0% | Normal | 0% | 0 | 0 | 0 | [18 empty] | Industrial_Agriculture_New_Space Heating_Boiler_
Industrial_Agriculture_New_Space Heating_Natural Gas_Boiler_E10 | Industrial | Agriculture | New | Space Heating | Natural Gas | Boiler | E10 |  | 0% | 0% | 0% | 0 | 0 | 0 | 0 | 0 | 0 | 0 | 0 | 0% | 0 | 0 | 0% | Normal | 0% | 0 | 0 | 0 | [18 empty] | Industrial_Agriculture_New_Space Heating_Boiler_
Industrial_Agriculture_New_Space Heating_Natural Gas_Unit Heater_E1 | Industrial | Agriculture | New | Space Heating | Natural Gas | Unit Heater | E1 | Standard | 100% | 0% | 0% | 81.4941 | 0 | 0 | 0 | 10 | 14 | 2019 | 2040 | 100% | 0 | 0 | 0% | Normal | 0% | 110.1916 | 0 | 0 | 125 kBtu/Hr | 100000 | 0 | 0.00037857 | 2328.572 | 1753.7127 | 0 | 0 | 2020 | 0.98199 |  | IL TRM - 4.4.12 - CI-HVC-IRHT-V02-210101 | CNGC Program Data | IL TRM - 4.4.12 - CI-HVC-IRHT-V02-210101 w/ CNGC Sizing |  | 125 | kBtu/Hr | 0.047322 | Industrial_Agriculture_New_Space Heating_Unit Heater_Standard
Industrial_Agriculture_New_Space Heating_Natural Gas_Unit Heater_E2 | Industrial | Agriculture | New | Space Heating | Natural Gas | Unit Heater | E2 | Condensing | 95.24% | 0% | 0% | 178.7287 | 0 | 0 | 0 | 10 | 14 | 2019 | 2040 | 100% | 0 | 0 | 0% | Normal | 0% | 104.9468 | 0 | 0 | 125 kBtu/Hr | 100000 | 0 | 0.00037857 | 2217.7386 | 3846.1538 | 0 | 0 | 2020 | 0.98199 |  | IL TRM - 4.4.5 - CI-HVC-CUHT-V01-190101 | CNGC Program Data | IL TRM - 4.4.5 - CI-HVC-CUHT-V01-190101 w/ CNGC Sizing |  | 125 | kBtu/Hr | 0.047322 | Industrial_Agriculture_New_Space Heating_Unit Heater_Condensing
Industrial_Agriculture_New_Space Heating_Natural Gas_Unit Heater_E3 | Industrial | Agriculture | New | Space Heating | Natural Gas | Unit Heater | E3 | Infrared Radiant | 85% | 0% | 0% | 113.6968 | 0 | 0 | 0 | 11 | 19 | 2019 | 2040 | 100% | 0 | 0 | 0% | Normal | 0% | 93.6628 | 0 | 0 | 125 kBtu/Hr | 100000 | 0 | 0.00037857 | 1979.2862 | 2446.6992 | 0 | 0 | 2020 | 0.98199 |  | IL TRM - 4.4.12 - CI-HVC-IRHT-V02-210101 | CNGC Program Data | IL TRM - 4.4.12 - CI-HVC-IRHT-V02-210101 w/ CNGC Sizing |  | 125 | kBtu/Hr | 0.047322 | Industrial_Agriculture_New_Space Heating_Unit Heater_Infrared Radiant
Industrial_Agriculture_New_Space Heating_Natural Gas_Unit Heater_E4 | Industrial | Agriculture | New | Space Heating | Natural Gas | Unit Heater | E4 |  | 0% | 0% | 0% | 0 | 0 | 0 | 0 | 0 | 0 | 0 | 0 | 0% | 0 | 0 | 0% | Normal | 0% | 0 | 0 | 0 | [18 empty] | Industrial_Agriculture_New_Space Heating_Unit Heater_
Industrial_Agriculture_New_Space Heating_Natural Gas_Unit Heater_E5 | Industrial | Agriculture | New | Space Heating | Natural Gas | Unit Heater | E5 |  | 0% | 0% | 0% | 0 | 0 | 0 | 0 | 0 | 0 | 0 | 0 | 0% | 0 | 0 | 0% | Normal | 0% | 0 | 0 | 0 | [18 empty] | Industrial_Agriculture_New_Space Heating_Unit Heater_
Industrial_Agriculture_New_Space Heating_Natural Gas_Unit Heater_E6 | Industrial | Agriculture | New | Space Heating | Natural Gas | Unit Heater | E6 |  | 0% | 0% | 0% | 0 | 0 | 0 | 0 | 0 | 0 | 0 | 0 | 0% | 0 | 0 | 0% | Normal | 0% | 0 | 0 | 0 | [18 empty] | Industrial_Agriculture_New_Space Heating_Unit Heater_
Industrial_Agriculture_New_Space Heating_Natural Gas_Unit Heater_E7 | Industrial | Agriculture | New | Space Heating | Natural Gas | Unit Heater | E7 |  | 0% | 0% | 0% | 0 | 0 | 0 | 0 | 0 | 0 | 0 | 0 | 0% | 0 | 0 | 0% | Normal | 0% | 0 | 0 | 0 | [18 empty] | Industrial_Agriculture_New_Space Heating_Unit Heater_
Industrial_Agriculture_New_Space Heating_Natural Gas_Unit Heater_E8 | Industrial | Agriculture | New | Space Heating | Natural Gas | Unit Heater | E8 |  | 0% | 0% | 0% | 0 | 0 | 0 | 0 | 0 | 0 | 0 | 0 | 0% | 0 | 0 | 0% | Normal | 0% | 0 | 0 | 0 | [18 empty] | Industrial_Agriculture_New_Space Heating_Unit Heater_
Industrial_Agriculture_New_Space Heating_Natural Gas_Unit Heater_E9 | Industrial | Agriculture | New | Space Heating | Natural Gas | Unit Heater | E9 |  | 0% | 0% | 0% | 0 | 0 | 0 | 0 | 0 | 0 | 0 | 0 | 0% | 0 | 0 | 0% | Normal | 0% | 0 | 0 | 0 | [18 empty] | Industrial_Agriculture_New_Space Heating_Unit Heater_
Industrial_Agriculture_New_Space Heating_Natural Gas_Unit Heater_E10 | Industrial | Agriculture | New | Space Heating | Natural Gas | Unit Heater | E10 |  | 0% | 0% | 0% | 0 | 0 | 0 | 0 | 0 | 0 | 0 | 0 | 0% | 0 | 0 | 0% | Normal | 0% | 0 | 0 | 0 | [18 empty] | Industrial_Agriculture_New_Space Heating_Unit Heater_
Industrial_Agriculture_New_Process_Natural Gas_Process Boiler_E1 | Industrial | Agriculture | New | Process | Natural Gas | Process Boiler | E1 | EF .80 | 100% | 0% | 0% | 16847.602 | 4288.0192 | 1826.8484 | 0 | 20 | 30 | 2019 | 2040 | 100% | 0 | 0 | 0% | Normal | 0% | 70.7216 | 0 | 0 | 1 unit | 100000 | 0 | 1 | 50457.6 | 16600 | 4225 | 1800 | 2018 | 1.0149 |  | EIA 2018 Tech Forecast | EIA 2018 Tech Forecast | IL TRM - 4.4.10 - CI-HVC-BOIL-V08-210101 |  | 1 | unit | 1 | Industrial_Agriculture_New_Process_Process Boiler_EF .80
Industrial_Agriculture_New_Process_Natural Gas_Process Boiler_E2 | Industrial | Agriculture | New | Process | Natural Gas | Process Boiler | E2 |  | 0% | 0% | 0% | 0 | 0 | 0 | 0 | 0 | 0 | 0 | 0 | 0% | 0 | 0 | 0% | Normal | 0% | 0 | 0 | 0 | [18 empty] | Industrial_Agriculture_New_Process_Process Boiler_
Industrial_Agriculture_New_Process_Natural Gas_Process Boiler_E3 | Industrial | Agriculture | New | Process | Natural Gas | Process Boiler | E3 |  | 0% | 0% | 0% | 0 | 0 | 0 | 0 | 0 | 0 | 0 | 0 | 0% | 0 | 0 | 0% | Normal | 0% | 0 | 0 | 0 | [18 empty] | Industrial_Agriculture_New_Process_Process Boiler_
Industrial_Agriculture_New_Process_Natural Gas_Process Boiler_E4 | Industrial | Agriculture | New | Process | Natural Gas | Process Boiler | E4 |  | 0% | 0% | 0% | 0 | 0 | 0 | 0 | 0 | 0 | 0 | 0 | 0% | 0 | 0 | 0% | Normal | 0% | 0 | 0 | 0 | [18 empty] | Industrial_Agriculture_New_Process_Process Boiler_
Industrial_Agriculture_New_Process_Natural Gas_Process Boiler_E5 | Industrial | Agriculture | New | Process | Natural Gas | Process Boiler | E5 |  | 0% | 0% | 0% | 0 | 0 | 0 | 0 | 0 | 0 | 0 | 0 | 0% | 0 | 0 | 0% | Normal | 0% | 0 | 0 | 0 | [18 empty] | Industrial_Agriculture_New_Process_Process Boiler_
Industrial_Agriculture_New_Process_Natural Gas_Process Boiler_E6 | Industrial | Agriculture | New | Process | Natural Gas | Process Boiler | E6 |  | 0% | 0% | 0% | 0 | 0 | 0 | 0 | 0 | 0 | 0 | 0 | 0% | 0 | 0 | 0% | Normal | 0% | 0 | 0 | 0 | [18 empty] | Industrial_Agriculture_New_Process_Process Boiler_
Industrial_Agriculture_New_Process_Natural Gas_Process Boiler_E7 | Industrial | Agriculture | New | Process | Natural Gas | Process Boiler | E7 |  | 0% | 0% | 0% | 0 | 0 | 0 | 0 | 0 | 0 | 0 | 0 | 0% | 0 | 0 | 0% | Normal | 0% | 0 | 0 | 0 | [18 empty] | Industrial_Agriculture_New_Process_Process Boiler_
Industrial_Agriculture_New_Process_Natural Gas_Process Boiler_E8 | Industrial | Agriculture | New | Process | Natural Gas | Process Boiler | E8 |  | 0% | 0% | 0% | 0 | 0 | 0 | 0 | 0 | 0 | 0 | 0 | 0% | 0 | 0 | 0% | Normal | 0% | 0 | 0 | 0 | [18 empty] | Industrial_Agriculture_New_Process_Process Boiler_
Industrial_Agriculture_New_Process_Natural Gas_Process Boiler_E9 | Industrial | Agriculture | New | Process | Natural Gas | Process Boiler | E9 |  | 0% | 0% | 0% | 0 | 0 | 0 | 0 | 0 | 0 | 0 | 0 | 0% | 0 | 0 | 0% | Normal | 0% | 0 | 0 | 0 | [18 empty] | Industrial_Agriculture_New_Process_Process Boiler_
Industrial_Agriculture_New_Process_Natural Gas_Process Boiler_E10 | Industrial | Agriculture | New | Process | Natural Gas | Process Boiler | E10 |  | 0% | 0% | 0% | 0 | 0 | 0 | 0 | 0 | 0 | 0 | 0 | 0% | 0 | 0 | 0% | Normal | 0% | 0 | 0 | 0 | [18 empty] | Industrial_Agriculture_New_Process_Process Boiler_
Industrial_Agriculture_New_Process_Natural Gas_Process Heating_E1 | Industrial | Agriculture | New | Process | Natural Gas | Process Heating | E1 | Standard | 100% | 0% | 0% | 1.0386 | 0 | 0 | 0 | 2 | 8 | 2019 | 2040 | 100% | 0 | 0 | 0% | Normal | 0% | 57.1199 | 0 | 0 | 1 unit | 100000 | 0 | 1 | 1 | 1 | 0 | 0 | 2016 | 1.0386 |  | N/A | N/A | N/A |  | 1 | unit | 1 | Industrial_Agriculture_New_Process_Process Heating_Standard
Industrial_Agriculture_New_Process_Natural Gas_Process Heating_E2 | Industrial | Agriculture | New | Process | Natural Gas | Process Heating | E2 |  | 0% | 0% | 0% | 0 | 0 | 0 | 0 | 0 | 0 | 0 | 0 | 0% | 0 | 0 | 0% | Normal | 0% | 0 | 0 | 0 | [18 empty] | Industrial_Agriculture_New_Process_Process Heating_
Industrial_Agriculture_New_Process_Natural Gas_Process Heating_E3 | Industrial | Agriculture | New | Process | Natural Gas | Process Heating | E3 |  | 0% | 0% | 0% | 0 | 0 | 0 | 0 | 0 | 0 | 0 | 0 | 0% | 0 | 0 | 0% | Normal | 0% | 0 | 0 | 0 | [18 empty] | Industrial_Agriculture_New_Process_Process Heating_
Industrial_Agriculture_New_Process_Natural Gas_Process Heating_E4 | Industrial | Agriculture | New | Process | Natural Gas | Process Heating | E4 |  | 0% | 0% | 0% | 0 | 0 | 0 | 0 | 0 | 0 | 0 | 0 | 0% | 0 | 0 | 0% | Normal | 0% | 0 | 0 | 0 | [18 empty] | Industrial_Agriculture_New_Process_Process Heating_
Industrial_Agriculture_New_Process_Natural Gas_Process Heating_E5 | Industrial | Agriculture | New | Process | Natural Gas | Process Heating | E5 |  | 0% | 0% | 0% | 0 | 0 | 0 | 0 | 0 | 0 | 0 | 0 | 0% | 0 | 0 | 0% | Normal | 0% | 0 | 0 | 0 | [18 empty] | Industrial_Agriculture_New_Process_Process Heating_
Industrial_Agriculture_New_Process_Natural Gas_Process Heating_E6 | Industrial | Agriculture | New | Process | Natural Gas | Process Heating | E6 |  | 0% | 0% | 0% | 0 | 0 | 0 | 0 | 0 | 0 | 0 | 0 | 0% | 0 | 0 | 0% | Normal | 0% | 0 | 0 | 0 | [18 empty] | Industrial_Agriculture_New_Process_Process Heating_
Industrial_Agriculture_New_Process_Natural Gas_Process Heating_E7 | Industrial | Agriculture | New | Process | Natural Gas | Process Heating | E7 |  | 0% | 0% | 0% | 0 | 0 | 0 | 0 | 0 | 0 | 0 | 0 | 0% | 0 | 0 | 0% | Normal | 0% | 0 | 0 | 0 | [18 empty] | Industrial_Agriculture_New_Process_Process Heating_
Industrial_Agriculture_New_Process_Natural Gas_Process Heating_E8 | Industrial | Agriculture | New | Process | Natural Gas | Process Heating | E8 |  | 0% | 0% | 0% | 0 | 0 | 0 | 0 | 0 | 0 | 0 | 0 | 0% | 0 | 0 | 0% | Normal | 0% | 0 | 0 | 0 | [18 empty] | Industrial_Agriculture_New_Process_Process Heating_
Industrial_Agriculture_New_Process_Natural Gas_Process Heating_E9 | Industrial | Agriculture | New | Process | Natural Gas | Process Heating | E9 |  | 0% | 0% | 0% | 0 | 0 | 0 | 0 | 0 | 0 | 0 | 0 | 0% | 0 | 0 | 0% | Normal | 0% | 0 | 0 | 0 | [18 empty] | Industrial_Agriculture_New_Process_Process Heating_
Industrial_Agriculture_New_Process_Natural Gas_Process Heating_E10 | Industrial | Agriculture | New | Process | Natural Gas | Process Heating | E10 |  | 0% | 0% | 0% | 0 | 0 | 0 | 0 | 0 | 0 | 0 | 0 | 0% | 0 | 0 | 0% | Normal | 0% | 0 | 0 | 0 | [18 empty] | Industrial_Agriculture_New_Process_Process Heating_
Industrial_Agriculture_New_Process_Natural Gas_Process Cooling_E1 | Industrial | Agriculture | New | Process | Natural Gas | Process Cooling | E1 | Standard | 100% | 0% | 0% | 1.0386 | 0 | 0 | 0 | 2 | 8 | 2019 | 2040 | 100% | 0 | 0 | 0% | Normal | 0% | 0.15315 | 0 | 0 | 1 unit | 100000 | 0 | 1 | 1 | 1 | 0 | 0 | 2016 | 1.0386 |  | N/A | N/A | N/A |  | 1 | unit | 1 | Industrial_Agriculture_New_Process_Process Cooling_Standard
Industrial_Agriculture_New_Process_Natural Gas_Process Cooling_E2 | Industrial | Agriculture | New | Process | Natural Gas | Process Cooling | E2 |  | 0% | 0% | 0% | 0 | 0 | 0 | 0 | 0 | 0 | 0 | 0 | 0% | 0 | 0 | 0% | Normal | 0% | 0 | 0 | 0 | [18 empty] | Industrial_Agriculture_New_Process_Process Cooling_
Industrial_Agriculture_New_Process_Natural Gas_Process Cooling_E3 | Industrial | Agriculture | New | Process | Natural Gas | Process Cooling | E3 |  | 0% | 0% | 0% | 0 | 0 | 0 | 0 | 0 | 0 | 0 | 0 | 0% | 0 | 0 | 0% | Normal | 0% | 0 | 0 | 0 | [18 empty] | Industrial_Agriculture_New_Process_Process Cooling_
Industrial_Agriculture_New_Process_Natural Gas_Process Cooling_E4 | Industrial | Agriculture | New | Process | Natural Gas | Process Cooling | E4 |  | 0% | 0% | 0% | 0 | 0 | 0 | 0 | 0 | 0 | 0 | 0 | 0% | 0 | 0 | 0% | Normal | 0% | 0 | 0 | 0 | [18 empty] | Industrial_Agriculture_New_Process_Process Cooling_
Industrial_Agriculture_New_Process_Natural Gas_Process Cooling_E5 | Industrial | Agriculture | New | Process | Natural Gas | Process Cooling | E5 |  | 0% | 0% | 0% | 0 | 0 | 0 | 0 | 0 | 0 | 0 | 0 | 0% | 0 | 0 | 0% | Normal | 0% | 0 | 0 | 0 | [18 empty] | Industrial_Agriculture_New_Process_Process Cooling_
Industrial_Agriculture_New_Process_Natural Gas_Process Cooling_E6 | Industrial | Agriculture | New | Process | Natural Gas | Process Cooling | E6 |  | 0% | 0% | 0% | 0 | 0 | 0 | 0 | 0 | 0 | 0 | 0 | 0% | 0 | 0 | 0% | Normal | 0% | 0 | 0 | 0 | [18 empty] | Industrial_Agriculture_New_Process_Process Cooling_
Industrial_Agriculture_New_Process_Natural Gas_Process Cooling_E7 | Industrial | Agriculture | New | Process | Natural Gas | Process Cooling | E7 |  | 0% | 0% | 0% | 0 | 0 | 0 | 0 | 0 | 0 | 0 | 0 | 0% | 0 | 0 | 0% | Normal | 0% | 0 | 0 | 0 | [18 empty] | Industrial_Agriculture_New_Process_Process Cooling_
Industrial_Agriculture_New_Process_Natural Gas_Process Cooling_E8 | Industrial | Agriculture | New | Process | Natural Gas | Process Cooling | E8 |  | 0% | 0% | 0% | 0 | 0 | 0 | 0 | 0 | 0 | 0 | 0 | 0% | 0 | 0 | 0% | Normal | 0% | 0 | 0 | 0 | [18 empty] | Industrial_Agriculture_New_Process_Process Cooling_
Industrial_Agriculture_New_Process_Natural Gas_Process Cooling_E9 | Industrial | Agriculture | New | Process | Natural Gas | Process Cooling | E9 |  | 0% | 0% | 0% | 0 | 0 | 0 | 0 | 0 | 0 | 0 | 0 | 0% | 0 | 0 | 0% | Normal | 0% | 0 | 0 | 0 | [18 empty] | Industrial_Agriculture_New_Process_Process Cooling_
Industrial_Agriculture_New_Process_Natural Gas_Process Cooling_E10 | Industrial | Agriculture | New | Process | Natural Gas | Process Cooling | E10 |  | 0% | 0% | 0% | 0 | 0 | 0 | 0 | 0 | 0 | 0 | 0 | 0% | 0 | 0 | 0% | Normal | 0% | 0 | 0 | 0 | [18 empty] | Industrial_Agriculture_New_Process_Process Cooling_
Industrial_Agriculture_New_Process_Natural Gas_Other Process_E1 | Industrial | Agriculture | New | Process | Natural Gas | Other Process | E1 | Standard | 100% | 0% | 0% | 1.0386 | 0 | 0 | 0 | 2 | 8 | 2019 | 2040 | 100% | 0 | 0 | 0% | Normal | 0% | 2.8479 | 0 | 0 | 1 unit | 100000 | 0 | 1 | 1 | 1 | 0 | 0 | 2016 | 1.0386 |  | N/A | N/A | N/A |  | 1 | unit | 1 | Industrial_Agriculture_New_Process_Other Process_Standard
Industrial_Agriculture_New_Process_Natural Gas_Other Process_E2 | Industrial | Agriculture | New | Process | Natural Gas | Other Process | E2 |  | 0% | 0% | 0% | 0 | 0 | 0 | 0 | 0 | 0 | 0 | 0 | 0% | 0 | 0 | 0% | Normal | 0% | 0 | 0 | 0 | [18 empty] | Industrial_Agriculture_New_Process_Other Process_
Industrial_Agriculture_New_Process_Natural Gas_Other Process_E3 | Industrial | Agriculture | New | Process | Natural Gas | Other Process | E3 |  | 0% | 0% | 0% | 0 | 0 | 0 | 0 | 0 | 0 | 0 | 0 | 0% | 0 | 0 | 0% | Normal | 0% | 0 | 0 | 0 | [18 empty] | Industrial_Agriculture_New_Process_Other Process_
Industrial_Agriculture_New_Process_Natural Gas_Other Process_E4 | Industrial | Agriculture | New | Process | Natural Gas | Other Process | E4 |  | 0% | 0% | 0% | 0 | 0 | 0 | 0 | 0 | 0 | 0 | 0 | 0% | 0 | 0 | 0% | Normal | 0% | 0 | 0 | 0 | [18 empty] | Industrial_Agriculture_New_Process_Other Process_
Industrial_Agriculture_New_Process_Natural Gas_Other Process_E5 | Industrial | Agriculture | New | Process | Natural Gas | Other Process | E5 |  | 0% | 0% | 0% | 0 | 0 | 0 | 0 | 0 | 0 | 0 | 0 | 0% | 0 | 0 | 0% | Normal | 0% | 0 | 0 | 0 | [18 empty] | Industrial_Agriculture_New_Process_Other Process_
Industrial_Agriculture_New_Process_Natural Gas_Other Process_E6 | Industrial | Agriculture | New | Process | Natural Gas | Other Process | E6 |  | 0% | 0% | 0% | 0 | 0 | 0 | 0 | 0 | 0 | 0 | 0 | 0% | 0 | 0 | 0% | Normal | 0% | 0 | 0 | 0 | [18 empty] | Industrial_Agriculture_New_Process_Other Process_
Industrial_Agriculture_New_Process_Natural Gas_Other Process_E7 | Industrial | Agriculture | New | Process | Natural Gas | Other Process | E7 |  | 0% | 0% | 0% | 0 | 0 | 0 | 0 | 0 | 0 | 0 | 0 | 0% | 0 | 0 | 0% | Normal | 0% | 0 | 0 | 0 | [18 empty] | Industrial_Agriculture_New_Process_Other Process_
Industrial_Agriculture_New_Process_Natural Gas_Other Process_E8 | Industrial | Agriculture | New | Process | Natural Gas | Other Process | E8 |  | 0% | 0% | 0% | 0 | 0 | 0 | 0 | 0 | 0 | 0 | 0 | 0% | 0 | 0 | 0% | Normal | 0% | 0 | 0 | 0 | [18 empty] | Industrial_Agriculture_New_Process_Other Process_
Industrial_Agriculture_New_Process_Natural Gas_Other Process_E9 | Industrial | Agriculture | New | Process | Natural Gas | Other Process | E9 |  | 0% | 0% | 0% | 0 | 0 | 0 | 0 | 0 | 0 | 0 | 0 | 0% | 0 | 0 | 0% | Normal | 0% | 0 | 0 | 0 | [18 empty] | Industrial_Agriculture_New_Process_Other Process_
Industrial_Agriculture_New_Process_Natural Gas_Other Process_E10 | Industrial | Agriculture | New | Process | Natural Gas | Other Process | E10 |  | 0% | 0% | 0% | 0 | 0 | 0 | 0 | 0 | 0 | 0 | 0 | 0% | 0 | 0 | 0% | Normal | 0% | 0 | 0 | 0 | [18 empty] | Industrial_Agriculture_New_Process_Other Process_
Industrial_Agriculture_New_Miscellaneous_Natural Gas_Miscellaneous_E1 | Industrial | Agriculture | New | Miscellaneous | Natural Gas | Miscellaneous | E1 | Standard | 100% | 0% | 0% | 1.0386 | 0 | 0 | 0 | 2 | 8 | 2019 | 2040 | 100% | 0 | 0 | 0% | Normal | 0% | 20.8807 | 0 | 0 | 1 unit | 100000 | 0 | 1 | 1 | 1 | 0 | 0 | 2016 | 1.0386 |  | N/A | N/A | N/A |  | 1 | unit | 1 | Industrial_Agriculture_New_Miscellaneous_Miscellaneous_Standard
Industrial_Agriculture_New_Miscellaneous_Natural Gas_Miscellaneous_E2 | Industrial | Agriculture | New | Miscellaneous | Natural Gas | Miscellaneous | E2 |  | 0% | 0% | 0% | 0 | 0 | 0 | 0 | 0 | 0 | 0 | 0 | 0% | 0 | 0 | 0% | Normal | 0% | 0 | 0 | 0 | [18 empty] | Industrial_Agriculture_New_Miscellaneous_Miscellaneous_
Industrial_Agriculture_New_Miscellaneous_Natural Gas_Miscellaneous_E3 | Industrial | Agriculture | New | Miscellaneous | Natural Gas | Miscellaneous | E3 |  | 0% | 0% | 0% | 0 | 0 | 0 | 0 | 0 | 0 | 0 | 0 | 0% | 0 | 0 | 0% | Normal | 0% | 0 | 0 | 0 | [18 empty] | Industrial_Agriculture_New_Miscellaneous_Miscellaneous_
Industrial_Agriculture_New_Miscellaneous_Natural Gas_Miscellaneous_E4 | Industrial | Agriculture | New | Miscellaneous | Natural Gas | Miscellaneous | E4 |  | 0% | 0% | 0% | 0 | 0 | 0 | 0 | 0 | 0 | 0 | 0 | 0% | 0 | 0 | 0% | Normal | 0% | 0 | 0 | 0 | [18 empty] | Industrial_Agriculture_New_Miscellaneous_Miscellaneous_
Industrial_Agriculture_New_Miscellaneous_Natural Gas_Miscellaneous_E5 | Industrial | Agriculture | New | Miscellaneous | Natural Gas | Miscellaneous | E5 |  | 0% | 0% | 0% | 0 | 0 | 0 | 0 | 0 | 0 | 0 | 0 | 0% | 0 | 0 | 0% | Normal | 0% | 0 | 0 | 0 | [18 empty] | Industrial_Agriculture_New_Miscellaneous_Miscellaneous_
Industrial_Agriculture_New_Miscellaneous_Natural Gas_Miscellaneous_E6 | Industrial | Agriculture | New | Miscellaneous | Natural Gas | Miscellaneous | E6 |  | 0% | 0% | 0% | 0 | 0 | 0 | 0 | 0 | 0 | 0 | 0 | 0% | 0 | 0 | 0% | Normal | 0% | 0 | 0 | 0 | [18 empty] | Industrial_Agriculture_New_Miscellaneous_Miscellaneous_
Industrial_Agriculture_New_Miscellaneous_Natural Gas_Miscellaneous_E7 | Industrial | Agriculture | New | Miscellaneous | Natural Gas | Miscellaneous | E7 |  | 0% | 0% | 0% | 0 | 0 | 0 | 0 | 0 | 0 | 0 | 0 | 0% | 0 | 0 | 0% | Normal | 0% | 0 | 0 | 0 | [18 empty] | Industrial_Agriculture_New_Miscellaneous_Miscellaneous_
Industrial_Agriculture_New_Miscellaneous_Natural Gas_Miscellaneous_E8 | Industrial | Agriculture | New | Miscellaneous | Natural Gas | Miscellaneous | E8 |  | 0% | 0% | 0% | 0 | 0 | 0 | 0 | 0 | 0 | 0 | 0 | 0% | 0 | 0 | 0% | Normal | 0% | 0 | 0 | 0 | [18 empty] | Industrial_Agriculture_New_Miscellaneous_Miscellaneous_
Industrial_Agriculture_New_Miscellaneous_Natural Gas_Miscellaneous_E9 | Industrial | Agriculture | New | Miscellaneous | Natural Gas | Miscellaneous | E9 |  | 0% | 0% | 0% | 0 | 0 | 0 | 0 | 0 | 0 | 0 | 0 | 0% | 0 | 0 | 0% | Normal | 0% | 0 | 0 | 0 | [18 empty] | Industrial_Agriculture_New_Miscellaneous_Miscellaneous_
Industrial_Agriculture_New_Miscellaneous_Natural Gas_Miscellaneous_E10 | Industrial | Agriculture | New | Miscellaneous | Natural Gas | Miscellaneous | E10 |  | 0% | 0% | 0% | 0 | 0 | 0 | 0 | 0 | 0 | 0 | 0 | 0% | 0 | 0 | 0% | Normal | 0% | 0 | 0 | 0 | [18 empty] | Industrial_Agriculture_New_Miscellaneous_Miscellaneous_
Industrial_Primary Metals_Existing_Space Heating_Natural Gas_Furnace_E1 | Industrial | Primary Metals | Existing | Space Heating | Natural Gas | Furnace | E1 | AFUE 80% (Standard) | 100% | 0% | 0% | 35.5216 | 37.2131 | 5.7511 | 0 | 17 | 29 | 2019 | 2040 | 100% | 0 | 0 | 0% | Normal | 0% | 288.6202 | 0 | 0 | 400 kBtu/hr | 100000 | 0 | 0.033333 | 21.6468 | 1050 | 1100 | 170 | 2018 | 1.0149 |  | EIA 2018 Tech Forecast | EIA 2018 Tech Forecast | AEG BEST |  | 400 | kBtu/hr | 13.3331 | Industrial_Primary Metals_Existing_Space Heating_Furnace_AFUE 80% (Standard)
Industrial_Primary Metals_Existing_Space Heating_Natural Gas_Furnace_E2 | Industrial | Primary Metals | Existing | Space Heating | Natural Gas | Furnace | E2 | AFUE 90% | 88.89% | 0% | 0% | 59.2026 | 43.9791 | 5.9203 | 0 | 17 | 29 | 2019 | 2040 | 100% | 0 | 0 | 0% | Normal | 0% | 256.5608 | 0 | 0 | 400 kBtu/hr | 100000 | 0 | 0.033333 | 19.2423 | 1750 | 1300 | 175 | 2018 | 1.0149 |  | EIA 2018 Tech Forecast | EIA 2018 Tech Forecast | AEG BEST |  | 400 | kBtu/hr | 13.3331 | Industrial_Primary Metals_Existing_Space Heating_Furnace_AFUE 90%
Industrial_Primary Metals_Existing_Space Heating_Natural Gas_Furnace_E3 | Industrial | Primary Metals | Existing | Space Heating | Natural Gas | Furnace | E3 | AFUE 96% | 83.33% | 0% | 0% | 82.8836 | 50.7451 | 6.0894 | 0 | 17 | 29 | 2019 | 2040 | 100% | 0 | 0 | 0% | Normal | 0% | 240.5027 | 0 | 0 | 400 kBtu/hr | 100000 | 0 | 0.033333 | 18.038 | 2450 | 1500 | 180 | 2018 | 1.0149 |  | EIA 2018 Tech Forecast | EIA 2018 Tech Forecast | AEG BEST |  | 400 | kBtu/hr | 13.3331 | Industrial_Primary Metals_Existing_Space Heating_Furnace_AFUE 96%
Industrial_Primary Metals_Existing_Space Heating_Natural Gas_Furnace_E4 | Industrial | Primary Metals | Existing | Space Heating | Natural Gas | Furnace | E4 |  | 0% | 0% | 0% | 0 | 0 | 0 | 0 | 0 | 0 | 0 | 0 | 0% | 0 | 0 | 0% | Normal | 0% | 0 | 0 | 0 | [18 empty] | Industrial_Primary Metals_Existing_Space Heating_Furnace_
Industrial_Primary Metals_Existing_Space Heating_Natural Gas_Furnace_E5 | Industrial | Primary Metals | Existing | Space Heating | Natural Gas | Furnace | E5 |  | 0% | 0% | 0% | 0 | 0 | 0 | 0 | 0 | 0 | 0 | 0 | 0% | 0 | 0 | 0% | Normal | 0% | 0 | 0 | 0 | [18 empty] | Industrial_Primary Metals_Existing_Space Heating_Furnace_
Industrial_Primary Metals_Existing_Space Heating_Natural Gas_Furnace_E6 | Industrial | Primary Metals | Existing | Space Heating | Natural Gas | Furnace | E6 |  | 0% | 0% | 0% | 0 | 0 | 0 | 0 | 0 | 0 | 0 | 0 | 0% | 0 | 0 | 0% | Normal | 0% | 0 | 0 | 0 | [18 empty] | Industrial_Primary Metals_Existing_Space Heating_Furnace_
Industrial_Primary Metals_Existing_Space Heating_Natural Gas_Furnace_E7 | Industrial | Primary Metals | Existing | Space Heating | Natural Gas | Furnace | E7 |  | 0% | 0% | 0% | 0 | 0 | 0 | 0 | 0 | 0 | 0 | 0 | 0% | 0 | 0 | 0% | Normal | 0% | 0 | 0 | 0 | [18 empty] | Industrial_Primary Metals_Existing_Space Heating_Furnace_
Industrial_Primary Metals_Existing_Space Heating_Natural Gas_Furnace_E8 | Industrial | Primary Metals | Existing | Space Heating | Natural Gas | Furnace | E8 |  | 0% | 0% | 0% | 0 | 0 | 0 | 0 | 0 | 0 | 0 | 0 | 0% | 0 | 0 | 0% | Normal | 0% | 0 | 0 | 0 | [18 empty] | Industrial_Primary Metals_Existing_Space Heating_Furnace_
Industrial_Primary Metals_Existing_Space Heating_Natural Gas_Furnace_E9 | Industrial | Primary Metals | Existing | Space Heating | Natural Gas | Furnace | E9 |  | 0% | 0% | 0% | 0 | 0 | 0 | 0 | 0 | 0 | 0 | 0 | 0% | 0 | 0 | 0% | Normal | 0% | 0 | 0 | 0 | [18 empty] | Industrial_Primary Metals_Existing_Space Heating_Furnace_
Industrial_Primary Metals_Existing_Space Heating_Natural Gas_Furnace_E10 | Industrial | Primary Metals | Existing | Space Heating | Natural Gas | Furnace | E10 |  | 0% | 0% | 0% | 0 | 0 | 0 | 0 | 0 | 0 | 0 | 0 | 0% | 0 | 0 | 0% | Normal | 0% | 0 | 0 | 0 | [18 empty] | Industrial_Primary Metals_Existing_Space Heating_Furnace_
Industrial_Primary Metals_Existing_Space Heating_Natural Gas_Boiler_E1 | Industrial | Primary Metals | Existing | Space Heating | Natural Gas | Boiler | E1 | AFUE 80% (Standard) | 100% | 0% | 0% | 432.2362 | 239.5526 | 46.869 | 0 | 20 | 30 | 2019 | 2040 | 100% | 0 | 0 | 0% | Normal | 0% | 1266.6817 | 0 | 0 | 800 kBtu/hr | 100000 | 0 | 0.035652 | 44.4118 | 11945.7187 | 6620.5188 | 1295.3189 | 2018 | 1.0149 |  | EIA 2018 Tech Forecast | EIA 2018 Tech Forecast | GBLR-Heating-EIA14-2014 Ref. Case-2 |  | 800 | kBtu/hr | 28.5213 | Industrial_Primary Metals_Existing_Space Heating_Boiler_AFUE 80% (Standard)
Industrial_Primary Metals_Existing_Space Heating_Natural Gas_Boiler_E2 | Industrial | Primary Metals | Existing | Space Heating | Natural Gas | Boiler | E2 | AFUE 85% | 94.12% | 0% | 0% | 591.07 | 253.8737 | 46.869 | 0 | 20 | 30 | 2019 | 2040 | 100% | 0 | 0 | 0% | Normal | 0% | 1192.1441 | 0 | 0 | 800 kBtu/hr | 100000 | 0 | 0.035652 | 41.7984 | 16335.4105 | 7016.3107 | 1295.3189 | 2018 | 1.0149 |  | EIA 2018 Tech Forecast | EIA 2018 Tech Forecast | GBLR-Heating-EIA14-2014 Ref. Case-5 |  | 800 | kBtu/hr | 28.5213 | Industrial_Primary Metals_Existing_Space Heating_Boiler_AFUE 85%
Industrial_Primary Metals_Existing_Space Heating_Natural Gas_Boiler_E3 | Industrial | Primary Metals | Existing | Space Heating | Natural Gas | Boiler | E3 | AFUE 97% | 82.47% | 0% | 0% | 956.7112 | 235.9888 | 46.869 | 0 | 20 | 30 | 2019 | 2040 | 100% | 0 | 0 | 0% | Normal | 0% | 1044.6679 | 0 | 0 | 800 kBtu/hr | 100000 | 0 | 0.035652 | 36.6277 | 26440.6423 | 6522.0251 | 1295.3189 | 2018 | 1.0149 |  | EIA 2018 Tech Forecast | EIA 2018 Tech Forecast | GBLR-Heating-EIA14-2014 Ref. Case-6 |  | 800 | kBtu/hr | 28.5213 | Industrial_Primary Metals_Existing_Space Heating_Boiler_AFUE 97%
Industrial_Primary Metals_Existing_Space Heating_Natural Gas_Boiler_E4 | Industrial | Primary Metals | Existing | Space Heating | Natural Gas | Boiler | E4 | Convert to NG Air Source Heat Pump | 57.14% | 0% | 0% | 4640472.3806 | 0 | 87184.6326 | 0 | 10 | 20 | 2019 | 2040 | 100% | 0 | 0 | 0% | Normal | 0% | 723.8181 | 0 | 0 | 1 kBtu/hr | 100000 | 0 | 28.5213 | 25.3782 | 158316.7533 | 0 | 2974.436 | 2017 | 1.0277 |  | AEO 2021 - gas_eng-driven_RTHP-heat 2017 typical | AEO 2021 - gas_eng-driven_RTHP-heat 2017 typical | HP_GAS-Heating-AEO17-1 |  | 1 | kBtu/hr | 28.5213 | Industrial_Primary Metals_Existing_Space Heating_Boiler_Convert to NG Air Source Heat Pump
Industrial_Primary Metals_Existing_Space Heating_Natural Gas_Boiler_E5 | Industrial | Primary Metals | Existing | Space Heating | Natural Gas | Boiler | E5 |  | 0% | 0% | 0% | 0 | 0 | 0 | 0 | 0 | 0 | 0 | 0 | 0% | 0 | 0 | 0% | Normal | 0% | 0 | 0 | 0 | [18 empty] | Industrial_Primary Metals_Existing_Space Heating_Boiler_
Industrial_Primary Metals_Existing_Space Heating_Natural Gas_Boiler_E6 | Industrial | Primary Metals | Existing | Space Heating | Natural Gas | Boiler | E6 |  | 0% | 0% | 0% | 0 | 0 | 0 | 0 | 0 | 0 | 0 | 0 | 0% | 0 | 0 | 0% | Normal | 0% | 0 | 0 | 0 | [18 empty] | Industrial_Primary Metals_Existing_Space Heating_Boiler_
Industrial_Primary Metals_Existing_Space Heating_Natural Gas_Boiler_E7 | Industrial | Primary Metals | Existing | Space Heating | Natural Gas | Boiler | E7 |  | 0% | 0% | 0% | 0 | 0 | 0 | 0 | 0 | 0 | 0 | 0 | 0% | 0 | 0 | 0% | Normal | 0% | 0 | 0 | 0 | [18 empty] | Industrial_Primary Metals_Existing_Space Heating_Boiler_
Industrial_Primary Metals_Existing_Space Heating_Natural Gas_Boiler_E8 | Industrial | Primary Metals | Existing | Space Heating | Natural Gas | Boiler | E8 |  | 0% | 0% | 0% | 0 | 0 | 0 | 0 | 0 | 0 | 0 | 0 | 0% | 0 | 0 | 0% | Normal | 0% | 0 | 0 | 0 | [18 empty] | Industrial_Primary Metals_Existing_Space Heating_Boiler_
Industrial_Primary Metals_Existing_Space Heating_Natural Gas_Boiler_E9 | Industrial | Primary Metals | Existing | Space Heating | Natural Gas | Boiler | E9 |  | 0% | 0% | 0% | 0 | 0 | 0 | 0 | 0 | 0 | 0 | 0 | 0% | 0 | 0 | 0% | Normal | 0% | 0 | 0 | 0 | [18 empty] | Industrial_Primary Metals_Existing_Space Heating_Boiler_
Industrial_Primary Metals_Existing_Space Heating_Natural Gas_Boiler_E10 | Industrial | Primary Metals | Existing | Space Heating | Natural Gas | Boiler | E10 |  | 0% | 0% | 0% | 0 | 0 | 0 | 0 | 0 | 0 | 0 | 0 | 0% | 0 | 0 | 0% | Normal | 0% | 0 | 0 | 0 | [18 empty] | Industrial_Primary Metals_Existing_Space Heating_Boiler_
Industrial_Primary Metals_Existing_Space Heating_Natural Gas_Unit Heater_E1 | Industrial | Primary Metals | Existing | Space Heating | Natural Gas | Unit Heater | E1 | Standard | 100% | 0% | 0% | 280.5797 | 0 | 0 | 0 | 10 | 14 | 2019 | 2040 | 100% | 0 | 0 | 0% | Normal | 0% | 379.3834 | 0 | 0 | 125 kBtu/Hr | 100000 | 0 | 0.0013034 | 2328.572 | 1753.7127 | 0 | 0 | 2020 | 0.98199 |  | IL TRM - 4.4.12 - CI-HVC-IRHT-V02-210101 | CNGC Program Data | IL TRM - 4.4.12 - CI-HVC-IRHT-V02-210101 w/ CNGC Sizing |  | 125 | kBtu/Hr | 0.16293 | Industrial_Primary Metals_Existing_Space Heating_Unit Heater_Standard
Industrial_Primary Metals_Existing_Space Heating_Natural Gas_Unit Heater_E2 | Industrial | Primary Metals | Existing | Space Heating | Natural Gas | Unit Heater | E2 | Condensing | 95.24% | 0% | 0% | 615.3531 | 0 | 0 | 0 | 10 | 14 | 2019 | 2040 | 100% | 0 | 0 | 0% | Normal | 0% | 361.3258 | 0 | 0 | 125 kBtu/Hr | 100000 | 0 | 0.0013034 | 2217.7386 | 3846.1538 | 0 | 0 | 2020 | 0.98199 |  | IL TRM - 4.4.5 - CI-HVC-CUHT-V01-190101 | CNGC Program Data | IL TRM - 4.4.5 - CI-HVC-CUHT-V01-190101 w/ CNGC Sizing |  | 125 | kBtu/Hr | 0.16293 | Industrial_Primary Metals_Existing_Space Heating_Unit Heater_Condensing
Industrial_Primary Metals_Existing_Space Heating_Natural Gas_Unit Heater_E3 | Industrial | Primary Metals | Existing | Space Heating | Natural Gas | Unit Heater | E3 | Infrared Radiant | 85% | 0% | 0% | 391.4518 | 0 | 0 | 0 | 11 | 19 | 2019 | 2040 | 100% | 0 | 0 | 0% | Normal | 0% | 322.4759 | 0 | 0 | 125 kBtu/Hr | 100000 | 0 | 0.0013034 | 1979.2862 | 2446.6992 | 0 | 0 | 2020 | 0.98199 |  | IL TRM - 4.4.12 - CI-HVC-IRHT-V02-210101 | CNGC Program Data | IL TRM - 4.4.12 - CI-HVC-IRHT-V02-210101 w/ CNGC Sizing |  | 125 | kBtu/Hr | 0.16293 | Industrial_Primary Metals_Existing_Space Heating_Unit Heater_Infrared Radiant
Industrial_Primary Metals_Existing_Space Heating_Natural Gas_Unit Heater_E4 | Industrial | Primary Metals | Existing | Space Heating | Natural Gas | Unit Heater | E4 |  | 0% | 0% | 0% | 0 | 0 | 0 | 0 | 0 | 0 | 0 | 0 | 0% | 0 | 0 | 0% | Normal | 0% | 0 | 0 | 0 | [18 empty] | Industrial_Primary Metals_Existing_Space Heating_Unit Heater_
Industrial_Primary Metals_Existing_Space Heating_Natural Gas_Unit Heater_E5 | Industrial | Primary Metals | Existing | Space Heating | Natural Gas | Unit Heater | E5 |  | 0% | 0% | 0% | 0 | 0 | 0 | 0 | 0 | 0 | 0 | 0 | 0% | 0 | 0 | 0% | Normal | 0% | 0 | 0 | 0 | [18 empty] | Industrial_Primary Metals_Existing_Space Heating_Unit Heater_
Industrial_Primary Metals_Existing_Space Heating_Natural Gas_Unit Heater_E6 | Industrial | Primary Metals | Existing | Space Heating | Natural Gas | Unit Heater | E6 |  | 0% | 0% | 0% | 0 | 0 | 0 | 0 | 0 | 0 | 0 | 0 | 0% | 0 | 0 | 0% | Normal | 0% | 0 | 0 | 0 | [18 empty] | Industrial_Primary Metals_Existing_Space Heating_Unit Heater_
Industrial_Primary Metals_Existing_Space Heating_Natural Gas_Unit Heater_E7 | Industrial | Primary Metals | Existing | Space Heating | Natural Gas | Unit Heater | E7 |  | 0% | 0% | 0% | 0 | 0 | 0 | 0 | 0 | 0 | 0 | 0 | 0% | 0 | 0 | 0% | Normal | 0% | 0 | 0 | 0 | [18 empty] | Industrial_Primary Metals_Existing_Space Heating_Unit Heater_
Industrial_Primary Metals_Existing_Space Heating_Natural Gas_Unit Heater_E8 | Industrial | Primary Metals | Existing | Space Heating | Natural Gas | Unit Heater | E8 |  | 0% | 0% | 0% | 0 | 0 | 0 | 0 | 0 | 0 | 0 | 0 | 0% | 0 | 0 | 0% | Normal | 0% | 0 | 0 | 0 | [18 empty] | Industrial_Primary Metals_Existing_Space Heating_Unit Heater_
Industrial_Primary Metals_Existing_Space Heating_Natural Gas_Unit Heater_E9 | Industrial | Primary Metals | Existing | Space Heating | Natural Gas | Unit Heater | E9 |  | 0% | 0% | 0% | 0 | 0 | 0 | 0 | 0 | 0 | 0 | 0 | 0% | 0 | 0 | 0% | Normal | 0% | 0 | 0 | 0 | [18 empty] | Industrial_Primary Metals_Existing_Space Heating_Unit Heater_
Industrial_Primary Metals_Existing_Space Heating_Natural Gas_Unit Heater_E10 | Industrial | Primary Metals | Existing | Space Heating | Natural Gas | Unit Heater | E10 |  | 0% | 0% | 0% | 0 | 0 | 0 | 0 | 0 | 0 | 0 | 0 | 0% | 0 | 0 | 0% | Normal | 0% | 0 | 0 | 0 | [18 empty] | Industrial_Primary Metals_Existing_Space Heating_Unit Heater_
Industrial_Primary Metals_Existing_Process_Natural Gas_Process Boiler_E1 | Industrial | Primary Metals | Existing | Process | Natural Gas | Process Boiler | E1 | EF .80 | 100% | 0% | 0% | 425.4399 | 108.2822 | 46.132 | 0 | 20 | 30 | 2019 | 2040 | 100% | 0 | 0 | 0% | Normal | 0% | 1274.1682 | 0 | 0 | 1 unit | 100000 | 0 | 0.025252 | 50457.6 | 16600 | 4225 | 1800 | 2018 | 1.0149 |  | EIA 2018 Tech Forecast | EIA 2018 Tech Forecast | IL TRM - 4.4.10 - CI-HVC-BOIL-V08-210101 |  | 1 | unit | 0.025252 | Industrial_Primary Metals_Existing_Process_Process Boiler_EF .80
Industrial_Primary Metals_Existing_Process_Natural Gas_Process Boiler_E2 | Industrial | Primary Metals | Existing | Process | Natural Gas | Process Boiler | E2 |  | 0% | 0% | 0% | 0 | 0 | 0 | 0 | 0 | 0 | 0 | 0 | 0% | 0 | 0 | 0% | Normal | 0% | 0 | 0 | 0 | [18 empty] | Industrial_Primary Metals_Existing_Process_Process Boiler_
Industrial_Primary Metals_Existing_Process_Natural Gas_Process Boiler_E3 | Industrial | Primary Metals | Existing | Process | Natural Gas | Process Boiler | E3 |  | 0% | 0% | 0% | 0 | 0 | 0 | 0 | 0 | 0 | 0 | 0 | 0% | 0 | 0 | 0% | Normal | 0% | 0 | 0 | 0 | [18 empty] | Industrial_Primary Metals_Existing_Process_Process Boiler_
Industrial_Primary Metals_Existing_Process_Natural Gas_Process Boiler_E4 | Industrial | Primary Metals | Existing | Process | Natural Gas | Process Boiler | E4 |  | 0% | 0% | 0% | 0 | 0 | 0 | 0 | 0 | 0 | 0 | 0 | 0% | 0 | 0 | 0% | Normal | 0% | 0 | 0 | 0 | [18 empty] | Industrial_Primary Metals_Existing_Process_Process Boiler_
Industrial_Primary Metals_Existing_Process_Natural Gas_Process Boiler_E5 | Industrial | Primary Metals | Existing | Process | Natural Gas | Process Boiler | E5 |  | 0% | 0% | 0% | 0 | 0 | 0 | 0 | 0 | 0 | 0 | 0 | 0% | 0 | 0 | 0% | Normal | 0% | 0 | 0 | 0 | [18 empty] | Industrial_Primary Metals_Existing_Process_Process Boiler_
Industrial_Primary Metals_Existing_Process_Natural Gas_Process Boiler_E6 | Industrial | Primary Metals | Existing | Process | Natural Gas | Process Boiler | E6 |  | 0% | 0% | 0% | 0 | 0 | 0 | 0 | 0 | 0 | 0 | 0 | 0% | 0 | 0 | 0% | Normal | 0% | 0 | 0 | 0 | [18 empty] | Industrial_Primary Metals_Existing_Process_Process Boiler_
Industrial_Primary Metals_Existing_Process_Natural Gas_Process Boiler_E7 | Industrial | Primary Metals | Existing | Process | Natural Gas | Process Boiler | E7 |  | 0% | 0% | 0% | 0 | 0 | 0 | 0 | 0 | 0 | 0 | 0 | 0% | 0 | 0 | 0% | Normal | 0% | 0 | 0 | 0 | [18 empty] | Industrial_Primary Metals_Existing_Process_Process Boiler_
Industrial_Primary Metals_Existing_Process_Natural Gas_Process Boiler_E8 | Industrial | Primary Metals | Existing | Process | Natural Gas | Process Boiler | E8 |  | 0% | 0% | 0% | 0 | 0 | 0 | 0 | 0 | 0 | 0 | 0 | 0% | 0 | 0 | 0% | Normal | 0% | 0 | 0 | 0 | [18 empty] | Industrial_Primary Metals_Existing_Process_Process Boiler_
Industrial_Primary Metals_Existing_Process_Natural Gas_Process Boiler_E9 | Industrial | Primary Metals | Existing | Process | Natural Gas | Process Boiler | E9 |  | 0% | 0% | 0% | 0 | 0 | 0 | 0 | 0 | 0 | 0 | 0 | 0% | 0 | 0 | 0% | Normal | 0% | 0 | 0 | 0 | [18 empty] | Industrial_Primary Metals_Existing_Process_Process Boiler_
Industrial_Primary Metals_Existing_Process_Natural Gas_Process Boiler_E10 | Industrial | Primary Metals | Existing | Process | Natural Gas | Process Boiler | E10 |  | 0% | 0% | 0% | 0 | 0 | 0 | 0 | 0 | 0 | 0 | 0 | 0% | 0 | 0 | 0% | Normal | 0% | 0 | 0 | 0 | [18 empty] | Industrial_Primary Metals_Existing_Process_Process Boiler_
Industrial_Primary Metals_Existing_Process_Natural Gas_Process Heating_E1 | Industrial | Primary Metals | Existing | Process | Natural Gas | Process Heating | E1 | Standard | 100% | 0% | 0% | 8303.9414 | 0 | 0 | 0 | 2 | 8 | 2019 | 2040 | 100% | 0 | 0 | 0% | Normal | 0% | 7995.1396 | 0 | 0 | 1 unit | 100000 | 0 | 7995.1396 | 1 | 1 | 0 | 0 | 2016 | 1.0386 |  | N/A | N/A | N/A |  | 1 | unit | 7995.1396 | Industrial_Primary Metals_Existing_Process_Process Heating_Standard
Industrial_Primary Metals_Existing_Process_Natural Gas_Process Heating_E2 | Industrial | Primary Metals | Existing | Process | Natural Gas | Process Heating | E2 |  | 0% | 0% | 0% | 0 | 0 | 0 | 0 | 0 | 0 | 0 | 0 | 0% | 0 | 0 | 0% | Normal | 0% | 0 | 0 | 0 | [18 empty] | Industrial_Primary Metals_Existing_Process_Process Heating_
Industrial_Primary Metals_Existing_Process_Natural Gas_Process Heating_E3 | Industrial | Primary Metals | Existing | Process | Natural Gas | Process Heating | E3 |  | 0% | 0% | 0% | 0 | 0 | 0 | 0 | 0 | 0 | 0 | 0 | 0% | 0 | 0 | 0% | Normal | 0% | 0 | 0 | 0 | [18 empty] | Industrial_Primary Metals_Existing_Process_Process Heating_
Industrial_Primary Metals_Existing_Process_Natural Gas_Process Heating_E4 | Industrial | Primary Metals | Existing | Process | Natural Gas | Process Heating | E4 |  | 0% | 0% | 0% | 0 | 0 | 0 | 0 | 0 | 0 | 0 | 0 | 0% | 0 | 0 | 0% | Normal | 0% | 0 | 0 | 0 | [18 empty] | Industrial_Primary Metals_Existing_Process_Process Heating_
Industrial_Primary Metals_Existing_Process_Natural Gas_Process Heating_E5 | Industrial | Primary Metals | Existing | Process | Natural Gas | Process Heating | E5 |  | 0% | 0% | 0% | 0 | 0 | 0 | 0 | 0 | 0 | 0 | 0 | 0% | 0 | 0 | 0% | Normal | 0% | 0 | 0 | 0 | [18 empty] | Industrial_Primary Metals_Existing_Process_Process Heating_
Industrial_Primary Metals_Existing_Process_Natural Gas_Process Heating_E6 | Industrial | Primary Metals | Existing | Process | Natural Gas | Process Heating | E6 |  | 0% | 0% | 0% | 0 | 0 | 0 | 0 | 0 | 0 | 0 | 0 | 0% | 0 | 0 | 0% | Normal | 0% | 0 | 0 | 0 | [18 empty] | Industrial_Primary Metals_Existing_Process_Process Heating_
Industrial_Primary Metals_Existing_Process_Natural Gas_Process Heating_E7 | Industrial | Primary Metals | Existing | Process | Natural Gas | Process Heating | E7 |  | 0% | 0% | 0% | 0 | 0 | 0 | 0 | 0 | 0 | 0 | 0 | 0% | 0 | 0 | 0% | Normal | 0% | 0 | 0 | 0 | [18 empty] | Industrial_Primary Metals_Existing_Process_Process Heating_
Industrial_Primary Metals_Existing_Process_Natural Gas_Process Heating_E8 | Industrial | Primary Metals | Existing | Process | Natural Gas | Process Heating | E8 |  | 0% | 0% | 0% | 0 | 0 | 0 | 0 | 0 | 0 | 0 | 0 | 0% | 0 | 0 | 0% | Normal | 0% | 0 | 0 | 0 | [18 empty] | Industrial_Primary Metals_Existing_Process_Process Heating_
Industrial_Primary Metals_Existing_Process_Natural Gas_Process Heating_E9 | Industrial | Primary Metals | Existing | Process | Natural Gas | Process Heating | E9 |  | 0% | 0% | 0% | 0 | 0 | 0 | 0 | 0 | 0 | 0 | 0 | 0% | 0 | 0 | 0% | Normal | 0% | 0 | 0 | 0 | [18 empty] | Industrial_Primary Metals_Existing_Process_Process Heating_
Industrial_Primary Metals_Existing_Process_Natural Gas_Process Heating_E10 | Industrial | Primary Metals | Existing | Process | Natural Gas | Process Heating | E10 |  | 0% | 0% | 0% | 0 | 0 | 0 | 0 | 0 | 0 | 0 | 0 | 0% | 0 | 0 | 0% | Normal | 0% | 0 | 0 | 0 | [18 empty] | Industrial_Primary Metals_Existing_Process_Process Heating_
Industrial_Primary Metals_Existing_Process_Natural Gas_Process Cooling_E1 | Industrial | Primary Metals | Existing | Process | Natural Gas | Process Cooling | E1 | Standard | 100% | 0% | 0% | 5.9168 | 0 | 0 | 0 | 2 | 8 | 2019 | 2040 | 100% | 0 | 0 | 0% | Normal | 0% | 5.6968 | 0 | 0 | 1 unit | 100000 | 0 | 5.6968 | 1 | 1 | 0 | 0 | 2016 | 1.0386 |  | N/A | N/A | N/A |  | 1 | unit | 5.6968 | Industrial_Primary Metals_Existing_Process_Process Cooling_Standard
Industrial_Primary Metals_Existing_Process_Natural Gas_Process Cooling_E2 | Industrial | Primary Metals | Existing | Process | Natural Gas | Process Cooling | E2 |  | 0% | 0% | 0% | 0 | 0 | 0 | 0 | 0 | 0 | 0 | 0 | 0% | 0 | 0 | 0% | Normal | 0% | 0 | 0 | 0 | [18 empty] | Industrial_Primary Metals_Existing_Process_Process Cooling_
Industrial_Primary Metals_Existing_Process_Natural Gas_Process Cooling_E3 | Industrial | Primary Metals | Existing | Process | Natural Gas | Process Cooling | E3 |  | 0% | 0% | 0% | 0 | 0 | 0 | 0 | 0 | 0 | 0 | 0 | 0% | 0 | 0 | 0% | Normal | 0% | 0 | 0 | 0 | [18 empty] | Industrial_Primary Metals_Existing_Process_Process Cooling_
Industrial_Primary Metals_Existing_Process_Natural Gas_Process Cooling_E4 | Industrial | Primary Metals | Existing | Process | Natural Gas | Process Cooling | E4 |  | 0% | 0% | 0% | 0 | 0 | 0 | 0 | 0 | 0 | 0 | 0 | 0% | 0 | 0 | 0% | Normal | 0% | 0 | 0 | 0 | [18 empty] | Industrial_Primary Metals_Existing_Process_Process Cooling_
Industrial_Primary Metals_Existing_Process_Natural Gas_Process Cooling_E5 | Industrial | Primary Metals | Existing | Process | Natural Gas | Process Cooling | E5 |  | 0% | 0% | 0% | 0 | 0 | 0 | 0 | 0 | 0 | 0 | 0 | 0% | 0 | 0 | 0% | Normal | 0% | 0 | 0 | 0 | [18 empty] | Industrial_Primary Metals_Existing_Process_Process Cooling_
Industrial_Primary Metals_Existing_Process_Natural Gas_Process Cooling_E6 | Industrial | Primary Metals | Existing | Process | Natural Gas | Process Cooling | E6 |  | 0% | 0% | 0% | 0 | 0 | 0 | 0 | 0 | 0 | 0 | 0 | 0% | 0 | 0 | 0% | Normal | 0% | 0 | 0 | 0 | [18 empty] | Industrial_Primary Metals_Existing_Process_Process Cooling_
Industrial_Primary Metals_Existing_Process_Natural Gas_Process Cooling_E7 | Industrial | Primary Metals | Existing | Process | Natural Gas | Process Cooling | E7 |  | 0% | 0% | 0% | 0 | 0 | 0 | 0 | 0 | 0 | 0 | 0 | 0% | 0 | 0 | 0% | Normal | 0% | 0 | 0 | 0 | [18 empty] | Industrial_Primary Metals_Existing_Process_Process Cooling_
Industrial_Primary Metals_Existing_Process_Natural Gas_Process Cooling_E8 | Industrial | Primary Metals | Existing | Process | Natural Gas | Process Cooling | E8 |  | 0% | 0% | 0% | 0 | 0 | 0 | 0 | 0 | 0 | 0 | 0 | 0% | 0 | 0 | 0% | Normal | 0% | 0 | 0 | 0 | [18 empty] | Industrial_Primary Metals_Existing_Process_Process Cooling_
Industrial_Primary Metals_Existing_Process_Natural Gas_Process Cooling_E9 | Industrial | Primary Metals | Existing | Process | Natural Gas | Process Cooling | E9 |  | 0% | 0% | 0% | 0 | 0 | 0 | 0 | 0 | 0 | 0 | 0 | 0% | 0 | 0 | 0% | Normal | 0% | 0 | 0 | 0 | [18 empty] | Industrial_Primary Metals_Existing_Process_Process Cooling_
Industrial_Primary Metals_Existing_Process_Natural Gas_Process Cooling_E10 | Industrial | Primary Metals | Existing | Process | Natural Gas | Process Cooling | E10 |  | 0% | 0% | 0% | 0 | 0 | 0 | 0 | 0 | 0 | 0 | 0 | 0% | 0 | 0 | 0% | Normal | 0% | 0 | 0 | 0 | [18 empty] | Industrial_Primary Metals_Existing_Process_Process Cooling_
Industrial_Primary Metals_Existing_Process_Natural Gas_Other Process_E1 | Industrial | Primary Metals | Existing | Process | Natural Gas | Other Process | E1 | Standard | 100% | 0% | 0% | 104.6113 | 0 | 0 | 0 | 2 | 8 | 2019 | 2040 | 100% | 0 | 0 | 0% | Normal | 0% | 100.7211 | 0 | 0 | 1 unit | 100000 | 0 | 100.7211 | 1 | 1 | 0 | 0 | 2016 | 1.0386 |  | N/A | N/A | N/A |  | 1 | unit | 100.7211 | Industrial_Primary Metals_Existing_Process_Other Process_Standard
Industrial_Primary Metals_Existing_Process_Natural Gas_Other Process_E2 | Industrial | Primary Metals | Existing | Process | Natural Gas | Other Process | E2 |  | 0% | 0% | 0% | 0 | 0 | 0 | 0 | 0 | 0 | 0 | 0 | 0% | 0 | 0 | 0% | Normal | 0% | 0 | 0 | 0 | [18 empty] | Industrial_Primary Metals_Existing_Process_Other Process_
Industrial_Primary Metals_Existing_Process_Natural Gas_Other Process_E3 | Industrial | Primary Metals | Existing | Process | Natural Gas | Other Process | E3 |  | 0% | 0% | 0% | 0 | 0 | 0 | 0 | 0 | 0 | 0 | 0 | 0% | 0 | 0 | 0% | Normal | 0% | 0 | 0 | 0 | [18 empty] | Industrial_Primary Metals_Existing_Process_Other Process_
Industrial_Primary Metals_Existing_Process_Natural Gas_Other Process_E4 | Industrial | Primary Metals | Existing | Process | Natural Gas | Other Process | E4 |  | 0% | 0% | 0% | 0 | 0 | 0 | 0 | 0 | 0 | 0 | 0 | 0% | 0 | 0 | 0% | Normal | 0% | 0 | 0 | 0 | [18 empty] | Industrial_Primary Metals_Existing_Process_Other Process_
Industrial_Primary Metals_Existing_Process_Natural Gas_Other Process_E5 | Industrial | Primary Metals | Existing | Process | Natural Gas | Other Process | E5 |  | 0% | 0% | 0% | 0 | 0 | 0 | 0 | 0 | 0 | 0 | 0 | 0% | 0 | 0 | 0% | Normal | 0% | 0 | 0 | 0 | [18 empty] | Industrial_Primary Metals_Existing_Process_Other Process_
Industrial_Primary Metals_Existing_Process_Natural Gas_Other Process_E6 | Industrial | Primary Metals | Existing | Process | Natural Gas | Other Process | E6 |  | 0% | 0% | 0% | 0 | 0 | 0 | 0 | 0 | 0 | 0 | 0 | 0% | 0 | 0 | 0% | Normal | 0% | 0 | 0 | 0 | [18 empty] | Industrial_Primary Metals_Existing_Process_Other Process_
Industrial_Primary Metals_Existing_Process_Natural Gas_Other Process_E7 | Industrial | Primary Metals | Existing | Process | Natural Gas | Other Process | E7 |  | 0% | 0% | 0% | 0 | 0 | 0 | 0 | 0 | 0 | 0 | 0 | 0% | 0 | 0 | 0% | Normal | 0% | 0 | 0 | 0 | [18 empty] | Industrial_Primary Metals_Existing_Process_Other Process_
Industrial_Primary Metals_Existing_Process_Natural Gas_Other Process_E8 | Industrial | Primary Metals | Existing | Process | Natural Gas | Other Process | E8 |  | 0% | 0% | 0% | 0 | 0 | 0 | 0 | 0 | 0 | 0 | 0 | 0% | 0 | 0 | 0% | Normal | 0% | 0 | 0 | 0 | [18 empty] | Industrial_Primary Metals_Existing_Process_Other Process_
Industrial_Primary Metals_Existing_Process_Natural Gas_Other Process_E9 | Industrial | Primary Metals | Existing | Process | Natural Gas | Other Process | E9 |  | 0% | 0% | 0% | 0 | 0 | 0 | 0 | 0 | 0 | 0 | 0 | 0% | 0 | 0 | 0% | Normal | 0% | 0 | 0 | 0 | [18 empty] | Industrial_Primary Metals_Existing_Process_Other Process_
Industrial_Primary Metals_Existing_Process_Natural Gas_Other Process_E10 | Industrial | Primary Metals | Existing | Process | Natural Gas | Other Process | E10 |  | 0% | 0% | 0% | 0 | 0 | 0 | 0 | 0 | 0 | 0 | 0 | 0% | 0 | 0 | 0% | Normal | 0% | 0 | 0 | 0 | [18 empty] | Industrial_Primary Metals_Existing_Process_Other Process_
Industrial_Primary Metals_Existing_Miscellaneous_Natural Gas_Miscellaneous_E1 | Industrial | Primary Metals | Existing | Miscellaneous | Natural Gas | Miscellaneous | E1 | Standard | 100% | 0% | 0% | 410.9576 | 0 | 0 | 0 | 2 | 8 | 2019 | 2040 | 100% | 0 | 0 | 0% | Normal | 0% | 395.6752 | 0 | 0 | 1 unit | 100000 | 0 | 395.6752 | 1 | 1 | 0 | 0 | 2016 | 1.0386 |  | N/A | N/A | N/A |  | 1 | unit | 395.6752 | Industrial_Primary Metals_Existing_Miscellaneous_Miscellaneous_Standard
Industrial_Primary Metals_Existing_Miscellaneous_Natural Gas_Miscellaneous_E2 | Industrial | Primary Metals | Existing | Miscellaneous | Natural Gas | Miscellaneous | E2 |  | 0% | 0% | 0% | 0 | 0 | 0 | 0 | 0 | 0 | 0 | 0 | 0% | 0 | 0 | 0% | Normal | 0% | 0 | 0 | 0 | [18 empty] | Industrial_Primary Metals_Existing_Miscellaneous_Miscellaneous_
Industrial_Primary Metals_Existing_Miscellaneous_Natural Gas_Miscellaneous_E3 | Industrial | Primary Metals | Existing | Miscellaneous | Natural Gas | Miscellaneous | E3 |  | 0% | 0% | 0% | 0 | 0 | 0 | 0 | 0 | 0 | 0 | 0 | 0% | 0 | 0 | 0% | Normal | 0% | 0 | 0 | 0 | [18 empty] | Industrial_Primary Metals_Existing_Miscellaneous_Miscellaneous_
Industrial_Primary Metals_Existing_Miscellaneous_Natural Gas_Miscellaneous_E4 | Industrial | Primary Metals | Existing | Miscellaneous | Natural Gas | Miscellaneous | E4 |  | 0% | 0% | 0% | 0 | 0 | 0 | 0 | 0 | 0 | 0 | 0 | 0% | 0 | 0 | 0% | Normal | 0% | 0 | 0 | 0 | [18 empty] | Industrial_Primary Metals_Existing_Miscellaneous_Miscellaneous_
Industrial_Primary Metals_Existing_Miscellaneous_Natural Gas_Miscellaneous_E5 | Industrial | Primary Metals | Existing | Miscellaneous | Natural Gas | Miscellaneous | E5 |  | 0% | 0% | 0% | 0 | 0 | 0 | 0 | 0 | 0 | 0 | 0 | 0% | 0 | 0 | 0% | Normal | 0% | 0 | 0 | 0 | [18 empty] | Industrial_Primary Metals_Existing_Miscellaneous_Miscellaneous_
Industrial_Primary Metals_Existing_Miscellaneous_Natural Gas_Miscellaneous_E6 | Industrial | Primary Metals | Existing | Miscellaneous | Natural Gas | Miscellaneous | E6 |  | 0% | 0% | 0% | 0 | 0 | 0 | 0 | 0 | 0 | 0 | 0 | 0% | 0 | 0 | 0% | Normal | 0% | 0 | 0 | 0 | [18 empty] | Industrial_Primary Metals_Existing_Miscellaneous_Miscellaneous_
Industrial_Primary Metals_Existing_Miscellaneous_Natural Gas_Miscellaneous_E7 | Industrial | Primary Metals | Existing | Miscellaneous | Natural Gas | Miscellaneous | E7 |  | 0% | 0% | 0% | 0 | 0 | 0 | 0 | 0 | 0 | 0 | 0 | 0% | 0 | 0 | 0% | Normal | 0% | 0 | 0 | 0 | [18 empty] | Industrial_Primary Metals_Existing_Miscellaneous_Miscellaneous_
Industrial_Primary Metals_Existing_Miscellaneous_Natural Gas_Miscellaneous_E8 | Industrial | Primary Metals | Existing | Miscellaneous | Natural Gas | Miscellaneous | E8 |  | 0% | 0% | 0% | 0 | 0 | 0 | 0 | 0 | 0 | 0 | 0 | 0% | 0 | 0 | 0% | Normal | 0% | 0 | 0 | 0 | [18 empty] | Industrial_Primary Metals_Existing_Miscellaneous_Miscellaneous_
Industrial_Primary Metals_Existing_Miscellaneous_Natural Gas_Miscellaneous_E9 | Industrial | Primary Metals | Existing | Miscellaneous | Natural Gas | Miscellaneous | E9 |  | 0% | 0% | 0% | 0 | 0 | 0 | 0 | 0 | 0 | 0 | 0 | 0% | 0 | 0 | 0% | Normal | 0% | 0 | 0 | 0 | [18 empty] | Industrial_Primary Metals_Existing_Miscellaneous_Miscellaneous_
Industrial_Primary Metals_Existing_Miscellaneous_Natural Gas_Miscellaneous_E10 | Industrial | Primary Metals | Existing | Miscellaneous | Natural Gas | Miscellaneous | E10 |  | 0% | 0% | 0% | 0 | 0 | 0 | 0 | 0 | 0 | 0 | 0 | 0% | 0 | 0 | 0% | Normal | 0% | 0 | 0 | 0 | [18 empty] | Industrial_Primary Metals_Existing_Miscellaneous_Miscellaneous_
Industrial_Primary Metals_New_Space Heating_Natural Gas_Furnace_E1 | Industrial | Primary Metals | New | Space Heating | Natural Gas | Furnace | E1 | AFUE 80% (Standard) | 100% | 0% | 0% | 35.5216 | 37.2131 | 5.7511 | 0 | 17 | 29 | 2019 | 2040 | 100% | 0 | 0 | 0% | Normal | 0% | 288.6385 | 0 | 0 | 400 kBtu/hr | 100000 | 0 | 0.033333 | 21.6482 | 1050 | 1100 | 170 | 2018 | 1.0149 |  | EIA 2018 Tech Forecast | EIA 2018 Tech Forecast | AEG BEST |  | 400 | kBtu/hr | 13.3331 | Industrial_Primary Metals_New_Space Heating_Furnace_AFUE 80% (Standard)
Industrial_Primary Metals_New_Space Heating_Natural Gas_Furnace_E2 | Industrial | Primary Metals | New | Space Heating | Natural Gas | Furnace | E2 | AFUE 90% | 88.89% | 0% | 0% | 59.2026 | 43.9791 | 5.9203 | 0 | 17 | 29 | 2019 | 2040 | 100% | 0 | 0 | 0% | Normal | 0% | 256.561 | 0 | 0 | 400 kBtu/hr | 100000 | 0 | 0.033333 | 19.2423 | 1750 | 1300 | 175 | 2018 | 1.0149 |  | EIA 2018 Tech Forecast | EIA 2018 Tech Forecast | AEG BEST |  | 400 | kBtu/hr | 13.3331 | Industrial_Primary Metals_New_Space Heating_Furnace_AFUE 90%
Industrial_Primary Metals_New_Space Heating_Natural Gas_Furnace_E3 | Industrial | Primary Metals | New | Space Heating | Natural Gas | Furnace | E3 | AFUE 96% | 83.33% | 0% | 0% | 82.8836 | 50.7451 | 6.0894 | 0 | 17 | 29 | 2019 | 2040 | 100% | 0 | 0 | 0% | Normal | 0% | 240.5223 | 0 | 0 | 400 kBtu/hr | 100000 | 0 | 0.033333 | 18.0394 | 2450 | 1500 | 180 | 2018 | 1.0149 |  | EIA 2018 Tech Forecast | EIA 2018 Tech Forecast | AEG BEST |  | 400 | kBtu/hr | 13.3331 | Industrial_Primary Metals_New_Space Heating_Furnace_AFUE 96%
Industrial_Primary Metals_New_Space Heating_Natural Gas_Furnace_E4 | Industrial | Primary Metals | New | Space Heating | Natural Gas | Furnace | E4 |  | 0% | 0% | 0% | 0 | 0 | 0 | 0 | 0 | 0 | 0 | 0 | 0% | 0 | 0 | 0% | Normal | 0% | 0 | 0 | 0 | [18 empty] | Industrial_Primary Metals_New_Space Heating_Furnace_
Industrial_Primary Metals_New_Space Heating_Natural Gas_Furnace_E5 | Industrial | Primary Metals | New | Space Heating | Natural Gas | Furnace | E5 |  | 0% | 0% | 0% | 0 | 0 | 0 | 0 | 0 | 0 | 0 | 0 | 0% | 0 | 0 | 0% | Normal | 0% | 0 | 0 | 0 | [18 empty] | Industrial_Primary Metals_New_Space Heating_Furnace_
Industrial_Primary Metals_New_Space Heating_Natural Gas_Furnace_E6 | Industrial | Primary Metals | New | Space Heating | Natural Gas | Furnace | E6 |  | 0% | 0% | 0% | 0 | 0 | 0 | 0 | 0 | 0 | 0 | 0 | 0% | 0 | 0 | 0% | Normal | 0% | 0 | 0 | 0 | [18 empty] | Industrial_Primary Metals_New_Space Heating_Furnace_
Industrial_Primary Metals_New_Space Heating_Natural Gas_Furnace_E7 | Industrial | Primary Metals | New | Space Heating | Natural Gas | Furnace | E7 |  | 0% | 0% | 0% | 0 | 0 | 0 | 0 | 0 | 0 | 0 | 0 | 0% | 0 | 0 | 0% | Normal | 0% | 0 | 0 | 0 | [18 empty] | Industrial_Primary Metals_New_Space Heating_Furnace_
Industrial_Primary Metals_New_Space Heating_Natural Gas_Furnace_E8 | Industrial | Primary Metals | New | Space Heating | Natural Gas | Furnace | E8 |  | 0% | 0% | 0% | 0 | 0 | 0 | 0 | 0 | 0 | 0 | 0 | 0% | 0 | 0 | 0% | Normal | 0% | 0 | 0 | 0 | [18 empty] | Industrial_Primary Metals_New_Space Heating_Furnace_
Industrial_Primary Metals_New_Space Heating_Natural Gas_Furnace_E9 | Industrial | Primary Metals | New | Space Heating | Natural Gas | Furnace | E9 |  | 0% | 0% | 0% | 0 | 0 | 0 | 0 | 0 | 0 | 0 | 0 | 0% | 0 | 0 | 0% | Normal | 0% | 0 | 0 | 0 | [18 empty] | Industrial_Primary Metals_New_Space Heating_Furnace_
Industrial_Primary Metals_New_Space Heating_Natural Gas_Furnace_E10 | Industrial | Primary Metals | New | Space Heating | Natural Gas | Furnace | E10 |  | 0% | 0% | 0% | 0 | 0 | 0 | 0 | 0 | 0 | 0 | 0 | 0% | 0 | 0 | 0% | Normal | 0% | 0 | 0 | 0 | [18 empty] | Industrial_Primary Metals_New_Space Heating_Furnace_
Industrial_Primary Metals_New_Space Heating_Natural Gas_Boiler_E1 | Industrial | Primary Metals | New | Space Heating | Natural Gas | Boiler | E1 | AFUE 80% (Standard) | 100% | 0% | 0% | 432.2362 | 239.5526 | 46.869 | 0 | 20 | 30 | 2019 | 2040 | 100% | 0 | 0 | 0% | Normal | 0% | 1266.5584 | 0 | 0 | 800 kBtu/hr | 100000 | 0 | 0.035652 | 44.4075 | 11945.7187 | 6620.5188 | 1295.3189 | 2018 | 1.0149 |  | EIA 2018 Tech Forecast | EIA 2018 Tech Forecast | GBLR-Heating-EIA14-2014 Ref. Case-2 |  | 800 | kBtu/hr | 28.5213 | Industrial_Primary Metals_New_Space Heating_Boiler_AFUE 80% (Standard)
Industrial_Primary Metals_New_Space Heating_Natural Gas_Boiler_E2 | Industrial | Primary Metals | New | Space Heating | Natural Gas | Boiler | E2 | AFUE 85% | 94.12% | 0% | 0% | 591.07 | 253.8737 | 46.869 | 0 | 20 | 30 | 2019 | 2040 | 100% | 0 | 0 | 0% | Normal | 0% | 1192.0684 | 0 | 0 | 800 kBtu/hr | 100000 | 0 | 0.035652 | 41.7958 | 16335.4105 | 7016.3107 | 1295.3189 | 2018 | 1.0149 |  | EIA 2018 Tech Forecast | EIA 2018 Tech Forecast | GBLR-Heating-EIA14-2014 Ref. Case-5 |  | 800 | kBtu/hr | 28.5213 | Industrial_Primary Metals_New_Space Heating_Boiler_AFUE 85%
Industrial_Primary Metals_New_Space Heating_Natural Gas_Boiler_E3 | Industrial | Primary Metals | New | Space Heating | Natural Gas | Boiler | E3 | AFUE 97% | 82.48% | 0% | 0% | 956.7112 | 235.9888 | 46.869 | 0 | 20 | 30 | 2019 | 2040 | 100% | 0 | 0 | 0% | Normal | 0% | 1044.6779 | 0 | 0 | 800 kBtu/hr | 100000 | 0 | 0.035652 | 36.628 | 26440.6423 | 6522.0251 | 1295.3189 | 2018 | 1.0149 |  | EIA 2018 Tech Forecast | EIA 2018 Tech Forecast | GBLR-Heating-EIA14-2014 Ref. Case-6 |  | 800 | kBtu/hr | 28.5213 | Industrial_Primary Metals_New_Space Heating_Boiler_AFUE 97%
Industrial_Primary Metals_New_Space Heating_Natural Gas_Boiler_E4 | Industrial | Primary Metals | New | Space Heating | Natural Gas | Boiler | E4 | Convert to NG Air Source Heat Pump | 57.14% | 0% | 0% | 4640472.3806 | 0 | 87184.6326 | 0 | 10 | 20 | 2019 | 2040 | 100% | 0 | 0 | 0% | Normal | 0% | 723.7477 | 0 | 0 | 1 kBtu/hr | 100000 | 0 | 28.5213 | 25.3757 | 158316.7533 | 0 | 2974.436 | 2017 | 1.0277 |  | AEO 2021 - gas_eng-driven_RTHP-heat 2017 typical | AEO 2021 - gas_eng-driven_RTHP-heat 2017 typical | HP_GAS-Heating-AEO17-1 |  | 1 | kBtu/hr | 28.5213 | Industrial_Primary Metals_New_Space Heating_Boiler_Convert to NG Air Source Heat Pump
Industrial_Primary Metals_New_Space Heating_Natural Gas_Boiler_E5 | Industrial | Primary Metals | New | Space Heating | Natural Gas | Boiler | E5 |  | 0% | 0% | 0% | 0 | 0 | 0 | 0 | 0 | 0 | 0 | 0 | 0% | 0 | 0 | 0% | Normal | 0% | 0 | 0 | 0 | [18 empty] | Industrial_Primary Metals_New_Space Heating_Boiler_
Industrial_Primary Metals_New_Space Heating_Natural Gas_Boiler_E6 | Industrial | Primary Metals | New | Space Heating | Natural Gas | Boiler | E6 |  | 0% | 0% | 0% | 0 | 0 | 0 | 0 | 0 | 0 | 0 | 0 | 0% | 0 | 0 | 0% | Normal | 0% | 0 | 0 | 0 | [18 empty] | Industrial_Primary Metals_New_Space Heating_Boiler_
Industrial_Primary Metals_New_Space Heating_Natural Gas_Boiler_E7 | Industrial | Primary Metals | New | Space Heating | Natural Gas | Boiler | E7 |  | 0% | 0% | 0% | 0 | 0 | 0 | 0 | 0 | 0 | 0 | 0 | 0% | 0 | 0 | 0% | Normal | 0% | 0 | 0 | 0 | [18 empty] | Industrial_Primary Metals_New_Space Heating_Boiler_
Industrial_Primary Metals_New_Space Heating_Natural Gas_Boiler_E8 | Industrial | Primary Metals | New | Space Heating | Natural Gas | Boiler | E8 |  | 0% | 0% | 0% | 0 | 0 | 0 | 0 | 0 | 0 | 0 | 0 | 0% | 0 | 0 | 0% | Normal | 0% | 0 | 0 | 0 | [18 empty] | Industrial_Primary Metals_New_Space Heating_Boiler_
Industrial_Primary Metals_New_Space Heating_Natural Gas_Boiler_E9 | Industrial | Primary Metals | New | Space Heating | Natural Gas | Boiler | E9 |  | 0% | 0% | 0% | 0 | 0 | 0 | 0 | 0 | 0 | 0 | 0 | 0% | 0 | 0 | 0% | Normal | 0% | 0 | 0 | 0 | [18 empty] | Industrial_Primary Metals_New_Space Heating_Boiler_
Industrial_Primary Metals_New_Space Heating_Natural Gas_Boiler_E10 | Industrial | Primary Metals | New | Space Heating | Natural Gas | Boiler | E10 |  | 0% | 0% | 0% | 0 | 0 | 0 | 0 | 0 | 0 | 0 | 0 | 0% | 0 | 0 | 0% | Normal | 0% | 0 | 0 | 0 | [18 empty] | Industrial_Primary Metals_New_Space Heating_Boiler_
Industrial_Primary Metals_New_Space Heating_Natural Gas_Unit Heater_E1 | Industrial | Primary Metals | New | Space Heating | Natural Gas | Unit Heater | E1 | Standard | 100% | 0% | 0% | 280.5797 | 0 | 0 | 0 | 10 | 14 | 2019 | 2040 | 100% | 0 | 0 | 0% | Normal | 0% | 379.3834 | 0 | 0 | 125 kBtu/Hr | 100000 | 0 | 0.0013034 | 2328.572 | 1753.7127 | 0 | 0 | 2020 | 0.98199 |  | IL TRM - 4.4.12 - CI-HVC-IRHT-V02-210101 | CNGC Program Data | IL TRM - 4.4.12 - CI-HVC-IRHT-V02-210101 w/ CNGC Sizing |  | 125 | kBtu/Hr | 0.16293 | Industrial_Primary Metals_New_Space Heating_Unit Heater_Standard
Industrial_Primary Metals_New_Space Heating_Natural Gas_Unit Heater_E2 | Industrial | Primary Metals | New | Space Heating | Natural Gas | Unit Heater | E2 | Condensing | 95.24% | 0% | 0% | 615.3531 | 0 | 0 | 0 | 10 | 14 | 2019 | 2040 | 100% | 0 | 0 | 0% | Normal | 0% | 361.3258 | 0 | 0 | 125 kBtu/Hr | 100000 | 0 | 0.0013034 | 2217.7386 | 3846.1538 | 0 | 0 | 2020 | 0.98199 |  | IL TRM - 4.4.5 - CI-HVC-CUHT-V01-190101 | CNGC Program Data | IL TRM - 4.4.5 - CI-HVC-CUHT-V01-190101 w/ CNGC Sizing |  | 125 | kBtu/Hr | 0.16293 | Industrial_Primary Metals_New_Space Heating_Unit Heater_Condensing
Industrial_Primary Metals_New_Space Heating_Natural Gas_Unit Heater_E3 | Industrial | Primary Metals | New | Space Heating | Natural Gas | Unit Heater | E3 | Infrared Radiant | 85% | 0% | 0% | 391.4518 | 0 | 0 | 0 | 11 | 19 | 2019 | 2040 | 100% | 0 | 0 | 0% | Normal | 0% | 322.4759 | 0 | 0 | 125 kBtu/Hr | 100000 | 0 | 0.0013034 | 1979.2862 | 2446.6992 | 0 | 0 | 2020 | 0.98199 |  | IL TRM - 4.4.12 - CI-HVC-IRHT-V02-210101 | CNGC Program Data | IL TRM - 4.4.12 - CI-HVC-IRHT-V02-210101 w/ CNGC Sizing |  | 125 | kBtu/Hr | 0.16293 | Industrial_Primary Metals_New_Space Heating_Unit Heater_Infrared Radiant
Industrial_Primary Metals_New_Space Heating_Natural Gas_Unit Heater_E4 | Industrial | Primary Metals | New | Space Heating | Natural Gas | Unit Heater | E4 |  | 0% | 0% | 0% | 0 | 0 | 0 | 0 | 0 | 0 | 0 | 0 | 0% | 0 | 0 | 0% | Normal | 0% | 0 | 0 | 0 | [18 empty] | Industrial_Primary Metals_New_Space Heating_Unit Heater_
Industrial_Primary Metals_New_Space Heating_Natural Gas_Unit Heater_E5 | Industrial | Primary Metals | New | Space Heating | Natural Gas | Unit Heater | E5 |  | 0% | 0% | 0% | 0 | 0 | 0 | 0 | 0 | 0 | 0 | 0 | 0% | 0 | 0 | 0% | Normal | 0% | 0 | 0 | 0 | [18 empty] | Industrial_Primary Metals_New_Space Heating_Unit Heater_
Industrial_Primary Metals_New_Space Heating_Natural Gas_Unit Heater_E6 | Industrial | Primary Metals | New | Space Heating | Natural Gas | Unit Heater | E6 |  | 0% | 0% | 0% | 0 | 0 | 0 | 0 | 0 | 0 | 0 | 0 | 0% | 0 | 0 | 0% | Normal | 0% | 0 | 0 | 0 | [18 empty] | Industrial_Primary Metals_New_Space Heating_Unit Heater_
Industrial_Primary Metals_New_Space Heating_Natural Gas_Unit Heater_E7 | Industrial | Primary Metals | New | Space Heating | Natural Gas | Unit Heater | E7 |  | 0% | 0% | 0% | 0 | 0 | 0 | 0 | 0 | 0 | 0 | 0 | 0% | 0 | 0 | 0% | Normal | 0% | 0 | 0 | 0 | [18 empty] | Industrial_Primary Metals_New_Space Heating_Unit Heater_
Industrial_Primary Metals_New_Space Heating_Natural Gas_Unit Heater_E8 | Industrial | Primary Metals | New | Space Heating | Natural Gas | Unit Heater | E8 |  | 0% | 0% | 0% | 0 | 0 | 0 | 0 | 0 | 0 | 0 | 0 | 0% | 0 | 0 | 0% | Normal | 0% | 0 | 0 | 0 | [18 empty] | Industrial_Primary Metals_New_Space Heating_Unit Heater_
Industrial_Primary Metals_New_Space Heating_Natural Gas_Unit Heater_E9 | Industrial | Primary Metals | New | Space Heating | Natural Gas | Unit Heater | E9 |  | 0% | 0% | 0% | 0 | 0 | 0 | 0 | 0 | 0 | 0 | 0 | 0% | 0 | 0 | 0% | Normal | 0% | 0 | 0 | 0 | [18 empty] | Industrial_Primary Metals_New_Space Heating_Unit Heater_
Industrial_Primary Metals_New_Space Heating_Natural Gas_Unit Heater_E10 | Industrial | Primary Metals | New | Space Heating | Natural Gas | Unit Heater | E10 |  | 0% | 0% | 0% | 0 | 0 | 0 | 0 | 0 | 0 | 0 | 0 | 0% | 0 | 0 | 0% | Normal | 0% | 0 | 0 | 0 | [18 empty] | Industrial_Primary Metals_New_Space Heating_Unit Heater_
Industrial_Primary Metals_New_Process_Natural Gas_Process Boiler_E1 | Industrial | Primary Metals | New | Process | Natural Gas | Process Boiler | E1 | EF .80 | 100% | 0% | 0% | 16847.602 | 4288.0192 | 1826.8484 | 0 | 20 | 30 | 2019 | 2040 | 100% | 0 | 0 | 0% | Normal | 0% | 1274.1682 | 0 | 0 | 1 unit | 100000 | 0 | 1 | 50457.6 | 16600 | 4225 | 1800 | 2018 | 1.0149 |  | EIA 2018 Tech Forecast | EIA 2018 Tech Forecast | IL TRM - 4.4.10 - CI-HVC-BOIL-V08-210101 |  | 1 | unit | 1 | Industrial_Primary Metals_New_Process_Process Boiler_EF .80
Industrial_Primary Metals_New_Process_Natural Gas_Process Boiler_E2 | Industrial | Primary Metals | New | Process | Natural Gas | Process Boiler | E2 |  | 0% | 0% | 0% | 0 | 0 | 0 | 0 | 0 | 0 | 0 | 0 | 0% | 0 | 0 | 0% | Normal | 0% | 0 | 0 | 0 | [18 empty] | Industrial_Primary Metals_New_Process_Process Boiler_
Industrial_Primary Metals_New_Process_Natural Gas_Process Boiler_E3 | Industrial | Primary Metals | New | Process | Natural Gas | Process Boiler | E3 |  | 0% | 0% | 0% | 0 | 0 | 0 | 0 | 0 | 0 | 0 | 0 | 0% | 0 | 0 | 0% | Normal | 0% | 0 | 0 | 0 | [18 empty] | Industrial_Primary Metals_New_Process_Process Boiler_
Industrial_Primary Metals_New_Process_Natural Gas_Process Boiler_E4 | Industrial | Primary Metals | New | Process | Natural Gas | Process Boiler | E4 |  | 0% | 0% | 0% | 0 | 0 | 0 | 0 | 0 | 0 | 0 | 0 | 0% | 0 | 0 | 0% | Normal | 0% | 0 | 0 | 0 | [18 empty] | Industrial_Primary Metals_New_Process_Process Boiler_
Industrial_Primary Metals_New_Process_Natural Gas_Process Boiler_E5 | Industrial | Primary Metals | New | Process | Natural Gas | Process Boiler | E5 |  | 0% | 0% | 0% | 0 | 0 | 0 | 0 | 0 | 0 | 0 | 0 | 0% | 0 | 0 | 0% | Normal | 0% | 0 | 0 | 0 | [18 empty] | Industrial_Primary Metals_New_Process_Process Boiler_
Industrial_Primary Metals_New_Process_Natural Gas_Process Boiler_E6 | Industrial | Primary Metals | New | Process | Natural Gas | Process Boiler | E6 |  | 0% | 0% | 0% | 0 | 0 | 0 | 0 | 0 | 0 | 0 | 0 | 0% | 0 | 0 | 0% | Normal | 0% | 0 | 0 | 0 | [18 empty] | Industrial_Primary Metals_New_Process_Process Boiler_
Industrial_Primary Metals_New_Process_Natural Gas_Process Boiler_E7 | Industrial | Primary Metals | New | Process | Natural Gas | Process Boiler | E7 |  | 0% | 0% | 0% | 0 | 0 | 0 | 0 | 0 | 0 | 0 | 0 | 0% | 0 | 0 | 0% | Normal | 0% | 0 | 0 | 0 | [18 empty] | Industrial_Primary Metals_New_Process_Process Boiler_
Industrial_Primary Metals_New_Process_Natural Gas_Process Boiler_E8 | Industrial | Primary Metals | New | Process | Natural Gas | Process Boiler | E8 |  | 0% | 0% | 0% | 0 | 0 | 0 | 0 | 0 | 0 | 0 | 0 | 0% | 0 | 0 | 0% | Normal | 0% | 0 | 0 | 0 | [18 empty] | Industrial_Primary Metals_New_Process_Process Boiler_
Industrial_Primary Metals_New_Process_Natural Gas_Process Boiler_E9 | Industrial | Primary Metals | New | Process | Natural Gas | Process Boiler | E9 |  | 0% | 0% | 0% | 0 | 0 | 0 | 0 | 0 | 0 | 0 | 0 | 0% | 0 | 0 | 0% | Normal | 0% | 0 | 0 | 0 | [18 empty] | Industrial_Primary Metals_New_Process_Process Boiler_
Industrial_Primary Metals_New_Process_Natural Gas_Process Boiler_E10 | Industrial | Primary Metals | New | Process | Natural Gas | Process Boiler | E10 |  | 0% | 0% | 0% | 0 | 0 | 0 | 0 | 0 | 0 | 0 | 0 | 0% | 0 | 0 | 0% | Normal | 0% | 0 | 0 | 0 | [18 empty] | Industrial_Primary Metals_New_Process_Process Boiler_
Industrial_Primary Metals_New_Process_Natural Gas_Process Heating_E1 | Industrial | Primary Metals | New | Process | Natural Gas | Process Heating | E1 | Standard | 100% | 0% | 0% | 1.0386 | 0 | 0 | 0 | 2 | 8 | 2019 | 2040 | 100% | 0 | 0 | 0% | Normal | 0% | 7995.1396 | 0 | 0 | 1 unit | 100000 | 0 | 1 | 1 | 1 | 0 | 0 | 2016 | 1.0386 |  | N/A | N/A | N/A |  | 1 | unit | 1 | Industrial_Primary Metals_New_Process_Process Heating_Standard
Industrial_Primary Metals_New_Process_Natural Gas_Process Heating_E2 | Industrial | Primary Metals | New | Process | Natural Gas | Process Heating | E2 |  | 0% | 0% | 0% | 0 | 0 | 0 | 0 | 0 | 0 | 0 | 0 | 0% | 0 | 0 | 0% | Normal | 0% | 0 | 0 | 0 | [18 empty] | Industrial_Primary Metals_New_Process_Process Heating_
Industrial_Primary Metals_New_Process_Natural Gas_Process Heating_E3 | Industrial | Primary Metals | New | Process | Natural Gas | Process Heating | E3 |  | 0% | 0% | 0% | 0 | 0 | 0 | 0 | 0 | 0 | 0 | 0 | 0% | 0 | 0 | 0% | Normal | 0% | 0 | 0 | 0 | [18 empty] | Industrial_Primary Metals_New_Process_Process Heating_
Industrial_Primary Metals_New_Process_Natural Gas_Process Heating_E4 | Industrial | Primary Metals | New | Process | Natural Gas | Process Heating | E4 |  | 0% | 0% | 0% | 0 | 0 | 0 | 0 | 0 | 0 | 0 | 0 | 0% | 0 | 0 | 0% | Normal | 0% | 0 | 0 | 0 | [18 empty] | Industrial_Primary Metals_New_Process_Process Heating_
Industrial_Primary Metals_New_Process_Natural Gas_Process Heating_E5 | Industrial | Primary Metals | New | Process | Natural Gas | Process Heating | E5 |  | 0% | 0% | 0% | 0 | 0 | 0 | 0 | 0 | 0 | 0 | 0 | 0% | 0 | 0 | 0% | Normal | 0% | 0 | 0 | 0 | [18 empty] | Industrial_Primary Metals_New_Process_Process Heating_
Industrial_Primary Metals_New_Process_Natural Gas_Process Heating_E6 | Industrial | Primary Metals | New | Process | Natural Gas | Process Heating | E6 |  | 0% | 0% | 0% | 0 | 0 | 0 | 0 | 0 | 0 | 0 | 0 | 0% | 0 | 0 | 0% | Normal | 0% | 0 | 0 | 0 | [18 empty] | Industrial_Primary Metals_New_Process_Process Heating_
Industrial_Primary Metals_New_Process_Natural Gas_Process Heating_E7 | Industrial | Primary Metals | New | Process | Natural Gas | Process Heating | E7 |  | 0% | 0% | 0% | 0 | 0 | 0 | 0 | 0 | 0 | 0 | 0 | 0% | 0 | 0 | 0% | Normal | 0% | 0 | 0 | 0 | [18 empty] | Industrial_Primary Metals_New_Process_Process Heating_
Industrial_Primary Metals_New_Process_Natural Gas_Process Heating_E8 | Industrial | Primary Metals | New | Process | Natural Gas | Process Heating | E8 |  | 0% | 0% | 0% | 0 | 0 | 0 | 0 | 0 | 0 | 0 | 0 | 0% | 0 | 0 | 0% | Normal | 0% | 0 | 0 | 0 | [18 empty] | Industrial_Primary Metals_New_Process_Process Heating_
Industrial_Primary Metals_New_Process_Natural Gas_Process Heating_E9 | Industrial | Primary Metals | New | Process | Natural Gas | Process Heating | E9 |  | 0% | 0% | 0% | 0 | 0 | 0 | 0 | 0 | 0 | 0 | 0 | 0% | 0 | 0 | 0% | Normal | 0% | 0 | 0 | 0 | [18 empty] | Industrial_Primary Metals_New_Process_Process Heating_
Industrial_Primary Metals_New_Process_Natural Gas_Process Heating_E10 | Industrial | Primary Metals | New | Process | Natural Gas | Process Heating | E10 |  | 0% | 0% | 0% | 0 | 0 | 0 | 0 | 0 | 0 | 0 | 0 | 0% | 0 | 0 | 0% | Normal | 0% | 0 | 0 | 0 | [18 empty] | Industrial_Primary Metals_New_Process_Process Heating_
Industrial_Primary Metals_New_Process_Natural Gas_Process Cooling_E1 | Industrial | Primary Metals | New | Process | Natural Gas | Process Cooling | E1 | Standard | 100% | 0% | 0% | 1.0386 | 0 | 0 | 0 | 2 | 8 | 2019 | 2040 | 100% | 0 | 0 | 0% | Normal | 0% | 5.6968 | 0 | 0 | 1 unit | 100000 | 0 | 1 | 1 | 1 | 0 | 0 | 2016 | 1.0386 |  | N/A | N/A | N/A |  | 1 | unit | 1 | Industrial_Primary Metals_New_Process_Process Cooling_Standard
Industrial_Primary Metals_New_Process_Natural Gas_Process Cooling_E2 | Industrial | Primary Metals | New | Process | Natural Gas | Process Cooling | E2 |  | 0% | 0% | 0% | 0 | 0 | 0 | 0 | 0 | 0 | 0 | 0 | 0% | 0 | 0 | 0% | Normal | 0% | 0 | 0 | 0 | [18 empty] | Industrial_Primary Metals_New_Process_Process Cooling_
Industrial_Primary Metals_New_Process_Natural Gas_Process Cooling_E3 | Industrial | Primary Metals | New | Process | Natural Gas | Process Cooling | E3 |  | 0% | 0% | 0% | 0 | 0 | 0 | 0 | 0 | 0 | 0 | 0 | 0% | 0 | 0 | 0% | Normal | 0% | 0 | 0 | 0 | [18 empty] | Industrial_Primary Metals_New_Process_Process Cooling_
Industrial_Primary Metals_New_Process_Natural Gas_Process Cooling_E4 | Industrial | Primary Metals | New | Process | Natural Gas | Process Cooling | E4 |  | 0% | 0% | 0% | 0 | 0 | 0 | 0 | 0 | 0 | 0 | 0 | 0% | 0 | 0 | 0% | Normal | 0% | 0 | 0 | 0 | [18 empty] | Industrial_Primary Metals_New_Process_Process Cooling_
Industrial_Primary Metals_New_Process_Natural Gas_Process Cooling_E5 | Industrial | Primary Metals | New | Process | Natural Gas | Process Cooling | E5 |  | 0% | 0% | 0% | 0 | 0 | 0 | 0 | 0 | 0 | 0 | 0 | 0% | 0 | 0 | 0% | Normal | 0% | 0 | 0 | 0 | [18 empty] | Industrial_Primary Metals_New_Process_Process Cooling_
Industrial_Primary Metals_New_Process_Natural Gas_Process Cooling_E6 | Industrial | Primary Metals | New | Process | Natural Gas | Process Cooling | E6 |  | 0% | 0% | 0% | 0 | 0 | 0 | 0 | 0 | 0 | 0 | 0 | 0% | 0 | 0 | 0% | Normal | 0% | 0 | 0 | 0 | [18 empty] | Industrial_Primary Metals_New_Process_Process Cooling_
Industrial_Primary Metals_New_Process_Natural Gas_Process Cooling_E7 | Industrial | Primary Metals | New | Process | Natural Gas | Process Cooling | E7 |  | 0% | 0% | 0% | 0 | 0 | 0 | 0 | 0 | 0 | 0 | 0 | 0% | 0 | 0 | 0% | Normal | 0% | 0 | 0 | 0 | [18 empty] | Industrial_Primary Metals_New_Process_Process Cooling_
Industrial_Primary Metals_New_Process_Natural Gas_Process Cooling_E8 | Industrial | Primary Metals | New | Process | Natural Gas | Process Cooling | E8 |  | 0% | 0% | 0% | 0 | 0 | 0 | 0 | 0 | 0 | 0 | 0 | 0% | 0 | 0 | 0% | Normal | 0% | 0 | 0 | 0 | [18 empty] | Industrial_Primary Metals_New_Process_Process Cooling_
Industrial_Primary Metals_New_Process_Natural Gas_Process Cooling_E9 | Industrial | Primary Metals | New | Process | Natural Gas | Process Cooling | E9 |  | 0% | 0% | 0% | 0 | 0 | 0 | 0 | 0 | 0 | 0 | 0 | 0% | 0 | 0 | 0% | Normal | 0% | 0 | 0 | 0 | [18 empty] | Industrial_Primary Metals_New_Process_Process Cooling_
Industrial_Primary Metals_New_Process_Natural Gas_Process Cooling_E10 | Industrial | Primary Metals | New | Process | Natural Gas | Process Cooling | E10 |  | 0% | 0% | 0% | 0 | 0 | 0 | 0 | 0 | 0 | 0 | 0 | 0% | 0 | 0 | 0% | Normal | 0% | 0 | 0 | 0 | [18 empty] | Industrial_Primary Metals_New_Process_Process Cooling_
Industrial_Primary Metals_New_Process_Natural Gas_Other Process_E1 | Industrial | Primary Metals | New | Process | Natural Gas | Other Process | E1 | Standard | 100% | 0% | 0% | 1.0386 | 0 | 0 | 0 | 2 | 8 | 2019 | 2040 | 100% | 0 | 0 | 0% | Normal | 0% | 100.7211 | 0 | 0 | 1 unit | 100000 | 0 | 1 | 1 | 1 | 0 | 0 | 2016 | 1.0386 |  | N/A | N/A | N/A |  | 1 | unit | 1 | Industrial_Primary Metals_New_Process_Other Process_Standard
Industrial_Primary Metals_New_Process_Natural Gas_Other Process_E2 | Industrial | Primary Metals | New | Process | Natural Gas | Other Process | E2 |  | 0% | 0% | 0% | 0 | 0 | 0 | 0 | 0 | 0 | 0 | 0 | 0% | 0 | 0 | 0% | Normal | 0% | 0 | 0 | 0 | [18 empty] | Industrial_Primary Metals_New_Process_Other Process_
Industrial_Primary Metals_New_Process_Natural Gas_Other Process_E3 | Industrial | Primary Metals | New | Process | Natural Gas | Other Process | E3 |  | 0% | 0% | 0% | 0 | 0 | 0 | 0 | 0 | 0 | 0 | 0 | 0% | 0 | 0 | 0% | Normal | 0% | 0 | 0 | 0 | [18 empty] | Industrial_Primary Metals_New_Process_Other Process_
Industrial_Primary Metals_New_Process_Natural Gas_Other Process_E4 | Industrial | Primary Metals | New | Process | Natural Gas | Other Process | E4 |  | 0% | 0% | 0% | 0 | 0 | 0 | 0 | 0 | 0 | 0 | 0 | 0% | 0 | 0 | 0% | Normal | 0% | 0 | 0 | 0 | [18 empty] | Industrial_Primary Metals_New_Process_Other Process_
Industrial_Primary Metals_New_Process_Natural Gas_Other Process_E5 | Industrial | Primary Metals | New | Process | Natural Gas | Other Process | E5 |  | 0% | 0% | 0% | 0 | 0 | 0 | 0 | 0 | 0 | 0 | 0 | 0% | 0 | 0 | 0% | Normal | 0% | 0 | 0 | 0 | [18 empty] | Industrial_Primary Metals_New_Process_Other Process_
Industrial_Primary Metals_New_Process_Natural Gas_Other Process_E6 | Industrial | Primary Metals | New | Process | Natural Gas | Other Process | E6 |  | 0% | 0% | 0% | 0 | 0 | 0 | 0 | 0 | 0 | 0 | 0 | 0% | 0 | 0 | 0% | Normal | 0% | 0 | 0 | 0 | [18 empty] | Industrial_Primary Metals_New_Process_Other Process_
Industrial_Primary Metals_New_Process_Natural Gas_Other Process_E7 | Industrial | Primary Metals | New | Process | Natural Gas | Other Process | E7 |  | 0% | 0% | 0% | 0 | 0 | 0 | 0 | 0 | 0 | 0 | 0 | 0% | 0 | 0 | 0% | Normal | 0% | 0 | 0 | 0 | [18 empty] | Industrial_Primary Metals_New_Process_Other Process_
Industrial_Primary Metals_New_Process_Natural Gas_Other Process_E8 | Industrial | Primary Metals | New | Process | Natural Gas | Other Process | E8 |  | 0% | 0% | 0% | 0 | 0 | 0 | 0 | 0 | 0 | 0 | 0 | 0% | 0 | 0 | 0% | Normal | 0% | 0 | 0 | 0 | [18 empty] | Industrial_Primary Metals_New_Process_Other Process_
Industrial_Primary Metals_New_Process_Natural Gas_Other Process_E9 | Industrial | Primary Metals | New | Process | Natural Gas | Other Process | E9 |  | 0% | 0% | 0% | 0 | 0 | 0 | 0 | 0 | 0 | 0 | 0 | 0% | 0 | 0 | 0% | Normal | 0% | 0 | 0 | 0 | [18 empty] | Industrial_Primary Metals_New_Process_Other Process_
Industrial_Primary Metals_New_Process_Natural Gas_Other Process_E10 | Industrial | Primary Metals | New | Process | Natural Gas | Other Process | E10 |  | 0% | 0% | 0% | 0 | 0 | 0 | 0 | 0 | 0 | 0 | 0 | 0% | 0 | 0 | 0% | Normal | 0% | 0 | 0 | 0 | [18 empty] | Industrial_Primary Metals_New_Process_Other Process_
Industrial_Primary Metals_New_Miscellaneous_Natural Gas_Miscellaneous_E1 | Industrial | Primary Metals | New | Miscellaneous | Natural Gas | Miscellaneous | E1 | Standard | 100% | 0% | 0% | 1.0386 | 0 | 0 | 0 | 2 | 8 | 2019 | 2040 | 100% | 0 | 0 | 0% | Normal | 0% | 395.6752 | 0 | 0 | 1 unit | 100000 | 0 | 1 | 1 | 1 | 0 | 0 | 2016 | 1.0386 |  | N/A | N/A | N/A |  | 1 | unit | 1 | Industrial_Primary Metals_New_Miscellaneous_Miscellaneous_Standard
Industrial_Primary Metals_New_Miscellaneous_Natural Gas_Miscellaneous_E2 | Industrial | Primary Metals | New | Miscellaneous | Natural Gas | Miscellaneous | E2 |  | 0% | 0% | 0% | 0 | 0 | 0 | 0 | 0 | 0 | 0 | 0 | 0% | 0 | 0 | 0% | Normal | 0% | 0 | 0 | 0 | [18 empty] | Industrial_Primary Metals_New_Miscellaneous_Miscellaneous_
Industrial_Primary Metals_New_Miscellaneous_Natural Gas_Miscellaneous_E3 | Industrial | Primary Metals | New | Miscellaneous | Natural Gas | Miscellaneous | E3 |  | 0% | 0% | 0% | 0 | 0 | 0 | 0 | 0 | 0 | 0 | 0 | 0% | 0 | 0 | 0% | Normal | 0% | 0 | 0 | 0 | [18 empty] | Industrial_Primary Metals_New_Miscellaneous_Miscellaneous_
Industrial_Primary Metals_New_Miscellaneous_Natural Gas_Miscellaneous_E4 | Industrial | Primary Metals | New | Miscellaneous | Natural Gas | Miscellaneous | E4 |  | 0% | 0% | 0% | 0 | 0 | 0 | 0 | 0 | 0 | 0 | 0 | 0% | 0 | 0 | 0% | Normal | 0% | 0 | 0 | 0 | [18 empty] | Industrial_Primary Metals_New_Miscellaneous_Miscellaneous_
Industrial_Primary Metals_New_Miscellaneous_Natural Gas_Miscellaneous_E5 | Industrial | Primary Metals | New | Miscellaneous | Natural Gas | Miscellaneous | E5 |  | 0% | 0% | 0% | 0 | 0 | 0 | 0 | 0 | 0 | 0 | 0 | 0% | 0 | 0 | 0% | Normal | 0% | 0 | 0 | 0 | [18 empty] | Industrial_Primary Metals_New_Miscellaneous_Miscellaneous_
Industrial_Primary Metals_New_Miscellaneous_Natural Gas_Miscellaneous_E6 | Industrial | Primary Metals | New | Miscellaneous | Natural Gas | Miscellaneous | E6 |  | 0% | 0% | 0% | 0 | 0 | 0 | 0 | 0 | 0 | 0 | 0 | 0% | 0 | 0 | 0% | Normal | 0% | 0 | 0 | 0 | [18 empty] | Industrial_Primary Metals_New_Miscellaneous_Miscellaneous_
Industrial_Primary Metals_New_Miscellaneous_Natural Gas_Miscellaneous_E7 | Industrial | Primary Metals | New | Miscellaneous | Natural Gas | Miscellaneous | E7 |  | 0% | 0% | 0% | 0 | 0 | 0 | 0 | 0 | 0 | 0 | 0 | 0% | 0 | 0 | 0% | Normal | 0% | 0 | 0 | 0 | [18 empty] | Industrial_Primary Metals_New_Miscellaneous_Miscellaneous_
Industrial_Primary Metals_New_Miscellaneous_Natural Gas_Miscellaneous_E8 | Industrial | Primary Metals | New | Miscellaneous | Natural Gas | Miscellaneous | E8 |  | 0% | 0% | 0% | 0 | 0 | 0 | 0 | 0 | 0 | 0 | 0 | 0% | 0 | 0 | 0% | Normal | 0% | 0 | 0 | 0 | [18 empty] | Industrial_Primary Metals_New_Miscellaneous_Miscellaneous_
Industrial_Primary Metals_New_Miscellaneous_Natural Gas_Miscellaneous_E9 | Industrial | Primary Metals | New | Miscellaneous | Natural Gas | Miscellaneous | E9 |  | 0% | 0% | 0% | 0 | 0 | 0 | 0 | 0 | 0 | 0 | 0 | 0% | 0 | 0 | 0% | Normal | 0% | 0 | 0 | 0 | [18 empty] | Industrial_Primary Metals_New_Miscellaneous_Miscellaneous_
Industrial_Primary Metals_New_Miscellaneous_Natural Gas_Miscellaneous_E10 | Industrial | Primary Metals | New | Miscellaneous | Natural Gas | Miscellaneous | E10 |  | 0% | 0% | 0% | 0 | 0 | 0 | 0 | 0 | 0 | 0 | 0 | 0% | 0 | 0 | 0% | Normal | 0% | 0 | 0 | 0 | [18 empty] | Industrial_Primary Metals_New_Miscellaneous_Miscellaneous_
Industrial_Stone, Clay, and Glass_Existing_Space Heating_Natural Gas_Furnace_E1 | Industrial | Stone, Clay, and Glass | Existing | Space Heating | Natural Gas | Furnace | E1 | AFUE 80% (Standard) | 100% | 0% | 0% | 41.7743 | 43.7635 | 6.7635 | 0 | 17 | 29 | 2019 | 2040 | 100% | 0 | 0 | 0% | Normal | 0% | 339.4248 | 0 | 0 | 400 kBtu/hr | 100000 | 0 | 0.0392 | 21.6468 | 1050 | 1100 | 170 | 2018 | 1.0149 |  | EIA 2018 Tech Forecast | EIA 2018 Tech Forecast | AEG BEST |  | 400 | kBtu/hr | 15.6801 | Industrial_Stone, Clay, and Glass_Existing_Space Heating_Furnace_AFUE 80% (Standard)
Industrial_Stone, Clay, and Glass_Existing_Space Heating_Natural Gas_Furnace_E2 | Industrial | Stone, Clay, and Glass | Existing | Space Heating | Natural Gas | Furnace | E2 | AFUE 90% | 88.89% | 0% | 0% | 69.6238 | 51.7205 | 6.9624 | 0 | 17 | 29 | 2019 | 2040 | 100% | 0 | 0 | 0% | Normal | 0% | 301.722 | 0 | 0 | 400 kBtu/hr | 100000 | 0 | 0.0392 | 19.2423 | 1750 | 1300 | 175 | 2018 | 1.0149 |  | EIA 2018 Tech Forecast | EIA 2018 Tech Forecast | AEG BEST |  | 400 | kBtu/hr | 15.6801 | Industrial_Stone, Clay, and Glass_Existing_Space Heating_Furnace_AFUE 90%
Industrial_Stone, Clay, and Glass_Existing_Space Heating_Natural Gas_Furnace_E3 | Industrial | Stone, Clay, and Glass | Existing | Space Heating | Natural Gas | Furnace | E3 | AFUE 96% | 83.33% | 0% | 0% | 97.4733 | 59.6775 | 7.1613 | 0 | 17 | 29 | 2019 | 2040 | 100% | 0 | 0 | 0% | Normal | 0% | 282.8374 | 0 | 0 | 400 kBtu/hr | 100000 | 0 | 0.0392 | 18.038 | 2450 | 1500 | 180 | 2018 | 1.0149 |  | EIA 2018 Tech Forecast | EIA 2018 Tech Forecast | AEG BEST |  | 400 | kBtu/hr | 15.6801 | Industrial_Stone, Clay, and Glass_Existing_Space Heating_Furnace_AFUE 96%
Industrial_Stone, Clay, and Glass_Existing_Space Heating_Natural Gas_Furnace_E4 | Industrial | Stone, Clay, and Glass | Existing | Space Heating | Natural Gas | Furnace | E4 |  | 0% | 0% | 0% | 0 | 0 | 0 | 0 | 0 | 0 | 0 | 0 | 0% | 0 | 0 | 0% | Normal | 0% | 0 | 0 | 0 | [18 empty] | Industrial_Stone, Clay, and Glass_Existing_Space Heating_Furnace_
Industrial_Stone, Clay, and Glass_Existing_Space Heating_Natural Gas_Furnace_E5 | Industrial | Stone, Clay, and Glass | Existing | Space Heating | Natural Gas | Furnace | E5 |  | 0% | 0% | 0% | 0 | 0 | 0 | 0 | 0 | 0 | 0 | 0 | 0% | 0 | 0 | 0% | Normal | 0% | 0 | 0 | 0 | [18 empty] | Industrial_Stone, Clay, and Glass_Existing_Space Heating_Furnace_
Industrial_Stone, Clay, and Glass_Existing_Space Heating_Natural Gas_Furnace_E6 | Industrial | Stone, Clay, and Glass | Existing | Space Heating | Natural Gas | Furnace | E6 |  | 0% | 0% | 0% | 0 | 0 | 0 | 0 | 0 | 0 | 0 | 0 | 0% | 0 | 0 | 0% | Normal | 0% | 0 | 0 | 0 | [18 empty] | Industrial_Stone, Clay, and Glass_Existing_Space Heating_Furnace_
Industrial_Stone, Clay, and Glass_Existing_Space Heating_Natural Gas_Furnace_E7 | Industrial | Stone, Clay, and Glass | Existing | Space Heating | Natural Gas | Furnace | E7 |  | 0% | 0% | 0% | 0 | 0 | 0 | 0 | 0 | 0 | 0 | 0 | 0% | 0 | 0 | 0% | Normal | 0% | 0 | 0 | 0 | [18 empty] | Industrial_Stone, Clay, and Glass_Existing_Space Heating_Furnace_
Industrial_Stone, Clay, and Glass_Existing_Space Heating_Natural Gas_Furnace_E8 | Industrial | Stone, Clay, and Glass | Existing | Space Heating | Natural Gas | Furnace | E8 |  | 0% | 0% | 0% | 0 | 0 | 0 | 0 | 0 | 0 | 0 | 0 | 0% | 0 | 0 | 0% | Normal | 0% | 0 | 0 | 0 | [18 empty] | Industrial_Stone, Clay, and Glass_Existing_Space Heating_Furnace_
Industrial_Stone, Clay, and Glass_Existing_Space Heating_Natural Gas_Furnace_E9 | Industrial | Stone, Clay, and Glass | Existing | Space Heating | Natural Gas | Furnace | E9 |  | 0% | 0% | 0% | 0 | 0 | 0 | 0 | 0 | 0 | 0 | 0 | 0% | 0 | 0 | 0% | Normal | 0% | 0 | 0 | 0 | [18 empty] | Industrial_Stone, Clay, and Glass_Existing_Space Heating_Furnace_
Industrial_Stone, Clay, and Glass_Existing_Space Heating_Natural Gas_Furnace_E10 | Industrial | Stone, Clay, and Glass | Existing | Space Heating | Natural Gas | Furnace | E10 |  | 0% | 0% | 0% | 0 | 0 | 0 | 0 | 0 | 0 | 0 | 0 | 0% | 0 | 0 | 0% | Normal | 0% | 0 | 0 | 0 | [18 empty] | Industrial_Stone, Clay, and Glass_Existing_Space Heating_Furnace_
Industrial_Stone, Clay, and Glass_Existing_Space Heating_Natural Gas_Boiler_E1 | Industrial | Stone, Clay, and Glass | Existing | Space Heating | Natural Gas | Boiler | E1 | AFUE 80% (Standard) | 100% | 0% | 0% | 105.2202 | 58.3148 | 11.4094 | 0 | 20 | 30 | 2019 | 2040 | 100% | 0 | 0 | 0% | Normal | 0% | 308.351 | 0 | 0 | 800 kBtu/hr | 100000 | 0 | 0.0086787 | 44.4118 | 11945.7187 | 6620.5188 | 1295.3189 | 2018 | 1.0149 |  | EIA 2018 Tech Forecast | EIA 2018 Tech Forecast | GBLR-Heating-EIA14-2014 Ref. Case-2 |  | 800 | kBtu/hr | 6.943 | Industrial_Stone, Clay, and Glass_Existing_Space Heating_Boiler_AFUE 80% (Standard)
Industrial_Stone, Clay, and Glass_Existing_Space Heating_Natural Gas_Boiler_E2 | Industrial | Stone, Clay, and Glass | Existing | Space Heating | Natural Gas | Boiler | E2 | AFUE 85% | 94.12% | 0% | 0% | 143.8854 | 61.801 | 11.4094 | 0 | 20 | 30 | 2019 | 2040 | 100% | 0 | 0 | 0% | Normal | 0% | 290.2062 | 0 | 0 | 800 kBtu/hr | 100000 | 0 | 0.0086787 | 41.7984 | 16335.4105 | 7016.3107 | 1295.3189 | 2018 | 1.0149 |  | EIA 2018 Tech Forecast | EIA 2018 Tech Forecast | GBLR-Heating-EIA14-2014 Ref. Case-5 |  | 800 | kBtu/hr | 6.943 | Industrial_Stone, Clay, and Glass_Existing_Space Heating_Boiler_AFUE 85%
Industrial_Stone, Clay, and Glass_Existing_Space Heating_Natural Gas_Boiler_E3 | Industrial | Stone, Clay, and Glass | Existing | Space Heating | Natural Gas | Boiler | E3 | AFUE 97% | 82.47% | 0% | 0% | 232.8943 | 57.4473 | 11.4094 | 0 | 20 | 30 | 2019 | 2040 | 100% | 0 | 0 | 0% | Normal | 0% | 254.3057 | 0 | 0 | 800 kBtu/hr | 100000 | 0 | 0.0086787 | 36.6277 | 26440.6423 | 6522.0251 | 1295.3189 | 2018 | 1.0149 |  | EIA 2018 Tech Forecast | EIA 2018 Tech Forecast | GBLR-Heating-EIA14-2014 Ref. Case-6 |  | 800 | kBtu/hr | 6.943 | Industrial_Stone, Clay, and Glass_Existing_Space Heating_Boiler_AFUE 97%
Industrial_Stone, Clay, and Glass_Existing_Space Heating_Natural Gas_Boiler_E4 | Industrial | Stone, Clay, and Glass | Existing | Space Heating | Natural Gas | Boiler | E4 | Convert to NG Air Source Heat Pump | 57.14% | 0% | 0% | 1129640.1826 | 0 | 21223.5428 | 0 | 10 | 20 | 2019 | 2040 | 100% | 0 | 0 | 0% | Normal | 0% | 176.2006 | 0 | 0 | 1 kBtu/hr | 100000 | 0 | 6.943 | 25.3782 | 158316.7533 | 0 | 2974.436 | 2017 | 1.0277 |  | AEO 2021 - gas_eng-driven_RTHP-heat 2017 typical | AEO 2021 - gas_eng-driven_RTHP-heat 2017 typical | HP_GAS-Heating-AEO17-1 |  | 1 | kBtu/hr | 6.943 | Industrial_Stone, Clay, and Glass_Existing_Space Heating_Boiler_Convert to NG Air Source Heat Pump
Industrial_Stone, Clay, and Glass_Existing_Space Heating_Natural Gas_Boiler_E5 | Industrial | Stone, Clay, and Glass | Existing | Space Heating | Natural Gas | Boiler | E5 |  | 0% | 0% | 0% | 0 | 0 | 0 | 0 | 0 | 0 | 0 | 0 | 0% | 0 | 0 | 0% | Normal | 0% | 0 | 0 | 0 | [18 empty] | Industrial_Stone, Clay, and Glass_Existing_Space Heating_Boiler_
Industrial_Stone, Clay, and Glass_Existing_Space Heating_Natural Gas_Boiler_E6 | Industrial | Stone, Clay, and Glass | Existing | Space Heating | Natural Gas | Boiler | E6 |  | 0% | 0% | 0% | 0 | 0 | 0 | 0 | 0 | 0 | 0 | 0 | 0% | 0 | 0 | 0% | Normal | 0% | 0 | 0 | 0 | [18 empty] | Industrial_Stone, Clay, and Glass_Existing_Space Heating_Boiler_
Industrial_Stone, Clay, and Glass_Existing_Space Heating_Natural Gas_Boiler_E7 | Industrial | Stone, Clay, and Glass | Existing | Space Heating | Natural Gas | Boiler | E7 |  | 0% | 0% | 0% | 0 | 0 | 0 | 0 | 0 | 0 | 0 | 0 | 0% | 0 | 0 | 0% | Normal | 0% | 0 | 0 | 0 | [18 empty] | Industrial_Stone, Clay, and Glass_Existing_Space Heating_Boiler_
Industrial_Stone, Clay, and Glass_Existing_Space Heating_Natural Gas_Boiler_E8 | Industrial | Stone, Clay, and Glass | Existing | Space Heating | Natural Gas | Boiler | E8 |  | 0% | 0% | 0% | 0 | 0 | 0 | 0 | 0 | 0 | 0 | 0 | 0% | 0 | 0 | 0% | Normal | 0% | 0 | 0 | 0 | [18 empty] | Industrial_Stone, Clay, and Glass_Existing_Space Heating_Boiler_
Industrial_Stone, Clay, and Glass_Existing_Space Heating_Natural Gas_Boiler_E9 | Industrial | Stone, Clay, and Glass | Existing | Space Heating | Natural Gas | Boiler | E9 |  | 0% | 0% | 0% | 0 | 0 | 0 | 0 | 0 | 0 | 0 | 0 | 0% | 0 | 0 | 0% | Normal | 0% | 0 | 0 | 0 | [18 empty] | Industrial_Stone, Clay, and Glass_Existing_Space Heating_Boiler_
Industrial_Stone, Clay, and Glass_Existing_Space Heating_Natural Gas_Boiler_E10 | Industrial | Stone, Clay, and Glass | Existing | Space Heating | Natural Gas | Boiler | E10 |  | 0% | 0% | 0% | 0 | 0 | 0 | 0 | 0 | 0 | 0 | 0 | 0% | 0 | 0 | 0% | Normal | 0% | 0 | 0 | 0 | [18 empty] | Industrial_Stone, Clay, and Glass_Existing_Space Heating_Boiler_
Industrial_Stone, Clay, and Glass_Existing_Space Heating_Natural Gas_Unit Heater_E1 | Industrial | Stone, Clay, and Glass | Existing | Space Heating | Natural Gas | Unit Heater | E1 | Standard | 100% | 0% | 0% | 434.4602 | 0 | 0 | 0 | 10 | 14 | 2019 | 2040 | 100% | 0 | 0 | 0% | Normal | 0% | 587.4516 | 0 | 0 | 125 kBtu/Hr | 100000 | 0 | 0.0020182 | 2328.572 | 1753.7127 | 0 | 0 | 2020 | 0.98199 |  | IL TRM - 4.4.12 - CI-HVC-IRHT-V02-210101 | CNGC Program Data | IL TRM - 4.4.12 - CI-HVC-IRHT-V02-210101 w/ CNGC Sizing |  | 125 | kBtu/Hr | 0.25228 | Industrial_Stone, Clay, and Glass_Existing_Space Heating_Unit Heater_Standard
Industrial_Stone, Clay, and Glass_Existing_Space Heating_Natural Gas_Unit Heater_E2 | Industrial | Stone, Clay, and Glass | Existing | Space Heating | Natural Gas | Unit Heater | E2 | Condensing | 95.24% | 0% | 0% | 952.836 | 0 | 0 | 0 | 10 | 14 | 2019 | 2040 | 100% | 0 | 0 | 0% | Normal | 0% | 559.4906 | 0 | 0 | 125 kBtu/Hr | 100000 | 0 | 0.0020182 | 2217.7386 | 3846.1538 | 0 | 0 | 2020 | 0.98199 |  | IL TRM - 4.4.5 - CI-HVC-CUHT-V01-190101 | CNGC Program Data | IL TRM - 4.4.5 - CI-HVC-CUHT-V01-190101 w/ CNGC Sizing |  | 125 | kBtu/Hr | 0.25228 | Industrial_Stone, Clay, and Glass_Existing_Space Heating_Unit Heater_Condensing
Industrial_Stone, Clay, and Glass_Existing_Space Heating_Natural Gas_Unit Heater_E3 | Industrial | Stone, Clay, and Glass | Existing | Space Heating | Natural Gas | Unit Heater | E3 | Infrared Radiant | 85% | 0% | 0% | 606.1388 | 0 | 0 | 0 | 11 | 19 | 2019 | 2040 | 100% | 0 | 0 | 0% | Normal | 0% | 499.3338 | 0 | 0 | 125 kBtu/Hr | 100000 | 0 | 0.0020182 | 1979.2862 | 2446.6992 | 0 | 0 | 2020 | 0.98199 |  | IL TRM - 4.4.12 - CI-HVC-IRHT-V02-210101 | CNGC Program Data | IL TRM - 4.4.12 - CI-HVC-IRHT-V02-210101 w/ CNGC Sizing |  | 125 | kBtu/Hr | 0.25228 | Industrial_Stone, Clay, and Glass_Existing_Space Heating_Unit Heater_Infrared Radiant
Industrial_Stone, Clay, and Glass_Existing_Space Heating_Natural Gas_Unit Heater_E4 | Industrial | Stone, Clay, and Glass | Existing | Space Heating | Natural Gas | Unit Heater | E4 |  | 0% | 0% | 0% | 0 | 0 | 0 | 0 | 0 | 0 | 0 | 0 | 0% | 0 | 0 | 0% | Normal | 0% | 0 | 0 | 0 | [18 empty] | Industrial_Stone, Clay, and Glass_Existing_Space Heating_Unit Heater_
Industrial_Stone, Clay, and Glass_Existing_Space Heating_Natural Gas_Unit Heater_E5 | Industrial | Stone, Clay, and Glass | Existing | Space Heating | Natural Gas | Unit Heater | E5 |  | 0% | 0% | 0% | 0 | 0 | 0 | 0 | 0 | 0 | 0 | 0 | 0% | 0 | 0 | 0% | Normal | 0% | 0 | 0 | 0 | [18 empty] | Industrial_Stone, Clay, and Glass_Existing_Space Heating_Unit Heater_
Industrial_Stone, Clay, and Glass_Existing_Space Heating_Natural Gas_Unit Heater_E6 | Industrial | Stone, Clay, and Glass | Existing | Space Heating | Natural Gas | Unit Heater | E6 |  | 0% | 0% | 0% | 0 | 0 | 0 | 0 | 0 | 0 | 0 | 0 | 0% | 0 | 0 | 0% | Normal | 0% | 0 | 0 | 0 | [18 empty] | Industrial_Stone, Clay, and Glass_Existing_Space Heating_Unit Heater_
Industrial_Stone, Clay, and Glass_Existing_Space Heating_Natural Gas_Unit Heater_E7 | Industrial | Stone, Clay, and Glass | Existing | Space Heating | Natural Gas | Unit Heater | E7 |  | 0% | 0% | 0% | 0 | 0 | 0 | 0 | 0 | 0 | 0 | 0 | 0% | 0 | 0 | 0% | Normal | 0% | 0 | 0 | 0 | [18 empty] | Industrial_Stone, Clay, and Glass_Existing_Space Heating_Unit Heater_
Industrial_Stone, Clay, and Glass_Existing_Space Heating_Natural Gas_Unit Heater_E8 | Industrial | Stone, Clay, and Glass | Existing | Space Heating | Natural Gas | Unit Heater | E8 |  | 0% | 0% | 0% | 0 | 0 | 0 | 0 | 0 | 0 | 0 | 0 | 0% | 0 | 0 | 0% | Normal | 0% | 0 | 0 | 0 | [18 empty] | Industrial_Stone, Clay, and Glass_Existing_Space Heating_Unit Heater_
Industrial_Stone, Clay, and Glass_Existing_Space Heating_Natural Gas_Unit Heater_E9 | Industrial | Stone, Clay, and Glass | Existing | Space Heating | Natural Gas | Unit Heater | E9 |  | 0% | 0% | 0% | 0 | 0 | 0 | 0 | 0 | 0 | 0 | 0 | 0% | 0 | 0 | 0% | Normal | 0% | 0 | 0 | 0 | [18 empty] | Industrial_Stone, Clay, and Glass_Existing_Space Heating_Unit Heater_
Industrial_Stone, Clay, and Glass_Existing_Space Heating_Natural Gas_Unit Heater_E10 | Industrial | Stone, Clay, and Glass | Existing | Space Heating | Natural Gas | Unit Heater | E10 |  | 0% | 0% | 0% | 0 | 0 | 0 | 0 | 0 | 0 | 0 | 0 | 0% | 0 | 0 | 0% | Normal | 0% | 0 | 0 | 0 | [18 empty] | Industrial_Stone, Clay, and Glass_Existing_Space Heating_Unit Heater_
Industrial_Stone, Clay, and Glass_Existing_Process_Natural Gas_Process Boiler_E1 | Industrial | Stone, Clay, and Glass | Existing | Process | Natural Gas | Process Boiler | E1 | EF .80 | 100% | 0% | 0% | 63.8895 | 16.261 | 6.9278 | 0 | 20 | 30 | 2019 | 2040 | 100% | 0 | 0 | 0% | Normal | 0% | 191.3455 | 0 | 0 | 1 unit | 100000 | 0 | 0.0037922 | 50457.6 | 16600 | 4225 | 1800 | 2018 | 1.0149 |  | EIA 2018 Tech Forecast | EIA 2018 Tech Forecast | IL TRM - 4.4.10 - CI-HVC-BOIL-V08-210101 |  | 1 | unit | 0.0037922 | Industrial_Stone, Clay, and Glass_Existing_Process_Process Boiler_EF .80
Industrial_Stone, Clay, and Glass_Existing_Process_Natural Gas_Process Boiler_E2 | Industrial | Stone, Clay, and Glass | Existing | Process | Natural Gas | Process Boiler | E2 |  | 0% | 0% | 0% | 0 | 0 | 0 | 0 | 0 | 0 | 0 | 0 | 0% | 0 | 0 | 0% | Normal | 0% | 0 | 0 | 0 | [18 empty] | Industrial_Stone, Clay, and Glass_Existing_Process_Process Boiler_
Industrial_Stone, Clay, and Glass_Existing_Process_Natural Gas_Process Boiler_E3 | Industrial | Stone, Clay, and Glass | Existing | Process | Natural Gas | Process Boiler | E3 |  | 0% | 0% | 0% | 0 | 0 | 0 | 0 | 0 | 0 | 0 | 0 | 0% | 0 | 0 | 0% | Normal | 0% | 0 | 0 | 0 | [18 empty] | Industrial_Stone, Clay, and Glass_Existing_Process_Process Boiler_
Industrial_Stone, Clay, and Glass_Existing_Process_Natural Gas_Process Boiler_E4 | Industrial | Stone, Clay, and Glass | Existing | Process | Natural Gas | Process Boiler | E4 |  | 0% | 0% | 0% | 0 | 0 | 0 | 0 | 0 | 0 | 0 | 0 | 0% | 0 | 0 | 0% | Normal | 0% | 0 | 0 | 0 | [18 empty] | Industrial_Stone, Clay, and Glass_Existing_Process_Process Boiler_
Industrial_Stone, Clay, and Glass_Existing_Process_Natural Gas_Process Boiler_E5 | Industrial | Stone, Clay, and Glass | Existing | Process | Natural Gas | Process Boiler | E5 |  | 0% | 0% | 0% | 0 | 0 | 0 | 0 | 0 | 0 | 0 | 0 | 0% | 0 | 0 | 0% | Normal | 0% | 0 | 0 | 0 | [18 empty] | Industrial_Stone, Clay, and Glass_Existing_Process_Process Boiler_
Industrial_Stone, Clay, and Glass_Existing_Process_Natural Gas_Process Boiler_E6 | Industrial | Stone, Clay, and Glass | Existing | Process | Natural Gas | Process Boiler | E6 |  | 0% | 0% | 0% | 0 | 0 | 0 | 0 | 0 | 0 | 0 | 0 | 0% | 0 | 0 | 0% | Normal | 0% | 0 | 0 | 0 | [18 empty] | Industrial_Stone, Clay, and Glass_Existing_Process_Process Boiler_
Industrial_Stone, Clay, and Glass_Existing_Process_Natural Gas_Process Boiler_E7 | Industrial | Stone, Clay, and Glass | Existing | Process | Natural Gas | Process Boiler | E7 |  | 0% | 0% | 0% | 0 | 0 | 0 | 0 | 0 | 0 | 0 | 0 | 0% | 0 | 0 | 0% | Normal | 0% | 0 | 0 | 0 | [18 empty] | Industrial_Stone, Clay, and Glass_Existing_Process_Process Boiler_
Industrial_Stone, Clay, and Glass_Existing_Process_Natural Gas_Process Boiler_E8 | Industrial | Stone, Clay, and Glass | Existing | Process | Natural Gas | Process Boiler | E8 |  | 0% | 0% | 0% | 0 | 0 | 0 | 0 | 0 | 0 | 0 | 0 | 0% | 0 | 0 | 0% | Normal | 0% | 0 | 0 | 0 | [18 empty] | Industrial_Stone, Clay, and Glass_Existing_Process_Process Boiler_
Industrial_Stone, Clay, and Glass_Existing_Process_Natural Gas_Process Boiler_E9 | Industrial | Stone, Clay, and Glass | Existing | Process | Natural Gas | Process Boiler | E9 |  | 0% | 0% | 0% | 0 | 0 | 0 | 0 | 0 | 0 | 0 | 0 | 0% | 0 | 0 | 0% | Normal | 0% | 0 | 0 | 0 | [18 empty] | Industrial_Stone, Clay, and Glass_Existing_Process_Process Boiler_
Industrial_Stone, Clay, and Glass_Existing_Process_Natural Gas_Process Boiler_E10 | Industrial | Stone, Clay, and Glass | Existing | Process | Natural Gas | Process Boiler | E10 |  | 0% | 0% | 0% | 0 | 0 | 0 | 0 | 0 | 0 | 0 | 0 | 0% | 0 | 0 | 0% | Normal | 0% | 0 | 0 | 0 | [18 empty] | Industrial_Stone, Clay, and Glass_Existing_Process_Process Boiler_
Industrial_Stone, Clay, and Glass_Existing_Process_Natural Gas_Process Heating_E1 | Industrial | Stone, Clay, and Glass | Existing | Process | Natural Gas | Process Heating | E1 | Standard | 100% | 0% | 0% | 5583.8335 | 0 | 0 | 0 | 2 | 8 | 2019 | 2040 | 100% | 0 | 0 | 0% | Normal | 0% | 5376.1854 | 0 | 0 | 1 unit | 100000 | 0 | 5376.1854 | 1 | 1 | 0 | 0 | 2016 | 1.0386 |  | N/A | N/A | N/A |  | 1 | unit | 5376.1854 | Industrial_Stone, Clay, and Glass_Existing_Process_Process Heating_Standard
Industrial_Stone, Clay, and Glass_Existing_Process_Natural Gas_Process Heating_E2 | Industrial | Stone, Clay, and Glass | Existing | Process | Natural Gas | Process Heating | E2 |  | 0% | 0% | 0% | 0 | 0 | 0 | 0 | 0 | 0 | 0 | 0 | 0% | 0 | 0 | 0% | Normal | 0% | 0 | 0 | 0 | [18 empty] | Industrial_Stone, Clay, and Glass_Existing_Process_Process Heating_
Industrial_Stone, Clay, and Glass_Existing_Process_Natural Gas_Process Heating_E3 | Industrial | Stone, Clay, and Glass | Existing | Process | Natural Gas | Process Heating | E3 |  | 0% | 0% | 0% | 0 | 0 | 0 | 0 | 0 | 0 | 0 | 0 | 0% | 0 | 0 | 0% | Normal | 0% | 0 | 0 | 0 | [18 empty] | Industrial_Stone, Clay, and Glass_Existing_Process_Process Heating_
Industrial_Stone, Clay, and Glass_Existing_Process_Natural Gas_Process Heating_E4 | Industrial | Stone, Clay, and Glass | Existing | Process | Natural Gas | Process Heating | E4 |  | 0% | 0% | 0% | 0 | 0 | 0 | 0 | 0 | 0 | 0 | 0 | 0% | 0 | 0 | 0% | Normal | 0% | 0 | 0 | 0 | [18 empty] | Industrial_Stone, Clay, and Glass_Existing_Process_Process Heating_
Industrial_Stone, Clay, and Glass_Existing_Process_Natural Gas_Process Heating_E5 | Industrial | Stone, Clay, and Glass | Existing | Process | Natural Gas | Process Heating | E5 |  | 0% | 0% | 0% | 0 | 0 | 0 | 0 | 0 | 0 | 0 | 0 | 0% | 0 | 0 | 0% | Normal | 0% | 0 | 0 | 0 | [18 empty] | Industrial_Stone, Clay, and Glass_Existing_Process_Process Heating_
Industrial_Stone, Clay, and Glass_Existing_Process_Natural Gas_Process Heating_E6 | Industrial | Stone, Clay, and Glass | Existing | Process | Natural Gas | Process Heating | E6 |  | 0% | 0% | 0% | 0 | 0 | 0 | 0 | 0 | 0 | 0 | 0 | 0% | 0 | 0 | 0% | Normal | 0% | 0 | 0 | 0 | [18 empty] | Industrial_Stone, Clay, and Glass_Existing_Process_Process Heating_
Industrial_Stone, Clay, and Glass_Existing_Process_Natural Gas_Process Heating_E7 | Industrial | Stone, Clay, and Glass | Existing | Process | Natural Gas | Process Heating | E7 |  | 0% | 0% | 0% | 0 | 0 | 0 | 0 | 0 | 0 | 0 | 0 | 0% | 0 | 0 | 0% | Normal | 0% | 0 | 0 | 0 | [18 empty] | Industrial_Stone, Clay, and Glass_Existing_Process_Process Heating_
Industrial_Stone, Clay, and Glass_Existing_Process_Natural Gas_Process Heating_E8 | Industrial | Stone, Clay, and Glass | Existing | Process | Natural Gas | Process Heating | E8 |  | 0% | 0% | 0% | 0 | 0 | 0 | 0 | 0 | 0 | 0 | 0 | 0% | 0 | 0 | 0% | Normal | 0% | 0 | 0 | 0 | [18 empty] | Industrial_Stone, Clay, and Glass_Existing_Process_Process Heating_
Industrial_Stone, Clay, and Glass_Existing_Process_Natural Gas_Process Heating_E9 | Industrial | Stone, Clay, and Glass | Existing | Process | Natural Gas | Process Heating | E9 |  | 0% | 0% | 0% | 0 | 0 | 0 | 0 | 0 | 0 | 0 | 0 | 0% | 0 | 0 | 0% | Normal | 0% | 0 | 0 | 0 | [18 empty] | Industrial_Stone, Clay, and Glass_Existing_Process_Process Heating_
Industrial_Stone, Clay, and Glass_Existing_Process_Natural Gas_Process Heating_E10 | Industrial | Stone, Clay, and Glass | Existing | Process | Natural Gas | Process Heating | E10 |  | 0% | 0% | 0% | 0 | 0 | 0 | 0 | 0 | 0 | 0 | 0 | 0% | 0 | 0 | 0% | Normal | 0% | 0 | 0 | 0 | [18 empty] | Industrial_Stone, Clay, and Glass_Existing_Process_Process Heating_
Industrial_Stone, Clay, and Glass_Existing_Process_Natural Gas_Process Cooling_E1 | Industrial | Stone, Clay, and Glass | Existing | Process | Natural Gas | Process Cooling | E1 | Standard | 100% | 0% | 0% | 1.1362 | 0 | 0 | 0 | 2 | 8 | 2019 | 2040 | 100% | 0 | 0 | 0% | Normal | 0% | 1.0939 | 0 | 0 | 1 unit | 100000 | 0 | 1.0939 | 1 | 1 | 0 | 0 | 2016 | 1.0386 |  | N/A | N/A | N/A |  | 1 | unit | 1.0939 | Industrial_Stone, Clay, and Glass_Existing_Process_Process Cooling_Standard
Industrial_Stone, Clay, and Glass_Existing_Process_Natural Gas_Process Cooling_E2 | Industrial | Stone, Clay, and Glass | Existing | Process | Natural Gas | Process Cooling | E2 |  | 0% | 0% | 0% | 0 | 0 | 0 | 0 | 0 | 0 | 0 | 0 | 0% | 0 | 0 | 0% | Normal | 0% | 0 | 0 | 0 | [18 empty] | Industrial_Stone, Clay, and Glass_Existing_Process_Process Cooling_
Industrial_Stone, Clay, and Glass_Existing_Process_Natural Gas_Process Cooling_E3 | Industrial | Stone, Clay, and Glass | Existing | Process | Natural Gas | Process Cooling | E3 |  | 0% | 0% | 0% | 0 | 0 | 0 | 0 | 0 | 0 | 0 | 0 | 0% | 0 | 0 | 0% | Normal | 0% | 0 | 0 | 0 | [18 empty] | Industrial_Stone, Clay, and Glass_Existing_Process_Process Cooling_
Industrial_Stone, Clay, and Glass_Existing_Process_Natural Gas_Process Cooling_E4 | Industrial | Stone, Clay, and Glass | Existing | Process | Natural Gas | Process Cooling | E4 |  | 0% | 0% | 0% | 0 | 0 | 0 | 0 | 0 | 0 | 0 | 0 | 0% | 0 | 0 | 0% | Normal | 0% | 0 | 0 | 0 | [18 empty] | Industrial_Stone, Clay, and Glass_Existing_Process_Process Cooling_
Industrial_Stone, Clay, and Glass_Existing_Process_Natural Gas_Process Cooling_E5 | Industrial | Stone, Clay, and Glass | Existing | Process | Natural Gas | Process Cooling | E5 |  | 0% | 0% | 0% | 0 | 0 | 0 | 0 | 0 | 0 | 0 | 0 | 0% | 0 | 0 | 0% | Normal | 0% | 0 | 0 | 0 | [18 empty] | Industrial_Stone, Clay, and Glass_Existing_Process_Process Cooling_
Industrial_Stone, Clay, and Glass_Existing_Process_Natural Gas_Process Cooling_E6 | Industrial | Stone, Clay, and Glass | Existing | Process | Natural Gas | Process Cooling | E6 |  | 0% | 0% | 0% | 0 | 0 | 0 | 0 | 0 | 0 | 0 | 0 | 0% | 0 | 0 | 0% | Normal | 0% | 0 | 0 | 0 | [18 empty] | Industrial_Stone, Clay, and Glass_Existing_Process_Process Cooling_
Industrial_Stone, Clay, and Glass_Existing_Process_Natural Gas_Process Cooling_E7 | Industrial | Stone, Clay, and Glass | Existing | Process | Natural Gas | Process Cooling | E7 |  | 0% | 0% | 0% | 0 | 0 | 0 | 0 | 0 | 0 | 0 | 0 | 0% | 0 | 0 | 0% | Normal | 0% | 0 | 0 | 0 | [18 empty] | Industrial_Stone, Clay, and Glass_Existing_Process_Process Cooling_
Industrial_Stone, Clay, and Glass_Existing_Process_Natural Gas_Process Cooling_E8 | Industrial | Stone, Clay, and Glass | Existing | Process | Natural Gas | Process Cooling | E8 |  | 0% | 0% | 0% | 0 | 0 | 0 | 0 | 0 | 0 | 0 | 0 | 0% | 0 | 0 | 0% | Normal | 0% | 0 | 0 | 0 | [18 empty] | Industrial_Stone, Clay, and Glass_Existing_Process_Process Cooling_
Industrial_Stone, Clay, and Glass_Existing_Process_Natural Gas_Process Cooling_E9 | Industrial | Stone, Clay, and Glass | Existing | Process | Natural Gas | Process Cooling | E9 |  | 0% | 0% | 0% | 0 | 0 | 0 | 0 | 0 | 0 | 0 | 0 | 0% | 0 | 0 | 0% | Normal | 0% | 0 | 0 | 0 | [18 empty] | Industrial_Stone, Clay, and Glass_Existing_Process_Process Cooling_
Industrial_Stone, Clay, and Glass_Existing_Process_Natural Gas_Process Cooling_E10 | Industrial | Stone, Clay, and Glass | Existing | Process | Natural Gas | Process Cooling | E10 |  | 0% | 0% | 0% | 0 | 0 | 0 | 0 | 0 | 0 | 0 | 0 | 0% | 0 | 0 | 0% | Normal | 0% | 0 | 0 | 0 | [18 empty] | Industrial_Stone, Clay, and Glass_Existing_Process_Process Cooling_
Industrial_Stone, Clay, and Glass_Existing_Process_Natural Gas_Other Process_E1 | Industrial | Stone, Clay, and Glass | Existing | Process | Natural Gas | Other Process | E1 | Standard | 100% | 0% | 0% | 64.8742 | 0 | 0 | 0 | 2 | 8 | 2019 | 2040 | 100% | 0 | 0 | 0% | Normal | 0% | 62.4617 | 0 | 0 | 1 unit | 100000 | 0 | 62.4617 | 1 | 1 | 0 | 0 | 2016 | 1.0386 |  | N/A | N/A | N/A |  | 1 | unit | 62.4617 | Industrial_Stone, Clay, and Glass_Existing_Process_Other Process_Standard
Industrial_Stone, Clay, and Glass_Existing_Process_Natural Gas_Other Process_E2 | Industrial | Stone, Clay, and Glass | Existing | Process | Natural Gas | Other Process | E2 |  | 0% | 0% | 0% | 0 | 0 | 0 | 0 | 0 | 0 | 0 | 0 | 0% | 0 | 0 | 0% | Normal | 0% | 0 | 0 | 0 | [18 empty] | Industrial_Stone, Clay, and Glass_Existing_Process_Other Process_
Industrial_Stone, Clay, and Glass_Existing_Process_Natural Gas_Other Process_E3 | Industrial | Stone, Clay, and Glass | Existing | Process | Natural Gas | Other Process | E3 |  | 0% | 0% | 0% | 0 | 0 | 0 | 0 | 0 | 0 | 0 | 0 | 0% | 0 | 0 | 0% | Normal | 0% | 0 | 0 | 0 | [18 empty] | Industrial_Stone, Clay, and Glass_Existing_Process_Other Process_
Industrial_Stone, Clay, and Glass_Existing_Process_Natural Gas_Other Process_E4 | Industrial | Stone, Clay, and Glass | Existing | Process | Natural Gas | Other Process | E4 |  | 0% | 0% | 0% | 0 | 0 | 0 | 0 | 0 | 0 | 0 | 0 | 0% | 0 | 0 | 0% | Normal | 0% | 0 | 0 | 0 | [18 empty] | Industrial_Stone, Clay, and Glass_Existing_Process_Other Process_
Industrial_Stone, Clay, and Glass_Existing_Process_Natural Gas_Other Process_E5 | Industrial | Stone, Clay, and Glass | Existing | Process | Natural Gas | Other Process | E5 |  | 0% | 0% | 0% | 0 | 0 | 0 | 0 | 0 | 0 | 0 | 0 | 0% | 0 | 0 | 0% | Normal | 0% | 0 | 0 | 0 | [18 empty] | Industrial_Stone, Clay, and Glass_Existing_Process_Other Process_
Industrial_Stone, Clay, and Glass_Existing_Process_Natural Gas_Other Process_E6 | Industrial | Stone, Clay, and Glass | Existing | Process | Natural Gas | Other Process | E6 |  | 0% | 0% | 0% | 0 | 0 | 0 | 0 | 0 | 0 | 0 | 0 | 0% | 0 | 0 | 0% | Normal | 0% | 0 | 0 | 0 | [18 empty] | Industrial_Stone, Clay, and Glass_Existing_Process_Other Process_
Industrial_Stone, Clay, and Glass_Existing_Process_Natural Gas_Other Process_E7 | Industrial | Stone, Clay, and Glass | Existing | Process | Natural Gas | Other Process | E7 |  | 0% | 0% | 0% | 0 | 0 | 0 | 0 | 0 | 0 | 0 | 0 | 0% | 0 | 0 | 0% | Normal | 0% | 0 | 0 | 0 | [18 empty] | Industrial_Stone, Clay, and Glass_Existing_Process_Other Process_
Industrial_Stone, Clay, and Glass_Existing_Process_Natural Gas_Other Process_E8 | Industrial | Stone, Clay, and Glass | Existing | Process | Natural Gas | Other Process | E8 |  | 0% | 0% | 0% | 0 | 0 | 0 | 0 | 0 | 0 | 0 | 0 | 0% | 0 | 0 | 0% | Normal | 0% | 0 | 0 | 0 | [18 empty] | Industrial_Stone, Clay, and Glass_Existing_Process_Other Process_
Industrial_Stone, Clay, and Glass_Existing_Process_Natural Gas_Other Process_E9 | Industrial | Stone, Clay, and Glass | Existing | Process | Natural Gas | Other Process | E9 |  | 0% | 0% | 0% | 0 | 0 | 0 | 0 | 0 | 0 | 0 | 0 | 0% | 0 | 0 | 0% | Normal | 0% | 0 | 0 | 0 | [18 empty] | Industrial_Stone, Clay, and Glass_Existing_Process_Other Process_
Industrial_Stone, Clay, and Glass_Existing_Process_Natural Gas_Other Process_E10 | Industrial | Stone, Clay, and Glass | Existing | Process | Natural Gas | Other Process | E10 |  | 0% | 0% | 0% | 0 | 0 | 0 | 0 | 0 | 0 | 0 | 0 | 0% | 0 | 0 | 0% | Normal | 0% | 0 | 0 | 0 | [18 empty] | Industrial_Stone, Clay, and Glass_Existing_Process_Other Process_
Industrial_Stone, Clay, and Glass_Existing_Miscellaneous_Natural Gas_Miscellaneous_E1 | Industrial | Stone, Clay, and Glass | Existing | Miscellaneous | Natural Gas | Miscellaneous | E1 | Standard | 100% | 0% | 0% | 392.7665 | 0 | 0 | 0 | 2 | 8 | 2019 | 2040 | 100% | 0 | 0 | 0% | Normal | 0% | 378.1605 | 0 | 0 | 1 unit | 100000 | 0 | 378.1605 | 1 | 1 | 0 | 0 | 2016 | 1.0386 |  | N/A | N/A | N/A |  | 1 | unit | 378.1605 | Industrial_Stone, Clay, and Glass_Existing_Miscellaneous_Miscellaneous_Standard
Industrial_Stone, Clay, and Glass_Existing_Miscellaneous_Natural Gas_Miscellaneous_E2 | Industrial | Stone, Clay, and Glass | Existing | Miscellaneous | Natural Gas | Miscellaneous | E2 |  | 0% | 0% | 0% | 0 | 0 | 0 | 0 | 0 | 0 | 0 | 0 | 0% | 0 | 0 | 0% | Normal | 0% | 0 | 0 | 0 | [18 empty] | Industrial_Stone, Clay, and Glass_Existing_Miscellaneous_Miscellaneous_
Industrial_Stone, Clay, and Glass_Existing_Miscellaneous_Natural Gas_Miscellaneous_E3 | Industrial | Stone, Clay, and Glass | Existing | Miscellaneous | Natural Gas | Miscellaneous | E3 |  | 0% | 0% | 0% | 0 | 0 | 0 | 0 | 0 | 0 | 0 | 0 | 0% | 0 | 0 | 0% | Normal | 0% | 0 | 0 | 0 | [18 empty] | Industrial_Stone, Clay, and Glass_Existing_Miscellaneous_Miscellaneous_
Industrial_Stone, Clay, and Glass_Existing_Miscellaneous_Natural Gas_Miscellaneous_E4 | Industrial | Stone, Clay, and Glass | Existing | Miscellaneous | Natural Gas | Miscellaneous | E4 |  | 0% | 0% | 0% | 0 | 0 | 0 | 0 | 0 | 0 | 0 | 0 | 0% | 0 | 0 | 0% | Normal | 0% | 0 | 0 | 0 | [18 empty] | Industrial_Stone, Clay, and Glass_Existing_Miscellaneous_Miscellaneous_
Industrial_Stone, Clay, and Glass_Existing_Miscellaneous_Natural Gas_Miscellaneous_E5 | Industrial | Stone, Clay, and Glass | Existing | Miscellaneous | Natural Gas | Miscellaneous | E5 |  | 0% | 0% | 0% | 0 | 0 | 0 | 0 | 0 | 0 | 0 | 0 | 0% | 0 | 0 | 0% | Normal | 0% | 0 | 0 | 0 | [18 empty] | Industrial_Stone, Clay, and Glass_Existing_Miscellaneous_Miscellaneous_
Industrial_Stone, Clay, and Glass_Existing_Miscellaneous_Natural Gas_Miscellaneous_E6 | Industrial | Stone, Clay, and Glass | Existing | Miscellaneous | Natural Gas | Miscellaneous | E6 |  | 0% | 0% | 0% | 0 | 0 | 0 | 0 | 0 | 0 | 0 | 0 | 0% | 0 | 0 | 0% | Normal | 0% | 0 | 0 | 0 | [18 empty] | Industrial_Stone, Clay, and Glass_Existing_Miscellaneous_Miscellaneous_
Industrial_Stone, Clay, and Glass_Existing_Miscellaneous_Natural Gas_Miscellaneous_E7 | Industrial | Stone, Clay, and Glass | Existing | Miscellaneous | Natural Gas | Miscellaneous | E7 |  | 0% | 0% | 0% | 0 | 0 | 0 | 0 | 0 | 0 | 0 | 0 | 0% | 0 | 0 | 0% | Normal | 0% | 0 | 0 | 0 | [18 empty] | Industrial_Stone, Clay, and Glass_Existing_Miscellaneous_Miscellaneous_
Industrial_Stone, Clay, and Glass_Existing_Miscellaneous_Natural Gas_Miscellaneous_E8 | Industrial | Stone, Clay, and Glass | Existing | Miscellaneous | Natural Gas | Miscellaneous | E8 |  | 0% | 0% | 0% | 0 | 0 | 0 | 0 | 0 | 0 | 0 | 0 | 0% | 0 | 0 | 0% | Normal | 0% | 0 | 0 | 0 | [18 empty] | Industrial_Stone, Clay, and Glass_Existing_Miscellaneous_Miscellaneous_
Industrial_Stone, Clay, and Glass_Existing_Miscellaneous_Natural Gas_Miscellaneous_E9 | Industrial | Stone, Clay, and Glass | Existing | Miscellaneous | Natural Gas | Miscellaneous | E9 |  | 0% | 0% | 0% | 0 | 0 | 0 | 0 | 0 | 0 | 0 | 0 | 0% | 0 | 0 | 0% | Normal | 0% | 0 | 0 | 0 | [18 empty] | Industrial_Stone, Clay, and Glass_Existing_Miscellaneous_Miscellaneous_
Industrial_Stone, Clay, and Glass_Existing_Miscellaneous_Natural Gas_Miscellaneous_E10 | Industrial | Stone, Clay, and Glass | Existing | Miscellaneous | Natural Gas | Miscellaneous | E10 |  | 0% | 0% | 0% | 0 | 0 | 0 | 0 | 0 | 0 | 0 | 0 | 0% | 0 | 0 | 0% | Normal | 0% | 0 | 0 | 0 | [18 empty] | Industrial_Stone, Clay, and Glass_Existing_Miscellaneous_Miscellaneous_
Industrial_Stone, Clay, and Glass_New_Space Heating_Natural Gas_Furnace_E1 | Industrial | Stone, Clay, and Glass | New | Space Heating | Natural Gas | Furnace | E1 | AFUE 80% (Standard) | 100% | 0% | 0% | 41.7743 | 43.7635 | 6.7635 | 0 | 17 | 29 | 2019 | 2040 | 100% | 0 | 0 | 0% | Normal | 0% | 339.4463 | 0 | 0 | 400 kBtu/hr | 100000 | 0 | 0.0392 | 21.6482 | 1050 | 1100 | 170 | 2018 | 1.0149 |  | EIA 2018 Tech Forecast | EIA 2018 Tech Forecast | AEG BEST |  | 400 | kBtu/hr | 15.6801 | Industrial_Stone, Clay, and Glass_New_Space Heating_Furnace_AFUE 80% (Standard)
Industrial_Stone, Clay, and Glass_New_Space Heating_Natural Gas_Furnace_E2 | Industrial | Stone, Clay, and Glass | New | Space Heating | Natural Gas | Furnace | E2 | AFUE 90% | 88.89% | 0% | 0% | 69.6238 | 51.7205 | 6.9624 | 0 | 17 | 29 | 2019 | 2040 | 100% | 0 | 0 | 0% | Normal | 0% | 301.7223 | 0 | 0 | 400 kBtu/hr | 100000 | 0 | 0.0392 | 19.2423 | 1750 | 1300 | 175 | 2018 | 1.0149 |  | EIA 2018 Tech Forecast | EIA 2018 Tech Forecast | AEG BEST |  | 400 | kBtu/hr | 15.6801 | Industrial_Stone, Clay, and Glass_New_Space Heating_Furnace_AFUE 90%
Industrial_Stone, Clay, and Glass_New_Space Heating_Natural Gas_Furnace_E3 | Industrial | Stone, Clay, and Glass | New | Space Heating | Natural Gas | Furnace | E3 | AFUE 96% | 83.33% | 0% | 0% | 97.4733 | 59.6775 | 7.1613 | 0 | 17 | 29 | 2019 | 2040 | 100% | 0 | 0 | 0% | Normal | 0% | 282.8604 | 0 | 0 | 400 kBtu/hr | 100000 | 0 | 0.0392 | 18.0394 | 2450 | 1500 | 180 | 2018 | 1.0149 |  | EIA 2018 Tech Forecast | EIA 2018 Tech Forecast | AEG BEST |  | 400 | kBtu/hr | 15.6801 | Industrial_Stone, Clay, and Glass_New_Space Heating_Furnace_AFUE 96%
Industrial_Stone, Clay, and Glass_New_Space Heating_Natural Gas_Furnace_E4 | Industrial | Stone, Clay, and Glass | New | Space Heating | Natural Gas | Furnace | E4 |  | 0% | 0% | 0% | 0 | 0 | 0 | 0 | 0 | 0 | 0 | 0 | 0% | 0 | 0 | 0% | Normal | 0% | 0 | 0 | 0 | [18 empty] | Industrial_Stone, Clay, and Glass_New_Space Heating_Furnace_
Industrial_Stone, Clay, and Glass_New_Space Heating_Natural Gas_Furnace_E5 | Industrial | Stone, Clay, and Glass | New | Space Heating | Natural Gas | Furnace | E5 |  | 0% | 0% | 0% | 0 | 0 | 0 | 0 | 0 | 0 | 0 | 0 | 0% | 0 | 0 | 0% | Normal | 0% | 0 | 0 | 0 | [18 empty] | Industrial_Stone, Clay, and Glass_New_Space Heating_Furnace_
Industrial_Stone, Clay, and Glass_New_Space Heating_Natural Gas_Furnace_E6 | Industrial | Stone, Clay, and Glass | New | Space Heating | Natural Gas | Furnace | E6 |  | 0% | 0% | 0% | 0 | 0 | 0 | 0 | 0 | 0 | 0 | 0 | 0% | 0 | 0 | 0% | Normal | 0% | 0 | 0 | 0 | [18 empty] | Industrial_Stone, Clay, and Glass_New_Space Heating_Furnace_
Industrial_Stone, Clay, and Glass_New_Space Heating_Natural Gas_Furnace_E7 | Industrial | Stone, Clay, and Glass | New | Space Heating | Natural Gas | Furnace | E7 |  | 0% | 0% | 0% | 0 | 0 | 0 | 0 | 0 | 0 | 0 | 0 | 0% | 0 | 0 | 0% | Normal | 0% | 0 | 0 | 0 | [18 empty] | Industrial_Stone, Clay, and Glass_New_Space Heating_Furnace_
Industrial_Stone, Clay, and Glass_New_Space Heating_Natural Gas_Furnace_E8 | Industrial | Stone, Clay, and Glass | New | Space Heating | Natural Gas | Furnace | E8 |  | 0% | 0% | 0% | 0 | 0 | 0 | 0 | 0 | 0 | 0 | 0 | 0% | 0 | 0 | 0% | Normal | 0% | 0 | 0 | 0 | [18 empty] | Industrial_Stone, Clay, and Glass_New_Space Heating_Furnace_
Industrial_Stone, Clay, and Glass_New_Space Heating_Natural Gas_Furnace_E9 | Industrial | Stone, Clay, and Glass | New | Space Heating | Natural Gas | Furnace | E9 |  | 0% | 0% | 0% | 0 | 0 | 0 | 0 | 0 | 0 | 0 | 0 | 0% | 0 | 0 | 0% | Normal | 0% | 0 | 0 | 0 | [18 empty] | Industrial_Stone, Clay, and Glass_New_Space Heating_Furnace_
Industrial_Stone, Clay, and Glass_New_Space Heating_Natural Gas_Furnace_E10 | Industrial | Stone, Clay, and Glass | New | Space Heating | Natural Gas | Furnace | E10 |  | 0% | 0% | 0% | 0 | 0 | 0 | 0 | 0 | 0 | 0 | 0 | 0% | 0 | 0 | 0% | Normal | 0% | 0 | 0 | 0 | [18 empty] | Industrial_Stone, Clay, and Glass_New_Space Heating_Furnace_
Industrial_Stone, Clay, and Glass_New_Space Heating_Natural Gas_Boiler_E1 | Industrial | Stone, Clay, and Glass | New | Space Heating | Natural Gas | Boiler | E1 | AFUE 80% (Standard) | 100% | 0% | 0% | 105.2202 | 58.3148 | 11.4094 | 0 | 20 | 30 | 2019 | 2040 | 100% | 0 | 0 | 0% | Normal | 0% | 308.321 | 0 | 0 | 800 kBtu/hr | 100000 | 0 | 0.0086787 | 44.4075 | 11945.7187 | 6620.5188 | 1295.3189 | 2018 | 1.0149 |  | EIA 2018 Tech Forecast | EIA 2018 Tech Forecast | GBLR-Heating-EIA14-2014 Ref. Case-2 |  | 800 | kBtu/hr | 6.943 | Industrial_Stone, Clay, and Glass_New_Space Heating_Boiler_AFUE 80% (Standard)
Industrial_Stone, Clay, and Glass_New_Space Heating_Natural Gas_Boiler_E2 | Industrial | Stone, Clay, and Glass | New | Space Heating | Natural Gas | Boiler | E2 | AFUE 85% | 94.12% | 0% | 0% | 143.8854 | 61.801 | 11.4094 | 0 | 20 | 30 | 2019 | 2040 | 100% | 0 | 0 | 0% | Normal | 0% | 290.1878 | 0 | 0 | 800 kBtu/hr | 100000 | 0 | 0.0086787 | 41.7958 | 16335.4105 | 7016.3107 | 1295.3189 | 2018 | 1.0149 |  | EIA 2018 Tech Forecast | EIA 2018 Tech Forecast | GBLR-Heating-EIA14-2014 Ref. Case-5 |  | 800 | kBtu/hr | 6.943 | Industrial_Stone, Clay, and Glass_New_Space Heating_Boiler_AFUE 85%
Industrial_Stone, Clay, and Glass_New_Space Heating_Natural Gas_Boiler_E3 | Industrial | Stone, Clay, and Glass | New | Space Heating | Natural Gas | Boiler | E3 | AFUE 97% | 82.48% | 0% | 0% | 232.8943 | 57.4473 | 11.4094 | 0 | 20 | 30 | 2019 | 2040 | 100% | 0 | 0 | 0% | Normal | 0% | 254.3082 | 0 | 0 | 800 kBtu/hr | 100000 | 0 | 0.0086787 | 36.628 | 26440.6423 | 6522.0251 | 1295.3189 | 2018 | 1.0149 |  | EIA 2018 Tech Forecast | EIA 2018 Tech Forecast | GBLR-Heating-EIA14-2014 Ref. Case-6 |  | 800 | kBtu/hr | 6.943 | Industrial_Stone, Clay, and Glass_New_Space Heating_Boiler_AFUE 97%
Industrial_Stone, Clay, and Glass_New_Space Heating_Natural Gas_Boiler_E4 | Industrial | Stone, Clay, and Glass | New | Space Heating | Natural Gas | Boiler | E4 | Convert to NG Air Source Heat Pump | 57.14% | 0% | 0% | 1129640.1826 | 0 | 21223.5428 | 0 | 10 | 20 | 2019 | 2040 | 100% | 0 | 0 | 0% | Normal | 0% | 176.1835 | 0 | 0 | 1 kBtu/hr | 100000 | 0 | 6.943 | 25.3757 | 158316.7533 | 0 | 2974.436 | 2017 | 1.0277 |  | AEO 2021 - gas_eng-driven_RTHP-heat 2017 typical | AEO 2021 - gas_eng-driven_RTHP-heat 2017 typical | HP_GAS-Heating-AEO17-1 |  | 1 | kBtu/hr | 6.943 | Industrial_Stone, Clay, and Glass_New_Space Heating_Boiler_Convert to NG Air Source Heat Pump
Industrial_Stone, Clay, and Glass_New_Space Heating_Natural Gas_Boiler_E5 | Industrial | Stone, Clay, and Glass | New | Space Heating | Natural Gas | Boiler | E5 |  | 0% | 0% | 0% | 0 | 0 | 0 | 0 | 0 | 0 | 0 | 0 | 0% | 0 | 0 | 0% | Normal | 0% | 0 | 0 | 0 | [18 empty] | Industrial_Stone, Clay, and Glass_New_Space Heating_Boiler_
Industrial_Stone, Clay, and Glass_New_Space Heating_Natural Gas_Boiler_E6 | Industrial | Stone, Clay, and Glass | New | Space Heating | Natural Gas | Boiler | E6 |  | 0% | 0% | 0% | 0 | 0 | 0 | 0 | 0 | 0 | 0 | 0 | 0% | 0 | 0 | 0% | Normal | 0% | 0 | 0 | 0 | [18 empty] | Industrial_Stone, Clay, and Glass_New_Space Heating_Boiler_
Industrial_Stone, Clay, and Glass_New_Space Heating_Natural Gas_Boiler_E7 | Industrial | Stone, Clay, and Glass | New | Space Heating | Natural Gas | Boiler | E7 |  | 0% | 0% | 0% | 0 | 0 | 0 | 0 | 0 | 0 | 0 | 0 | 0% | 0 | 0 | 0% | Normal | 0% | 0 | 0 | 0 | [18 empty] | Industrial_Stone, Clay, and Glass_New_Space Heating_Boiler_
Industrial_Stone, Clay, and Glass_New_Space Heating_Natural Gas_Boiler_E8 | Industrial | Stone, Clay, and Glass | New | Space Heating | Natural Gas | Boiler | E8 |  | 0% | 0% | 0% | 0 | 0 | 0 | 0 | 0 | 0 | 0 | 0 | 0% | 0 | 0 | 0% | Normal | 0% | 0 | 0 | 0 | [18 empty] | Industrial_Stone, Clay, and Glass_New_Space Heating_Boiler_
Industrial_Stone, Clay, and Glass_New_Space Heating_Natural Gas_Boiler_E9 | Industrial | Stone, Clay, and Glass | New | Space Heating | Natural Gas | Boiler | E9 |  | 0% | 0% | 0% | 0 | 0 | 0 | 0 | 0 | 0 | 0 | 0 | 0% | 0 | 0 | 0% | Normal | 0% | 0 | 0 | 0 | [18 empty] | Industrial_Stone, Clay, and Glass_New_Space Heating_Boiler_
Industrial_Stone, Clay, and Glass_New_Space Heating_Natural Gas_Boiler_E10 | Industrial | Stone, Clay, and Glass | New | Space Heating | Natural Gas | Boiler | E10 |  | 0% | 0% | 0% | 0 | 0 | 0 | 0 | 0 | 0 | 0 | 0 | 0% | 0 | 0 | 0% | Normal | 0% | 0 | 0 | 0 | [18 empty] | Industrial_Stone, Clay, and Glass_New_Space Heating_Boiler_
Industrial_Stone, Clay, and Glass_New_Space Heating_Natural Gas_Unit Heater_E1 | Industrial | Stone, Clay, and Glass | New | Space Heating | Natural Gas | Unit Heater | E1 | Standard | 100% | 0% | 0% | 434.4602 | 0 | 0 | 0 | 10 | 14 | 2019 | 2040 | 100% | 0 | 0 | 0% | Normal | 0% | 587.4516 | 0 | 0 | 125 kBtu/Hr | 100000 | 0 | 0.0020182 | 2328.572 | 1753.7127 | 0 | 0 | 2020 | 0.98199 |  | IL TRM - 4.4.12 - CI-HVC-IRHT-V02-210101 | CNGC Program Data | IL TRM - 4.4.12 - CI-HVC-IRHT-V02-210101 w/ CNGC Sizing |  | 125 | kBtu/Hr | 0.25228 | Industrial_Stone, Clay, and Glass_New_Space Heating_Unit Heater_Standard
Industrial_Stone, Clay, and Glass_New_Space Heating_Natural Gas_Unit Heater_E2 | Industrial | Stone, Clay, and Glass | New | Space Heating | Natural Gas | Unit Heater | E2 | Condensing | 95.24% | 0% | 0% | 952.836 | 0 | 0 | 0 | 10 | 14 | 2019 | 2040 | 100% | 0 | 0 | 0% | Normal | 0% | 559.4906 | 0 | 0 | 125 kBtu/Hr | 100000 | 0 | 0.0020182 | 2217.7386 | 3846.1538 | 0 | 0 | 2020 | 0.98199 |  | IL TRM - 4.4.5 - CI-HVC-CUHT-V01-190101 | CNGC Program Data | IL TRM - 4.4.5 - CI-HVC-CUHT-V01-190101 w/ CNGC Sizing |  | 125 | kBtu/Hr | 0.25228 | Industrial_Stone, Clay, and Glass_New_Space Heating_Unit Heater_Condensing
Industrial_Stone, Clay, and Glass_New_Space Heating_Natural Gas_Unit Heater_E3 | Industrial | Stone, Clay, and Glass | New | Space Heating | Natural Gas | Unit Heater | E3 | Infrared Radiant | 85% | 0% | 0% | 606.1388 | 0 | 0 | 0 | 11 | 19 | 2019 | 2040 | 100% | 0 | 0 | 0% | Normal | 0% | 499.3338 | 0 | 0 | 125 kBtu/Hr | 100000 | 0 | 0.0020182 | 1979.2862 | 2446.6992 | 0 | 0 | 2020 | 0.98199 |  | IL TRM - 4.4.12 - CI-HVC-IRHT-V02-210101 | CNGC Program Data | IL TRM - 4.4.12 - CI-HVC-IRHT-V02-210101 w/ CNGC Sizing |  | 125 | kBtu/Hr | 0.25228 | Industrial_Stone, Clay, and Glass_New_Space Heating_Unit Heater_Infrared Radiant
Industrial_Stone, Clay, and Glass_New_Space Heating_Natural Gas_Unit Heater_E4 | Industrial | Stone, Clay, and Glass | New | Space Heating | Natural Gas | Unit Heater | E4 |  | 0% | 0% | 0% | 0 | 0 | 0 | 0 | 0 | 0 | 0 | 0 | 0% | 0 | 0 | 0% | Normal | 0% | 0 | 0 | 0 | [18 empty] | Industrial_Stone, Clay, and Glass_New_Space Heating_Unit Heater_
Industrial_Stone, Clay, and Glass_New_Space Heating_Natural Gas_Unit Heater_E5 | Industrial | Stone, Clay, and Glass | New | Space Heating | Natural Gas | Unit Heater | E5 |  | 0% | 0% | 0% | 0 | 0 | 0 | 0 | 0 | 0 | 0 | 0 | 0% | 0 | 0 | 0% | Normal | 0% | 0 | 0 | 0 | [18 empty] | Industrial_Stone, Clay, and Glass_New_Space Heating_Unit Heater_
Industrial_Stone, Clay, and Glass_New_Space Heating_Natural Gas_Unit Heater_E6 | Industrial | Stone, Clay, and Glass | New | Space Heating | Natural Gas | Unit Heater | E6 |  | 0% | 0% | 0% | 0 | 0 | 0 | 0 | 0 | 0 | 0 | 0 | 0% | 0 | 0 | 0% | Normal | 0% | 0 | 0 | 0 | [18 empty] | Industrial_Stone, Clay, and Glass_New_Space Heating_Unit Heater_
Industrial_Stone, Clay, and Glass_New_Space Heating_Natural Gas_Unit Heater_E7 | Industrial | Stone, Clay, and Glass | New | Space Heating | Natural Gas | Unit Heater | E7 |  | 0% | 0% | 0% | 0 | 0 | 0 | 0 | 0 | 0 | 0 | 0 | 0% | 0 | 0 | 0% | Normal | 0% | 0 | 0 | 0 | [18 empty] | Industrial_Stone, Clay, and Glass_New_Space Heating_Unit Heater_
Industrial_Stone, Clay, and Glass_New_Space Heating_Natural Gas_Unit Heater_E8 | Industrial | Stone, Clay, and Glass | New | Space Heating | Natural Gas | Unit Heater | E8 |  | 0% | 0% | 0% | 0 | 0 | 0 | 0 | 0 | 0 | 0 | 0 | 0% | 0 | 0 | 0% | Normal | 0% | 0 | 0 | 0 | [18 empty] | Industrial_Stone, Clay, and Glass_New_Space Heating_Unit Heater_
Industrial_Stone, Clay, and Glass_New_Space Heating_Natural Gas_Unit Heater_E9 | Industrial | Stone, Clay, and Glass | New | Space Heating | Natural Gas | Unit Heater | E9 |  | 0% | 0% | 0% | 0 | 0 | 0 | 0 | 0 | 0 | 0 | 0 | 0% | 0 | 0 | 0% | Normal | 0% | 0 | 0 | 0 | [18 empty] | Industrial_Stone, Clay, and Glass_New_Space Heating_Unit Heater_
Industrial_Stone, Clay, and Glass_New_Space Heating_Natural Gas_Unit Heater_E10 | Industrial | Stone, Clay, and Glass | New | Space Heating | Natural Gas | Unit Heater | E10 |  | 0% | 0% | 0% | 0 | 0 | 0 | 0 | 0 | 0 | 0 | 0 | 0% | 0 | 0 | 0% | Normal | 0% | 0 | 0 | 0 | [18 empty] | Industrial_Stone, Clay, and Glass_New_Space Heating_Unit Heater_
Industrial_Stone, Clay, and Glass_New_Process_Natural Gas_Process Boiler_E1 | Industrial | Stone, Clay, and Glass | New | Process | Natural Gas | Process Boiler | E1 | EF .80 | 100% | 0% | 0% | 16847.602 | 4288.0192 | 1826.8484 | 0 | 20 | 30 | 2019 | 2040 | 100% | 0 | 0 | 0% | Normal | 0% | 191.3455 | 0 | 0 | 1 unit | 100000 | 0 | 1 | 50457.6 | 16600 | 4225 | 1800 | 2018 | 1.0149 |  | EIA 2018 Tech Forecast | EIA 2018 Tech Forecast | IL TRM - 4.4.10 - CI-HVC-BOIL-V08-210101 |  | 1 | unit | 1 | Industrial_Stone, Clay, and Glass_New_Process_Process Boiler_EF .80
Industrial_Stone, Clay, and Glass_New_Process_Natural Gas_Process Boiler_E2 | Industrial | Stone, Clay, and Glass | New | Process | Natural Gas | Process Boiler | E2 |  | 0% | 0% | 0% | 0 | 0 | 0 | 0 | 0 | 0 | 0 | 0 | 0% | 0 | 0 | 0% | Normal | 0% | 0 | 0 | 0 | [18 empty] | Industrial_Stone, Clay, and Glass_New_Process_Process Boiler_
Industrial_Stone, Clay, and Glass_New_Process_Natural Gas_Process Boiler_E3 | Industrial | Stone, Clay, and Glass | New | Process | Natural Gas | Process Boiler | E3 |  | 0% | 0% | 0% | 0 | 0 | 0 | 0 | 0 | 0 | 0 | 0 | 0% | 0 | 0 | 0% | Normal | 0% | 0 | 0 | 0 | [18 empty] | Industrial_Stone, Clay, and Glass_New_Process_Process Boiler_
Industrial_Stone, Clay, and Glass_New_Process_Natural Gas_Process Boiler_E4 | Industrial | Stone, Clay, and Glass | New | Process | Natural Gas | Process Boiler | E4 |  | 0% | 0% | 0% | 0 | 0 | 0 | 0 | 0 | 0 | 0 | 0 | 0% | 0 | 0 | 0% | Normal | 0% | 0 | 0 | 0 | [18 empty] | Industrial_Stone, Clay, and Glass_New_Process_Process Boiler_
Industrial_Stone, Clay, and Glass_New_Process_Natural Gas_Process Boiler_E5 | Industrial | Stone, Clay, and Glass | New | Process | Natural Gas | Process Boiler | E5 |  | 0% | 0% | 0% | 0 | 0 | 0 | 0 | 0 | 0 | 0 | 0 | 0% | 0 | 0 | 0% | Normal | 0% | 0 | 0 | 0 | [18 empty] | Industrial_Stone, Clay, and Glass_New_Process_Process Boiler_
Industrial_Stone, Clay, and Glass_New_Process_Natural Gas_Process Boiler_E6 | Industrial | Stone, Clay, and Glass | New | Process | Natural Gas | Process Boiler | E6 |  | 0% | 0% | 0% | 0 | 0 | 0 | 0 | 0 | 0 | 0 | 0 | 0% | 0 | 0 | 0% | Normal | 0% | 0 | 0 | 0 | [18 empty] | Industrial_Stone, Clay, and Glass_New_Process_Process Boiler_
Industrial_Stone, Clay, and Glass_New_Process_Natural Gas_Process Boiler_E7 | Industrial | Stone, Clay, and Glass | New | Process | Natural Gas | Process Boiler | E7 |  | 0% | 0% | 0% | 0 | 0 | 0 | 0 | 0 | 0 | 0 | 0 | 0% | 0 | 0 | 0% | Normal | 0% | 0 | 0 | 0 | [18 empty] | Industrial_Stone, Clay, and Glass_New_Process_Process Boiler_
Industrial_Stone, Clay, and Glass_New_Process_Natural Gas_Process Boiler_E8 | Industrial | Stone, Clay, and Glass | New | Process | Natural Gas | Process Boiler | E8 |  | 0% | 0% | 0% | 0 | 0 | 0 | 0 | 0 | 0 | 0 | 0 | 0% | 0 | 0 | 0% | Normal | 0% | 0 | 0 | 0 | [18 empty] | Industrial_Stone, Clay, and Glass_New_Process_Process Boiler_
Industrial_Stone, Clay, and Glass_New_Process_Natural Gas_Process Boiler_E9 | Industrial | Stone, Clay, and Glass | New | Process | Natural Gas | Process Boiler | E9 |  | 0% | 0% | 0% | 0 | 0 | 0 | 0 | 0 | 0 | 0 | 0 | 0% | 0 | 0 | 0% | Normal | 0% | 0 | 0 | 0 | [18 empty] | Industrial_Stone, Clay, and Glass_New_Process_Process Boiler_
Industrial_Stone, Clay, and Glass_New_Process_Natural Gas_Process Boiler_E10 | Industrial | Stone, Clay, and Glass | New | Process | Natural Gas | Process Boiler | E10 |  | 0% | 0% | 0% | 0 | 0 | 0 | 0 | 0 | 0 | 0 | 0 | 0% | 0 | 0 | 0% | Normal | 0% | 0 | 0 | 0 | [18 empty] | Industrial_Stone, Clay, and Glass_New_Process_Process Boiler_
Industrial_Stone, Clay, and Glass_New_Process_Natural Gas_Process Heating_E1 | Industrial | Stone, Clay, and Glass | New | Process | Natural Gas | Process Heating | E1 | Standard | 100% | 0% | 0% | 1.0386 | 0 | 0 | 0 | 2 | 8 | 2019 | 2040 | 100% | 0 | 0 | 0% | Normal | 0% | 5376.1854 | 0 | 0 | 1 unit | 100000 | 0 | 1 | 1 | 1 | 0 | 0 | 2016 | 1.0386 |  | N/A | N/A | N/A |  | 1 | unit | 1 | Industrial_Stone, Clay, and Glass_New_Process_Process Heating_Standard
Industrial_Stone, Clay, and Glass_New_Process_Natural Gas_Process Heating_E2 | Industrial | Stone, Clay, and Glass | New | Process | Natural Gas | Process Heating | E2 |  | 0% | 0% | 0% | 0 | 0 | 0 | 0 | 0 | 0 | 0 | 0 | 0% | 0 | 0 | 0% | Normal | 0% | 0 | 0 | 0 | [18 empty] | Industrial_Stone, Clay, and Glass_New_Process_Process Heating_
Industrial_Stone, Clay, and Glass_New_Process_Natural Gas_Process Heating_E3 | Industrial | Stone, Clay, and Glass | New | Process | Natural Gas | Process Heating | E3 |  | 0% | 0% | 0% | 0 | 0 | 0 | 0 | 0 | 0 | 0 | 0 | 0% | 0 | 0 | 0% | Normal | 0% | 0 | 0 | 0 | [18 empty] | Industrial_Stone, Clay, and Glass_New_Process_Process Heating_
Industrial_Stone, Clay, and Glass_New_Process_Natural Gas_Process Heating_E4 | Industrial | Stone, Clay, and Glass | New | Process | Natural Gas | Process Heating | E4 |  | 0% | 0% | 0% | 0 | 0 | 0 | 0 | 0 | 0 | 0 | 0 | 0% | 0 | 0 | 0% | Normal | 0% | 0 | 0 | 0 | [18 empty] | Industrial_Stone, Clay, and Glass_New_Process_Process Heating_
Industrial_Stone, Clay, and Glass_New_Process_Natural Gas_Process Heating_E5 | Industrial | Stone, Clay, and Glass | New | Process | Natural Gas | Process Heating | E5 |  | 0% | 0% | 0% | 0 | 0 | 0 | 0 | 0 | 0 | 0 | 0 | 0% | 0 | 0 | 0% | Normal | 0% | 0 | 0 | 0 | [18 empty] | Industrial_Stone, Clay, and Glass_New_Process_Process Heating_
Industrial_Stone, Clay, and Glass_New_Process_Natural Gas_Process Heating_E6 | Industrial | Stone, Clay, and Glass | New | Process | Natural Gas | Process Heating | E6 |  | 0% | 0% | 0% | 0 | 0 | 0 | 0 | 0 | 0 | 0 | 0 | 0% | 0 | 0 | 0% | Normal | 0% | 0 | 0 | 0 | [18 empty] | Industrial_Stone, Clay, and Glass_New_Process_Process Heating_
Industrial_Stone, Clay, and Glass_New_Process_Natural Gas_Process Heating_E7 | Industrial | Stone, Clay, and Glass | New | Process | Natural Gas | Process Heating | E7 |  | 0% | 0% | 0% | 0 | 0 | 0 | 0 | 0 | 0 | 0 | 0 | 0% | 0 | 0 | 0% | Normal | 0% | 0 | 0 | 0 | [18 empty] | Industrial_Stone, Clay, and Glass_New_Process_Process Heating_
Industrial_Stone, Clay, and Glass_New_Process_Natural Gas_Process Heating_E8 | Industrial | Stone, Clay, and Glass | New | Process | Natural Gas | Process Heating | E8 |  | 0% | 0% | 0% | 0 | 0 | 0 | 0 | 0 | 0 | 0 | 0 | 0% | 0 | 0 | 0% | Normal | 0% | 0 | 0 | 0 | [18 empty] | Industrial_Stone, Clay, and Glass_New_Process_Process Heating_
Industrial_Stone, Clay, and Glass_New_Process_Natural Gas_Process Heating_E9 | Industrial | Stone, Clay, and Glass | New | Process | Natural Gas | Process Heating | E9 |  | 0% | 0% | 0% | 0 | 0 | 0 | 0 | 0 | 0 | 0 | 0 | 0% | 0 | 0 | 0% | Normal | 0% | 0 | 0 | 0 | [18 empty] | Industrial_Stone, Clay, and Glass_New_Process_Process Heating_
Industrial_Stone, Clay, and Glass_New_Process_Natural Gas_Process Heating_E10 | Industrial | Stone, Clay, and Glass | New | Process | Natural Gas | Process Heating | E10 |  | 0% | 0% | 0% | 0 | 0 | 0 | 0 | 0 | 0 | 0 | 0 | 0% | 0 | 0 | 0% | Normal | 0% | 0 | 0 | 0 | [18 empty] | Industrial_Stone, Clay, and Glass_New_Process_Process Heating_
Industrial_Stone, Clay, and Glass_New_Process_Natural Gas_Process Cooling_E1 | Industrial | Stone, Clay, and Glass | New | Process | Natural Gas | Process Cooling | E1 | Standard | 100% | 0% | 0% | 1.0386 | 0 | 0 | 0 | 2 | 8 | 2019 | 2040 | 100% | 0 | 0 | 0% | Normal | 0% | 1.0939 | 0 | 0 | 1 unit | 100000 | 0 | 1 | 1 | 1 | 0 | 0 | 2016 | 1.0386 |  | N/A | N/A | N/A |  | 1 | unit | 1 | Industrial_Stone, Clay, and Glass_New_Process_Process Cooling_Standard
Industrial_Stone, Clay, and Glass_New_Process_Natural Gas_Process Cooling_E2 | Industrial | Stone, Clay, and Glass | New | Process | Natural Gas | Process Cooling | E2 |  | 0% | 0% | 0% | 0 | 0 | 0 | 0 | 0 | 0 | 0 | 0 | 0% | 0 | 0 | 0% | Normal | 0% | 0 | 0 | 0 | [18 empty] | Industrial_Stone, Clay, and Glass_New_Process_Process Cooling_
Industrial_Stone, Clay, and Glass_New_Process_Natural Gas_Process Cooling_E3 | Industrial | Stone, Clay, and Glass | New | Process | Natural Gas | Process Cooling | E3 |  | 0% | 0% | 0% | 0 | 0 | 0 | 0 | 0 | 0 | 0 | 0 | 0% | 0 | 0 | 0% | Normal | 0% | 0 | 0 | 0 | [18 empty] | Industrial_Stone, Clay, and Glass_New_Process_Process Cooling_
Industrial_Stone, Clay, and Glass_New_Process_Natural Gas_Process Cooling_E4 | Industrial | Stone, Clay, and Glass | New | Process | Natural Gas | Process Cooling | E4 |  | 0% | 0% | 0% | 0 | 0 | 0 | 0 | 0 | 0 | 0 | 0 | 0% | 0 | 0 | 0% | Normal | 0% | 0 | 0 | 0 | [18 empty] | Industrial_Stone, Clay, and Glass_New_Process_Process Cooling_
Industrial_Stone, Clay, and Glass_New_Process_Natural Gas_Process Cooling_E5 | Industrial | Stone, Clay, and Glass | New | Process | Natural Gas | Process Cooling | E5 |  | 0% | 0% | 0% | 0 | 0 | 0 | 0 | 0 | 0 | 0 | 0 | 0% | 0 | 0 | 0% | Normal | 0% | 0 | 0 | 0 | [18 empty] | Industrial_Stone, Clay, and Glass_New_Process_Process Cooling_
Industrial_Stone, Clay, and Glass_New_Process_Natural Gas_Process Cooling_E6 | Industrial | Stone, Clay, and Glass | New | Process | Natural Gas | Process Cooling | E6 |  | 0% | 0% | 0% | 0 | 0 | 0 | 0 | 0 | 0 | 0 | 0 | 0% | 0 | 0 | 0% | Normal | 0% | 0 | 0 | 0 | [18 empty] | Industrial_Stone, Clay, and Glass_New_Process_Process Cooling_
Industrial_Stone, Clay, and Glass_New_Process_Natural Gas_Process Cooling_E7 | Industrial | Stone, Clay, and Glass | New | Process | Natural Gas | Process Cooling | E7 |  | 0% | 0% | 0% | 0 | 0 | 0 | 0 | 0 | 0 | 0 | 0 | 0% | 0 | 0 | 0% | Normal | 0% | 0 | 0 | 0 | [18 empty] | Industrial_Stone, Clay, and Glass_New_Process_Process Cooling_
Industrial_Stone, Clay, and Glass_New_Process_Natural Gas_Process Cooling_E8 | Industrial | Stone, Clay, and Glass | New | Process | Natural Gas | Process Cooling | E8 |  | 0% | 0% | 0% | 0 | 0 | 0 | 0 | 0 | 0 | 0 | 0 | 0% | 0 | 0 | 0% | Normal | 0% | 0 | 0 | 0 | [18 empty] | Industrial_Stone, Clay, and Glass_New_Process_Process Cooling_
Industrial_Stone, Clay, and Glass_New_Process_Natural Gas_Process Cooling_E9 | Industrial | Stone, Clay, and Glass | New | Process | Natural Gas | Process Cooling | E9 |  | 0% | 0% | 0% | 0 | 0 | 0 | 0 | 0 | 0 | 0 | 0 | 0% | 0 | 0 | 0% | Normal | 0% | 0 | 0 | 0 | [18 empty] | Industrial_Stone, Clay, and Glass_New_Process_Process Cooling_
Industrial_Stone, Clay, and Glass_New_Process_Natural Gas_Process Cooling_E10 | Industrial | Stone, Clay, and Glass | New | Process | Natural Gas | Process Cooling | E10 |  | 0% | 0% | 0% | 0 | 0 | 0 | 0 | 0 | 0 | 0 | 0 | 0% | 0 | 0 | 0% | Normal | 0% | 0 | 0 | 0 | [18 empty] | Industrial_Stone, Clay, and Glass_New_Process_Process Cooling_
Industrial_Stone, Clay, and Glass_New_Process_Natural Gas_Other Process_E1 | Industrial | Stone, Clay, and Glass | New | Process | Natural Gas | Other Process | E1 | Standard | 100% | 0% | 0% | 1.0386 | 0 | 0 | 0 | 2 | 8 | 2019 | 2040 | 100% | 0 | 0 | 0% | Normal | 0% | 62.4617 | 0 | 0 | 1 unit | 100000 | 0 | 1 | 1 | 1 | 0 | 0 | 2016 | 1.0386 |  | N/A | N/A | N/A |  | 1 | unit | 1 | Industrial_Stone, Clay, and Glass_New_Process_Other Process_Standard
Industrial_Stone, Clay, and Glass_New_Process_Natural Gas_Other Process_E2 | Industrial | Stone, Clay, and Glass | New | Process | Natural Gas | Other Process | E2 |  | 0% | 0% | 0% | 0 | 0 | 0 | 0 | 0 | 0 | 0 | 0 | 0% | 0 | 0 | 0% | Normal | 0% | 0 | 0 | 0 | [18 empty] | Industrial_Stone, Clay, and Glass_New_Process_Other Process_
Industrial_Stone, Clay, and Glass_New_Process_Natural Gas_Other Process_E3 | Industrial | Stone, Clay, and Glass | New | Process | Natural Gas | Other Process | E3 |  | 0% | 0% | 0% | 0 | 0 | 0 | 0 | 0 | 0 | 0 | 0 | 0% | 0 | 0 | 0% | Normal | 0% | 0 | 0 | 0 | [18 empty] | Industrial_Stone, Clay, and Glass_New_Process_Other Process_
Industrial_Stone, Clay, and Glass_New_Process_Natural Gas_Other Process_E4 | Industrial | Stone, Clay, and Glass | New | Process | Natural Gas | Other Process | E4 |  | 0% | 0% | 0% | 0 | 0 | 0 | 0 | 0 | 0 | 0 | 0 | 0% | 0 | 0 | 0% | Normal | 0% | 0 | 0 | 0 | [18 empty] | Industrial_Stone, Clay, and Glass_New_Process_Other Process_
Industrial_Stone, Clay, and Glass_New_Process_Natural Gas_Other Process_E5 | Industrial | Stone, Clay, and Glass | New | Process | Natural Gas | Other Process | E5 |  | 0% | 0% | 0% | 0 | 0 | 0 | 0 | 0 | 0 | 0 | 0 | 0% | 0 | 0 | 0% | Normal | 0% | 0 | 0 | 0 | [18 empty] | Industrial_Stone, Clay, and Glass_New_Process_Other Process_
Industrial_Stone, Clay, and Glass_New_Process_Natural Gas_Other Process_E6 | Industrial | Stone, Clay, and Glass | New | Process | Natural Gas | Other Process | E6 |  | 0% | 0% | 0% | 0 | 0 | 0 | 0 | 0 | 0 | 0 | 0 | 0% | 0 | 0 | 0% | Normal | 0% | 0 | 0 | 0 | [18 empty] | Industrial_Stone, Clay, and Glass_New_Process_Other Process_
Industrial_Stone, Clay, and Glass_New_Process_Natural Gas_Other Process_E7 | Industrial | Stone, Clay, and Glass | New | Process | Natural Gas | Other Process | E7 |  | 0% | 0% | 0% | 0 | 0 | 0 | 0 | 0 | 0 | 0 | 0 | 0% | 0 | 0 | 0% | Normal | 0% | 0 | 0 | 0 | [18 empty] | Industrial_Stone, Clay, and Glass_New_Process_Other Process_
Industrial_Stone, Clay, and Glass_New_Process_Natural Gas_Other Process_E8 | Industrial | Stone, Clay, and Glass | New | Process | Natural Gas | Other Process | E8 |  | 0% | 0% | 0% | 0 | 0 | 0 | 0 | 0 | 0 | 0 | 0 | 0% | 0 | 0 | 0% | Normal | 0% | 0 | 0 | 0 | [18 empty] | Industrial_Stone, Clay, and Glass_New_Process_Other Process_
Industrial_Stone, Clay, and Glass_New_Process_Natural Gas_Other Process_E9 | Industrial | Stone, Clay, and Glass | New | Process | Natural Gas | Other Process | E9 |  | 0% | 0% | 0% | 0 | 0 | 0 | 0 | 0 | 0 | 0 | 0 | 0% | 0 | 0 | 0% | Normal | 0% | 0 | 0 | 0 | [18 empty] | Industrial_Stone, Clay, and Glass_New_Process_Other Process_
Industrial_Stone, Clay, and Glass_New_Process_Natural Gas_Other Process_E10 | Industrial | Stone, Clay, and Glass | New | Process | Natural Gas | Other Process | E10 |  | 0% | 0% | 0% | 0 | 0 | 0 | 0 | 0 | 0 | 0 | 0 | 0% | 0 | 0 | 0% | Normal | 0% | 0 | 0 | 0 | [18 empty] | Industrial_Stone, Clay, and Glass_New_Process_Other Process_
Industrial_Stone, Clay, and Glass_New_Miscellaneous_Natural Gas_Miscellaneous_E1 | Industrial | Stone, Clay, and Glass | New | Miscellaneous | Natural Gas | Miscellaneous | E1 | Standard | 100% | 0% | 0% | 1.0386 | 0 | 0 | 0 | 2 | 8 | 2019 | 2040 | 100% | 0 | 0 | 0% | Normal | 0% | 378.1605 | 0 | 0 | 1 unit | 100000 | 0 | 1 | 1 | 1 | 0 | 0 | 2016 | 1.0386 |  | N/A | N/A | N/A |  | 1 | unit | 1 | Industrial_Stone, Clay, and Glass_New_Miscellaneous_Miscellaneous_Standard
Industrial_Stone, Clay, and Glass_New_Miscellaneous_Natural Gas_Miscellaneous_E2 | Industrial | Stone, Clay, and Glass | New | Miscellaneous | Natural Gas | Miscellaneous | E2 |  | 0% | 0% | 0% | 0 | 0 | 0 | 0 | 0 | 0 | 0 | 0 | 0% | 0 | 0 | 0% | Normal | 0% | 0 | 0 | 0 | [18 empty] | Industrial_Stone, Clay, and Glass_New_Miscellaneous_Miscellaneous_
Industrial_Stone, Clay, and Glass_New_Miscellaneous_Natural Gas_Miscellaneous_E3 | Industrial | Stone, Clay, and Glass | New | Miscellaneous | Natural Gas | Miscellaneous | E3 |  | 0% | 0% | 0% | 0 | 0 | 0 | 0 | 0 | 0 | 0 | 0 | 0% | 0 | 0 | 0% | Normal | 0% | 0 | 0 | 0 | [18 empty] | Industrial_Stone, Clay, and Glass_New_Miscellaneous_Miscellaneous_
Industrial_Stone, Clay, and Glass_New_Miscellaneous_Natural Gas_Miscellaneous_E4 | Industrial | Stone, Clay, and Glass | New | Miscellaneous | Natural Gas | Miscellaneous | E4 |  | 0% | 0% | 0% | 0 | 0 | 0 | 0 | 0 | 0 | 0 | 0 | 0% | 0 | 0 | 0% | Normal | 0% | 0 | 0 | 0 | [18 empty] | Industrial_Stone, Clay, and Glass_New_Miscellaneous_Miscellaneous_
Industrial_Stone, Clay, and Glass_New_Miscellaneous_Natural Gas_Miscellaneous_E5 | Industrial | Stone, Clay, and Glass | New | Miscellaneous | Natural Gas | Miscellaneous | E5 |  | 0% | 0% | 0% | 0 | 0 | 0 | 0 | 0 | 0 | 0 | 0 | 0% | 0 | 0 | 0% | Normal | 0% | 0 | 0 | 0 | [18 empty] | Industrial_Stone, Clay, and Glass_New_Miscellaneous_Miscellaneous_
Industrial_Stone, Clay, and Glass_New_Miscellaneous_Natural Gas_Miscellaneous_E6 | Industrial | Stone, Clay, and Glass | New | Miscellaneous | Natural Gas | Miscellaneous | E6 |  | 0% | 0% | 0% | 0 | 0 | 0 | 0 | 0 | 0 | 0 | 0 | 0% | 0 | 0 | 0% | Normal | 0% | 0 | 0 | 0 | [18 empty] | Industrial_Stone, Clay, and Glass_New_Miscellaneous_Miscellaneous_
Industrial_Stone, Clay, and Glass_New_Miscellaneous_Natural Gas_Miscellaneous_E7 | Industrial | Stone, Clay, and Glass | New | Miscellaneous | Natural Gas | Miscellaneous | E7 |  | 0% | 0% | 0% | 0 | 0 | 0 | 0 | 0 | 0 | 0 | 0 | 0% | 0 | 0 | 0% | Normal | 0% | 0 | 0 | 0 | [18 empty] | Industrial_Stone, Clay, and Glass_New_Miscellaneous_Miscellaneous_
Industrial_Stone, Clay, and Glass_New_Miscellaneous_Natural Gas_Miscellaneous_E8 | Industrial | Stone, Clay, and Glass | New | Miscellaneous | Natural Gas | Miscellaneous | E8 |  | 0% | 0% | 0% | 0 | 0 | 0 | 0 | 0 | 0 | 0 | 0 | 0% | 0 | 0 | 0% | Normal | 0% | 0 | 0 | 0 | [18 empty] | Industrial_Stone, Clay, and Glass_New_Miscellaneous_Miscellaneous_
Industrial_Stone, Clay, and Glass_New_Miscellaneous_Natural Gas_Miscellaneous_E9 | Industrial | Stone, Clay, and Glass | New | Miscellaneous | Natural Gas | Miscellaneous | E9 |  | 0% | 0% | 0% | 0 | 0 | 0 | 0 | 0 | 0 | 0 | 0 | 0% | 0 | 0 | 0% | Normal | 0% | 0 | 0 | 0 | [18 empty] | Industrial_Stone, Clay, and Glass_New_Miscellaneous_Miscellaneous_
Industrial_Stone, Clay, and Glass_New_Miscellaneous_Natural Gas_Miscellaneous_E10 | Industrial | Stone, Clay, and Glass | New | Miscellaneous | Natural Gas | Miscellaneous | E10 |  | 0% | 0% | 0% | 0 | 0 | 0 | 0 | 0 | 0 | 0 | 0 | 0% | 0 | 0 | 0% | Normal | 0% | 0 | 0 | 0 | [18 empty] | Industrial_Stone, Clay, and Glass_New_Miscellaneous_Miscellaneous_
Industrial_Petroleum_Existing_Space Heating_Natural Gas_Furnace_E1 | Industrial | Petroleum | Existing | Space Heating | Natural Gas | Furnace | E1 | AFUE 80% (Standard) | 100% | 0% | 0% | 8823.8886 | 9244.0738 | 1428.6296 | 0 | 17 | 29 | 2019 | 2040 | 100% | 0 | 0 | 0% | Normal | 0% | 71695.9661 | 0 | 0 | 400 kBtu/hr | 100000 | 0 | 8.2802 | 21.6468 | 1050 | 1100 | 170 | 2018 | 1.0149 |  | EIA 2018 Tech Forecast | EIA 2018 Tech Forecast | AEG BEST |  | 400 | kBtu/hr | 3312.0791 | Industrial_Petroleum_Existing_Space Heating_Furnace_AFUE 80% (Standard)
Industrial_Petroleum_Existing_Space Heating_Natural Gas_Furnace_E2 | Industrial | Petroleum | Existing | Space Heating | Natural Gas | Furnace | E2 | AFUE 90% | 88.89% | 0% | 0% | 14706.481 | 10924.8144 | 1470.6481 | 0 | 17 | 29 | 2019 | 2040 | 100% | 0 | 0 | 0% | Normal | 0% | 63732.0927 | 0 | 0 | 400 kBtu/hr | 100000 | 0 | 8.2802 | 19.2423 | 1750 | 1300 | 175 | 2018 | 1.0149 |  | EIA 2018 Tech Forecast | EIA 2018 Tech Forecast | AEG BEST |  | 400 | kBtu/hr | 3312.0791 | Industrial_Petroleum_Existing_Space Heating_Furnace_AFUE 90%
Industrial_Petroleum_Existing_Space Heating_Natural Gas_Furnace_E3 | Industrial | Petroleum | Existing | Space Heating | Natural Gas | Furnace | E3 | AFUE 96% | 83.33% | 0% | 0% | 20589.0734 | 12605.5551 | 1512.6666 | 0 | 17 | 29 | 2019 | 2040 | 100% | 0 | 0 | 0% | Normal | 0% | 59743.1208 | 0 | 0 | 400 kBtu/hr | 100000 | 0 | 8.2802 | 18.038 | 2450 | 1500 | 180 | 2018 | 1.0149 |  | EIA 2018 Tech Forecast | EIA 2018 Tech Forecast | AEG BEST |  | 400 | kBtu/hr | 3312.0791 | Industrial_Petroleum_Existing_Space Heating_Furnace_AFUE 96%
Industrial_Petroleum_Existing_Space Heating_Natural Gas_Furnace_E4 | Industrial | Petroleum | Existing | Space Heating | Natural Gas | Furnace | E4 |  | 0% | 0% | 0% | 0 | 0 | 0 | 0 | 0 | 0 | 0 | 0 | 0% | 0 | 0 | 0% | Normal | 0% | 0 | 0 | 0 | [18 empty] | Industrial_Petroleum_Existing_Space Heating_Furnace_
Industrial_Petroleum_Existing_Space Heating_Natural Gas_Furnace_E5 | Industrial | Petroleum | Existing | Space Heating | Natural Gas | Furnace | E5 |  | 0% | 0% | 0% | 0 | 0 | 0 | 0 | 0 | 0 | 0 | 0 | 0% | 0 | 0 | 0% | Normal | 0% | 0 | 0 | 0 | [18 empty] | Industrial_Petroleum_Existing_Space Heating_Furnace_
Industrial_Petroleum_Existing_Space Heating_Natural Gas_Furnace_E6 | Industrial | Petroleum | Existing | Space Heating | Natural Gas | Furnace | E6 |  | 0% | 0% | 0% | 0 | 0 | 0 | 0 | 0 | 0 | 0 | 0 | 0% | 0 | 0 | 0% | Normal | 0% | 0 | 0 | 0 | [18 empty] | Industrial_Petroleum_Existing_Space Heating_Furnace_
Industrial_Petroleum_Existing_Space Heating_Natural Gas_Furnace_E7 | Industrial | Petroleum | Existing | Space Heating | Natural Gas | Furnace | E7 |  | 0% | 0% | 0% | 0 | 0 | 0 | 0 | 0 | 0 | 0 | 0 | 0% | 0 | 0 | 0% | Normal | 0% | 0 | 0 | 0 | [18 empty] | Industrial_Petroleum_Existing_Space Heating_Furnace_
Industrial_Petroleum_Existing_Space Heating_Natural Gas_Furnace_E8 | Industrial | Petroleum | Existing | Space Heating | Natural Gas | Furnace | E8 |  | 0% | 0% | 0% | 0 | 0 | 0 | 0 | 0 | 0 | 0 | 0 | 0% | 0 | 0 | 0% | Normal | 0% | 0 | 0 | 0 | [18 empty] | Industrial_Petroleum_Existing_Space Heating_Furnace_
Industrial_Petroleum_Existing_Space Heating_Natural Gas_Furnace_E9 | Industrial | Petroleum | Existing | Space Heating | Natural Gas | Furnace | E9 |  | 0% | 0% | 0% | 0 | 0 | 0 | 0 | 0 | 0 | 0 | 0 | 0% | 0 | 0 | 0% | Normal | 0% | 0 | 0 | 0 | [18 empty] | Industrial_Petroleum_Existing_Space Heating_Furnace_
Industrial_Petroleum_Existing_Space Heating_Natural Gas_Furnace_E10 | Industrial | Petroleum | Existing | Space Heating | Natural Gas | Furnace | E10 |  | 0% | 0% | 0% | 0 | 0 | 0 | 0 | 0 | 0 | 0 | 0 | 0% | 0 | 0 | 0% | Normal | 0% | 0 | 0 | 0 | [18 empty] | Industrial_Petroleum_Existing_Space Heating_Furnace_
Industrial_Petroleum_Existing_Space Heating_Natural Gas_Boiler_E1 | Industrial | Petroleum | Existing | Space Heating | Natural Gas | Boiler | E1 | AFUE 80% (Standard) | 100% | 0% | 0% | 1578.5914 | 874.882 | 171.1726 | 0 | 20 | 30 | 2019 | 2040 | 100% | 0 | 0 | 0% | Normal | 0% | 4626.1112 | 0 | 0 | 800 kBtu/hr | 100000 | 0 | 0.1302 | 44.4118 | 11945.7187 | 6620.5188 | 1295.3189 | 2018 | 1.0149 |  | EIA 2018 Tech Forecast | EIA 2018 Tech Forecast | GBLR-Heating-EIA14-2014 Ref. Case-2 |  | 800 | kBtu/hr | 104.1639 | Industrial_Petroleum_Existing_Space Heating_Boiler_AFUE 80% (Standard)
Industrial_Petroleum_Existing_Space Heating_Natural Gas_Boiler_E2 | Industrial | Petroleum | Existing | Space Heating | Natural Gas | Boiler | E2 | AFUE 85% | 94.12% | 0% | 0% | 2158.6762 | 927.1847 | 171.1726 | 0 | 20 | 30 | 2019 | 2040 | 100% | 0 | 0 | 0% | Normal | 0% | 4353.8889 | 0 | 0 | 800 kBtu/hr | 100000 | 0 | 0.1302 | 41.7984 | 16335.4105 | 7016.3107 | 1295.3189 | 2018 | 1.0149 |  | EIA 2018 Tech Forecast | EIA 2018 Tech Forecast | GBLR-Heating-EIA14-2014 Ref. Case-5 |  | 800 | kBtu/hr | 104.1639 | Industrial_Petroleum_Existing_Space Heating_Boiler_AFUE 85%
Industrial_Petroleum_Existing_Space Heating_Natural Gas_Boiler_E3 | Industrial | Petroleum | Existing | Space Heating | Natural Gas | Boiler | E3 | AFUE 97% | 82.47% | 0% | 0% | 3494.0526 | 861.8663 | 171.1726 | 0 | 20 | 30 | 2019 | 2040 | 100% | 0 | 0 | 0% | Normal | 0% | 3815.2835 | 0 | 0 | 800 kBtu/hr | 100000 | 0 | 0.1302 | 36.6277 | 26440.6423 | 6522.0251 | 1295.3189 | 2018 | 1.0149 |  | EIA 2018 Tech Forecast | EIA 2018 Tech Forecast | GBLR-Heating-EIA14-2014 Ref. Case-6 |  | 800 | kBtu/hr | 104.1639 | Industrial_Petroleum_Existing_Space Heating_Boiler_AFUE 97%
Industrial_Petroleum_Existing_Space Heating_Natural Gas_Boiler_E4 | Industrial | Petroleum | Existing | Space Heating | Natural Gas | Boiler | E4 | Convert to NG Air Source Heat Pump | 57.14% | 0% | 0% | 16947700.2845 | 0 | 318411.3387 | 0 | 10 | 20 | 2019 | 2040 | 100% | 0 | 0 | 0% | Normal | 0% | 2643.4921 | 0 | 0 | 1 kBtu/hr | 100000 | 0 | 104.1639 | 25.3782 | 158316.7533 | 0 | 2974.436 | 2017 | 1.0277 |  | AEO 2021 - gas_eng-driven_RTHP-heat 2017 typical | AEO 2021 - gas_eng-driven_RTHP-heat 2017 typical | HP_GAS-Heating-AEO17-1 |  | 1 | kBtu/hr | 104.1639 | Industrial_Petroleum_Existing_Space Heating_Boiler_Convert to NG Air Source Heat Pump
Industrial_Petroleum_Existing_Space Heating_Natural Gas_Boiler_E5 | Industrial | Petroleum | Existing | Space Heating | Natural Gas | Boiler | E5 |  | 0% | 0% | 0% | 0 | 0 | 0 | 0 | 0 | 0 | 0 | 0 | 0% | 0 | 0 | 0% | Normal | 0% | 0 | 0 | 0 | [18 empty] | Industrial_Petroleum_Existing_Space Heating_Boiler_
Industrial_Petroleum_Existing_Space Heating_Natural Gas_Boiler_E6 | Industrial | Petroleum | Existing | Space Heating | Natural Gas | Boiler | E6 |  | 0% | 0% | 0% | 0 | 0 | 0 | 0 | 0 | 0 | 0 | 0 | 0% | 0 | 0 | 0% | Normal | 0% | 0 | 0 | 0 | [18 empty] | Industrial_Petroleum_Existing_Space Heating_Boiler_
Industrial_Petroleum_Existing_Space Heating_Natural Gas_Boiler_E7 | Industrial | Petroleum | Existing | Space Heating | Natural Gas | Boiler | E7 |  | 0% | 0% | 0% | 0 | 0 | 0 | 0 | 0 | 0 | 0 | 0 | 0% | 0 | 0 | 0% | Normal | 0% | 0 | 0 | 0 | [18 empty] | Industrial_Petroleum_Existing_Space Heating_Boiler_
Industrial_Petroleum_Existing_Space Heating_Natural Gas_Boiler_E8 | Industrial | Petroleum | Existing | Space Heating | Natural Gas | Boiler | E8 |  | 0% | 0% | 0% | 0 | 0 | 0 | 0 | 0 | 0 | 0 | 0 | 0% | 0 | 0 | 0% | Normal | 0% | 0 | 0 | 0 | [18 empty] | Industrial_Petroleum_Existing_Space Heating_Boiler_
Industrial_Petroleum_Existing_Space Heating_Natural Gas_Boiler_E9 | Industrial | Petroleum | Existing | Space Heating | Natural Gas | Boiler | E9 |  | 0% | 0% | 0% | 0 | 0 | 0 | 0 | 0 | 0 | 0 | 0 | 0% | 0 | 0 | 0% | Normal | 0% | 0 | 0 | 0 | [18 empty] | Industrial_Petroleum_Existing_Space Heating_Boiler_
Industrial_Petroleum_Existing_Space Heating_Natural Gas_Boiler_E10 | Industrial | Petroleum | Existing | Space Heating | Natural Gas | Boiler | E10 |  | 0% | 0% | 0% | 0 | 0 | 0 | 0 | 0 | 0 | 0 | 0 | 0% | 0 | 0 | 0% | Normal | 0% | 0 | 0 | 0 | [18 empty] | Industrial_Petroleum_Existing_Space Heating_Boiler_
Industrial_Petroleum_Existing_Space Heating_Natural Gas_Unit Heater_E1 | Industrial | Petroleum | Existing | Space Heating | Natural Gas | Unit Heater | E1 | Standard | 100% | 0% | 0% | 229.3643 | 0 | 0 | 0 | 10 | 14 | 2019 | 2040 | 100% | 0 | 0 | 0% | Normal | 0% | 310.133 | 0 | 0 | 125 kBtu/Hr | 100000 | 0 | 0.0010655 | 2328.572 | 1753.7127 | 0 | 0 | 2020 | 0.98199 |  | IL TRM - 4.4.12 - CI-HVC-IRHT-V02-210101 | CNGC Program Data | IL TRM - 4.4.12 - CI-HVC-IRHT-V02-210101 w/ CNGC Sizing |  | 125 | kBtu/Hr | 0.13319 | Industrial_Petroleum_Existing_Space Heating_Unit Heater_Standard
Industrial_Petroleum_Existing_Space Heating_Natural Gas_Unit Heater_E2 | Industrial | Petroleum | Existing | Space Heating | Natural Gas | Unit Heater | E2 | Condensing | 95.24% | 0% | 0% | 503.0303 | 0 | 0 | 0 | 10 | 14 | 2019 | 2040 | 100% | 0 | 0 | 0% | Normal | 0% | 295.3716 | 0 | 0 | 125 kBtu/Hr | 100000 | 0 | 0.0010655 | 2217.7386 | 3846.1538 | 0 | 0 | 2020 | 0.98199 |  | IL TRM - 4.4.5 - CI-HVC-CUHT-V01-190101 | CNGC Program Data | IL TRM - 4.4.5 - CI-HVC-CUHT-V01-190101 w/ CNGC Sizing |  | 125 | kBtu/Hr | 0.13319 | Industrial_Petroleum_Existing_Space Heating_Unit Heater_Condensing
Industrial_Petroleum_Existing_Space Heating_Natural Gas_Unit Heater_E3 | Industrial | Petroleum | Existing | Space Heating | Natural Gas | Unit Heater | E3 | Infrared Radiant | 85% | 0% | 0% | 319.9986 | 0 | 0 | 0 | 11 | 19 | 2019 | 2040 | 100% | 0 | 0 | 0% | Normal | 0% | 263.6131 | 0 | 0 | 125 kBtu/Hr | 100000 | 0 | 0.0010655 | 1979.2862 | 2446.6992 | 0 | 0 | 2020 | 0.98199 |  | IL TRM - 4.4.12 - CI-HVC-IRHT-V02-210101 | CNGC Program Data | IL TRM - 4.4.12 - CI-HVC-IRHT-V02-210101 w/ CNGC Sizing |  | 125 | kBtu/Hr | 0.13319 | Industrial_Petroleum_Existing_Space Heating_Unit Heater_Infrared Radiant
Industrial_Petroleum_Existing_Space Heating_Natural Gas_Unit Heater_E4 | Industrial | Petroleum | Existing | Space Heating | Natural Gas | Unit Heater | E4 |  | 0% | 0% | 0% | 0 | 0 | 0 | 0 | 0 | 0 | 0 | 0 | 0% | 0 | 0 | 0% | Normal | 0% | 0 | 0 | 0 | [18 empty] | Industrial_Petroleum_Existing_Space Heating_Unit Heater_
Industrial_Petroleum_Existing_Space Heating_Natural Gas_Unit Heater_E5 | Industrial | Petroleum | Existing | Space Heating | Natural Gas | Unit Heater | E5 |  | 0% | 0% | 0% | 0 | 0 | 0 | 0 | 0 | 0 | 0 | 0 | 0% | 0 | 0 | 0% | Normal | 0% | 0 | 0 | 0 | [18 empty] | Industrial_Petroleum_Existing_Space Heating_Unit Heater_
Industrial_Petroleum_Existing_Space Heating_Natural Gas_Unit Heater_E6 | Industrial | Petroleum | Existing | Space Heating | Natural Gas | Unit Heater | E6 |  | 0% | 0% | 0% | 0 | 0 | 0 | 0 | 0 | 0 | 0 | 0 | 0% | 0 | 0 | 0% | Normal | 0% | 0 | 0 | 0 | [18 empty] | Industrial_Petroleum_Existing_Space Heating_Unit Heater_
Industrial_Petroleum_Existing_Space Heating_Natural Gas_Unit Heater_E7 | Industrial | Petroleum | Existing | Space Heating | Natural Gas | Unit Heater | E7 |  | 0% | 0% | 0% | 0 | 0 | 0 | 0 | 0 | 0 | 0 | 0 | 0% | 0 | 0 | 0% | Normal | 0% | 0 | 0 | 0 | [18 empty] | Industrial_Petroleum_Existing_Space Heating_Unit Heater_
Industrial_Petroleum_Existing_Space Heating_Natural Gas_Unit Heater_E8 | Industrial | Petroleum | Existing | Space Heating | Natural Gas | Unit Heater | E8 |  | 0% | 0% | 0% | 0 | 0 | 0 | 0 | 0 | 0 | 0 | 0 | 0% | 0 | 0 | 0% | Normal | 0% | 0 | 0 | 0 | [18 empty] | Industrial_Petroleum_Existing_Space Heating_Unit Heater_
Industrial_Petroleum_Existing_Space Heating_Natural Gas_Unit Heater_E9 | Industrial | Petroleum | Existing | Space Heating | Natural Gas | Unit Heater | E9 |  | 0% | 0% | 0% | 0 | 0 | 0 | 0 | 0 | 0 | 0 | 0 | 0% | 0 | 0 | 0% | Normal | 0% | 0 | 0 | 0 | [18 empty] | Industrial_Petroleum_Existing_Space Heating_Unit Heater_
Industrial_Petroleum_Existing_Space Heating_Natural Gas_Unit Heater_E10 | Industrial | Petroleum | Existing | Space Heating | Natural Gas | Unit Heater | E10 |  | 0% | 0% | 0% | 0 | 0 | 0 | 0 | 0 | 0 | 0 | 0 | 0% | 0 | 0 | 0% | Normal | 0% | 0 | 0 | 0 | [18 empty] | Industrial_Petroleum_Existing_Space Heating_Unit Heater_
Industrial_Petroleum_Existing_Process_Natural Gas_Process Boiler_E1 | Industrial | Petroleum | Existing | Process | Natural Gas | Process Boiler | E1 | EF .80 | 100% | 0% | 0% | 8146.5166 | 2073.4357 | 883.3572 | 0 | 20 | 30 | 2019 | 2040 | 100% | 0 | 0 | 0% | Normal | 0% | 24398.349 | 0 | 0 | 1 unit | 100000 | 0 | 0.48354 | 50457.6 | 16600 | 4225 | 1800 | 2018 | 1.0149 |  | EIA 2018 Tech Forecast | EIA 2018 Tech Forecast | IL TRM - 4.4.10 - CI-HVC-BOIL-V08-210101 |  | 1 | unit | 0.48354 | Industrial_Petroleum_Existing_Process_Process Boiler_EF .80
Industrial_Petroleum_Existing_Process_Natural Gas_Process Boiler_E2 | Industrial | Petroleum | Existing | Process | Natural Gas | Process Boiler | E2 |  | 0% | 0% | 0% | 0 | 0 | 0 | 0 | 0 | 0 | 0 | 0 | 0% | 0 | 0 | 0% | Normal | 0% | 0 | 0 | 0 | [18 empty] | Industrial_Petroleum_Existing_Process_Process Boiler_
Industrial_Petroleum_Existing_Process_Natural Gas_Process Boiler_E3 | Industrial | Petroleum | Existing | Process | Natural Gas | Process Boiler | E3 |  | 0% | 0% | 0% | 0 | 0 | 0 | 0 | 0 | 0 | 0 | 0 | 0% | 0 | 0 | 0% | Normal | 0% | 0 | 0 | 0 | [18 empty] | Industrial_Petroleum_Existing_Process_Process Boiler_
Industrial_Petroleum_Existing_Process_Natural Gas_Process Boiler_E4 | Industrial | Petroleum | Existing | Process | Natural Gas | Process Boiler | E4 |  | 0% | 0% | 0% | 0 | 0 | 0 | 0 | 0 | 0 | 0 | 0 | 0% | 0 | 0 | 0% | Normal | 0% | 0 | 0 | 0 | [18 empty] | Industrial_Petroleum_Existing_Process_Process Boiler_
Industrial_Petroleum_Existing_Process_Natural Gas_Process Boiler_E5 | Industrial | Petroleum | Existing | Process | Natural Gas | Process Boiler | E5 |  | 0% | 0% | 0% | 0 | 0 | 0 | 0 | 0 | 0 | 0 | 0 | 0% | 0 | 0 | 0% | Normal | 0% | 0 | 0 | 0 | [18 empty] | Industrial_Petroleum_Existing_Process_Process Boiler_
Industrial_Petroleum_Existing_Process_Natural Gas_Process Boiler_E6 | Industrial | Petroleum | Existing | Process | Natural Gas | Process Boiler | E6 |  | 0% | 0% | 0% | 0 | 0 | 0 | 0 | 0 | 0 | 0 | 0 | 0% | 0 | 0 | 0% | Normal | 0% | 0 | 0 | 0 | [18 empty] | Industrial_Petroleum_Existing_Process_Process Boiler_
Industrial_Petroleum_Existing_Process_Natural Gas_Process Boiler_E7 | Industrial | Petroleum | Existing | Process | Natural Gas | Process Boiler | E7 |  | 0% | 0% | 0% | 0 | 0 | 0 | 0 | 0 | 0 | 0 | 0 | 0% | 0 | 0 | 0% | Normal | 0% | 0 | 0 | 0 | [18 empty] | Industrial_Petroleum_Existing_Process_Process Boiler_
Industrial_Petroleum_Existing_Process_Natural Gas_Process Boiler_E8 | Industrial | Petroleum | Existing | Process | Natural Gas | Process Boiler | E8 |  | 0% | 0% | 0% | 0 | 0 | 0 | 0 | 0 | 0 | 0 | 0 | 0% | 0 | 0 | 0% | Normal | 0% | 0 | 0 | 0 | [18 empty] | Industrial_Petroleum_Existing_Process_Process Boiler_
Industrial_Petroleum_Existing_Process_Natural Gas_Process Boiler_E9 | Industrial | Petroleum | Existing | Process | Natural Gas | Process Boiler | E9 |  | 0% | 0% | 0% | 0 | 0 | 0 | 0 | 0 | 0 | 0 | 0 | 0% | 0 | 0 | 0% | Normal | 0% | 0 | 0 | 0 | [18 empty] | Industrial_Petroleum_Existing_Process_Process Boiler_
Industrial_Petroleum_Existing_Process_Natural Gas_Process Boiler_E10 | Industrial | Petroleum | Existing | Process | Natural Gas | Process Boiler | E10 |  | 0% | 0% | 0% | 0 | 0 | 0 | 0 | 0 | 0 | 0 | 0 | 0% | 0 | 0 | 0% | Normal | 0% | 0 | 0 | 0 | [18 empty] | Industrial_Petroleum_Existing_Process_Process Boiler_
Industrial_Petroleum_Existing_Process_Natural Gas_Process Heating_E1 | Industrial | Petroleum | Existing | Process | Natural Gas | Process Heating | E1 | Standard | 100% | 0% | 0% | 48212.2124 | 0 | 0 | 0 | 2 | 8 | 2019 | 2040 | 100% | 0 | 0 | 0% | Normal | 0% | 46419.3269 | 0 | 0 | 1 unit | 100000 | 0 | 46419.3269 | 1 | 1 | 0 | 0 | 2016 | 1.0386 |  | N/A | N/A | N/A |  | 1 | unit | 46419.3269 | Industrial_Petroleum_Existing_Process_Process Heating_Standard
Industrial_Petroleum_Existing_Process_Natural Gas_Process Heating_E2 | Industrial | Petroleum | Existing | Process | Natural Gas | Process Heating | E2 |  | 0% | 0% | 0% | 0 | 0 | 0 | 0 | 0 | 0 | 0 | 0 | 0% | 0 | 0 | 0% | Normal | 0% | 0 | 0 | 0 | [18 empty] | Industrial_Petroleum_Existing_Process_Process Heating_
Industrial_Petroleum_Existing_Process_Natural Gas_Process Heating_E3 | Industrial | Petroleum | Existing | Process | Natural Gas | Process Heating | E3 |  | 0% | 0% | 0% | 0 | 0 | 0 | 0 | 0 | 0 | 0 | 0 | 0% | 0 | 0 | 0% | Normal | 0% | 0 | 0 | 0 | [18 empty] | Industrial_Petroleum_Existing_Process_Process Heating_
Industrial_Petroleum_Existing_Process_Natural Gas_Process Heating_E4 | Industrial | Petroleum | Existing | Process | Natural Gas | Process Heating | E4 |  | 0% | 0% | 0% | 0 | 0 | 0 | 0 | 0 | 0 | 0 | 0 | 0% | 0 | 0 | 0% | Normal | 0% | 0 | 0 | 0 | [18 empty] | Industrial_Petroleum_Existing_Process_Process Heating_
Industrial_Petroleum_Existing_Process_Natural Gas_Process Heating_E5 | Industrial | Petroleum | Existing | Process | Natural Gas | Process Heating | E5 |  | 0% | 0% | 0% | 0 | 0 | 0 | 0 | 0 | 0 | 0 | 0 | 0% | 0 | 0 | 0% | Normal | 0% | 0 | 0 | 0 | [18 empty] | Industrial_Petroleum_Existing_Process_Process Heating_
Industrial_Petroleum_Existing_Process_Natural Gas_Process Heating_E6 | Industrial | Petroleum | Existing | Process | Natural Gas | Process Heating | E6 |  | 0% | 0% | 0% | 0 | 0 | 0 | 0 | 0 | 0 | 0 | 0 | 0% | 0 | 0 | 0% | Normal | 0% | 0 | 0 | 0 | [18 empty] | Industrial_Petroleum_Existing_Process_Process Heating_
Industrial_Petroleum_Existing_Process_Natural Gas_Process Heating_E7 | Industrial | Petroleum | Existing | Process | Natural Gas | Process Heating | E7 |  | 0% | 0% | 0% | 0 | 0 | 0 | 0 | 0 | 0 | 0 | 0 | 0% | 0 | 0 | 0% | Normal | 0% | 0 | 0 | 0 | [18 empty] | Industrial_Petroleum_Existing_Process_Process Heating_
Industrial_Petroleum_Existing_Process_Natural Gas_Process Heating_E8 | Industrial | Petroleum | Existing | Process | Natural Gas | Process Heating | E8 |  | 0% | 0% | 0% | 0 | 0 | 0 | 0 | 0 | 0 | 0 | 0 | 0% | 0 | 0 | 0% | Normal | 0% | 0 | 0 | 0 | [18 empty] | Industrial_Petroleum_Existing_Process_Process Heating_
Industrial_Petroleum_Existing_Process_Natural Gas_Process Heating_E9 | Industrial | Petroleum | Existing | Process | Natural Gas | Process Heating | E9 |  | 0% | 0% | 0% | 0 | 0 | 0 | 0 | 0 | 0 | 0 | 0 | 0% | 0 | 0 | 0% | Normal | 0% | 0 | 0 | 0 | [18 empty] | Industrial_Petroleum_Existing_Process_Process Heating_
Industrial_Petroleum_Existing_Process_Natural Gas_Process Heating_E10 | Industrial | Petroleum | Existing | Process | Natural Gas | Process Heating | E10 |  | 0% | 0% | 0% | 0 | 0 | 0 | 0 | 0 | 0 | 0 | 0 | 0% | 0 | 0 | 0% | Normal | 0% | 0 | 0 | 0 | [18 empty] | Industrial_Petroleum_Existing_Process_Process Heating_
Industrial_Petroleum_Existing_Process_Natural Gas_Process Cooling_E1 | Industrial | Petroleum | Existing | Process | Natural Gas | Process Cooling | E1 | Standard | 100% | 0% | 0% | 32.0194 | 0 | 0 | 0 | 2 | 8 | 2019 | 2040 | 100% | 0 | 0 | 0% | Normal | 0% | 30.8287 | 0 | 0 | 1 unit | 100000 | 0 | 30.8287 | 1 | 1 | 0 | 0 | 2016 | 1.0386 |  | N/A | N/A | N/A |  | 1 | unit | 30.8287 | Industrial_Petroleum_Existing_Process_Process Cooling_Standard
Industrial_Petroleum_Existing_Process_Natural Gas_Process Cooling_E2 | Industrial | Petroleum | Existing | Process | Natural Gas | Process Cooling | E2 |  | 0% | 0% | 0% | 0 | 0 | 0 | 0 | 0 | 0 | 0 | 0 | 0% | 0 | 0 | 0% | Normal | 0% | 0 | 0 | 0 | [18 empty] | Industrial_Petroleum_Existing_Process_Process Cooling_
Industrial_Petroleum_Existing_Process_Natural Gas_Process Cooling_E3 | Industrial | Petroleum | Existing | Process | Natural Gas | Process Cooling | E3 |  | 0% | 0% | 0% | 0 | 0 | 0 | 0 | 0 | 0 | 0 | 0 | 0% | 0 | 0 | 0% | Normal | 0% | 0 | 0 | 0 | [18 empty] | Industrial_Petroleum_Existing_Process_Process Cooling_
Industrial_Petroleum_Existing_Process_Natural Gas_Process Cooling_E4 | Industrial | Petroleum | Existing | Process | Natural Gas | Process Cooling | E4 |  | 0% | 0% | 0% | 0 | 0 | 0 | 0 | 0 | 0 | 0 | 0 | 0% | 0 | 0 | 0% | Normal | 0% | 0 | 0 | 0 | [18 empty] | Industrial_Petroleum_Existing_Process_Process Cooling_
Industrial_Petroleum_Existing_Process_Natural Gas_Process Cooling_E5 | Industrial | Petroleum | Existing | Process | Natural Gas | Process Cooling | E5 |  | 0% | 0% | 0% | 0 | 0 | 0 | 0 | 0 | 0 | 0 | 0 | 0% | 0 | 0 | 0% | Normal | 0% | 0 | 0 | 0 | [18 empty] | Industrial_Petroleum_Existing_Process_Process Cooling_
Industrial_Petroleum_Existing_Process_Natural Gas_Process Cooling_E6 | Industrial | Petroleum | Existing | Process | Natural Gas | Process Cooling | E6 |  | 0% | 0% | 0% | 0 | 0 | 0 | 0 | 0 | 0 | 0 | 0 | 0% | 0 | 0 | 0% | Normal | 0% | 0 | 0 | 0 | [18 empty] | Industrial_Petroleum_Existing_Process_Process Cooling_
Industrial_Petroleum_Existing_Process_Natural Gas_Process Cooling_E7 | Industrial | Petroleum | Existing | Process | Natural Gas | Process Cooling | E7 |  | 0% | 0% | 0% | 0 | 0 | 0 | 0 | 0 | 0 | 0 | 0 | 0% | 0 | 0 | 0% | Normal | 0% | 0 | 0 | 0 | [18 empty] | Industrial_Petroleum_Existing_Process_Process Cooling_
Industrial_Petroleum_Existing_Process_Natural Gas_Process Cooling_E8 | Industrial | Petroleum | Existing | Process | Natural Gas | Process Cooling | E8 |  | 0% | 0% | 0% | 0 | 0 | 0 | 0 | 0 | 0 | 0 | 0 | 0% | 0 | 0 | 0% | Normal | 0% | 0 | 0 | 0 | [18 empty] | Industrial_Petroleum_Existing_Process_Process Cooling_
Industrial_Petroleum_Existing_Process_Natural Gas_Process Cooling_E9 | Industrial | Petroleum | Existing | Process | Natural Gas | Process Cooling | E9 |  | 0% | 0% | 0% | 0 | 0 | 0 | 0 | 0 | 0 | 0 | 0 | 0% | 0 | 0 | 0% | Normal | 0% | 0 | 0 | 0 | [18 empty] | Industrial_Petroleum_Existing_Process_Process Cooling_
Industrial_Petroleum_Existing_Process_Natural Gas_Process Cooling_E10 | Industrial | Petroleum | Existing | Process | Natural Gas | Process Cooling | E10 |  | 0% | 0% | 0% | 0 | 0 | 0 | 0 | 0 | 0 | 0 | 0 | 0% | 0 | 0 | 0% | Normal | 0% | 0 | 0 | 0 | [18 empty] | Industrial_Petroleum_Existing_Process_Process Cooling_
Industrial_Petroleum_Existing_Process_Natural Gas_Other Process_E1 | Industrial | Petroleum | Existing | Process | Natural Gas | Other Process | E1 | Standard | 100% | 0% | 0% | 717.0663 | 0 | 0 | 0 | 2 | 8 | 2019 | 2040 | 100% | 0 | 0 | 0% | Normal | 0% | 690.4005 | 0 | 0 | 1 unit | 100000 | 0 | 690.4005 | 1 | 1 | 0 | 0 | 2016 | 1.0386 |  | N/A | N/A | N/A |  | 1 | unit | 690.4005 | Industrial_Petroleum_Existing_Process_Other Process_Standard
Industrial_Petroleum_Existing_Process_Natural Gas_Other Process_E2 | Industrial | Petroleum | Existing | Process | Natural Gas | Other Process | E2 |  | 0% | 0% | 0% | 0 | 0 | 0 | 0 | 0 | 0 | 0 | 0 | 0% | 0 | 0 | 0% | Normal | 0% | 0 | 0 | 0 | [18 empty] | Industrial_Petroleum_Existing_Process_Other Process_
Industrial_Petroleum_Existing_Process_Natural Gas_Other Process_E3 | Industrial | Petroleum | Existing | Process | Natural Gas | Other Process | E3 |  | 0% | 0% | 0% | 0 | 0 | 0 | 0 | 0 | 0 | 0 | 0 | 0% | 0 | 0 | 0% | Normal | 0% | 0 | 0 | 0 | [18 empty] | Industrial_Petroleum_Existing_Process_Other Process_
Industrial_Petroleum_Existing_Process_Natural Gas_Other Process_E4 | Industrial | Petroleum | Existing | Process | Natural Gas | Other Process | E4 |  | 0% | 0% | 0% | 0 | 0 | 0 | 0 | 0 | 0 | 0 | 0 | 0% | 0 | 0 | 0% | Normal | 0% | 0 | 0 | 0 | [18 empty] | Industrial_Petroleum_Existing_Process_Other Process_
Industrial_Petroleum_Existing_Process_Natural Gas_Other Process_E5 | Industrial | Petroleum | Existing | Process | Natural Gas | Other Process | E5 |  | 0% | 0% | 0% | 0 | 0 | 0 | 0 | 0 | 0 | 0 | 0 | 0% | 0 | 0 | 0% | Normal | 0% | 0 | 0 | 0 | [18 empty] | Industrial_Petroleum_Existing_Process_Other Process_
Industrial_Petroleum_Existing_Process_Natural Gas_Other Process_E6 | Industrial | Petroleum | Existing | Process | Natural Gas | Other Process | E6 |  | 0% | 0% | 0% | 0 | 0 | 0 | 0 | 0 | 0 | 0 | 0 | 0% | 0 | 0 | 0% | Normal | 0% | 0 | 0 | 0 | [18 empty] | Industrial_Petroleum_Existing_Process_Other Process_
Industrial_Petroleum_Existing_Process_Natural Gas_Other Process_E7 | Industrial | Petroleum | Existing | Process | Natural Gas | Other Process | E7 |  | 0% | 0% | 0% | 0 | 0 | 0 | 0 | 0 | 0 | 0 | 0 | 0% | 0 | 0 | 0% | Normal | 0% | 0 | 0 | 0 | [18 empty] | Industrial_Petroleum_Existing_Process_Other Process_
Industrial_Petroleum_Existing_Process_Natural Gas_Other Process_E8 | Industrial | Petroleum | Existing | Process | Natural Gas | Other Process | E8 |  | 0% | 0% | 0% | 0 | 0 | 0 | 0 | 0 | 0 | 0 | 0 | 0% | 0 | 0 | 0% | Normal | 0% | 0 | 0 | 0 | [18 empty] | Industrial_Petroleum_Existing_Process_Other Process_
Industrial_Petroleum_Existing_Process_Natural Gas_Other Process_E9 | Industrial | Petroleum | Existing | Process | Natural Gas | Other Process | E9 |  | 0% | 0% | 0% | 0 | 0 | 0 | 0 | 0 | 0 | 0 | 0 | 0% | 0 | 0 | 0% | Normal | 0% | 0 | 0 | 0 | [18 empty] | Industrial_Petroleum_Existing_Process_Other Process_
Industrial_Petroleum_Existing_Process_Natural Gas_Other Process_E10 | Industrial | Petroleum | Existing | Process | Natural Gas | Other Process | E10 |  | 0% | 0% | 0% | 0 | 0 | 0 | 0 | 0 | 0 | 0 | 0 | 0% | 0 | 0 | 0% | Normal | 0% | 0 | 0 | 0 | [18 empty] | Industrial_Petroleum_Existing_Process_Other Process_
Industrial_Petroleum_Existing_Miscellaneous_Natural Gas_Miscellaneous_E1 | Industrial | Petroleum | Existing | Miscellaneous | Natural Gas | Miscellaneous | E1 | Standard | 100% | 0% | 0% | 3883.2999 | 0 | 0 | 0 | 2 | 8 | 2019 | 2040 | 100% | 0 | 0 | 0% | Normal | 0% | 3738.8901 | 0 | 0 | 1 unit | 100000 | 0 | 3738.8901 | 1 | 1 | 0 | 0 | 2016 | 1.0386 |  | N/A | N/A | N/A |  | 1 | unit | 3738.8901 | Industrial_Petroleum_Existing_Miscellaneous_Miscellaneous_Standard
Industrial_Petroleum_Existing_Miscellaneous_Natural Gas_Miscellaneous_E2 | Industrial | Petroleum | Existing | Miscellaneous | Natural Gas | Miscellaneous | E2 |  | 0% | 0% | 0% | 0 | 0 | 0 | 0 | 0 | 0 | 0 | 0 | 0% | 0 | 0 | 0% | Normal | 0% | 0 | 0 | 0 | [18 empty] | Industrial_Petroleum_Existing_Miscellaneous_Miscellaneous_
Industrial_Petroleum_Existing_Miscellaneous_Natural Gas_Miscellaneous_E3 | Industrial | Petroleum | Existing | Miscellaneous | Natural Gas | Miscellaneous | E3 |  | 0% | 0% | 0% | 0 | 0 | 0 | 0 | 0 | 0 | 0 | 0 | 0% | 0 | 0 | 0% | Normal | 0% | 0 | 0 | 0 | [18 empty] | Industrial_Petroleum_Existing_Miscellaneous_Miscellaneous_
Industrial_Petroleum_Existing_Miscellaneous_Natural Gas_Miscellaneous_E4 | Industrial | Petroleum | Existing | Miscellaneous | Natural Gas | Miscellaneous | E4 |  | 0% | 0% | 0% | 0 | 0 | 0 | 0 | 0 | 0 | 0 | 0 | 0% | 0 | 0 | 0% | Normal | 0% | 0 | 0 | 0 | [18 empty] | Industrial_Petroleum_Existing_Miscellaneous_Miscellaneous_
Industrial_Petroleum_Existing_Miscellaneous_Natural Gas_Miscellaneous_E5 | Industrial | Petroleum | Existing | Miscellaneous | Natural Gas | Miscellaneous | E5 |  | 0% | 0% | 0% | 0 | 0 | 0 | 0 | 0 | 0 | 0 | 0 | 0% | 0 | 0 | 0% | Normal | 0% | 0 | 0 | 0 | [18 empty] | Industrial_Petroleum_Existing_Miscellaneous_Miscellaneous_
Industrial_Petroleum_Existing_Miscellaneous_Natural Gas_Miscellaneous_E6 | Industrial | Petroleum | Existing | Miscellaneous | Natural Gas | Miscellaneous | E6 |  | 0% | 0% | 0% | 0 | 0 | 0 | 0 | 0 | 0 | 0 | 0 | 0% | 0 | 0 | 0% | Normal | 0% | 0 | 0 | 0 | [18 empty] | Industrial_Petroleum_Existing_Miscellaneous_Miscellaneous_
Industrial_Petroleum_Existing_Miscellaneous_Natural Gas_Miscellaneous_E7 | Industrial | Petroleum | Existing | Miscellaneous | Natural Gas | Miscellaneous | E7 |  | 0% | 0% | 0% | 0 | 0 | 0 | 0 | 0 | 0 | 0 | 0 | 0% | 0 | 0 | 0% | Normal | 0% | 0 | 0 | 0 | [18 empty] | Industrial_Petroleum_Existing_Miscellaneous_Miscellaneous_
Industrial_Petroleum_Existing_Miscellaneous_Natural Gas_Miscellaneous_E8 | Industrial | Petroleum | Existing | Miscellaneous | Natural Gas | Miscellaneous | E8 |  | 0% | 0% | 0% | 0 | 0 | 0 | 0 | 0 | 0 | 0 | 0 | 0% | 0 | 0 | 0% | Normal | 0% | 0 | 0 | 0 | [18 empty] | Industrial_Petroleum_Existing_Miscellaneous_Miscellaneous_
Industrial_Petroleum_Existing_Miscellaneous_Natural Gas_Miscellaneous_E9 | Industrial | Petroleum | Existing | Miscellaneous | Natural Gas | Miscellaneous | E9 |  | 0% | 0% | 0% | 0 | 0 | 0 | 0 | 0 | 0 | 0 | 0 | 0% | 0 | 0 | 0% | Normal | 0% | 0 | 0 | 0 | [18 empty] | Industrial_Petroleum_Existing_Miscellaneous_Miscellaneous_
Industrial_Petroleum_Existing_Miscellaneous_Natural Gas_Miscellaneous_E10 | Industrial | Petroleum | Existing | Miscellaneous | Natural Gas | Miscellaneous | E10 |  | 0% | 0% | 0% | 0 | 0 | 0 | 0 | 0 | 0 | 0 | 0 | 0% | 0 | 0 | 0% | Normal | 0% | 0 | 0 | 0 | [18 empty] | Industrial_Petroleum_Existing_Miscellaneous_Miscellaneous_
Industrial_Petroleum_New_Space Heating_Natural Gas_Furnace_E1 | Industrial | Petroleum | New | Space Heating | Natural Gas | Furnace | E1 | AFUE 80% (Standard) | 100% | 0% | 0% | 8823.8886 | 9244.0738 | 1428.6296 | 0 | 17 | 29 | 2019 | 2040 | 100% | 0 | 0 | 0% | Normal | 0% | 71700.5074 | 0 | 0 | 400 kBtu/hr | 100000 | 0 | 8.2802 | 21.6482 | 1050 | 1100 | 170 | 2018 | 1.0149 |  | EIA 2018 Tech Forecast | EIA 2018 Tech Forecast | AEG BEST |  | 400 | kBtu/hr | 3312.0791 | Industrial_Petroleum_New_Space Heating_Furnace_AFUE 80% (Standard)
Industrial_Petroleum_New_Space Heating_Natural Gas_Furnace_E2 | Industrial | Petroleum | New | Space Heating | Natural Gas | Furnace | E2 | AFUE 90% | 88.89% | 0% | 0% | 14706.481 | 10924.8144 | 1470.6481 | 0 | 17 | 29 | 2019 | 2040 | 100% | 0 | 0 | 0% | Normal | 0% | 63732.1568 | 0 | 0 | 400 kBtu/hr | 100000 | 0 | 8.2802 | 19.2423 | 1750 | 1300 | 175 | 2018 | 1.0149 |  | EIA 2018 Tech Forecast | EIA 2018 Tech Forecast | AEG BEST |  | 400 | kBtu/hr | 3312.0791 | Industrial_Petroleum_New_Space Heating_Furnace_AFUE 90%
Industrial_Petroleum_New_Space Heating_Natural Gas_Furnace_E3 | Industrial | Petroleum | New | Space Heating | Natural Gas | Furnace | E3 | AFUE 96% | 83.33% | 0% | 0% | 20589.0734 | 12605.5551 | 1512.6666 | 0 | 17 | 29 | 2019 | 2040 | 100% | 0 | 0 | 0% | Normal | 0% | 59747.9815 | 0 | 0 | 400 kBtu/hr | 100000 | 0 | 8.2802 | 18.0394 | 2450 | 1500 | 180 | 2018 | 1.0149 |  | EIA 2018 Tech Forecast | EIA 2018 Tech Forecast | AEG BEST |  | 400 | kBtu/hr | 3312.0791 | Industrial_Petroleum_New_Space Heating_Furnace_AFUE 96%
Industrial_Petroleum_New_Space Heating_Natural Gas_Furnace_E4 | Industrial | Petroleum | New | Space Heating | Natural Gas | Furnace | E4 |  | 0% | 0% | 0% | 0 | 0 | 0 | 0 | 0 | 0 | 0 | 0 | 0% | 0 | 0 | 0% | Normal | 0% | 0 | 0 | 0 | [18 empty] | Industrial_Petroleum_New_Space Heating_Furnace_
Industrial_Petroleum_New_Space Heating_Natural Gas_Furnace_E5 | Industrial | Petroleum | New | Space Heating | Natural Gas | Furnace | E5 |  | 0% | 0% | 0% | 0 | 0 | 0 | 0 | 0 | 0 | 0 | 0 | 0% | 0 | 0 | 0% | Normal | 0% | 0 | 0 | 0 | [18 empty] | Industrial_Petroleum_New_Space Heating_Furnace_
Industrial_Petroleum_New_Space Heating_Natural Gas_Furnace_E6 | Industrial | Petroleum | New | Space Heating | Natural Gas | Furnace | E6 |  | 0% | 0% | 0% | 0 | 0 | 0 | 0 | 0 | 0 | 0 | 0 | 0% | 0 | 0 | 0% | Normal | 0% | 0 | 0 | 0 | [18 empty] | Industrial_Petroleum_New_Space Heating_Furnace_
Industrial_Petroleum_New_Space Heating_Natural Gas_Furnace_E7 | Industrial | Petroleum | New | Space Heating | Natural Gas | Furnace | E7 |  | 0% | 0% | 0% | 0 | 0 | 0 | 0 | 0 | 0 | 0 | 0 | 0% | 0 | 0 | 0% | Normal | 0% | 0 | 0 | 0 | [18 empty] | Industrial_Petroleum_New_Space Heating_Furnace_
Industrial_Petroleum_New_Space Heating_Natural Gas_Furnace_E8 | Industrial | Petroleum | New | Space Heating | Natural Gas | Furnace | E8 |  | 0% | 0% | 0% | 0 | 0 | 0 | 0 | 0 | 0 | 0 | 0 | 0% | 0 | 0 | 0% | Normal | 0% | 0 | 0 | 0 | [18 empty] | Industrial_Petroleum_New_Space Heating_Furnace_
Industrial_Petroleum_New_Space Heating_Natural Gas_Furnace_E9 | Industrial | Petroleum | New | Space Heating | Natural Gas | Furnace | E9 |  | 0% | 0% | 0% | 0 | 0 | 0 | 0 | 0 | 0 | 0 | 0 | 0% | 0 | 0 | 0% | Normal | 0% | 0 | 0 | 0 | [18 empty] | Industrial_Petroleum_New_Space Heating_Furnace_
Industrial_Petroleum_New_Space Heating_Natural Gas_Furnace_E10 | Industrial | Petroleum | New | Space Heating | Natural Gas | Furnace | E10 |  | 0% | 0% | 0% | 0 | 0 | 0 | 0 | 0 | 0 | 0 | 0 | 0% | 0 | 0 | 0% | Normal | 0% | 0 | 0 | 0 | [18 empty] | Industrial_Petroleum_New_Space Heating_Furnace_
Industrial_Petroleum_New_Space Heating_Natural Gas_Boiler_E1 | Industrial | Petroleum | New | Space Heating | Natural Gas | Boiler | E1 | AFUE 80% (Standard) | 100% | 0% | 0% | 1578.5914 | 874.882 | 171.1726 | 0 | 20 | 30 | 2019 | 2040 | 100% | 0 | 0 | 0% | Normal | 0% | 4625.6611 | 0 | 0 | 800 kBtu/hr | 100000 | 0 | 0.1302 | 44.4075 | 11945.7187 | 6620.5188 | 1295.3189 | 2018 | 1.0149 |  | EIA 2018 Tech Forecast | EIA 2018 Tech Forecast | GBLR-Heating-EIA14-2014 Ref. Case-2 |  | 800 | kBtu/hr | 104.1639 | Industrial_Petroleum_New_Space Heating_Boiler_AFUE 80% (Standard)
Industrial_Petroleum_New_Space Heating_Natural Gas_Boiler_E2 | Industrial | Petroleum | New | Space Heating | Natural Gas | Boiler | E2 | AFUE 85% | 94.12% | 0% | 0% | 2158.6762 | 927.1847 | 171.1726 | 0 | 20 | 30 | 2019 | 2040 | 100% | 0 | 0 | 0% | Normal | 0% | 4353.6122 | 0 | 0 | 800 kBtu/hr | 100000 | 0 | 0.1302 | 41.7958 | 16335.4105 | 7016.3107 | 1295.3189 | 2018 | 1.0149 |  | EIA 2018 Tech Forecast | EIA 2018 Tech Forecast | GBLR-Heating-EIA14-2014 Ref. Case-5 |  | 800 | kBtu/hr | 104.1639 | Industrial_Petroleum_New_Space Heating_Boiler_AFUE 85%
Industrial_Petroleum_New_Space Heating_Natural Gas_Boiler_E3 | Industrial | Petroleum | New | Space Heating | Natural Gas | Boiler | E3 | AFUE 97% | 82.48% | 0% | 0% | 3494.0526 | 861.8663 | 171.1726 | 0 | 20 | 30 | 2019 | 2040 | 100% | 0 | 0 | 0% | Normal | 0% | 3815.3203 | 0 | 0 | 800 kBtu/hr | 100000 | 0 | 0.1302 | 36.628 | 26440.6423 | 6522.0251 | 1295.3189 | 2018 | 1.0149 |  | EIA 2018 Tech Forecast | EIA 2018 Tech Forecast | GBLR-Heating-EIA14-2014 Ref. Case-6 |  | 800 | kBtu/hr | 104.1639 | Industrial_Petroleum_New_Space Heating_Boiler_AFUE 97%
Industrial_Petroleum_New_Space Heating_Natural Gas_Boiler_E4 | Industrial | Petroleum | New | Space Heating | Natural Gas | Boiler | E4 | Convert to NG Air Source Heat Pump | 57.14% | 0% | 0% | 16947700.2845 | 0 | 318411.3387 | 0 | 10 | 20 | 2019 | 2040 | 100% | 0 | 0 | 0% | Normal | 0% | 2643.2349 | 0 | 0 | 1 kBtu/hr | 100000 | 0 | 104.1639 | 25.3757 | 158316.7533 | 0 | 2974.436 | 2017 | 1.0277 |  | AEO 2021 - gas_eng-driven_RTHP-heat 2017 typical | AEO 2021 - gas_eng-driven_RTHP-heat 2017 typical | HP_GAS-Heating-AEO17-1 |  | 1 | kBtu/hr | 104.1639 | Industrial_Petroleum_New_Space Heating_Boiler_Convert to NG Air Source Heat Pump
Industrial_Petroleum_New_Space Heating_Natural Gas_Boiler_E5 | Industrial | Petroleum | New | Space Heating | Natural Gas | Boiler | E5 |  | 0% | 0% | 0% | 0 | 0 | 0 | 0 | 0 | 0 | 0 | 0 | 0% | 0 | 0 | 0% | Normal | 0% | 0 | 0 | 0 | [18 empty] | Industrial_Petroleum_New_Space Heating_Boiler_
Industrial_Petroleum_New_Space Heating_Natural Gas_Boiler_E6 | Industrial | Petroleum | New | Space Heating | Natural Gas | Boiler | E6 |  | 0% | 0% | 0% | 0 | 0 | 0 | 0 | 0 | 0 | 0 | 0 | 0% | 0 | 0 | 0% | Normal | 0% | 0 | 0 | 0 | [18 empty] | Industrial_Petroleum_New_Space Heating_Boiler_
Industrial_Petroleum_New_Space Heating_Natural Gas_Boiler_E7 | Industrial | Petroleum | New | Space Heating | Natural Gas | Boiler | E7 |  | 0% | 0% | 0% | 0 | 0 | 0 | 0 | 0 | 0 | 0 | 0 | 0% | 0 | 0 | 0% | Normal | 0% | 0 | 0 | 0 | [18 empty] | Industrial_Petroleum_New_Space Heating_Boiler_
Industrial_Petroleum_New_Space Heating_Natural Gas_Boiler_E8 | Industrial | Petroleum | New | Space Heating | Natural Gas | Boiler | E8 |  | 0% | 0% | 0% | 0 | 0 | 0 | 0 | 0 | 0 | 0 | 0 | 0% | 0 | 0 | 0% | Normal | 0% | 0 | 0 | 0 | [18 empty] | Industrial_Petroleum_New_Space Heating_Boiler_
Industrial_Petroleum_New_Space Heating_Natural Gas_Boiler_E9 | Industrial | Petroleum | New | Space Heating | Natural Gas | Boiler | E9 |  | 0% | 0% | 0% | 0 | 0 | 0 | 0 | 0 | 0 | 0 | 0 | 0% | 0 | 0 | 0% | Normal | 0% | 0 | 0 | 0 | [18 empty] | Industrial_Petroleum_New_Space Heating_Boiler_
Industrial_Petroleum_New_Space Heating_Natural Gas_Boiler_E10 | Industrial | Petroleum | New | Space Heating | Natural Gas | Boiler | E10 |  | 0% | 0% | 0% | 0 | 0 | 0 | 0 | 0 | 0 | 0 | 0 | 0% | 0 | 0 | 0% | Normal | 0% | 0 | 0 | 0 | [18 empty] | Industrial_Petroleum_New_Space Heating_Boiler_
Industrial_Petroleum_New_Space Heating_Natural Gas_Unit Heater_E1 | Industrial | Petroleum | New | Space Heating | Natural Gas | Unit Heater | E1 | Standard | 100% | 0% | 0% | 229.3643 | 0 | 0 | 0 | 10 | 14 | 2019 | 2040 | 100% | 0 | 0 | 0% | Normal | 0% | 310.133 | 0 | 0 | 125 kBtu/Hr | 100000 | 0 | 0.0010655 | 2328.572 | 1753.7127 | 0 | 0 | 2020 | 0.98199 |  | IL TRM - 4.4.12 - CI-HVC-IRHT-V02-210101 | CNGC Program Data | IL TRM - 4.4.12 - CI-HVC-IRHT-V02-210101 w/ CNGC Sizing |  | 125 | kBtu/Hr | 0.13319 | Industrial_Petroleum_New_Space Heating_Unit Heater_Standard
Industrial_Petroleum_New_Space Heating_Natural Gas_Unit Heater_E2 | Industrial | Petroleum | New | Space Heating | Natural Gas | Unit Heater | E2 | Condensing | 95.24% | 0% | 0% | 503.0303 | 0 | 0 | 0 | 10 | 14 | 2019 | 2040 | 100% | 0 | 0 | 0% | Normal | 0% | 295.3716 | 0 | 0 | 125 kBtu/Hr | 100000 | 0 | 0.0010655 | 2217.7386 | 3846.1538 | 0 | 0 | 2020 | 0.98199 |  | IL TRM - 4.4.5 - CI-HVC-CUHT-V01-190101 | CNGC Program Data | IL TRM - 4.4.5 - CI-HVC-CUHT-V01-190101 w/ CNGC Sizing |  | 125 | kBtu/Hr | 0.13319 | Industrial_Petroleum_New_Space Heating_Unit Heater_Condensing
Industrial_Petroleum_New_Space Heating_Natural Gas_Unit Heater_E3 | Industrial | Petroleum | New | Space Heating | Natural Gas | Unit Heater | E3 | Infrared Radiant | 85% | 0% | 0% | 319.9986 | 0 | 0 | 0 | 11 | 19 | 2019 | 2040 | 100% | 0 | 0 | 0% | Normal | 0% | 263.6131 | 0 | 0 | 125 kBtu/Hr | 100000 | 0 | 0.0010655 | 1979.2862 | 2446.6992 | 0 | 0 | 2020 | 0.98199 |  | IL TRM - 4.4.12 - CI-HVC-IRHT-V02-210101 | CNGC Program Data | IL TRM - 4.4.12 - CI-HVC-IRHT-V02-210101 w/ CNGC Sizing |  | 125 | kBtu/Hr | 0.13319 | Industrial_Petroleum_New_Space Heating_Unit Heater_Infrared Radiant
Industrial_Petroleum_New_Space Heating_Natural Gas_Unit Heater_E4 | Industrial | Petroleum | New | Space Heating | Natural Gas | Unit Heater | E4 |  | 0% | 0% | 0% | 0 | 0 | 0 | 0 | 0 | 0 | 0 | 0 | 0% | 0 | 0 | 0% | Normal | 0% | 0 | 0 | 0 | [18 empty] | Industrial_Petroleum_New_Space Heating_Unit Heater_
Industrial_Petroleum_New_Space Heating_Natural Gas_Unit Heater_E5 | Industrial | Petroleum | New | Space Heating | Natural Gas | Unit Heater | E5 |  | 0% | 0% | 0% | 0 | 0 | 0 | 0 | 0 | 0 | 0 | 0 | 0% | 0 | 0 | 0% | Normal | 0% | 0 | 0 | 0 | [18 empty] | Industrial_Petroleum_New_Space Heating_Unit Heater_
Industrial_Petroleum_New_Space Heating_Natural Gas_Unit Heater_E6 | Industrial | Petroleum | New | Space Heating | Natural Gas | Unit Heater | E6 |  | 0% | 0% | 0% | 0 | 0 | 0 | 0 | 0 | 0 | 0 | 0 | 0% | 0 | 0 | 0% | Normal | 0% | 0 | 0 | 0 | [18 empty] | Industrial_Petroleum_New_Space Heating_Unit Heater_
Industrial_Petroleum_New_Space Heating_Natural Gas_Unit Heater_E7 | Industrial | Petroleum | New | Space Heating | Natural Gas | Unit Heater | E7 |  | 0% | 0% | 0% | 0 | 0 | 0 | 0 | 0 | 0 | 0 | 0 | 0% | 0 | 0 | 0% | Normal | 0% | 0 | 0 | 0 | [18 empty] | Industrial_Petroleum_New_Space Heating_Unit Heater_
Industrial_Petroleum_New_Space Heating_Natural Gas_Unit Heater_E8 | Industrial | Petroleum | New | Space Heating | Natural Gas | Unit Heater | E8 |  | 0% | 0% | 0% | 0 | 0 | 0 | 0 | 0 | 0 | 0 | 0 | 0% | 0 | 0 | 0% | Normal | 0% | 0 | 0 | 0 | [18 empty] | Industrial_Petroleum_New_Space Heating_Unit Heater_
Industrial_Petroleum_New_Space Heating_Natural Gas_Unit Heater_E9 | Industrial | Petroleum | New | Space Heating | Natural Gas | Unit Heater | E9 |  | 0% | 0% | 0% | 0 | 0 | 0 | 0 | 0 | 0 | 0 | 0 | 0% | 0 | 0 | 0% | Normal | 0% | 0 | 0 | 0 | [18 empty] | Industrial_Petroleum_New_Space Heating_Unit Heater_
Industrial_Petroleum_New_Space Heating_Natural Gas_Unit Heater_E10 | Industrial | Petroleum | New | Space Heating | Natural Gas | Unit Heater | E10 |  | 0% | 0% | 0% | 0 | 0 | 0 | 0 | 0 | 0 | 0 | 0 | 0% | 0 | 0 | 0% | Normal | 0% | 0 | 0 | 0 | [18 empty] | Industrial_Petroleum_New_Space Heating_Unit Heater_
Industrial_Petroleum_New_Process_Natural Gas_Process Boiler_E1 | Industrial | Petroleum | New | Process | Natural Gas | Process Boiler | E1 | EF .80 | 100% | 0% | 0% | 16847.602 | 4288.0192 | 1826.8484 | 0 | 20 | 30 | 2019 | 2040 | 100% | 0 | 0 | 0% | Normal | 0% | 24398.349 | 0 | 0 | 1 unit | 100000 | 0 | 1 | 50457.6 | 16600 | 4225 | 1800 | 2018 | 1.0149 |  | EIA 2018 Tech Forecast | EIA 2018 Tech Forecast | IL TRM - 4.4.10 - CI-HVC-BOIL-V08-210101 |  | 1 | unit | 1 | Industrial_Petroleum_New_Process_Process Boiler_EF .80
Industrial_Petroleum_New_Process_Natural Gas_Process Boiler_E2 | Industrial | Petroleum | New | Process | Natural Gas | Process Boiler | E2 |  | 0% | 0% | 0% | 0 | 0 | 0 | 0 | 0 | 0 | 0 | 0 | 0% | 0 | 0 | 0% | Normal | 0% | 0 | 0 | 0 | [18 empty] | Industrial_Petroleum_New_Process_Process Boiler_
Industrial_Petroleum_New_Process_Natural Gas_Process Boiler_E3 | Industrial | Petroleum | New | Process | Natural Gas | Process Boiler | E3 |  | 0% | 0% | 0% | 0 | 0 | 0 | 0 | 0 | 0 | 0 | 0 | 0% | 0 | 0 | 0% | Normal | 0% | 0 | 0 | 0 | [18 empty] | Industrial_Petroleum_New_Process_Process Boiler_
Industrial_Petroleum_New_Process_Natural Gas_Process Boiler_E4 | Industrial | Petroleum | New | Process | Natural Gas | Process Boiler | E4 |  | 0% | 0% | 0% | 0 | 0 | 0 | 0 | 0 | 0 | 0 | 0 | 0% | 0 | 0 | 0% | Normal | 0% | 0 | 0 | 0 | [18 empty] | Industrial_Petroleum_New_Process_Process Boiler_
Industrial_Petroleum_New_Process_Natural Gas_Process Boiler_E5 | Industrial | Petroleum | New | Process | Natural Gas | Process Boiler | E5 |  | 0% | 0% | 0% | 0 | 0 | 0 | 0 | 0 | 0 | 0 | 0 | 0% | 0 | 0 | 0% | Normal | 0% | 0 | 0 | 0 | [18 empty] | Industrial_Petroleum_New_Process_Process Boiler_
Industrial_Petroleum_New_Process_Natural Gas_Process Boiler_E6 | Industrial | Petroleum | New | Process | Natural Gas | Process Boiler | E6 |  | 0% | 0% | 0% | 0 | 0 | 0 | 0 | 0 | 0 | 0 | 0 | 0% | 0 | 0 | 0% | Normal | 0% | 0 | 0 | 0 | [18 empty] | Industrial_Petroleum_New_Process_Process Boiler_
Industrial_Petroleum_New_Process_Natural Gas_Process Boiler_E7 | Industrial | Petroleum | New | Process | Natural Gas | Process Boiler | E7 |  | 0% | 0% | 0% | 0 | 0 | 0 | 0 | 0 | 0 | 0 | 0 | 0% | 0 | 0 | 0% | Normal | 0% | 0 | 0 | 0 | [18 empty] | Industrial_Petroleum_New_Process_Process Boiler_
Industrial_Petroleum_New_Process_Natural Gas_Process Boiler_E8 | Industrial | Petroleum | New | Process | Natural Gas | Process Boiler | E8 |  | 0% | 0% | 0% | 0 | 0 | 0 | 0 | 0 | 0 | 0 | 0 | 0% | 0 | 0 | 0% | Normal | 0% | 0 | 0 | 0 | [18 empty] | Industrial_Petroleum_New_Process_Process Boiler_
Industrial_Petroleum_New_Process_Natural Gas_Process Boiler_E9 | Industrial | Petroleum | New | Process | Natural Gas | Process Boiler | E9 |  | 0% | 0% | 0% | 0 | 0 | 0 | 0 | 0 | 0 | 0 | 0 | 0% | 0 | 0 | 0% | Normal | 0% | 0 | 0 | 0 | [18 empty] | Industrial_Petroleum_New_Process_Process Boiler_
Industrial_Petroleum_New_Process_Natural Gas_Process Boiler_E10 | Industrial | Petroleum | New | Process | Natural Gas | Process Boiler | E10 |  | 0% | 0% | 0% | 0 | 0 | 0 | 0 | 0 | 0 | 0 | 0 | 0% | 0 | 0 | 0% | Normal | 0% | 0 | 0 | 0 | [18 empty] | Industrial_Petroleum_New_Process_Process Boiler_
Industrial_Petroleum_New_Process_Natural Gas_Process Heating_E1 | Industrial | Petroleum | New | Process | Natural Gas | Process Heating | E1 | Standard | 100% | 0% | 0% | 1.0386 | 0 | 0 | 0 | 2 | 8 | 2019 | 2040 | 100% | 0 | 0 | 0% | Normal | 0% | 46419.3269 | 0 | 0 | 1 unit | 100000 | 0 | 1 | 1 | 1 | 0 | 0 | 2016 | 1.0386 |  | N/A | N/A | N/A |  | 1 | unit | 1 | Industrial_Petroleum_New_Process_Process Heating_Standard
Industrial_Petroleum_New_Process_Natural Gas_Process Heating_E2 | Industrial | Petroleum | New | Process | Natural Gas | Process Heating | E2 |  | 0% | 0% | 0% | 0 | 0 | 0 | 0 | 0 | 0 | 0 | 0 | 0% | 0 | 0 | 0% | Normal | 0% | 0 | 0 | 0 | [18 empty] | Industrial_Petroleum_New_Process_Process Heating_
Industrial_Petroleum_New_Process_Natural Gas_Process Heating_E3 | Industrial | Petroleum | New | Process | Natural Gas | Process Heating | E3 |  | 0% | 0% | 0% | 0 | 0 | 0 | 0 | 0 | 0 | 0 | 0 | 0% | 0 | 0 | 0% | Normal | 0% | 0 | 0 | 0 | [18 empty] | Industrial_Petroleum_New_Process_Process Heating_
Industrial_Petroleum_New_Process_Natural Gas_Process Heating_E4 | Industrial | Petroleum | New | Process | Natural Gas | Process Heating | E4 |  | 0% | 0% | 0% | 0 | 0 | 0 | 0 | 0 | 0 | 0 | 0 | 0% | 0 | 0 | 0% | Normal | 0% | 0 | 0 | 0 | [18 empty] | Industrial_Petroleum_New_Process_Process Heating_
Industrial_Petroleum_New_Process_Natural Gas_Process Heating_E5 | Industrial | Petroleum | New | Process | Natural Gas | Process Heating | E5 |  | 0% | 0% | 0% | 0 | 0 | 0 | 0 | 0 | 0 | 0 | 0 | 0% | 0 | 0 | 0% | Normal | 0% | 0 | 0 | 0 | [18 empty] | Industrial_Petroleum_New_Process_Process Heating_
Industrial_Petroleum_New_Process_Natural Gas_Process Heating_E6 | Industrial | Petroleum | New | Process | Natural Gas | Process Heating | E6 |  | 0% | 0% | 0% | 0 | 0 | 0 | 0 | 0 | 0 | 0 | 0 | 0% | 0 | 0 | 0% | Normal | 0% | 0 | 0 | 0 | [18 empty] | Industrial_Petroleum_New_Process_Process Heating_
Industrial_Petroleum_New_Process_Natural Gas_Process Heating_E7 | Industrial | Petroleum | New | Process | Natural Gas | Process Heating | E7 |  | 0% | 0% | 0% | 0 | 0 | 0 | 0 | 0 | 0 | 0 | 0 | 0% | 0 | 0 | 0% | Normal | 0% | 0 | 0 | 0 | [18 empty] | Industrial_Petroleum_New_Process_Process Heating_
Industrial_Petroleum_New_Process_Natural Gas_Process Heating_E8 | Industrial | Petroleum | New | Process | Natural Gas | Process Heating | E8 |  | 0% | 0% | 0% | 0 | 0 | 0 | 0 | 0 | 0 | 0 | 0 | 0% | 0 | 0 | 0% | Normal | 0% | 0 | 0 | 0 | [18 empty] | Industrial_Petroleum_New_Process_Process Heating_
Industrial_Petroleum_New_Process_Natural Gas_Process Heating_E9 | Industrial | Petroleum | New | Process | Natural Gas | Process Heating | E9 |  | 0% | 0% | 0% | 0 | 0 | 0 | 0 | 0 | 0 | 0 | 0 | 0% | 0 | 0 | 0% | Normal | 0% | 0 | 0 | 0 | [18 empty] | Industrial_Petroleum_New_Process_Process Heating_
Industrial_Petroleum_New_Process_Natural Gas_Process Heating_E10 | Industrial | Petroleum | New | Process | Natural Gas | Process Heating | E10 |  | 0% | 0% | 0% | 0 | 0 | 0 | 0 | 0 | 0 | 0 | 0 | 0% | 0 | 0 | 0% | Normal | 0% | 0 | 0 | 0 | [18 empty] | Industrial_Petroleum_New_Process_Process Heating_
Industrial_Petroleum_New_Process_Natural Gas_Process Cooling_E1 | Industrial | Petroleum | New | Process | Natural Gas | Process Cooling | E1 | Standard | 100% | 0% | 0% | 1.0386 | 0 | 0 | 0 | 2 | 8 | 2019 | 2040 | 100% | 0 | 0 | 0% | Normal | 0% | 30.8287 | 0 | 0 | 1 unit | 100000 | 0 | 1 | 1 | 1 | 0 | 0 | 2016 | 1.0386 |  | N/A | N/A | N/A |  | 1 | unit | 1 | Industrial_Petroleum_New_Process_Process Cooling_Standard
Industrial_Petroleum_New_Process_Natural Gas_Process Cooling_E2 | Industrial | Petroleum | New | Process | Natural Gas | Process Cooling | E2 |  | 0% | 0% | 0% | 0 | 0 | 0 | 0 | 0 | 0 | 0 | 0 | 0% | 0 | 0 | 0% | Normal | 0% | 0 | 0 | 0 | [18 empty] | Industrial_Petroleum_New_Process_Process Cooling_
Industrial_Petroleum_New_Process_Natural Gas_Process Cooling_E3 | Industrial | Petroleum | New | Process | Natural Gas | Process Cooling | E3 |  | 0% | 0% | 0% | 0 | 0 | 0 | 0 | 0 | 0 | 0 | 0 | 0% | 0 | 0 | 0% | Normal | 0% | 0 | 0 | 0 | [18 empty] | Industrial_Petroleum_New_Process_Process Cooling_
Industrial_Petroleum_New_Process_Natural Gas_Process Cooling_E4 | Industrial | Petroleum | New | Process | Natural Gas | Process Cooling | E4 |  | 0% | 0% | 0% | 0 | 0 | 0 | 0 | 0 | 0 | 0 | 0 | 0% | 0 | 0 | 0% | Normal | 0% | 0 | 0 | 0 | [18 empty] | Industrial_Petroleum_New_Process_Process Cooling_
Industrial_Petroleum_New_Process_Natural Gas_Process Cooling_E5 | Industrial | Petroleum | New | Process | Natural Gas | Process Cooling | E5 |  | 0% | 0% | 0% | 0 | 0 | 0 | 0 | 0 | 0 | 0 | 0 | 0% | 0 | 0 | 0% | Normal | 0% | 0 | 0 | 0 | [18 empty] | Industrial_Petroleum_New_Process_Process Cooling_
Industrial_Petroleum_New_Process_Natural Gas_Process Cooling_E6 | Industrial | Petroleum | New | Process | Natural Gas | Process Cooling | E6 |  | 0% | 0% | 0% | 0 | 0 | 0 | 0 | 0 | 0 | 0 | 0 | 0% | 0 | 0 | 0% | Normal | 0% | 0 | 0 | 0 | [18 empty] | Industrial_Petroleum_New_Process_Process Cooling_
Industrial_Petroleum_New_Process_Natural Gas_Process Cooling_E7 | Industrial | Petroleum | New | Process | Natural Gas | Process Cooling | E7 |  | 0% | 0% | 0% | 0 | 0 | 0 | 0 | 0 | 0 | 0 | 0 | 0% | 0 | 0 | 0% | Normal | 0% | 0 | 0 | 0 | [18 empty] | Industrial_Petroleum_New_Process_Process Cooling_
Industrial_Petroleum_New_Process_Natural Gas_Process Cooling_E8 | Industrial | Petroleum | New | Process | Natural Gas | Process Cooling | E8 |  | 0% | 0% | 0% | 0 | 0 | 0 | 0 | 0 | 0 | 0 | 0 | 0% | 0 | 0 | 0% | Normal | 0% | 0 | 0 | 0 | [18 empty] | Industrial_Petroleum_New_Process_Process Cooling_
Industrial_Petroleum_New_Process_Natural Gas_Process Cooling_E9 | Industrial | Petroleum | New | Process | Natural Gas | Process Cooling | E9 |  | 0% | 0% | 0% | 0 | 0 | 0 | 0 | 0 | 0 | 0 | 0 | 0% | 0 | 0 | 0% | Normal | 0% | 0 | 0 | 0 | [18 empty] | Industrial_Petroleum_New_Process_Process Cooling_
Industrial_Petroleum_New_Process_Natural Gas_Process Cooling_E10 | Industrial | Petroleum | New | Process | Natural Gas | Process Cooling | E10 |  | 0% | 0% | 0% | 0 | 0 | 0 | 0 | 0 | 0 | 0 | 0 | 0% | 0 | 0 | 0% | Normal | 0% | 0 | 0 | 0 | [18 empty] | Industrial_Petroleum_New_Process_Process Cooling_
Industrial_Petroleum_New_Process_Natural Gas_Other Process_E1 | Industrial | Petroleum | New | Process | Natural Gas | Other Process | E1 | Standard | 100% | 0% | 0% | 1.0386 | 0 | 0 | 0 | 2 | 8 | 2019 | 2040 | 100% | 0 | 0 | 0% | Normal | 0% | 690.4005 | 0 | 0 | 1 unit | 100000 | 0 | 1 | 1 | 1 | 0 | 0 | 2016 | 1.0386 |  | N/A | N/A | N/A |  | 1 | unit | 1 | Industrial_Petroleum_New_Process_Other Process_Standard
Industrial_Petroleum_New_Process_Natural Gas_Other Process_E2 | Industrial | Petroleum | New | Process | Natural Gas | Other Process | E2 |  | 0% | 0% | 0% | 0 | 0 | 0 | 0 | 0 | 0 | 0 | 0 | 0% | 0 | 0 | 0% | Normal | 0% | 0 | 0 | 0 | [18 empty] | Industrial_Petroleum_New_Process_Other Process_
Industrial_Petroleum_New_Process_Natural Gas_Other Process_E3 | Industrial | Petroleum | New | Process | Natural Gas | Other Process | E3 |  | 0% | 0% | 0% | 0 | 0 | 0 | 0 | 0 | 0 | 0 | 0 | 0% | 0 | 0 | 0% | Normal | 0% | 0 | 0 | 0 | [18 empty] | Industrial_Petroleum_New_Process_Other Process_
Industrial_Petroleum_New_Process_Natural Gas_Other Process_E4 | Industrial | Petroleum | New | Process | Natural Gas | Other Process | E4 |  | 0% | 0% | 0% | 0 | 0 | 0 | 0 | 0 | 0 | 0 | 0 | 0% | 0 | 0 | 0% | Normal | 0% | 0 | 0 | 0 | [18 empty] | Industrial_Petroleum_New_Process_Other Process_
Industrial_Petroleum_New_Process_Natural Gas_Other Process_E5 | Industrial | Petroleum | New | Process | Natural Gas | Other Process | E5 |  | 0% | 0% | 0% | 0 | 0 | 0 | 0 | 0 | 0 | 0 | 0 | 0% | 0 | 0 | 0% | Normal | 0% | 0 | 0 | 0 | [18 empty] | Industrial_Petroleum_New_Process_Other Process_
Industrial_Petroleum_New_Process_Natural Gas_Other Process_E6 | Industrial | Petroleum | New | Process | Natural Gas | Other Process | E6 |  | 0% | 0% | 0% | 0 | 0 | 0 | 0 | 0 | 0 | 0 | 0 | 0% | 0 | 0 | 0% | Normal | 0% | 0 | 0 | 0 | [18 empty] | Industrial_Petroleum_New_Process_Other Process_
Industrial_Petroleum_New_Process_Natural Gas_Other Process_E7 | Industrial | Petroleum | New | Process | Natural Gas | Other Process | E7 |  | 0% | 0% | 0% | 0 | 0 | 0 | 0 | 0 | 0 | 0 | 0 | 0% | 0 | 0 | 0% | Normal | 0% | 0 | 0 | 0 | [18 empty] | Industrial_Petroleum_New_Process_Other Process_
Industrial_Petroleum_New_Process_Natural Gas_Other Process_E8 | Industrial | Petroleum | New | Process | Natural Gas | Other Process | E8 |  | 0% | 0% | 0% | 0 | 0 | 0 | 0 | 0 | 0 | 0 | 0 | 0% | 0 | 0 | 0% | Normal | 0% | 0 | 0 | 0 | [18 empty] | Industrial_Petroleum_New_Process_Other Process_
Industrial_Petroleum_New_Process_Natural Gas_Other Process_E9 | Industrial | Petroleum | New | Process | Natural Gas | Other Process | E9 |  | 0% | 0% | 0% | 0 | 0 | 0 | 0 | 0 | 0 | 0 | 0 | 0% | 0 | 0 | 0% | Normal | 0% | 0 | 0 | 0 | [18 empty] | Industrial_Petroleum_New_Process_Other Process_
Industrial_Petroleum_New_Process_Natural Gas_Other Process_E10 | Industrial | Petroleum | New | Process | Natural Gas | Other Process | E10 |  | 0% | 0% | 0% | 0 | 0 | 0 | 0 | 0 | 0 | 0 | 0 | 0% | 0 | 0 | 0% | Normal | 0% | 0 | 0 | 0 | [18 empty] | Industrial_Petroleum_New_Process_Other Process_
Industrial_Petroleum_New_Miscellaneous_Natural Gas_Miscellaneous_E1 | Industrial | Petroleum | New | Miscellaneous | Natural Gas | Miscellaneous | E1 | Standard | 100% | 0% | 0% | 1.0386 | 0 | 0 | 0 | 2 | 8 | 2019 | 2040 | 100% | 0 | 0 | 0% | Normal | 0% | 3738.8901 | 0 | 0 | 1 unit | 100000 | 0 | 1 | 1 | 1 | 0 | 0 | 2016 | 1.0386 |  | N/A | N/A | N/A |  | 1 | unit | 1 | Industrial_Petroleum_New_Miscellaneous_Miscellaneous_Standard
Industrial_Petroleum_New_Miscellaneous_Natural Gas_Miscellaneous_E2 | Industrial | Petroleum | New | Miscellaneous | Natural Gas | Miscellaneous | E2 |  | 0% | 0% | 0% | 0 | 0 | 0 | 0 | 0 | 0 | 0 | 0 | 0% | 0 | 0 | 0% | Normal | 0% | 0 | 0 | 0 | [18 empty] | Industrial_Petroleum_New_Miscellaneous_Miscellaneous_
Industrial_Petroleum_New_Miscellaneous_Natural Gas_Miscellaneous_E3 | Industrial | Petroleum | New | Miscellaneous | Natural Gas | Miscellaneous | E3 |  | 0% | 0% | 0% | 0 | 0 | 0 | 0 | 0 | 0 | 0 | 0 | 0% | 0 | 0 | 0% | Normal | 0% | 0 | 0 | 0 | [18 empty] | Industrial_Petroleum_New_Miscellaneous_Miscellaneous_
Industrial_Petroleum_New_Miscellaneous_Natural Gas_Miscellaneous_E4 | Industrial | Petroleum | New | Miscellaneous | Natural Gas | Miscellaneous | E4 |  | 0% | 0% | 0% | 0 | 0 | 0 | 0 | 0 | 0 | 0 | 0 | 0% | 0 | 0 | 0% | Normal | 0% | 0 | 0 | 0 | [18 empty] | Industrial_Petroleum_New_Miscellaneous_Miscellaneous_
Industrial_Petroleum_New_Miscellaneous_Natural Gas_Miscellaneous_E5 | Industrial | Petroleum | New | Miscellaneous | Natural Gas | Miscellaneous | E5 |  | 0% | 0% | 0% | 0 | 0 | 0 | 0 | 0 | 0 | 0 | 0 | 0% | 0 | 0 | 0% | Normal | 0% | 0 | 0 | 0 | [18 empty] | Industrial_Petroleum_New_Miscellaneous_Miscellaneous_
Industrial_Petroleum_New_Miscellaneous_Natural Gas_Miscellaneous_E6 | Industrial | Petroleum | New | Miscellaneous | Natural Gas | Miscellaneous | E6 |  | 0% | 0% | 0% | 0 | 0 | 0 | 0 | 0 | 0 | 0 | 0 | 0% | 0 | 0 | 0% | Normal | 0% | 0 | 0 | 0 | [18 empty] | Industrial_Petroleum_New_Miscellaneous_Miscellaneous_
Industrial_Petroleum_New_Miscellaneous_Natural Gas_Miscellaneous_E7 | Industrial | Petroleum | New | Miscellaneous | Natural Gas | Miscellaneous | E7 |  | 0% | 0% | 0% | 0 | 0 | 0 | 0 | 0 | 0 | 0 | 0 | 0% | 0 | 0 | 0% | Normal | 0% | 0 | 0 | 0 | [18 empty] | Industrial_Petroleum_New_Miscellaneous_Miscellaneous_
Industrial_Petroleum_New_Miscellaneous_Natural Gas_Miscellaneous_E8 | Industrial | Petroleum | New | Miscellaneous | Natural Gas | Miscellaneous | E8 |  | 0% | 0% | 0% | 0 | 0 | 0 | 0 | 0 | 0 | 0 | 0 | 0% | 0 | 0 | 0% | Normal | 0% | 0 | 0 | 0 | [18 empty] | Industrial_Petroleum_New_Miscellaneous_Miscellaneous_
Industrial_Petroleum_New_Miscellaneous_Natural Gas_Miscellaneous_E9 | Industrial | Petroleum | New | Miscellaneous | Natural Gas | Miscellaneous | E9 |  | 0% | 0% | 0% | 0 | 0 | 0 | 0 | 0 | 0 | 0 | 0 | 0% | 0 | 0 | 0% | Normal | 0% | 0 | 0 | 0 | [18 empty] | Industrial_Petroleum_New_Miscellaneous_Miscellaneous_
Industrial_Petroleum_New_Miscellaneous_Natural Gas_Miscellaneous_E10 | Industrial | Petroleum | New | Miscellaneous | Natural Gas | Miscellaneous | E10 |  | 0% | 0% | 0% | 0 | 0 | 0 | 0 | 0 | 0 | 0 | 0 | 0% | 0 | 0 | 0% | Normal | 0% | 0 | 0 | 0 | [18 empty] | Industrial_Petroleum_New_Miscellaneous_Miscellaneous_
Industrial_Paper and Printing_Existing_Space Heating_Natural Gas_Furnace_E1 | Industrial | Paper and Printing | Existing | Space Heating | Natural Gas | Furnace | E1 | AFUE 80% (Standard) | 100% | 0% | 0% | 125.1247 | 131.0831 | 20.2583 | 0 | 17 | 29 | 2019 | 2040 | 100% | 0 | 0 | 0% | Normal | 0% | 1016.665 | 0 | 0 | 400 kBtu/hr | 100000 | 0 | 0.11742 | 21.6468 | 1050 | 1100 | 170 | 2018 | 1.0149 |  | EIA 2018 Tech Forecast | EIA 2018 Tech Forecast | AEG BEST |  | 400 | kBtu/hr | 46.966 | Industrial_Paper and Printing_Existing_Space Heating_Furnace_AFUE 80% (Standard)
Industrial_Paper and Printing_Existing_Space Heating_Natural Gas_Furnace_E2 | Industrial | Paper and Printing | Existing | Space Heating | Natural Gas | Furnace | E2 | AFUE 90% | 88.89% | 0% | 0% | 208.5412 | 154.9163 | 20.8541 | 0 | 17 | 29 | 2019 | 2040 | 100% | 0 | 0 | 0% | Normal | 0% | 903.7355 | 0 | 0 | 400 kBtu/hr | 100000 | 0 | 0.11742 | 19.2423 | 1750 | 1300 | 175 | 2018 | 1.0149 |  | EIA 2018 Tech Forecast | EIA 2018 Tech Forecast | AEG BEST |  | 400 | kBtu/hr | 46.966 | Industrial_Paper and Printing_Existing_Space Heating_Furnace_AFUE 90%
Industrial_Paper and Printing_Existing_Space Heating_Natural Gas_Furnace_E3 | Industrial | Paper and Printing | Existing | Space Heating | Natural Gas | Furnace | E3 | AFUE 96% | 83.33% | 0% | 0% | 291.9577 | 178.7496 | 21.45 | 0 | 17 | 29 | 2019 | 2040 | 100% | 0 | 0 | 0% | Normal | 0% | 847.1709 | 0 | 0 | 400 kBtu/hr | 100000 | 0 | 0.11742 | 18.038 | 2450 | 1500 | 180 | 2018 | 1.0149 |  | EIA 2018 Tech Forecast | EIA 2018 Tech Forecast | AEG BEST |  | 400 | kBtu/hr | 46.966 | Industrial_Paper and Printing_Existing_Space Heating_Furnace_AFUE 96%
Industrial_Paper and Printing_Existing_Space Heating_Natural Gas_Furnace_E4 | Industrial | Paper and Printing | Existing | Space Heating | Natural Gas | Furnace | E4 |  | 0% | 0% | 0% | 0 | 0 | 0 | 0 | 0 | 0 | 0 | 0 | 0% | 0 | 0 | 0% | Normal | 0% | 0 | 0 | 0 | [18 empty] | Industrial_Paper and Printing_Existing_Space Heating_Furnace_
Industrial_Paper and Printing_Existing_Space Heating_Natural Gas_Furnace_E5 | Industrial | Paper and Printing | Existing | Space Heating | Natural Gas | Furnace | E5 |  | 0% | 0% | 0% | 0 | 0 | 0 | 0 | 0 | 0 | 0 | 0 | 0% | 0 | 0 | 0% | Normal | 0% | 0 | 0 | 0 | [18 empty] | Industrial_Paper and Printing_Existing_Space Heating_Furnace_
Industrial_Paper and Printing_Existing_Space Heating_Natural Gas_Furnace_E6 | Industrial | Paper and Printing | Existing | Space Heating | Natural Gas | Furnace | E6 |  | 0% | 0% | 0% | 0 | 0 | 0 | 0 | 0 | 0 | 0 | 0 | 0% | 0 | 0 | 0% | Normal | 0% | 0 | 0 | 0 | [18 empty] | Industrial_Paper and Printing_Existing_Space Heating_Furnace_
Industrial_Paper and Printing_Existing_Space Heating_Natural Gas_Furnace_E7 | Industrial | Paper and Printing | Existing | Space Heating | Natural Gas | Furnace | E7 |  | 0% | 0% | 0% | 0 | 0 | 0 | 0 | 0 | 0 | 0 | 0 | 0% | 0 | 0 | 0% | Normal | 0% | 0 | 0 | 0 | [18 empty] | Industrial_Paper and Printing_Existing_Space Heating_Furnace_
Industrial_Paper and Printing_Existing_Space Heating_Natural Gas_Furnace_E8 | Industrial | Paper and Printing | Existing | Space Heating | Natural Gas | Furnace | E8 |  | 0% | 0% | 0% | 0 | 0 | 0 | 0 | 0 | 0 | 0 | 0 | 0% | 0 | 0 | 0% | Normal | 0% | 0 | 0 | 0 | [18 empty] | Industrial_Paper and Printing_Existing_Space Heating_Furnace_
Industrial_Paper and Printing_Existing_Space Heating_Natural Gas_Furnace_E9 | Industrial | Paper and Printing | Existing | Space Heating | Natural Gas | Furnace | E9 |  | 0% | 0% | 0% | 0 | 0 | 0 | 0 | 0 | 0 | 0 | 0 | 0% | 0 | 0 | 0% | Normal | 0% | 0 | 0 | 0 | [18 empty] | Industrial_Paper and Printing_Existing_Space Heating_Furnace_
Industrial_Paper and Printing_Existing_Space Heating_Natural Gas_Furnace_E10 | Industrial | Paper and Printing | Existing | Space Heating | Natural Gas | Furnace | E10 |  | 0% | 0% | 0% | 0 | 0 | 0 | 0 | 0 | 0 | 0 | 0 | 0% | 0 | 0 | 0% | Normal | 0% | 0 | 0 | 0 | [18 empty] | Industrial_Paper and Printing_Existing_Space Heating_Furnace_
Industrial_Paper and Printing_Existing_Space Heating_Natural Gas_Boiler_E1 | Industrial | Paper and Printing | Existing | Space Heating | Natural Gas | Boiler | E1 | AFUE 80% (Standard) | 100% | 0% | 0% | 1497.8621 | 830.1404 | 162.4188 | 0 | 20 | 30 | 2019 | 2040 | 100% | 0 | 0 | 0% | Normal | 0% | 4389.5314 | 0 | 0 | 800 kBtu/hr | 100000 | 0 | 0.12355 | 44.4118 | 11945.7187 | 6620.5188 | 1295.3189 | 2018 | 1.0149 |  | EIA 2018 Tech Forecast | EIA 2018 Tech Forecast | GBLR-Heating-EIA14-2014 Ref. Case-2 |  | 800 | kBtu/hr | 98.837 | Industrial_Paper and Printing_Existing_Space Heating_Boiler_AFUE 80% (Standard)
Industrial_Paper and Printing_Existing_Space Heating_Natural Gas_Boiler_E2 | Industrial | Paper and Printing | Existing | Space Heating | Natural Gas | Boiler | E2 | AFUE 85% | 94.12% | 0% | 0% | 2048.2812 | 879.7684 | 162.4188 | 0 | 20 | 30 | 2019 | 2040 | 100% | 0 | 0 | 0% | Normal | 0% | 4131.2306 | 0 | 0 | 800 kBtu/hr | 100000 | 0 | 0.12355 | 41.7984 | 16335.4105 | 7016.3107 | 1295.3189 | 2018 | 1.0149 |  | EIA 2018 Tech Forecast | EIA 2018 Tech Forecast | GBLR-Heating-EIA14-2014 Ref. Case-5 |  | 800 | kBtu/hr | 98.837 | Industrial_Paper and Printing_Existing_Space Heating_Boiler_AFUE 85%
Industrial_Paper and Printing_Existing_Space Heating_Natural Gas_Boiler_E3 | Industrial | Paper and Printing | Existing | Space Heating | Natural Gas | Boiler | E3 | AFUE 97% | 82.47% | 0% | 0% | 3315.3665 | 817.7904 | 162.4188 | 0 | 20 | 30 | 2019 | 2040 | 100% | 0 | 0 | 0% | Normal | 0% | 3620.1695 | 0 | 0 | 800 kBtu/hr | 100000 | 0 | 0.12355 | 36.6277 | 26440.6423 | 6522.0251 | 1295.3189 | 2018 | 1.0149 |  | EIA 2018 Tech Forecast | EIA 2018 Tech Forecast | GBLR-Heating-EIA14-2014 Ref. Case-6 |  | 800 | kBtu/hr | 98.837 | Industrial_Paper and Printing_Existing_Space Heating_Boiler_AFUE 97%
Industrial_Paper and Printing_Existing_Space Heating_Natural Gas_Boiler_E4 | Industrial | Paper and Printing | Existing | Space Heating | Natural Gas | Boiler | E4 | Convert to NG Air Source Heat Pump | 57.14% | 0% | 0% | 16080993.2636 | 0 | 302127.7522 | 0 | 10 | 20 | 2019 | 2040 | 100% | 0 | 0 | 0% | Normal | 0% | 2508.3037 | 0 | 0 | 1 kBtu/hr | 100000 | 0 | 98.837 | 25.3782 | 158316.7533 | 0 | 2974.436 | 2017 | 1.0277 |  | AEO 2021 - gas_eng-driven_RTHP-heat 2017 typical | AEO 2021 - gas_eng-driven_RTHP-heat 2017 typical | HP_GAS-Heating-AEO17-1 |  | 1 | kBtu/hr | 98.837 | Industrial_Paper and Printing_Existing_Space Heating_Boiler_Convert to NG Air Source Heat Pump
Industrial_Paper and Printing_Existing_Space Heating_Natural Gas_Boiler_E5 | Industrial | Paper and Printing | Existing | Space Heating | Natural Gas | Boiler | E5 |  | 0% | 0% | 0% | 0 | 0 | 0 | 0 | 0 | 0 | 0 | 0 | 0% | 0 | 0 | 0% | Normal | 0% | 0 | 0 | 0 | [18 empty] | Industrial_Paper and Printing_Existing_Space Heating_Boiler_
Industrial_Paper and Printing_Existing_Space Heating_Natural Gas_Boiler_E6 | Industrial | Paper and Printing | Existing | Space Heating | Natural Gas | Boiler | E6 |  | 0% | 0% | 0% | 0 | 0 | 0 | 0 | 0 | 0 | 0 | 0 | 0% | 0 | 0 | 0% | Normal | 0% | 0 | 0 | 0 | [18 empty] | Industrial_Paper and Printing_Existing_Space Heating_Boiler_
Industrial_Paper and Printing_Existing_Space Heating_Natural Gas_Boiler_E7 | Industrial | Paper and Printing | Existing | Space Heating | Natural Gas | Boiler | E7 |  | 0% | 0% | 0% | 0 | 0 | 0 | 0 | 0 | 0 | 0 | 0 | 0% | 0 | 0 | 0% | Normal | 0% | 0 | 0 | 0 | [18 empty] | Industrial_Paper and Printing_Existing_Space Heating_Boiler_
Industrial_Paper and Printing_Existing_Space Heating_Natural Gas_Boiler_E8 | Industrial | Paper and Printing | Existing | Space Heating | Natural Gas | Boiler | E8 |  | 0% | 0% | 0% | 0 | 0 | 0 | 0 | 0 | 0 | 0 | 0 | 0% | 0 | 0 | 0% | Normal | 0% | 0 | 0 | 0 | [18 empty] | Industrial_Paper and Printing_Existing_Space Heating_Boiler_
Industrial_Paper and Printing_Existing_Space Heating_Natural Gas_Boiler_E9 | Industrial | Paper and Printing | Existing | Space Heating | Natural Gas | Boiler | E9 |  | 0% | 0% | 0% | 0 | 0 | 0 | 0 | 0 | 0 | 0 | 0 | 0% | 0 | 0 | 0% | Normal | 0% | 0 | 0 | 0 | [18 empty] | Industrial_Paper and Printing_Existing_Space Heating_Boiler_
Industrial_Paper and Printing_Existing_Space Heating_Natural Gas_Boiler_E10 | Industrial | Paper and Printing | Existing | Space Heating | Natural Gas | Boiler | E10 |  | 0% | 0% | 0% | 0 | 0 | 0 | 0 | 0 | 0 | 0 | 0 | 0% | 0 | 0 | 0% | Normal | 0% | 0 | 0 | 0 | [18 empty] | Industrial_Paper and Printing_Existing_Space Heating_Boiler_
Industrial_Paper and Printing_Existing_Space Heating_Natural Gas_Unit Heater_E1 | Industrial | Paper and Printing | Existing | Space Heating | Natural Gas | Unit Heater | E1 | Standard | 100% | 0% | 0% | 946.9804 | 0 | 0 | 0 | 10 | 14 | 2019 | 2040 | 100% | 0 | 0 | 0% | Normal | 0% | 1280.4514 | 0 | 0 | 125 kBtu/Hr | 100000 | 0 | 0.0043991 | 2328.572 | 1753.7127 | 0 | 0 | 2020 | 0.98199 |  | IL TRM - 4.4.12 - CI-HVC-IRHT-V02-210101 | CNGC Program Data | IL TRM - 4.4.12 - CI-HVC-IRHT-V02-210101 w/ CNGC Sizing |  | 125 | kBtu/Hr | 0.54989 | Industrial_Paper and Printing_Existing_Space Heating_Unit Heater_Standard
Industrial_Paper and Printing_Existing_Space Heating_Natural Gas_Unit Heater_E2 | Industrial | Paper and Printing | Existing | Space Heating | Natural Gas | Unit Heater | E2 | Condensing | 95.24% | 0% | 0% | 2076.8694 | 0 | 0 | 0 | 10 | 14 | 2019 | 2040 | 100% | 0 | 0 | 0% | Normal | 0% | 1219.5056 | 0 | 0 | 125 kBtu/Hr | 100000 | 0 | 0.0043991 | 2217.7386 | 3846.1538 | 0 | 0 | 2020 | 0.98199 |  | IL TRM - 4.4.5 - CI-HVC-CUHT-V01-190101 | CNGC Program Data | IL TRM - 4.4.5 - CI-HVC-CUHT-V01-190101 w/ CNGC Sizing |  | 125 | kBtu/Hr | 0.54989 | Industrial_Paper and Printing_Existing_Space Heating_Unit Heater_Condensing
Industrial_Paper and Printing_Existing_Space Heating_Natural Gas_Unit Heater_E3 | Industrial | Paper and Printing | Existing | Space Heating | Natural Gas | Unit Heater | E3 | Infrared Radiant | 85% | 0% | 0% | 1321.1834 | 0 | 0 | 0 | 11 | 19 | 2019 | 2040 | 100% | 0 | 0 | 0% | Normal | 0% | 1088.3837 | 0 | 0 | 125 kBtu/Hr | 100000 | 0 | 0.0043991 | 1979.2862 | 2446.6992 | 0 | 0 | 2020 | 0.98199 |  | IL TRM - 4.4.12 - CI-HVC-IRHT-V02-210101 | CNGC Program Data | IL TRM - 4.4.12 - CI-HVC-IRHT-V02-210101 w/ CNGC Sizing |  | 125 | kBtu/Hr | 0.54989 | Industrial_Paper and Printing_Existing_Space Heating_Unit Heater_Infrared Radiant
Industrial_Paper and Printing_Existing_Space Heating_Natural Gas_Unit Heater_E4 | Industrial | Paper and Printing | Existing | Space Heating | Natural Gas | Unit Heater | E4 |  | 0% | 0% | 0% | 0 | 0 | 0 | 0 | 0 | 0 | 0 | 0 | 0% | 0 | 0 | 0% | Normal | 0% | 0 | 0 | 0 | [18 empty] | Industrial_Paper and Printing_Existing_Space Heating_Unit Heater_
Industrial_Paper and Printing_Existing_Space Heating_Natural Gas_Unit Heater_E5 | Industrial | Paper and Printing | Existing | Space Heating | Natural Gas | Unit Heater | E5 |  | 0% | 0% | 0% | 0 | 0 | 0 | 0 | 0 | 0 | 0 | 0 | 0% | 0 | 0 | 0% | Normal | 0% | 0 | 0 | 0 | [18 empty] | Industrial_Paper and Printing_Existing_Space Heating_Unit Heater_
Industrial_Paper and Printing_Existing_Space Heating_Natural Gas_Unit Heater_E6 | Industrial | Paper and Printing | Existing | Space Heating | Natural Gas | Unit Heater | E6 |  | 0% | 0% | 0% | 0 | 0 | 0 | 0 | 0 | 0 | 0 | 0 | 0% | 0 | 0 | 0% | Normal | 0% | 0 | 0 | 0 | [18 empty] | Industrial_Paper and Printing_Existing_Space Heating_Unit Heater_
Industrial_Paper and Printing_Existing_Space Heating_Natural Gas_Unit Heater_E7 | Industrial | Paper and Printing | Existing | Space Heating | Natural Gas | Unit Heater | E7 |  | 0% | 0% | 0% | 0 | 0 | 0 | 0 | 0 | 0 | 0 | 0 | 0% | 0 | 0 | 0% | Normal | 0% | 0 | 0 | 0 | [18 empty] | Industrial_Paper and Printing_Existing_Space Heating_Unit Heater_
Industrial_Paper and Printing_Existing_Space Heating_Natural Gas_Unit Heater_E8 | Industrial | Paper and Printing | Existing | Space Heating | Natural Gas | Unit Heater | E8 |  | 0% | 0% | 0% | 0 | 0 | 0 | 0 | 0 | 0 | 0 | 0 | 0% | 0 | 0 | 0% | Normal | 0% | 0 | 0 | 0 | [18 empty] | Industrial_Paper and Printing_Existing_Space Heating_Unit Heater_
Industrial_Paper and Printing_Existing_Space Heating_Natural Gas_Unit Heater_E9 | Industrial | Paper and Printing | Existing | Space Heating | Natural Gas | Unit Heater | E9 |  | 0% | 0% | 0% | 0 | 0 | 0 | 0 | 0 | 0 | 0 | 0 | 0% | 0 | 0 | 0% | Normal | 0% | 0 | 0 | 0 | [18 empty] | Industrial_Paper and Printing_Existing_Space Heating_Unit Heater_
Industrial_Paper and Printing_Existing_Space Heating_Natural Gas_Unit Heater_E10 | Industrial | Paper and Printing | Existing | Space Heating | Natural Gas | Unit Heater | E10 |  | 0% | 0% | 0% | 0 | 0 | 0 | 0 | 0 | 0 | 0 | 0 | 0% | 0 | 0 | 0% | Normal | 0% | 0 | 0 | 0 | [18 empty] | Industrial_Paper and Printing_Existing_Space Heating_Unit Heater_
Industrial_Paper and Printing_Existing_Process_Natural Gas_Process Boiler_E1 | Industrial | Paper and Printing | Existing | Process | Natural Gas | Process Boiler | E1 | EF .80 | 100% | 0% | 0% | 846.9052 | 215.5527 | 91.8331 | 0 | 20 | 30 | 2019 | 2040 | 100% | 0 | 0 | 0% | Normal | 0% | 2536.4324 | 0 | 0 | 1 unit | 100000 | 0 | 0.050269 | 50457.6 | 16600 | 4225 | 1800 | 2018 | 1.0149 |  | EIA 2018 Tech Forecast | EIA 2018 Tech Forecast | IL TRM - 4.4.10 - CI-HVC-BOIL-V08-210101 |  | 1 | unit | 0.050269 | Industrial_Paper and Printing_Existing_Process_Process Boiler_EF .80
Industrial_Paper and Printing_Existing_Process_Natural Gas_Process Boiler_E2 | Industrial | Paper and Printing | Existing | Process | Natural Gas | Process Boiler | E2 |  | 0% | 0% | 0% | 0 | 0 | 0 | 0 | 0 | 0 | 0 | 0 | 0% | 0 | 0 | 0% | Normal | 0% | 0 | 0 | 0 | [18 empty] | Industrial_Paper and Printing_Existing_Process_Process Boiler_
Industrial_Paper and Printing_Existing_Process_Natural Gas_Process Boiler_E3 | Industrial | Paper and Printing | Existing | Process | Natural Gas | Process Boiler | E3 |  | 0% | 0% | 0% | 0 | 0 | 0 | 0 | 0 | 0 | 0 | 0 | 0% | 0 | 0 | 0% | Normal | 0% | 0 | 0 | 0 | [18 empty] | Industrial_Paper and Printing_Existing_Process_Process Boiler_
Industrial_Paper and Printing_Existing_Process_Natural Gas_Process Boiler_E4 | Industrial | Paper and Printing | Existing | Process | Natural Gas | Process Boiler | E4 |  | 0% | 0% | 0% | 0 | 0 | 0 | 0 | 0 | 0 | 0 | 0 | 0% | 0 | 0 | 0% | Normal | 0% | 0 | 0 | 0 | [18 empty] | Industrial_Paper and Printing_Existing_Process_Process Boiler_
Industrial_Paper and Printing_Existing_Process_Natural Gas_Process Boiler_E5 | Industrial | Paper and Printing | Existing | Process | Natural Gas | Process Boiler | E5 |  | 0% | 0% | 0% | 0 | 0 | 0 | 0 | 0 | 0 | 0 | 0 | 0% | 0 | 0 | 0% | Normal | 0% | 0 | 0 | 0 | [18 empty] | Industrial_Paper and Printing_Existing_Process_Process Boiler_
Industrial_Paper and Printing_Existing_Process_Natural Gas_Process Boiler_E6 | Industrial | Paper and Printing | Existing | Process | Natural Gas | Process Boiler | E6 |  | 0% | 0% | 0% | 0 | 0 | 0 | 0 | 0 | 0 | 0 | 0 | 0% | 0 | 0 | 0% | Normal | 0% | 0 | 0 | 0 | [18 empty] | Industrial_Paper and Printing_Existing_Process_Process Boiler_
Industrial_Paper and Printing_Existing_Process_Natural Gas_Process Boiler_E7 | Industrial | Paper and Printing | Existing | Process | Natural Gas | Process Boiler | E7 |  | 0% | 0% | 0% | 0 | 0 | 0 | 0 | 0 | 0 | 0 | 0 | 0% | 0 | 0 | 0% | Normal | 0% | 0 | 0 | 0 | [18 empty] | Industrial_Paper and Printing_Existing_Process_Process Boiler_
Industrial_Paper and Printing_Existing_Process_Natural Gas_Process Boiler_E8 | Industrial | Paper and Printing | Existing | Process | Natural Gas | Process Boiler | E8 |  | 0% | 0% | 0% | 0 | 0 | 0 | 0 | 0 | 0 | 0 | 0 | 0% | 0 | 0 | 0% | Normal | 0% | 0 | 0 | 0 | [18 empty] | Industrial_Paper and Printing_Existing_Process_Process Boiler_
Industrial_Paper and Printing_Existing_Process_Natural Gas_Process Boiler_E9 | Industrial | Paper and Printing | Existing | Process | Natural Gas | Process Boiler | E9 |  | 0% | 0% | 0% | 0 | 0 | 0 | 0 | 0 | 0 | 0 | 0 | 0% | 0 | 0 | 0% | Normal | 0% | 0 | 0 | 0 | [18 empty] | Industrial_Paper and Printing_Existing_Process_Process Boiler_
Industrial_Paper and Printing_Existing_Process_Natural Gas_Process Boiler_E10 | Industrial | Paper and Printing | Existing | Process | Natural Gas | Process Boiler | E10 |  | 0% | 0% | 0% | 0 | 0 | 0 | 0 | 0 | 0 | 0 | 0 | 0% | 0 | 0 | 0% | Normal | 0% | 0 | 0 | 0 | [18 empty] | Industrial_Paper and Printing_Existing_Process_Process Boiler_
Industrial_Paper and Printing_Existing_Process_Natural Gas_Process Heating_E1 | Industrial | Paper and Printing | Existing | Process | Natural Gas | Process Heating | E1 | Standard | 100% | 0% | 0% | 2437.8938 | 0 | 0 | 0 | 2 | 8 | 2019 | 2040 | 100% | 0 | 0 | 0% | Normal | 0% | 2347.2349 | 0 | 0 | 1 unit | 100000 | 0 | 2347.2349 | 1 | 1 | 0 | 0 | 2016 | 1.0386 |  | N/A | N/A | N/A |  | 1 | unit | 2347.2349 | Industrial_Paper and Printing_Existing_Process_Process Heating_Standard
Industrial_Paper and Printing_Existing_Process_Natural Gas_Process Heating_E2 | Industrial | Paper and Printing | Existing | Process | Natural Gas | Process Heating | E2 |  | 0% | 0% | 0% | 0 | 0 | 0 | 0 | 0 | 0 | 0 | 0 | 0% | 0 | 0 | 0% | Normal | 0% | 0 | 0 | 0 | [18 empty] | Industrial_Paper and Printing_Existing_Process_Process Heating_
Industrial_Paper and Printing_Existing_Process_Natural Gas_Process Heating_E3 | Industrial | Paper and Printing | Existing | Process | Natural Gas | Process Heating | E3 |  | 0% | 0% | 0% | 0 | 0 | 0 | 0 | 0 | 0 | 0 | 0 | 0% | 0 | 0 | 0% | Normal | 0% | 0 | 0 | 0 | [18 empty] | Industrial_Paper and Printing_Existing_Process_Process Heating_
Industrial_Paper and Printing_Existing_Process_Natural Gas_Process Heating_E4 | Industrial | Paper and Printing | Existing | Process | Natural Gas | Process Heating | E4 |  | 0% | 0% | 0% | 0 | 0 | 0 | 0 | 0 | 0 | 0 | 0 | 0% | 0 | 0 | 0% | Normal | 0% | 0 | 0 | 0 | [18 empty] | Industrial_Paper and Printing_Existing_Process_Process Heating_
Industrial_Paper and Printing_Existing_Process_Natural Gas_Process Heating_E5 | Industrial | Paper and Printing | Existing | Process | Natural Gas | Process Heating | E5 |  | 0% | 0% | 0% | 0 | 0 | 0 | 0 | 0 | 0 | 0 | 0 | 0% | 0 | 0 | 0% | Normal | 0% | 0 | 0 | 0 | [18 empty] | Industrial_Paper and Printing_Existing_Process_Process Heating_
Industrial_Paper and Printing_Existing_Process_Natural Gas_Process Heating_E6 | Industrial | Paper and Printing | Existing | Process | Natural Gas | Process Heating | E6 |  | 0% | 0% | 0% | 0 | 0 | 0 | 0 | 0 | 0 | 0 | 0 | 0% | 0 | 0 | 0% | Normal | 0% | 0 | 0 | 0 | [18 empty] | Industrial_Paper and Printing_Existing_Process_Process Heating_
Industrial_Paper and Printing_Existing_Process_Natural Gas_Process Heating_E7 | Industrial | Paper and Printing | Existing | Process | Natural Gas | Process Heating | E7 |  | 0% | 0% | 0% | 0 | 0 | 0 | 0 | 0 | 0 | 0 | 0 | 0% | 0 | 0 | 0% | Normal | 0% | 0 | 0 | 0 | [18 empty] | Industrial_Paper and Printing_Existing_Process_Process Heating_
Industrial_Paper and Printing_Existing_Process_Natural Gas_Process Heating_E8 | Industrial | Paper and Printing | Existing | Process | Natural Gas | Process Heating | E8 |  | 0% | 0% | 0% | 0 | 0 | 0 | 0 | 0 | 0 | 0 | 0 | 0% | 0 | 0 | 0% | Normal | 0% | 0 | 0 | 0 | [18 empty] | Industrial_Paper and Printing_Existing_Process_Process Heating_
Industrial_Paper and Printing_Existing_Process_Natural Gas_Process Heating_E9 | Industrial | Paper and Printing | Existing | Process | Natural Gas | Process Heating | E9 |  | 0% | 0% | 0% | 0 | 0 | 0 | 0 | 0 | 0 | 0 | 0 | 0% | 0 | 0 | 0% | Normal | 0% | 0 | 0 | 0 | [18 empty] | Industrial_Paper and Printing_Existing_Process_Process Heating_
Industrial_Paper and Printing_Existing_Process_Natural Gas_Process Heating_E10 | Industrial | Paper and Printing | Existing | Process | Natural Gas | Process Heating | E10 |  | 0% | 0% | 0% | 0 | 0 | 0 | 0 | 0 | 0 | 0 | 0 | 0% | 0 | 0 | 0% | Normal | 0% | 0 | 0 | 0 | [18 empty] | Industrial_Paper and Printing_Existing_Process_Process Heating_
Industrial_Paper and Printing_Existing_Process_Natural Gas_Process Cooling_E1 | Industrial | Paper and Printing | Existing | Process | Natural Gas | Process Cooling | E1 | Standard | 100% | 0% | 0% | 11.8146 | 0 | 0 | 0 | 2 | 8 | 2019 | 2040 | 100% | 0 | 0 | 0% | Normal | 0% | 11.3753 | 0 | 0 | 1 unit | 100000 | 0 | 11.3753 | 1 | 1 | 0 | 0 | 2016 | 1.0386 |  | N/A | N/A | N/A |  | 1 | unit | 11.3753 | Industrial_Paper and Printing_Existing_Process_Process Cooling_Standard
Industrial_Paper and Printing_Existing_Process_Natural Gas_Process Cooling_E2 | Industrial | Paper and Printing | Existing | Process | Natural Gas | Process Cooling | E2 |  | 0% | 0% | 0% | 0 | 0 | 0 | 0 | 0 | 0 | 0 | 0 | 0% | 0 | 0 | 0% | Normal | 0% | 0 | 0 | 0 | [18 empty] | Industrial_Paper and Printing_Existing_Process_Process Cooling_
Industrial_Paper and Printing_Existing_Process_Natural Gas_Process Cooling_E3 | Industrial | Paper and Printing | Existing | Process | Natural Gas | Process Cooling | E3 |  | 0% | 0% | 0% | 0 | 0 | 0 | 0 | 0 | 0 | 0 | 0 | 0% | 0 | 0 | 0% | Normal | 0% | 0 | 0 | 0 | [18 empty] | Industrial_Paper and Printing_Existing_Process_Process Cooling_
Industrial_Paper and Printing_Existing_Process_Natural Gas_Process Cooling_E4 | Industrial | Paper and Printing | Existing | Process | Natural Gas | Process Cooling | E4 |  | 0% | 0% | 0% | 0 | 0 | 0 | 0 | 0 | 0 | 0 | 0 | 0% | 0 | 0 | 0% | Normal | 0% | 0 | 0 | 0 | [18 empty] | Industrial_Paper and Printing_Existing_Process_Process Cooling_
Industrial_Paper and Printing_Existing_Process_Natural Gas_Process Cooling_E5 | Industrial | Paper and Printing | Existing | Process | Natural Gas | Process Cooling | E5 |  | 0% | 0% | 0% | 0 | 0 | 0 | 0 | 0 | 0 | 0 | 0 | 0% | 0 | 0 | 0% | Normal | 0% | 0 | 0 | 0 | [18 empty] | Industrial_Paper and Printing_Existing_Process_Process Cooling_
Industrial_Paper and Printing_Existing_Process_Natural Gas_Process Cooling_E6 | Industrial | Paper and Printing | Existing | Process | Natural Gas | Process Cooling | E6 |  | 0% | 0% | 0% | 0 | 0 | 0 | 0 | 0 | 0 | 0 | 0 | 0% | 0 | 0 | 0% | Normal | 0% | 0 | 0 | 0 | [18 empty] | Industrial_Paper and Printing_Existing_Process_Process Cooling_
Industrial_Paper and Printing_Existing_Process_Natural Gas_Process Cooling_E7 | Industrial | Paper and Printing | Existing | Process | Natural Gas | Process Cooling | E7 |  | 0% | 0% | 0% | 0 | 0 | 0 | 0 | 0 | 0 | 0 | 0 | 0% | 0 | 0 | 0% | Normal | 0% | 0 | 0 | 0 | [18 empty] | Industrial_Paper and Printing_Existing_Process_Process Cooling_
Industrial_Paper and Printing_Existing_Process_Natural Gas_Process Cooling_E8 | Industrial | Paper and Printing | Existing | Process | Natural Gas | Process Cooling | E8 |  | 0% | 0% | 0% | 0 | 0 | 0 | 0 | 0 | 0 | 0 | 0 | 0% | 0 | 0 | 0% | Normal | 0% | 0 | 0 | 0 | [18 empty] | Industrial_Paper and Printing_Existing_Process_Process Cooling_
Industrial_Paper and Printing_Existing_Process_Natural Gas_Process Cooling_E9 | Industrial | Paper and Printing | Existing | Process | Natural Gas | Process Cooling | E9 |  | 0% | 0% | 0% | 0 | 0 | 0 | 0 | 0 | 0 | 0 | 0 | 0% | 0 | 0 | 0% | Normal | 0% | 0 | 0 | 0 | [18 empty] | Industrial_Paper and Printing_Existing_Process_Process Cooling_
Industrial_Paper and Printing_Existing_Process_Natural Gas_Process Cooling_E10 | Industrial | Paper and Printing | Existing | Process | Natural Gas | Process Cooling | E10 |  | 0% | 0% | 0% | 0 | 0 | 0 | 0 | 0 | 0 | 0 | 0 | 0% | 0 | 0 | 0% | Normal | 0% | 0 | 0 | 0 | [18 empty] | Industrial_Paper and Printing_Existing_Process_Process Cooling_
Industrial_Paper and Printing_Existing_Process_Natural Gas_Other Process_E1 | Industrial | Paper and Printing | Existing | Process | Natural Gas | Other Process | E1 | Standard | 100% | 0% | 0% | 412.166 | 0 | 0 | 0 | 2 | 8 | 2019 | 2040 | 100% | 0 | 0 | 0% | Normal | 0% | 396.8386 | 0 | 0 | 1 unit | 100000 | 0 | 396.8386 | 1 | 1 | 0 | 0 | 2016 | 1.0386 |  | N/A | N/A | N/A |  | 1 | unit | 396.8386 | Industrial_Paper and Printing_Existing_Process_Other Process_Standard
Industrial_Paper and Printing_Existing_Process_Natural Gas_Other Process_E2 | Industrial | Paper and Printing | Existing | Process | Natural Gas | Other Process | E2 |  | 0% | 0% | 0% | 0 | 0 | 0 | 0 | 0 | 0 | 0 | 0 | 0% | 0 | 0 | 0% | Normal | 0% | 0 | 0 | 0 | [18 empty] | Industrial_Paper and Printing_Existing_Process_Other Process_
Industrial_Paper and Printing_Existing_Process_Natural Gas_Other Process_E3 | Industrial | Paper and Printing | Existing | Process | Natural Gas | Other Process | E3 |  | 0% | 0% | 0% | 0 | 0 | 0 | 0 | 0 | 0 | 0 | 0 | 0% | 0 | 0 | 0% | Normal | 0% | 0 | 0 | 0 | [18 empty] | Industrial_Paper and Printing_Existing_Process_Other Process_
Industrial_Paper and Printing_Existing_Process_Natural Gas_Other Process_E4 | Industrial | Paper and Printing | Existing | Process | Natural Gas | Other Process | E4 |  | 0% | 0% | 0% | 0 | 0 | 0 | 0 | 0 | 0 | 0 | 0 | 0% | 0 | 0 | 0% | Normal | 0% | 0 | 0 | 0 | [18 empty] | Industrial_Paper and Printing_Existing_Process_Other Process_
Industrial_Paper and Printing_Existing_Process_Natural Gas_Other Process_E5 | Industrial | Paper and Printing | Existing | Process | Natural Gas | Other Process | E5 |  | 0% | 0% | 0% | 0 | 0 | 0 | 0 | 0 | 0 | 0 | 0 | 0% | 0 | 0 | 0% | Normal | 0% | 0 | 0 | 0 | [18 empty] | Industrial_Paper and Printing_Existing_Process_Other Process_
Industrial_Paper and Printing_Existing_Process_Natural Gas_Other Process_E6 | Industrial | Paper and Printing | Existing | Process | Natural Gas | Other Process | E6 |  | 0% | 0% | 0% | 0 | 0 | 0 | 0 | 0 | 0 | 0 | 0 | 0% | 0 | 0 | 0% | Normal | 0% | 0 | 0 | 0 | [18 empty] | Industrial_Paper and Printing_Existing_Process_Other Process_
Industrial_Paper and Printing_Existing_Process_Natural Gas_Other Process_E7 | Industrial | Paper and Printing | Existing | Process | Natural Gas | Other Process | E7 |  | 0% | 0% | 0% | 0 | 0 | 0 | 0 | 0 | 0 | 0 | 0 | 0% | 0 | 0 | 0% | Normal | 0% | 0 | 0 | 0 | [18 empty] | Industrial_Paper and Printing_Existing_Process_Other Process_
Industrial_Paper and Printing_Existing_Process_Natural Gas_Other Process_E8 | Industrial | Paper and Printing | Existing | Process | Natural Gas | Other Process | E8 |  | 0% | 0% | 0% | 0 | 0 | 0 | 0 | 0 | 0 | 0 | 0 | 0% | 0 | 0 | 0% | Normal | 0% | 0 | 0 | 0 | [18 empty] | Industrial_Paper and Printing_Existing_Process_Other Process_
Industrial_Paper and Printing_Existing_Process_Natural Gas_Other Process_E9 | Industrial | Paper and Printing | Existing | Process | Natural Gas | Other Process | E9 |  | 0% | 0% | 0% | 0 | 0 | 0 | 0 | 0 | 0 | 0 | 0 | 0% | 0 | 0 | 0% | Normal | 0% | 0 | 0 | 0 | [18 empty] | Industrial_Paper and Printing_Existing_Process_Other Process_
Industrial_Paper and Printing_Existing_Process_Natural Gas_Other Process_E10 | Industrial | Paper and Printing | Existing | Process | Natural Gas | Other Process | E10 |  | 0% | 0% | 0% | 0 | 0 | 0 | 0 | 0 | 0 | 0 | 0 | 0% | 0 | 0 | 0% | Normal | 0% | 0 | 0 | 0 | [18 empty] | Industrial_Paper and Printing_Existing_Process_Other Process_
Industrial_Paper and Printing_Existing_Miscellaneous_Natural Gas_Miscellaneous_E1 | Industrial | Paper and Printing | Existing | Miscellaneous | Natural Gas | Miscellaneous | E1 | Standard | 100% | 0% | 0% | 435.2363 | 0 | 0 | 0 | 2 | 8 | 2019 | 2040 | 100% | 0 | 0 | 0% | Normal | 0% | 419.051 | 0 | 0 | 1 unit | 100000 | 0 | 419.051 | 1 | 1 | 0 | 0 | 2016 | 1.0386 |  | N/A | N/A | N/A |  | 1 | unit | 419.051 | Industrial_Paper and Printing_Existing_Miscellaneous_Miscellaneous_Standard
Industrial_Paper and Printing_Existing_Miscellaneous_Natural Gas_Miscellaneous_E2 | Industrial | Paper and Printing | Existing | Miscellaneous | Natural Gas | Miscellaneous | E2 |  | 0% | 0% | 0% | 0 | 0 | 0 | 0 | 0 | 0 | 0 | 0 | 0% | 0 | 0 | 0% | Normal | 0% | 0 | 0 | 0 | [18 empty] | Industrial_Paper and Printing_Existing_Miscellaneous_Miscellaneous_
Industrial_Paper and Printing_Existing_Miscellaneous_Natural Gas_Miscellaneous_E3 | Industrial | Paper and Printing | Existing | Miscellaneous | Natural Gas | Miscellaneous | E3 |  | 0% | 0% | 0% | 0 | 0 | 0 | 0 | 0 | 0 | 0 | 0 | 0% | 0 | 0 | 0% | Normal | 0% | 0 | 0 | 0 | [18 empty] | Industrial_Paper and Printing_Existing_Miscellaneous_Miscellaneous_
Industrial_Paper and Printing_Existing_Miscellaneous_Natural Gas_Miscellaneous_E4 | Industrial | Paper and Printing | Existing | Miscellaneous | Natural Gas | Miscellaneous | E4 |  | 0% | 0% | 0% | 0 | 0 | 0 | 0 | 0 | 0 | 0 | 0 | 0% | 0 | 0 | 0% | Normal | 0% | 0 | 0 | 0 | [18 empty] | Industrial_Paper and Printing_Existing_Miscellaneous_Miscellaneous_
Industrial_Paper and Printing_Existing_Miscellaneous_Natural Gas_Miscellaneous_E5 | Industrial | Paper and Printing | Existing | Miscellaneous | Natural Gas | Miscellaneous | E5 |  | 0% | 0% | 0% | 0 | 0 | 0 | 0 | 0 | 0 | 0 | 0 | 0% | 0 | 0 | 0% | Normal | 0% | 0 | 0 | 0 | [18 empty] | Industrial_Paper and Printing_Existing_Miscellaneous_Miscellaneous_
Industrial_Paper and Printing_Existing_Miscellaneous_Natural Gas_Miscellaneous_E6 | Industrial | Paper and Printing | Existing | Miscellaneous | Natural Gas | Miscellaneous | E6 |  | 0% | 0% | 0% | 0 | 0 | 0 | 0 | 0 | 0 | 0 | 0 | 0% | 0 | 0 | 0% | Normal | 0% | 0 | 0 | 0 | [18 empty] | Industrial_Paper and Printing_Existing_Miscellaneous_Miscellaneous_
Industrial_Paper and Printing_Existing_Miscellaneous_Natural Gas_Miscellaneous_E7 | Industrial | Paper and Printing | Existing | Miscellaneous | Natural Gas | Miscellaneous | E7 |  | 0% | 0% | 0% | 0 | 0 | 0 | 0 | 0 | 0 | 0 | 0 | 0% | 0 | 0 | 0% | Normal | 0% | 0 | 0 | 0 | [18 empty] | Industrial_Paper and Printing_Existing_Miscellaneous_Miscellaneous_
Industrial_Paper and Printing_Existing_Miscellaneous_Natural Gas_Miscellaneous_E8 | Industrial | Paper and Printing | Existing | Miscellaneous | Natural Gas | Miscellaneous | E8 |  | 0% | 0% | 0% | 0 | 0 | 0 | 0 | 0 | 0 | 0 | 0 | 0% | 0 | 0 | 0% | Normal | 0% | 0 | 0 | 0 | [18 empty] | Industrial_Paper and Printing_Existing_Miscellaneous_Miscellaneous_
Industrial_Paper and Printing_Existing_Miscellaneous_Natural Gas_Miscellaneous_E9 | Industrial | Paper and Printing | Existing | Miscellaneous | Natural Gas | Miscellaneous | E9 |  | 0% | 0% | 0% | 0 | 0 | 0 | 0 | 0 | 0 | 0 | 0 | 0% | 0 | 0 | 0% | Normal | 0% | 0 | 0 | 0 | [18 empty] | Industrial_Paper and Printing_Existing_Miscellaneous_Miscellaneous_
Industrial_Paper and Printing_Existing_Miscellaneous_Natural Gas_Miscellaneous_E10 | Industrial | Paper and Printing | Existing | Miscellaneous | Natural Gas | Miscellaneous | E10 |  | 0% | 0% | 0% | 0 | 0 | 0 | 0 | 0 | 0 | 0 | 0 | 0% | 0 | 0 | 0% | Normal | 0% | 0 | 0 | 0 | [18 empty] | Industrial_Paper and Printing_Existing_Miscellaneous_Miscellaneous_
Industrial_Paper and Printing_New_Space Heating_Natural Gas_Furnace_E1 | Industrial | Paper and Printing | New | Space Heating | Natural Gas | Furnace | E1 | AFUE 80% (Standard) | 100% | 0% | 0% | 125.1247 | 131.0831 | 20.2583 | 0 | 17 | 29 | 2019 | 2040 | 100% | 0 | 0 | 0% | Normal | 0% | 1016.7294 | 0 | 0 | 400 kBtu/hr | 100000 | 0 | 0.11742 | 21.6482 | 1050 | 1100 | 170 | 2018 | 1.0149 |  | EIA 2018 Tech Forecast | EIA 2018 Tech Forecast | AEG BEST |  | 400 | kBtu/hr | 46.966 | Industrial_Paper and Printing_New_Space Heating_Furnace_AFUE 80% (Standard)
Industrial_Paper and Printing_New_Space Heating_Natural Gas_Furnace_E2 | Industrial | Paper and Printing | New | Space Heating | Natural Gas | Furnace | E2 | AFUE 90% | 88.89% | 0% | 0% | 208.5412 | 154.9163 | 20.8541 | 0 | 17 | 29 | 2019 | 2040 | 100% | 0 | 0 | 0% | Normal | 0% | 903.7364 | 0 | 0 | 400 kBtu/hr | 100000 | 0 | 0.11742 | 19.2423 | 1750 | 1300 | 175 | 2018 | 1.0149 |  | EIA 2018 Tech Forecast | EIA 2018 Tech Forecast | AEG BEST |  | 400 | kBtu/hr | 46.966 | Industrial_Paper and Printing_New_Space Heating_Furnace_AFUE 90%
Industrial_Paper and Printing_New_Space Heating_Natural Gas_Furnace_E3 | Industrial | Paper and Printing | New | Space Heating | Natural Gas | Furnace | E3 | AFUE 96% | 83.33% | 0% | 0% | 291.9577 | 178.7496 | 21.45 | 0 | 17 | 29 | 2019 | 2040 | 100% | 0 | 0 | 0% | Normal | 0% | 847.2399 | 0 | 0 | 400 kBtu/hr | 100000 | 0 | 0.11742 | 18.0394 | 2450 | 1500 | 180 | 2018 | 1.0149 |  | EIA 2018 Tech Forecast | EIA 2018 Tech Forecast | AEG BEST |  | 400 | kBtu/hr | 46.966 | Industrial_Paper and Printing_New_Space Heating_Furnace_AFUE 96%
Industrial_Paper and Printing_New_Space Heating_Natural Gas_Furnace_E4 | Industrial | Paper and Printing | New | Space Heating | Natural Gas | Furnace | E4 |  | 0% | 0% | 0% | 0 | 0 | 0 | 0 | 0 | 0 | 0 | 0 | 0% | 0 | 0 | 0% | Normal | 0% | 0 | 0 | 0 | [18 empty] | Industrial_Paper and Printing_New_Space Heating_Furnace_
Industrial_Paper and Printing_New_Space Heating_Natural Gas_Furnace_E5 | Industrial | Paper and Printing | New | Space Heating | Natural Gas | Furnace | E5 |  | 0% | 0% | 0% | 0 | 0 | 0 | 0 | 0 | 0 | 0 | 0 | 0% | 0 | 0 | 0% | Normal | 0% | 0 | 0 | 0 | [18 empty] | Industrial_Paper and Printing_New_Space Heating_Furnace_
Industrial_Paper and Printing_New_Space Heating_Natural Gas_Furnace_E6 | Industrial | Paper and Printing | New | Space Heating | Natural Gas | Furnace | E6 |  | 0% | 0% | 0% | 0 | 0 | 0 | 0 | 0 | 0 | 0 | 0 | 0% | 0 | 0 | 0% | Normal | 0% | 0 | 0 | 0 | [18 empty] | Industrial_Paper and Printing_New_Space Heating_Furnace_
Industrial_Paper and Printing_New_Space Heating_Natural Gas_Furnace_E7 | Industrial | Paper and Printing | New | Space Heating | Natural Gas | Furnace | E7 |  | 0% | 0% | 0% | 0 | 0 | 0 | 0 | 0 | 0 | 0 | 0 | 0% | 0 | 0 | 0% | Normal | 0% | 0 | 0 | 0 | [18 empty] | Industrial_Paper and Printing_New_Space Heating_Furnace_
Industrial_Paper and Printing_New_Space Heating_Natural Gas_Furnace_E8 | Industrial | Paper and Printing | New | Space Heating | Natural Gas | Furnace | E8 |  | 0% | 0% | 0% | 0 | 0 | 0 | 0 | 0 | 0 | 0 | 0 | 0% | 0 | 0 | 0% | Normal | 0% | 0 | 0 | 0 | [18 empty] | Industrial_Paper and Printing_New_Space Heating_Furnace_
Industrial_Paper and Printing_New_Space Heating_Natural Gas_Furnace_E9 | Industrial | Paper and Printing | New | Space Heating | Natural Gas | Furnace | E9 |  | 0% | 0% | 0% | 0 | 0 | 0 | 0 | 0 | 0 | 0 | 0 | 0% | 0 | 0 | 0% | Normal | 0% | 0 | 0 | 0 | [18 empty] | Industrial_Paper and Printing_New_Space Heating_Furnace_
Industrial_Paper and Printing_New_Space Heating_Natural Gas_Furnace_E10 | Industrial | Paper and Printing | New | Space Heating | Natural Gas | Furnace | E10 |  | 0% | 0% | 0% | 0 | 0 | 0 | 0 | 0 | 0 | 0 | 0 | 0% | 0 | 0 | 0% | Normal | 0% | 0 | 0 | 0 | [18 empty] | Industrial_Paper and Printing_New_Space Heating_Furnace_
Industrial_Paper and Printing_New_Space Heating_Natural Gas_Boiler_E1 | Industrial | Paper and Printing | New | Space Heating | Natural Gas | Boiler | E1 | AFUE 80% (Standard) | 100% | 0% | 0% | 1497.8621 | 830.1404 | 162.4188 | 0 | 20 | 30 | 2019 | 2040 | 100% | 0 | 0 | 0% | Normal | 0% | 4389.1044 | 0 | 0 | 800 kBtu/hr | 100000 | 0 | 0.12355 | 44.4075 | 11945.7187 | 6620.5188 | 1295.3189 | 2018 | 1.0149 |  | EIA 2018 Tech Forecast | EIA 2018 Tech Forecast | GBLR-Heating-EIA14-2014 Ref. Case-2 |  | 800 | kBtu/hr | 98.837 | Industrial_Paper and Printing_New_Space Heating_Boiler_AFUE 80% (Standard)
Industrial_Paper and Printing_New_Space Heating_Natural Gas_Boiler_E2 | Industrial | Paper and Printing | New | Space Heating | Natural Gas | Boiler | E2 | AFUE 85% | 94.12% | 0% | 0% | 2048.2812 | 879.7684 | 162.4188 | 0 | 20 | 30 | 2019 | 2040 | 100% | 0 | 0 | 0% | Normal | 0% | 4130.9681 | 0 | 0 | 800 kBtu/hr | 100000 | 0 | 0.12355 | 41.7958 | 16335.4105 | 7016.3107 | 1295.3189 | 2018 | 1.0149 |  | EIA 2018 Tech Forecast | EIA 2018 Tech Forecast | GBLR-Heating-EIA14-2014 Ref. Case-5 |  | 800 | kBtu/hr | 98.837 | Industrial_Paper and Printing_New_Space Heating_Boiler_AFUE 85%
Industrial_Paper and Printing_New_Space Heating_Natural Gas_Boiler_E3 | Industrial | Paper and Printing | New | Space Heating | Natural Gas | Boiler | E3 | AFUE 97% | 82.48% | 0% | 0% | 3315.3665 | 817.7904 | 162.4188 | 0 | 20 | 30 | 2019 | 2040 | 100% | 0 | 0 | 0% | Normal | 0% | 3620.2044 | 0 | 0 | 800 kBtu/hr | 100000 | 0 | 0.12355 | 36.628 | 26440.6423 | 6522.0251 | 1295.3189 | 2018 | 1.0149 |  | EIA 2018 Tech Forecast | EIA 2018 Tech Forecast | GBLR-Heating-EIA14-2014 Ref. Case-6 |  | 800 | kBtu/hr | 98.837 | Industrial_Paper and Printing_New_Space Heating_Boiler_AFUE 97%
Industrial_Paper and Printing_New_Space Heating_Natural Gas_Boiler_E4 | Industrial | Paper and Printing | New | Space Heating | Natural Gas | Boiler | E4 | Convert to NG Air Source Heat Pump | 57.14% | 0% | 0% | 16080993.2636 | 0 | 302127.7522 | 0 | 10 | 20 | 2019 | 2040 | 100% | 0 | 0 | 0% | Normal | 0% | 2508.0596 | 0 | 0 | 1 kBtu/hr | 100000 | 0 | 98.837 | 25.3757 | 158316.7533 | 0 | 2974.436 | 2017 | 1.0277 |  | AEO 2021 - gas_eng-driven_RTHP-heat 2017 typical | AEO 2021 - gas_eng-driven_RTHP-heat 2017 typical | HP_GAS-Heating-AEO17-1 |  | 1 | kBtu/hr | 98.837 | Industrial_Paper and Printing_New_Space Heating_Boiler_Convert to NG Air Source Heat Pump
Industrial_Paper and Printing_New_Space Heating_Natural Gas_Boiler_E5 | Industrial | Paper and Printing | New | Space Heating | Natural Gas | Boiler | E5 |  | 0% | 0% | 0% | 0 | 0 | 0 | 0 | 0 | 0 | 0 | 0 | 0% | 0 | 0 | 0% | Normal | 0% | 0 | 0 | 0 | [18 empty] | Industrial_Paper and Printing_New_Space Heating_Boiler_
Industrial_Paper and Printing_New_Space Heating_Natural Gas_Boiler_E6 | Industrial | Paper and Printing | New | Space Heating | Natural Gas | Boiler | E6 |  | 0% | 0% | 0% | 0 | 0 | 0 | 0 | 0 | 0 | 0 | 0 | 0% | 0 | 0 | 0% | Normal | 0% | 0 | 0 | 0 | [18 empty] | Industrial_Paper and Printing_New_Space Heating_Boiler_
Industrial_Paper and Printing_New_Space Heating_Natural Gas_Boiler_E7 | Industrial | Paper and Printing | New | Space Heating | Natural Gas | Boiler | E7 |  | 0% | 0% | 0% | 0 | 0 | 0 | 0 | 0 | 0 | 0 | 0 | 0% | 0 | 0 | 0% | Normal | 0% | 0 | 0 | 0 | [18 empty] | Industrial_Paper and Printing_New_Space Heating_Boiler_
Industrial_Paper and Printing_New_Space Heating_Natural Gas_Boiler_E8 | Industrial | Paper and Printing | New | Space Heating | Natural Gas | Boiler | E8 |  | 0% | 0% | 0% | 0 | 0 | 0 | 0 | 0 | 0 | 0 | 0 | 0% | 0 | 0 | 0% | Normal | 0% | 0 | 0 | 0 | [18 empty] | Industrial_Paper and Printing_New_Space Heating_Boiler_
Industrial_Paper and Printing_New_Space Heating_Natural Gas_Boiler_E9 | Industrial | Paper and Printing | New | Space Heating | Natural Gas | Boiler | E9 |  | 0% | 0% | 0% | 0 | 0 | 0 | 0 | 0 | 0 | 0 | 0 | 0% | 0 | 0 | 0% | Normal | 0% | 0 | 0 | 0 | [18 empty] | Industrial_Paper and Printing_New_Space Heating_Boiler_
Industrial_Paper and Printing_New_Space Heating_Natural Gas_Boiler_E10 | Industrial | Paper and Printing | New | Space Heating | Natural Gas | Boiler | E10 |  | 0% | 0% | 0% | 0 | 0 | 0 | 0 | 0 | 0 | 0 | 0 | 0% | 0 | 0 | 0% | Normal | 0% | 0 | 0 | 0 | [18 empty] | Industrial_Paper and Printing_New_Space Heating_Boiler_
Industrial_Paper and Printing_New_Space Heating_Natural Gas_Unit Heater_E1 | Industrial | Paper and Printing | New | Space Heating | Natural Gas | Unit Heater | E1 | Standard | 100% | 0% | 0% | 946.9804 | 0 | 0 | 0 | 10 | 14 | 2019 | 2040 | 100% | 0 | 0 | 0% | Normal | 0% | 1280.4514 | 0 | 0 | 125 kBtu/Hr | 100000 | 0 | 0.0043991 | 2328.572 | 1753.7127 | 0 | 0 | 2020 | 0.98199 |  | IL TRM - 4.4.12 - CI-HVC-IRHT-V02-210101 | CNGC Program Data | IL TRM - 4.4.12 - CI-HVC-IRHT-V02-210101 w/ CNGC Sizing |  | 125 | kBtu/Hr | 0.54989 | Industrial_Paper and Printing_New_Space Heating_Unit Heater_Standard
Industrial_Paper and Printing_New_Space Heating_Natural Gas_Unit Heater_E2 | Industrial | Paper and Printing | New | Space Heating | Natural Gas | Unit Heater | E2 | Condensing | 95.24% | 0% | 0% | 2076.8694 | 0 | 0 | 0 | 10 | 14 | 2019 | 2040 | 100% | 0 | 0 | 0% | Normal | 0% | 1219.5056 | 0 | 0 | 125 kBtu/Hr | 100000 | 0 | 0.0043991 | 2217.7386 | 3846.1538 | 0 | 0 | 2020 | 0.98199 |  | IL TRM - 4.4.5 - CI-HVC-CUHT-V01-190101 | CNGC Program Data | IL TRM - 4.4.5 - CI-HVC-CUHT-V01-190101 w/ CNGC Sizing |  | 125 | kBtu/Hr | 0.54989 | Industrial_Paper and Printing_New_Space Heating_Unit Heater_Condensing
Industrial_Paper and Printing_New_Space Heating_Natural Gas_Unit Heater_E3 | Industrial | Paper and Printing | New | Space Heating | Natural Gas | Unit Heater | E3 | Infrared Radiant | 85% | 0% | 0% | 1321.1834 | 0 | 0 | 0 | 11 | 19 | 2019 | 2040 | 100% | 0 | 0 | 0% | Normal | 0% | 1088.3837 | 0 | 0 | 125 kBtu/Hr | 100000 | 0 | 0.0043991 | 1979.2862 | 2446.6992 | 0 | 0 | 2020 | 0.98199 |  | IL TRM - 4.4.12 - CI-HVC-IRHT-V02-210101 | CNGC Program Data | IL TRM - 4.4.12 - CI-HVC-IRHT-V02-210101 w/ CNGC Sizing |  | 125 | kBtu/Hr | 0.54989 | Industrial_Paper and Printing_New_Space Heating_Unit Heater_Infrared Radiant
Industrial_Paper and Printing_New_Space Heating_Natural Gas_Unit Heater_E4 | Industrial | Paper and Printing | New | Space Heating | Natural Gas | Unit Heater | E4 |  | 0% | 0% | 0% | 0 | 0 | 0 | 0 | 0 | 0 | 0 | 0 | 0% | 0 | 0 | 0% | Normal | 0% | 0 | 0 | 0 | [18 empty] | Industrial_Paper and Printing_New_Space Heating_Unit Heater_
Industrial_Paper and Printing_New_Space Heating_Natural Gas_Unit Heater_E5 | Industrial | Paper and Printing | New | Space Heating | Natural Gas | Unit Heater | E5 |  | 0% | 0% | 0% | 0 | 0 | 0 | 0 | 0 | 0 | 0 | 0 | 0% | 0 | 0 | 0% | Normal | 0% | 0 | 0 | 0 | [18 empty] | Industrial_Paper and Printing_New_Space Heating_Unit Heater_
Industrial_Paper and Printing_New_Space Heating_Natural Gas_Unit Heater_E6 | Industrial | Paper and Printing | New | Space Heating | Natural Gas | Unit Heater | E6 |  | 0% | 0% | 0% | 0 | 0 | 0 | 0 | 0 | 0 | 0 | 0 | 0% | 0 | 0 | 0% | Normal | 0% | 0 | 0 | 0 | [18 empty] | Industrial_Paper and Printing_New_Space Heating_Unit Heater_
Industrial_Paper and Printing_New_Space Heating_Natural Gas_Unit Heater_E7 | Industrial | Paper and Printing | New | Space Heating | Natural Gas | Unit Heater | E7 |  | 0% | 0% | 0% | 0 | 0 | 0 | 0 | 0 | 0 | 0 | 0 | 0% | 0 | 0 | 0% | Normal | 0% | 0 | 0 | 0 | [18 empty] | Industrial_Paper and Printing_New_Space Heating_Unit Heater_
Industrial_Paper and Printing_New_Space Heating_Natural Gas_Unit Heater_E8 | Industrial | Paper and Printing | New | Space Heating | Natural Gas | Unit Heater | E8 |  | 0% | 0% | 0% | 0 | 0 | 0 | 0 | 0 | 0 | 0 | 0 | 0% | 0 | 0 | 0% | Normal | 0% | 0 | 0 | 0 | [18 empty] | Industrial_Paper and Printing_New_Space Heating_Unit Heater_
Industrial_Paper and Printing_New_Space Heating_Natural Gas_Unit Heater_E9 | Industrial | Paper and Printing | New | Space Heating | Natural Gas | Unit Heater | E9 |  | 0% | 0% | 0% | 0 | 0 | 0 | 0 | 0 | 0 | 0 | 0 | 0% | 0 | 0 | 0% | Normal | 0% | 0 | 0 | 0 | [18 empty] | Industrial_Paper and Printing_New_Space Heating_Unit Heater_
Industrial_Paper and Printing_New_Space Heating_Natural Gas_Unit Heater_E10 | Industrial | Paper and Printing | New | Space Heating | Natural Gas | Unit Heater | E10 |  | 0% | 0% | 0% | 0 | 0 | 0 | 0 | 0 | 0 | 0 | 0 | 0% | 0 | 0 | 0% | Normal | 0% | 0 | 0 | 0 | [18 empty] | Industrial_Paper and Printing_New_Space Heating_Unit Heater_
Industrial_Paper and Printing_New_Process_Natural Gas_Process Boiler_E1 | Industrial | Paper and Printing | New | Process | Natural Gas | Process Boiler | E1 | EF .80 | 100% | 0% | 0% | 16847.602 | 4288.0192 | 1826.8484 | 0 | 20 | 30 | 2019 | 2040 | 100% | 0 | 0 | 0% | Normal | 0% | 2536.4324 | 0 | 0 | 1 unit | 100000 | 0 | 1 | 50457.6 | 16600 | 4225 | 1800 | 2018 | 1.0149 |  | EIA 2018 Tech Forecast | EIA 2018 Tech Forecast | IL TRM - 4.4.10 - CI-HVC-BOIL-V08-210101 |  | 1 | unit | 1 | Industrial_Paper and Printing_New_Process_Process Boiler_EF .80
Industrial_Paper and Printing_New_Process_Natural Gas_Process Boiler_E2 | Industrial | Paper and Printing | New | Process | Natural Gas | Process Boiler | E2 |  | 0% | 0% | 0% | 0 | 0 | 0 | 0 | 0 | 0 | 0 | 0 | 0% | 0 | 0 | 0% | Normal | 0% | 0 | 0 | 0 | [18 empty] | Industrial_Paper and Printing_New_Process_Process Boiler_
Industrial_Paper and Printing_New_Process_Natural Gas_Process Boiler_E3 | Industrial | Paper and Printing | New | Process | Natural Gas | Process Boiler | E3 |  | 0% | 0% | 0% | 0 | 0 | 0 | 0 | 0 | 0 | 0 | 0 | 0% | 0 | 0 | 0% | Normal | 0% | 0 | 0 | 0 | [18 empty] | Industrial_Paper and Printing_New_Process_Process Boiler_
Industrial_Paper and Printing_New_Process_Natural Gas_Process Boiler_E4 | Industrial | Paper and Printing | New | Process | Natural Gas | Process Boiler | E4 |  | 0% | 0% | 0% | 0 | 0 | 0 | 0 | 0 | 0 | 0 | 0 | 0% | 0 | 0 | 0% | Normal | 0% | 0 | 0 | 0 | [18 empty] | Industrial_Paper and Printing_New_Process_Process Boiler_
Industrial_Paper and Printing_New_Process_Natural Gas_Process Boiler_E5 | Industrial | Paper and Printing | New | Process | Natural Gas | Process Boiler | E5 |  | 0% | 0% | 0% | 0 | 0 | 0 | 0 | 0 | 0 | 0 | 0 | 0% | 0 | 0 | 0% | Normal | 0% | 0 | 0 | 0 | [18 empty] | Industrial_Paper and Printing_New_Process_Process Boiler_
Industrial_Paper and Printing_New_Process_Natural Gas_Process Boiler_E6 | Industrial | Paper and Printing | New | Process | Natural Gas | Process Boiler | E6 |  | 0% | 0% | 0% | 0 | 0 | 0 | 0 | 0 | 0 | 0 | 0 | 0% | 0 | 0 | 0% | Normal | 0% | 0 | 0 | 0 | [18 empty] | Industrial_Paper and Printing_New_Process_Process Boiler_
Industrial_Paper and Printing_New_Process_Natural Gas_Process Boiler_E7 | Industrial | Paper and Printing | New | Process | Natural Gas | Process Boiler | E7 |  | 0% | 0% | 0% | 0 | 0 | 0 | 0 | 0 | 0 | 0 | 0 | 0% | 0 | 0 | 0% | Normal | 0% | 0 | 0 | 0 | [18 empty] | Industrial_Paper and Printing_New_Process_Process Boiler_
Industrial_Paper and Printing_New_Process_Natural Gas_Process Boiler_E8 | Industrial | Paper and Printing | New | Process | Natural Gas | Process Boiler | E8 |  | 0% | 0% | 0% | 0 | 0 | 0 | 0 | 0 | 0 | 0 | 0 | 0% | 0 | 0 | 0% | Normal | 0% | 0 | 0 | 0 | [18 empty] | Industrial_Paper and Printing_New_Process_Process Boiler_
Industrial_Paper and Printing_New_Process_Natural Gas_Process Boiler_E9 | Industrial | Paper and Printing | New | Process | Natural Gas | Process Boiler | E9 |  | 0% | 0% | 0% | 0 | 0 | 0 | 0 | 0 | 0 | 0 | 0 | 0% | 0 | 0 | 0% | Normal | 0% | 0 | 0 | 0 | [18 empty] | Industrial_Paper and Printing_New_Process_Process Boiler_
Industrial_Paper and Printing_New_Process_Natural Gas_Process Boiler_E10 | Industrial | Paper and Printing | New | Process | Natural Gas | Process Boiler | E10 |  | 0% | 0% | 0% | 0 | 0 | 0 | 0 | 0 | 0 | 0 | 0 | 0% | 0 | 0 | 0% | Normal | 0% | 0 | 0 | 0 | [18 empty] | Industrial_Paper and Printing_New_Process_Process Boiler_
Industrial_Paper and Printing_New_Process_Natural Gas_Process Heating_E1 | Industrial | Paper and Printing | New | Process | Natural Gas | Process Heating | E1 | Standard | 100% | 0% | 0% | 1.0386 | 0 | 0 | 0 | 2 | 8 | 2019 | 2040 | 100% | 0 | 0 | 0% | Normal | 0% | 2347.2349 | 0 | 0 | 1 unit | 100000 | 0 | 1 | 1 | 1 | 0 | 0 | 2016 | 1.0386 |  | N/A | N/A | N/A |  | 1 | unit | 1 | Industrial_Paper and Printing_New_Process_Process Heating_Standard
Industrial_Paper and Printing_New_Process_Natural Gas_Process Heating_E2 | Industrial | Paper and Printing | New | Process | Natural Gas | Process Heating | E2 |  | 0% | 0% | 0% | 0 | 0 | 0 | 0 | 0 | 0 | 0 | 0 | 0% | 0 | 0 | 0% | Normal | 0% | 0 | 0 | 0 | [18 empty] | Industrial_Paper and Printing_New_Process_Process Heating_
Industrial_Paper and Printing_New_Process_Natural Gas_Process Heating_E3 | Industrial | Paper and Printing | New | Process | Natural Gas | Process Heating | E3 |  | 0% | 0% | 0% | 0 | 0 | 0 | 0 | 0 | 0 | 0 | 0 | 0% | 0 | 0 | 0% | Normal | 0% | 0 | 0 | 0 | [18 empty] | Industrial_Paper and Printing_New_Process_Process Heating_
Industrial_Paper and Printing_New_Process_Natural Gas_Process Heating_E4 | Industrial | Paper and Printing | New | Process | Natural Gas | Process Heating | E4 |  | 0% | 0% | 0% | 0 | 0 | 0 | 0 | 0 | 0 | 0 | 0 | 0% | 0 | 0 | 0% | Normal | 0% | 0 | 0 | 0 | [18 empty] | Industrial_Paper and Printing_New_Process_Process Heating_
Industrial_Paper and Printing_New_Process_Natural Gas_Process Heating_E5 | Industrial | Paper and Printing | New | Process | Natural Gas | Process Heating | E5 |  | 0% | 0% | 0% | 0 | 0 | 0 | 0 | 0 | 0 | 0 | 0 | 0% | 0 | 0 | 0% | Normal | 0% | 0 | 0 | 0 | [18 empty] | Industrial_Paper and Printing_New_Process_Process Heating_
Industrial_Paper and Printing_New_Process_Natural Gas_Process Heating_E6 | Industrial | Paper and Printing | New | Process | Natural Gas | Process Heating | E6 |  | 0% | 0% | 0% | 0 | 0 | 0 | 0 | 0 | 0 | 0 | 0 | 0% | 0 | 0 | 0% | Normal | 0% | 0 | 0 | 0 | [18 empty] | Industrial_Paper and Printing_New_Process_Process Heating_
Industrial_Paper and Printing_New_Process_Natural Gas_Process Heating_E7 | Industrial | Paper and Printing | New | Process | Natural Gas | Process Heating | E7 |  | 0% | 0% | 0% | 0 | 0 | 0 | 0 | 0 | 0 | 0 | 0 | 0% | 0 | 0 | 0% | Normal | 0% | 0 | 0 | 0 | [18 empty] | Industrial_Paper and Printing_New_Process_Process Heating_
Industrial_Paper and Printing_New_Process_Natural Gas_Process Heating_E8 | Industrial | Paper and Printing | New | Process | Natural Gas | Process Heating | E8 |  | 0% | 0% | 0% | 0 | 0 | 0 | 0 | 0 | 0 | 0 | 0 | 0% | 0 | 0 | 0% | Normal | 0% | 0 | 0 | 0 | [18 empty] | Industrial_Paper and Printing_New_Process_Process Heating_
Industrial_Paper and Printing_New_Process_Natural Gas_Process Heating_E9 | Industrial | Paper and Printing | New | Process | Natural Gas | Process Heating | E9 |  | 0% | 0% | 0% | 0 | 0 | 0 | 0 | 0 | 0 | 0 | 0 | 0% | 0 | 0 | 0% | Normal | 0% | 0 | 0 | 0 | [18 empty] | Industrial_Paper and Printing_New_Process_Process Heating_
Industrial_Paper and Printing_New_Process_Natural Gas_Process Heating_E10 | Industrial | Paper and Printing | New | Process | Natural Gas | Process Heating | E10 |  | 0% | 0% | 0% | 0 | 0 | 0 | 0 | 0 | 0 | 0 | 0 | 0% | 0 | 0 | 0% | Normal | 0% | 0 | 0 | 0 | [18 empty] | Industrial_Paper and Printing_New_Process_Process Heating_
Industrial_Paper and Printing_New_Process_Natural Gas_Process Cooling_E1 | Industrial | Paper and Printing | New | Process | Natural Gas | Process Cooling | E1 | Standard | 100% | 0% | 0% | 1.0386 | 0 | 0 | 0 | 2 | 8 | 2019 | 2040 | 100% | 0 | 0 | 0% | Normal | 0% | 11.3753 | 0 | 0 | 1 unit | 100000 | 0 | 1 | 1 | 1 | 0 | 0 | 2016 | 1.0386 |  | N/A | N/A | N/A |  | 1 | unit | 1 | Industrial_Paper and Printing_New_Process_Process Cooling_Standard
Industrial_Paper and Printing_New_Process_Natural Gas_Process Cooling_E2 | Industrial | Paper and Printing | New | Process | Natural Gas | Process Cooling | E2 |  | 0% | 0% | 0% | 0 | 0 | 0 | 0 | 0 | 0 | 0 | 0 | 0% | 0 | 0 | 0% | Normal | 0% | 0 | 0 | 0 | [18 empty] | Industrial_Paper and Printing_New_Process_Process Cooling_
Industrial_Paper and Printing_New_Process_Natural Gas_Process Cooling_E3 | Industrial | Paper and Printing | New | Process | Natural Gas | Process Cooling | E3 |  | 0% | 0% | 0% | 0 | 0 | 0 | 0 | 0 | 0 | 0 | 0 | 0% | 0 | 0 | 0% | Normal | 0% | 0 | 0 | 0 | [18 empty] | Industrial_Paper and Printing_New_Process_Process Cooling_
Industrial_Paper and Printing_New_Process_Natural Gas_Process Cooling_E4 | Industrial | Paper and Printing | New | Process | Natural Gas | Process Cooling | E4 |  | 0% | 0% | 0% | 0 | 0 | 0 | 0 | 0 | 0 | 0 | 0 | 0% | 0 | 0 | 0% | Normal | 0% | 0 | 0 | 0 | [18 empty] | Industrial_Paper and Printing_New_Process_Process Cooling_
Industrial_Paper and Printing_New_Process_Natural Gas_Process Cooling_E5 | Industrial | Paper and Printing | New | Process | Natural Gas | Process Cooling | E5 |  | 0% | 0% | 0% | 0 | 0 | 0 | 0 | 0 | 0 | 0 | 0 | 0% | 0 | 0 | 0% | Normal | 0% | 0 | 0 | 0 | [18 empty] | Industrial_Paper and Printing_New_Process_Process Cooling_
Industrial_Paper and Printing_New_Process_Natural Gas_Process Cooling_E6 | Industrial | Paper and Printing | New | Process | Natural Gas | Process Cooling | E6 |  | 0% | 0% | 0% | 0 | 0 | 0 | 0 | 0 | 0 | 0 | 0 | 0% | 0 | 0 | 0% | Normal | 0% | 0 | 0 | 0 | [18 empty] | Industrial_Paper and Printing_New_Process_Process Cooling_
Industrial_Paper and Printing_New_Process_Natural Gas_Process Cooling_E7 | Industrial | Paper and Printing | New | Process | Natural Gas | Process Cooling | E7 |  | 0% | 0% | 0% | 0 | 0 | 0 | 0 | 0 | 0 | 0 | 0 | 0% | 0 | 0 | 0% | Normal | 0% | 0 | 0 | 0 | [18 empty] | Industrial_Paper and Printing_New_Process_Process Cooling_
Industrial_Paper and Printing_New_Process_Natural Gas_Process Cooling_E8 | Industrial | Paper and Printing | New | Process | Natural Gas | Process Cooling | E8 |  | 0% | 0% | 0% | 0 | 0 | 0 | 0 | 0 | 0 | 0 | 0 | 0% | 0 | 0 | 0% | Normal | 0% | 0 | 0 | 0 | [18 empty] | Industrial_Paper and Printing_New_Process_Process Cooling_
Industrial_Paper and Printing_New_Process_Natural Gas_Process Cooling_E9 | Industrial | Paper and Printing | New | Process | Natural Gas | Process Cooling | E9 |  | 0% | 0% | 0% | 0 | 0 | 0 | 0 | 0 | 0 | 0 | 0 | 0% | 0 | 0 | 0% | Normal | 0% | 0 | 0 | 0 | [18 empty] | Industrial_Paper and Printing_New_Process_Process Cooling_
Industrial_Paper and Printing_New_Process_Natural Gas_Process Cooling_E10 | Industrial | Paper and Printing | New | Process | Natural Gas | Process Cooling | E10 |  | 0% | 0% | 0% | 0 | 0 | 0 | 0 | 0 | 0 | 0 | 0 | 0% | 0 | 0 | 0% | Normal | 0% | 0 | 0 | 0 | [18 empty] | Industrial_Paper and Printing_New_Process_Process Cooling_
Industrial_Paper and Printing_New_Process_Natural Gas_Other Process_E1 | Industrial | Paper and Printing | New | Process | Natural Gas | Other Process | E1 | Standard | 100% | 0% | 0% | 1.0386 | 0 | 0 | 0 | 2 | 8 | 2019 | 2040 | 100% | 0 | 0 | 0% | Normal | 0% | 396.8386 | 0 | 0 | 1 unit | 100000 | 0 | 1 | 1 | 1 | 0 | 0 | 2016 | 1.0386 |  | N/A | N/A | N/A |  | 1 | unit | 1 | Industrial_Paper and Printing_New_Process_Other Process_Standard
Industrial_Paper and Printing_New_Process_Natural Gas_Other Process_E2 | Industrial | Paper and Printing | New | Process | Natural Gas | Other Process | E2 |  | 0% | 0% | 0% | 0 | 0 | 0 | 0 | 0 | 0 | 0 | 0 | 0% | 0 | 0 | 0% | Normal | 0% | 0 | 0 | 0 | [18 empty] | Industrial_Paper and Printing_New_Process_Other Process_
Industrial_Paper and Printing_New_Process_Natural Gas_Other Process_E3 | Industrial | Paper and Printing | New | Process | Natural Gas | Other Process | E3 |  | 0% | 0% | 0% | 0 | 0 | 0 | 0 | 0 | 0 | 0 | 0 | 0% | 0 | 0 | 0% | Normal | 0% | 0 | 0 | 0 | [18 empty] | Industrial_Paper and Printing_New_Process_Other Process_
Industrial_Paper and Printing_New_Process_Natural Gas_Other Process_E4 | Industrial | Paper and Printing | New | Process | Natural Gas | Other Process | E4 |  | 0% | 0% | 0% | 0 | 0 | 0 | 0 | 0 | 0 | 0 | 0 | 0% | 0 | 0 | 0% | Normal | 0% | 0 | 0 | 0 | [18 empty] | Industrial_Paper and Printing_New_Process_Other Process_
Industrial_Paper and Printing_New_Process_Natural Gas_Other Process_E5 | Industrial | Paper and Printing | New | Process | Natural Gas | Other Process | E5 |  | 0% | 0% | 0% | 0 | 0 | 0 | 0 | 0 | 0 | 0 | 0 | 0% | 0 | 0 | 0% | Normal | 0% | 0 | 0 | 0 | [18 empty] | Industrial_Paper and Printing_New_Process_Other Process_
Industrial_Paper and Printing_New_Process_Natural Gas_Other Process_E6 | Industrial | Paper and Printing | New | Process | Natural Gas | Other Process | E6 |  | 0% | 0% | 0% | 0 | 0 | 0 | 0 | 0 | 0 | 0 | 0 | 0% | 0 | 0 | 0% | Normal | 0% | 0 | 0 | 0 | [18 empty] | Industrial_Paper and Printing_New_Process_Other Process_
Industrial_Paper and Printing_New_Process_Natural Gas_Other Process_E7 | Industrial | Paper and Printing | New | Process | Natural Gas | Other Process | E7 |  | 0% | 0% | 0% | 0 | 0 | 0 | 0 | 0 | 0 | 0 | 0 | 0% | 0 | 0 | 0% | Normal | 0% | 0 | 0 | 0 | [18 empty] | Industrial_Paper and Printing_New_Process_Other Process_
Industrial_Paper and Printing_New_Process_Natural Gas_Other Process_E8 | Industrial | Paper and Printing | New | Process | Natural Gas | Other Process | E8 |  | 0% | 0% | 0% | 0 | 0 | 0 | 0 | 0 | 0 | 0 | 0 | 0% | 0 | 0 | 0% | Normal | 0% | 0 | 0 | 0 | [18 empty] | Industrial_Paper and Printing_New_Process_Other Process_
Industrial_Paper and Printing_New_Process_Natural Gas_Other Process_E9 | Industrial | Paper and Printing | New | Process | Natural Gas | Other Process | E9 |  | 0% | 0% | 0% | 0 | 0 | 0 | 0 | 0 | 0 | 0 | 0 | 0% | 0 | 0 | 0% | Normal | 0% | 0 | 0 | 0 | [18 empty] | Industrial_Paper and Printing_New_Process_Other Process_
Industrial_Paper and Printing_New_Process_Natural Gas_Other Process_E10 | Industrial | Paper and Printing | New | Process | Natural Gas | Other Process | E10 |  | 0% | 0% | 0% | 0 | 0 | 0 | 0 | 0 | 0 | 0 | 0 | 0% | 0 | 0 | 0% | Normal | 0% | 0 | 0 | 0 | [18 empty] | Industrial_Paper and Printing_New_Process_Other Process_
Industrial_Paper and Printing_New_Miscellaneous_Natural Gas_Miscellaneous_E1 | Industrial | Paper and Printing | New | Miscellaneous | Natural Gas | Miscellaneous | E1 | Standard | 100% | 0% | 0% | 1.0386 | 0 | 0 | 0 | 2 | 8 | 2019 | 2040 | 100% | 0 | 0 | 0% | Normal | 0% | 419.051 | 0 | 0 | 1 unit | 100000 | 0 | 1 | 1 | 1 | 0 | 0 | 2016 | 1.0386 |  | N/A | N/A | N/A |  | 1 | unit | 1 | Industrial_Paper and Printing_New_Miscellaneous_Miscellaneous_Standard
Industrial_Paper and Printing_New_Miscellaneous_Natural Gas_Miscellaneous_E2 | Industrial | Paper and Printing | New | Miscellaneous | Natural Gas | Miscellaneous | E2 |  | 0% | 0% | 0% | 0 | 0 | 0 | 0 | 0 | 0 | 0 | 0 | 0% | 0 | 0 | 0% | Normal | 0% | 0 | 0 | 0 | [18 empty] | Industrial_Paper and Printing_New_Miscellaneous_Miscellaneous_
Industrial_Paper and Printing_New_Miscellaneous_Natural Gas_Miscellaneous_E3 | Industrial | Paper and Printing | New | Miscellaneous | Natural Gas | Miscellaneous | E3 |  | 0% | 0% | 0% | 0 | 0 | 0 | 0 | 0 | 0 | 0 | 0 | 0% | 0 | 0 | 0% | Normal | 0% | 0 | 0 | 0 | [18 empty] | Industrial_Paper and Printing_New_Miscellaneous_Miscellaneous_
Industrial_Paper and Printing_New_Miscellaneous_Natural Gas_Miscellaneous_E4 | Industrial | Paper and Printing | New | Miscellaneous | Natural Gas | Miscellaneous | E4 |  | 0% | 0% | 0% | 0 | 0 | 0 | 0 | 0 | 0 | 0 | 0 | 0% | 0 | 0 | 0% | Normal | 0% | 0 | 0 | 0 | [18 empty] | Industrial_Paper and Printing_New_Miscellaneous_Miscellaneous_
Industrial_Paper and Printing_New_Miscellaneous_Natural Gas_Miscellaneous_E5 | Industrial | Paper and Printing | New | Miscellaneous | Natural Gas | Miscellaneous | E5 |  | 0% | 0% | 0% | 0 | 0 | 0 | 0 | 0 | 0 | 0 | 0 | 0% | 0 | 0 | 0% | Normal | 0% | 0 | 0 | 0 | [18 empty] | Industrial_Paper and Printing_New_Miscellaneous_Miscellaneous_
Industrial_Paper and Printing_New_Miscellaneous_Natural Gas_Miscellaneous_E6 | Industrial | Paper and Printing | New | Miscellaneous | Natural Gas | Miscellaneous | E6 |  | 0% | 0% | 0% | 0 | 0 | 0 | 0 | 0 | 0 | 0 | 0 | 0% | 0 | 0 | 0% | Normal | 0% | 0 | 0 | 0 | [18 empty] | Industrial_Paper and Printing_New_Miscellaneous_Miscellaneous_
Industrial_Paper and Printing_New_Miscellaneous_Natural Gas_Miscellaneous_E7 | Industrial | Paper and Printing | New | Miscellaneous | Natural Gas | Miscellaneous | E7 |  | 0% | 0% | 0% | 0 | 0 | 0 | 0 | 0 | 0 | 0 | 0 | 0% | 0 | 0 | 0% | Normal | 0% | 0 | 0 | 0 | [18 empty] | Industrial_Paper and Printing_New_Miscellaneous_Miscellaneous_
Industrial_Paper and Printing_New_Miscellaneous_Natural Gas_Miscellaneous_E8 | Industrial | Paper and Printing | New | Miscellaneous | Natural Gas | Miscellaneous | E8 |  | 0% | 0% | 0% | 0 | 0 | 0 | 0 | 0 | 0 | 0 | 0 | 0% | 0 | 0 | 0% | Normal | 0% | 0 | 0 | 0 | [18 empty] | Industrial_Paper and Printing_New_Miscellaneous_Miscellaneous_
Industrial_Paper and Printing_New_Miscellaneous_Natural Gas_Miscellaneous_E9 | Industrial | Paper and Printing | New | Miscellaneous | Natural Gas | Miscellaneous | E9 |  | 0% | 0% | 0% | 0 | 0 | 0 | 0 | 0 | 0 | 0 | 0 | 0% | 0 | 0 | 0% | Normal | 0% | 0 | 0 | 0 | [18 empty] | Industrial_Paper and Printing_New_Miscellaneous_Miscellaneous_
Industrial_Paper and Printing_New_Miscellaneous_Natural Gas_Miscellaneous_E10 | Industrial | Paper and Printing | New | Miscellaneous | Natural Gas | Miscellaneous | E10 |  | 0% | 0% | 0% | 0 | 0 | 0 | 0 | 0 | 0 | 0 | 0 | 0% | 0 | 0 | 0% | Normal | 0% | 0 | 0 | 0 | [18 empty] | Industrial_Paper and Printing_New_Miscellaneous_Miscellaneous_
Industrial_Instruments_Existing_Space Heating_Natural Gas_Furnace_E1 | Industrial | Instruments | Existing | Space Heating | Natural Gas | Furnace | E1 | AFUE 80% (Standard) | 100% | 0% | 0% | 6.4326 | 6.7389 | 1.0415 | 0 | 17 | 29 | 2019 | 2040 | 100% | 0 | 0 | 0% | Normal | 0% | 52.2664 | 0 | 0 | 400 kBtu/hr | 100000 | 0 | 0.0060363 | 21.6468 | 1050 | 1100 | 170 | 2018 | 1.0149 |  | EIA 2018 Tech Forecast | EIA 2018 Tech Forecast | AEG BEST |  | 400 | kBtu/hr | 2.4145 | Industrial_Instruments_Existing_Space Heating_Furnace_AFUE 80% (Standard)
Industrial_Instruments_Existing_Space Heating_Natural Gas_Furnace_E2 | Industrial | Instruments | Existing | Space Heating | Natural Gas | Furnace | E2 | AFUE 90% | 88.89% | 0% | 0% | 10.721 | 7.9642 | 1.0721 | 0 | 17 | 29 | 2019 | 2040 | 100% | 0 | 0 | 0% | Normal | 0% | 46.4607 | 0 | 0 | 400 kBtu/hr | 100000 | 0 | 0.0060363 | 19.2423 | 1750 | 1300 | 175 | 2018 | 1.0149 |  | EIA 2018 Tech Forecast | EIA 2018 Tech Forecast | AEG BEST |  | 400 | kBtu/hr | 2.4145 | Industrial_Instruments_Existing_Space Heating_Furnace_AFUE 90%
Industrial_Instruments_Existing_Space Heating_Natural Gas_Furnace_E3 | Industrial | Instruments | Existing | Space Heating | Natural Gas | Furnace | E3 | AFUE 96% | 83.33% | 0% | 0% | 15.0094 | 9.1895 | 1.1027 | 0 | 17 | 29 | 2019 | 2040 | 100% | 0 | 0 | 0% | Normal | 0% | 43.5528 | 0 | 0 | 400 kBtu/hr | 100000 | 0 | 0.0060363 | 18.038 | 2450 | 1500 | 180 | 2018 | 1.0149 |  | EIA 2018 Tech Forecast | EIA 2018 Tech Forecast | AEG BEST |  | 400 | kBtu/hr | 2.4145 | Industrial_Instruments_Existing_Space Heating_Furnace_AFUE 96%
Industrial_Instruments_Existing_Space Heating_Natural Gas_Furnace_E4 | Industrial | Instruments | Existing | Space Heating | Natural Gas | Furnace | E4 |  | 0% | 0% | 0% | 0 | 0 | 0 | 0 | 0 | 0 | 0 | 0 | 0% | 0 | 0 | 0% | Normal | 0% | 0 | 0 | 0 | [18 empty] | Industrial_Instruments_Existing_Space Heating_Furnace_
Industrial_Instruments_Existing_Space Heating_Natural Gas_Furnace_E5 | Industrial | Instruments | Existing | Space Heating | Natural Gas | Furnace | E5 |  | 0% | 0% | 0% | 0 | 0 | 0 | 0 | 0 | 0 | 0 | 0 | 0% | 0 | 0 | 0% | Normal | 0% | 0 | 0 | 0 | [18 empty] | Industrial_Instruments_Existing_Space Heating_Furnace_
Industrial_Instruments_Existing_Space Heating_Natural Gas_Furnace_E6 | Industrial | Instruments | Existing | Space Heating | Natural Gas | Furnace | E6 |  | 0% | 0% | 0% | 0 | 0 | 0 | 0 | 0 | 0 | 0 | 0 | 0% | 0 | 0 | 0% | Normal | 0% | 0 | 0 | 0 | [18 empty] | Industrial_Instruments_Existing_Space Heating_Furnace_
Industrial_Instruments_Existing_Space Heating_Natural Gas_Furnace_E7 | Industrial | Instruments | Existing | Space Heating | Natural Gas | Furnace | E7 |  | 0% | 0% | 0% | 0 | 0 | 0 | 0 | 0 | 0 | 0 | 0 | 0% | 0 | 0 | 0% | Normal | 0% | 0 | 0 | 0 | [18 empty] | Industrial_Instruments_Existing_Space Heating_Furnace_
Industrial_Instruments_Existing_Space Heating_Natural Gas_Furnace_E8 | Industrial | Instruments | Existing | Space Heating | Natural Gas | Furnace | E8 |  | 0% | 0% | 0% | 0 | 0 | 0 | 0 | 0 | 0 | 0 | 0 | 0% | 0 | 0 | 0% | Normal | 0% | 0 | 0 | 0 | [18 empty] | Industrial_Instruments_Existing_Space Heating_Furnace_
Industrial_Instruments_Existing_Space Heating_Natural Gas_Furnace_E9 | Industrial | Instruments | Existing | Space Heating | Natural Gas | Furnace | E9 |  | 0% | 0% | 0% | 0 | 0 | 0 | 0 | 0 | 0 | 0 | 0 | 0% | 0 | 0 | 0% | Normal | 0% | 0 | 0 | 0 | [18 empty] | Industrial_Instruments_Existing_Space Heating_Furnace_
Industrial_Instruments_Existing_Space Heating_Natural Gas_Furnace_E10 | Industrial | Instruments | Existing | Space Heating | Natural Gas | Furnace | E10 |  | 0% | 0% | 0% | 0 | 0 | 0 | 0 | 0 | 0 | 0 | 0 | 0% | 0 | 0 | 0% | Normal | 0% | 0 | 0 | 0 | [18 empty] | Industrial_Instruments_Existing_Space Heating_Furnace_
Industrial_Instruments_Existing_Space Heating_Natural Gas_Boiler_E1 | Industrial | Instruments | Existing | Space Heating | Natural Gas | Boiler | E1 | AFUE 80% (Standard) | 100% | 0% | 0% | 61.2086 | 33.9228 | 6.6371 | 0 | 20 | 30 | 2019 | 2040 | 100% | 0 | 0 | 0% | Normal | 0% | 179.3737 | 0 | 0 | 800 kBtu/hr | 100000 | 0 | 0.0050486 | 44.4118 | 11945.7187 | 6620.5188 | 1295.3189 | 2018 | 1.0149 |  | EIA 2018 Tech Forecast | EIA 2018 Tech Forecast | GBLR-Heating-EIA14-2014 Ref. Case-2 |  | 800 | kBtu/hr | 4.0389 | Industrial_Instruments_Existing_Space Heating_Boiler_AFUE 80% (Standard)
Industrial_Instruments_Existing_Space Heating_Natural Gas_Boiler_E2 | Industrial | Instruments | Existing | Space Heating | Natural Gas | Boiler | E2 | AFUE 85% | 94.12% | 0% | 0% | 83.7009 | 35.9508 | 6.6371 | 0 | 20 | 30 | 2019 | 2040 | 100% | 0 | 0 | 0% | Normal | 0% | 168.8185 | 0 | 0 | 800 kBtu/hr | 100000 | 0 | 0.0050486 | 41.7984 | 16335.4105 | 7016.3107 | 1295.3189 | 2018 | 1.0149 |  | EIA 2018 Tech Forecast | EIA 2018 Tech Forecast | GBLR-Heating-EIA14-2014 Ref. Case-5 |  | 800 | kBtu/hr | 4.0389 | Industrial_Instruments_Existing_Space Heating_Boiler_AFUE 85%
Industrial_Instruments_Existing_Space Heating_Natural Gas_Boiler_E3 | Industrial | Instruments | Existing | Space Heating | Natural Gas | Boiler | E3 | AFUE 97% | 82.47% | 0% | 0% | 135.479 | 33.4182 | 6.6371 | 0 | 20 | 30 | 2019 | 2040 | 100% | 0 | 0 | 0% | Normal | 0% | 147.9345 | 0 | 0 | 800 kBtu/hr | 100000 | 0 | 0.0050486 | 36.6277 | 26440.6423 | 6522.0251 | 1295.3189 | 2018 | 1.0149 |  | EIA 2018 Tech Forecast | EIA 2018 Tech Forecast | GBLR-Heating-EIA14-2014 Ref. Case-6 |  | 800 | kBtu/hr | 4.0389 | Industrial_Instruments_Existing_Space Heating_Boiler_AFUE 97%
Industrial_Instruments_Existing_Space Heating_Natural Gas_Boiler_E4 | Industrial | Instruments | Existing | Space Heating | Natural Gas | Boiler | E4 | Convert to NG Air Source Heat Pump | 57.14% | 0% | 0% | 657133.2153 | 0 | 12346.1392 | 0 | 10 | 20 | 2019 | 2040 | 100% | 0 | 0 | 0% | Normal | 0% | 102.4992 | 0 | 0 | 1 kBtu/hr | 100000 | 0 | 4.0389 | 25.3782 | 158316.7533 | 0 | 2974.436 | 2017 | 1.0277 |  | AEO 2021 - gas_eng-driven_RTHP-heat 2017 typical | AEO 2021 - gas_eng-driven_RTHP-heat 2017 typical | HP_GAS-Heating-AEO17-1 |  | 1 | kBtu/hr | 4.0389 | Industrial_Instruments_Existing_Space Heating_Boiler_Convert to NG Air Source Heat Pump
Industrial_Instruments_Existing_Space Heating_Natural Gas_Boiler_E5 | Industrial | Instruments | Existing | Space Heating | Natural Gas | Boiler | E5 |  | 0% | 0% | 0% | 0 | 0 | 0 | 0 | 0 | 0 | 0 | 0 | 0% | 0 | 0 | 0% | Normal | 0% | 0 | 0 | 0 | [18 empty] | Industrial_Instruments_Existing_Space Heating_Boiler_
Industrial_Instruments_Existing_Space Heating_Natural Gas_Boiler_E6 | Industrial | Instruments | Existing | Space Heating | Natural Gas | Boiler | E6 |  | 0% | 0% | 0% | 0 | 0 | 0 | 0 | 0 | 0 | 0 | 0 | 0% | 0 | 0 | 0% | Normal | 0% | 0 | 0 | 0 | [18 empty] | Industrial_Instruments_Existing_Space Heating_Boiler_
Industrial_Instruments_Existing_Space Heating_Natural Gas_Boiler_E7 | Industrial | Instruments | Existing | Space Heating | Natural Gas | Boiler | E7 |  | 0% | 0% | 0% | 0 | 0 | 0 | 0 | 0 | 0 | 0 | 0 | 0% | 0 | 0 | 0% | Normal | 0% | 0 | 0 | 0 | [18 empty] | Industrial_Instruments_Existing_Space Heating_Boiler_
Industrial_Instruments_Existing_Space Heating_Natural Gas_Boiler_E8 | Industrial | Instruments | Existing | Space Heating | Natural Gas | Boiler | E8 |  | 0% | 0% | 0% | 0 | 0 | 0 | 0 | 0 | 0 | 0 | 0 | 0% | 0 | 0 | 0% | Normal | 0% | 0 | 0 | 0 | [18 empty] | Industrial_Instruments_Existing_Space Heating_Boiler_
Industrial_Instruments_Existing_Space Heating_Natural Gas_Boiler_E9 | Industrial | Instruments | Existing | Space Heating | Natural Gas | Boiler | E9 |  | 0% | 0% | 0% | 0 | 0 | 0 | 0 | 0 | 0 | 0 | 0 | 0% | 0 | 0 | 0% | Normal | 0% | 0 | 0 | 0 | [18 empty] | Industrial_Instruments_Existing_Space Heating_Boiler_
Industrial_Instruments_Existing_Space Heating_Natural Gas_Boiler_E10 | Industrial | Instruments | Existing | Space Heating | Natural Gas | Boiler | E10 |  | 0% | 0% | 0% | 0 | 0 | 0 | 0 | 0 | 0 | 0 | 0 | 0% | 0 | 0 | 0% | Normal | 0% | 0 | 0 | 0 | [18 empty] | Industrial_Instruments_Existing_Space Heating_Boiler_
Industrial_Instruments_Existing_Space Heating_Natural Gas_Unit Heater_E1 | Industrial | Instruments | Existing | Space Heating | Natural Gas | Unit Heater | E1 | Standard | 100% | 0% | 0% | 59.8831 | 0 | 0 | 0 | 10 | 14 | 2019 | 2040 | 100% | 0 | 0 | 0% | Normal | 0% | 80.9704 | 0 | 0 | 125 kBtu/Hr | 100000 | 0 | 0.00027818 | 2328.572 | 1753.7127 | 0 | 0 | 2020 | 0.98199 |  | IL TRM - 4.4.12 - CI-HVC-IRHT-V02-210101 | CNGC Program Data | IL TRM - 4.4.12 - CI-HVC-IRHT-V02-210101 w/ CNGC Sizing |  | 125 | kBtu/Hr | 0.034773 | Industrial_Instruments_Existing_Space Heating_Unit Heater_Standard
Industrial_Instruments_Existing_Space Heating_Natural Gas_Unit Heater_E2 | Industrial | Instruments | Existing | Space Heating | Natural Gas | Unit Heater | E2 | Condensing | 95.24% | 0% | 0% | 131.3326 | 0 | 0 | 0 | 10 | 14 | 2019 | 2040 | 100% | 0 | 0 | 0% | Normal | 0% | 77.1165 | 0 | 0 | 125 kBtu/Hr | 100000 | 0 | 0.00027818 | 2217.7386 | 3846.1538 | 0 | 0 | 2020 | 0.98199 |  | IL TRM - 4.4.5 - CI-HVC-CUHT-V01-190101 | CNGC Program Data | IL TRM - 4.4.5 - CI-HVC-CUHT-V01-190101 w/ CNGC Sizing |  | 125 | kBtu/Hr | 0.034773 | Industrial_Instruments_Existing_Space Heating_Unit Heater_Condensing
Industrial_Instruments_Existing_Space Heating_Natural Gas_Unit Heater_E3 | Industrial | Instruments | Existing | Space Heating | Natural Gas | Unit Heater | E3 | Infrared Radiant | 85% | 0% | 0% | 83.5461 | 0 | 0 | 0 | 11 | 19 | 2019 | 2040 | 100% | 0 | 0 | 0% | Normal | 0% | 68.8249 | 0 | 0 | 125 kBtu/Hr | 100000 | 0 | 0.00027818 | 1979.2862 | 2446.6992 | 0 | 0 | 2020 | 0.98199 |  | IL TRM - 4.4.12 - CI-HVC-IRHT-V02-210101 | CNGC Program Data | IL TRM - 4.4.12 - CI-HVC-IRHT-V02-210101 w/ CNGC Sizing |  | 125 | kBtu/Hr | 0.034773 | Industrial_Instruments_Existing_Space Heating_Unit Heater_Infrared Radiant
Industrial_Instruments_Existing_Space Heating_Natural Gas_Unit Heater_E4 | Industrial | Instruments | Existing | Space Heating | Natural Gas | Unit Heater | E4 |  | 0% | 0% | 0% | 0 | 0 | 0 | 0 | 0 | 0 | 0 | 0 | 0% | 0 | 0 | 0% | Normal | 0% | 0 | 0 | 0 | [18 empty] | Industrial_Instruments_Existing_Space Heating_Unit Heater_
Industrial_Instruments_Existing_Space Heating_Natural Gas_Unit Heater_E5 | Industrial | Instruments | Existing | Space Heating | Natural Gas | Unit Heater | E5 |  | 0% | 0% | 0% | 0 | 0 | 0 | 0 | 0 | 0 | 0 | 0 | 0% | 0 | 0 | 0% | Normal | 0% | 0 | 0 | 0 | [18 empty] | Industrial_Instruments_Existing_Space Heating_Unit Heater_
Industrial_Instruments_Existing_Space Heating_Natural Gas_Unit Heater_E6 | Industrial | Instruments | Existing | Space Heating | Natural Gas | Unit Heater | E6 |  | 0% | 0% | 0% | 0 | 0 | 0 | 0 | 0 | 0 | 0 | 0 | 0% | 0 | 0 | 0% | Normal | 0% | 0 | 0 | 0 | [18 empty] | Industrial_Instruments_Existing_Space Heating_Unit Heater_
Industrial_Instruments_Existing_Space Heating_Natural Gas_Unit Heater_E7 | Industrial | Instruments | Existing | Space Heating | Natural Gas | Unit Heater | E7 |  | 0% | 0% | 0% | 0 | 0 | 0 | 0 | 0 | 0 | 0 | 0 | 0% | 0 | 0 | 0% | Normal | 0% | 0 | 0 | 0 | [18 empty] | Industrial_Instruments_Existing_Space Heating_Unit Heater_
Industrial_Instruments_Existing_Space Heating_Natural Gas_Unit Heater_E8 | Industrial | Instruments | Existing | Space Heating | Natural Gas | Unit Heater | E8 |  | 0% | 0% | 0% | 0 | 0 | 0 | 0 | 0 | 0 | 0 | 0 | 0% | 0 | 0 | 0% | Normal | 0% | 0 | 0 | 0 | [18 empty] | Industrial_Instruments_Existing_Space Heating_Unit Heater_
Industrial_Instruments_Existing_Space Heating_Natural Gas_Unit Heater_E9 | Industrial | Instruments | Existing | Space Heating | Natural Gas | Unit Heater | E9 |  | 0% | 0% | 0% | 0 | 0 | 0 | 0 | 0 | 0 | 0 | 0 | 0% | 0 | 0 | 0% | Normal | 0% | 0 | 0 | 0 | [18 empty] | Industrial_Instruments_Existing_Space Heating_Unit Heater_
Industrial_Instruments_Existing_Space Heating_Natural Gas_Unit Heater_E10 | Industrial | Instruments | Existing | Space Heating | Natural Gas | Unit Heater | E10 |  | 0% | 0% | 0% | 0 | 0 | 0 | 0 | 0 | 0 | 0 | 0 | 0% | 0 | 0 | 0% | Normal | 0% | 0 | 0 | 0 | [18 empty] | Industrial_Instruments_Existing_Space Heating_Unit Heater_
Industrial_Instruments_Existing_Process_Natural Gas_Process Boiler_E1 | Industrial | Instruments | Existing | Process | Natural Gas | Process Boiler | E1 | EF .80 | 100% | 0% | 0% | 39.1572 | 9.9662 | 4.246 | 0 | 20 | 30 | 2019 | 2040 | 100% | 0 | 0 | 0% | Normal | 0% | 117.2735 | 0 | 0 | 1 unit | 100000 | 0 | 0.0023242 | 50457.6 | 16600 | 4225 | 1800 | 2018 | 1.0149 |  | EIA 2018 Tech Forecast | EIA 2018 Tech Forecast | IL TRM - 4.4.10 - CI-HVC-BOIL-V08-210101 |  | 1 | unit | 0.0023242 | Industrial_Instruments_Existing_Process_Process Boiler_EF .80
Industrial_Instruments_Existing_Process_Natural Gas_Process Boiler_E2 | Industrial | Instruments | Existing | Process | Natural Gas | Process Boiler | E2 |  | 0% | 0% | 0% | 0 | 0 | 0 | 0 | 0 | 0 | 0 | 0 | 0% | 0 | 0 | 0% | Normal | 0% | 0 | 0 | 0 | [18 empty] | Industrial_Instruments_Existing_Process_Process Boiler_
Industrial_Instruments_Existing_Process_Natural Gas_Process Boiler_E3 | Industrial | Instruments | Existing | Process | Natural Gas | Process Boiler | E3 |  | 0% | 0% | 0% | 0 | 0 | 0 | 0 | 0 | 0 | 0 | 0 | 0% | 0 | 0 | 0% | Normal | 0% | 0 | 0 | 0 | [18 empty] | Industrial_Instruments_Existing_Process_Process Boiler_
Industrial_Instruments_Existing_Process_Natural Gas_Process Boiler_E4 | Industrial | Instruments | Existing | Process | Natural Gas | Process Boiler | E4 |  | 0% | 0% | 0% | 0 | 0 | 0 | 0 | 0 | 0 | 0 | 0 | 0% | 0 | 0 | 0% | Normal | 0% | 0 | 0 | 0 | [18 empty] | Industrial_Instruments_Existing_Process_Process Boiler_
Industrial_Instruments_Existing_Process_Natural Gas_Process Boiler_E5 | Industrial | Instruments | Existing | Process | Natural Gas | Process Boiler | E5 |  | 0% | 0% | 0% | 0 | 0 | 0 | 0 | 0 | 0 | 0 | 0 | 0% | 0 | 0 | 0% | Normal | 0% | 0 | 0 | 0 | [18 empty] | Industrial_Instruments_Existing_Process_Process Boiler_
Industrial_Instruments_Existing_Process_Natural Gas_Process Boiler_E6 | Industrial | Instruments | Existing | Process | Natural Gas | Process Boiler | E6 |  | 0% | 0% | 0% | 0 | 0 | 0 | 0 | 0 | 0 | 0 | 0 | 0% | 0 | 0 | 0% | Normal | 0% | 0 | 0 | 0 | [18 empty] | Industrial_Instruments_Existing_Process_Process Boiler_
Industrial_Instruments_Existing_Process_Natural Gas_Process Boiler_E7 | Industrial | Instruments | Existing | Process | Natural Gas | Process Boiler | E7 |  | 0% | 0% | 0% | 0 | 0 | 0 | 0 | 0 | 0 | 0 | 0 | 0% | 0 | 0 | 0% | Normal | 0% | 0 | 0 | 0 | [18 empty] | Industrial_Instruments_Existing_Process_Process Boiler_
Industrial_Instruments_Existing_Process_Natural Gas_Process Boiler_E8 | Industrial | Instruments | Existing | Process | Natural Gas | Process Boiler | E8 |  | 0% | 0% | 0% | 0 | 0 | 0 | 0 | 0 | 0 | 0 | 0 | 0% | 0 | 0 | 0% | Normal | 0% | 0 | 0 | 0 | [18 empty] | Industrial_Instruments_Existing_Process_Process Boiler_
Industrial_Instruments_Existing_Process_Natural Gas_Process Boiler_E9 | Industrial | Instruments | Existing | Process | Natural Gas | Process Boiler | E9 |  | 0% | 0% | 0% | 0 | 0 | 0 | 0 | 0 | 0 | 0 | 0 | 0% | 0 | 0 | 0% | Normal | 0% | 0 | 0 | 0 | [18 empty] | Industrial_Instruments_Existing_Process_Process Boiler_
Industrial_Instruments_Existing_Process_Natural Gas_Process Boiler_E10 | Industrial | Instruments | Existing | Process | Natural Gas | Process Boiler | E10 |  | 0% | 0% | 0% | 0 | 0 | 0 | 0 | 0 | 0 | 0 | 0 | 0% | 0 | 0 | 0% | Normal | 0% | 0 | 0 | 0 | [18 empty] | Industrial_Instruments_Existing_Process_Process Boiler_
Industrial_Instruments_Existing_Process_Natural Gas_Process Heating_E1 | Industrial | Instruments | Existing | Process | Natural Gas | Process Heating | E1 | Standard | 100% | 0% | 0% | 40.2425 | 0 | 0 | 0 | 2 | 8 | 2019 | 2040 | 100% | 0 | 0 | 0% | Normal | 0% | 38.746 | 0 | 0 | 1 unit | 100000 | 0 | 38.746 | 1 | 1 | 0 | 0 | 2016 | 1.0386 |  | N/A | N/A | N/A |  | 1 | unit | 38.746 | Industrial_Instruments_Existing_Process_Process Heating_Standard
Industrial_Instruments_Existing_Process_Natural Gas_Process Heating_E2 | Industrial | Instruments | Existing | Process | Natural Gas | Process Heating | E2 |  | 0% | 0% | 0% | 0 | 0 | 0 | 0 | 0 | 0 | 0 | 0 | 0% | 0 | 0 | 0% | Normal | 0% | 0 | 0 | 0 | [18 empty] | Industrial_Instruments_Existing_Process_Process Heating_
Industrial_Instruments_Existing_Process_Natural Gas_Process Heating_E3 | Industrial | Instruments | Existing | Process | Natural Gas | Process Heating | E3 |  | 0% | 0% | 0% | 0 | 0 | 0 | 0 | 0 | 0 | 0 | 0 | 0% | 0 | 0 | 0% | Normal | 0% | 0 | 0 | 0 | [18 empty] | Industrial_Instruments_Existing_Process_Process Heating_
Industrial_Instruments_Existing_Process_Natural Gas_Process Heating_E4 | Industrial | Instruments | Existing | Process | Natural Gas | Process Heating | E4 |  | 0% | 0% | 0% | 0 | 0 | 0 | 0 | 0 | 0 | 0 | 0 | 0% | 0 | 0 | 0% | Normal | 0% | 0 | 0 | 0 | [18 empty] | Industrial_Instruments_Existing_Process_Process Heating_
Industrial_Instruments_Existing_Process_Natural Gas_Process Heating_E5 | Industrial | Instruments | Existing | Process | Natural Gas | Process Heating | E5 |  | 0% | 0% | 0% | 0 | 0 | 0 | 0 | 0 | 0 | 0 | 0 | 0% | 0 | 0 | 0% | Normal | 0% | 0 | 0 | 0 | [18 empty] | Industrial_Instruments_Existing_Process_Process Heating_
Industrial_Instruments_Existing_Process_Natural Gas_Process Heating_E6 | Industrial | Instruments | Existing | Process | Natural Gas | Process Heating | E6 |  | 0% | 0% | 0% | 0 | 0 | 0 | 0 | 0 | 0 | 0 | 0 | 0% | 0 | 0 | 0% | Normal | 0% | 0 | 0 | 0 | [18 empty] | Industrial_Instruments_Existing_Process_Process Heating_
Industrial_Instruments_Existing_Process_Natural Gas_Process Heating_E7 | Industrial | Instruments | Existing | Process | Natural Gas | Process Heating | E7 |  | 0% | 0% | 0% | 0 | 0 | 0 | 0 | 0 | 0 | 0 | 0 | 0% | 0 | 0 | 0% | Normal | 0% | 0 | 0 | 0 | [18 empty] | Industrial_Instruments_Existing_Process_Process Heating_
Industrial_Instruments_Existing_Process_Natural Gas_Process Heating_E8 | Industrial | Instruments | Existing | Process | Natural Gas | Process Heating | E8 |  | 0% | 0% | 0% | 0 | 0 | 0 | 0 | 0 | 0 | 0 | 0 | 0% | 0 | 0 | 0% | Normal | 0% | 0 | 0 | 0 | [18 empty] | Industrial_Instruments_Existing_Process_Process Heating_
Industrial_Instruments_Existing_Process_Natural Gas_Process Heating_E9 | Industrial | Instruments | Existing | Process | Natural Gas | Process Heating | E9 |  | 0% | 0% | 0% | 0 | 0 | 0 | 0 | 0 | 0 | 0 | 0 | 0% | 0 | 0 | 0% | Normal | 0% | 0 | 0 | 0 | [18 empty] | Industrial_Instruments_Existing_Process_Process Heating_
Industrial_Instruments_Existing_Process_Natural Gas_Process Heating_E10 | Industrial | Instruments | Existing | Process | Natural Gas | Process Heating | E10 |  | 0% | 0% | 0% | 0 | 0 | 0 | 0 | 0 | 0 | 0 | 0 | 0% | 0 | 0 | 0% | Normal | 0% | 0 | 0 | 0 | [18 empty] | Industrial_Instruments_Existing_Process_Process Heating_
Industrial_Instruments_Existing_Process_Natural Gas_Process Cooling_E1 | Industrial | Instruments | Existing | Process | Natural Gas | Process Cooling | E1 | Standard | 100% | 0% | 0% | 0.36151 | 0 | 0 | 0 | 2 | 8 | 2019 | 2040 | 100% | 0 | 0 | 0% | Normal | 0% | 0.34806 | 0 | 0 | 1 unit | 100000 | 0 | 0.34806 | 1 | 1 | 0 | 0 | 2016 | 1.0386 |  | N/A | N/A | N/A |  | 1 | unit | 0.34806 | Industrial_Instruments_Existing_Process_Process Cooling_Standard
Industrial_Instruments_Existing_Process_Natural Gas_Process Cooling_E2 | Industrial | Instruments | Existing | Process | Natural Gas | Process Cooling | E2 |  | 0% | 0% | 0% | 0 | 0 | 0 | 0 | 0 | 0 | 0 | 0 | 0% | 0 | 0 | 0% | Normal | 0% | 0 | 0 | 0 | [18 empty] | Industrial_Instruments_Existing_Process_Process Cooling_
Industrial_Instruments_Existing_Process_Natural Gas_Process Cooling_E3 | Industrial | Instruments | Existing | Process | Natural Gas | Process Cooling | E3 |  | 0% | 0% | 0% | 0 | 0 | 0 | 0 | 0 | 0 | 0 | 0 | 0% | 0 | 0 | 0% | Normal | 0% | 0 | 0 | 0 | [18 empty] | Industrial_Instruments_Existing_Process_Process Cooling_
Industrial_Instruments_Existing_Process_Natural Gas_Process Cooling_E4 | Industrial | Instruments | Existing | Process | Natural Gas | Process Cooling | E4 |  | 0% | 0% | 0% | 0 | 0 | 0 | 0 | 0 | 0 | 0 | 0 | 0% | 0 | 0 | 0% | Normal | 0% | 0 | 0 | 0 | [18 empty] | Industrial_Instruments_Existing_Process_Process Cooling_
Industrial_Instruments_Existing_Process_Natural Gas_Process Cooling_E5 | Industrial | Instruments | Existing | Process | Natural Gas | Process Cooling | E5 |  | 0% | 0% | 0% | 0 | 0 | 0 | 0 | 0 | 0 | 0 | 0 | 0% | 0 | 0 | 0% | Normal | 0% | 0 | 0 | 0 | [18 empty] | Industrial_Instruments_Existing_Process_Process Cooling_
Industrial_Instruments_Existing_Process_Natural Gas_Process Cooling_E6 | Industrial | Instruments | Existing | Process | Natural Gas | Process Cooling | E6 |  | 0% | 0% | 0% | 0 | 0 | 0 | 0 | 0 | 0 | 0 | 0 | 0% | 0 | 0 | 0% | Normal | 0% | 0 | 0 | 0 | [18 empty] | Industrial_Instruments_Existing_Process_Process Cooling_
Industrial_Instruments_Existing_Process_Natural Gas_Process Cooling_E7 | Industrial | Instruments | Existing | Process | Natural Gas | Process Cooling | E7 |  | 0% | 0% | 0% | 0 | 0 | 0 | 0 | 0 | 0 | 0 | 0 | 0% | 0 | 0 | 0% | Normal | 0% | 0 | 0 | 0 | [18 empty] | Industrial_Instruments_Existing_Process_Process Cooling_
Industrial_Instruments_Existing_Process_Natural Gas_Process Cooling_E8 | Industrial | Instruments | Existing | Process | Natural Gas | Process Cooling | E8 |  | 0% | 0% | 0% | 0 | 0 | 0 | 0 | 0 | 0 | 0 | 0 | 0% | 0 | 0 | 0% | Normal | 0% | 0 | 0 | 0 | [18 empty] | Industrial_Instruments_Existing_Process_Process Cooling_
Industrial_Instruments_Existing_Process_Natural Gas_Process Cooling_E9 | Industrial | Instruments | Existing | Process | Natural Gas | Process Cooling | E9 |  | 0% | 0% | 0% | 0 | 0 | 0 | 0 | 0 | 0 | 0 | 0 | 0% | 0 | 0 | 0% | Normal | 0% | 0 | 0 | 0 | [18 empty] | Industrial_Instruments_Existing_Process_Process Cooling_
Industrial_Instruments_Existing_Process_Natural Gas_Process Cooling_E10 | Industrial | Instruments | Existing | Process | Natural Gas | Process Cooling | E10 |  | 0% | 0% | 0% | 0 | 0 | 0 | 0 | 0 | 0 | 0 | 0 | 0% | 0 | 0 | 0% | Normal | 0% | 0 | 0 | 0 | [18 empty] | Industrial_Instruments_Existing_Process_Process Cooling_
Industrial_Instruments_Existing_Process_Natural Gas_Other Process_E1 | Industrial | Instruments | Existing | Process | Natural Gas | Other Process | E1 | Standard | 100% | 0% | 0% | 1.7795 | 0 | 0 | 0 | 2 | 8 | 2019 | 2040 | 100% | 0 | 0 | 0% | Normal | 0% | 1.7134 | 0 | 0 | 1 unit | 100000 | 0 | 1.7134 | 1 | 1 | 0 | 0 | 2016 | 1.0386 |  | N/A | N/A | N/A |  | 1 | unit | 1.7134 | Industrial_Instruments_Existing_Process_Other Process_Standard
Industrial_Instruments_Existing_Process_Natural Gas_Other Process_E2 | Industrial | Instruments | Existing | Process | Natural Gas | Other Process | E2 |  | 0% | 0% | 0% | 0 | 0 | 0 | 0 | 0 | 0 | 0 | 0 | 0% | 0 | 0 | 0% | Normal | 0% | 0 | 0 | 0 | [18 empty] | Industrial_Instruments_Existing_Process_Other Process_
Industrial_Instruments_Existing_Process_Natural Gas_Other Process_E3 | Industrial | Instruments | Existing | Process | Natural Gas | Other Process | E3 |  | 0% | 0% | 0% | 0 | 0 | 0 | 0 | 0 | 0 | 0 | 0 | 0% | 0 | 0 | 0% | Normal | 0% | 0 | 0 | 0 | [18 empty] | Industrial_Instruments_Existing_Process_Other Process_
Industrial_Instruments_Existing_Process_Natural Gas_Other Process_E4 | Industrial | Instruments | Existing | Process | Natural Gas | Other Process | E4 |  | 0% | 0% | 0% | 0 | 0 | 0 | 0 | 0 | 0 | 0 | 0 | 0% | 0 | 0 | 0% | Normal | 0% | 0 | 0 | 0 | [18 empty] | Industrial_Instruments_Existing_Process_Other Process_
Industrial_Instruments_Existing_Process_Natural Gas_Other Process_E5 | Industrial | Instruments | Existing | Process | Natural Gas | Other Process | E5 |  | 0% | 0% | 0% | 0 | 0 | 0 | 0 | 0 | 0 | 0 | 0 | 0% | 0 | 0 | 0% | Normal | 0% | 0 | 0 | 0 | [18 empty] | Industrial_Instruments_Existing_Process_Other Process_
Industrial_Instruments_Existing_Process_Natural Gas_Other Process_E6 | Industrial | Instruments | Existing | Process | Natural Gas | Other Process | E6 |  | 0% | 0% | 0% | 0 | 0 | 0 | 0 | 0 | 0 | 0 | 0 | 0% | 0 | 0 | 0% | Normal | 0% | 0 | 0 | 0 | [18 empty] | Industrial_Instruments_Existing_Process_Other Process_
Industrial_Instruments_Existing_Process_Natural Gas_Other Process_E7 | Industrial | Instruments | Existing | Process | Natural Gas | Other Process | E7 |  | 0% | 0% | 0% | 0 | 0 | 0 | 0 | 0 | 0 | 0 | 0 | 0% | 0 | 0 | 0% | Normal | 0% | 0 | 0 | 0 | [18 empty] | Industrial_Instruments_Existing_Process_Other Process_
Industrial_Instruments_Existing_Process_Natural Gas_Other Process_E8 | Industrial | Instruments | Existing | Process | Natural Gas | Other Process | E8 |  | 0% | 0% | 0% | 0 | 0 | 0 | 0 | 0 | 0 | 0 | 0 | 0% | 0 | 0 | 0% | Normal | 0% | 0 | 0 | 0 | [18 empty] | Industrial_Instruments_Existing_Process_Other Process_
Industrial_Instruments_Existing_Process_Natural Gas_Other Process_E9 | Industrial | Instruments | Existing | Process | Natural Gas | Other Process | E9 |  | 0% | 0% | 0% | 0 | 0 | 0 | 0 | 0 | 0 | 0 | 0 | 0% | 0 | 0 | 0% | Normal | 0% | 0 | 0 | 0 | [18 empty] | Industrial_Instruments_Existing_Process_Other Process_
Industrial_Instruments_Existing_Process_Natural Gas_Other Process_E10 | Industrial | Instruments | Existing | Process | Natural Gas | Other Process | E10 |  | 0% | 0% | 0% | 0 | 0 | 0 | 0 | 0 | 0 | 0 | 0 | 0% | 0 | 0 | 0% | Normal | 0% | 0 | 0 | 0 | [18 empty] | Industrial_Instruments_Existing_Process_Other Process_
Industrial_Instruments_Existing_Miscellaneous_Natural Gas_Miscellaneous_E1 | Industrial | Instruments | Existing | Miscellaneous | Natural Gas | Miscellaneous | E1 | Standard | 100% | 0% | 0% | 26.9384 | 0 | 0 | 0 | 2 | 8 | 2019 | 2040 | 100% | 0 | 0 | 0% | Normal | 0% | 25.9366 | 0 | 0 | 1 unit | 100000 | 0 | 25.9366 | 1 | 1 | 0 | 0 | 2016 | 1.0386 |  | N/A | N/A | N/A |  | 1 | unit | 25.9366 | Industrial_Instruments_Existing_Miscellaneous_Miscellaneous_Standard
Industrial_Instruments_Existing_Miscellaneous_Natural Gas_Miscellaneous_E2 | Industrial | Instruments | Existing | Miscellaneous | Natural Gas | Miscellaneous | E2 |  | 0% | 0% | 0% | 0 | 0 | 0 | 0 | 0 | 0 | 0 | 0 | 0% | 0 | 0 | 0% | Normal | 0% | 0 | 0 | 0 | [18 empty] | Industrial_Instruments_Existing_Miscellaneous_Miscellaneous_
Industrial_Instruments_Existing_Miscellaneous_Natural Gas_Miscellaneous_E3 | Industrial | Instruments | Existing | Miscellaneous | Natural Gas | Miscellaneous | E3 |  | 0% | 0% | 0% | 0 | 0 | 0 | 0 | 0 | 0 | 0 | 0 | 0% | 0 | 0 | 0% | Normal | 0% | 0 | 0 | 0 | [18 empty] | Industrial_Instruments_Existing_Miscellaneous_Miscellaneous_
Industrial_Instruments_Existing_Miscellaneous_Natural Gas_Miscellaneous_E4 | Industrial | Instruments | Existing | Miscellaneous | Natural Gas | Miscellaneous | E4 |  | 0% | 0% | 0% | 0 | 0 | 0 | 0 | 0 | 0 | 0 | 0 | 0% | 0 | 0 | 0% | Normal | 0% | 0 | 0 | 0 | [18 empty] | Industrial_Instruments_Existing_Miscellaneous_Miscellaneous_
Industrial_Instruments_Existing_Miscellaneous_Natural Gas_Miscellaneous_E5 | Industrial | Instruments | Existing | Miscellaneous | Natural Gas | Miscellaneous | E5 |  | 0% | 0% | 0% | 0 | 0 | 0 | 0 | 0 | 0 | 0 | 0 | 0% | 0 | 0 | 0% | Normal | 0% | 0 | 0 | 0 | [18 empty] | Industrial_Instruments_Existing_Miscellaneous_Miscellaneous_
Industrial_Instruments_Existing_Miscellaneous_Natural Gas_Miscellaneous_E6 | Industrial | Instruments | Existing | Miscellaneous | Natural Gas | Miscellaneous | E6 |  | 0% | 0% | 0% | 0 | 0 | 0 | 0 | 0 | 0 | 0 | 0 | 0% | 0 | 0 | 0% | Normal | 0% | 0 | 0 | 0 | [18 empty] | Industrial_Instruments_Existing_Miscellaneous_Miscellaneous_
Industrial_Instruments_Existing_Miscellaneous_Natural Gas_Miscellaneous_E7 | Industrial | Instruments | Existing | Miscellaneous | Natural Gas | Miscellaneous | E7 |  | 0% | 0% | 0% | 0 | 0 | 0 | 0 | 0 | 0 | 0 | 0 | 0% | 0 | 0 | 0% | Normal | 0% | 0 | 0 | 0 | [18 empty] | Industrial_Instruments_Existing_Miscellaneous_Miscellaneous_
Industrial_Instruments_Existing_Miscellaneous_Natural Gas_Miscellaneous_E8 | Industrial | Instruments | Existing | Miscellaneous | Natural Gas | Miscellaneous | E8 |  | 0% | 0% | 0% | 0 | 0 | 0 | 0 | 0 | 0 | 0 | 0 | 0% | 0 | 0 | 0% | Normal | 0% | 0 | 0 | 0 | [18 empty] | Industrial_Instruments_Existing_Miscellaneous_Miscellaneous_
Industrial_Instruments_Existing_Miscellaneous_Natural Gas_Miscellaneous_E9 | Industrial | Instruments | Existing | Miscellaneous | Natural Gas | Miscellaneous | E9 |  | 0% | 0% | 0% | 0 | 0 | 0 | 0 | 0 | 0 | 0 | 0 | 0% | 0 | 0 | 0% | Normal | 0% | 0 | 0 | 0 | [18 empty] | Industrial_Instruments_Existing_Miscellaneous_Miscellaneous_
Industrial_Instruments_Existing_Miscellaneous_Natural Gas_Miscellaneous_E10 | Industrial | Instruments | Existing | Miscellaneous | Natural Gas | Miscellaneous | E10 |  | 0% | 0% | 0% | 0 | 0 | 0 | 0 | 0 | 0 | 0 | 0 | 0% | 0 | 0 | 0% | Normal | 0% | 0 | 0 | 0 | [18 empty] | Industrial_Instruments_Existing_Miscellaneous_Miscellaneous_
Industrial_Instruments_New_Space Heating_Natural Gas_Furnace_E1 | Industrial | Instruments | New | Space Heating | Natural Gas | Furnace | E1 | AFUE 80% (Standard) | 100% | 0% | 0% | 6.4326 | 6.7389 | 1.0415 | 0 | 17 | 29 | 2019 | 2040 | 100% | 0 | 0 | 0% | Normal | 0% | 52.2697 | 0 | 0 | 400 kBtu/hr | 100000 | 0 | 0.0060363 | 21.6482 | 1050 | 1100 | 170 | 2018 | 1.0149 |  | EIA 2018 Tech Forecast | EIA 2018 Tech Forecast | AEG BEST |  | 400 | kBtu/hr | 2.4145 | Industrial_Instruments_New_Space Heating_Furnace_AFUE 80% (Standard)
Industrial_Instruments_New_Space Heating_Natural Gas_Furnace_E2 | Industrial | Instruments | New | Space Heating | Natural Gas | Furnace | E2 | AFUE 90% | 88.89% | 0% | 0% | 10.721 | 7.9642 | 1.0721 | 0 | 17 | 29 | 2019 | 2040 | 100% | 0 | 0 | 0% | Normal | 0% | 46.4608 | 0 | 0 | 400 kBtu/hr | 100000 | 0 | 0.0060363 | 19.2423 | 1750 | 1300 | 175 | 2018 | 1.0149 |  | EIA 2018 Tech Forecast | EIA 2018 Tech Forecast | AEG BEST |  | 400 | kBtu/hr | 2.4145 | Industrial_Instruments_New_Space Heating_Furnace_AFUE 90%
Industrial_Instruments_New_Space Heating_Natural Gas_Furnace_E3 | Industrial | Instruments | New | Space Heating | Natural Gas | Furnace | E3 | AFUE 96% | 83.33% | 0% | 0% | 15.0094 | 9.1895 | 1.1027 | 0 | 17 | 29 | 2019 | 2040 | 100% | 0 | 0 | 0% | Normal | 0% | 43.5563 | 0 | 0 | 400 kBtu/hr | 100000 | 0 | 0.0060363 | 18.0394 | 2450 | 1500 | 180 | 2018 | 1.0149 |  | EIA 2018 Tech Forecast | EIA 2018 Tech Forecast | AEG BEST |  | 400 | kBtu/hr | 2.4145 | Industrial_Instruments_New_Space Heating_Furnace_AFUE 96%
Industrial_Instruments_New_Space Heating_Natural Gas_Furnace_E4 | Industrial | Instruments | New | Space Heating | Natural Gas | Furnace | E4 |  | 0% | 0% | 0% | 0 | 0 | 0 | 0 | 0 | 0 | 0 | 0 | 0% | 0 | 0 | 0% | Normal | 0% | 0 | 0 | 0 | [18 empty] | Industrial_Instruments_New_Space Heating_Furnace_
Industrial_Instruments_New_Space Heating_Natural Gas_Furnace_E5 | Industrial | Instruments | New | Space Heating | Natural Gas | Furnace | E5 |  | 0% | 0% | 0% | 0 | 0 | 0 | 0 | 0 | 0 | 0 | 0 | 0% | 0 | 0 | 0% | Normal | 0% | 0 | 0 | 0 | [18 empty] | Industrial_Instruments_New_Space Heating_Furnace_
Industrial_Instruments_New_Space Heating_Natural Gas_Furnace_E6 | Industrial | Instruments | New | Space Heating | Natural Gas | Furnace | E6 |  | 0% | 0% | 0% | 0 | 0 | 0 | 0 | 0 | 0 | 0 | 0 | 0% | 0 | 0 | 0% | Normal | 0% | 0 | 0 | 0 | [18 empty] | Industrial_Instruments_New_Space Heating_Furnace_
Industrial_Instruments_New_Space Heating_Natural Gas_Furnace_E7 | Industrial | Instruments | New | Space Heating | Natural Gas | Furnace | E7 |  | 0% | 0% | 0% | 0 | 0 | 0 | 0 | 0 | 0 | 0 | 0 | 0% | 0 | 0 | 0% | Normal | 0% | 0 | 0 | 0 | [18 empty] | Industrial_Instruments_New_Space Heating_Furnace_
Industrial_Instruments_New_Space Heating_Natural Gas_Furnace_E8 | Industrial | Instruments | New | Space Heating | Natural Gas | Furnace | E8 |  | 0% | 0% | 0% | 0 | 0 | 0 | 0 | 0 | 0 | 0 | 0 | 0% | 0 | 0 | 0% | Normal | 0% | 0 | 0 | 0 | [18 empty] | Industrial_Instruments_New_Space Heating_Furnace_
Industrial_Instruments_New_Space Heating_Natural Gas_Furnace_E9 | Industrial | Instruments | New | Space Heating | Natural Gas | Furnace | E9 |  | 0% | 0% | 0% | 0 | 0 | 0 | 0 | 0 | 0 | 0 | 0 | 0% | 0 | 0 | 0% | Normal | 0% | 0 | 0 | 0 | [18 empty] | Industrial_Instruments_New_Space Heating_Furnace_
Industrial_Instruments_New_Space Heating_Natural Gas_Furnace_E10 | Industrial | Instruments | New | Space Heating | Natural Gas | Furnace | E10 |  | 0% | 0% | 0% | 0 | 0 | 0 | 0 | 0 | 0 | 0 | 0 | 0% | 0 | 0 | 0% | Normal | 0% | 0 | 0 | 0 | [18 empty] | Industrial_Instruments_New_Space Heating_Furnace_
Industrial_Instruments_New_Space Heating_Natural Gas_Boiler_E1 | Industrial | Instruments | New | Space Heating | Natural Gas | Boiler | E1 | AFUE 80% (Standard) | 100% | 0% | 0% | 61.2086 | 33.9228 | 6.6371 | 0 | 20 | 30 | 2019 | 2040 | 100% | 0 | 0 | 0% | Normal | 0% | 179.3562 | 0 | 0 | 800 kBtu/hr | 100000 | 0 | 0.0050486 | 44.4075 | 11945.7187 | 6620.5188 | 1295.3189 | 2018 | 1.0149 |  | EIA 2018 Tech Forecast | EIA 2018 Tech Forecast | GBLR-Heating-EIA14-2014 Ref. Case-2 |  | 800 | kBtu/hr | 4.0389 | Industrial_Instruments_New_Space Heating_Boiler_AFUE 80% (Standard)
Industrial_Instruments_New_Space Heating_Natural Gas_Boiler_E2 | Industrial | Instruments | New | Space Heating | Natural Gas | Boiler | E2 | AFUE 85% | 94.12% | 0% | 0% | 83.7009 | 35.9508 | 6.6371 | 0 | 20 | 30 | 2019 | 2040 | 100% | 0 | 0 | 0% | Normal | 0% | 168.8078 | 0 | 0 | 800 kBtu/hr | 100000 | 0 | 0.0050486 | 41.7958 | 16335.4105 | 7016.3107 | 1295.3189 | 2018 | 1.0149 |  | EIA 2018 Tech Forecast | EIA 2018 Tech Forecast | GBLR-Heating-EIA14-2014 Ref. Case-5 |  | 800 | kBtu/hr | 4.0389 | Industrial_Instruments_New_Space Heating_Boiler_AFUE 85%
Industrial_Instruments_New_Space Heating_Natural Gas_Boiler_E3 | Industrial | Instruments | New | Space Heating | Natural Gas | Boiler | E3 | AFUE 97% | 82.48% | 0% | 0% | 135.479 | 33.4182 | 6.6371 | 0 | 20 | 30 | 2019 | 2040 | 100% | 0 | 0 | 0% | Normal | 0% | 147.9359 | 0 | 0 | 800 kBtu/hr | 100000 | 0 | 0.0050486 | 36.628 | 26440.6423 | 6522.0251 | 1295.3189 | 2018 | 1.0149 |  | EIA 2018 Tech Forecast | EIA 2018 Tech Forecast | GBLR-Heating-EIA14-2014 Ref. Case-6 |  | 800 | kBtu/hr | 4.0389 | Industrial_Instruments_New_Space Heating_Boiler_AFUE 97%
Industrial_Instruments_New_Space Heating_Natural Gas_Boiler_E4 | Industrial | Instruments | New | Space Heating | Natural Gas | Boiler | E4 | Convert to NG Air Source Heat Pump | 57.14% | 0% | 0% | 657133.2153 | 0 | 12346.1392 | 0 | 10 | 20 | 2019 | 2040 | 100% | 0 | 0 | 0% | Normal | 0% | 102.4893 | 0 | 0 | 1 kBtu/hr | 100000 | 0 | 4.0389 | 25.3757 | 158316.7533 | 0 | 2974.436 | 2017 | 1.0277 |  | AEO 2021 - gas_eng-driven_RTHP-heat 2017 typical | AEO 2021 - gas_eng-driven_RTHP-heat 2017 typical | HP_GAS-Heating-AEO17-1 |  | 1 | kBtu/hr | 4.0389 | Industrial_Instruments_New_Space Heating_Boiler_Convert to NG Air Source Heat Pump
Industrial_Instruments_New_Space Heating_Natural Gas_Boiler_E5 | Industrial | Instruments | New | Space Heating | Natural Gas | Boiler | E5 |  | 0% | 0% | 0% | 0 | 0 | 0 | 0 | 0 | 0 | 0 | 0 | 0% | 0 | 0 | 0% | Normal | 0% | 0 | 0 | 0 | [18 empty] | Industrial_Instruments_New_Space Heating_Boiler_
Industrial_Instruments_New_Space Heating_Natural Gas_Boiler_E6 | Industrial | Instruments | New | Space Heating | Natural Gas | Boiler | E6 |  | 0% | 0% | 0% | 0 | 0 | 0 | 0 | 0 | 0 | 0 | 0 | 0% | 0 | 0 | 0% | Normal | 0% | 0 | 0 | 0 | [18 empty] | Industrial_Instruments_New_Space Heating_Boiler_
Industrial_Instruments_New_Space Heating_Natural Gas_Boiler_E7 | Industrial | Instruments | New | Space Heating | Natural Gas | Boiler | E7 |  | 0% | 0% | 0% | 0 | 0 | 0 | 0 | 0 | 0 | 0 | 0 | 0% | 0 | 0 | 0% | Normal | 0% | 0 | 0 | 0 | [18 empty] | Industrial_Instruments_New_Space Heating_Boiler_
Industrial_Instruments_New_Space Heating_Natural Gas_Boiler_E8 | Industrial | Instruments | New | Space Heating | Natural Gas | Boiler | E8 |  | 0% | 0% | 0% | 0 | 0 | 0 | 0 | 0 | 0 | 0 | 0 | 0% | 0 | 0 | 0% | Normal | 0% | 0 | 0 | 0 | [18 empty] | Industrial_Instruments_New_Space Heating_Boiler_
Industrial_Instruments_New_Space Heating_Natural Gas_Boiler_E9 | Industrial | Instruments | New | Space Heating | Natural Gas | Boiler | E9 |  | 0% | 0% | 0% | 0 | 0 | 0 | 0 | 0 | 0 | 0 | 0 | 0% | 0 | 0 | 0% | Normal | 0% | 0 | 0 | 0 | [18 empty] | Industrial_Instruments_New_Space Heating_Boiler_
Industrial_Instruments_New_Space Heating_Natural Gas_Boiler_E10 | Industrial | Instruments | New | Space Heating | Natural Gas | Boiler | E10 |  | 0% | 0% | 0% | 0 | 0 | 0 | 0 | 0 | 0 | 0 | 0 | 0% | 0 | 0 | 0% | Normal | 0% | 0 | 0 | 0 | [18 empty] | Industrial_Instruments_New_Space Heating_Boiler_
Industrial_Instruments_New_Space Heating_Natural Gas_Unit Heater_E1 | Industrial | Instruments | New | Space Heating | Natural Gas | Unit Heater | E1 | Standard | 100% | 0% | 0% | 59.8831 | 0 | 0 | 0 | 10 | 14 | 2019 | 2040 | 100% | 0 | 0 | 0% | Normal | 0% | 80.9704 | 0 | 0 | 125 kBtu/Hr | 100000 | 0 | 0.00027818 | 2328.572 | 1753.7127 | 0 | 0 | 2020 | 0.98199 |  | IL TRM - 4.4.12 - CI-HVC-IRHT-V02-210101 | CNGC Program Data | IL TRM - 4.4.12 - CI-HVC-IRHT-V02-210101 w/ CNGC Sizing |  | 125 | kBtu/Hr | 0.034773 | Industrial_Instruments_New_Space Heating_Unit Heater_Standard
Industrial_Instruments_New_Space Heating_Natural Gas_Unit Heater_E2 | Industrial | Instruments | New | Space Heating | Natural Gas | Unit Heater | E2 | Condensing | 95.24% | 0% | 0% | 131.3326 | 0 | 0 | 0 | 10 | 14 | 2019 | 2040 | 100% | 0 | 0 | 0% | Normal | 0% | 77.1165 | 0 | 0 | 125 kBtu/Hr | 100000 | 0 | 0.00027818 | 2217.7386 | 3846.1538 | 0 | 0 | 2020 | 0.98199 |  | IL TRM - 4.4.5 - CI-HVC-CUHT-V01-190101 | CNGC Program Data | IL TRM - 4.4.5 - CI-HVC-CUHT-V01-190101 w/ CNGC Sizing |  | 125 | kBtu/Hr | 0.034773 | Industrial_Instruments_New_Space Heating_Unit Heater_Condensing
Industrial_Instruments_New_Space Heating_Natural Gas_Unit Heater_E3 | Industrial | Instruments | New | Space Heating | Natural Gas | Unit Heater | E3 | Infrared Radiant | 85% | 0% | 0% | 83.5461 | 0 | 0 | 0 | 11 | 19 | 2019 | 2040 | 100% | 0 | 0 | 0% | Normal | 0% | 68.8249 | 0 | 0 | 125 kBtu/Hr | 100000 | 0 | 0.00027818 | 1979.2862 | 2446.6992 | 0 | 0 | 2020 | 0.98199 |  | IL TRM - 4.4.12 - CI-HVC-IRHT-V02-210101 | CNGC Program Data | IL TRM - 4.4.12 - CI-HVC-IRHT-V02-210101 w/ CNGC Sizing |  | 125 | kBtu/Hr | 0.034773 | Industrial_Instruments_New_Space Heating_Unit Heater_Infrared Radiant
Industrial_Instruments_New_Space Heating_Natural Gas_Unit Heater_E4 | Industrial | Instruments | New | Space Heating | Natural Gas | Unit Heater | E4 |  | 0% | 0% | 0% | 0 | 0 | 0 | 0 | 0 | 0 | 0 | 0 | 0% | 0 | 0 | 0% | Normal | 0% | 0 | 0 | 0 | [18 empty] | Industrial_Instruments_New_Space Heating_Unit Heater_
Industrial_Instruments_New_Space Heating_Natural Gas_Unit Heater_E5 | Industrial | Instruments | New | Space Heating | Natural Gas | Unit Heater | E5 |  | 0% | 0% | 0% | 0 | 0 | 0 | 0 | 0 | 0 | 0 | 0 | 0% | 0 | 0 | 0% | Normal | 0% | 0 | 0 | 0 | [18 empty] | Industrial_Instruments_New_Space Heating_Unit Heater_
Industrial_Instruments_New_Space Heating_Natural Gas_Unit Heater_E6 | Industrial | Instruments | New | Space Heating | Natural Gas | Unit Heater | E6 |  | 0% | 0% | 0% | 0 | 0 | 0 | 0 | 0 | 0 | 0 | 0 | 0% | 0 | 0 | 0% | Normal | 0% | 0 | 0 | 0 | [18 empty] | Industrial_Instruments_New_Space Heating_Unit Heater_
Industrial_Instruments_New_Space Heating_Natural Gas_Unit Heater_E7 | Industrial | Instruments | New | Space Heating | Natural Gas | Unit Heater | E7 |  | 0% | 0% | 0% | 0 | 0 | 0 | 0 | 0 | 0 | 0 | 0 | 0% | 0 | 0 | 0% | Normal | 0% | 0 | 0 | 0 | [18 empty] | Industrial_Instruments_New_Space Heating_Unit Heater_
Industrial_Instruments_New_Space Heating_Natural Gas_Unit Heater_E8 | Industrial | Instruments | New | Space Heating | Natural Gas | Unit Heater | E8 |  | 0% | 0% | 0% | 0 | 0 | 0 | 0 | 0 | 0 | 0 | 0 | 0% | 0 | 0 | 0% | Normal | 0% | 0 | 0 | 0 | [18 empty] | Industrial_Instruments_New_Space Heating_Unit Heater_
Industrial_Instruments_New_Space Heating_Natural Gas_Unit Heater_E9 | Industrial | Instruments | New | Space Heating | Natural Gas | Unit Heater | E9 |  | 0% | 0% | 0% | 0 | 0 | 0 | 0 | 0 | 0 | 0 | 0 | 0% | 0 | 0 | 0% | Normal | 0% | 0 | 0 | 0 | [18 empty] | Industrial_Instruments_New_Space Heating_Unit Heater_
Industrial_Instruments_New_Space Heating_Natural Gas_Unit Heater_E10 | Industrial | Instruments | New | Space Heating | Natural Gas | Unit Heater | E10 |  | 0% | 0% | 0% | 0 | 0 | 0 | 0 | 0 | 0 | 0 | 0 | 0% | 0 | 0 | 0% | Normal | 0% | 0 | 0 | 0 | [18 empty] | Industrial_Instruments_New_Space Heating_Unit Heater_
Industrial_Instruments_New_Process_Natural Gas_Process Boiler_E1 | Industrial | Instruments | New | Process | Natural Gas | Process Boiler | E1 | EF .80 | 100% | 0% | 0% | 16847.602 | 4288.0192 | 1826.8484 | 0 | 20 | 30 | 2019 | 2040 | 100% | 0 | 0 | 0% | Normal | 0% | 117.2735 | 0 | 0 | 1 unit | 100000 | 0 | 1 | 50457.6 | 16600 | 4225 | 1800 | 2018 | 1.0149 |  | EIA 2018 Tech Forecast | EIA 2018 Tech Forecast | IL TRM - 4.4.10 - CI-HVC-BOIL-V08-210101 |  | 1 | unit | 1 | Industrial_Instruments_New_Process_Process Boiler_EF .80
Industrial_Instruments_New_Process_Natural Gas_Process Boiler_E2 | Industrial | Instruments | New | Process | Natural Gas | Process Boiler | E2 |  | 0% | 0% | 0% | 0 | 0 | 0 | 0 | 0 | 0 | 0 | 0 | 0% | 0 | 0 | 0% | Normal | 0% | 0 | 0 | 0 | [18 empty] | Industrial_Instruments_New_Process_Process Boiler_
Industrial_Instruments_New_Process_Natural Gas_Process Boiler_E3 | Industrial | Instruments | New | Process | Natural Gas | Process Boiler | E3 |  | 0% | 0% | 0% | 0 | 0 | 0 | 0 | 0 | 0 | 0 | 0 | 0% | 0 | 0 | 0% | Normal | 0% | 0 | 0 | 0 | [18 empty] | Industrial_Instruments_New_Process_Process Boiler_
Industrial_Instruments_New_Process_Natural Gas_Process Boiler_E4 | Industrial | Instruments | New | Process | Natural Gas | Process Boiler | E4 |  | 0% | 0% | 0% | 0 | 0 | 0 | 0 | 0 | 0 | 0 | 0 | 0% | 0 | 0 | 0% | Normal | 0% | 0 | 0 | 0 | [18 empty] | Industrial_Instruments_New_Process_Process Boiler_
Industrial_Instruments_New_Process_Natural Gas_Process Boiler_E5 | Industrial | Instruments | New | Process | Natural Gas | Process Boiler | E5 |  | 0% | 0% | 0% | 0 | 0 | 0 | 0 | 0 | 0 | 0 | 0 | 0% | 0 | 0 | 0% | Normal | 0% | 0 | 0 | 0 | [18 empty] | Industrial_Instruments_New_Process_Process Boiler_
Industrial_Instruments_New_Process_Natural Gas_Process Boiler_E6 | Industrial | Instruments | New | Process | Natural Gas | Process Boiler | E6 |  | 0% | 0% | 0% | 0 | 0 | 0 | 0 | 0 | 0 | 0 | 0 | 0% | 0 | 0 | 0% | Normal | 0% | 0 | 0 | 0 | [18 empty] | Industrial_Instruments_New_Process_Process Boiler_
Industrial_Instruments_New_Process_Natural Gas_Process Boiler_E7 | Industrial | Instruments | New | Process | Natural Gas | Process Boiler | E7 |  | 0% | 0% | 0% | 0 | 0 | 0 | 0 | 0 | 0 | 0 | 0 | 0% | 0 | 0 | 0% | Normal | 0% | 0 | 0 | 0 | [18 empty] | Industrial_Instruments_New_Process_Process Boiler_
Industrial_Instruments_New_Process_Natural Gas_Process Boiler_E8 | Industrial | Instruments | New | Process | Natural Gas | Process Boiler | E8 |  | 0% | 0% | 0% | 0 | 0 | 0 | 0 | 0 | 0 | 0 | 0 | 0% | 0 | 0 | 0% | Normal | 0% | 0 | 0 | 0 | [18 empty] | Industrial_Instruments_New_Process_Process Boiler_
Industrial_Instruments_New_Process_Natural Gas_Process Boiler_E9 | Industrial | Instruments | New | Process | Natural Gas | Process Boiler | E9 |  | 0% | 0% | 0% | 0 | 0 | 0 | 0 | 0 | 0 | 0 | 0 | 0% | 0 | 0 | 0% | Normal | 0% | 0 | 0 | 0 | [18 empty] | Industrial_Instruments_New_Process_Process Boiler_
Industrial_Instruments_New_Process_Natural Gas_Process Boiler_E10 | Industrial | Instruments | New | Process | Natural Gas | Process Boiler | E10 |  | 0% | 0% | 0% | 0 | 0 | 0 | 0 | 0 | 0 | 0 | 0 | 0% | 0 | 0 | 0% | Normal | 0% | 0 | 0 | 0 | [18 empty] | Industrial_Instruments_New_Process_Process Boiler_
Industrial_Instruments_New_Process_Natural Gas_Process Heating_E1 | Industrial | Instruments | New | Process | Natural Gas | Process Heating | E1 | Standard | 100% | 0% | 0% | 1.0386 | 0 | 0 | 0 | 2 | 8 | 2019 | 2040 | 100% | 0 | 0 | 0% | Normal | 0% | 38.746 | 0 | 0 | 1 unit | 100000 | 0 | 1 | 1 | 1 | 0 | 0 | 2016 | 1.0386 |  | N/A | N/A | N/A |  | 1 | unit | 1 | Industrial_Instruments_New_Process_Process Heating_Standard
Industrial_Instruments_New_Process_Natural Gas_Process Heating_E2 | Industrial | Instruments | New | Process | Natural Gas | Process Heating | E2 |  | 0% | 0% | 0% | 0 | 0 | 0 | 0 | 0 | 0 | 0 | 0 | 0% | 0 | 0 | 0% | Normal | 0% | 0 | 0 | 0 | [18 empty] | Industrial_Instruments_New_Process_Process Heating_
Industrial_Instruments_New_Process_Natural Gas_Process Heating_E3 | Industrial | Instruments | New | Process | Natural Gas | Process Heating | E3 |  | 0% | 0% | 0% | 0 | 0 | 0 | 0 | 0 | 0 | 0 | 0 | 0% | 0 | 0 | 0% | Normal | 0% | 0 | 0 | 0 | [18 empty] | Industrial_Instruments_New_Process_Process Heating_
Industrial_Instruments_New_Process_Natural Gas_Process Heating_E4 | Industrial | Instruments | New | Process | Natural Gas | Process Heating | E4 |  | 0% | 0% | 0% | 0 | 0 | 0 | 0 | 0 | 0 | 0 | 0 | 0% | 0 | 0 | 0% | Normal | 0% | 0 | 0 | 0 | [18 empty] | Industrial_Instruments_New_Process_Process Heating_
Industrial_Instruments_New_Process_Natural Gas_Process Heating_E5 | Industrial | Instruments | New | Process | Natural Gas | Process Heating | E5 |  | 0% | 0% | 0% | 0 | 0 | 0 | 0 | 0 | 0 | 0 | 0 | 0% | 0 | 0 | 0% | Normal | 0% | 0 | 0 | 0 | [18 empty] | Industrial_Instruments_New_Process_Process Heating_
Industrial_Instruments_New_Process_Natural Gas_Process Heating_E6 | Industrial | Instruments | New | Process | Natural Gas | Process Heating | E6 |  | 0% | 0% | 0% | 0 | 0 | 0 | 0 | 0 | 0 | 0 | 0 | 0% | 0 | 0 | 0% | Normal | 0% | 0 | 0 | 0 | [18 empty] | Industrial_Instruments_New_Process_Process Heating_
Industrial_Instruments_New_Process_Natural Gas_Process Heating_E7 | Industrial | Instruments | New | Process | Natural Gas | Process Heating | E7 |  | 0% | 0% | 0% | 0 | 0 | 0 | 0 | 0 | 0 | 0 | 0 | 0% | 0 | 0 | 0% | Normal | 0% | 0 | 0 | 0 | [18 empty] | Industrial_Instruments_New_Process_Process Heating_
Industrial_Instruments_New_Process_Natural Gas_Process Heating_E8 | Industrial | Instruments | New | Process | Natural Gas | Process Heating | E8 |  | 0% | 0% | 0% | 0 | 0 | 0 | 0 | 0 | 0 | 0 | 0 | 0% | 0 | 0 | 0% | Normal | 0% | 0 | 0 | 0 | [18 empty] | Industrial_Instruments_New_Process_Process Heating_
Industrial_Instruments_New_Process_Natural Gas_Process Heating_E9 | Industrial | Instruments | New | Process | Natural Gas | Process Heating | E9 |  | 0% | 0% | 0% | 0 | 0 | 0 | 0 | 0 | 0 | 0 | 0 | 0% | 0 | 0 | 0% | Normal | 0% | 0 | 0 | 0 | [18 empty] | Industrial_Instruments_New_Process_Process Heating_
Industrial_Instruments_New_Process_Natural Gas_Process Heating_E10 | Industrial | Instruments | New | Process | Natural Gas | Process Heating | E10 |  | 0% | 0% | 0% | 0 | 0 | 0 | 0 | 0 | 0 | 0 | 0 | 0% | 0 | 0 | 0% | Normal | 0% | 0 | 0 | 0 | [18 empty] | Industrial_Instruments_New_Process_Process Heating_
Industrial_Instruments_New_Process_Natural Gas_Process Cooling_E1 | Industrial | Instruments | New | Process | Natural Gas | Process Cooling | E1 | Standard | 100% | 0% | 0% | 1.0386 | 0 | 0 | 0 | 2 | 8 | 2019 | 2040 | 100% | 0 | 0 | 0% | Normal | 0% | 0.34806 | 0 | 0 | 1 unit | 100000 | 0 | 1 | 1 | 1 | 0 | 0 | 2016 | 1.0386 |  | N/A | N/A | N/A |  | 1 | unit | 1 | Industrial_Instruments_New_Process_Process Cooling_Standard
Industrial_Instruments_New_Process_Natural Gas_Process Cooling_E2 | Industrial | Instruments | New | Process | Natural Gas | Process Cooling | E2 |  | 0% | 0% | 0% | 0 | 0 | 0 | 0 | 0 | 0 | 0 | 0 | 0% | 0 | 0 | 0% | Normal | 0% | 0 | 0 | 0 | [18 empty] | Industrial_Instruments_New_Process_Process Cooling_
Industrial_Instruments_New_Process_Natural Gas_Process Cooling_E3 | Industrial | Instruments | New | Process | Natural Gas | Process Cooling | E3 |  | 0% | 0% | 0% | 0 | 0 | 0 | 0 | 0 | 0 | 0 | 0 | 0% | 0 | 0 | 0% | Normal | 0% | 0 | 0 | 0 | [18 empty] | Industrial_Instruments_New_Process_Process Cooling_
Industrial_Instruments_New_Process_Natural Gas_Process Cooling_E4 | Industrial | Instruments | New | Process | Natural Gas | Process Cooling | E4 |  | 0% | 0% | 0% | 0 | 0 | 0 | 0 | 0 | 0 | 0 | 0 | 0% | 0 | 0 | 0% | Normal | 0% | 0 | 0 | 0 | [18 empty] | Industrial_Instruments_New_Process_Process Cooling_
Industrial_Instruments_New_Process_Natural Gas_Process Cooling_E5 | Industrial | Instruments | New | Process | Natural Gas | Process Cooling | E5 |  | 0% | 0% | 0% | 0 | 0 | 0 | 0 | 0 | 0 | 0 | 0 | 0% | 0 | 0 | 0% | Normal | 0% | 0 | 0 | 0 | [18 empty] | Industrial_Instruments_New_Process_Process Cooling_
Industrial_Instruments_New_Process_Natural Gas_Process Cooling_E6 | Industrial | Instruments | New | Process | Natural Gas | Process Cooling | E6 |  | 0% | 0% | 0% | 0 | 0 | 0 | 0 | 0 | 0 | 0 | 0 | 0% | 0 | 0 | 0% | Normal | 0% | 0 | 0 | 0 | [18 empty] | Industrial_Instruments_New_Process_Process Cooling_
Industrial_Instruments_New_Process_Natural Gas_Process Cooling_E7 | Industrial | Instruments | New | Process | Natural Gas | Process Cooling | E7 |  | 0% | 0% | 0% | 0 | 0 | 0 | 0 | 0 | 0 | 0 | 0 | 0% | 0 | 0 | 0% | Normal | 0% | 0 | 0 | 0 | [18 empty] | Industrial_Instruments_New_Process_Process Cooling_
Industrial_Instruments_New_Process_Natural Gas_Process Cooling_E8 | Industrial | Instruments | New | Process | Natural Gas | Process Cooling | E8 |  | 0% | 0% | 0% | 0 | 0 | 0 | 0 | 0 | 0 | 0 | 0 | 0% | 0 | 0 | 0% | Normal | 0% | 0 | 0 | 0 | [18 empty] | Industrial_Instruments_New_Process_Process Cooling_
Industrial_Instruments_New_Process_Natural Gas_Process Cooling_E9 | Industrial | Instruments | New | Process | Natural Gas | Process Cooling | E9 |  | 0% | 0% | 0% | 0 | 0 | 0 | 0 | 0 | 0 | 0 | 0 | 0% | 0 | 0 | 0% | Normal | 0% | 0 | 0 | 0 | [18 empty] | Industrial_Instruments_New_Process_Process Cooling_
Industrial_Instruments_New_Process_Natural Gas_Process Cooling_E10 | Industrial | Instruments | New | Process | Natural Gas | Process Cooling | E10 |  | 0% | 0% | 0% | 0 | 0 | 0 | 0 | 0 | 0 | 0 | 0 | 0% | 0 | 0 | 0% | Normal | 0% | 0 | 0 | 0 | [18 empty] | Industrial_Instruments_New_Process_Process Cooling_
Industrial_Instruments_New_Process_Natural Gas_Other Process_E1 | Industrial | Instruments | New | Process | Natural Gas | Other Process | E1 | Standard | 100% | 0% | 0% | 1.0386 | 0 | 0 | 0 | 2 | 8 | 2019 | 2040 | 100% | 0 | 0 | 0% | Normal | 0% | 1.7134 | 0 | 0 | 1 unit | 100000 | 0 | 1 | 1 | 1 | 0 | 0 | 2016 | 1.0386 |  | N/A | N/A | N/A |  | 1 | unit | 1 | Industrial_Instruments_New_Process_Other Process_Standard
Industrial_Instruments_New_Process_Natural Gas_Other Process_E2 | Industrial | Instruments | New | Process | Natural Gas | Other Process | E2 |  | 0% | 0% | 0% | 0 | 0 | 0 | 0 | 0 | 0 | 0 | 0 | 0% | 0 | 0 | 0% | Normal | 0% | 0 | 0 | 0 | [18 empty] | Industrial_Instruments_New_Process_Other Process_
Industrial_Instruments_New_Process_Natural Gas_Other Process_E3 | Industrial | Instruments | New | Process | Natural Gas | Other Process | E3 |  | 0% | 0% | 0% | 0 | 0 | 0 | 0 | 0 | 0 | 0 | 0 | 0% | 0 | 0 | 0% | Normal | 0% | 0 | 0 | 0 | [18 empty] | Industrial_Instruments_New_Process_Other Process_
Industrial_Instruments_New_Process_Natural Gas_Other Process_E4 | Industrial | Instruments | New | Process | Natural Gas | Other Process | E4 |  | 0% | 0% | 0% | 0 | 0 | 0 | 0 | 0 | 0 | 0 | 0 | 0% | 0 | 0 | 0% | Normal | 0% | 0 | 0 | 0 | [18 empty] | Industrial_Instruments_New_Process_Other Process_
Industrial_Instruments_New_Process_Natural Gas_Other Process_E5 | Industrial | Instruments | New | Process | Natural Gas | Other Process | E5 |  | 0% | 0% | 0% | 0 | 0 | 0 | 0 | 0 | 0 | 0 | 0 | 0% | 0 | 0 | 0% | Normal | 0% | 0 | 0 | 0 | [18 empty] | Industrial_Instruments_New_Process_Other Process_
Industrial_Instruments_New_Process_Natural Gas_Other Process_E6 | Industrial | Instruments | New | Process | Natural Gas | Other Process | E6 |  | 0% | 0% | 0% | 0 | 0 | 0 | 0 | 0 | 0 | 0 | 0 | 0% | 0 | 0 | 0% | Normal | 0% | 0 | 0 | 0 | [18 empty] | Industrial_Instruments_New_Process_Other Process_
Industrial_Instruments_New_Process_Natural Gas_Other Process_E7 | Industrial | Instruments | New | Process | Natural Gas | Other Process | E7 |  | 0% | 0% | 0% | 0 | 0 | 0 | 0 | 0 | 0 | 0 | 0 | 0% | 0 | 0 | 0% | Normal | 0% | 0 | 0 | 0 | [18 empty] | Industrial_Instruments_New_Process_Other Process_
Industrial_Instruments_New_Process_Natural Gas_Other Process_E8 | Industrial | Instruments | New | Process | Natural Gas | Other Process | E8 |  | 0% | 0% | 0% | 0 | 0 | 0 | 0 | 0 | 0 | 0 | 0 | 0% | 0 | 0 | 0% | Normal | 0% | 0 | 0 | 0 | [18 empty] | Industrial_Instruments_New_Process_Other Process_
Industrial_Instruments_New_Process_Natural Gas_Other Process_E9 | Industrial | Instruments | New | Process | Natural Gas | Other Process | E9 |  | 0% | 0% | 0% | 0 | 0 | 0 | 0 | 0 | 0 | 0 | 0 | 0% | 0 | 0 | 0% | Normal | 0% | 0 | 0 | 0 | [18 empty] | Industrial_Instruments_New_Process_Other Process_
Industrial_Instruments_New_Process_Natural Gas_Other Process_E10 | Industrial | Instruments | New | Process | Natural Gas | Other Process | E10 |  | 0% | 0% | 0% | 0 | 0 | 0 | 0 | 0 | 0 | 0 | 0 | 0% | 0 | 0 | 0% | Normal | 0% | 0 | 0 | 0 | [18 empty] | Industrial_Instruments_New_Process_Other Process_
Industrial_Instruments_New_Miscellaneous_Natural Gas_Miscellaneous_E1 | Industrial | Instruments | New | Miscellaneous | Natural Gas | Miscellaneous | E1 | Standard | 100% | 0% | 0% | 1.0386 | 0 | 0 | 0 | 2 | 8 | 2019 | 2040 | 100% | 0 | 0 | 0% | Normal | 0% | 25.9366 | 0 | 0 | 1 unit | 100000 | 0 | 1 | 1 | 1 | 0 | 0 | 2016 | 1.0386 |  | N/A | N/A | N/A |  | 1 | unit | 1 | Industrial_Instruments_New_Miscellaneous_Miscellaneous_Standard
Industrial_Instruments_New_Miscellaneous_Natural Gas_Miscellaneous_E2 | Industrial | Instruments | New | Miscellaneous | Natural Gas | Miscellaneous | E2 |  | 0% | 0% | 0% | 0 | 0 | 0 | 0 | 0 | 0 | 0 | 0 | 0% | 0 | 0 | 0% | Normal | 0% | 0 | 0 | 0 | [18 empty] | Industrial_Instruments_New_Miscellaneous_Miscellaneous_
Industrial_Instruments_New_Miscellaneous_Natural Gas_Miscellaneous_E3 | Industrial | Instruments | New | Miscellaneous | Natural Gas | Miscellaneous | E3 |  | 0% | 0% | 0% | 0 | 0 | 0 | 0 | 0 | 0 | 0 | 0 | 0% | 0 | 0 | 0% | Normal | 0% | 0 | 0 | 0 | [18 empty] | Industrial_Instruments_New_Miscellaneous_Miscellaneous_
Industrial_Instruments_New_Miscellaneous_Natural Gas_Miscellaneous_E4 | Industrial | Instruments | New | Miscellaneous | Natural Gas | Miscellaneous | E4 |  | 0% | 0% | 0% | 0 | 0 | 0 | 0 | 0 | 0 | 0 | 0 | 0% | 0 | 0 | 0% | Normal | 0% | 0 | 0 | 0 | [18 empty] | Industrial_Instruments_New_Miscellaneous_Miscellaneous_
Industrial_Instruments_New_Miscellaneous_Natural Gas_Miscellaneous_E5 | Industrial | Instruments | New | Miscellaneous | Natural Gas | Miscellaneous | E5 |  | 0% | 0% | 0% | 0 | 0 | 0 | 0 | 0 | 0 | 0 | 0 | 0% | 0 | 0 | 0% | Normal | 0% | 0 | 0 | 0 | [18 empty] | Industrial_Instruments_New_Miscellaneous_Miscellaneous_
Industrial_Instruments_New_Miscellaneous_Natural Gas_Miscellaneous_E6 | Industrial | Instruments | New | Miscellaneous | Natural Gas | Miscellaneous | E6 |  | 0% | 0% | 0% | 0 | 0 | 0 | 0 | 0 | 0 | 0 | 0 | 0% | 0 | 0 | 0% | Normal | 0% | 0 | 0 | 0 | [18 empty] | Industrial_Instruments_New_Miscellaneous_Miscellaneous_
Industrial_Instruments_New_Miscellaneous_Natural Gas_Miscellaneous_E7 | Industrial | Instruments | New | Miscellaneous | Natural Gas | Miscellaneous | E7 |  | 0% | 0% | 0% | 0 | 0 | 0 | 0 | 0 | 0 | 0 | 0 | 0% | 0 | 0 | 0% | Normal | 0% | 0 | 0 | 0 | [18 empty] | Industrial_Instruments_New_Miscellaneous_Miscellaneous_
Industrial_Instruments_New_Miscellaneous_Natural Gas_Miscellaneous_E8 | Industrial | Instruments | New | Miscellaneous | Natural Gas | Miscellaneous | E8 |  | 0% | 0% | 0% | 0 | 0 | 0 | 0 | 0 | 0 | 0 | 0 | 0% | 0 | 0 | 0% | Normal | 0% | 0 | 0 | 0 | [18 empty] | Industrial_Instruments_New_Miscellaneous_Miscellaneous_
Industrial_Instruments_New_Miscellaneous_Natural Gas_Miscellaneous_E9 | Industrial | Instruments | New | Miscellaneous | Natural Gas | Miscellaneous | E9 |  | 0% | 0% | 0% | 0 | 0 | 0 | 0 | 0 | 0 | 0 | 0 | 0% | 0 | 0 | 0% | Normal | 0% | 0 | 0 | 0 | [18 empty] | Industrial_Instruments_New_Miscellaneous_Miscellaneous_
Industrial_Instruments_New_Miscellaneous_Natural Gas_Miscellaneous_E10 | Industrial | Instruments | New | Miscellaneous | Natural Gas | Miscellaneous | E10 |  | 0% | 0% | 0% | 0 | 0 | 0 | 0 | 0 | 0 | 0 | 0 | 0% | 0 | 0 | 0% | Normal | 0% | 0 | 0 | 0 | [18 empty] | Industrial_Instruments_New_Miscellaneous_Miscellaneous_
Industrial_Wood and Lumber Products_Existing_Space Heating_Natural Gas_Furnace_E1 | Industrial | Wood and Lumber Products | Existing | Space Heating | Natural Gas | Furnace | E1 | AFUE 80% (Standard) | 100% | 0% | 0% | 9.9536 | 10.4275 | 1.6115 | 0 | 17 | 29 | 2019 | 2040 | 100% | 0 | 0 | 0% | Normal | 0% | 80.8748 | 0 | 0 | 400 kBtu/hr | 100000 | 0 | 0.0093403 | 21.6468 | 1050 | 1100 | 170 | 2018 | 1.0149 |  | EIA 2018 Tech Forecast | EIA 2018 Tech Forecast | AEG BEST |  | 400 | kBtu/hr | 3.7361 | Industrial_Wood and Lumber Products_Existing_Space Heating_Furnace_AFUE 80% (Standard)
Industrial_Wood and Lumber Products_Existing_Space Heating_Natural Gas_Furnace_E2 | Industrial | Wood and Lumber Products | Existing | Space Heating | Natural Gas | Furnace | E2 | AFUE 90% | 88.89% | 0% | 0% | 16.5893 | 12.3235 | 1.6589 | 0 | 17 | 29 | 2019 | 2040 | 100% | 0 | 0 | 0% | Normal | 0% | 71.8914 | 0 | 0 | 400 kBtu/hr | 100000 | 0 | 0.0093403 | 19.2423 | 1750 | 1300 | 175 | 2018 | 1.0149 |  | EIA 2018 Tech Forecast | EIA 2018 Tech Forecast | AEG BEST |  | 400 | kBtu/hr | 3.7361 | Industrial_Wood and Lumber Products_Existing_Space Heating_Furnace_AFUE 90%
Industrial_Wood and Lumber Products_Existing_Space Heating_Natural Gas_Furnace_E3 | Industrial | Wood and Lumber Products | Existing | Space Heating | Natural Gas | Furnace | E3 | AFUE 96% | 83.33% | 0% | 0% | 23.225 | 14.2194 | 1.7063 | 0 | 17 | 29 | 2019 | 2040 | 100% | 0 | 0 | 0% | Normal | 0% | 67.3917 | 0 | 0 | 400 kBtu/hr | 100000 | 0 | 0.0093403 | 18.038 | 2450 | 1500 | 180 | 2018 | 1.0149 |  | EIA 2018 Tech Forecast | EIA 2018 Tech Forecast | AEG BEST |  | 400 | kBtu/hr | 3.7361 | Industrial_Wood and Lumber Products_Existing_Space Heating_Furnace_AFUE 96%
Industrial_Wood and Lumber Products_Existing_Space Heating_Natural Gas_Furnace_E4 | Industrial | Wood and Lumber Products | Existing | Space Heating | Natural Gas | Furnace | E4 |  | 0% | 0% | 0% | 0 | 0 | 0 | 0 | 0 | 0 | 0 | 0 | 0% | 0 | 0 | 0% | Normal | 0% | 0 | 0 | 0 | [18 empty] | Industrial_Wood and Lumber Products_Existing_Space Heating_Furnace_
Industrial_Wood and Lumber Products_Existing_Space Heating_Natural Gas_Furnace_E5 | Industrial | Wood and Lumber Products | Existing | Space Heating | Natural Gas | Furnace | E5 |  | 0% | 0% | 0% | 0 | 0 | 0 | 0 | 0 | 0 | 0 | 0 | 0% | 0 | 0 | 0% | Normal | 0% | 0 | 0 | 0 | [18 empty] | Industrial_Wood and Lumber Products_Existing_Space Heating_Furnace_
Industrial_Wood and Lumber Products_Existing_Space Heating_Natural Gas_Furnace_E6 | Industrial | Wood and Lumber Products | Existing | Space Heating | Natural Gas | Furnace | E6 |  | 0% | 0% | 0% | 0 | 0 | 0 | 0 | 0 | 0 | 0 | 0 | 0% | 0 | 0 | 0% | Normal | 0% | 0 | 0 | 0 | [18 empty] | Industrial_Wood and Lumber Products_Existing_Space Heating_Furnace_
Industrial_Wood and Lumber Products_Existing_Space Heating_Natural Gas_Furnace_E7 | Industrial | Wood and Lumber Products | Existing | Space Heating | Natural Gas | Furnace | E7 |  | 0% | 0% | 0% | 0 | 0 | 0 | 0 | 0 | 0 | 0 | 0 | 0% | 0 | 0 | 0% | Normal | 0% | 0 | 0 | 0 | [18 empty] | Industrial_Wood and Lumber Products_Existing_Space Heating_Furnace_
Industrial_Wood and Lumber Products_Existing_Space Heating_Natural Gas_Furnace_E8 | Industrial | Wood and Lumber Products | Existing | Space Heating | Natural Gas | Furnace | E8 |  | 0% | 0% | 0% | 0 | 0 | 0 | 0 | 0 | 0 | 0 | 0 | 0% | 0 | 0 | 0% | Normal | 0% | 0 | 0 | 0 | [18 empty] | Industrial_Wood and Lumber Products_Existing_Space Heating_Furnace_
Industrial_Wood and Lumber Products_Existing_Space Heating_Natural Gas_Furnace_E9 | Industrial | Wood and Lumber Products | Existing | Space Heating | Natural Gas | Furnace | E9 |  | 0% | 0% | 0% | 0 | 0 | 0 | 0 | 0 | 0 | 0 | 0 | 0% | 0 | 0 | 0% | Normal | 0% | 0 | 0 | 0 | [18 empty] | Industrial_Wood and Lumber Products_Existing_Space Heating_Furnace_
Industrial_Wood and Lumber Products_Existing_Space Heating_Natural Gas_Furnace_E10 | Industrial | Wood and Lumber Products | Existing | Space Heating | Natural Gas | Furnace | E10 |  | 0% | 0% | 0% | 0 | 0 | 0 | 0 | 0 | 0 | 0 | 0 | 0% | 0 | 0 | 0% | Normal | 0% | 0 | 0 | 0 | [18 empty] | Industrial_Wood and Lumber Products_Existing_Space Heating_Furnace_
Industrial_Wood and Lumber Products_Existing_Space Heating_Natural Gas_Boiler_E1 | Industrial | Wood and Lumber Products | Existing | Space Heating | Natural Gas | Boiler | E1 | AFUE 80% (Standard) | 100% | 0% | 0% | 13.2722 | 7.3557 | 1.4392 | 0 | 20 | 30 | 2019 | 2040 | 100% | 0 | 0 | 0% | Normal | 0% | 38.8947 | 0 | 0 | 800 kBtu/hr | 100000 | 0 | 0.0010947 | 44.4118 | 11945.7187 | 6620.5188 | 1295.3189 | 2018 | 1.0149 |  | EIA 2018 Tech Forecast | EIA 2018 Tech Forecast | GBLR-Heating-EIA14-2014 Ref. Case-2 |  | 800 | kBtu/hr | 0.87577 | Industrial_Wood and Lumber Products_Existing_Space Heating_Boiler_AFUE 80% (Standard)
Industrial_Wood and Lumber Products_Existing_Space Heating_Natural Gas_Boiler_E2 | Industrial | Wood and Lumber Products | Existing | Space Heating | Natural Gas | Boiler | E2 | AFUE 85% | 94.12% | 0% | 0% | 18.1494 | 7.7954 | 1.4392 | 0 | 20 | 30 | 2019 | 2040 | 100% | 0 | 0 | 0% | Normal | 0% | 36.606 | 0 | 0 | 800 kBtu/hr | 100000 | 0 | 0.0010947 | 41.7984 | 16335.4105 | 7016.3107 | 1295.3189 | 2018 | 1.0149 |  | EIA 2018 Tech Forecast | EIA 2018 Tech Forecast | GBLR-Heating-EIA14-2014 Ref. Case-5 |  | 800 | kBtu/hr | 0.87577 | Industrial_Wood and Lumber Products_Existing_Space Heating_Boiler_AFUE 85%
Industrial_Wood and Lumber Products_Existing_Space Heating_Natural Gas_Boiler_E3 | Industrial | Wood and Lumber Products | Existing | Space Heating | Natural Gas | Boiler | E3 | AFUE 97% | 82.47% | 0% | 0% | 29.3768 | 7.2463 | 1.4392 | 0 | 20 | 30 | 2019 | 2040 | 100% | 0 | 0 | 0% | Normal | 0% | 32.0776 | 0 | 0 | 800 kBtu/hr | 100000 | 0 | 0.0010947 | 36.6277 | 26440.6423 | 6522.0251 | 1295.3189 | 2018 | 1.0149 |  | EIA 2018 Tech Forecast | EIA 2018 Tech Forecast | GBLR-Heating-EIA14-2014 Ref. Case-6 |  | 800 | kBtu/hr | 0.87577 | Industrial_Wood and Lumber Products_Existing_Space Heating_Boiler_AFUE 97%
Industrial_Wood and Lumber Products_Existing_Space Heating_Natural Gas_Boiler_E4 | Industrial | Wood and Lumber Products | Existing | Space Heating | Natural Gas | Boiler | E4 | Convert to NG Air Source Heat Pump | 57.14% | 0% | 0% | 142490.2963 | 0 | 2677.0904 | 0 | 10 | 20 | 2019 | 2040 | 100% | 0 | 0 | 0% | Normal | 0% | 22.2256 | 0 | 0 | 1 kBtu/hr | 100000 | 0 | 0.87577 | 25.3782 | 158316.7533 | 0 | 2974.436 | 2017 | 1.0277 |  | AEO 2021 - gas_eng-driven_RTHP-heat 2017 typical | AEO 2021 - gas_eng-driven_RTHP-heat 2017 typical | HP_GAS-Heating-AEO17-1 |  | 1 | kBtu/hr | 0.87577 | Industrial_Wood and Lumber Products_Existing_Space Heating_Boiler_Convert to NG Air Source Heat Pump
Industrial_Wood and Lumber Products_Existing_Space Heating_Natural Gas_Boiler_E5 | Industrial | Wood and Lumber Products | Existing | Space Heating | Natural Gas | Boiler | E5 |  | 0% | 0% | 0% | 0 | 0 | 0 | 0 | 0 | 0 | 0 | 0 | 0% | 0 | 0 | 0% | Normal | 0% | 0 | 0 | 0 | [18 empty] | Industrial_Wood and Lumber Products_Existing_Space Heating_Boiler_
Industrial_Wood and Lumber Products_Existing_Space Heating_Natural Gas_Boiler_E6 | Industrial | Wood and Lumber Products | Existing | Space Heating | Natural Gas | Boiler | E6 |  | 0% | 0% | 0% | 0 | 0 | 0 | 0 | 0 | 0 | 0 | 0 | 0% | 0 | 0 | 0% | Normal | 0% | 0 | 0 | 0 | [18 empty] | Industrial_Wood and Lumber Products_Existing_Space Heating_Boiler_
Industrial_Wood and Lumber Products_Existing_Space Heating_Natural Gas_Boiler_E7 | Industrial | Wood and Lumber Products | Existing | Space Heating | Natural Gas | Boiler | E7 |  | 0% | 0% | 0% | 0 | 0 | 0 | 0 | 0 | 0 | 0 | 0 | 0% | 0 | 0 | 0% | Normal | 0% | 0 | 0 | 0 | [18 empty] | Industrial_Wood and Lumber Products_Existing_Space Heating_Boiler_
Industrial_Wood and Lumber Products_Existing_Space Heating_Natural Gas_Boiler_E8 | Industrial | Wood and Lumber Products | Existing | Space Heating | Natural Gas | Boiler | E8 |  | 0% | 0% | 0% | 0 | 0 | 0 | 0 | 0 | 0 | 0 | 0 | 0% | 0 | 0 | 0% | Normal | 0% | 0 | 0 | 0 | [18 empty] | Industrial_Wood and Lumber Products_Existing_Space Heating_Boiler_
Industrial_Wood and Lumber Products_Existing_Space Heating_Natural Gas_Boiler_E9 | Industrial | Wood and Lumber Products | Existing | Space Heating | Natural Gas | Boiler | E9 |  | 0% | 0% | 0% | 0 | 0 | 0 | 0 | 0 | 0 | 0 | 0 | 0% | 0 | 0 | 0% | Normal | 0% | 0 | 0 | 0 | [18 empty] | Industrial_Wood and Lumber Products_Existing_Space Heating_Boiler_
Industrial_Wood and Lumber Products_Existing_Space Heating_Natural Gas_Boiler_E10 | Industrial | Wood and Lumber Products | Existing | Space Heating | Natural Gas | Boiler | E10 |  | 0% | 0% | 0% | 0 | 0 | 0 | 0 | 0 | 0 | 0 | 0 | 0% | 0 | 0 | 0% | Normal | 0% | 0 | 0 | 0 | [18 empty] | Industrial_Wood and Lumber Products_Existing_Space Heating_Boiler_
Industrial_Wood and Lumber Products_Existing_Space Heating_Natural Gas_Unit Heater_E1 | Industrial | Wood and Lumber Products | Existing | Space Heating | Natural Gas | Unit Heater | E1 | Standard | 100% | 0% | 0% | 392.9718 | 0 | 0 | 0 | 10 | 14 | 2019 | 2040 | 100% | 0 | 0 | 0% | Normal | 0% | 531.3535 | 0 | 0 | 125 kBtu/Hr | 100000 | 0 | 0.0018255 | 2328.572 | 1753.7127 | 0 | 0 | 2020 | 0.98199 |  | IL TRM - 4.4.12 - CI-HVC-IRHT-V02-210101 | CNGC Program Data | IL TRM - 4.4.12 - CI-HVC-IRHT-V02-210101 w/ CNGC Sizing |  | 125 | kBtu/Hr | 0.22819 | Industrial_Wood and Lumber Products_Existing_Space Heating_Unit Heater_Standard
Industrial_Wood and Lumber Products_Existing_Space Heating_Natural Gas_Unit Heater_E2 | Industrial | Wood and Lumber Products | Existing | Space Heating | Natural Gas | Unit Heater | E2 | Condensing | 95.24% | 0% | 0% | 861.8459 | 0 | 0 | 0 | 10 | 14 | 2019 | 2040 | 100% | 0 | 0 | 0% | Normal | 0% | 506.0626 | 0 | 0 | 125 kBtu/Hr | 100000 | 0 | 0.0018255 | 2217.7386 | 3846.1538 | 0 | 0 | 2020 | 0.98199 |  | IL TRM - 4.4.5 - CI-HVC-CUHT-V01-190101 | CNGC Program Data | IL TRM - 4.4.5 - CI-HVC-CUHT-V01-190101 w/ CNGC Sizing |  | 125 | kBtu/Hr | 0.22819 | Industrial_Wood and Lumber Products_Existing_Space Heating_Unit Heater_Condensing
Industrial_Wood and Lumber Products_Existing_Space Heating_Natural Gas_Unit Heater_E3 | Industrial | Wood and Lumber Products | Existing | Space Heating | Natural Gas | Unit Heater | E3 | Infrared Radiant | 85% | 0% | 0% | 548.2562 | 0 | 0 | 0 | 11 | 19 | 2019 | 2040 | 100% | 0 | 0 | 0% | Normal | 0% | 451.6505 | 0 | 0 | 125 kBtu/Hr | 100000 | 0 | 0.0018255 | 1979.2862 | 2446.6992 | 0 | 0 | 2020 | 0.98199 |  | IL TRM - 4.4.12 - CI-HVC-IRHT-V02-210101 | CNGC Program Data | IL TRM - 4.4.12 - CI-HVC-IRHT-V02-210101 w/ CNGC Sizing |  | 125 | kBtu/Hr | 0.22819 | Industrial_Wood and Lumber Products_Existing_Space Heating_Unit Heater_Infrared Radiant
Industrial_Wood and Lumber Products_Existing_Space Heating_Natural Gas_Unit Heater_E4 | Industrial | Wood and Lumber Products | Existing | Space Heating | Natural Gas | Unit Heater | E4 |  | 0% | 0% | 0% | 0 | 0 | 0 | 0 | 0 | 0 | 0 | 0 | 0% | 0 | 0 | 0% | Normal | 0% | 0 | 0 | 0 | [18 empty] | Industrial_Wood and Lumber Products_Existing_Space Heating_Unit Heater_
Industrial_Wood and Lumber Products_Existing_Space Heating_Natural Gas_Unit Heater_E5 | Industrial | Wood and Lumber Products | Existing | Space Heating | Natural Gas | Unit Heater | E5 |  | 0% | 0% | 0% | 0 | 0 | 0 | 0 | 0 | 0 | 0 | 0 | 0% | 0 | 0 | 0% | Normal | 0% | 0 | 0 | 0 | [18 empty] | Industrial_Wood and Lumber Products_Existing_Space Heating_Unit Heater_
Industrial_Wood and Lumber Products_Existing_Space Heating_Natural Gas_Unit Heater_E6 | Industrial | Wood and Lumber Products | Existing | Space Heating | Natural Gas | Unit Heater | E6 |  | 0% | 0% | 0% | 0 | 0 | 0 | 0 | 0 | 0 | 0 | 0 | 0% | 0 | 0 | 0% | Normal | 0% | 0 | 0 | 0 | [18 empty] | Industrial_Wood and Lumber Products_Existing_Space Heating_Unit Heater_
Industrial_Wood and Lumber Products_Existing_Space Heating_Natural Gas_Unit Heater_E7 | Industrial | Wood and Lumber Products | Existing | Space Heating | Natural Gas | Unit Heater | E7 |  | 0% | 0% | 0% | 0 | 0 | 0 | 0 | 0 | 0 | 0 | 0 | 0% | 0 | 0 | 0% | Normal | 0% | 0 | 0 | 0 | [18 empty] | Industrial_Wood and Lumber Products_Existing_Space Heating_Unit Heater_
Industrial_Wood and Lumber Products_Existing_Space Heating_Natural Gas_Unit Heater_E8 | Industrial | Wood and Lumber Products | Existing | Space Heating | Natural Gas | Unit Heater | E8 |  | 0% | 0% | 0% | 0 | 0 | 0 | 0 | 0 | 0 | 0 | 0 | 0% | 0 | 0 | 0% | Normal | 0% | 0 | 0 | 0 | [18 empty] | Industrial_Wood and Lumber Products_Existing_Space Heating_Unit Heater_
Industrial_Wood and Lumber Products_Existing_Space Heating_Natural Gas_Unit Heater_E9 | Industrial | Wood and Lumber Products | Existing | Space Heating | Natural Gas | Unit Heater | E9 |  | 0% | 0% | 0% | 0 | 0 | 0 | 0 | 0 | 0 | 0 | 0 | 0% | 0 | 0 | 0% | Normal | 0% | 0 | 0 | 0 | [18 empty] | Industrial_Wood and Lumber Products_Existing_Space Heating_Unit Heater_
Industrial_Wood and Lumber Products_Existing_Space Heating_Natural Gas_Unit Heater_E10 | Industrial | Wood and Lumber Products | Existing | Space Heating | Natural Gas | Unit Heater | E10 |  | 0% | 0% | 0% | 0 | 0 | 0 | 0 | 0 | 0 | 0 | 0 | 0% | 0 | 0 | 0% | Normal | 0% | 0 | 0 | 0 | [18 empty] | Industrial_Wood and Lumber Products_Existing_Space Heating_Unit Heater_
Industrial_Wood and Lumber Products_Existing_Process_Natural Gas_Process Boiler_E1 | Industrial | Wood and Lumber Products | Existing | Process | Natural Gas | Process Boiler | E1 | EF .80 | 100% | 0% | 0% | 96.0161 | 24.4378 | 10.4114 | 0 | 20 | 30 | 2019 | 2040 | 100% | 0 | 0 | 0% | Normal | 0% | 287.5627 | 0 | 0 | 1 unit | 100000 | 0 | 0.0056991 | 50457.6 | 16600 | 4225 | 1800 | 2018 | 1.0149 |  | EIA 2018 Tech Forecast | EIA 2018 Tech Forecast | IL TRM - 4.4.10 - CI-HVC-BOIL-V08-210101 |  | 1 | unit | 0.0056991 | Industrial_Wood and Lumber Products_Existing_Process_Process Boiler_EF .80
Industrial_Wood and Lumber Products_Existing_Process_Natural Gas_Process Boiler_E2 | Industrial | Wood and Lumber Products | Existing | Process | Natural Gas | Process Boiler | E2 |  | 0% | 0% | 0% | 0 | 0 | 0 | 0 | 0 | 0 | 0 | 0 | 0% | 0 | 0 | 0% | Normal | 0% | 0 | 0 | 0 | [18 empty] | Industrial_Wood and Lumber Products_Existing_Process_Process Boiler_
Industrial_Wood and Lumber Products_Existing_Process_Natural Gas_Process Boiler_E3 | Industrial | Wood and Lumber Products | Existing | Process | Natural Gas | Process Boiler | E3 |  | 0% | 0% | 0% | 0 | 0 | 0 | 0 | 0 | 0 | 0 | 0 | 0% | 0 | 0 | 0% | Normal | 0% | 0 | 0 | 0 | [18 empty] | Industrial_Wood and Lumber Products_Existing_Process_Process Boiler_
Industrial_Wood and Lumber Products_Existing_Process_Natural Gas_Process Boiler_E4 | Industrial | Wood and Lumber Products | Existing | Process | Natural Gas | Process Boiler | E4 |  | 0% | 0% | 0% | 0 | 0 | 0 | 0 | 0 | 0 | 0 | 0 | 0% | 0 | 0 | 0% | Normal | 0% | 0 | 0 | 0 | [18 empty] | Industrial_Wood and Lumber Products_Existing_Process_Process Boiler_
Industrial_Wood and Lumber Products_Existing_Process_Natural Gas_Process Boiler_E5 | Industrial | Wood and Lumber Products | Existing | Process | Natural Gas | Process Boiler | E5 |  | 0% | 0% | 0% | 0 | 0 | 0 | 0 | 0 | 0 | 0 | 0 | 0% | 0 | 0 | 0% | Normal | 0% | 0 | 0 | 0 | [18 empty] | Industrial_Wood and Lumber Products_Existing_Process_Process Boiler_
Industrial_Wood and Lumber Products_Existing_Process_Natural Gas_Process Boiler_E6 | Industrial | Wood and Lumber Products | Existing | Process | Natural Gas | Process Boiler | E6 |  | 0% | 0% | 0% | 0 | 0 | 0 | 0 | 0 | 0 | 0 | 0 | 0% | 0 | 0 | 0% | Normal | 0% | 0 | 0 | 0 | [18 empty] | Industrial_Wood and Lumber Products_Existing_Process_Process Boiler_
Industrial_Wood and Lumber Products_Existing_Process_Natural Gas_Process Boiler_E7 | Industrial | Wood and Lumber Products | Existing | Process | Natural Gas | Process Boiler | E7 |  | 0% | 0% | 0% | 0 | 0 | 0 | 0 | 0 | 0 | 0 | 0 | 0% | 0 | 0 | 0% | Normal | 0% | 0 | 0 | 0 | [18 empty] | Industrial_Wood and Lumber Products_Existing_Process_Process Boiler_
Industrial_Wood and Lumber Products_Existing_Process_Natural Gas_Process Boiler_E8 | Industrial | Wood and Lumber Products | Existing | Process | Natural Gas | Process Boiler | E8 |  | 0% | 0% | 0% | 0 | 0 | 0 | 0 | 0 | 0 | 0 | 0 | 0% | 0 | 0 | 0% | Normal | 0% | 0 | 0 | 0 | [18 empty] | Industrial_Wood and Lumber Products_Existing_Process_Process Boiler_
Industrial_Wood and Lumber Products_Existing_Process_Natural Gas_Process Boiler_E9 | Industrial | Wood and Lumber Products | Existing | Process | Natural Gas | Process Boiler | E9 |  | 0% | 0% | 0% | 0 | 0 | 0 | 0 | 0 | 0 | 0 | 0 | 0% | 0 | 0 | 0% | Normal | 0% | 0 | 0 | 0 | [18 empty] | Industrial_Wood and Lumber Products_Existing_Process_Process Boiler_
Industrial_Wood and Lumber Products_Existing_Process_Natural Gas_Process Boiler_E10 | Industrial | Wood and Lumber Products | Existing | Process | Natural Gas | Process Boiler | E10 |  | 0% | 0% | 0% | 0 | 0 | 0 | 0 | 0 | 0 | 0 | 0 | 0% | 0 | 0 | 0% | Normal | 0% | 0 | 0 | 0 | [18 empty] | Industrial_Wood and Lumber Products_Existing_Process_Process Boiler_
Industrial_Wood and Lumber Products_Existing_Process_Natural Gas_Process Heating_E1 | Industrial | Wood and Lumber Products | Existing | Process | Natural Gas | Process Heating | E1 | Standard | 100% | 0% | 0% | 548.5054 | 0 | 0 | 0 | 2 | 8 | 2019 | 2040 | 100% | 0 | 0 | 0% | Normal | 0% | 528.1079 | 0 | 0 | 1 unit | 100000 | 0 | 528.1079 | 1 | 1 | 0 | 0 | 2016 | 1.0386 |  | N/A | N/A | N/A |  | 1 | unit | 528.1079 | Industrial_Wood and Lumber Products_Existing_Process_Process Heating_Standard
Industrial_Wood and Lumber Products_Existing_Process_Natural Gas_Process Heating_E2 | Industrial | Wood and Lumber Products | Existing | Process | Natural Gas | Process Heating | E2 |  | 0% | 0% | 0% | 0 | 0 | 0 | 0 | 0 | 0 | 0 | 0 | 0% | 0 | 0 | 0% | Normal | 0% | 0 | 0 | 0 | [18 empty] | Industrial_Wood and Lumber Products_Existing_Process_Process Heating_
Industrial_Wood and Lumber Products_Existing_Process_Natural Gas_Process Heating_E3 | Industrial | Wood and Lumber Products | Existing | Process | Natural Gas | Process Heating | E3 |  | 0% | 0% | 0% | 0 | 0 | 0 | 0 | 0 | 0 | 0 | 0 | 0% | 0 | 0 | 0% | Normal | 0% | 0 | 0 | 0 | [18 empty] | Industrial_Wood and Lumber Products_Existing_Process_Process Heating_
Industrial_Wood and Lumber Products_Existing_Process_Natural Gas_Process Heating_E4 | Industrial | Wood and Lumber Products | Existing | Process | Natural Gas | Process Heating | E4 |  | 0% | 0% | 0% | 0 | 0 | 0 | 0 | 0 | 0 | 0 | 0 | 0% | 0 | 0 | 0% | Normal | 0% | 0 | 0 | 0 | [18 empty] | Industrial_Wood and Lumber Products_Existing_Process_Process Heating_
Industrial_Wood and Lumber Products_Existing_Process_Natural Gas_Process Heating_E5 | Industrial | Wood and Lumber Products | Existing | Process | Natural Gas | Process Heating | E5 |  | 0% | 0% | 0% | 0 | 0 | 0 | 0 | 0 | 0 | 0 | 0 | 0% | 0 | 0 | 0% | Normal | 0% | 0 | 0 | 0 | [18 empty] | Industrial_Wood and Lumber Products_Existing_Process_Process Heating_
Industrial_Wood and Lumber Products_Existing_Process_Natural Gas_Process Heating_E6 | Industrial | Wood and Lumber Products | Existing | Process | Natural Gas | Process Heating | E6 |  | 0% | 0% | 0% | 0 | 0 | 0 | 0 | 0 | 0 | 0 | 0 | 0% | 0 | 0 | 0% | Normal | 0% | 0 | 0 | 0 | [18 empty] | Industrial_Wood and Lumber Products_Existing_Process_Process Heating_
Industrial_Wood and Lumber Products_Existing_Process_Natural Gas_Process Heating_E7 | Industrial | Wood and Lumber Products | Existing | Process | Natural Gas | Process Heating | E7 |  | 0% | 0% | 0% | 0 | 0 | 0 | 0 | 0 | 0 | 0 | 0 | 0% | 0 | 0 | 0% | Normal | 0% | 0 | 0 | 0 | [18 empty] | Industrial_Wood and Lumber Products_Existing_Process_Process Heating_
Industrial_Wood and Lumber Products_Existing_Process_Natural Gas_Process Heating_E8 | Industrial | Wood and Lumber Products | Existing | Process | Natural Gas | Process Heating | E8 |  | 0% | 0% | 0% | 0 | 0 | 0 | 0 | 0 | 0 | 0 | 0 | 0% | 0 | 0 | 0% | Normal | 0% | 0 | 0 | 0 | [18 empty] | Industrial_Wood and Lumber Products_Existing_Process_Process Heating_
Industrial_Wood and Lumber Products_Existing_Process_Natural Gas_Process Heating_E9 | Industrial | Wood and Lumber Products | Existing | Process | Natural Gas | Process Heating | E9 |  | 0% | 0% | 0% | 0 | 0 | 0 | 0 | 0 | 0 | 0 | 0 | 0% | 0 | 0 | 0% | Normal | 0% | 0 | 0 | 0 | [18 empty] | Industrial_Wood and Lumber Products_Existing_Process_Process Heating_
Industrial_Wood and Lumber Products_Existing_Process_Natural Gas_Process Heating_E10 | Industrial | Wood and Lumber Products | Existing | Process | Natural Gas | Process Heating | E10 |  | 0% | 0% | 0% | 0 | 0 | 0 | 0 | 0 | 0 | 0 | 0 | 0% | 0 | 0 | 0% | Normal | 0% | 0 | 0 | 0 | [18 empty] | Industrial_Wood and Lumber Products_Existing_Process_Process Heating_
Industrial_Wood and Lumber Products_Existing_Process_Natural Gas_Process Cooling_E1 | Industrial | Wood and Lumber Products | Existing | Process | Natural Gas | Process Cooling | E1 | Standard | 100% | 0% | 0% | 0.95866 | 0 | 0 | 0 | 2 | 8 | 2019 | 2040 | 100% | 0 | 0 | 0% | Normal | 0% | 0.92301 | 0 | 0 | 1 unit | 100000 | 0 | 0.92301 | 1 | 1 | 0 | 0 | 2016 | 1.0386 |  | N/A | N/A | N/A |  | 1 | unit | 0.92301 | Industrial_Wood and Lumber Products_Existing_Process_Process Cooling_Standard
Industrial_Wood and Lumber Products_Existing_Process_Natural Gas_Process Cooling_E2 | Industrial | Wood and Lumber Products | Existing | Process | Natural Gas | Process Cooling | E2 |  | 0% | 0% | 0% | 0 | 0 | 0 | 0 | 0 | 0 | 0 | 0 | 0% | 0 | 0 | 0% | Normal | 0% | 0 | 0 | 0 | [18 empty] | Industrial_Wood and Lumber Products_Existing_Process_Process Cooling_
Industrial_Wood and Lumber Products_Existing_Process_Natural Gas_Process Cooling_E3 | Industrial | Wood and Lumber Products | Existing | Process | Natural Gas | Process Cooling | E3 |  | 0% | 0% | 0% | 0 | 0 | 0 | 0 | 0 | 0 | 0 | 0 | 0% | 0 | 0 | 0% | Normal | 0% | 0 | 0 | 0 | [18 empty] | Industrial_Wood and Lumber Products_Existing_Process_Process Cooling_
Industrial_Wood and Lumber Products_Existing_Process_Natural Gas_Process Cooling_E4 | Industrial | Wood and Lumber Products | Existing | Process | Natural Gas | Process Cooling | E4 |  | 0% | 0% | 0% | 0 | 0 | 0 | 0 | 0 | 0 | 0 | 0 | 0% | 0 | 0 | 0% | Normal | 0% | 0 | 0 | 0 | [18 empty] | Industrial_Wood and Lumber Products_Existing_Process_Process Cooling_
Industrial_Wood and Lumber Products_Existing_Process_Natural Gas_Process Cooling_E5 | Industrial | Wood and Lumber Products | Existing | Process | Natural Gas | Process Cooling | E5 |  | 0% | 0% | 0% | 0 | 0 | 0 | 0 | 0 | 0 | 0 | 0 | 0% | 0 | 0 | 0% | Normal | 0% | 0 | 0 | 0 | [18 empty] | Industrial_Wood and Lumber Products_Existing_Process_Process Cooling_
Industrial_Wood and Lumber Products_Existing_Process_Natural Gas_Process Cooling_E6 | Industrial | Wood and Lumber Products | Existing | Process | Natural Gas | Process Cooling | E6 |  | 0% | 0% | 0% | 0 | 0 | 0 | 0 | 0 | 0 | 0 | 0 | 0% | 0 | 0 | 0% | Normal | 0% | 0 | 0 | 0 | [18 empty] | Industrial_Wood and Lumber Products_Existing_Process_Process Cooling_
Industrial_Wood and Lumber Products_Existing_Process_Natural Gas_Process Cooling_E7 | Industrial | Wood and Lumber Products | Existing | Process | Natural Gas | Process Cooling | E7 |  | 0% | 0% | 0% | 0 | 0 | 0 | 0 | 0 | 0 | 0 | 0 | 0% | 0 | 0 | 0% | Normal | 0% | 0 | 0 | 0 | [18 empty] | Industrial_Wood and Lumber Products_Existing_Process_Process Cooling_
Industrial_Wood and Lumber Products_Existing_Process_Natural Gas_Process Cooling_E8 | Industrial | Wood and Lumber Products | Existing | Process | Natural Gas | Process Cooling | E8 |  | 0% | 0% | 0% | 0 | 0 | 0 | 0 | 0 | 0 | 0 | 0 | 0% | 0 | 0 | 0% | Normal | 0% | 0 | 0 | 0 | [18 empty] | Industrial_Wood and Lumber Products_Existing_Process_Process Cooling_
Industrial_Wood and Lumber Products_Existing_Process_Natural Gas_Process Cooling_E9 | Industrial | Wood and Lumber Products | Existing | Process | Natural Gas | Process Cooling | E9 |  | 0% | 0% | 0% | 0 | 0 | 0 | 0 | 0 | 0 | 0 | 0 | 0% | 0 | 0 | 0% | Normal | 0% | 0 | 0 | 0 | [18 empty] | Industrial_Wood and Lumber Products_Existing_Process_Process Cooling_
Industrial_Wood and Lumber Products_Existing_Process_Natural Gas_Process Cooling_E10 | Industrial | Wood and Lumber Products | Existing | Process | Natural Gas | Process Cooling | E10 |  | 0% | 0% | 0% | 0 | 0 | 0 | 0 | 0 | 0 | 0 | 0 | 0% | 0 | 0 | 0% | Normal | 0% | 0 | 0 | 0 | [18 empty] | Industrial_Wood and Lumber Products_Existing_Process_Process Cooling_
Industrial_Wood and Lumber Products_Existing_Process_Natural Gas_Other Process_E1 | Industrial | Wood and Lumber Products | Existing | Process | Natural Gas | Other Process | E1 | Standard | 100% | 0% | 0% | 16.1393 | 0 | 0 | 0 | 2 | 8 | 2019 | 2040 | 100% | 0 | 0 | 0% | Normal | 0% | 15.5392 | 0 | 0 | 1 unit | 100000 | 0 | 15.5392 | 1 | 1 | 0 | 0 | 2016 | 1.0386 |  | N/A | N/A | N/A |  | 1 | unit | 15.5392 | Industrial_Wood and Lumber Products_Existing_Process_Other Process_Standard
Industrial_Wood and Lumber Products_Existing_Process_Natural Gas_Other Process_E2 | Industrial | Wood and Lumber Products | Existing | Process | Natural Gas | Other Process | E2 |  | 0% | 0% | 0% | 0 | 0 | 0 | 0 | 0 | 0 | 0 | 0 | 0% | 0 | 0 | 0% | Normal | 0% | 0 | 0 | 0 | [18 empty] | Industrial_Wood and Lumber Products_Existing_Process_Other Process_
Industrial_Wood and Lumber Products_Existing_Process_Natural Gas_Other Process_E3 | Industrial | Wood and Lumber Products | Existing | Process | Natural Gas | Other Process | E3 |  | 0% | 0% | 0% | 0 | 0 | 0 | 0 | 0 | 0 | 0 | 0 | 0% | 0 | 0 | 0% | Normal | 0% | 0 | 0 | 0 | [18 empty] | Industrial_Wood and Lumber Products_Existing_Process_Other Process_
Industrial_Wood and Lumber Products_Existing_Process_Natural Gas_Other Process_E4 | Industrial | Wood and Lumber Products | Existing | Process | Natural Gas | Other Process | E4 |  | 0% | 0% | 0% | 0 | 0 | 0 | 0 | 0 | 0 | 0 | 0 | 0% | 0 | 0 | 0% | Normal | 0% | 0 | 0 | 0 | [18 empty] | Industrial_Wood and Lumber Products_Existing_Process_Other Process_
Industrial_Wood and Lumber Products_Existing_Process_Natural Gas_Other Process_E5 | Industrial | Wood and Lumber Products | Existing | Process | Natural Gas | Other Process | E5 |  | 0% | 0% | 0% | 0 | 0 | 0 | 0 | 0 | 0 | 0 | 0 | 0% | 0 | 0 | 0% | Normal | 0% | 0 | 0 | 0 | [18 empty] | Industrial_Wood and Lumber Products_Existing_Process_Other Process_
Industrial_Wood and Lumber Products_Existing_Process_Natural Gas_Other Process_E6 | Industrial | Wood and Lumber Products | Existing | Process | Natural Gas | Other Process | E6 |  | 0% | 0% | 0% | 0 | 0 | 0 | 0 | 0 | 0 | 0 | 0 | 0% | 0 | 0 | 0% | Normal | 0% | 0 | 0 | 0 | [18 empty] | Industrial_Wood and Lumber Products_Existing_Process_Other Process_
Industrial_Wood and Lumber Products_Existing_Process_Natural Gas_Other Process_E7 | Industrial | Wood and Lumber Products | Existing | Process | Natural Gas | Other Process | E7 |  | 0% | 0% | 0% | 0 | 0 | 0 | 0 | 0 | 0 | 0 | 0 | 0% | 0 | 0 | 0% | Normal | 0% | 0 | 0 | 0 | [18 empty] | Industrial_Wood and Lumber Products_Existing_Process_Other Process_
Industrial_Wood and Lumber Products_Existing_Process_Natural Gas_Other Process_E8 | Industrial | Wood and Lumber Products | Existing | Process | Natural Gas | Other Process | E8 |  | 0% | 0% | 0% | 0 | 0 | 0 | 0 | 0 | 0 | 0 | 0 | 0% | 0 | 0 | 0% | Normal | 0% | 0 | 0 | 0 | [18 empty] | Industrial_Wood and Lumber Products_Existing_Process_Other Process_
Industrial_Wood and Lumber Products_Existing_Process_Natural Gas_Other Process_E9 | Industrial | Wood and Lumber Products | Existing | Process | Natural Gas | Other Process | E9 |  | 0% | 0% | 0% | 0 | 0 | 0 | 0 | 0 | 0 | 0 | 0 | 0% | 0 | 0 | 0% | Normal | 0% | 0 | 0 | 0 | [18 empty] | Industrial_Wood and Lumber Products_Existing_Process_Other Process_
Industrial_Wood and Lumber Products_Existing_Process_Natural Gas_Other Process_E10 | Industrial | Wood and Lumber Products | Existing | Process | Natural Gas | Other Process | E10 |  | 0% | 0% | 0% | 0 | 0 | 0 | 0 | 0 | 0 | 0 | 0 | 0% | 0 | 0 | 0% | Normal | 0% | 0 | 0 | 0 | [18 empty] | Industrial_Wood and Lumber Products_Existing_Process_Other Process_
Industrial_Wood and Lumber Products_Existing_Miscellaneous_Natural Gas_Miscellaneous_E1 | Industrial | Wood and Lumber Products | Existing | Miscellaneous | Natural Gas | Miscellaneous | E1 | Standard | 100% | 0% | 0% | 82.1344 | 0 | 0 | 0 | 2 | 8 | 2019 | 2040 | 100% | 0 | 0 | 0% | Normal | 0% | 79.0801 | 0 | 0 | 1 unit | 100000 | 0 | 79.0801 | 1 | 1 | 0 | 0 | 2016 | 1.0386 |  | N/A | N/A | N/A |  | 1 | unit | 79.0801 | Industrial_Wood and Lumber Products_Existing_Miscellaneous_Miscellaneous_Standard
Industrial_Wood and Lumber Products_Existing_Miscellaneous_Natural Gas_Miscellaneous_E2 | Industrial | Wood and Lumber Products | Existing | Miscellaneous | Natural Gas | Miscellaneous | E2 |  | 0% | 0% | 0% | 0 | 0 | 0 | 0 | 0 | 0 | 0 | 0 | 0% | 0 | 0 | 0% | Normal | 0% | 0 | 0 | 0 | [18 empty] | Industrial_Wood and Lumber Products_Existing_Miscellaneous_Miscellaneous_
Industrial_Wood and Lumber Products_Existing_Miscellaneous_Natural Gas_Miscellaneous_E3 | Industrial | Wood and Lumber Products | Existing | Miscellaneous | Natural Gas | Miscellaneous | E3 |  | 0% | 0% | 0% | 0 | 0 | 0 | 0 | 0 | 0 | 0 | 0 | 0% | 0 | 0 | 0% | Normal | 0% | 0 | 0 | 0 | [18 empty] | Industrial_Wood and Lumber Products_Existing_Miscellaneous_Miscellaneous_
Industrial_Wood and Lumber Products_Existing_Miscellaneous_Natural Gas_Miscellaneous_E4 | Industrial | Wood and Lumber Products | Existing | Miscellaneous | Natural Gas | Miscellaneous | E4 |  | 0% | 0% | 0% | 0 | 0 | 0 | 0 | 0 | 0 | 0 | 0 | 0% | 0 | 0 | 0% | Normal | 0% | 0 | 0 | 0 | [18 empty] | Industrial_Wood and Lumber Products_Existing_Miscellaneous_Miscellaneous_
Industrial_Wood and Lumber Products_Existing_Miscellaneous_Natural Gas_Miscellaneous_E5 | Industrial | Wood and Lumber Products | Existing | Miscellaneous | Natural Gas | Miscellaneous | E5 |  | 0% | 0% | 0% | 0 | 0 | 0 | 0 | 0 | 0 | 0 | 0 | 0% | 0 | 0 | 0% | Normal | 0% | 0 | 0 | 0 | [18 empty] | Industrial_Wood and Lumber Products_Existing_Miscellaneous_Miscellaneous_
Industrial_Wood and Lumber Products_Existing_Miscellaneous_Natural Gas_Miscellaneous_E6 | Industrial | Wood and Lumber Products | Existing | Miscellaneous | Natural Gas | Miscellaneous | E6 |  | 0% | 0% | 0% | 0 | 0 | 0 | 0 | 0 | 0 | 0 | 0 | 0% | 0 | 0 | 0% | Normal | 0% | 0 | 0 | 0 | [18 empty] | Industrial_Wood and Lumber Products_Existing_Miscellaneous_Miscellaneous_
Industrial_Wood and Lumber Products_Existing_Miscellaneous_Natural Gas_Miscellaneous_E7 | Industrial | Wood and Lumber Products | Existing | Miscellaneous | Natural Gas | Miscellaneous | E7 |  | 0% | 0% | 0% | 0 | 0 | 0 | 0 | 0 | 0 | 0 | 0 | 0% | 0 | 0 | 0% | Normal | 0% | 0 | 0 | 0 | [18 empty] | Industrial_Wood and Lumber Products_Existing_Miscellaneous_Miscellaneous_
Industrial_Wood and Lumber Products_Existing_Miscellaneous_Natural Gas_Miscellaneous_E8 | Industrial | Wood and Lumber Products | Existing | Miscellaneous | Natural Gas | Miscellaneous | E8 |  | 0% | 0% | 0% | 0 | 0 | 0 | 0 | 0 | 0 | 0 | 0 | 0% | 0 | 0 | 0% | Normal | 0% | 0 | 0 | 0 | [18 empty] | Industrial_Wood and Lumber Products_Existing_Miscellaneous_Miscellaneous_
Industrial_Wood and Lumber Products_Existing_Miscellaneous_Natural Gas_Miscellaneous_E9 | Industrial | Wood and Lumber Products | Existing | Miscellaneous | Natural Gas | Miscellaneous | E9 |  | 0% | 0% | 0% | 0 | 0 | 0 | 0 | 0 | 0 | 0 | 0 | 0% | 0 | 0 | 0% | Normal | 0% | 0 | 0 | 0 | [18 empty] | Industrial_Wood and Lumber Products_Existing_Miscellaneous_Miscellaneous_
Industrial_Wood and Lumber Products_Existing_Miscellaneous_Natural Gas_Miscellaneous_E10 | Industrial | Wood and Lumber Products | Existing | Miscellaneous | Natural Gas | Miscellaneous | E10 |  | 0% | 0% | 0% | 0 | 0 | 0 | 0 | 0 | 0 | 0 | 0 | 0% | 0 | 0 | 0% | Normal | 0% | 0 | 0 | 0 | [18 empty] | Industrial_Wood and Lumber Products_Existing_Miscellaneous_Miscellaneous_
Industrial_Wood and Lumber Products_New_Space Heating_Natural Gas_Furnace_E1 | Industrial | Wood and Lumber Products | New | Space Heating | Natural Gas | Furnace | E1 | AFUE 80% (Standard) | 100% | 0% | 0% | 9.9536 | 10.4275 | 1.6115 | 0 | 17 | 29 | 2019 | 2040 | 100% | 0 | 0 | 0% | Normal | 0% | 80.8799 | 0 | 0 | 400 kBtu/hr | 100000 | 0 | 0.0093403 | 21.6482 | 1050 | 1100 | 170 | 2018 | 1.0149 |  | EIA 2018 Tech Forecast | EIA 2018 Tech Forecast | AEG BEST |  | 400 | kBtu/hr | 3.7361 | Industrial_Wood and Lumber Products_New_Space Heating_Furnace_AFUE 80% (Standard)
Industrial_Wood and Lumber Products_New_Space Heating_Natural Gas_Furnace_E2 | Industrial | Wood and Lumber Products | New | Space Heating | Natural Gas | Furnace | E2 | AFUE 90% | 88.89% | 0% | 0% | 16.5893 | 12.3235 | 1.6589 | 0 | 17 | 29 | 2019 | 2040 | 100% | 0 | 0 | 0% | Normal | 0% | 71.8914 | 0 | 0 | 400 kBtu/hr | 100000 | 0 | 0.0093403 | 19.2423 | 1750 | 1300 | 175 | 2018 | 1.0149 |  | EIA 2018 Tech Forecast | EIA 2018 Tech Forecast | AEG BEST |  | 400 | kBtu/hr | 3.7361 | Industrial_Wood and Lumber Products_New_Space Heating_Furnace_AFUE 90%
Industrial_Wood and Lumber Products_New_Space Heating_Natural Gas_Furnace_E3 | Industrial | Wood and Lumber Products | New | Space Heating | Natural Gas | Furnace | E3 | AFUE 96% | 83.33% | 0% | 0% | 23.225 | 14.2194 | 1.7063 | 0 | 17 | 29 | 2019 | 2040 | 100% | 0 | 0 | 0% | Normal | 0% | 67.3972 | 0 | 0 | 400 kBtu/hr | 100000 | 0 | 0.0093403 | 18.0394 | 2450 | 1500 | 180 | 2018 | 1.0149 |  | EIA 2018 Tech Forecast | EIA 2018 Tech Forecast | AEG BEST |  | 400 | kBtu/hr | 3.7361 | Industrial_Wood and Lumber Products_New_Space Heating_Furnace_AFUE 96%
Industrial_Wood and Lumber Products_New_Space Heating_Natural Gas_Furnace_E4 | Industrial | Wood and Lumber Products | New | Space Heating | Natural Gas | Furnace | E4 |  | 0% | 0% | 0% | 0 | 0 | 0 | 0 | 0 | 0 | 0 | 0 | 0% | 0 | 0 | 0% | Normal | 0% | 0 | 0 | 0 | [18 empty] | Industrial_Wood and Lumber Products_New_Space Heating_Furnace_
Industrial_Wood and Lumber Products_New_Space Heating_Natural Gas_Furnace_E5 | Industrial | Wood and Lumber Products | New | Space Heating | Natural Gas | Furnace | E5 |  | 0% | 0% | 0% | 0 | 0 | 0 | 0 | 0 | 0 | 0 | 0 | 0% | 0 | 0 | 0% | Normal | 0% | 0 | 0 | 0 | [18 empty] | Industrial_Wood and Lumber Products_New_Space Heating_Furnace_
Industrial_Wood and Lumber Products_New_Space Heating_Natural Gas_Furnace_E6 | Industrial | Wood and Lumber Products | New | Space Heating | Natural Gas | Furnace | E6 |  | 0% | 0% | 0% | 0 | 0 | 0 | 0 | 0 | 0 | 0 | 0 | 0% | 0 | 0 | 0% | Normal | 0% | 0 | 0 | 0 | [18 empty] | Industrial_Wood and Lumber Products_New_Space Heating_Furnace_
Industrial_Wood and Lumber Products_New_Space Heating_Natural Gas_Furnace_E7 | Industrial | Wood and Lumber Products | New | Space Heating | Natural Gas | Furnace | E7 |  | 0% | 0% | 0% | 0 | 0 | 0 | 0 | 0 | 0 | 0 | 0 | 0% | 0 | 0 | 0% | Normal | 0% | 0 | 0 | 0 | [18 empty] | Industrial_Wood and Lumber Products_New_Space Heating_Furnace_
Industrial_Wood and Lumber Products_New_Space Heating_Natural Gas_Furnace_E8 | Industrial | Wood and Lumber Products | New | Space Heating | Natural Gas | Furnace | E8 |  | 0% | 0% | 0% | 0 | 0 | 0 | 0 | 0 | 0 | 0 | 0 | 0% | 0 | 0 | 0% | Normal | 0% | 0 | 0 | 0 | [18 empty] | Industrial_Wood and Lumber Products_New_Space Heating_Furnace_
Industrial_Wood and Lumber Products_New_Space Heating_Natural Gas_Furnace_E9 | Industrial | Wood and Lumber Products | New | Space Heating | Natural Gas | Furnace | E9 |  | 0% | 0% | 0% | 0 | 0 | 0 | 0 | 0 | 0 | 0 | 0 | 0% | 0 | 0 | 0% | Normal | 0% | 0 | 0 | 0 | [18 empty] | Industrial_Wood and Lumber Products_New_Space Heating_Furnace_
Industrial_Wood and Lumber Products_New_Space Heating_Natural Gas_Furnace_E10 | Industrial | Wood and Lumber Products | New | Space Heating | Natural Gas | Furnace | E10 |  | 0% | 0% | 0% | 0 | 0 | 0 | 0 | 0 | 0 | 0 | 0 | 0% | 0 | 0 | 0% | Normal | 0% | 0 | 0 | 0 | [18 empty] | Industrial_Wood and Lumber Products_New_Space Heating_Furnace_
Industrial_Wood and Lumber Products_New_Space Heating_Natural Gas_Boiler_E1 | Industrial | Wood and Lumber Products | New | Space Heating | Natural Gas | Boiler | E1 | AFUE 80% (Standard) | 100% | 0% | 0% | 13.2722 | 7.3557 | 1.4392 | 0 | 20 | 30 | 2019 | 2040 | 100% | 0 | 0 | 0% | Normal | 0% | 38.8909 | 0 | 0 | 800 kBtu/hr | 100000 | 0 | 0.0010947 | 44.4075 | 11945.7187 | 6620.5188 | 1295.3189 | 2018 | 1.0149 |  | EIA 2018 Tech Forecast | EIA 2018 Tech Forecast | GBLR-Heating-EIA14-2014 Ref. Case-2 |  | 800 | kBtu/hr | 0.87577 | Industrial_Wood and Lumber Products_New_Space Heating_Boiler_AFUE 80% (Standard)
Industrial_Wood and Lumber Products_New_Space Heating_Natural Gas_Boiler_E2 | Industrial | Wood and Lumber Products | New | Space Heating | Natural Gas | Boiler | E2 | AFUE 85% | 94.12% | 0% | 0% | 18.1494 | 7.7954 | 1.4392 | 0 | 20 | 30 | 2019 | 2040 | 100% | 0 | 0 | 0% | Normal | 0% | 36.6036 | 0 | 0 | 800 kBtu/hr | 100000 | 0 | 0.0010947 | 41.7958 | 16335.4105 | 7016.3107 | 1295.3189 | 2018 | 1.0149 |  | EIA 2018 Tech Forecast | EIA 2018 Tech Forecast | GBLR-Heating-EIA14-2014 Ref. Case-5 |  | 800 | kBtu/hr | 0.87577 | Industrial_Wood and Lumber Products_New_Space Heating_Boiler_AFUE 85%
Industrial_Wood and Lumber Products_New_Space Heating_Natural Gas_Boiler_E3 | Industrial | Wood and Lumber Products | New | Space Heating | Natural Gas | Boiler | E3 | AFUE 97% | 82.48% | 0% | 0% | 29.3768 | 7.2463 | 1.4392 | 0 | 20 | 30 | 2019 | 2040 | 100% | 0 | 0 | 0% | Normal | 0% | 32.0779 | 0 | 0 | 800 kBtu/hr | 100000 | 0 | 0.0010947 | 36.628 | 26440.6423 | 6522.0251 | 1295.3189 | 2018 | 1.0149 |  | EIA 2018 Tech Forecast | EIA 2018 Tech Forecast | GBLR-Heating-EIA14-2014 Ref. Case-6 |  | 800 | kBtu/hr | 0.87577 | Industrial_Wood and Lumber Products_New_Space Heating_Boiler_AFUE 97%
Industrial_Wood and Lumber Products_New_Space Heating_Natural Gas_Boiler_E4 | Industrial | Wood and Lumber Products | New | Space Heating | Natural Gas | Boiler | E4 | Convert to NG Air Source Heat Pump | 57.14% | 0% | 0% | 142490.2963 | 0 | 2677.0904 | 0 | 10 | 20 | 2019 | 2040 | 100% | 0 | 0 | 0% | Normal | 0% | 22.2234 | 0 | 0 | 1 kBtu/hr | 100000 | 0 | 0.87577 | 25.3757 | 158316.7533 | 0 | 2974.436 | 2017 | 1.0277 |  | AEO 2021 - gas_eng-driven_RTHP-heat 2017 typical | AEO 2021 - gas_eng-driven_RTHP-heat 2017 typical | HP_GAS-Heating-AEO17-1 |  | 1 | kBtu/hr | 0.87577 | Industrial_Wood and Lumber Products_New_Space Heating_Boiler_Convert to NG Air Source Heat Pump
Industrial_Wood and Lumber Products_New_Space Heating_Natural Gas_Boiler_E5 | Industrial | Wood and Lumber Products | New | Space Heating | Natural Gas | Boiler | E5 |  | 0% | 0% | 0% | 0 | 0 | 0 | 0 | 0 | 0 | 0 | 0 | 0% | 0 | 0 | 0% | Normal | 0% | 0 | 0 | 0 | [18 empty] | Industrial_Wood and Lumber Products_New_Space Heating_Boiler_
Industrial_Wood and Lumber Products_New_Space Heating_Natural Gas_Boiler_E6 | Industrial | Wood and Lumber Products | New | Space Heating | Natural Gas | Boiler | E6 |  | 0% | 0% | 0% | 0 | 0 | 0 | 0 | 0 | 0 | 0 | 0 | 0% | 0 | 0 | 0% | Normal | 0% | 0 | 0 | 0 | [18 empty] | Industrial_Wood and Lumber Products_New_Space Heating_Boiler_
Industrial_Wood and Lumber Products_New_Space Heating_Natural Gas_Boiler_E7 | Industrial | Wood and Lumber Products | New | Space Heating | Natural Gas | Boiler | E7 |  | 0% | 0% | 0% | 0 | 0 | 0 | 0 | 0 | 0 | 0 | 0 | 0% | 0 | 0 | 0% | Normal | 0% | 0 | 0 | 0 | [18 empty] | Industrial_Wood and Lumber Products_New_Space Heating_Boiler_
Industrial_Wood and Lumber Products_New_Space Heating_Natural Gas_Boiler_E8 | Industrial | Wood and Lumber Products | New | Space Heating | Natural Gas | Boiler | E8 |  | 0% | 0% | 0% | 0 | 0 | 0 | 0 | 0 | 0 | 0 | 0 | 0% | 0 | 0 | 0% | Normal | 0% | 0 | 0 | 0 | [18 empty] | Industrial_Wood and Lumber Products_New_Space Heating_Boiler_
Industrial_Wood and Lumber Products_New_Space Heating_Natural Gas_Boiler_E9 | Industrial | Wood and Lumber Products | New | Space Heating | Natural Gas | Boiler | E9 |  | 0% | 0% | 0% | 0 | 0 | 0 | 0 | 0 | 0 | 0 | 0 | 0% | 0 | 0 | 0% | Normal | 0% | 0 | 0 | 0 | [18 empty] | Industrial_Wood and Lumber Products_New_Space Heating_Boiler_
Industrial_Wood and Lumber Products_New_Space Heating_Natural Gas_Boiler_E10 | Industrial | Wood and Lumber Products | New | Space Heating | Natural Gas | Boiler | E10 |  | 0% | 0% | 0% | 0 | 0 | 0 | 0 | 0 | 0 | 0 | 0 | 0% | 0 | 0 | 0% | Normal | 0% | 0 | 0 | 0 | [18 empty] | Industrial_Wood and Lumber Products_New_Space Heating_Boiler_
Industrial_Wood and Lumber Products_New_Space Heating_Natural Gas_Unit Heater_E1 | Industrial | Wood and Lumber Products | New | Space Heating | Natural Gas | Unit Heater | E1 | Standard | 100% | 0% | 0% | 392.9718 | 0 | 0 | 0 | 10 | 14 | 2019 | 2040 | 100% | 0 | 0 | 0% | Normal | 0% | 531.3535 | 0 | 0 | 125 kBtu/Hr | 100000 | 0 | 0.0018255 | 2328.572 | 1753.7127 | 0 | 0 | 2020 | 0.98199 |  | IL TRM - 4.4.12 - CI-HVC-IRHT-V02-210101 | CNGC Program Data | IL TRM - 4.4.12 - CI-HVC-IRHT-V02-210101 w/ CNGC Sizing |  | 125 | kBtu/Hr | 0.22819 | Industrial_Wood and Lumber Products_New_Space Heating_Unit Heater_Standard
Industrial_Wood and Lumber Products_New_Space Heating_Natural Gas_Unit Heater_E2 | Industrial | Wood and Lumber Products | New | Space Heating | Natural Gas | Unit Heater | E2 | Condensing | 95.24% | 0% | 0% | 861.8459 | 0 | 0 | 0 | 10 | 14 | 2019 | 2040 | 100% | 0 | 0 | 0% | Normal | 0% | 506.0626 | 0 | 0 | 125 kBtu/Hr | 100000 | 0 | 0.0018255 | 2217.7386 | 3846.1538 | 0 | 0 | 2020 | 0.98199 |  | IL TRM - 4.4.5 - CI-HVC-CUHT-V01-190101 | CNGC Program Data | IL TRM - 4.4.5 - CI-HVC-CUHT-V01-190101 w/ CNGC Sizing |  | 125 | kBtu/Hr | 0.22819 | Industrial_Wood and Lumber Products_New_Space Heating_Unit Heater_Condensing
Industrial_Wood and Lumber Products_New_Space Heating_Natural Gas_Unit Heater_E3 | Industrial | Wood and Lumber Products | New | Space Heating | Natural Gas | Unit Heater | E3 | Infrared Radiant | 85% | 0% | 0% | 548.2562 | 0 | 0 | 0 | 11 | 19 | 2019 | 2040 | 100% | 0 | 0 | 0% | Normal | 0% | 451.6505 | 0 | 0 | 125 kBtu/Hr | 100000 | 0 | 0.0018255 | 1979.2862 | 2446.6992 | 0 | 0 | 2020 | 0.98199 |  | IL TRM - 4.4.12 - CI-HVC-IRHT-V02-210101 | CNGC Program Data | IL TRM - 4.4.12 - CI-HVC-IRHT-V02-210101 w/ CNGC Sizing |  | 125 | kBtu/Hr | 0.22819 | Industrial_Wood and Lumber Products_New_Space Heating_Unit Heater_Infrared Radiant
Industrial_Wood and Lumber Products_New_Space Heating_Natural Gas_Unit Heater_E4 | Industrial | Wood and Lumber Products | New | Space Heating | Natural Gas | Unit Heater | E4 |  | 0% | 0% | 0% | 0 | 0 | 0 | 0 | 0 | 0 | 0 | 0 | 0% | 0 | 0 | 0% | Normal | 0% | 0 | 0 | 0 | [18 empty] | Industrial_Wood and Lumber Products_New_Space Heating_Unit Heater_
Industrial_Wood and Lumber Products_New_Space Heating_Natural Gas_Unit Heater_E5 | Industrial | Wood and Lumber Products | New | Space Heating | Natural Gas | Unit Heater | E5 |  | 0% | 0% | 0% | 0 | 0 | 0 | 0 | 0 | 0 | 0 | 0 | 0% | 0 | 0 | 0% | Normal | 0% | 0 | 0 | 0 | [18 empty] | Industrial_Wood and Lumber Products_New_Space Heating_Unit Heater_
Industrial_Wood and Lumber Products_New_Space Heating_Natural Gas_Unit Heater_E6 | Industrial | Wood and Lumber Products | New | Space Heating | Natural Gas | Unit Heater | E6 |  | 0% | 0% | 0% | 0 | 0 | 0 | 0 | 0 | 0 | 0 | 0 | 0% | 0 | 0 | 0% | Normal | 0% | 0 | 0 | 0 | [18 empty] | Industrial_Wood and Lumber Products_New_Space Heating_Unit Heater_
Industrial_Wood and Lumber Products_New_Space Heating_Natural Gas_Unit Heater_E7 | Industrial | Wood and Lumber Products | New | Space Heating | Natural Gas | Unit Heater | E7 |  | 0% | 0% | 0% | 0 | 0 | 0 | 0 | 0 | 0 | 0 | 0 | 0% | 0 | 0 | 0% | Normal | 0% | 0 | 0 | 0 | [18 empty] | Industrial_Wood and Lumber Products_New_Space Heating_Unit Heater_
Industrial_Wood and Lumber Products_New_Space Heating_Natural Gas_Unit Heater_E8 | Industrial | Wood and Lumber Products | New | Space Heating | Natural Gas | Unit Heater | E8 |  | 0% | 0% | 0% | 0 | 0 | 0 | 0 | 0 | 0 | 0 | 0 | 0% | 0 | 0 | 0% | Normal | 0% | 0 | 0 | 0 | [18 empty] | Industrial_Wood and Lumber Products_New_Space Heating_Unit Heater_
Industrial_Wood and Lumber Products_New_Space Heating_Natural Gas_Unit Heater_E9 | Industrial | Wood and Lumber Products | New | Space Heating | Natural Gas | Unit Heater | E9 |  | 0% | 0% | 0% | 0 | 0 | 0 | 0 | 0 | 0 | 0 | 0 | 0% | 0 | 0 | 0% | Normal | 0% | 0 | 0 | 0 | [18 empty] | Industrial_Wood and Lumber Products_New_Space Heating_Unit Heater_
Industrial_Wood and Lumber Products_New_Space Heating_Natural Gas_Unit Heater_E10 | Industrial | Wood and Lumber Products | New | Space Heating | Natural Gas | Unit Heater | E10 |  | 0% | 0% | 0% | 0 | 0 | 0 | 0 | 0 | 0 | 0 | 0 | 0% | 0 | 0 | 0% | Normal | 0% | 0 | 0 | 0 | [18 empty] | Industrial_Wood and Lumber Products_New_Space Heating_Unit Heater_
Industrial_Wood and Lumber Products_New_Process_Natural Gas_Process Boiler_E1 | Industrial | Wood and Lumber Products | New | Process | Natural Gas | Process Boiler | E1 | EF .80 | 100% | 0% | 0% | 16847.602 | 4288.0192 | 1826.8484 | 0 | 20 | 30 | 2019 | 2040 | 100% | 0 | 0 | 0% | Normal | 0% | 287.5627 | 0 | 0 | 1 unit | 100000 | 0 | 1 | 50457.6 | 16600 | 4225 | 1800 | 2018 | 1.0149 |  | EIA 2018 Tech Forecast | EIA 2018 Tech Forecast | IL TRM - 4.4.10 - CI-HVC-BOIL-V08-210101 |  | 1 | unit | 1 | Industrial_Wood and Lumber Products_New_Process_Process Boiler_EF .80
Industrial_Wood and Lumber Products_New_Process_Natural Gas_Process Boiler_E2 | Industrial | Wood and Lumber Products | New | Process | Natural Gas | Process Boiler | E2 |  | 0% | 0% | 0% | 0 | 0 | 0 | 0 | 0 | 0 | 0 | 0 | 0% | 0 | 0 | 0% | Normal | 0% | 0 | 0 | 0 | [18 empty] | Industrial_Wood and Lumber Products_New_Process_Process Boiler_
Industrial_Wood and Lumber Products_New_Process_Natural Gas_Process Boiler_E3 | Industrial | Wood and Lumber Products | New | Process | Natural Gas | Process Boiler | E3 |  | 0% | 0% | 0% | 0 | 0 | 0 | 0 | 0 | 0 | 0 | 0 | 0% | 0 | 0 | 0% | Normal | 0% | 0 | 0 | 0 | [18 empty] | Industrial_Wood and Lumber Products_New_Process_Process Boiler_
Industrial_Wood and Lumber Products_New_Process_Natural Gas_Process Boiler_E4 | Industrial | Wood and Lumber Products | New | Process | Natural Gas | Process Boiler | E4 |  | 0% | 0% | 0% | 0 | 0 | 0 | 0 | 0 | 0 | 0 | 0 | 0% | 0 | 0 | 0% | Normal | 0% | 0 | 0 | 0 | [18 empty] | Industrial_Wood and Lumber Products_New_Process_Process Boiler_
Industrial_Wood and Lumber Products_New_Process_Natural Gas_Process Boiler_E5 | Industrial | Wood and Lumber Products | New | Process | Natural Gas | Process Boiler | E5 |  | 0% | 0% | 0% | 0 | 0 | 0 | 0 | 0 | 0 | 0 | 0 | 0% | 0 | 0 | 0% | Normal | 0% | 0 | 0 | 0 | [18 empty] | Industrial_Wood and Lumber Products_New_Process_Process Boiler_
Industrial_Wood and Lumber Products_New_Process_Natural Gas_Process Boiler_E6 | Industrial | Wood and Lumber Products | New | Process | Natural Gas | Process Boiler | E6 |  | 0% | 0% | 0% | 0 | 0 | 0 | 0 | 0 | 0 | 0 | 0 | 0% | 0 | 0 | 0% | Normal | 0% | 0 | 0 | 0 | [18 empty] | Industrial_Wood and Lumber Products_New_Process_Process Boiler_
Industrial_Wood and Lumber Products_New_Process_Natural Gas_Process Boiler_E7 | Industrial | Wood and Lumber Products | New | Process | Natural Gas | Process Boiler | E7 |  | 0% | 0% | 0% | 0 | 0 | 0 | 0 | 0 | 0 | 0 | 0 | 0% | 0 | 0 | 0% | Normal | 0% | 0 | 0 | 0 | [18 empty] | Industrial_Wood and Lumber Products_New_Process_Process Boiler_
Industrial_Wood and Lumber Products_New_Process_Natural Gas_Process Boiler_E8 | Industrial | Wood and Lumber Products | New | Process | Natural Gas | Process Boiler | E8 |  | 0% | 0% | 0% | 0 | 0 | 0 | 0 | 0 | 0 | 0 | 0 | 0% | 0 | 0 | 0% | Normal | 0% | 0 | 0 | 0 | [18 empty] | Industrial_Wood and Lumber Products_New_Process_Process Boiler_
Industrial_Wood and Lumber Products_New_Process_Natural Gas_Process Boiler_E9 | Industrial | Wood and Lumber Products | New | Process | Natural Gas | Process Boiler | E9 |  | 0% | 0% | 0% | 0 | 0 | 0 | 0 | 0 | 0 | 0 | 0 | 0% | 0 | 0 | 0% | Normal | 0% | 0 | 0 | 0 | [18 empty] | Industrial_Wood and Lumber Products_New_Process_Process Boiler_
Industrial_Wood and Lumber Products_New_Process_Natural Gas_Process Boiler_E10 | Industrial | Wood and Lumber Products | New | Process | Natural Gas | Process Boiler | E10 |  | 0% | 0% | 0% | 0 | 0 | 0 | 0 | 0 | 0 | 0 | 0 | 0% | 0 | 0 | 0% | Normal | 0% | 0 | 0 | 0 | [18 empty] | Industrial_Wood and Lumber Products_New_Process_Process Boiler_
Industrial_Wood and Lumber Products_New_Process_Natural Gas_Process Heating_E1 | Industrial | Wood and Lumber Products | New | Process | Natural Gas | Process Heating | E1 | Standard | 100% | 0% | 0% | 1.0386 | 0 | 0 | 0 | 2 | 8 | 2019 | 2040 | 100% | 0 | 0 | 0% | Normal | 0% | 528.1079 | 0 | 0 | 1 unit | 100000 | 0 | 1 | 1 | 1 | 0 | 0 | 2016 | 1.0386 |  | N/A | N/A | N/A |  | 1 | unit | 1 | Industrial_Wood and Lumber Products_New_Process_Process Heating_Standard
Industrial_Wood and Lumber Products_New_Process_Natural Gas_Process Heating_E2 | Industrial | Wood and Lumber Products | New | Process | Natural Gas | Process Heating | E2 |  | 0% | 0% | 0% | 0 | 0 | 0 | 0 | 0 | 0 | 0 | 0 | 0% | 0 | 0 | 0% | Normal | 0% | 0 | 0 | 0 | [18 empty] | Industrial_Wood and Lumber Products_New_Process_Process Heating_
Industrial_Wood and Lumber Products_New_Process_Natural Gas_Process Heating_E3 | Industrial | Wood and Lumber Products | New | Process | Natural Gas | Process Heating | E3 |  | 0% | 0% | 0% | 0 | 0 | 0 | 0 | 0 | 0 | 0 | 0 | 0% | 0 | 0 | 0% | Normal | 0% | 0 | 0 | 0 | [18 empty] | Industrial_Wood and Lumber Products_New_Process_Process Heating_
Industrial_Wood and Lumber Products_New_Process_Natural Gas_Process Heating_E4 | Industrial | Wood and Lumber Products | New | Process | Natural Gas | Process Heating | E4 |  | 0% | 0% | 0% | 0 | 0 | 0 | 0 | 0 | 0 | 0 | 0 | 0% | 0 | 0 | 0% | Normal | 0% | 0 | 0 | 0 | [18 empty] | Industrial_Wood and Lumber Products_New_Process_Process Heating_
Industrial_Wood and Lumber Products_New_Process_Natural Gas_Process Heating_E5 | Industrial | Wood and Lumber Products | New | Process | Natural Gas | Process Heating | E5 |  | 0% | 0% | 0% | 0 | 0 | 0 | 0 | 0 | 0 | 0 | 0 | 0% | 0 | 0 | 0% | Normal | 0% | 0 | 0 | 0 | [18 empty] | Industrial_Wood and Lumber Products_New_Process_Process Heating_
Industrial_Wood and Lumber Products_New_Process_Natural Gas_Process Heating_E6 | Industrial | Wood and Lumber Products | New | Process | Natural Gas | Process Heating | E6 |  | 0% | 0% | 0% | 0 | 0 | 0 | 0 | 0 | 0 | 0 | 0 | 0% | 0 | 0 | 0% | Normal | 0% | 0 | 0 | 0 | [18 empty] | Industrial_Wood and Lumber Products_New_Process_Process Heating_
Industrial_Wood and Lumber Products_New_Process_Natural Gas_Process Heating_E7 | Industrial | Wood and Lumber Products | New | Process | Natural Gas | Process Heating | E7 |  | 0% | 0% | 0% | 0 | 0 | 0 | 0 | 0 | 0 | 0 | 0 | 0% | 0 | 0 | 0% | Normal | 0% | 0 | 0 | 0 | [18 empty] | Industrial_Wood and Lumber Products_New_Process_Process Heating_
Industrial_Wood and Lumber Products_New_Process_Natural Gas_Process Heating_E8 | Industrial | Wood and Lumber Products | New | Process | Natural Gas | Process Heating | E8 |  | 0% | 0% | 0% | 0 | 0 | 0 | 0 | 0 | 0 | 0 | 0 | 0% | 0 | 0 | 0% | Normal | 0% | 0 | 0 | 0 | [18 empty] | Industrial_Wood and Lumber Products_New_Process_Process Heating_
Industrial_Wood and Lumber Products_New_Process_Natural Gas_Process Heating_E9 | Industrial | Wood and Lumber Products | New | Process | Natural Gas | Process Heating | E9 |  | 0% | 0% | 0% | 0 | 0 | 0 | 0 | 0 | 0 | 0 | 0 | 0% | 0 | 0 | 0% | Normal | 0% | 0 | 0 | 0 | [18 empty] | Industrial_Wood and Lumber Products_New_Process_Process Heating_
Industrial_Wood and Lumber Products_New_Process_Natural Gas_Process Heating_E10 | Industrial | Wood and Lumber Products | New | Process | Natural Gas | Process Heating | E10 |  | 0% | 0% | 0% | 0 | 0 | 0 | 0 | 0 | 0 | 0 | 0 | 0% | 0 | 0 | 0% | Normal | 0% | 0 | 0 | 0 | [18 empty] | Industrial_Wood and Lumber Products_New_Process_Process Heating_
Industrial_Wood and Lumber Products_New_Process_Natural Gas_Process Cooling_E1 | Industrial | Wood and Lumber Products | New | Process | Natural Gas | Process Cooling | E1 | Standard | 100% | 0% | 0% | 1.0386 | 0 | 0 | 0 | 2 | 8 | 2019 | 2040 | 100% | 0 | 0 | 0% | Normal | 0% | 0.92301 | 0 | 0 | 1 unit | 100000 | 0 | 1 | 1 | 1 | 0 | 0 | 2016 | 1.0386 |  | N/A | N/A | N/A |  | 1 | unit | 1 | Industrial_Wood and Lumber Products_New_Process_Process Cooling_Standard
Industrial_Wood and Lumber Products_New_Process_Natural Gas_Process Cooling_E2 | Industrial | Wood and Lumber Products | New | Process | Natural Gas | Process Cooling | E2 |  | 0% | 0% | 0% | 0 | 0 | 0 | 0 | 0 | 0 | 0 | 0 | 0% | 0 | 0 | 0% | Normal | 0% | 0 | 0 | 0 | [18 empty] | Industrial_Wood and Lumber Products_New_Process_Process Cooling_
Industrial_Wood and Lumber Products_New_Process_Natural Gas_Process Cooling_E3 | Industrial | Wood and Lumber Products | New | Process | Natural Gas | Process Cooling | E3 |  | 0% | 0% | 0% | 0 | 0 | 0 | 0 | 0 | 0 | 0 | 0 | 0% | 0 | 0 | 0% | Normal | 0% | 0 | 0 | 0 | [18 empty] | Industrial_Wood and Lumber Products_New_Process_Process Cooling_
Industrial_Wood and Lumber Products_New_Process_Natural Gas_Process Cooling_E4 | Industrial | Wood and Lumber Products | New | Process | Natural Gas | Process Cooling | E4 |  | 0% | 0% | 0% | 0 | 0 | 0 | 0 | 0 | 0 | 0 | 0 | 0% | 0 | 0 | 0% | Normal | 0% | 0 | 0 | 0 | [18 empty] | Industrial_Wood and Lumber Products_New_Process_Process Cooling_
Industrial_Wood and Lumber Products_New_Process_Natural Gas_Process Cooling_E5 | Industrial | Wood and Lumber Products | New | Process | Natural Gas | Process Cooling | E5 |  | 0% | 0% | 0% | 0 | 0 | 0 | 0 | 0 | 0 | 0 | 0 | 0% | 0 | 0 | 0% | Normal | 0% | 0 | 0 | 0 | [18 empty] | Industrial_Wood and Lumber Products_New_Process_Process Cooling_
Industrial_Wood and Lumber Products_New_Process_Natural Gas_Process Cooling_E6 | Industrial | Wood and Lumber Products | New | Process | Natural Gas | Process Cooling | E6 |  | 0% | 0% | 0% | 0 | 0 | 0 | 0 | 0 | 0 | 0 | 0 | 0% | 0 | 0 | 0% | Normal | 0% | 0 | 0 | 0 | [18 empty] | Industrial_Wood and Lumber Products_New_Process_Process Cooling_
Industrial_Wood and Lumber Products_New_Process_Natural Gas_Process Cooling_E7 | Industrial | Wood and Lumber Products | New | Process | Natural Gas | Process Cooling | E7 |  | 0% | 0% | 0% | 0 | 0 | 0 | 0 | 0 | 0 | 0 | 0 | 0% | 0 | 0 | 0% | Normal | 0% | 0 | 0 | 0 | [18 empty] | Industrial_Wood and Lumber Products_New_Process_Process Cooling_
Industrial_Wood and Lumber Products_New_Process_Natural Gas_Process Cooling_E8 | Industrial | Wood and Lumber Products | New | Process | Natural Gas | Process Cooling | E8 |  | 0% | 0% | 0% | 0 | 0 | 0 | 0 | 0 | 0 | 0 | 0 | 0% | 0 | 0 | 0% | Normal | 0% | 0 | 0 | 0 | [18 empty] | Industrial_Wood and Lumber Products_New_Process_Process Cooling_
Industrial_Wood and Lumber Products_New_Process_Natural Gas_Process Cooling_E9 | Industrial | Wood and Lumber Products | New | Process | Natural Gas | Process Cooling | E9 |  | 0% | 0% | 0% | 0 | 0 | 0 | 0 | 0 | 0 | 0 | 0 | 0% | 0 | 0 | 0% | Normal | 0% | 0 | 0 | 0 | [18 empty] | Industrial_Wood and Lumber Products_New_Process_Process Cooling_
Industrial_Wood and Lumber Products_New_Process_Natural Gas_Process Cooling_E10 | Industrial | Wood and Lumber Products | New | Process | Natural Gas | Process Cooling | E10 |  | 0% | 0% | 0% | 0 | 0 | 0 | 0 | 0 | 0 | 0 | 0 | 0% | 0 | 0 | 0% | Normal | 0% | 0 | 0 | 0 | [18 empty] | Industrial_Wood and Lumber Products_New_Process_Process Cooling_
Industrial_Wood and Lumber Products_New_Process_Natural Gas_Other Process_E1 | Industrial | Wood and Lumber Products | New | Process | Natural Gas | Other Process | E1 | Standard | 100% | 0% | 0% | 1.0386 | 0 | 0 | 0 | 2 | 8 | 2019 | 2040 | 100% | 0 | 0 | 0% | Normal | 0% | 15.5392 | 0 | 0 | 1 unit | 100000 | 0 | 1 | 1 | 1 | 0 | 0 | 2016 | 1.0386 |  | N/A | N/A | N/A |  | 1 | unit | 1 | Industrial_Wood and Lumber Products_New_Process_Other Process_Standard
Industrial_Wood and Lumber Products_New_Process_Natural Gas_Other Process_E2 | Industrial | Wood and Lumber Products | New | Process | Natural Gas | Other Process | E2 |  | 0% | 0% | 0% | 0 | 0 | 0 | 0 | 0 | 0 | 0 | 0 | 0% | 0 | 0 | 0% | Normal | 0% | 0 | 0 | 0 | [18 empty] | Industrial_Wood and Lumber Products_New_Process_Other Process_
Industrial_Wood and Lumber Products_New_Process_Natural Gas_Other Process_E3 | Industrial | Wood and Lumber Products | New | Process | Natural Gas | Other Process | E3 |  | 0% | 0% | 0% | 0 | 0 | 0 | 0 | 0 | 0 | 0 | 0 | 0% | 0 | 0 | 0% | Normal | 0% | 0 | 0 | 0 | [18 empty] | Industrial_Wood and Lumber Products_New_Process_Other Process_
Industrial_Wood and Lumber Products_New_Process_Natural Gas_Other Process_E4 | Industrial | Wood and Lumber Products | New | Process | Natural Gas | Other Process | E4 |  | 0% | 0% | 0% | 0 | 0 | 0 | 0 | 0 | 0 | 0 | 0 | 0% | 0 | 0 | 0% | Normal | 0% | 0 | 0 | 0 | [18 empty] | Industrial_Wood and Lumber Products_New_Process_Other Process_
Industrial_Wood and Lumber Products_New_Process_Natural Gas_Other Process_E5 | Industrial | Wood and Lumber Products | New | Process | Natural Gas | Other Process | E5 |  | 0% | 0% | 0% | 0 | 0 | 0 | 0 | 0 | 0 | 0 | 0 | 0% | 0 | 0 | 0% | Normal | 0% | 0 | 0 | 0 | [18 empty] | Industrial_Wood and Lumber Products_New_Process_Other Process_
Industrial_Wood and Lumber Products_New_Process_Natural Gas_Other Process_E6 | Industrial | Wood and Lumber Products | New | Process | Natural Gas | Other Process | E6 |  | 0% | 0% | 0% | 0 | 0 | 0 | 0 | 0 | 0 | 0 | 0 | 0% | 0 | 0 | 0% | Normal | 0% | 0 | 0 | 0 | [18 empty] | Industrial_Wood and Lumber Products_New_Process_Other Process_
Industrial_Wood and Lumber Products_New_Process_Natural Gas_Other Process_E7 | Industrial | Wood and Lumber Products | New | Process | Natural Gas | Other Process | E7 |  | 0% | 0% | 0% | 0 | 0 | 0 | 0 | 0 | 0 | 0 | 0 | 0% | 0 | 0 | 0% | Normal | 0% | 0 | 0 | 0 | [18 empty] | Industrial_Wood and Lumber Products_New_Process_Other Process_
Industrial_Wood and Lumber Products_New_Process_Natural Gas_Other Process_E8 | Industrial | Wood and Lumber Products | New | Process | Natural Gas | Other Process | E8 |  | 0% | 0% | 0% | 0 | 0 | 0 | 0 | 0 | 0 | 0 | 0 | 0% | 0 | 0 | 0% | Normal | 0% | 0 | 0 | 0 | [18 empty] | Industrial_Wood and Lumber Products_New_Process_Other Process_
Industrial_Wood and Lumber Products_New_Process_Natural Gas_Other Process_E9 | Industrial | Wood and Lumber Products | New | Process | Natural Gas | Other Process | E9 |  | 0% | 0% | 0% | 0 | 0 | 0 | 0 | 0 | 0 | 0 | 0 | 0% | 0 | 0 | 0% | Normal | 0% | 0 | 0 | 0 | [18 empty] | Industrial_Wood and Lumber Products_New_Process_Other Process_
Industrial_Wood and Lumber Products_New_Process_Natural Gas_Other Process_E10 | Industrial | Wood and Lumber Products | New | Process | Natural Gas | Other Process | E10 |  | 0% | 0% | 0% | 0 | 0 | 0 | 0 | 0 | 0 | 0 | 0 | 0% | 0 | 0 | 0% | Normal | 0% | 0 | 0 | 0 | [18 empty] | Industrial_Wood and Lumber Products_New_Process_Other Process_
Industrial_Wood and Lumber Products_New_Miscellaneous_Natural Gas_Miscellaneous_E1 | Industrial | Wood and Lumber Products | New | Miscellaneous | Natural Gas | Miscellaneous | E1 | Standard | 100% | 0% | 0% | 1.0386 | 0 | 0 | 0 | 2 | 8 | 2019 | 2040 | 100% | 0 | 0 | 0% | Normal | 0% | 79.0801 | 0 | 0 | 1 unit | 100000 | 0 | 1 | 1 | 1 | 0 | 0 | 2016 | 1.0386 |  | N/A | N/A | N/A |  | 1 | unit | 1 | Industrial_Wood and Lumber Products_New_Miscellaneous_Miscellaneous_Standard
Industrial_Wood and Lumber Products_New_Miscellaneous_Natural Gas_Miscellaneous_E2 | Industrial | Wood and Lumber Products | New | Miscellaneous | Natural Gas | Miscellaneous | E2 |  | 0% | 0% | 0% | 0 | 0 | 0 | 0 | 0 | 0 | 0 | 0 | 0% | 0 | 0 | 0% | Normal | 0% | 0 | 0 | 0 | [18 empty] | Industrial_Wood and Lumber Products_New_Miscellaneous_Miscellaneous_
Industrial_Wood and Lumber Products_New_Miscellaneous_Natural Gas_Miscellaneous_E3 | Industrial | Wood and Lumber Products | New | Miscellaneous | Natural Gas | Miscellaneous | E3 |  | 0% | 0% | 0% | 0 | 0 | 0 | 0 | 0 | 0 | 0 | 0 | 0% | 0 | 0 | 0% | Normal | 0% | 0 | 0 | 0 | [18 empty] | Industrial_Wood and Lumber Products_New_Miscellaneous_Miscellaneous_
Industrial_Wood and Lumber Products_New_Miscellaneous_Natural Gas_Miscellaneous_E4 | Industrial | Wood and Lumber Products | New | Miscellaneous | Natural Gas | Miscellaneous | E4 |  | 0% | 0% | 0% | 0 | 0 | 0 | 0 | 0 | 0 | 0 | 0 | 0% | 0 | 0 | 0% | Normal | 0% | 0 | 0 | 0 | [18 empty] | Industrial_Wood and Lumber Products_New_Miscellaneous_Miscellaneous_
Industrial_Wood and Lumber Products_New_Miscellaneous_Natural Gas_Miscellaneous_E5 | Industrial | Wood and Lumber Products | New | Miscellaneous | Natural Gas | Miscellaneous | E5 |  | 0% | 0% | 0% | 0 | 0 | 0 | 0 | 0 | 0 | 0 | 0 | 0% | 0 | 0 | 0% | Normal | 0% | 0 | 0 | 0 | [18 empty] | Industrial_Wood and Lumber Products_New_Miscellaneous_Miscellaneous_
Industrial_Wood and Lumber Products_New_Miscellaneous_Natural Gas_Miscellaneous_E6 | Industrial | Wood and Lumber Products | New | Miscellaneous | Natural Gas | Miscellaneous | E6 |  | 0% | 0% | 0% | 0 | 0 | 0 | 0 | 0 | 0 | 0 | 0 | 0% | 0 | 0 | 0% | Normal | 0% | 0 | 0 | 0 | [18 empty] | Industrial_Wood and Lumber Products_New_Miscellaneous_Miscellaneous_
Industrial_Wood and Lumber Products_New_Miscellaneous_Natural Gas_Miscellaneous_E7 | Industrial | Wood and Lumber Products | New | Miscellaneous | Natural Gas | Miscellaneous | E7 |  | 0% | 0% | 0% | 0 | 0 | 0 | 0 | 0 | 0 | 0 | 0 | 0% | 0 | 0 | 0% | Normal | 0% | 0 | 0 | 0 | [18 empty] | Industrial_Wood and Lumber Products_New_Miscellaneous_Miscellaneous_
Industrial_Wood and Lumber Products_New_Miscellaneous_Natural Gas_Miscellaneous_E8 | Industrial | Wood and Lumber Products | New | Miscellaneous | Natural Gas | Miscellaneous | E8 |  | 0% | 0% | 0% | 0 | 0 | 0 | 0 | 0 | 0 | 0 | 0 | 0% | 0 | 0 | 0% | Normal | 0% | 0 | 0 | 0 | [18 empty] | Industrial_Wood and Lumber Products_New_Miscellaneous_Miscellaneous_
Industrial_Wood and Lumber Products_New_Miscellaneous_Natural Gas_Miscellaneous_E9 | Industrial | Wood and Lumber Products | New | Miscellaneous | Natural Gas | Miscellaneous | E9 |  | 0% | 0% | 0% | 0 | 0 | 0 | 0 | 0 | 0 | 0 | 0 | 0% | 0 | 0 | 0% | Normal | 0% | 0 | 0 | 0 | [18 empty] | Industrial_Wood and Lumber Products_New_Miscellaneous_Miscellaneous_
Industrial_Wood and Lumber Products_New_Miscellaneous_Natural Gas_Miscellaneous_E10 | Industrial | Wood and Lumber Products | New | Miscellaneous | Natural Gas | Miscellaneous | E10 |  | 0% | 0% | 0% | 0 | 0 | 0 | 0 | 0 | 0 | 0 | 0 | 0% | 0 | 0 | 0% | Normal | 0% | 0 | 0 | 0 | [18 empty] | Industrial_Wood and Lumber Products_New_Miscellaneous_Miscellaneous_
Industrial_Other Industrial_Existing_Space Heating_Natural Gas_Furnace_E1 | Industrial | Other Industrial | Existing | Space Heating | Natural Gas | Furnace | E1 | AFUE 80% (Standard) | 100% | 0% | 0% | 5.6785 | 5.9489 | 0.91938 | 0 | 17 | 29 | 2019 | 2040 | 100% | 0 | 0 | 0% | Normal | 0% | 46.1393 | 0 | 0 | 400 kBtu/hr | 100000 | 0 | 0.0053287 | 21.6468 | 1050 | 1100 | 170 | 2018 | 1.0149 |  | EIA 2018 Tech Forecast | EIA 2018 Tech Forecast | AEG BEST |  | 400 | kBtu/hr | 2.1315 | Industrial_Other Industrial_Existing_Space Heating_Furnace_AFUE 80% (Standard)
Industrial_Other Industrial_Existing_Space Heating_Natural Gas_Furnace_E2 | Industrial | Other Industrial | Existing | Space Heating | Natural Gas | Furnace | E2 | AFUE 90% | 88.89% | 0% | 0% | 9.4642 | 7.0306 | 0.94642 | 0 | 17 | 29 | 2019 | 2040 | 100% | 0 | 0 | 0% | Normal | 0% | 41.0143 | 0 | 0 | 400 kBtu/hr | 100000 | 0 | 0.0053287 | 19.2423 | 1750 | 1300 | 175 | 2018 | 1.0149 |  | EIA 2018 Tech Forecast | EIA 2018 Tech Forecast | AEG BEST |  | 400 | kBtu/hr | 2.1315 | Industrial_Other Industrial_Existing_Space Heating_Furnace_AFUE 90%
Industrial_Other Industrial_Existing_Space Heating_Natural Gas_Furnace_E3 | Industrial | Other Industrial | Existing | Space Heating | Natural Gas | Furnace | E3 | AFUE 96% | 83.33% | 0% | 0% | 13.2499 | 8.1122 | 0.97346 | 0 | 17 | 29 | 2019 | 2040 | 100% | 0 | 0 | 0% | Normal | 0% | 38.4472 | 0 | 0 | 400 kBtu/hr | 100000 | 0 | 0.0053287 | 18.038 | 2450 | 1500 | 180 | 2018 | 1.0149 |  | EIA 2018 Tech Forecast | EIA 2018 Tech Forecast | AEG BEST |  | 400 | kBtu/hr | 2.1315 | Industrial_Other Industrial_Existing_Space Heating_Furnace_AFUE 96%
Industrial_Other Industrial_Existing_Space Heating_Natural Gas_Furnace_E4 | Industrial | Other Industrial | Existing | Space Heating | Natural Gas | Furnace | E4 |  | 0% | 0% | 0% | 0 | 0 | 0 | 0 | 0 | 0 | 0 | 0 | 0% | 0 | 0 | 0% | Normal | 0% | 0 | 0 | 0 | [18 empty] | Industrial_Other Industrial_Existing_Space Heating_Furnace_
Industrial_Other Industrial_Existing_Space Heating_Natural Gas_Furnace_E5 | Industrial | Other Industrial | Existing | Space Heating | Natural Gas | Furnace | E5 |  | 0% | 0% | 0% | 0 | 0 | 0 | 0 | 0 | 0 | 0 | 0 | 0% | 0 | 0 | 0% | Normal | 0% | 0 | 0 | 0 | [18 empty] | Industrial_Other Industrial_Existing_Space Heating_Furnace_
Industrial_Other Industrial_Existing_Space Heating_Natural Gas_Furnace_E6 | Industrial | Other Industrial | Existing | Space Heating | Natural Gas | Furnace | E6 |  | 0% | 0% | 0% | 0 | 0 | 0 | 0 | 0 | 0 | 0 | 0 | 0% | 0 | 0 | 0% | Normal | 0% | 0 | 0 | 0 | [18 empty] | Industrial_Other Industrial_Existing_Space Heating_Furnace_
Industrial_Other Industrial_Existing_Space Heating_Natural Gas_Furnace_E7 | Industrial | Other Industrial | Existing | Space Heating | Natural Gas | Furnace | E7 |  | 0% | 0% | 0% | 0 | 0 | 0 | 0 | 0 | 0 | 0 | 0 | 0% | 0 | 0 | 0% | Normal | 0% | 0 | 0 | 0 | [18 empty] | Industrial_Other Industrial_Existing_Space Heating_Furnace_
Industrial_Other Industrial_Existing_Space Heating_Natural Gas_Furnace_E8 | Industrial | Other Industrial | Existing | Space Heating | Natural Gas | Furnace | E8 |  | 0% | 0% | 0% | 0 | 0 | 0 | 0 | 0 | 0 | 0 | 0 | 0% | 0 | 0 | 0% | Normal | 0% | 0 | 0 | 0 | [18 empty] | Industrial_Other Industrial_Existing_Space Heating_Furnace_
Industrial_Other Industrial_Existing_Space Heating_Natural Gas_Furnace_E9 | Industrial | Other Industrial | Existing | Space Heating | Natural Gas | Furnace | E9 |  | 0% | 0% | 0% | 0 | 0 | 0 | 0 | 0 | 0 | 0 | 0 | 0% | 0 | 0 | 0% | Normal | 0% | 0 | 0 | 0 | [18 empty] | Industrial_Other Industrial_Existing_Space Heating_Furnace_
Industrial_Other Industrial_Existing_Space Heating_Natural Gas_Furnace_E10 | Industrial | Other Industrial | Existing | Space Heating | Natural Gas | Furnace | E10 |  | 0% | 0% | 0% | 0 | 0 | 0 | 0 | 0 | 0 | 0 | 0 | 0% | 0 | 0 | 0% | Normal | 0% | 0 | 0 | 0 | [18 empty] | Industrial_Other Industrial_Existing_Space Heating_Furnace_
Industrial_Other Industrial_Existing_Space Heating_Natural Gas_Boiler_E1 | Industrial | Other Industrial | Existing | Space Heating | Natural Gas | Boiler | E1 | AFUE 80% (Standard) | 100% | 0% | 0% | 30.2678 | 16.7749 | 3.2821 | 0 | 20 | 30 | 2019 | 2040 | 100% | 0 | 0 | 0% | Normal | 0% | 88.7007 | 0 | 0 | 800 kBtu/hr | 100000 | 0 | 0.0024965 | 44.4118 | 11945.7187 | 6620.5188 | 1295.3189 | 2018 | 1.0149 |  | EIA 2018 Tech Forecast | EIA 2018 Tech Forecast | GBLR-Heating-EIA14-2014 Ref. Case-2 |  | 800 | kBtu/hr | 1.9972 | Industrial_Other Industrial_Existing_Space Heating_Boiler_AFUE 80% (Standard)
Industrial_Other Industrial_Existing_Space Heating_Natural Gas_Boiler_E2 | Industrial | Other Industrial | Existing | Space Heating | Natural Gas | Boiler | E2 | AFUE 85% | 94.12% | 0% | 0% | 41.3903 | 17.7778 | 3.2821 | 0 | 20 | 30 | 2019 | 2040 | 100% | 0 | 0 | 0% | Normal | 0% | 83.4812 | 0 | 0 | 800 kBtu/hr | 100000 | 0 | 0.0024965 | 41.7984 | 16335.4105 | 7016.3107 | 1295.3189 | 2018 | 1.0149 |  | EIA 2018 Tech Forecast | EIA 2018 Tech Forecast | GBLR-Heating-EIA14-2014 Ref. Case-5 |  | 800 | kBtu/hr | 1.9972 | Industrial_Other Industrial_Existing_Space Heating_Boiler_AFUE 85%
Industrial_Other Industrial_Existing_Space Heating_Natural Gas_Boiler_E3 | Industrial | Other Industrial | Existing | Space Heating | Natural Gas | Boiler | E3 | AFUE 97% | 82.47% | 0% | 0% | 66.9947 | 16.5254 | 3.2821 | 0 | 20 | 30 | 2019 | 2040 | 100% | 0 | 0 | 0% | Normal | 0% | 73.154 | 0 | 0 | 800 kBtu/hr | 100000 | 0 | 0.0024965 | 36.6277 | 26440.6423 | 6522.0251 | 1295.3189 | 2018 | 1.0149 |  | EIA 2018 Tech Forecast | EIA 2018 Tech Forecast | GBLR-Heating-EIA14-2014 Ref. Case-6 |  | 800 | kBtu/hr | 1.9972 | Industrial_Other Industrial_Existing_Space Heating_Boiler_AFUE 97%
Industrial_Other Industrial_Existing_Space Heating_Natural Gas_Boiler_E4 | Industrial | Other Industrial | Existing | Space Heating | Natural Gas | Boiler | E4 | Convert to NG Air Source Heat Pump | 57.14% | 0% | 0% | 324954.0061 | 0 | 6105.1965 | 0 | 10 | 20 | 2019 | 2040 | 100% | 0 | 0 | 0% | Normal | 0% | 50.6861 | 0 | 0 | 1 kBtu/hr | 100000 | 0 | 1.9972 | 25.3782 | 158316.7533 | 0 | 2974.436 | 2017 | 1.0277 |  | AEO 2021 - gas_eng-driven_RTHP-heat 2017 typical | AEO 2021 - gas_eng-driven_RTHP-heat 2017 typical | HP_GAS-Heating-AEO17-1 |  | 1 | kBtu/hr | 1.9972 | Industrial_Other Industrial_Existing_Space Heating_Boiler_Convert to NG Air Source Heat Pump
Industrial_Other Industrial_Existing_Space Heating_Natural Gas_Boiler_E5 | Industrial | Other Industrial | Existing | Space Heating | Natural Gas | Boiler | E5 |  | 0% | 0% | 0% | 0 | 0 | 0 | 0 | 0 | 0 | 0 | 0 | 0% | 0 | 0 | 0% | Normal | 0% | 0 | 0 | 0 | [18 empty] | Industrial_Other Industrial_Existing_Space Heating_Boiler_
Industrial_Other Industrial_Existing_Space Heating_Natural Gas_Boiler_E6 | Industrial | Other Industrial | Existing | Space Heating | Natural Gas | Boiler | E6 |  | 0% | 0% | 0% | 0 | 0 | 0 | 0 | 0 | 0 | 0 | 0 | 0% | 0 | 0 | 0% | Normal | 0% | 0 | 0 | 0 | [18 empty] | Industrial_Other Industrial_Existing_Space Heating_Boiler_
Industrial_Other Industrial_Existing_Space Heating_Natural Gas_Boiler_E7 | Industrial | Other Industrial | Existing | Space Heating | Natural Gas | Boiler | E7 |  | 0% | 0% | 0% | 0 | 0 | 0 | 0 | 0 | 0 | 0 | 0 | 0% | 0 | 0 | 0% | Normal | 0% | 0 | 0 | 0 | [18 empty] | Industrial_Other Industrial_Existing_Space Heating_Boiler_
Industrial_Other Industrial_Existing_Space Heating_Natural Gas_Boiler_E8 | Industrial | Other Industrial | Existing | Space Heating | Natural Gas | Boiler | E8 |  | 0% | 0% | 0% | 0 | 0 | 0 | 0 | 0 | 0 | 0 | 0 | 0% | 0 | 0 | 0% | Normal | 0% | 0 | 0 | 0 | [18 empty] | Industrial_Other Industrial_Existing_Space Heating_Boiler_
Industrial_Other Industrial_Existing_Space Heating_Natural Gas_Boiler_E9 | Industrial | Other Industrial | Existing | Space Heating | Natural Gas | Boiler | E9 |  | 0% | 0% | 0% | 0 | 0 | 0 | 0 | 0 | 0 | 0 | 0 | 0% | 0 | 0 | 0% | Normal | 0% | 0 | 0 | 0 | [18 empty] | Industrial_Other Industrial_Existing_Space Heating_Boiler_
Industrial_Other Industrial_Existing_Space Heating_Natural Gas_Boiler_E10 | Industrial | Other Industrial | Existing | Space Heating | Natural Gas | Boiler | E10 |  | 0% | 0% | 0% | 0 | 0 | 0 | 0 | 0 | 0 | 0 | 0 | 0% | 0 | 0 | 0% | Normal | 0% | 0 | 0 | 0 | [18 empty] | Industrial_Other Industrial_Existing_Space Heating_Boiler_
Industrial_Other Industrial_Existing_Space Heating_Natural Gas_Unit Heater_E1 | Industrial | Other Industrial | Existing | Space Heating | Natural Gas | Unit Heater | E1 | Standard | 100% | 0% | 0% | 74.3328 | 0 | 0 | 0 | 10 | 14 | 2019 | 2040 | 100% | 0 | 0 | 0% | Normal | 0% | 100.5085 | 0 | 0 | 125 kBtu/Hr | 100000 | 0 | 0.00034531 | 2328.572 | 1753.7127 | 0 | 0 | 2020 | 0.98199 |  | IL TRM - 4.4.12 - CI-HVC-IRHT-V02-210101 | CNGC Program Data | IL TRM - 4.4.12 - CI-HVC-IRHT-V02-210101 w/ CNGC Sizing |  | 125 | kBtu/Hr | 0.043163 | Industrial_Other Industrial_Existing_Space Heating_Unit Heater_Standard
Industrial_Other Industrial_Existing_Space Heating_Natural Gas_Unit Heater_E2 | Industrial | Other Industrial | Existing | Space Heating | Natural Gas | Unit Heater | E2 | Condensing | 95.24% | 0% | 0% | 163.0229 | 0 | 0 | 0 | 10 | 14 | 2019 | 2040 | 100% | 0 | 0 | 0% | Normal | 0% | 95.7245 | 0 | 0 | 125 kBtu/Hr | 100000 | 0 | 0.00034531 | 2217.7386 | 3846.1538 | 0 | 0 | 2020 | 0.98199 |  | IL TRM - 4.4.5 - CI-HVC-CUHT-V01-190101 | CNGC Program Data | IL TRM - 4.4.5 - CI-HVC-CUHT-V01-190101 w/ CNGC Sizing |  | 125 | kBtu/Hr | 0.043163 | Industrial_Other Industrial_Existing_Space Heating_Unit Heater_Condensing
Industrial_Other Industrial_Existing_Space Heating_Natural Gas_Unit Heater_E3 | Industrial | Other Industrial | Existing | Space Heating | Natural Gas | Unit Heater | E3 | Infrared Radiant | 85% | 0% | 0% | 103.7057 | 0 | 0 | 0 | 11 | 19 | 2019 | 2040 | 100% | 0 | 0 | 0% | Normal | 0% | 85.4322 | 0 | 0 | 125 kBtu/Hr | 100000 | 0 | 0.00034531 | 1979.2862 | 2446.6992 | 0 | 0 | 2020 | 0.98199 |  | IL TRM - 4.4.12 - CI-HVC-IRHT-V02-210101 | CNGC Program Data | IL TRM - 4.4.12 - CI-HVC-IRHT-V02-210101 w/ CNGC Sizing |  | 125 | kBtu/Hr | 0.043163 | Industrial_Other Industrial_Existing_Space Heating_Unit Heater_Infrared Radiant
Industrial_Other Industrial_Existing_Space Heating_Natural Gas_Unit Heater_E4 | Industrial | Other Industrial | Existing | Space Heating | Natural Gas | Unit Heater | E4 |  | 0% | 0% | 0% | 0 | 0 | 0 | 0 | 0 | 0 | 0 | 0 | 0% | 0 | 0 | 0% | Normal | 0% | 0 | 0 | 0 | [18 empty] | Industrial_Other Industrial_Existing_Space Heating_Unit Heater_
Industrial_Other Industrial_Existing_Space Heating_Natural Gas_Unit Heater_E5 | Industrial | Other Industrial | Existing | Space Heating | Natural Gas | Unit Heater | E5 |  | 0% | 0% | 0% | 0 | 0 | 0 | 0 | 0 | 0 | 0 | 0 | 0% | 0 | 0 | 0% | Normal | 0% | 0 | 0 | 0 | [18 empty] | Industrial_Other Industrial_Existing_Space Heating_Unit Heater_
Industrial_Other Industrial_Existing_Space Heating_Natural Gas_Unit Heater_E6 | Industrial | Other Industrial | Existing | Space Heating | Natural Gas | Unit Heater | E6 |  | 0% | 0% | 0% | 0 | 0 | 0 | 0 | 0 | 0 | 0 | 0 | 0% | 0 | 0 | 0% | Normal | 0% | 0 | 0 | 0 | [18 empty] | Industrial_Other Industrial_Existing_Space Heating_Unit Heater_
Industrial_Other Industrial_Existing_Space Heating_Natural Gas_Unit Heater_E7 | Industrial | Other Industrial | Existing | Space Heating | Natural Gas | Unit Heater | E7 |  | 0% | 0% | 0% | 0 | 0 | 0 | 0 | 0 | 0 | 0 | 0 | 0% | 0 | 0 | 0% | Normal | 0% | 0 | 0 | 0 | [18 empty] | Industrial_Other Industrial_Existing_Space Heating_Unit Heater_
Industrial_Other Industrial_Existing_Space Heating_Natural Gas_Unit Heater_E8 | Industrial | Other Industrial | Existing | Space Heating | Natural Gas | Unit Heater | E8 |  | 0% | 0% | 0% | 0 | 0 | 0 | 0 | 0 | 0 | 0 | 0 | 0% | 0 | 0 | 0% | Normal | 0% | 0 | 0 | 0 | [18 empty] | Industrial_Other Industrial_Existing_Space Heating_Unit Heater_
Industrial_Other Industrial_Existing_Space Heating_Natural Gas_Unit Heater_E9 | Industrial | Other Industrial | Existing | Space Heating | Natural Gas | Unit Heater | E9 |  | 0% | 0% | 0% | 0 | 0 | 0 | 0 | 0 | 0 | 0 | 0 | 0% | 0 | 0 | 0% | Normal | 0% | 0 | 0 | 0 | [18 empty] | Industrial_Other Industrial_Existing_Space Heating_Unit Heater_
Industrial_Other Industrial_Existing_Space Heating_Natural Gas_Unit Heater_E10 | Industrial | Other Industrial | Existing | Space Heating | Natural Gas | Unit Heater | E10 |  | 0% | 0% | 0% | 0 | 0 | 0 | 0 | 0 | 0 | 0 | 0 | 0% | 0 | 0 | 0% | Normal | 0% | 0 | 0 | 0 | [18 empty] | Industrial_Other Industrial_Existing_Space Heating_Unit Heater_
Industrial_Other Industrial_Existing_Process_Natural Gas_Process Boiler_E1 | Industrial | Other Industrial | Existing | Process | Natural Gas | Process Boiler | E1 | EF .80 | 100% | 0% | 0% | 23.6137 | 6.0101 | 2.5605 | 0 | 20 | 30 | 2019 | 2040 | 100% | 0 | 0 | 0% | Normal | 0% | 70.7216 | 0 | 0 | 1 unit | 100000 | 0 | 0.0014016 | 50457.6 | 16600 | 4225 | 1800 | 2018 | 1.0149 |  | EIA 2018 Tech Forecast | EIA 2018 Tech Forecast | IL TRM - 4.4.10 - CI-HVC-BOIL-V08-210101 |  | 1 | unit | 0.0014016 | Industrial_Other Industrial_Existing_Process_Process Boiler_EF .80
Industrial_Other Industrial_Existing_Process_Natural Gas_Process Boiler_E2 | Industrial | Other Industrial | Existing | Process | Natural Gas | Process Boiler | E2 |  | 0% | 0% | 0% | 0 | 0 | 0 | 0 | 0 | 0 | 0 | 0 | 0% | 0 | 0 | 0% | Normal | 0% | 0 | 0 | 0 | [18 empty] | Industrial_Other Industrial_Existing_Process_Process Boiler_
Industrial_Other Industrial_Existing_Process_Natural Gas_Process Boiler_E3 | Industrial | Other Industrial | Existing | Process | Natural Gas | Process Boiler | E3 |  | 0% | 0% | 0% | 0 | 0 | 0 | 0 | 0 | 0 | 0 | 0 | 0% | 0 | 0 | 0% | Normal | 0% | 0 | 0 | 0 | [18 empty] | Industrial_Other Industrial_Existing_Process_Process Boiler_
Industrial_Other Industrial_Existing_Process_Natural Gas_Process Boiler_E4 | Industrial | Other Industrial | Existing | Process | Natural Gas | Process Boiler | E4 |  | 0% | 0% | 0% | 0 | 0 | 0 | 0 | 0 | 0 | 0 | 0 | 0% | 0 | 0 | 0% | Normal | 0% | 0 | 0 | 0 | [18 empty] | Industrial_Other Industrial_Existing_Process_Process Boiler_
Industrial_Other Industrial_Existing_Process_Natural Gas_Process Boiler_E5 | Industrial | Other Industrial | Existing | Process | Natural Gas | Process Boiler | E5 |  | 0% | 0% | 0% | 0 | 0 | 0 | 0 | 0 | 0 | 0 | 0 | 0% | 0 | 0 | 0% | Normal | 0% | 0 | 0 | 0 | [18 empty] | Industrial_Other Industrial_Existing_Process_Process Boiler_
Industrial_Other Industrial_Existing_Process_Natural Gas_Process Boiler_E6 | Industrial | Other Industrial | Existing | Process | Natural Gas | Process Boiler | E6 |  | 0% | 0% | 0% | 0 | 0 | 0 | 0 | 0 | 0 | 0 | 0 | 0% | 0 | 0 | 0% | Normal | 0% | 0 | 0 | 0 | [18 empty] | Industrial_Other Industrial_Existing_Process_Process Boiler_
Industrial_Other Industrial_Existing_Process_Natural Gas_Process Boiler_E7 | Industrial | Other Industrial | Existing | Process | Natural Gas | Process Boiler | E7 |  | 0% | 0% | 0% | 0 | 0 | 0 | 0 | 0 | 0 | 0 | 0 | 0% | 0 | 0 | 0% | Normal | 0% | 0 | 0 | 0 | [18 empty] | Industrial_Other Industrial_Existing_Process_Process Boiler_
Industrial_Other Industrial_Existing_Process_Natural Gas_Process Boiler_E8 | Industrial | Other Industrial | Existing | Process | Natural Gas | Process Boiler | E8 |  | 0% | 0% | 0% | 0 | 0 | 0 | 0 | 0 | 0 | 0 | 0 | 0% | 0 | 0 | 0% | Normal | 0% | 0 | 0 | 0 | [18 empty] | Industrial_Other Industrial_Existing_Process_Process Boiler_
Industrial_Other Industrial_Existing_Process_Natural Gas_Process Boiler_E9 | Industrial | Other Industrial | Existing | Process | Natural Gas | Process Boiler | E9 |  | 0% | 0% | 0% | 0 | 0 | 0 | 0 | 0 | 0 | 0 | 0 | 0% | 0 | 0 | 0% | Normal | 0% | 0 | 0 | 0 | [18 empty] | Industrial_Other Industrial_Existing_Process_Process Boiler_
Industrial_Other Industrial_Existing_Process_Natural Gas_Process Boiler_E10 | Industrial | Other Industrial | Existing | Process | Natural Gas | Process Boiler | E10 |  | 0% | 0% | 0% | 0 | 0 | 0 | 0 | 0 | 0 | 0 | 0 | 0% | 0 | 0 | 0% | Normal | 0% | 0 | 0 | 0 | [18 empty] | Industrial_Other Industrial_Existing_Process_Process Boiler_
Industrial_Other Industrial_Existing_Process_Natural Gas_Process Heating_E1 | Industrial | Other Industrial | Existing | Process | Natural Gas | Process Heating | E1 | Standard | 100% | 0% | 0% | 59.3261 | 0 | 0 | 0 | 2 | 8 | 2019 | 2040 | 100% | 0 | 0 | 0% | Normal | 0% | 57.1199 | 0 | 0 | 1 unit | 100000 | 0 | 57.1199 | 1 | 1 | 0 | 0 | 2016 | 1.0386 |  | N/A | N/A | N/A |  | 1 | unit | 57.1199 | Industrial_Other Industrial_Existing_Process_Process Heating_Standard
Industrial_Other Industrial_Existing_Process_Natural Gas_Process Heating_E2 | Industrial | Other Industrial | Existing | Process | Natural Gas | Process Heating | E2 |  | 0% | 0% | 0% | 0 | 0 | 0 | 0 | 0 | 0 | 0 | 0 | 0% | 0 | 0 | 0% | Normal | 0% | 0 | 0 | 0 | [18 empty] | Industrial_Other Industrial_Existing_Process_Process Heating_
Industrial_Other Industrial_Existing_Process_Natural Gas_Process Heating_E3 | Industrial | Other Industrial | Existing | Process | Natural Gas | Process Heating | E3 |  | 0% | 0% | 0% | 0 | 0 | 0 | 0 | 0 | 0 | 0 | 0 | 0% | 0 | 0 | 0% | Normal | 0% | 0 | 0 | 0 | [18 empty] | Industrial_Other Industrial_Existing_Process_Process Heating_
Industrial_Other Industrial_Existing_Process_Natural Gas_Process Heating_E4 | Industrial | Other Industrial | Existing | Process | Natural Gas | Process Heating | E4 |  | 0% | 0% | 0% | 0 | 0 | 0 | 0 | 0 | 0 | 0 | 0 | 0% | 0 | 0 | 0% | Normal | 0% | 0 | 0 | 0 | [18 empty] | Industrial_Other Industrial_Existing_Process_Process Heating_
Industrial_Other Industrial_Existing_Process_Natural Gas_Process Heating_E5 | Industrial | Other Industrial | Existing | Process | Natural Gas | Process Heating | E5 |  | 0% | 0% | 0% | 0 | 0 | 0 | 0 | 0 | 0 | 0 | 0 | 0% | 0 | 0 | 0% | Normal | 0% | 0 | 0 | 0 | [18 empty] | Industrial_Other Industrial_Existing_Process_Process Heating_
Industrial_Other Industrial_Existing_Process_Natural Gas_Process Heating_E6 | Industrial | Other Industrial | Existing | Process | Natural Gas | Process Heating | E6 |  | 0% | 0% | 0% | 0 | 0 | 0 | 0 | 0 | 0 | 0 | 0 | 0% | 0 | 0 | 0% | Normal | 0% | 0 | 0 | 0 | [18 empty] | Industrial_Other Industrial_Existing_Process_Process Heating_
Industrial_Other Industrial_Existing_Process_Natural Gas_Process Heating_E7 | Industrial | Other Industrial | Existing | Process | Natural Gas | Process Heating | E7 |  | 0% | 0% | 0% | 0 | 0 | 0 | 0 | 0 | 0 | 0 | 0 | 0% | 0 | 0 | 0% | Normal | 0% | 0 | 0 | 0 | [18 empty] | Industrial_Other Industrial_Existing_Process_Process Heating_
Industrial_Other Industrial_Existing_Process_Natural Gas_Process Heating_E8 | Industrial | Other Industrial | Existing | Process | Natural Gas | Process Heating | E8 |  | 0% | 0% | 0% | 0 | 0 | 0 | 0 | 0 | 0 | 0 | 0 | 0% | 0 | 0 | 0% | Normal | 0% | 0 | 0 | 0 | [18 empty] | Industrial_Other Industrial_Existing_Process_Process Heating_
Industrial_Other Industrial_Existing_Process_Natural Gas_Process Heating_E9 | Industrial | Other Industrial | Existing | Process | Natural Gas | Process Heating | E9 |  | 0% | 0% | 0% | 0 | 0 | 0 | 0 | 0 | 0 | 0 | 0 | 0% | 0 | 0 | 0% | Normal | 0% | 0 | 0 | 0 | [18 empty] | Industrial_Other Industrial_Existing_Process_Process Heating_
Industrial_Other Industrial_Existing_Process_Natural Gas_Process Heating_E10 | Industrial | Other Industrial | Existing | Process | Natural Gas | Process Heating | E10 |  | 0% | 0% | 0% | 0 | 0 | 0 | 0 | 0 | 0 | 0 | 0 | 0% | 0 | 0 | 0% | Normal | 0% | 0 | 0 | 0 | [18 empty] | Industrial_Other Industrial_Existing_Process_Process Heating_
Industrial_Other Industrial_Existing_Process_Natural Gas_Process Cooling_E1 | Industrial | Other Industrial | Existing | Process | Natural Gas | Process Cooling | E1 | Standard | 100% | 0% | 0% | 0.15906 | 0 | 0 | 0 | 2 | 8 | 2019 | 2040 | 100% | 0 | 0 | 0% | Normal | 0% | 0.15315 | 0 | 0 | 1 unit | 100000 | 0 | 0.15315 | 1 | 1 | 0 | 0 | 2016 | 1.0386 |  | N/A | N/A | N/A |  | 1 | unit | 0.15315 | Industrial_Other Industrial_Existing_Process_Process Cooling_Standard
Industrial_Other Industrial_Existing_Process_Natural Gas_Process Cooling_E2 | Industrial | Other Industrial | Existing | Process | Natural Gas | Process Cooling | E2 |  | 0% | 0% | 0% | 0 | 0 | 0 | 0 | 0 | 0 | 0 | 0 | 0% | 0 | 0 | 0% | Normal | 0% | 0 | 0 | 0 | [18 empty] | Industrial_Other Industrial_Existing_Process_Process Cooling_
Industrial_Other Industrial_Existing_Process_Natural Gas_Process Cooling_E3 | Industrial | Other Industrial | Existing | Process | Natural Gas | Process Cooling | E3 |  | 0% | 0% | 0% | 0 | 0 | 0 | 0 | 0 | 0 | 0 | 0 | 0% | 0 | 0 | 0% | Normal | 0% | 0 | 0 | 0 | [18 empty] | Industrial_Other Industrial_Existing_Process_Process Cooling_
Industrial_Other Industrial_Existing_Process_Natural Gas_Process Cooling_E4 | Industrial | Other Industrial | Existing | Process | Natural Gas | Process Cooling | E4 |  | 0% | 0% | 0% | 0 | 0 | 0 | 0 | 0 | 0 | 0 | 0 | 0% | 0 | 0 | 0% | Normal | 0% | 0 | 0 | 0 | [18 empty] | Industrial_Other Industrial_Existing_Process_Process Cooling_
Industrial_Other Industrial_Existing_Process_Natural Gas_Process Cooling_E5 | Industrial | Other Industrial | Existing | Process | Natural Gas | Process Cooling | E5 |  | 0% | 0% | 0% | 0 | 0 | 0 | 0 | 0 | 0 | 0 | 0 | 0% | 0 | 0 | 0% | Normal | 0% | 0 | 0 | 0 | [18 empty] | Industrial_Other Industrial_Existing_Process_Process Cooling_
Industrial_Other Industrial_Existing_Process_Natural Gas_Process Cooling_E6 | Industrial | Other Industrial | Existing | Process | Natural Gas | Process Cooling | E6 |  | 0% | 0% | 0% | 0 | 0 | 0 | 0 | 0 | 0 | 0 | 0 | 0% | 0 | 0 | 0% | Normal | 0% | 0 | 0 | 0 | [18 empty] | Industrial_Other Industrial_Existing_Process_Process Cooling_
Industrial_Other Industrial_Existing_Process_Natural Gas_Process Cooling_E7 | Industrial | Other Industrial | Existing | Process | Natural Gas | Process Cooling | E7 |  | 0% | 0% | 0% | 0 | 0 | 0 | 0 | 0 | 0 | 0 | 0 | 0% | 0 | 0 | 0% | Normal | 0% | 0 | 0 | 0 | [18 empty] | Industrial_Other Industrial_Existing_Process_Process Cooling_
Industrial_Other Industrial_Existing_Process_Natural Gas_Process Cooling_E8 | Industrial | Other Industrial | Existing | Process | Natural Gas | Process Cooling | E8 |  | 0% | 0% | 0% | 0 | 0 | 0 | 0 | 0 | 0 | 0 | 0 | 0% | 0 | 0 | 0% | Normal | 0% | 0 | 0 | 0 | [18 empty] | Industrial_Other Industrial_Existing_Process_Process Cooling_
Industrial_Other Industrial_Existing_Process_Natural Gas_Process Cooling_E9 | Industrial | Other Industrial | Existing | Process | Natural Gas | Process Cooling | E9 |  | 0% | 0% | 0% | 0 | 0 | 0 | 0 | 0 | 0 | 0 | 0 | 0% | 0 | 0 | 0% | Normal | 0% | 0 | 0 | 0 | [18 empty] | Industrial_Other Industrial_Existing_Process_Process Cooling_
Industrial_Other Industrial_Existing_Process_Natural Gas_Process Cooling_E10 | Industrial | Other Industrial | Existing | Process | Natural Gas | Process Cooling | E10 |  | 0% | 0% | 0% | 0 | 0 | 0 | 0 | 0 | 0 | 0 | 0 | 0% | 0 | 0 | 0% | Normal | 0% | 0 | 0 | 0 | [18 empty] | Industrial_Other Industrial_Existing_Process_Process Cooling_
Industrial_Other Industrial_Existing_Process_Natural Gas_Other Process_E1 | Industrial | Other Industrial | Existing | Process | Natural Gas | Other Process | E1 | Standard | 100% | 0% | 0% | 2.9579 | 0 | 0 | 0 | 2 | 8 | 2019 | 2040 | 100% | 0 | 0 | 0% | Normal | 0% | 2.8479 | 0 | 0 | 1 unit | 100000 | 0 | 2.8479 | 1 | 1 | 0 | 0 | 2016 | 1.0386 |  | N/A | N/A | N/A |  | 1 | unit | 2.8479 | Industrial_Other Industrial_Existing_Process_Other Process_Standard
Industrial_Other Industrial_Existing_Process_Natural Gas_Other Process_E2 | Industrial | Other Industrial | Existing | Process | Natural Gas | Other Process | E2 |  | 0% | 0% | 0% | 0 | 0 | 0 | 0 | 0 | 0 | 0 | 0 | 0% | 0 | 0 | 0% | Normal | 0% | 0 | 0 | 0 | [18 empty] | Industrial_Other Industrial_Existing_Process_Other Process_
Industrial_Other Industrial_Existing_Process_Natural Gas_Other Process_E3 | Industrial | Other Industrial | Existing | Process | Natural Gas | Other Process | E3 |  | 0% | 0% | 0% | 0 | 0 | 0 | 0 | 0 | 0 | 0 | 0 | 0% | 0 | 0 | 0% | Normal | 0% | 0 | 0 | 0 | [18 empty] | Industrial_Other Industrial_Existing_Process_Other Process_
Industrial_Other Industrial_Existing_Process_Natural Gas_Other Process_E4 | Industrial | Other Industrial | Existing | Process | Natural Gas | Other Process | E4 |  | 0% | 0% | 0% | 0 | 0 | 0 | 0 | 0 | 0 | 0 | 0 | 0% | 0 | 0 | 0% | Normal | 0% | 0 | 0 | 0 | [18 empty] | Industrial_Other Industrial_Existing_Process_Other Process_
Industrial_Other Industrial_Existing_Process_Natural Gas_Other Process_E5 | Industrial | Other Industrial | Existing | Process | Natural Gas | Other Process | E5 |  | 0% | 0% | 0% | 0 | 0 | 0 | 0 | 0 | 0 | 0 | 0 | 0% | 0 | 0 | 0% | Normal | 0% | 0 | 0 | 0 | [18 empty] | Industrial_Other Industrial_Existing_Process_Other Process_
Industrial_Other Industrial_Existing_Process_Natural Gas_Other Process_E6 | Industrial | Other Industrial | Existing | Process | Natural Gas | Other Process | E6 |  | 0% | 0% | 0% | 0 | 0 | 0 | 0 | 0 | 0 | 0 | 0 | 0% | 0 | 0 | 0% | Normal | 0% | 0 | 0 | 0 | [18 empty] | Industrial_Other Industrial_Existing_Process_Other Process_
Industrial_Other Industrial_Existing_Process_Natural Gas_Other Process_E7 | Industrial | Other Industrial | Existing | Process | Natural Gas | Other Process | E7 |  | 0% | 0% | 0% | 0 | 0 | 0 | 0 | 0 | 0 | 0 | 0 | 0% | 0 | 0 | 0% | Normal | 0% | 0 | 0 | 0 | [18 empty] | Industrial_Other Industrial_Existing_Process_Other Process_
Industrial_Other Industrial_Existing_Process_Natural Gas_Other Process_E8 | Industrial | Other Industrial | Existing | Process | Natural Gas | Other Process | E8 |  | 0% | 0% | 0% | 0 | 0 | 0 | 0 | 0 | 0 | 0 | 0 | 0% | 0 | 0 | 0% | Normal | 0% | 0 | 0 | 0 | [18 empty] | Industrial_Other Industrial_Existing_Process_Other Process_
Industrial_Other Industrial_Existing_Process_Natural Gas_Other Process_E9 | Industrial | Other Industrial | Existing | Process | Natural Gas | Other Process | E9 |  | 0% | 0% | 0% | 0 | 0 | 0 | 0 | 0 | 0 | 0 | 0 | 0% | 0 | 0 | 0% | Normal | 0% | 0 | 0 | 0 | [18 empty] | Industrial_Other Industrial_Existing_Process_Other Process_
Industrial_Other Industrial_Existing_Process_Natural Gas_Other Process_E10 | Industrial | Other Industrial | Existing | Process | Natural Gas | Other Process | E10 |  | 0% | 0% | 0% | 0 | 0 | 0 | 0 | 0 | 0 | 0 | 0 | 0% | 0 | 0 | 0% | Normal | 0% | 0 | 0 | 0 | [18 empty] | Industrial_Other Industrial_Existing_Process_Other Process_
Industrial_Other Industrial_Existing_Miscellaneous_Natural Gas_Miscellaneous_E1 | Industrial | Other Industrial | Existing | Miscellaneous | Natural Gas | Miscellaneous | E1 | Standard | 100% | 0% | 0% | 21.6872 | 0 | 0 | 0 | 2 | 8 | 2019 | 2040 | 100% | 0 | 0 | 0% | Normal | 0% | 20.8807 | 0 | 0 | 1 unit | 100000 | 0 | 20.8807 | 1 | 1 | 0 | 0 | 2016 | 1.0386 |  | N/A | N/A | N/A |  | 1 | unit | 20.8807 | Industrial_Other Industrial_Existing_Miscellaneous_Miscellaneous_Standard
Industrial_Other Industrial_Existing_Miscellaneous_Natural Gas_Miscellaneous_E2 | Industrial | Other Industrial | Existing | Miscellaneous | Natural Gas | Miscellaneous | E2 |  | 0% | 0% | 0% | 0 | 0 | 0 | 0 | 0 | 0 | 0 | 0 | 0% | 0 | 0 | 0% | Normal | 0% | 0 | 0 | 0 | [18 empty] | Industrial_Other Industrial_Existing_Miscellaneous_Miscellaneous_
Industrial_Other Industrial_Existing_Miscellaneous_Natural Gas_Miscellaneous_E3 | Industrial | Other Industrial | Existing | Miscellaneous | Natural Gas | Miscellaneous | E3 |  | 0% | 0% | 0% | 0 | 0 | 0 | 0 | 0 | 0 | 0 | 0 | 0% | 0 | 0 | 0% | Normal | 0% | 0 | 0 | 0 | [18 empty] | Industrial_Other Industrial_Existing_Miscellaneous_Miscellaneous_
Industrial_Other Industrial_Existing_Miscellaneous_Natural Gas_Miscellaneous_E4 | Industrial | Other Industrial | Existing | Miscellaneous | Natural Gas | Miscellaneous | E4 |  | 0% | 0% | 0% | 0 | 0 | 0 | 0 | 0 | 0 | 0 | 0 | 0% | 0 | 0 | 0% | Normal | 0% | 0 | 0 | 0 | [18 empty] | Industrial_Other Industrial_Existing_Miscellaneous_Miscellaneous_
Industrial_Other Industrial_Existing_Miscellaneous_Natural Gas_Miscellaneous_E5 | Industrial | Other Industrial | Existing | Miscellaneous | Natural Gas | Miscellaneous | E5 |  | 0% | 0% | 0% | 0 | 0 | 0 | 0 | 0 | 0 | 0 | 0 | 0% | 0 | 0 | 0% | Normal | 0% | 0 | 0 | 0 | [18 empty] | Industrial_Other Industrial_Existing_Miscellaneous_Miscellaneous_
Industrial_Other Industrial_Existing_Miscellaneous_Natural Gas_Miscellaneous_E6 | Industrial | Other Industrial | Existing | Miscellaneous | Natural Gas | Miscellaneous | E6 |  | 0% | 0% | 0% | 0 | 0 | 0 | 0 | 0 | 0 | 0 | 0 | 0% | 0 | 0 | 0% | Normal | 0% | 0 | 0 | 0 | [18 empty] | Industrial_Other Industrial_Existing_Miscellaneous_Miscellaneous_
Industrial_Other Industrial_Existing_Miscellaneous_Natural Gas_Miscellaneous_E7 | Industrial | Other Industrial | Existing | Miscellaneous | Natural Gas | Miscellaneous | E7 |  | 0% | 0% | 0% | 0 | 0 | 0 | 0 | 0 | 0 | 0 | 0 | 0% | 0 | 0 | 0% | Normal | 0% | 0 | 0 | 0 | [18 empty] | Industrial_Other Industrial_Existing_Miscellaneous_Miscellaneous_
Industrial_Other Industrial_Existing_Miscellaneous_Natural Gas_Miscellaneous_E8 | Industrial | Other Industrial | Existing | Miscellaneous | Natural Gas | Miscellaneous | E8 |  | 0% | 0% | 0% | 0 | 0 | 0 | 0 | 0 | 0 | 0 | 0 | 0% | 0 | 0 | 0% | Normal | 0% | 0 | 0 | 0 | [18 empty] | Industrial_Other Industrial_Existing_Miscellaneous_Miscellaneous_
Industrial_Other Industrial_Existing_Miscellaneous_Natural Gas_Miscellaneous_E9 | Industrial | Other Industrial | Existing | Miscellaneous | Natural Gas | Miscellaneous | E9 |  | 0% | 0% | 0% | 0 | 0 | 0 | 0 | 0 | 0 | 0 | 0 | 0% | 0 | 0 | 0% | Normal | 0% | 0 | 0 | 0 | [18 empty] | Industrial_Other Industrial_Existing_Miscellaneous_Miscellaneous_
Industrial_Other Industrial_Existing_Miscellaneous_Natural Gas_Miscellaneous_E10 | Industrial | Other Industrial | Existing | Miscellaneous | Natural Gas | Miscellaneous | E10 |  | 0% | 0% | 0% | 0 | 0 | 0 | 0 | 0 | 0 | 0 | 0 | 0% | 0 | 0 | 0% | Normal | 0% | 0 | 0 | 0 | [18 empty] | Industrial_Other Industrial_Existing_Miscellaneous_Miscellaneous_
Industrial_Other Industrial_New_Space Heating_Natural Gas_Furnace_E1 | Industrial | Other Industrial | New | Space Heating | Natural Gas | Furnace | E1 | AFUE 80% (Standard) | 100% | 0% | 0% | 5.6785 | 5.9489 | 0.91938 | 0 | 17 | 29 | 2019 | 2040 | 100% | 0 | 0 | 0% | Normal | 0% | 46.1423 | 0 | 0 | 400 kBtu/hr | 100000 | 0 | 0.0053287 | 21.6482 | 1050 | 1100 | 170 | 2018 | 1.0149 |  | EIA 2018 Tech Forecast | EIA 2018 Tech Forecast | AEG BEST |  | 400 | kBtu/hr | 2.1315 | Industrial_Other Industrial_New_Space Heating_Furnace_AFUE 80% (Standard)
Industrial_Other Industrial_New_Space Heating_Natural Gas_Furnace_E2 | Industrial | Other Industrial | New | Space Heating | Natural Gas | Furnace | E2 | AFUE 90% | 88.89% | 0% | 0% | 9.4642 | 7.0306 | 0.94642 | 0 | 17 | 29 | 2019 | 2040 | 100% | 0 | 0 | 0% | Normal | 0% | 41.0143 | 0 | 0 | 400 kBtu/hr | 100000 | 0 | 0.0053287 | 19.2423 | 1750 | 1300 | 175 | 2018 | 1.0149 |  | EIA 2018 Tech Forecast | EIA 2018 Tech Forecast | AEG BEST |  | 400 | kBtu/hr | 2.1315 | Industrial_Other Industrial_New_Space Heating_Furnace_AFUE 90%
Industrial_Other Industrial_New_Space Heating_Natural Gas_Furnace_E3 | Industrial | Other Industrial | New | Space Heating | Natural Gas | Furnace | E3 | AFUE 96% | 83.33% | 0% | 0% | 13.2499 | 8.1122 | 0.97346 | 0 | 17 | 29 | 2019 | 2040 | 100% | 0 | 0 | 0% | Normal | 0% | 38.4503 | 0 | 0 | 400 kBtu/hr | 100000 | 0 | 0.0053287 | 18.0394 | 2450 | 1500 | 180 | 2018 | 1.0149 |  | EIA 2018 Tech Forecast | EIA 2018 Tech Forecast | AEG BEST |  | 400 | kBtu/hr | 2.1315 | Industrial_Other Industrial_New_Space Heating_Furnace_AFUE 96%
Industrial_Other Industrial_New_Space Heating_Natural Gas_Furnace_E4 | Industrial | Other Industrial | New | Space Heating | Natural Gas | Furnace | E4 |  | 0% | 0% | 0% | 0 | 0 | 0 | 0 | 0 | 0 | 0 | 0 | 0% | 0 | 0 | 0% | Normal | 0% | 0 | 0 | 0 | [18 empty] | Industrial_Other Industrial_New_Space Heating_Furnace_
Industrial_Other Industrial_New_Space Heating_Natural Gas_Furnace_E5 | Industrial | Other Industrial | New | Space Heating | Natural Gas | Furnace | E5 |  | 0% | 0% | 0% | 0 | 0 | 0 | 0 | 0 | 0 | 0 | 0 | 0% | 0 | 0 | 0% | Normal | 0% | 0 | 0 | 0 | [18 empty] | Industrial_Other Industrial_New_Space Heating_Furnace_
Industrial_Other Industrial_New_Space Heating_Natural Gas_Furnace_E6 | Industrial | Other Industrial | New | Space Heating | Natural Gas | Furnace | E6 |  | 0% | 0% | 0% | 0 | 0 | 0 | 0 | 0 | 0 | 0 | 0 | 0% | 0 | 0 | 0% | Normal | 0% | 0 | 0 | 0 | [18 empty] | Industrial_Other Industrial_New_Space Heating_Furnace_
Industrial_Other Industrial_New_Space Heating_Natural Gas_Furnace_E7 | Industrial | Other Industrial | New | Space Heating | Natural Gas | Furnace | E7 |  | 0% | 0% | 0% | 0 | 0 | 0 | 0 | 0 | 0 | 0 | 0 | 0% | 0 | 0 | 0% | Normal | 0% | 0 | 0 | 0 | [18 empty] | Industrial_Other Industrial_New_Space Heating_Furnace_
Industrial_Other Industrial_New_Space Heating_Natural Gas_Furnace_E8 | Industrial | Other Industrial | New | Space Heating | Natural Gas | Furnace | E8 |  | 0% | 0% | 0% | 0 | 0 | 0 | 0 | 0 | 0 | 0 | 0 | 0% | 0 | 0 | 0% | Normal | 0% | 0 | 0 | 0 | [18 empty] | Industrial_Other Industrial_New_Space Heating_Furnace_
Industrial_Other Industrial_New_Space Heating_Natural Gas_Furnace_E9 | Industrial | Other Industrial | New | Space Heating | Natural Gas | Furnace | E9 |  | 0% | 0% | 0% | 0 | 0 | 0 | 0 | 0 | 0 | 0 | 0 | 0% | 0 | 0 | 0% | Normal | 0% | 0 | 0 | 0 | [18 empty] | Industrial_Other Industrial_New_Space Heating_Furnace_
Industrial_Other Industrial_New_Space Heating_Natural Gas_Furnace_E10 | Industrial | Other Industrial | New | Space Heating | Natural Gas | Furnace | E10 |  | 0% | 0% | 0% | 0 | 0 | 0 | 0 | 0 | 0 | 0 | 0 | 0% | 0 | 0 | 0% | Normal | 0% | 0 | 0 | 0 | [18 empty] | Industrial_Other Industrial_New_Space Heating_Furnace_
Industrial_Other Industrial_New_Space Heating_Natural Gas_Boiler_E1 | Industrial | Other Industrial | New | Space Heating | Natural Gas | Boiler | E1 | AFUE 80% (Standard) | 100% | 0% | 0% | 30.2678 | 16.7749 | 3.2821 | 0 | 20 | 30 | 2019 | 2040 | 100% | 0 | 0 | 0% | Normal | 0% | 88.6921 | 0 | 0 | 800 kBtu/hr | 100000 | 0 | 0.0024965 | 44.4075 | 11945.7187 | 6620.5188 | 1295.3189 | 2018 | 1.0149 |  | EIA 2018 Tech Forecast | EIA 2018 Tech Forecast | GBLR-Heating-EIA14-2014 Ref. Case-2 |  | 800 | kBtu/hr | 1.9972 | Industrial_Other Industrial_New_Space Heating_Boiler_AFUE 80% (Standard)
Industrial_Other Industrial_New_Space Heating_Natural Gas_Boiler_E2 | Industrial | Other Industrial | New | Space Heating | Natural Gas | Boiler | E2 | AFUE 85% | 94.12% | 0% | 0% | 41.3903 | 17.7778 | 3.2821 | 0 | 20 | 30 | 2019 | 2040 | 100% | 0 | 0 | 0% | Normal | 0% | 83.4759 | 0 | 0 | 800 kBtu/hr | 100000 | 0 | 0.0024965 | 41.7958 | 16335.4105 | 7016.3107 | 1295.3189 | 2018 | 1.0149 |  | EIA 2018 Tech Forecast | EIA 2018 Tech Forecast | GBLR-Heating-EIA14-2014 Ref. Case-5 |  | 800 | kBtu/hr | 1.9972 | Industrial_Other Industrial_New_Space Heating_Boiler_AFUE 85%
Industrial_Other Industrial_New_Space Heating_Natural Gas_Boiler_E3 | Industrial | Other Industrial | New | Space Heating | Natural Gas | Boiler | E3 | AFUE 97% | 82.48% | 0% | 0% | 66.9947 | 16.5254 | 3.2821 | 0 | 20 | 30 | 2019 | 2040 | 100% | 0 | 0 | 0% | Normal | 0% | 73.1547 | 0 | 0 | 800 kBtu/hr | 100000 | 0 | 0.0024965 | 36.628 | 26440.6423 | 6522.0251 | 1295.3189 | 2018 | 1.0149 |  | EIA 2018 Tech Forecast | EIA 2018 Tech Forecast | GBLR-Heating-EIA14-2014 Ref. Case-6 |  | 800 | kBtu/hr | 1.9972 | Industrial_Other Industrial_New_Space Heating_Boiler_AFUE 97%
Industrial_Other Industrial_New_Space Heating_Natural Gas_Boiler_E4 | Industrial | Other Industrial | New | Space Heating | Natural Gas | Boiler | E4 | Convert to NG Air Source Heat Pump | 57.14% | 0% | 0% | 324954.0061 | 0 | 6105.1965 | 0 | 10 | 20 | 2019 | 2040 | 100% | 0 | 0 | 0% | Normal | 0% | 50.6812 | 0 | 0 | 1 kBtu/hr | 100000 | 0 | 1.9972 | 25.3757 | 158316.7533 | 0 | 2974.436 | 2017 | 1.0277 |  | AEO 2021 - gas_eng-driven_RTHP-heat 2017 typical | AEO 2021 - gas_eng-driven_RTHP-heat 2017 typical | HP_GAS-Heating-AEO17-1 |  | 1 | kBtu/hr | 1.9972 | Industrial_Other Industrial_New_Space Heating_Boiler_Convert to NG Air Source Heat Pump
Industrial_Other Industrial_New_Space Heating_Natural Gas_Boiler_E5 | Industrial | Other Industrial | New | Space Heating | Natural Gas | Boiler | E5 |  | 0% | 0% | 0% | 0 | 0 | 0 | 0 | 0 | 0 | 0 | 0 | 0% | 0 | 0 | 0% | Normal | 0% | 0 | 0 | 0 | [18 empty] | Industrial_Other Industrial_New_Space Heating_Boiler_
Industrial_Other Industrial_New_Space Heating_Natural Gas_Boiler_E6 | Industrial | Other Industrial | New | Space Heating | Natural Gas | Boiler | E6 |  | 0% | 0% | 0% | 0 | 0 | 0 | 0 | 0 | 0 | 0 | 0 | 0% | 0 | 0 | 0% | Normal | 0% | 0 | 0 | 0 | [18 empty] | Industrial_Other Industrial_New_Space Heating_Boiler_
Industrial_Other Industrial_New_Space Heating_Natural Gas_Boiler_E7 | Industrial | Other Industrial | New | Space Heating | Natural Gas | Boiler | E7 |  | 0% | 0% | 0% | 0 | 0 | 0 | 0 | 0 | 0 | 0 | 0 | 0% | 0 | 0 | 0% | Normal | 0% | 0 | 0 | 0 | [18 empty] | Industrial_Other Industrial_New_Space Heating_Boiler_
Industrial_Other Industrial_New_Space Heating_Natural Gas_Boiler_E8 | Industrial | Other Industrial | New | Space Heating | Natural Gas | Boiler | E8 |  | 0% | 0% | 0% | 0 | 0 | 0 | 0 | 0 | 0 | 0 | 0 | 0% | 0 | 0 | 0% | Normal | 0% | 0 | 0 | 0 | [18 empty] | Industrial_Other Industrial_New_Space Heating_Boiler_
Industrial_Other Industrial_New_Space Heating_Natural Gas_Boiler_E9 | Industrial | Other Industrial | New | Space Heating | Natural Gas | Boiler | E9 |  | 0% | 0% | 0% | 0 | 0 | 0 | 0 | 0 | 0 | 0 | 0 | 0% | 0 | 0 | 0% | Normal | 0% | 0 | 0 | 0 | [18 empty] | Industrial_Other Industrial_New_Space Heating_Boiler_
Industrial_Other Industrial_New_Space Heating_Natural Gas_Boiler_E10 | Industrial | Other Industrial | New | Space Heating | Natural Gas | Boiler | E10 |  | 0% | 0% | 0% | 0 | 0 | 0 | 0 | 0 | 0 | 0 | 0 | 0% | 0 | 0 | 0% | Normal | 0% | 0 | 0 | 0 | [18 empty] | Industrial_Other Industrial_New_Space Heating_Boiler_
Industrial_Other Industrial_New_Space Heating_Natural Gas_Unit Heater_E1 | Industrial | Other Industrial | New | Space Heating | Natural Gas | Unit Heater | E1 | Standard | 100% | 0% | 0% | 74.3328 | 0 | 0 | 0 | 10 | 14 | 2019 | 2040 | 100% | 0 | 0 | 0% | Normal | 0% | 100.5085 | 0 | 0 | 125 kBtu/Hr | 100000 | 0 | 0.00034531 | 2328.572 | 1753.7127 | 0 | 0 | 2020 | 0.98199 |  | IL TRM - 4.4.12 - CI-HVC-IRHT-V02-210101 | CNGC Program Data | IL TRM - 4.4.12 - CI-HVC-IRHT-V02-210101 w/ CNGC Sizing |  | 125 | kBtu/Hr | 0.043163 | Industrial_Other Industrial_New_Space Heating_Unit Heater_Standard
Industrial_Other Industrial_New_Space Heating_Natural Gas_Unit Heater_E2 | Industrial | Other Industrial | New | Space Heating | Natural Gas | Unit Heater | E2 | Condensing | 95.24% | 0% | 0% | 163.0229 | 0 | 0 | 0 | 10 | 14 | 2019 | 2040 | 100% | 0 | 0 | 0% | Normal | 0% | 95.7245 | 0 | 0 | 125 kBtu/Hr | 100000 | 0 | 0.00034531 | 2217.7386 | 3846.1538 | 0 | 0 | 2020 | 0.98199 |  | IL TRM - 4.4.5 - CI-HVC-CUHT-V01-190101 | CNGC Program Data | IL TRM - 4.4.5 - CI-HVC-CUHT-V01-190101 w/ CNGC Sizing |  | 125 | kBtu/Hr | 0.043163 | Industrial_Other Industrial_New_Space Heating_Unit Heater_Condensing
Industrial_Other Industrial_New_Space Heating_Natural Gas_Unit Heater_E3 | Industrial | Other Industrial | New | Space Heating | Natural Gas | Unit Heater | E3 | Infrared Radiant | 85% | 0% | 0% | 103.7057 | 0 | 0 | 0 | 11 | 19 | 2019 | 2040 | 100% | 0 | 0 | 0% | Normal | 0% | 85.4322 | 0 | 0 | 125 kBtu/Hr | 100000 | 0 | 0.00034531 | 1979.2862 | 2446.6992 | 0 | 0 | 2020 | 0.98199 |  | IL TRM - 4.4.12 - CI-HVC-IRHT-V02-210101 | CNGC Program Data | IL TRM - 4.4.12 - CI-HVC-IRHT-V02-210101 w/ CNGC Sizing |  | 125 | kBtu/Hr | 0.043163 | Industrial_Other Industrial_New_Space Heating_Unit Heater_Infrared Radiant
Industrial_Other Industrial_New_Space Heating_Natural Gas_Unit Heater_E4 | Industrial | Other Industrial | New | Space Heating | Natural Gas | Unit Heater | E4 |  | 0% | 0% | 0% | 0 | 0 | 0 | 0 | 0 | 0 | 0 | 0 | 0% | 0 | 0 | 0% | Normal | 0% | 0 | 0 | 0 | [18 empty] | Industrial_Other Industrial_New_Space Heating_Unit Heater_
Industrial_Other Industrial_New_Space Heating_Natural Gas_Unit Heater_E5 | Industrial | Other Industrial | New | Space Heating | Natural Gas | Unit Heater | E5 |  | 0% | 0% | 0% | 0 | 0 | 0 | 0 | 0 | 0 | 0 | 0 | 0% | 0 | 0 | 0% | Normal | 0% | 0 | 0 | 0 | [18 empty] | Industrial_Other Industrial_New_Space Heating_Unit Heater_
Industrial_Other Industrial_New_Space Heating_Natural Gas_Unit Heater_E6 | Industrial | Other Industrial | New | Space Heating | Natural Gas | Unit Heater | E6 |  | 0% | 0% | 0% | 0 | 0 | 0 | 0 | 0 | 0 | 0 | 0 | 0% | 0 | 0 | 0% | Normal | 0% | 0 | 0 | 0 | [18 empty] | Industrial_Other Industrial_New_Space Heating_Unit Heater_
Industrial_Other Industrial_New_Space Heating_Natural Gas_Unit Heater_E7 | Industrial | Other Industrial | New | Space Heating | Natural Gas | Unit Heater | E7 |  | 0% | 0% | 0% | 0 | 0 | 0 | 0 | 0 | 0 | 0 | 0 | 0% | 0 | 0 | 0% | Normal | 0% | 0 | 0 | 0 | [18 empty] | Industrial_Other Industrial_New_Space Heating_Unit Heater_
Industrial_Other Industrial_New_Space Heating_Natural Gas_Unit Heater_E8 | Industrial | Other Industrial | New | Space Heating | Natural Gas | Unit Heater | E8 |  | 0% | 0% | 0% | 0 | 0 | 0 | 0 | 0 | 0 | 0 | 0 | 0% | 0 | 0 | 0% | Normal | 0% | 0 | 0 | 0 | [18 empty] | Industrial_Other Industrial_New_Space Heating_Unit Heater_
Industrial_Other Industrial_New_Space Heating_Natural Gas_Unit Heater_E9 | Industrial | Other Industrial | New | Space Heating | Natural Gas | Unit Heater | E9 |  | 0% | 0% | 0% | 0 | 0 | 0 | 0 | 0 | 0 | 0 | 0 | 0% | 0 | 0 | 0% | Normal | 0% | 0 | 0 | 0 | [18 empty] | Industrial_Other Industrial_New_Space Heating_Unit Heater_
Industrial_Other Industrial_New_Space Heating_Natural Gas_Unit Heater_E10 | Industrial | Other Industrial | New | Space Heating | Natural Gas | Unit Heater | E10 |  | 0% | 0% | 0% | 0 | 0 | 0 | 0 | 0 | 0 | 0 | 0 | 0% | 0 | 0 | 0% | Normal | 0% | 0 | 0 | 0 | [18 empty] | Industrial_Other Industrial_New_Space Heating_Unit Heater_
Industrial_Other Industrial_New_Process_Natural Gas_Process Boiler_E1 | Industrial | Other Industrial | New | Process | Natural Gas | Process Boiler | E1 | EF .80 | 100% | 0% | 0% | 16847.602 | 4288.0192 | 1826.8484 | 0 | 20 | 30 | 2019 | 2040 | 100% | 0 | 0 | 0% | Normal | 0% | 70.7216 | 0 | 0 | 1 unit | 100000 | 0 | 1 | 50457.6 | 16600 | 4225 | 1800 | 2018 | 1.0149 |  | EIA 2018 Tech Forecast | EIA 2018 Tech Forecast | IL TRM - 4.4.10 - CI-HVC-BOIL-V08-210101 |  | 1 | unit | 1 | Industrial_Other Industrial_New_Process_Process Boiler_EF .80
Industrial_Other Industrial_New_Process_Natural Gas_Process Boiler_E2 | Industrial | Other Industrial | New | Process | Natural Gas | Process Boiler | E2 |  | 0% | 0% | 0% | 0 | 0 | 0 | 0 | 0 | 0 | 0 | 0 | 0% | 0 | 0 | 0% | Normal | 0% | 0 | 0 | 0 | [18 empty] | Industrial_Other Industrial_New_Process_Process Boiler_
Industrial_Other Industrial_New_Process_Natural Gas_Process Boiler_E3 | Industrial | Other Industrial | New | Process | Natural Gas | Process Boiler | E3 |  | 0% | 0% | 0% | 0 | 0 | 0 | 0 | 0 | 0 | 0 | 0 | 0% | 0 | 0 | 0% | Normal | 0% | 0 | 0 | 0 | [18 empty] | Industrial_Other Industrial_New_Process_Process Boiler_
Industrial_Other Industrial_New_Process_Natural Gas_Process Boiler_E4 | Industrial | Other Industrial | New | Process | Natural Gas | Process Boiler | E4 |  | 0% | 0% | 0% | 0 | 0 | 0 | 0 | 0 | 0 | 0 | 0 | 0% | 0 | 0 | 0% | Normal | 0% | 0 | 0 | 0 | [18 empty] | Industrial_Other Industrial_New_Process_Process Boiler_
Industrial_Other Industrial_New_Process_Natural Gas_Process Boiler_E5 | Industrial | Other Industrial | New | Process | Natural Gas | Process Boiler | E5 |  | 0% | 0% | 0% | 0 | 0 | 0 | 0 | 0 | 0 | 0 | 0 | 0% | 0 | 0 | 0% | Normal | 0% | 0 | 0 | 0 | [18 empty] | Industrial_Other Industrial_New_Process_Process Boiler_
Industrial_Other Industrial_New_Process_Natural Gas_Process Boiler_E6 | Industrial | Other Industrial | New | Process | Natural Gas | Process Boiler | E6 |  | 0% | 0% | 0% | 0 | 0 | 0 | 0 | 0 | 0 | 0 | 0 | 0% | 0 | 0 | 0% | Normal | 0% | 0 | 0 | 0 | [18 empty] | Industrial_Other Industrial_New_Process_Process Boiler_
Industrial_Other Industrial_New_Process_Natural Gas_Process Boiler_E7 | Industrial | Other Industrial | New | Process | Natural Gas | Process Boiler | E7 |  | 0% | 0% | 0% | 0 | 0 | 0 | 0 | 0 | 0 | 0 | 0 | 0% | 0 | 0 | 0% | Normal | 0% | 0 | 0 | 0 | [18 empty] | Industrial_Other Industrial_New_Process_Process Boiler_
Industrial_Other Industrial_New_Process_Natural Gas_Process Boiler_E8 | Industrial | Other Industrial | New | Process | Natural Gas | Process Boiler | E8 |  | 0% | 0% | 0% | 0 | 0 | 0 | 0 | 0 | 0 | 0 | 0 | 0% | 0 | 0 | 0% | Normal | 0% | 0 | 0 | 0 | [18 empty] | Industrial_Other Industrial_New_Process_Process Boiler_
Industrial_Other Industrial_New_Process_Natural Gas_Process Boiler_E9 | Industrial | Other Industrial | New | Process | Natural Gas | Process Boiler | E9 |  | 0% | 0% | 0% | 0 | 0 | 0 | 0 | 0 | 0 | 0 | 0 | 0% | 0 | 0 | 0% | Normal | 0% | 0 | 0 | 0 | [18 empty] | Industrial_Other Industrial_New_Process_Process Boiler_
Industrial_Other Industrial_New_Process_Natural Gas_Process Boiler_E10 | Industrial | Other Industrial | New | Process | Natural Gas | Process Boiler | E10 |  | 0% | 0% | 0% | 0 | 0 | 0 | 0 | 0 | 0 | 0 | 0 | 0% | 0 | 0 | 0% | Normal | 0% | 0 | 0 | 0 | [18 empty] | Industrial_Other Industrial_New_Process_Process Boiler_
Industrial_Other Industrial_New_Process_Natural Gas_Process Heating_E1 | Industrial | Other Industrial | New | Process | Natural Gas | Process Heating | E1 | Standard | 100% | 0% | 0% | 1.0386 | 0 | 0 | 0 | 2 | 8 | 2019 | 2040 | 100% | 0 | 0 | 0% | Normal | 0% | 57.1199 | 0 | 0 | 1 unit | 100000 | 0 | 1 | 1 | 1 | 0 | 0 | 2016 | 1.0386 |  | N/A | N/A | N/A |  | 1 | unit | 1 | Industrial_Other Industrial_New_Process_Process Heating_Standard
Industrial_Other Industrial_New_Process_Natural Gas_Process Heating_E2 | Industrial | Other Industrial | New | Process | Natural Gas | Process Heating | E2 |  | 0% | 0% | 0% | 0 | 0 | 0 | 0 | 0 | 0 | 0 | 0 | 0% | 0 | 0 | 0% | Normal | 0% | 0 | 0 | 0 | [18 empty] | Industrial_Other Industrial_New_Process_Process Heating_
Industrial_Other Industrial_New_Process_Natural Gas_Process Heating_E3 | Industrial | Other Industrial | New | Process | Natural Gas | Process Heating | E3 |  | 0% | 0% | 0% | 0 | 0 | 0 | 0 | 0 | 0 | 0 | 0 | 0% | 0 | 0 | 0% | Normal | 0% | 0 | 0 | 0 | [18 empty] | Industrial_Other Industrial_New_Process_Process Heating_
Industrial_Other Industrial_New_Process_Natural Gas_Process Heating_E4 | Industrial | Other Industrial | New | Process | Natural Gas | Process Heating | E4 |  | 0% | 0% | 0% | 0 | 0 | 0 | 0 | 0 | 0 | 0 | 0 | 0% | 0 | 0 | 0% | Normal | 0% | 0 | 0 | 0 | [18 empty] | Industrial_Other Industrial_New_Process_Process Heating_
Industrial_Other Industrial_New_Process_Natural Gas_Process Heating_E5 | Industrial | Other Industrial | New | Process | Natural Gas | Process Heating | E5 |  | 0% | 0% | 0% | 0 | 0 | 0 | 0 | 0 | 0 | 0 | 0 | 0% | 0 | 0 | 0% | Normal | 0% | 0 | 0 | 0 | [18 empty] | Industrial_Other Industrial_New_Process_Process Heating_
Industrial_Other Industrial_New_Process_Natural Gas_Process Heating_E6 | Industrial | Other Industrial | New | Process | Natural Gas | Process Heating | E6 |  | 0% | 0% | 0% | 0 | 0 | 0 | 0 | 0 | 0 | 0 | 0 | 0% | 0 | 0 | 0% | Normal | 0% | 0 | 0 | 0 | [18 empty] | Industrial_Other Industrial_New_Process_Process Heating_
Industrial_Other Industrial_New_Process_Natural Gas_Process Heating_E7 | Industrial | Other Industrial | New | Process | Natural Gas | Process Heating | E7 |  | 0% | 0% | 0% | 0 | 0 | 0 | 0 | 0 | 0 | 0 | 0 | 0% | 0 | 0 | 0% | Normal | 0% | 0 | 0 | 0 | [18 empty] | Industrial_Other Industrial_New_Process_Process Heating_
Industrial_Other Industrial_New_Process_Natural Gas_Process Heating_E8 | Industrial | Other Industrial | New | Process | Natural Gas | Process Heating | E8 |  | 0% | 0% | 0% | 0 | 0 | 0 | 0 | 0 | 0 | 0 | 0 | 0% | 0 | 0 | 0% | Normal | 0% | 0 | 0 | 0 | [18 empty] | Industrial_Other Industrial_New_Process_Process Heating_
Industrial_Other Industrial_New_Process_Natural Gas_Process Heating_E9 | Industrial | Other Industrial | New | Process | Natural Gas | Process Heating | E9 |  | 0% | 0% | 0% | 0 | 0 | 0 | 0 | 0 | 0 | 0 | 0 | 0% | 0 | 0 | 0% | Normal | 0% | 0 | 0 | 0 | [18 empty] | Industrial_Other Industrial_New_Process_Process Heating_
Industrial_Other Industrial_New_Process_Natural Gas_Process Heating_E10 | Industrial | Other Industrial | New | Process | Natural Gas | Process Heating | E10 |  | 0% | 0% | 0% | 0 | 0 | 0 | 0 | 0 | 0 | 0 | 0 | 0% | 0 | 0 | 0% | Normal | 0% | 0 | 0 | 0 | [18 empty] | Industrial_Other Industrial_New_Process_Process Heating_
Industrial_Other Industrial_New_Process_Natural Gas_Process Cooling_E1 | Industrial | Other Industrial | New | Process | Natural Gas | Process Cooling | E1 | Standard | 100% | 0% | 0% | 1.0386 | 0 | 0 | 0 | 2 | 8 | 2019 | 2040 | 100% | 0 | 0 | 0% | Normal | 0% | 0.15315 | 0 | 0 | 1 unit | 100000 | 0 | 1 | 1 | 1 | 0 | 0 | 2016 | 1.0386 |  | N/A | N/A | N/A |  | 1 | unit | 1 | Industrial_Other Industrial_New_Process_Process Cooling_Standard
Industrial_Other Industrial_New_Process_Natural Gas_Process Cooling_E2 | Industrial | Other Industrial | New | Process | Natural Gas | Process Cooling | E2 |  | 0% | 0% | 0% | 0 | 0 | 0 | 0 | 0 | 0 | 0 | 0 | 0% | 0 | 0 | 0% | Normal | 0% | 0 | 0 | 0 | [18 empty] | Industrial_Other Industrial_New_Process_Process Cooling_
Industrial_Other Industrial_New_Process_Natural Gas_Process Cooling_E3 | Industrial | Other Industrial | New | Process | Natural Gas | Process Cooling | E3 |  | 0% | 0% | 0% | 0 | 0 | 0 | 0 | 0 | 0 | 0 | 0 | 0% | 0 | 0 | 0% | Normal | 0% | 0 | 0 | 0 | [18 empty] | Industrial_Other Industrial_New_Process_Process Cooling_
Industrial_Other Industrial_New_Process_Natural Gas_Process Cooling_E4 | Industrial | Other Industrial | New | Process | Natural Gas | Process Cooling | E4 |  | 0% | 0% | 0% | 0 | 0 | 0 | 0 | 0 | 0 | 0 | 0 | 0% | 0 | 0 | 0% | Normal | 0% | 0 | 0 | 0 | [18 empty] | Industrial_Other Industrial_New_Process_Process Cooling_
Industrial_Other Industrial_New_Process_Natural Gas_Process Cooling_E5 | Industrial | Other Industrial | New | Process | Natural Gas | Process Cooling | E5 |  | 0% | 0% | 0% | 0 | 0 | 0 | 0 | 0 | 0 | 0 | 0 | 0% | 0 | 0 | 0% | Normal | 0% | 0 | 0 | 0 | [18 empty] | Industrial_Other Industrial_New_Process_Process Cooling_
Industrial_Other Industrial_New_Process_Natural Gas_Process Cooling_E6 | Industrial | Other Industrial | New | Process | Natural Gas | Process Cooling | E6 |  | 0% | 0% | 0% | 0 | 0 | 0 | 0 | 0 | 0 | 0 | 0 | 0% | 0 | 0 | 0% | Normal | 0% | 0 | 0 | 0 | [18 empty] | Industrial_Other Industrial_New_Process_Process Cooling_
Industrial_Other Industrial_New_Process_Natural Gas_Process Cooling_E7 | Industrial | Other Industrial | New | Process | Natural Gas | Process Cooling | E7 |  | 0% | 0% | 0% | 0 | 0 | 0 | 0 | 0 | 0 | 0 | 0 | 0% | 0 | 0 | 0% | Normal | 0% | 0 | 0 | 0 | [18 empty] | Industrial_Other Industrial_New_Process_Process Cooling_
Industrial_Other Industrial_New_Process_Natural Gas_Process Cooling_E8 | Industrial | Other Industrial | New | Process | Natural Gas | Process Cooling | E8 |  | 0% | 0% | 0% | 0 | 0 | 0 | 0 | 0 | 0 | 0 | 0 | 0% | 0 | 0 | 0% | Normal | 0% | 0 | 0 | 0 | [18 empty] | Industrial_Other Industrial_New_Process_Process Cooling_
Industrial_Other Industrial_New_Process_Natural Gas_Process Cooling_E9 | Industrial | Other Industrial | New | Process | Natural Gas | Process Cooling | E9 |  | 0% | 0% | 0% | 0 | 0 | 0 | 0 | 0 | 0 | 0 | 0 | 0% | 0 | 0 | 0% | Normal | 0% | 0 | 0 | 0 | [18 empty] | Industrial_Other Industrial_New_Process_Process Cooling_
Industrial_Other Industrial_New_Process_Natural Gas_Process Cooling_E10 | Industrial | Other Industrial | New | Process | Natural Gas | Process Cooling | E10 |  | 0% | 0% | 0% | 0 | 0 | 0 | 0 | 0 | 0 | 0 | 0 | 0% | 0 | 0 | 0% | Normal | 0% | 0 | 0 | 0 | [18 empty] | Industrial_Other Industrial_New_Process_Process Cooling_
Industrial_Other Industrial_New_Process_Natural Gas_Other Process_E1 | Industrial | Other Industrial | New | Process | Natural Gas | Other Process | E1 | Standard | 100% | 0% | 0% | 1.0386 | 0 | 0 | 0 | 2 | 8 | 2019 | 2040 | 100% | 0 | 0 | 0% | Normal | 0% | 2.8479 | 0 | 0 | 1 unit | 100000 | 0 | 1 | 1 | 1 | 0 | 0 | 2016 | 1.0386 |  | N/A | N/A | N/A |  | 1 | unit | 1 | Industrial_Other Industrial_New_Process_Other Process_Standard
Industrial_Other Industrial_New_Process_Natural Gas_Other Process_E2 | Industrial | Other Industrial | New | Process | Natural Gas | Other Process | E2 |  | 0% | 0% | 0% | 0 | 0 | 0 | 0 | 0 | 0 | 0 | 0 | 0% | 0 | 0 | 0% | Normal | 0% | 0 | 0 | 0 | [18 empty] | Industrial_Other Industrial_New_Process_Other Process_
Industrial_Other Industrial_New_Process_Natural Gas_Other Process_E3 | Industrial | Other Industrial | New | Process | Natural Gas | Other Process | E3 |  | 0% | 0% | 0% | 0 | 0 | 0 | 0 | 0 | 0 | 0 | 0 | 0% | 0 | 0 | 0% | Normal | 0% | 0 | 0 | 0 | [18 empty] | Industrial_Other Industrial_New_Process_Other Process_
Industrial_Other Industrial_New_Process_Natural Gas_Other Process_E4 | Industrial | Other Industrial | New | Process | Natural Gas | Other Process | E4 |  | 0% | 0% | 0% | 0 | 0 | 0 | 0 | 0 | 0 | 0 | 0 | 0% | 0 | 0 | 0% | Normal | 0% | 0 | 0 | 0 | [18 empty] | Industrial_Other Industrial_New_Process_Other Process_
Industrial_Other Industrial_New_Process_Natural Gas_Other Process_E5 | Industrial | Other Industrial | New | Process | Natural Gas | Other Process | E5 |  | 0% | 0% | 0% | 0 | 0 | 0 | 0 | 0 | 0 | 0 | 0 | 0% | 0 | 0 | 0% | Normal | 0% | 0 | 0 | 0 | [18 empty] | Industrial_Other Industrial_New_Process_Other Process_
Industrial_Other Industrial_New_Process_Natural Gas_Other Process_E6 | Industrial | Other Industrial | New | Process | Natural Gas | Other Process | E6 |  | 0% | 0% | 0% | 0 | 0 | 0 | 0 | 0 | 0 | 0 | 0 | 0% | 0 | 0 | 0% | Normal | 0% | 0 | 0 | 0 | [18 empty] | Industrial_Other Industrial_New_Process_Other Process_
Industrial_Other Industrial_New_Process_Natural Gas_Other Process_E7 | Industrial | Other Industrial | New | Process | Natural Gas | Other Process | E7 |  | 0% | 0% | 0% | 0 | 0 | 0 | 0 | 0 | 0 | 0 | 0 | 0% | 0 | 0 | 0% | Normal | 0% | 0 | 0 | 0 | [18 empty] | Industrial_Other Industrial_New_Process_Other Process_
Industrial_Other Industrial_New_Process_Natural Gas_Other Process_E8 | Industrial | Other Industrial | New | Process | Natural Gas | Other Process | E8 |  | 0% | 0% | 0% | 0 | 0 | 0 | 0 | 0 | 0 | 0 | 0 | 0% | 0 | 0 | 0% | Normal | 0% | 0 | 0 | 0 | [18 empty] | Industrial_Other Industrial_New_Process_Other Process_
Industrial_Other Industrial_New_Process_Natural Gas_Other Process_E9 | Industrial | Other Industrial | New | Process | Natural Gas | Other Process | E9 |  | 0% | 0% | 0% | 0 | 0 | 0 | 0 | 0 | 0 | 0 | 0 | 0% | 0 | 0 | 0% | Normal | 0% | 0 | 0 | 0 | [18 empty] | Industrial_Other Industrial_New_Process_Other Process_
Industrial_Other Industrial_New_Process_Natural Gas_Other Process_E10 | Industrial | Other Industrial | New | Process | Natural Gas | Other Process | E10 |  | 0% | 0% | 0% | 0 | 0 | 0 | 0 | 0 | 0 | 0 | 0 | 0% | 0 | 0 | 0% | Normal | 0% | 0 | 0 | 0 | [18 empty] | Industrial_Other Industrial_New_Process_Other Process_
Industrial_Other Industrial_New_Miscellaneous_Natural Gas_Miscellaneous_E1 | Industrial | Other Industrial | New | Miscellaneous | Natural Gas | Miscellaneous | E1 | Standard | 100% | 0% | 0% | 1.0386 | 0 | 0 | 0 | 2 | 8 | 2019 | 2040 | 100% | 0 | 0 | 0% | Normal | 0% | 20.8807 | 0 | 0 | 1 unit | 100000 | 0 | 1 | 1 | 1 | 0 | 0 | 2016 | 1.0386 |  | N/A | N/A | N/A |  | 1 | unit | 1 | Industrial_Other Industrial_New_Miscellaneous_Miscellaneous_Standard
Industrial_Other Industrial_New_Miscellaneous_Natural Gas_Miscellaneous_E2 | Industrial | Other Industrial | New | Miscellaneous | Natural Gas | Miscellaneous | E2 |  | 0% | 0% | 0% | 0 | 0 | 0 | 0 | 0 | 0 | 0 | 0 | 0% | 0 | 0 | 0% | Normal | 0% | 0 | 0 | 0 | [18 empty] | Industrial_Other Industrial_New_Miscellaneous_Miscellaneous_
Industrial_Other Industrial_New_Miscellaneous_Natural Gas_Miscellaneous_E3 | Industrial | Other Industrial | New | Miscellaneous | Natural Gas | Miscellaneous | E3 |  | 0% | 0% | 0% | 0 | 0 | 0 | 0 | 0 | 0 | 0 | 0 | 0% | 0 | 0 | 0% | Normal | 0% | 0 | 0 | 0 | [18 empty] | Industrial_Other Industrial_New_Miscellaneous_Miscellaneous_
Industrial_Other Industrial_New_Miscellaneous_Natural Gas_Miscellaneous_E4 | Industrial | Other Industrial | New | Miscellaneous | Natural Gas | Miscellaneous | E4 |  | 0% | 0% | 0% | 0 | 0 | 0 | 0 | 0 | 0 | 0 | 0 | 0% | 0 | 0 | 0% | Normal | 0% | 0 | 0 | 0 | [18 empty] | Industrial_Other Industrial_New_Miscellaneous_Miscellaneous_
Industrial_Other Industrial_New_Miscellaneous_Natural Gas_Miscellaneous_E5 | Industrial | Other Industrial | New | Miscellaneous | Natural Gas | Miscellaneous | E5 |  | 0% | 0% | 0% | 0 | 0 | 0 | 0 | 0 | 0 | 0 | 0 | 0% | 0 | 0 | 0% | Normal | 0% | 0 | 0 | 0 | [18 empty] | Industrial_Other Industrial_New_Miscellaneous_Miscellaneous_
Industrial_Other Industrial_New_Miscellaneous_Natural Gas_Miscellaneous_E6 | Industrial | Other Industrial | New | Miscellaneous | Natural Gas | Miscellaneous | E6 |  | 0% | 0% | 0% | 0 | 0 | 0 | 0 | 0 | 0 | 0 | 0 | 0% | 0 | 0 | 0% | Normal | 0% | 0 | 0 | 0 | [18 empty] | Industrial_Other Industrial_New_Miscellaneous_Miscellaneous_
Industrial_Other Industrial_New_Miscellaneous_Natural Gas_Miscellaneous_E7 | Industrial | Other Industrial | New | Miscellaneous | Natural Gas | Miscellaneous | E7 |  | 0% | 0% | 0% | 0 | 0 | 0 | 0 | 0 | 0 | 0 | 0 | 0% | 0 | 0 | 0% | Normal | 0% | 0 | 0 | 0 | [18 empty] | Industrial_Other Industrial_New_Miscellaneous_Miscellaneous_
Industrial_Other Industrial_New_Miscellaneous_Natural Gas_Miscellaneous_E8 | Industrial | Other Industrial | New | Miscellaneous | Natural Gas | Miscellaneous | E8 |  | 0% | 0% | 0% | 0 | 0 | 0 | 0 | 0 | 0 | 0 | 0 | 0% | 0 | 0 | 0% | Normal | 0% | 0 | 0 | 0 | [18 empty] | Industrial_Other Industrial_New_Miscellaneous_Miscellaneous_
Industrial_Other Industrial_New_Miscellaneous_Natural Gas_Miscellaneous_E9 | Industrial | Other Industrial | New | Miscellaneous | Natural Gas | Miscellaneous | E9 |  | 0% | 0% | 0% | 0 | 0 | 0 | 0 | 0 | 0 | 0 | 0 | 0% | 0 | 0 | 0% | Normal | 0% | 0 | 0 | 0 | [18 empty] | Industrial_Other Industrial_New_Miscellaneous_Miscellaneous_
Industrial_Other Industrial_New_Miscellaneous_Natural Gas_Miscellaneous_E10 | Industrial | Other Industrial | New | Miscellaneous | Natural Gas | Miscellaneous | E10 |  | 0% | 0% | 0% | 0 | 0 | 0 | 0 | 0 | 0 | 0 | 0 | 0% | 0 | 0 | 0% | Normal | 0% | 0 | 0 | 0 | [18 empty] | Industrial_Other Industrial_New_Miscellaneous_Miscellaneous_

## Purchase Shares
Key | Sector | Segment | Vintage | End Use | Fuel | Technology | Equipment | Label | Case | 2019 | 2020 | 2021 | 2022 | 2023 | 2024 | 2025 | 2026 | 2027 | 2028 | 2029 | 2030 | 2031 | 2032 | 2033 | 2034 | 2035 | 2036 | 2037 | 2038 | 2039 | 2040 | 2041 | 2042 | 2043 | 2044 | 2045
Industrial_Food Products_Existing_Space Heating_Natural Gas_Furnace_E1_Baseline Forecast | Industrial | Food Products | Existing | Space Heating | Natural Gas | Furnace | E1 | AFUE 80% (Standard) | Baseline Forecast | 100% | 100% | 100% | 100% | 100% | 100% | 100% | 100% | 100% | 100% | 100% | 100% | 100% | 100% | 100% | 100% | 100% | 100% | 100% | 100% | 100% | 100% | 100% | 100% | 100% | 100% | 100% | 1 | 1 | 1
Industrial_Food Products_Existing_Space Heating_Natural Gas_Furnace_E2_Baseline Forecast | Industrial | Food Products | Existing | Space Heating | Natural Gas | Furnace | E2 | AFUE 90% | Baseline Forecast | [27 empty] | 0 | 0 | 0 | bar: 2019 to 2045
Industrial_Food Products_Existing_Space Heating_Natural Gas_Furnace_E3_Baseline Forecast | Industrial | Food Products | Existing | Space Heating | Natural Gas | Furnace | E3 | AFUE 96% | Baseline Forecast | [27 empty] | 0 | 0 | 0 | bar: 2019 to 2045
Industrial_Food Products_Existing_Space Heating_Natural Gas_Furnace_E4_Baseline Forecast | Industrial | Food Products | Existing | Space Heating | Natural Gas | Furnace | E4 |  | Baseline Forecast | [27 empty] | 0 | 0 | 0 | bar: 2019 to 2045
Industrial_Food Products_Existing_Space Heating_Natural Gas_Furnace_E5_Baseline Forecast | Industrial | Food Products | Existing | Space Heating | Natural Gas | Furnace | E5 |  | Baseline Forecast | [27 empty] | 0 | 0 | 0 | bar: 2019 to 2045
Industrial_Food Products_Existing_Space Heating_Natural Gas_Furnace_E6_Baseline Forecast | Industrial | Food Products | Existing | Space Heating | Natural Gas | Furnace | E6 |  | Baseline Forecast | [27 empty] | 0 | 0 | 0 | bar: 2019 to 2045
Industrial_Food Products_Existing_Space Heating_Natural Gas_Furnace_E7_Baseline Forecast | Industrial | Food Products | Existing | Space Heating | Natural Gas | Furnace | E7 |  | Baseline Forecast | [27 empty] | 0 | 0 | 0 | bar: 2019 to 2045
Industrial_Food Products_Existing_Space Heating_Natural Gas_Furnace_E8_Baseline Forecast | Industrial | Food Products | Existing | Space Heating | Natural Gas | Furnace | E8 |  | Baseline Forecast | [27 empty] | 0 | 0 | 0 | bar: 2019 to 2045
Industrial_Food Products_Existing_Space Heating_Natural Gas_Furnace_E9_Baseline Forecast | Industrial | Food Products | Existing | Space Heating | Natural Gas | Furnace | E9 |  | Baseline Forecast | [27 empty] | 0 | 0 | 0 | bar: 2019 to 2045
Industrial_Food Products_Existing_Space Heating_Natural Gas_Furnace_E10_Baseline Forecast | Industrial | Food Products | Existing | Space Heating | Natural Gas | Furnace | E10 |  | Baseline Forecast | [27 empty] | 0 | 0 | 0 | bar: 2019 to 2045
Industrial_Food Products_Existing_Space Heating_Natural Gas_Boiler_E1_Baseline Forecast | Industrial | Food Products | Existing | Space Heating | Natural Gas | Boiler | E1 | AFUE 80% (Standard) | Baseline Forecast | 100% | 100% | 100% | 100% | 100% | 100% | 100% | 100% | 100% | 100% | 100% | 100% | 100% | 100% | 100% | 100% | 100% | 100% | 100% | 100% | 100% | 100% | 100% | 100% | 100% | 100% | 100% | 1 | 1 | 1
Industrial_Food Products_Existing_Space Heating_Natural Gas_Boiler_E2_Baseline Forecast | Industrial | Food Products | Existing | Space Heating | Natural Gas | Boiler | E2 | AFUE 85% | Baseline Forecast | [27 empty] | 0 | 0 | 0 | bar: 2019 to 2045
Industrial_Food Products_Existing_Space Heating_Natural Gas_Boiler_E3_Baseline Forecast | Industrial | Food Products | Existing | Space Heating | Natural Gas | Boiler | E3 | AFUE 97% | Baseline Forecast | [27 empty] | 0 | 0 | 0 | bar: 2019 to 2045
Industrial_Food Products_Existing_Space Heating_Natural Gas_Boiler_E4_Baseline Forecast | Industrial | Food Products | Existing | Space Heating | Natural Gas | Boiler | E4 | Convert to NG Air Source Heat Pump | Baseline Forecast | [27 empty] | 0 | 0 | 0 | bar: 2019 to 2045
Industrial_Food Products_Existing_Space Heating_Natural Gas_Boiler_E5_Baseline Forecast | Industrial | Food Products | Existing | Space Heating | Natural Gas | Boiler | E5 |  | Baseline Forecast | [27 empty] | 0 | 0 | 0 | bar: 2019 to 2045
Industrial_Food Products_Existing_Space Heating_Natural Gas_Boiler_E6_Baseline Forecast | Industrial | Food Products | Existing | Space Heating | Natural Gas | Boiler | E6 |  | Baseline Forecast | [27 empty] | 0 | 0 | 0 | bar: 2019 to 2045
Industrial_Food Products_Existing_Space Heating_Natural Gas_Boiler_E7_Baseline Forecast | Industrial | Food Products | Existing | Space Heating | Natural Gas | Boiler | E7 |  | Baseline Forecast | [27 empty] | 0 | 0 | 0 | bar: 2019 to 2045
Industrial_Food Products_Existing_Space Heating_Natural Gas_Boiler_E8_Baseline Forecast | Industrial | Food Products | Existing | Space Heating | Natural Gas | Boiler | E8 |  | Baseline Forecast | [27 empty] | 0 | 0 | 0 | bar: 2019 to 2045
Industrial_Food Products_Existing_Space Heating_Natural Gas_Boiler_E9_Baseline Forecast | Industrial | Food Products | Existing | Space Heating | Natural Gas | Boiler | E9 |  | Baseline Forecast | [27 empty] | 0 | 0 | 0 | bar: 2019 to 2045
Industrial_Food Products_Existing_Space Heating_Natural Gas_Boiler_E10_Baseline Forecast | Industrial | Food Products | Existing | Space Heating | Natural Gas | Boiler | E10 |  | Baseline Forecast | [27 empty] | 0 | 0 | 0 | bar: 2019 to 2045
Industrial_Food Products_Existing_Space Heating_Natural Gas_Unit Heater_E1_Baseline Forecast | Industrial | Food Products | Existing | Space Heating | Natural Gas | Unit Heater | E1 | Standard | Baseline Forecast | 100% | 100% | 100% | 100% | 100% | 100% | 100% | 100% | 100% | 100% | 100% | 100% | 100% | 100% | 100% | 100% | 100% | 100% | 100% | 100% | 100% | 100% | 100% | 100% | 100% | 100% | 100% | 1 | 1 | 1
Industrial_Food Products_Existing_Space Heating_Natural Gas_Unit Heater_E2_Baseline Forecast | Industrial | Food Products | Existing | Space Heating | Natural Gas | Unit Heater | E2 | Condensing | Baseline Forecast | [27 empty] | 0 | 0 | 0 | bar: 2019 to 2045
Industrial_Food Products_Existing_Space Heating_Natural Gas_Unit Heater_E3_Baseline Forecast | Industrial | Food Products | Existing | Space Heating | Natural Gas | Unit Heater | E3 | Infrared Radiant | Baseline Forecast | [27 empty] | 0 | 0 | 0 | bar: 2019 to 2045
Industrial_Food Products_Existing_Space Heating_Natural Gas_Unit Heater_E4_Baseline Forecast | Industrial | Food Products | Existing | Space Heating | Natural Gas | Unit Heater | E4 |  | Baseline Forecast | [27 empty] | 0 | 0 | 0 | bar: 2019 to 2045
Industrial_Food Products_Existing_Space Heating_Natural Gas_Unit Heater_E5_Baseline Forecast | Industrial | Food Products | Existing | Space Heating | Natural Gas | Unit Heater | E5 |  | Baseline Forecast | [27 empty] | 0 | 0 | 0 | bar: 2019 to 2045
Industrial_Food Products_Existing_Space Heating_Natural Gas_Unit Heater_E6_Baseline Forecast | Industrial | Food Products | Existing | Space Heating | Natural Gas | Unit Heater | E6 |  | Baseline Forecast | [27 empty] | 0 | 0 | 0 | bar: 2019 to 2045
Industrial_Food Products_Existing_Space Heating_Natural Gas_Unit Heater_E7_Baseline Forecast | Industrial | Food Products | Existing | Space Heating | Natural Gas | Unit Heater | E7 |  | Baseline Forecast | [27 empty] | 0 | 0 | 0 | bar: 2019 to 2045
Industrial_Food Products_Existing_Space Heating_Natural Gas_Unit Heater_E8_Baseline Forecast | Industrial | Food Products | Existing | Space Heating | Natural Gas | Unit Heater | E8 |  | Baseline Forecast | [27 empty] | 0 | 0 | 0 | bar: 2019 to 2045
Industrial_Food Products_Existing_Space Heating_Natural Gas_Unit Heater_E9_Baseline Forecast | Industrial | Food Products | Existing | Space Heating | Natural Gas | Unit Heater | E9 |  | Baseline Forecast | [27 empty] | 0 | 0 | 0 | bar: 2019 to 2045
Industrial_Food Products_Existing_Space Heating_Natural Gas_Unit Heater_E10_Baseline Forecast | Industrial | Food Products | Existing | Space Heating | Natural Gas | Unit Heater | E10 |  | Baseline Forecast | [27 empty] | 0 | 0 | 0 | bar: 2019 to 2045
Industrial_Food Products_Existing_Process_Natural Gas_Process Boiler_E1_Baseline Forecast | Industrial | Food Products | Existing | Process | Natural Gas | Process Boiler | E1 | EF .80 | Baseline Forecast | 100% | 100% | 100% | 100% | 100% | 100% | 100% | 100% | 100% | 100% | 100% | 100% | 100% | 100% | 100% | 100% | 100% | 100% | 100% | 100% | 100% | 100% | 100% | 100% | 100% | 100% | 100% | 1 | 1 | 1
Industrial_Food Products_Existing_Process_Natural Gas_Process Boiler_E2_Baseline Forecast | Industrial | Food Products | Existing | Process | Natural Gas | Process Boiler | E2 |  | Baseline Forecast | [27 empty] | 0 | 0 | 0 | bar: 2019 to 2045
Industrial_Food Products_Existing_Process_Natural Gas_Process Boiler_E3_Baseline Forecast | Industrial | Food Products | Existing | Process | Natural Gas | Process Boiler | E3 |  | Baseline Forecast | [27 empty] | 0 | 0 | 0 | bar: 2019 to 2045
Industrial_Food Products_Existing_Process_Natural Gas_Process Boiler_E4_Baseline Forecast | Industrial | Food Products | Existing | Process | Natural Gas | Process Boiler | E4 |  | Baseline Forecast | [27 empty] | 0 | 0 | 0 | bar: 2019 to 2045
Industrial_Food Products_Existing_Process_Natural Gas_Process Boiler_E5_Baseline Forecast | Industrial | Food Products | Existing | Process | Natural Gas | Process Boiler | E5 |  | Baseline Forecast | [27 empty] | 0 | 0 | 0 | bar: 2019 to 2045
Industrial_Food Products_Existing_Process_Natural Gas_Process Boiler_E6_Baseline Forecast | Industrial | Food Products | Existing | Process | Natural Gas | Process Boiler | E6 |  | Baseline Forecast | [27 empty] | 0 | 0 | 0 | bar: 2019 to 2045
Industrial_Food Products_Existing_Process_Natural Gas_Process Boiler_E7_Baseline Forecast | Industrial | Food Products | Existing | Process | Natural Gas | Process Boiler | E7 |  | Baseline Forecast | [27 empty] | 0 | 0 | 0 | bar: 2019 to 2045
Industrial_Food Products_Existing_Process_Natural Gas_Process Boiler_E8_Baseline Forecast | Industrial | Food Products | Existing | Process | Natural Gas | Process Boiler | E8 |  | Baseline Forecast | [27 empty] | 0 | 0 | 0 | bar: 2019 to 2045
Industrial_Food Products_Existing_Process_Natural Gas_Process Boiler_E9_Baseline Forecast | Industrial | Food Products | Existing | Process | Natural Gas | Process Boiler | E9 |  | Baseline Forecast | [27 empty] | 0 | 0 | 0 | bar: 2019 to 2045
Industrial_Food Products_Existing_Process_Natural Gas_Process Boiler_E10_Baseline Forecast | Industrial | Food Products | Existing | Process | Natural Gas | Process Boiler | E10 |  | Baseline Forecast | [27 empty] | 0 | 0 | 0 | bar: 2019 to 2045
Industrial_Food Products_Existing_Process_Natural Gas_Process Heating_E1_Baseline Forecast | Industrial | Food Products | Existing | Process | Natural Gas | Process Heating | E1 | Standard | Baseline Forecast | 100% | 100% | 100% | 100% | 100% | 100% | 100% | 100% | 100% | 100% | 100% | 100% | 100% | 100% | 100% | 100% | 100% | 100% | 100% | 100% | 100% | 100% | 100% | 100% | 100% | 100% | 100% | 1 | 1 | 1
Industrial_Food Products_Existing_Process_Natural Gas_Process Heating_E2_Baseline Forecast | Industrial | Food Products | Existing | Process | Natural Gas | Process Heating | E2 |  | Baseline Forecast | [27 empty] | 0 | 0 | 0 | bar: 2019 to 2045
Industrial_Food Products_Existing_Process_Natural Gas_Process Heating_E3_Baseline Forecast | Industrial | Food Products | Existing | Process | Natural Gas | Process Heating | E3 |  | Baseline Forecast | [27 empty] | 0 | 0 | 0 | bar: 2019 to 2045
Industrial_Food Products_Existing_Process_Natural Gas_Process Heating_E4_Baseline Forecast | Industrial | Food Products | Existing | Process | Natural Gas | Process Heating | E4 |  | Baseline Forecast | [27 empty] | 0 | 0 | 0 | bar: 2019 to 2045
Industrial_Food Products_Existing_Process_Natural Gas_Process Heating_E5_Baseline Forecast | Industrial | Food Products | Existing | Process | Natural Gas | Process Heating | E5 |  | Baseline Forecast | [27 empty] | 0 | 0 | 0 | bar: 2019 to 2045
Industrial_Food Products_Existing_Process_Natural Gas_Process Heating_E6_Baseline Forecast | Industrial | Food Products | Existing | Process | Natural Gas | Process Heating | E6 |  | Baseline Forecast | [27 empty] | 0 | 0 | 0 | bar: 2019 to 2045
Industrial_Food Products_Existing_Process_Natural Gas_Process Heating_E7_Baseline Forecast | Industrial | Food Products | Existing | Process | Natural Gas | Process Heating | E7 |  | Baseline Forecast | [27 empty] | 0 | 0 | 0 | bar: 2019 to 2045
Industrial_Food Products_Existing_Process_Natural Gas_Process Heating_E8_Baseline Forecast | Industrial | Food Products | Existing | Process | Natural Gas | Process Heating | E8 |  | Baseline Forecast | [27 empty] | 0 | 0 | 0 | bar: 2019 to 2045
Industrial_Food Products_Existing_Process_Natural Gas_Process Heating_E9_Baseline Forecast | Industrial | Food Products | Existing | Process | Natural Gas | Process Heating | E9 |  | Baseline Forecast | [27 empty] | 0 | 0 | 0 | bar: 2019 to 2045
Industrial_Food Products_Existing_Process_Natural Gas_Process Heating_E10_Baseline Forecast | Industrial | Food Products | Existing | Process | Natural Gas | Process Heating | E10 |  | Baseline Forecast | [27 empty] | 0 | 0 | 0 | bar: 2019 to 2045
Industrial_Food Products_Existing_Process_Natural Gas_Process Cooling_E1_Baseline Forecast | Industrial | Food Products | Existing | Process | Natural Gas | Process Cooling | E1 | Standard | Baseline Forecast | 100% | 100% | 100% | 100% | 100% | 100% | 100% | 100% | 100% | 100% | 100% | 100% | 100% | 100% | 100% | 100% | 100% | 100% | 100% | 100% | 100% | 100% | 100% | 100% | 100% | 100% | 100% | 1 | 1 | 1
Industrial_Food Products_Existing_Process_Natural Gas_Process Cooling_E2_Baseline Forecast | Industrial | Food Products | Existing | Process | Natural Gas | Process Cooling | E2 |  | Baseline Forecast | [27 empty] | 0 | 0 | 0 | bar: 2019 to 2045
Industrial_Food Products_Existing_Process_Natural Gas_Process Cooling_E3_Baseline Forecast | Industrial | Food Products | Existing | Process | Natural Gas | Process Cooling | E3 |  | Baseline Forecast | [27 empty] | 0 | 0 | 0 | bar: 2019 to 2045
Industrial_Food Products_Existing_Process_Natural Gas_Process Cooling_E4_Baseline Forecast | Industrial | Food Products | Existing | Process | Natural Gas | Process Cooling | E4 |  | Baseline Forecast | [27 empty] | 0 | 0 | 0 | bar: 2019 to 2045
Industrial_Food Products_Existing_Process_Natural Gas_Process Cooling_E5_Baseline Forecast | Industrial | Food Products | Existing | Process | Natural Gas | Process Cooling | E5 |  | Baseline Forecast | [27 empty] | 0 | 0 | 0 | bar: 2019 to 2045
Industrial_Food Products_Existing_Process_Natural Gas_Process Cooling_E6_Baseline Forecast | Industrial | Food Products | Existing | Process | Natural Gas | Process Cooling | E6 |  | Baseline Forecast | [27 empty] | 0 | 0 | 0 | bar: 2019 to 2045
Industrial_Food Products_Existing_Process_Natural Gas_Process Cooling_E7_Baseline Forecast | Industrial | Food Products | Existing | Process | Natural Gas | Process Cooling | E7 |  | Baseline Forecast | [27 empty] | 0 | 0 | 0 | bar: 2019 to 2045
Industrial_Food Products_Existing_Process_Natural Gas_Process Cooling_E8_Baseline Forecast | Industrial | Food Products | Existing | Process | Natural Gas | Process Cooling | E8 |  | Baseline Forecast | [27 empty] | 0 | 0 | 0 | bar: 2019 to 2045
Industrial_Food Products_Existing_Process_Natural Gas_Process Cooling_E9_Baseline Forecast | Industrial | Food Products | Existing | Process | Natural Gas | Process Cooling | E9 |  | Baseline Forecast | [27 empty] | 0 | 0 | 0 | bar: 2019 to 2045
Industrial_Food Products_Existing_Process_Natural Gas_Process Cooling_E10_Baseline Forecast | Industrial | Food Products | Existing | Process | Natural Gas | Process Cooling | E10 |  | Baseline Forecast | [27 empty] | 0 | 0 | 0 | bar: 2019 to 2045
Industrial_Food Products_Existing_Process_Natural Gas_Other Process_E1_Baseline Forecast | Industrial | Food Products | Existing | Process | Natural Gas | Other Process | E1 | Standard | Baseline Forecast | 100% | 100% | 100% | 100% | 100% | 100% | 100% | 100% | 100% | 100% | 100% | 100% | 100% | 100% | 100% | 100% | 100% | 100% | 100% | 100% | 100% | 100% | 100% | 100% | 100% | 100% | 100% | 1 | 1 | 1
Industrial_Food Products_Existing_Process_Natural Gas_Other Process_E2_Baseline Forecast | Industrial | Food Products | Existing | Process | Natural Gas | Other Process | E2 |  | Baseline Forecast | [27 empty] | 0 | 0 | 0 | bar: 2019 to 2045
Industrial_Food Products_Existing_Process_Natural Gas_Other Process_E3_Baseline Forecast | Industrial | Food Products | Existing | Process | Natural Gas | Other Process | E3 |  | Baseline Forecast | [27 empty] | 0 | 0 | 0 | bar: 2019 to 2045
Industrial_Food Products_Existing_Process_Natural Gas_Other Process_E4_Baseline Forecast | Industrial | Food Products | Existing | Process | Natural Gas | Other Process | E4 |  | Baseline Forecast | [27 empty] | 0 | 0 | 0 | bar: 2019 to 2045
Industrial_Food Products_Existing_Process_Natural Gas_Other Process_E5_Baseline Forecast | Industrial | Food Products | Existing | Process | Natural Gas | Other Process | E5 |  | Baseline Forecast | [27 empty] | 0 | 0 | 0 | bar: 2019 to 2045
Industrial_Food Products_Existing_Process_Natural Gas_Other Process_E6_Baseline Forecast | Industrial | Food Products | Existing | Process | Natural Gas | Other Process | E6 |  | Baseline Forecast | [27 empty] | 0 | 0 | 0 | bar: 2019 to 2045
Industrial_Food Products_Existing_Process_Natural Gas_Other Process_E7_Baseline Forecast | Industrial | Food Products | Existing | Process | Natural Gas | Other Process | E7 |  | Baseline Forecast | [27 empty] | 0 | 0 | 0 | bar: 2019 to 2045
Industrial_Food Products_Existing_Process_Natural Gas_Other Process_E8_Baseline Forecast | Industrial | Food Products | Existing | Process | Natural Gas | Other Process | E8 |  | Baseline Forecast | [27 empty] | 0 | 0 | 0 | bar: 2019 to 2045
Industrial_Food Products_Existing_Process_Natural Gas_Other Process_E9_Baseline Forecast | Industrial | Food Products | Existing | Process | Natural Gas | Other Process | E9 |  | Baseline Forecast | [27 empty] | 0 | 0 | 0 | bar: 2019 to 2045
Industrial_Food Products_Existing_Process_Natural Gas_Other Process_E10_Baseline Forecast | Industrial | Food Products | Existing | Process | Natural Gas | Other Process | E10 |  | Baseline Forecast | [27 empty] | 0 | 0 | 0 | bar: 2019 to 2045
Industrial_Food Products_Existing_Miscellaneous_Natural Gas_Miscellaneous_E1_Baseline Forecast | Industrial | Food Products | Existing | Miscellaneous | Natural Gas | Miscellaneous | E1 | Standard | Baseline Forecast | 100% | 100% | 100% | 100% | 100% | 100% | 100% | 100% | 100% | 100% | 100% | 100% | 100% | 100% | 100% | 100% | 100% | 100% | 100% | 100% | 100% | 100% | 100% | 100% | 100% | 100% | 100% | 1 | 1 | 1
Industrial_Food Products_Existing_Miscellaneous_Natural Gas_Miscellaneous_E2_Baseline Forecast | Industrial | Food Products | Existing | Miscellaneous | Natural Gas | Miscellaneous | E2 |  | Baseline Forecast | [27 empty] | 0 | 0 | 0 | bar: 2019 to 2045
Industrial_Food Products_Existing_Miscellaneous_Natural Gas_Miscellaneous_E3_Baseline Forecast | Industrial | Food Products | Existing | Miscellaneous | Natural Gas | Miscellaneous | E3 |  | Baseline Forecast | [27 empty] | 0 | 0 | 0 | bar: 2019 to 2045
Industrial_Food Products_Existing_Miscellaneous_Natural Gas_Miscellaneous_E4_Baseline Forecast | Industrial | Food Products | Existing | Miscellaneous | Natural Gas | Miscellaneous | E4 |  | Baseline Forecast | [27 empty] | 0 | 0 | 0 | bar: 2019 to 2045
Industrial_Food Products_Existing_Miscellaneous_Natural Gas_Miscellaneous_E5_Baseline Forecast | Industrial | Food Products | Existing | Miscellaneous | Natural Gas | Miscellaneous | E5 |  | Baseline Forecast | [27 empty] | 0 | 0 | 0 | bar: 2019 to 2045
Industrial_Food Products_Existing_Miscellaneous_Natural Gas_Miscellaneous_E6_Baseline Forecast | Industrial | Food Products | Existing | Miscellaneous | Natural Gas | Miscellaneous | E6 |  | Baseline Forecast | [27 empty] | 0 | 0 | 0 | bar: 2019 to 2045
Industrial_Food Products_Existing_Miscellaneous_Natural Gas_Miscellaneous_E7_Baseline Forecast | Industrial | Food Products | Existing | Miscellaneous | Natural Gas | Miscellaneous | E7 |  | Baseline Forecast | [27 empty] | 0 | 0 | 0 | bar: 2019 to 2045
Industrial_Food Products_Existing_Miscellaneous_Natural Gas_Miscellaneous_E8_Baseline Forecast | Industrial | Food Products | Existing | Miscellaneous | Natural Gas | Miscellaneous | E8 |  | Baseline Forecast | [27 empty] | 0 | 0 | 0 | bar: 2019 to 2045
Industrial_Food Products_Existing_Miscellaneous_Natural Gas_Miscellaneous_E9_Baseline Forecast | Industrial | Food Products | Existing | Miscellaneous | Natural Gas | Miscellaneous | E9 |  | Baseline Forecast | [27 empty] | 0 | 0 | 0 | bar: 2019 to 2045
Industrial_Food Products_Existing_Miscellaneous_Natural Gas_Miscellaneous_E10_Baseline Forecast | Industrial | Food Products | Existing | Miscellaneous | Natural Gas | Miscellaneous | E10 |  | Baseline Forecast | [27 empty] | 0 | 0 | 0 | bar: 2019 to 2045
Industrial_Food Products_New_Space Heating_Natural Gas_Furnace_E1_Baseline Forecast | Industrial | Food Products | New | Space Heating | Natural Gas | Furnace | E1 | AFUE 80% (Standard) | Baseline Forecast | 100% | 100% | 100% | 100% | 100% | 100% | 100% | 100% | 100% | 100% | 100% | 100% | 100% | 100% | 100% | 100% | 100% | 100% | 100% | 100% | 100% | 100% | 100% | 100% | 100% | 100% | 100% | 1 | 1 | 1
Industrial_Food Products_New_Space Heating_Natural Gas_Furnace_E2_Baseline Forecast | Industrial | Food Products | New | Space Heating | Natural Gas | Furnace | E2 | AFUE 90% | Baseline Forecast | [27 empty] | 0 | 0 | 0 | bar: 2019 to 2045
Industrial_Food Products_New_Space Heating_Natural Gas_Furnace_E3_Baseline Forecast | Industrial | Food Products | New | Space Heating | Natural Gas | Furnace | E3 | AFUE 96% | Baseline Forecast | [27 empty] | 0 | 0 | 0 | bar: 2019 to 2045
Industrial_Food Products_New_Space Heating_Natural Gas_Furnace_E4_Baseline Forecast | Industrial | Food Products | New | Space Heating | Natural Gas | Furnace | E4 |  | Baseline Forecast | [27 empty] | 0 | 0 | 0 | bar: 2019 to 2045
Industrial_Food Products_New_Space Heating_Natural Gas_Furnace_E5_Baseline Forecast | Industrial | Food Products | New | Space Heating | Natural Gas | Furnace | E5 |  | Baseline Forecast | [27 empty] | 0 | 0 | 0 | bar: 2019 to 2045
Industrial_Food Products_New_Space Heating_Natural Gas_Furnace_E6_Baseline Forecast | Industrial | Food Products | New | Space Heating | Natural Gas | Furnace | E6 |  | Baseline Forecast | [27 empty] | 0 | 0 | 0 | bar: 2019 to 2045
Industrial_Food Products_New_Space Heating_Natural Gas_Furnace_E7_Baseline Forecast | Industrial | Food Products | New | Space Heating | Natural Gas | Furnace | E7 |  | Baseline Forecast | [27 empty] | 0 | 0 | 0 | bar: 2019 to 2045
Industrial_Food Products_New_Space Heating_Natural Gas_Furnace_E8_Baseline Forecast | Industrial | Food Products | New | Space Heating | Natural Gas | Furnace | E8 |  | Baseline Forecast | [27 empty] | 0 | 0 | 0 | bar: 2019 to 2045
Industrial_Food Products_New_Space Heating_Natural Gas_Furnace_E9_Baseline Forecast | Industrial | Food Products | New | Space Heating | Natural Gas | Furnace | E9 |  | Baseline Forecast | [27 empty] | 0 | 0 | 0 | bar: 2019 to 2045
Industrial_Food Products_New_Space Heating_Natural Gas_Furnace_E10_Baseline Forecast | Industrial | Food Products | New | Space Heating | Natural Gas | Furnace | E10 |  | Baseline Forecast | [27 empty] | 0 | 0 | 0 | bar: 2019 to 2045
Industrial_Food Products_New_Space Heating_Natural Gas_Boiler_E1_Baseline Forecast | Industrial | Food Products | New | Space Heating | Natural Gas | Boiler | E1 | AFUE 80% (Standard) | Baseline Forecast | 100% | 100% | 100% | 100% | 100% | 100% | 100% | 100% | 100% | 100% | 100% | 100% | 100% | 100% | 100% | 100% | 100% | 100% | 100% | 100% | 100% | 100% | 100% | 100% | 100% | 100% | 100% | 1 | 1 | 1
Industrial_Food Products_New_Space Heating_Natural Gas_Boiler_E2_Baseline Forecast | Industrial | Food Products | New | Space Heating | Natural Gas | Boiler | E2 | AFUE 85% | Baseline Forecast | [27 empty] | 0 | 0 | 0 | bar: 2019 to 2045
Industrial_Food Products_New_Space Heating_Natural Gas_Boiler_E3_Baseline Forecast | Industrial | Food Products | New | Space Heating | Natural Gas | Boiler | E3 | AFUE 97% | Baseline Forecast | [27 empty] | 0 | 0 | 0 | bar: 2019 to 2045
Industrial_Food Products_New_Space Heating_Natural Gas_Boiler_E4_Baseline Forecast | Industrial | Food Products | New | Space Heating | Natural Gas | Boiler | E4 | Convert to NG Air Source Heat Pump | Baseline Forecast | [27 empty] | 0 | 0 | 0 | bar: 2019 to 2045
Industrial_Food Products_New_Space Heating_Natural Gas_Boiler_E5_Baseline Forecast | Industrial | Food Products | New | Space Heating | Natural Gas | Boiler | E5 |  | Baseline Forecast | [27 empty] | 0 | 0 | 0 | bar: 2019 to 2045
Industrial_Food Products_New_Space Heating_Natural Gas_Boiler_E6_Baseline Forecast | Industrial | Food Products | New | Space Heating | Natural Gas | Boiler | E6 |  | Baseline Forecast | [27 empty] | 0 | 0 | 0 | bar: 2019 to 2045
Industrial_Food Products_New_Space Heating_Natural Gas_Boiler_E7_Baseline Forecast | Industrial | Food Products | New | Space Heating | Natural Gas | Boiler | E7 |  | Baseline Forecast | [27 empty] | 0 | 0 | 0 | bar: 2019 to 2045
Industrial_Food Products_New_Space Heating_Natural Gas_Boiler_E8_Baseline Forecast | Industrial | Food Products | New | Space Heating | Natural Gas | Boiler | E8 |  | Baseline Forecast | [27 empty] | 0 | 0 | 0 | bar: 2019 to 2045
Industrial_Food Products_New_Space Heating_Natural Gas_Boiler_E9_Baseline Forecast | Industrial | Food Products | New | Space Heating | Natural Gas | Boiler | E9 |  | Baseline Forecast | [27 empty] | 0 | 0 | 0 | bar: 2019 to 2045
Industrial_Food Products_New_Space Heating_Natural Gas_Boiler_E10_Baseline Forecast | Industrial | Food Products | New | Space Heating | Natural Gas | Boiler | E10 |  | Baseline Forecast | [27 empty] | 0 | 0 | 0 | bar: 2019 to 2045
Industrial_Food Products_New_Space Heating_Natural Gas_Unit Heater_E1_Baseline Forecast | Industrial | Food Products | New | Space Heating | Natural Gas | Unit Heater | E1 | Standard | Baseline Forecast | 100% | 100% | 100% | 100% | 100% | 100% | 100% | 100% | 100% | 100% | 100% | 100% | 100% | 100% | 100% | 100% | 100% | 100% | 100% | 100% | 100% | 100% | 100% | 100% | 100% | 100% | 100% | 1 | 1 | 1
Industrial_Food Products_New_Space Heating_Natural Gas_Unit Heater_E2_Baseline Forecast | Industrial | Food Products | New | Space Heating | Natural Gas | Unit Heater | E2 | Condensing | Baseline Forecast | [27 empty] | 0 | 0 | 0 | bar: 2019 to 2045
Industrial_Food Products_New_Space Heating_Natural Gas_Unit Heater_E3_Baseline Forecast | Industrial | Food Products | New | Space Heating | Natural Gas | Unit Heater | E3 | Infrared Radiant | Baseline Forecast | [27 empty] | 0 | 0 | 0 | bar: 2019 to 2045
Industrial_Food Products_New_Space Heating_Natural Gas_Unit Heater_E4_Baseline Forecast | Industrial | Food Products | New | Space Heating | Natural Gas | Unit Heater | E4 |  | Baseline Forecast | [27 empty] | 0 | 0 | 0 | bar: 2019 to 2045
Industrial_Food Products_New_Space Heating_Natural Gas_Unit Heater_E5_Baseline Forecast | Industrial | Food Products | New | Space Heating | Natural Gas | Unit Heater | E5 |  | Baseline Forecast | [27 empty] | 0 | 0 | 0 | bar: 2019 to 2045
Industrial_Food Products_New_Space Heating_Natural Gas_Unit Heater_E6_Baseline Forecast | Industrial | Food Products | New | Space Heating | Natural Gas | Unit Heater | E6 |  | Baseline Forecast | [27 empty] | 0 | 0 | 0 | bar: 2019 to 2045
Industrial_Food Products_New_Space Heating_Natural Gas_Unit Heater_E7_Baseline Forecast | Industrial | Food Products | New | Space Heating | Natural Gas | Unit Heater | E7 |  | Baseline Forecast | [27 empty] | 0 | 0 | 0 | bar: 2019 to 2045
Industrial_Food Products_New_Space Heating_Natural Gas_Unit Heater_E8_Baseline Forecast | Industrial | Food Products | New | Space Heating | Natural Gas | Unit Heater | E8 |  | Baseline Forecast | [27 empty] | 0 | 0 | 0 | bar: 2019 to 2045
Industrial_Food Products_New_Space Heating_Natural Gas_Unit Heater_E9_Baseline Forecast | Industrial | Food Products | New | Space Heating | Natural Gas | Unit Heater | E9 |  | Baseline Forecast | [27 empty] | 0 | 0 | 0 | bar: 2019 to 2045
Industrial_Food Products_New_Space Heating_Natural Gas_Unit Heater_E10_Baseline Forecast | Industrial | Food Products | New | Space Heating | Natural Gas | Unit Heater | E10 |  | Baseline Forecast | [27 empty] | 0 | 0 | 0 | bar: 2019 to 2045
Industrial_Food Products_New_Process_Natural Gas_Process Boiler_E1_Baseline Forecast | Industrial | Food Products | New | Process | Natural Gas | Process Boiler | E1 | EF .80 | Baseline Forecast | 100% | 100% | 100% | 100% | 100% | 100% | 100% | 100% | 100% | 100% | 100% | 100% | 100% | 100% | 100% | 100% | 100% | 100% | 100% | 100% | 100% | 100% | 100% | 100% | 100% | 100% | 100% | 1 | 1 | 1
Industrial_Food Products_New_Process_Natural Gas_Process Boiler_E2_Baseline Forecast | Industrial | Food Products | New | Process | Natural Gas | Process Boiler | E2 |  | Baseline Forecast | [27 empty] | 0 | 0 | 0 | bar: 2019 to 2045
Industrial_Food Products_New_Process_Natural Gas_Process Boiler_E3_Baseline Forecast | Industrial | Food Products | New | Process | Natural Gas | Process Boiler | E3 |  | Baseline Forecast | [27 empty] | 0 | 0 | 0 | bar: 2019 to 2045
Industrial_Food Products_New_Process_Natural Gas_Process Boiler_E4_Baseline Forecast | Industrial | Food Products | New | Process | Natural Gas | Process Boiler | E4 |  | Baseline Forecast | [27 empty] | 0 | 0 | 0 | bar: 2019 to 2045
Industrial_Food Products_New_Process_Natural Gas_Process Boiler_E5_Baseline Forecast | Industrial | Food Products | New | Process | Natural Gas | Process Boiler | E5 |  | Baseline Forecast | [27 empty] | 0 | 0 | 0 | bar: 2019 to 2045
Industrial_Food Products_New_Process_Natural Gas_Process Boiler_E6_Baseline Forecast | Industrial | Food Products | New | Process | Natural Gas | Process Boiler | E6 |  | Baseline Forecast | [27 empty] | 0 | 0 | 0 | bar: 2019 to 2045
Industrial_Food Products_New_Process_Natural Gas_Process Boiler_E7_Baseline Forecast | Industrial | Food Products | New | Process | Natural Gas | Process Boiler | E7 |  | Baseline Forecast | [27 empty] | 0 | 0 | 0 | bar: 2019 to 2045
Industrial_Food Products_New_Process_Natural Gas_Process Boiler_E8_Baseline Forecast | Industrial | Food Products | New | Process | Natural Gas | Process Boiler | E8 |  | Baseline Forecast | [27 empty] | 0 | 0 | 0 | bar: 2019 to 2045
Industrial_Food Products_New_Process_Natural Gas_Process Boiler_E9_Baseline Forecast | Industrial | Food Products | New | Process | Natural Gas | Process Boiler | E9 |  | Baseline Forecast | [27 empty] | 0 | 0 | 0 | bar: 2019 to 2045
Industrial_Food Products_New_Process_Natural Gas_Process Boiler_E10_Baseline Forecast | Industrial | Food Products | New | Process | Natural Gas | Process Boiler | E10 |  | Baseline Forecast | [27 empty] | 0 | 0 | 0 | bar: 2019 to 2045
Industrial_Food Products_New_Process_Natural Gas_Process Heating_E1_Baseline Forecast | Industrial | Food Products | New | Process | Natural Gas | Process Heating | E1 | Standard | Baseline Forecast | 100% | 100% | 100% | 100% | 100% | 100% | 100% | 100% | 100% | 100% | 100% | 100% | 100% | 100% | 100% | 100% | 100% | 100% | 100% | 100% | 100% | 100% | 100% | 100% | 100% | 100% | 100% | 1 | 1 | 1
Industrial_Food Products_New_Process_Natural Gas_Process Heating_E2_Baseline Forecast | Industrial | Food Products | New | Process | Natural Gas | Process Heating | E2 |  | Baseline Forecast | [27 empty] | 0 | 0 | 0 | bar: 2019 to 2045
Industrial_Food Products_New_Process_Natural Gas_Process Heating_E3_Baseline Forecast | Industrial | Food Products | New | Process | Natural Gas | Process Heating | E3 |  | Baseline Forecast | [27 empty] | 0 | 0 | 0 | bar: 2019 to 2045
Industrial_Food Products_New_Process_Natural Gas_Process Heating_E4_Baseline Forecast | Industrial | Food Products | New | Process | Natural Gas | Process Heating | E4 |  | Baseline Forecast | [27 empty] | 0 | 0 | 0 | bar: 2019 to 2045
Industrial_Food Products_New_Process_Natural Gas_Process Heating_E5_Baseline Forecast | Industrial | Food Products | New | Process | Natural Gas | Process Heating | E5 |  | Baseline Forecast | [27 empty] | 0 | 0 | 0 | bar: 2019 to 2045
Industrial_Food Products_New_Process_Natural Gas_Process Heating_E6_Baseline Forecast | Industrial | Food Products | New | Process | Natural Gas | Process Heating | E6 |  | Baseline Forecast | [27 empty] | 0 | 0 | 0 | bar: 2019 to 2045
Industrial_Food Products_New_Process_Natural Gas_Process Heating_E7_Baseline Forecast | Industrial | Food Products | New | Process | Natural Gas | Process Heating | E7 |  | Baseline Forecast | [27 empty] | 0 | 0 | 0 | bar: 2019 to 2045
Industrial_Food Products_New_Process_Natural Gas_Process Heating_E8_Baseline Forecast | Industrial | Food Products | New | Process | Natural Gas | Process Heating | E8 |  | Baseline Forecast | [27 empty] | 0 | 0 | 0 | bar: 2019 to 2045
Industrial_Food Products_New_Process_Natural Gas_Process Heating_E9_Baseline Forecast | Industrial | Food Products | New | Process | Natural Gas | Process Heating | E9 |  | Baseline Forecast | [27 empty] | 0 | 0 | 0 | bar: 2019 to 2045
Industrial_Food Products_New_Process_Natural Gas_Process Heating_E10_Baseline Forecast | Industrial | Food Products | New | Process | Natural Gas | Process Heating | E10 |  | Baseline Forecast | [27 empty] | 0 | 0 | 0 | bar: 2019 to 2045
Industrial_Food Products_New_Process_Natural Gas_Process Cooling_E1_Baseline Forecast | Industrial | Food Products | New | Process | Natural Gas | Process Cooling | E1 | Standard | Baseline Forecast | 100% | 100% | 100% | 100% | 100% | 100% | 100% | 100% | 100% | 100% | 100% | 100% | 100% | 100% | 100% | 100% | 100% | 100% | 100% | 100% | 100% | 100% | 100% | 100% | 100% | 100% | 100% | 1 | 1 | 1
Industrial_Food Products_New_Process_Natural Gas_Process Cooling_E2_Baseline Forecast | Industrial | Food Products | New | Process | Natural Gas | Process Cooling | E2 |  | Baseline Forecast | [27 empty] | 0 | 0 | 0 | bar: 2019 to 2045
Industrial_Food Products_New_Process_Natural Gas_Process Cooling_E3_Baseline Forecast | Industrial | Food Products | New | Process | Natural Gas | Process Cooling | E3 |  | Baseline Forecast | [27 empty] | 0 | 0 | 0 | bar: 2019 to 2045
Industrial_Food Products_New_Process_Natural Gas_Process Cooling_E4_Baseline Forecast | Industrial | Food Products | New | Process | Natural Gas | Process Cooling | E4 |  | Baseline Forecast | [27 empty] | 0 | 0 | 0 | bar: 2019 to 2045
Industrial_Food Products_New_Process_Natural Gas_Process Cooling_E5_Baseline Forecast | Industrial | Food Products | New | Process | Natural Gas | Process Cooling | E5 |  | Baseline Forecast | [27 empty] | 0 | 0 | 0 | bar: 2019 to 2045
Industrial_Food Products_New_Process_Natural Gas_Process Cooling_E6_Baseline Forecast | Industrial | Food Products | New | Process | Natural Gas | Process Cooling | E6 |  | Baseline Forecast | [27 empty] | 0 | 0 | 0 | bar: 2019 to 2045
Industrial_Food Products_New_Process_Natural Gas_Process Cooling_E7_Baseline Forecast | Industrial | Food Products | New | Process | Natural Gas | Process Cooling | E7 |  | Baseline Forecast | [27 empty] | 0 | 0 | 0 | bar: 2019 to 2045
Industrial_Food Products_New_Process_Natural Gas_Process Cooling_E8_Baseline Forecast | Industrial | Food Products | New | Process | Natural Gas | Process Cooling | E8 |  | Baseline Forecast | [27 empty] | 0 | 0 | 0 | bar: 2019 to 2045
Industrial_Food Products_New_Process_Natural Gas_Process Cooling_E9_Baseline Forecast | Industrial | Food Products | New | Process | Natural Gas | Process Cooling | E9 |  | Baseline Forecast | [27 empty] | 0 | 0 | 0 | bar: 2019 to 2045
Industrial_Food Products_New_Process_Natural Gas_Process Cooling_E10_Baseline Forecast | Industrial | Food Products | New | Process | Natural Gas | Process Cooling | E10 |  | Baseline Forecast | [27 empty] | 0 | 0 | 0 | bar: 2019 to 2045
Industrial_Food Products_New_Process_Natural Gas_Other Process_E1_Baseline Forecast | Industrial | Food Products | New | Process | Natural Gas | Other Process | E1 | Standard | Baseline Forecast | 100% | 100% | 100% | 100% | 100% | 100% | 100% | 100% | 100% | 100% | 100% | 100% | 100% | 100% | 100% | 100% | 100% | 100% | 100% | 100% | 100% | 100% | 100% | 100% | 100% | 100% | 100% | 1 | 1 | 1
Industrial_Food Products_New_Process_Natural Gas_Other Process_E2_Baseline Forecast | Industrial | Food Products | New | Process | Natural Gas | Other Process | E2 |  | Baseline Forecast | [27 empty] | 0 | 0 | 0 | bar: 2019 to 2045
Industrial_Food Products_New_Process_Natural Gas_Other Process_E3_Baseline Forecast | Industrial | Food Products | New | Process | Natural Gas | Other Process | E3 |  | Baseline Forecast | [27 empty] | 0 | 0 | 0 | bar: 2019 to 2045
Industrial_Food Products_New_Process_Natural Gas_Other Process_E4_Baseline Forecast | Industrial | Food Products | New | Process | Natural Gas | Other Process | E4 |  | Baseline Forecast | [27 empty] | 0 | 0 | 0 | bar: 2019 to 2045
Industrial_Food Products_New_Process_Natural Gas_Other Process_E5_Baseline Forecast | Industrial | Food Products | New | Process | Natural Gas | Other Process | E5 |  | Baseline Forecast | [27 empty] | 0 | 0 | 0 | bar: 2019 to 2045
Industrial_Food Products_New_Process_Natural Gas_Other Process_E6_Baseline Forecast | Industrial | Food Products | New | Process | Natural Gas | Other Process | E6 |  | Baseline Forecast | [27 empty] | 0 | 0 | 0 | bar: 2019 to 2045
Industrial_Food Products_New_Process_Natural Gas_Other Process_E7_Baseline Forecast | Industrial | Food Products | New | Process | Natural Gas | Other Process | E7 |  | Baseline Forecast | [27 empty] | 0 | 0 | 0 | bar: 2019 to 2045
Industrial_Food Products_New_Process_Natural Gas_Other Process_E8_Baseline Forecast | Industrial | Food Products | New | Process | Natural Gas | Other Process | E8 |  | Baseline Forecast | [27 empty] | 0 | 0 | 0 | bar: 2019 to 2045
Industrial_Food Products_New_Process_Natural Gas_Other Process_E9_Baseline Forecast | Industrial | Food Products | New | Process | Natural Gas | Other Process | E9 |  | Baseline Forecast | [27 empty] | 0 | 0 | 0 | bar: 2019 to 2045
Industrial_Food Products_New_Process_Natural Gas_Other Process_E10_Baseline Forecast | Industrial | Food Products | New | Process | Natural Gas | Other Process | E10 |  | Baseline Forecast | [27 empty] | 0 | 0 | 0 | bar: 2019 to 2045
Industrial_Food Products_New_Miscellaneous_Natural Gas_Miscellaneous_E1_Baseline Forecast | Industrial | Food Products | New | Miscellaneous | Natural Gas | Miscellaneous | E1 | Standard | Baseline Forecast | 100% | 100% | 100% | 100% | 100% | 100% | 100% | 100% | 100% | 100% | 100% | 100% | 100% | 100% | 100% | 100% | 100% | 100% | 100% | 100% | 100% | 100% | 100% | 100% | 100% | 100% | 100% | 1 | 1 | 1
Industrial_Food Products_New_Miscellaneous_Natural Gas_Miscellaneous_E2_Baseline Forecast | Industrial | Food Products | New | Miscellaneous | Natural Gas | Miscellaneous | E2 |  | Baseline Forecast | [27 empty] | 0 | 0 | 0 | bar: 2019 to 2045
Industrial_Food Products_New_Miscellaneous_Natural Gas_Miscellaneous_E3_Baseline Forecast | Industrial | Food Products | New | Miscellaneous | Natural Gas | Miscellaneous | E3 |  | Baseline Forecast | [27 empty] | 0 | 0 | 0 | bar: 2019 to 2045
Industrial_Food Products_New_Miscellaneous_Natural Gas_Miscellaneous_E4_Baseline Forecast | Industrial | Food Products | New | Miscellaneous | Natural Gas | Miscellaneous | E4 |  | Baseline Forecast | [27 empty] | 0 | 0 | 0 | bar: 2019 to 2045
Industrial_Food Products_New_Miscellaneous_Natural Gas_Miscellaneous_E5_Baseline Forecast | Industrial | Food Products | New | Miscellaneous | Natural Gas | Miscellaneous | E5 |  | Baseline Forecast | [27 empty] | 0 | 0 | 0 | bar: 2019 to 2045
Industrial_Food Products_New_Miscellaneous_Natural Gas_Miscellaneous_E6_Baseline Forecast | Industrial | Food Products | New | Miscellaneous | Natural Gas | Miscellaneous | E6 |  | Baseline Forecast | [27 empty] | 0 | 0 | 0 | bar: 2019 to 2045
Industrial_Food Products_New_Miscellaneous_Natural Gas_Miscellaneous_E7_Baseline Forecast | Industrial | Food Products | New | Miscellaneous | Natural Gas | Miscellaneous | E7 |  | Baseline Forecast | [27 empty] | 0 | 0 | 0 | bar: 2019 to 2045
Industrial_Food Products_New_Miscellaneous_Natural Gas_Miscellaneous_E8_Baseline Forecast | Industrial | Food Products | New | Miscellaneous | Natural Gas | Miscellaneous | E8 |  | Baseline Forecast | [27 empty] | 0 | 0 | 0 | bar: 2019 to 2045
Industrial_Food Products_New_Miscellaneous_Natural Gas_Miscellaneous_E9_Baseline Forecast | Industrial | Food Products | New | Miscellaneous | Natural Gas | Miscellaneous | E9 |  | Baseline Forecast | [27 empty] | 0 | 0 | 0 | bar: 2019 to 2045
Industrial_Food Products_New_Miscellaneous_Natural Gas_Miscellaneous_E10_Baseline Forecast | Industrial | Food Products | New | Miscellaneous | Natural Gas | Miscellaneous | E10 |  | Baseline Forecast | [27 empty] | 0 | 0 | 0 | bar: 2019 to 2045
Industrial_Agriculture_Existing_Space Heating_Natural Gas_Furnace_E1_Baseline Forecast | Industrial | Agriculture | Existing | Space Heating | Natural Gas | Furnace | E1 | AFUE 80% (Standard) | Baseline Forecast | 100% | 100% | 100% | 100% | 100% | 100% | 100% | 100% | 100% | 100% | 100% | 100% | 100% | 100% | 100% | 100% | 100% | 100% | 100% | 100% | 100% | 100% | 100% | 100% | 100% | 100% | 100% | 1 | 1 | 1
Industrial_Agriculture_Existing_Space Heating_Natural Gas_Furnace_E2_Baseline Forecast | Industrial | Agriculture | Existing | Space Heating | Natural Gas | Furnace | E2 | AFUE 90% | Baseline Forecast | [27 empty] | 0 | 0 | 0 | bar: 2019 to 2045
Industrial_Agriculture_Existing_Space Heating_Natural Gas_Furnace_E3_Baseline Forecast | Industrial | Agriculture | Existing | Space Heating | Natural Gas | Furnace | E3 | AFUE 96% | Baseline Forecast | [27 empty] | 0 | 0 | 0 | bar: 2019 to 2045
Industrial_Agriculture_Existing_Space Heating_Natural Gas_Furnace_E4_Baseline Forecast | Industrial | Agriculture | Existing | Space Heating | Natural Gas | Furnace | E4 |  | Baseline Forecast | [27 empty] | 0 | 0 | 0 | bar: 2019 to 2045
Industrial_Agriculture_Existing_Space Heating_Natural Gas_Furnace_E5_Baseline Forecast | Industrial | Agriculture | Existing | Space Heating | Natural Gas | Furnace | E5 |  | Baseline Forecast | [27 empty] | 0 | 0 | 0 | bar: 2019 to 2045
Industrial_Agriculture_Existing_Space Heating_Natural Gas_Furnace_E6_Baseline Forecast | Industrial | Agriculture | Existing | Space Heating | Natural Gas | Furnace | E6 |  | Baseline Forecast | [27 empty] | 0 | 0 | 0 | bar: 2019 to 2045
Industrial_Agriculture_Existing_Space Heating_Natural Gas_Furnace_E7_Baseline Forecast | Industrial | Agriculture | Existing | Space Heating | Natural Gas | Furnace | E7 |  | Baseline Forecast | [27 empty] | 0 | 0 | 0 | bar: 2019 to 2045
Industrial_Agriculture_Existing_Space Heating_Natural Gas_Furnace_E8_Baseline Forecast | Industrial | Agriculture | Existing | Space Heating | Natural Gas | Furnace | E8 |  | Baseline Forecast | [27 empty] | 0 | 0 | 0 | bar: 2019 to 2045
Industrial_Agriculture_Existing_Space Heating_Natural Gas_Furnace_E9_Baseline Forecast | Industrial | Agriculture | Existing | Space Heating | Natural Gas | Furnace | E9 |  | Baseline Forecast | [27 empty] | 0 | 0 | 0 | bar: 2019 to 2045
Industrial_Agriculture_Existing_Space Heating_Natural Gas_Furnace_E10_Baseline Forecast | Industrial | Agriculture | Existing | Space Heating | Natural Gas | Furnace | E10 |  | Baseline Forecast | [27 empty] | 0 | 0 | 0 | bar: 2019 to 2045
Industrial_Agriculture_Existing_Space Heating_Natural Gas_Boiler_E1_Baseline Forecast | Industrial | Agriculture | Existing | Space Heating | Natural Gas | Boiler | E1 | AFUE 80% (Standard) | Baseline Forecast | 100% | 100% | 100% | 100% | 100% | 100% | 100% | 100% | 100% | 100% | 100% | 100% | 100% | 100% | 100% | 100% | 100% | 100% | 100% | 100% | 100% | 100% | 100% | 100% | 100% | 100% | 100% | 1 | 1 | 1
Industrial_Agriculture_Existing_Space Heating_Natural Gas_Boiler_E2_Baseline Forecast | Industrial | Agriculture | Existing | Space Heating | Natural Gas | Boiler | E2 | AFUE 85% | Baseline Forecast | [27 empty] | 0 | 0 | 0 | bar: 2019 to 2045
Industrial_Agriculture_Existing_Space Heating_Natural Gas_Boiler_E3_Baseline Forecast | Industrial | Agriculture | Existing | Space Heating | Natural Gas | Boiler | E3 | AFUE 97% | Baseline Forecast | [27 empty] | 0 | 0 | 0 | bar: 2019 to 2045
Industrial_Agriculture_Existing_Space Heating_Natural Gas_Boiler_E4_Baseline Forecast | Industrial | Agriculture | Existing | Space Heating | Natural Gas | Boiler | E4 | Convert to NG Air Source Heat Pump | Baseline Forecast | [27 empty] | 0 | 0 | 0 | bar: 2019 to 2045
Industrial_Agriculture_Existing_Space Heating_Natural Gas_Boiler_E5_Baseline Forecast | Industrial | Agriculture | Existing | Space Heating | Natural Gas | Boiler | E5 |  | Baseline Forecast | [27 empty] | 0 | 0 | 0 | bar: 2019 to 2045
Industrial_Agriculture_Existing_Space Heating_Natural Gas_Boiler_E6_Baseline Forecast | Industrial | Agriculture | Existing | Space Heating | Natural Gas | Boiler | E6 |  | Baseline Forecast | [27 empty] | 0 | 0 | 0 | bar: 2019 to 2045
Industrial_Agriculture_Existing_Space Heating_Natural Gas_Boiler_E7_Baseline Forecast | Industrial | Agriculture | Existing | Space Heating | Natural Gas | Boiler | E7 |  | Baseline Forecast | [27 empty] | 0 | 0 | 0 | bar: 2019 to 2045
Industrial_Agriculture_Existing_Space Heating_Natural Gas_Boiler_E8_Baseline Forecast | Industrial | Agriculture | Existing | Space Heating | Natural Gas | Boiler | E8 |  | Baseline Forecast | [27 empty] | 0 | 0 | 0 | bar: 2019 to 2045
Industrial_Agriculture_Existing_Space Heating_Natural Gas_Boiler_E9_Baseline Forecast | Industrial | Agriculture | Existing | Space Heating | Natural Gas | Boiler | E9 |  | Baseline Forecast | [27 empty] | 0 | 0 | 0 | bar: 2019 to 2045
Industrial_Agriculture_Existing_Space Heating_Natural Gas_Boiler_E10_Baseline Forecast | Industrial | Agriculture | Existing | Space Heating | Natural Gas | Boiler | E10 |  | Baseline Forecast | [27 empty] | 0 | 0 | 0 | bar: 2019 to 2045
Industrial_Agriculture_Existing_Space Heating_Natural Gas_Unit Heater_E1_Baseline Forecast | Industrial | Agriculture | Existing | Space Heating | Natural Gas | Unit Heater | E1 | Standard | Baseline Forecast | 100% | 100% | 100% | 100% | 100% | 100% | 100% | 100% | 100% | 100% | 100% | 100% | 100% | 100% | 100% | 100% | 100% | 100% | 100% | 100% | 100% | 100% | 100% | 100% | 100% | 100% | 100% | 1 | 1 | 1
Industrial_Agriculture_Existing_Space Heating_Natural Gas_Unit Heater_E2_Baseline Forecast | Industrial | Agriculture | Existing | Space Heating | Natural Gas | Unit Heater | E2 | Condensing | Baseline Forecast | [27 empty] | 0 | 0 | 0 | bar: 2019 to 2045
Industrial_Agriculture_Existing_Space Heating_Natural Gas_Unit Heater_E3_Baseline Forecast | Industrial | Agriculture | Existing | Space Heating | Natural Gas | Unit Heater | E3 | Infrared Radiant | Baseline Forecast | [27 empty] | 0 | 0 | 0 | bar: 2019 to 2045
Industrial_Agriculture_Existing_Space Heating_Natural Gas_Unit Heater_E4_Baseline Forecast | Industrial | Agriculture | Existing | Space Heating | Natural Gas | Unit Heater | E4 |  | Baseline Forecast | [27 empty] | 0 | 0 | 0 | bar: 2019 to 2045
Industrial_Agriculture_Existing_Space Heating_Natural Gas_Unit Heater_E5_Baseline Forecast | Industrial | Agriculture | Existing | Space Heating | Natural Gas | Unit Heater | E5 |  | Baseline Forecast | [27 empty] | 0 | 0 | 0 | bar: 2019 to 2045
Industrial_Agriculture_Existing_Space Heating_Natural Gas_Unit Heater_E6_Baseline Forecast | Industrial | Agriculture | Existing | Space Heating | Natural Gas | Unit Heater | E6 |  | Baseline Forecast | [27 empty] | 0 | 0 | 0 | bar: 2019 to 2045
Industrial_Agriculture_Existing_Space Heating_Natural Gas_Unit Heater_E7_Baseline Forecast | Industrial | Agriculture | Existing | Space Heating | Natural Gas | Unit Heater | E7 |  | Baseline Forecast | [27 empty] | 0 | 0 | 0 | bar: 2019 to 2045
Industrial_Agriculture_Existing_Space Heating_Natural Gas_Unit Heater_E8_Baseline Forecast | Industrial | Agriculture | Existing | Space Heating | Natural Gas | Unit Heater | E8 |  | Baseline Forecast | [27 empty] | 0 | 0 | 0 | bar: 2019 to 2045
Industrial_Agriculture_Existing_Space Heating_Natural Gas_Unit Heater_E9_Baseline Forecast | Industrial | Agriculture | Existing | Space Heating | Natural Gas | Unit Heater | E9 |  | Baseline Forecast | [27 empty] | 0 | 0 | 0 | bar: 2019 to 2045
Industrial_Agriculture_Existing_Space Heating_Natural Gas_Unit Heater_E10_Baseline Forecast | Industrial | Agriculture | Existing | Space Heating | Natural Gas | Unit Heater | E10 |  | Baseline Forecast | [27 empty] | 0 | 0 | 0 | bar: 2019 to 2045
Industrial_Agriculture_Existing_Process_Natural Gas_Process Boiler_E1_Baseline Forecast | Industrial | Agriculture | Existing | Process | Natural Gas | Process Boiler | E1 | EF .80 | Baseline Forecast | 100% | 100% | 100% | 100% | 100% | 100% | 100% | 100% | 100% | 100% | 100% | 100% | 100% | 100% | 100% | 100% | 100% | 100% | 100% | 100% | 100% | 100% | 100% | 100% | 100% | 100% | 100% | 1 | 1 | 1
Industrial_Agriculture_Existing_Process_Natural Gas_Process Boiler_E2_Baseline Forecast | Industrial | Agriculture | Existing | Process | Natural Gas | Process Boiler | E2 |  | Baseline Forecast | [27 empty] | 0 | 0 | 0 | bar: 2019 to 2045
Industrial_Agriculture_Existing_Process_Natural Gas_Process Boiler_E3_Baseline Forecast | Industrial | Agriculture | Existing | Process | Natural Gas | Process Boiler | E3 |  | Baseline Forecast | [27 empty] | 0 | 0 | 0 | bar: 2019 to 2045
Industrial_Agriculture_Existing_Process_Natural Gas_Process Boiler_E4_Baseline Forecast | Industrial | Agriculture | Existing | Process | Natural Gas | Process Boiler | E4 |  | Baseline Forecast | [27 empty] | 0 | 0 | 0 | bar: 2019 to 2045
Industrial_Agriculture_Existing_Process_Natural Gas_Process Boiler_E5_Baseline Forecast | Industrial | Agriculture | Existing | Process | Natural Gas | Process Boiler | E5 |  | Baseline Forecast | [27 empty] | 0 | 0 | 0 | bar: 2019 to 2045
Industrial_Agriculture_Existing_Process_Natural Gas_Process Boiler_E6_Baseline Forecast | Industrial | Agriculture | Existing | Process | Natural Gas | Process Boiler | E6 |  | Baseline Forecast | [27 empty] | 0 | 0 | 0 | bar: 2019 to 2045
Industrial_Agriculture_Existing_Process_Natural Gas_Process Boiler_E7_Baseline Forecast | Industrial | Agriculture | Existing | Process | Natural Gas | Process Boiler | E7 |  | Baseline Forecast | [27 empty] | 0 | 0 | 0 | bar: 2019 to 2045
Industrial_Agriculture_Existing_Process_Natural Gas_Process Boiler_E8_Baseline Forecast | Industrial | Agriculture | Existing | Process | Natural Gas | Process Boiler | E8 |  | Baseline Forecast | [27 empty] | 0 | 0 | 0 | bar: 2019 to 2045
Industrial_Agriculture_Existing_Process_Natural Gas_Process Boiler_E9_Baseline Forecast | Industrial | Agriculture | Existing | Process | Natural Gas | Process Boiler | E9 |  | Baseline Forecast | [27 empty] | 0 | 0 | 0 | bar: 2019 to 2045
Industrial_Agriculture_Existing_Process_Natural Gas_Process Boiler_E10_Baseline Forecast | Industrial | Agriculture | Existing | Process | Natural Gas | Process Boiler | E10 |  | Baseline Forecast | [27 empty] | 0 | 0 | 0 | bar: 2019 to 2045
Industrial_Agriculture_Existing_Process_Natural Gas_Process Heating_E1_Baseline Forecast | Industrial | Agriculture | Existing | Process | Natural Gas | Process Heating | E1 | Standard | Baseline Forecast | 100% | 100% | 100% | 100% | 100% | 100% | 100% | 100% | 100% | 100% | 100% | 100% | 100% | 100% | 100% | 100% | 100% | 100% | 100% | 100% | 100% | 100% | 100% | 100% | 100% | 100% | 100% | 1 | 1 | 1
Industrial_Agriculture_Existing_Process_Natural Gas_Process Heating_E2_Baseline Forecast | Industrial | Agriculture | Existing | Process | Natural Gas | Process Heating | E2 |  | Baseline Forecast | [27 empty] | 0 | 0 | 0 | bar: 2019 to 2045
Industrial_Agriculture_Existing_Process_Natural Gas_Process Heating_E3_Baseline Forecast | Industrial | Agriculture | Existing | Process | Natural Gas | Process Heating | E3 |  | Baseline Forecast | [27 empty] | 0 | 0 | 0 | bar: 2019 to 2045
Industrial_Agriculture_Existing_Process_Natural Gas_Process Heating_E4_Baseline Forecast | Industrial | Agriculture | Existing | Process | Natural Gas | Process Heating | E4 |  | Baseline Forecast | [27 empty] | 0 | 0 | 0 | bar: 2019 to 2045
Industrial_Agriculture_Existing_Process_Natural Gas_Process Heating_E5_Baseline Forecast | Industrial | Agriculture | Existing | Process | Natural Gas | Process Heating | E5 |  | Baseline Forecast | [27 empty] | 0 | 0 | 0 | bar: 2019 to 2045
Industrial_Agriculture_Existing_Process_Natural Gas_Process Heating_E6_Baseline Forecast | Industrial | Agriculture | Existing | Process | Natural Gas | Process Heating | E6 |  | Baseline Forecast | [27 empty] | 0 | 0 | 0 | bar: 2019 to 2045
Industrial_Agriculture_Existing_Process_Natural Gas_Process Heating_E7_Baseline Forecast | Industrial | Agriculture | Existing | Process | Natural Gas | Process Heating | E7 |  | Baseline Forecast | [27 empty] | 0 | 0 | 0 | bar: 2019 to 2045
Industrial_Agriculture_Existing_Process_Natural Gas_Process Heating_E8_Baseline Forecast | Industrial | Agriculture | Existing | Process | Natural Gas | Process Heating | E8 |  | Baseline Forecast | [27 empty] | 0 | 0 | 0 | bar: 2019 to 2045
Industrial_Agriculture_Existing_Process_Natural Gas_Process Heating_E9_Baseline Forecast | Industrial | Agriculture | Existing | Process | Natural Gas | Process Heating | E9 |  | Baseline Forecast | [27 empty] | 0 | 0 | 0 | bar: 2019 to 2045
Industrial_Agriculture_Existing_Process_Natural Gas_Process Heating_E10_Baseline Forecast | Industrial | Agriculture | Existing | Process | Natural Gas | Process Heating | E10 |  | Baseline Forecast | [27 empty] | 0 | 0 | 0 | bar: 2019 to 2045
Industrial_Agriculture_Existing_Process_Natural Gas_Process Cooling_E1_Baseline Forecast | Industrial | Agriculture | Existing | Process | Natural Gas | Process Cooling | E1 | Standard | Baseline Forecast | 100% | 100% | 100% | 100% | 100% | 100% | 100% | 100% | 100% | 100% | 100% | 100% | 100% | 100% | 100% | 100% | 100% | 100% | 100% | 100% | 100% | 100% | 100% | 100% | 100% | 100% | 100% | 1 | 1 | 1
Industrial_Agriculture_Existing_Process_Natural Gas_Process Cooling_E2_Baseline Forecast | Industrial | Agriculture | Existing | Process | Natural Gas | Process Cooling | E2 |  | Baseline Forecast | [27 empty] | 0 | 0 | 0 | bar: 2019 to 2045
Industrial_Agriculture_Existing_Process_Natural Gas_Process Cooling_E3_Baseline Forecast | Industrial | Agriculture | Existing | Process | Natural Gas | Process Cooling | E3 |  | Baseline Forecast | [27 empty] | 0 | 0 | 0 | bar: 2019 to 2045
Industrial_Agriculture_Existing_Process_Natural Gas_Process Cooling_E4_Baseline Forecast | Industrial | Agriculture | Existing | Process | Natural Gas | Process Cooling | E4 |  | Baseline Forecast | [27 empty] | 0 | 0 | 0 | bar: 2019 to 2045
Industrial_Agriculture_Existing_Process_Natural Gas_Process Cooling_E5_Baseline Forecast | Industrial | Agriculture | Existing | Process | Natural Gas | Process Cooling | E5 |  | Baseline Forecast | [27 empty] | 0 | 0 | 0 | bar: 2019 to 2045
Industrial_Agriculture_Existing_Process_Natural Gas_Process Cooling_E6_Baseline Forecast | Industrial | Agriculture | Existing | Process | Natural Gas | Process Cooling | E6 |  | Baseline Forecast | [27 empty] | 0 | 0 | 0 | bar: 2019 to 2045
Industrial_Agriculture_Existing_Process_Natural Gas_Process Cooling_E7_Baseline Forecast | Industrial | Agriculture | Existing | Process | Natural Gas | Process Cooling | E7 |  | Baseline Forecast | [27 empty] | 0 | 0 | 0 | bar: 2019 to 2045
Industrial_Agriculture_Existing_Process_Natural Gas_Process Cooling_E8_Baseline Forecast | Industrial | Agriculture | Existing | Process | Natural Gas | Process Cooling | E8 |  | Baseline Forecast | [27 empty] | 0 | 0 | 0 | bar: 2019 to 2045
Industrial_Agriculture_Existing_Process_Natural Gas_Process Cooling_E9_Baseline Forecast | Industrial | Agriculture | Existing | Process | Natural Gas | Process Cooling | E9 |  | Baseline Forecast | [27 empty] | 0 | 0 | 0 | bar: 2019 to 2045
Industrial_Agriculture_Existing_Process_Natural Gas_Process Cooling_E10_Baseline Forecast | Industrial | Agriculture | Existing | Process | Natural Gas | Process Cooling | E10 |  | Baseline Forecast | [27 empty] | 0 | 0 | 0 | bar: 2019 to 2045
Industrial_Agriculture_Existing_Process_Natural Gas_Other Process_E1_Baseline Forecast | Industrial | Agriculture | Existing | Process | Natural Gas | Other Process | E1 | Standard | Baseline Forecast | 100% | 100% | 100% | 100% | 100% | 100% | 100% | 100% | 100% | 100% | 100% | 100% | 100% | 100% | 100% | 100% | 100% | 100% | 100% | 100% | 100% | 100% | 100% | 100% | 100% | 100% | 100% | 1 | 1 | 1
Industrial_Agriculture_Existing_Process_Natural Gas_Other Process_E2_Baseline Forecast | Industrial | Agriculture | Existing | Process | Natural Gas | Other Process | E2 |  | Baseline Forecast | [27 empty] | 0 | 0 | 0 | bar: 2019 to 2045
Industrial_Agriculture_Existing_Process_Natural Gas_Other Process_E3_Baseline Forecast | Industrial | Agriculture | Existing | Process | Natural Gas | Other Process | E3 |  | Baseline Forecast | [27 empty] | 0 | 0 | 0 | bar: 2019 to 2045
Industrial_Agriculture_Existing_Process_Natural Gas_Other Process_E4_Baseline Forecast | Industrial | Agriculture | Existing | Process | Natural Gas | Other Process | E4 |  | Baseline Forecast | [27 empty] | 0 | 0 | 0 | bar: 2019 to 2045
Industrial_Agriculture_Existing_Process_Natural Gas_Other Process_E5_Baseline Forecast | Industrial | Agriculture | Existing | Process | Natural Gas | Other Process | E5 |  | Baseline Forecast | [27 empty] | 0 | 0 | 0 | bar: 2019 to 2045
Industrial_Agriculture_Existing_Process_Natural Gas_Other Process_E6_Baseline Forecast | Industrial | Agriculture | Existing | Process | Natural Gas | Other Process | E6 |  | Baseline Forecast | [27 empty] | 0 | 0 | 0 | bar: 2019 to 2045
Industrial_Agriculture_Existing_Process_Natural Gas_Other Process_E7_Baseline Forecast | Industrial | Agriculture | Existing | Process | Natural Gas | Other Process | E7 |  | Baseline Forecast | [27 empty] | 0 | 0 | 0 | bar: 2019 to 2045
Industrial_Agriculture_Existing_Process_Natural Gas_Other Process_E8_Baseline Forecast | Industrial | Agriculture | Existing | Process | Natural Gas | Other Process | E8 |  | Baseline Forecast | [27 empty] | 0 | 0 | 0 | bar: 2019 to 2045
Industrial_Agriculture_Existing_Process_Natural Gas_Other Process_E9_Baseline Forecast | Industrial | Agriculture | Existing | Process | Natural Gas | Other Process | E9 |  | Baseline Forecast | [27 empty] | 0 | 0 | 0 | bar: 2019 to 2045
Industrial_Agriculture_Existing_Process_Natural Gas_Other Process_E10_Baseline Forecast | Industrial | Agriculture | Existing | Process | Natural Gas | Other Process | E10 |  | Baseline Forecast | [27 empty] | 0 | 0 | 0 | bar: 2019 to 2045
Industrial_Agriculture_Existing_Miscellaneous_Natural Gas_Miscellaneous_E1_Baseline Forecast | Industrial | Agriculture | Existing | Miscellaneous | Natural Gas | Miscellaneous | E1 | Standard | Baseline Forecast | 100% | 100% | 100% | 100% | 100% | 100% | 100% | 100% | 100% | 100% | 100% | 100% | 100% | 100% | 100% | 100% | 100% | 100% | 100% | 100% | 100% | 100% | 100% | 100% | 100% | 100% | 100% | 1 | 1 | 1
Industrial_Agriculture_Existing_Miscellaneous_Natural Gas_Miscellaneous_E2_Baseline Forecast | Industrial | Agriculture | Existing | Miscellaneous | Natural Gas | Miscellaneous | E2 |  | Baseline Forecast | [27 empty] | 0 | 0 | 0 | bar: 2019 to 2045
Industrial_Agriculture_Existing_Miscellaneous_Natural Gas_Miscellaneous_E3_Baseline Forecast | Industrial | Agriculture | Existing | Miscellaneous | Natural Gas | Miscellaneous | E3 |  | Baseline Forecast | [27 empty] | 0 | 0 | 0 | bar: 2019 to 2045
Industrial_Agriculture_Existing_Miscellaneous_Natural Gas_Miscellaneous_E4_Baseline Forecast | Industrial | Agriculture | Existing | Miscellaneous | Natural Gas | Miscellaneous | E4 |  | Baseline Forecast | [27 empty] | 0 | 0 | 0 | bar: 2019 to 2045
Industrial_Agriculture_Existing_Miscellaneous_Natural Gas_Miscellaneous_E5_Baseline Forecast | Industrial | Agriculture | Existing | Miscellaneous | Natural Gas | Miscellaneous | E5 |  | Baseline Forecast | [27 empty] | 0 | 0 | 0 | bar: 2019 to 2045
Industrial_Agriculture_Existing_Miscellaneous_Natural Gas_Miscellaneous_E6_Baseline Forecast | Industrial | Agriculture | Existing | Miscellaneous | Natural Gas | Miscellaneous | E6 |  | Baseline Forecast | [27 empty] | 0 | 0 | 0 | bar: 2019 to 2045
Industrial_Agriculture_Existing_Miscellaneous_Natural Gas_Miscellaneous_E7_Baseline Forecast | Industrial | Agriculture | Existing | Miscellaneous | Natural Gas | Miscellaneous | E7 |  | Baseline Forecast | [27 empty] | 0 | 0 | 0 | bar: 2019 to 2045
Industrial_Agriculture_Existing_Miscellaneous_Natural Gas_Miscellaneous_E8_Baseline Forecast | Industrial | Agriculture | Existing | Miscellaneous | Natural Gas | Miscellaneous | E8 |  | Baseline Forecast | [27 empty] | 0 | 0 | 0 | bar: 2019 to 2045
Industrial_Agriculture_Existing_Miscellaneous_Natural Gas_Miscellaneous_E9_Baseline Forecast | Industrial | Agriculture | Existing | Miscellaneous | Natural Gas | Miscellaneous | E9 |  | Baseline Forecast | [27 empty] | 0 | 0 | 0 | bar: 2019 to 2045
Industrial_Agriculture_Existing_Miscellaneous_Natural Gas_Miscellaneous_E10_Baseline Forecast | Industrial | Agriculture | Existing | Miscellaneous | Natural Gas | Miscellaneous | E10 |  | Baseline Forecast | [27 empty] | 0 | 0 | 0 | bar: 2019 to 2045
Industrial_Agriculture_New_Space Heating_Natural Gas_Furnace_E1_Baseline Forecast | Industrial | Agriculture | New | Space Heating | Natural Gas | Furnace | E1 | AFUE 80% (Standard) | Baseline Forecast | 100% | 100% | 100% | 100% | 100% | 100% | 100% | 100% | 100% | 100% | 100% | 100% | 100% | 100% | 100% | 100% | 100% | 100% | 100% | 100% | 100% | 100% | 100% | 100% | 100% | 100% | 100% | 1 | 1 | 1
Industrial_Agriculture_New_Space Heating_Natural Gas_Furnace_E2_Baseline Forecast | Industrial | Agriculture | New | Space Heating | Natural Gas | Furnace | E2 | AFUE 90% | Baseline Forecast | [27 empty] | 0 | 0 | 0 | bar: 2019 to 2045
Industrial_Agriculture_New_Space Heating_Natural Gas_Furnace_E3_Baseline Forecast | Industrial | Agriculture | New | Space Heating | Natural Gas | Furnace | E3 | AFUE 96% | Baseline Forecast | [27 empty] | 0 | 0 | 0 | bar: 2019 to 2045
Industrial_Agriculture_New_Space Heating_Natural Gas_Furnace_E4_Baseline Forecast | Industrial | Agriculture | New | Space Heating | Natural Gas | Furnace | E4 |  | Baseline Forecast | [27 empty] | 0 | 0 | 0 | bar: 2019 to 2045
Industrial_Agriculture_New_Space Heating_Natural Gas_Furnace_E5_Baseline Forecast | Industrial | Agriculture | New | Space Heating | Natural Gas | Furnace | E5 |  | Baseline Forecast | [27 empty] | 0 | 0 | 0 | bar: 2019 to 2045
Industrial_Agriculture_New_Space Heating_Natural Gas_Furnace_E6_Baseline Forecast | Industrial | Agriculture | New | Space Heating | Natural Gas | Furnace | E6 |  | Baseline Forecast | [27 empty] | 0 | 0 | 0 | bar: 2019 to 2045
Industrial_Agriculture_New_Space Heating_Natural Gas_Furnace_E7_Baseline Forecast | Industrial | Agriculture | New | Space Heating | Natural Gas | Furnace | E7 |  | Baseline Forecast | [27 empty] | 0 | 0 | 0 | bar: 2019 to 2045
Industrial_Agriculture_New_Space Heating_Natural Gas_Furnace_E8_Baseline Forecast | Industrial | Agriculture | New | Space Heating | Natural Gas | Furnace | E8 |  | Baseline Forecast | [27 empty] | 0 | 0 | 0 | bar: 2019 to 2045
Industrial_Agriculture_New_Space Heating_Natural Gas_Furnace_E9_Baseline Forecast | Industrial | Agriculture | New | Space Heating | Natural Gas | Furnace | E9 |  | Baseline Forecast | [27 empty] | 0 | 0 | 0 | bar: 2019 to 2045
Industrial_Agriculture_New_Space Heating_Natural Gas_Furnace_E10_Baseline Forecast | Industrial | Agriculture | New | Space Heating | Natural Gas | Furnace | E10 |  | Baseline Forecast | [27 empty] | 0 | 0 | 0 | bar: 2019 to 2045
Industrial_Agriculture_New_Space Heating_Natural Gas_Boiler_E1_Baseline Forecast | Industrial | Agriculture | New | Space Heating | Natural Gas | Boiler | E1 | AFUE 80% (Standard) | Baseline Forecast | 100% | 100% | 100% | 100% | 100% | 100% | 100% | 100% | 100% | 100% | 100% | 100% | 100% | 100% | 100% | 100% | 100% | 100% | 100% | 100% | 100% | 100% | 100% | 100% | 100% | 100% | 100% | 1 | 1 | 1
Industrial_Agriculture_New_Space Heating_Natural Gas_Boiler_E2_Baseline Forecast | Industrial | Agriculture | New | Space Heating | Natural Gas | Boiler | E2 | AFUE 85% | Baseline Forecast | [27 empty] | 0 | 0 | 0 | bar: 2019 to 2045
Industrial_Agriculture_New_Space Heating_Natural Gas_Boiler_E3_Baseline Forecast | Industrial | Agriculture | New | Space Heating | Natural Gas | Boiler | E3 | AFUE 97% | Baseline Forecast | [27 empty] | 0 | 0 | 0 | bar: 2019 to 2045
Industrial_Agriculture_New_Space Heating_Natural Gas_Boiler_E4_Baseline Forecast | Industrial | Agriculture | New | Space Heating | Natural Gas | Boiler | E4 | Convert to NG Air Source Heat Pump | Baseline Forecast | [27 empty] | 0 | 0 | 0 | bar: 2019 to 2045
Industrial_Agriculture_New_Space Heating_Natural Gas_Boiler_E5_Baseline Forecast | Industrial | Agriculture | New | Space Heating | Natural Gas | Boiler | E5 |  | Baseline Forecast | [27 empty] | 0 | 0 | 0 | bar: 2019 to 2045
Industrial_Agriculture_New_Space Heating_Natural Gas_Boiler_E6_Baseline Forecast | Industrial | Agriculture | New | Space Heating | Natural Gas | Boiler | E6 |  | Baseline Forecast | [27 empty] | 0 | 0 | 0 | bar: 2019 to 2045
Industrial_Agriculture_New_Space Heating_Natural Gas_Boiler_E7_Baseline Forecast | Industrial | Agriculture | New | Space Heating | Natural Gas | Boiler | E7 |  | Baseline Forecast | [27 empty] | 0 | 0 | 0 | bar: 2019 to 2045
Industrial_Agriculture_New_Space Heating_Natural Gas_Boiler_E8_Baseline Forecast | Industrial | Agriculture | New | Space Heating | Natural Gas | Boiler | E8 |  | Baseline Forecast | [27 empty] | 0 | 0 | 0 | bar: 2019 to 2045
Industrial_Agriculture_New_Space Heating_Natural Gas_Boiler_E9_Baseline Forecast | Industrial | Agriculture | New | Space Heating | Natural Gas | Boiler | E9 |  | Baseline Forecast | [27 empty] | 0 | 0 | 0 | bar: 2019 to 2045
Industrial_Agriculture_New_Space Heating_Natural Gas_Boiler_E10_Baseline Forecast | Industrial | Agriculture | New | Space Heating | Natural Gas | Boiler | E10 |  | Baseline Forecast | [27 empty] | 0 | 0 | 0 | bar: 2019 to 2045
Industrial_Agriculture_New_Space Heating_Natural Gas_Unit Heater_E1_Baseline Forecast | Industrial | Agriculture | New | Space Heating | Natural Gas | Unit Heater | E1 | Standard | Baseline Forecast | 100% | 100% | 100% | 100% | 100% | 100% | 100% | 100% | 100% | 100% | 100% | 100% | 100% | 100% | 100% | 100% | 100% | 100% | 100% | 100% | 100% | 100% | 100% | 100% | 100% | 100% | 100% | 1 | 1 | 1
Industrial_Agriculture_New_Space Heating_Natural Gas_Unit Heater_E2_Baseline Forecast | Industrial | Agriculture | New | Space Heating | Natural Gas | Unit Heater | E2 | Condensing | Baseline Forecast | [27 empty] | 0 | 0 | 0 | bar: 2019 to 2045
Industrial_Agriculture_New_Space Heating_Natural Gas_Unit Heater_E3_Baseline Forecast | Industrial | Agriculture | New | Space Heating | Natural Gas | Unit Heater | E3 | Infrared Radiant | Baseline Forecast | [27 empty] | 0 | 0 | 0 | bar: 2019 to 2045
Industrial_Agriculture_New_Space Heating_Natural Gas_Unit Heater_E4_Baseline Forecast | Industrial | Agriculture | New | Space Heating | Natural Gas | Unit Heater | E4 |  | Baseline Forecast | [27 empty] | 0 | 0 | 0 | bar: 2019 to 2045
Industrial_Agriculture_New_Space Heating_Natural Gas_Unit Heater_E5_Baseline Forecast | Industrial | Agriculture | New | Space Heating | Natural Gas | Unit Heater | E5 |  | Baseline Forecast | [27 empty] | 0 | 0 | 0 | bar: 2019 to 2045
Industrial_Agriculture_New_Space Heating_Natural Gas_Unit Heater_E6_Baseline Forecast | Industrial | Agriculture | New | Space Heating | Natural Gas | Unit Heater | E6 |  | Baseline Forecast | [27 empty] | 0 | 0 | 0 | bar: 2019 to 2045
Industrial_Agriculture_New_Space Heating_Natural Gas_Unit Heater_E7_Baseline Forecast | Industrial | Agriculture | New | Space Heating | Natural Gas | Unit Heater | E7 |  | Baseline Forecast | [27 empty] | 0 | 0 | 0 | bar: 2019 to 2045
Industrial_Agriculture_New_Space Heating_Natural Gas_Unit Heater_E8_Baseline Forecast | Industrial | Agriculture | New | Space Heating | Natural Gas | Unit Heater | E8 |  | Baseline Forecast | [27 empty] | 0 | 0 | 0 | bar: 2019 to 2045
Industrial_Agriculture_New_Space Heating_Natural Gas_Unit Heater_E9_Baseline Forecast | Industrial | Agriculture | New | Space Heating | Natural Gas | Unit Heater | E9 |  | Baseline Forecast | [27 empty] | 0 | 0 | 0 | bar: 2019 to 2045
Industrial_Agriculture_New_Space Heating_Natural Gas_Unit Heater_E10_Baseline Forecast | Industrial | Agriculture | New | Space Heating | Natural Gas | Unit Heater | E10 |  | Baseline Forecast | [27 empty] | 0 | 0 | 0 | bar: 2019 to 2045
Industrial_Agriculture_New_Process_Natural Gas_Process Boiler_E1_Baseline Forecast | Industrial | Agriculture | New | Process | Natural Gas | Process Boiler | E1 | EF .80 | Baseline Forecast | 100% | 100% | 100% | 100% | 100% | 100% | 100% | 100% | 100% | 100% | 100% | 100% | 100% | 100% | 100% | 100% | 100% | 100% | 100% | 100% | 100% | 100% | 100% | 100% | 100% | 100% | 100% | 1 | 1 | 1
Industrial_Agriculture_New_Process_Natural Gas_Process Boiler_E2_Baseline Forecast | Industrial | Agriculture | New | Process | Natural Gas | Process Boiler | E2 |  | Baseline Forecast | [27 empty] | 0 | 0 | 0 | bar: 2019 to 2045
Industrial_Agriculture_New_Process_Natural Gas_Process Boiler_E3_Baseline Forecast | Industrial | Agriculture | New | Process | Natural Gas | Process Boiler | E3 |  | Baseline Forecast | [27 empty] | 0 | 0 | 0 | bar: 2019 to 2045
Industrial_Agriculture_New_Process_Natural Gas_Process Boiler_E4_Baseline Forecast | Industrial | Agriculture | New | Process | Natural Gas | Process Boiler | E4 |  | Baseline Forecast | [27 empty] | 0 | 0 | 0 | bar: 2019 to 2045
Industrial_Agriculture_New_Process_Natural Gas_Process Boiler_E5_Baseline Forecast | Industrial | Agriculture | New | Process | Natural Gas | Process Boiler | E5 |  | Baseline Forecast | [27 empty] | 0 | 0 | 0 | bar: 2019 to 2045
Industrial_Agriculture_New_Process_Natural Gas_Process Boiler_E6_Baseline Forecast | Industrial | Agriculture | New | Process | Natural Gas | Process Boiler | E6 |  | Baseline Forecast | [27 empty] | 0 | 0 | 0 | bar: 2019 to 2045
Industrial_Agriculture_New_Process_Natural Gas_Process Boiler_E7_Baseline Forecast | Industrial | Agriculture | New | Process | Natural Gas | Process Boiler | E7 |  | Baseline Forecast | [27 empty] | 0 | 0 | 0 | bar: 2019 to 2045
Industrial_Agriculture_New_Process_Natural Gas_Process Boiler_E8_Baseline Forecast | Industrial | Agriculture | New | Process | Natural Gas | Process Boiler | E8 |  | Baseline Forecast | [27 empty] | 0 | 0 | 0 | bar: 2019 to 2045
Industrial_Agriculture_New_Process_Natural Gas_Process Boiler_E9_Baseline Forecast | Industrial | Agriculture | New | Process | Natural Gas | Process Boiler | E9 |  | Baseline Forecast | [27 empty] | 0 | 0 | 0 | bar: 2019 to 2045
Industrial_Agriculture_New_Process_Natural Gas_Process Boiler_E10_Baseline Forecast | Industrial | Agriculture | New | Process | Natural Gas | Process Boiler | E10 |  | Baseline Forecast | [27 empty] | 0 | 0 | 0 | bar: 2019 to 2045
Industrial_Agriculture_New_Process_Natural Gas_Process Heating_E1_Baseline Forecast | Industrial | Agriculture | New | Process | Natural Gas | Process Heating | E1 | Standard | Baseline Forecast | 100% | 100% | 100% | 100% | 100% | 100% | 100% | 100% | 100% | 100% | 100% | 100% | 100% | 100% | 100% | 100% | 100% | 100% | 100% | 100% | 100% | 100% | 100% | 100% | 100% | 100% | 100% | 1 | 1 | 1
Industrial_Agriculture_New_Process_Natural Gas_Process Heating_E2_Baseline Forecast | Industrial | Agriculture | New | Process | Natural Gas | Process Heating | E2 |  | Baseline Forecast | [27 empty] | 0 | 0 | 0 | bar: 2019 to 2045
Industrial_Agriculture_New_Process_Natural Gas_Process Heating_E3_Baseline Forecast | Industrial | Agriculture | New | Process | Natural Gas | Process Heating | E3 |  | Baseline Forecast | [27 empty] | 0 | 0 | 0 | bar: 2019 to 2045
Industrial_Agriculture_New_Process_Natural Gas_Process Heating_E4_Baseline Forecast | Industrial | Agriculture | New | Process | Natural Gas | Process Heating | E4 |  | Baseline Forecast | [27 empty] | 0 | 0 | 0 | bar: 2019 to 2045
Industrial_Agriculture_New_Process_Natural Gas_Process Heating_E5_Baseline Forecast | Industrial | Agriculture | New | Process | Natural Gas | Process Heating | E5 |  | Baseline Forecast | [27 empty] | 0 | 0 | 0 | bar: 2019 to 2045
Industrial_Agriculture_New_Process_Natural Gas_Process Heating_E6_Baseline Forecast | Industrial | Agriculture | New | Process | Natural Gas | Process Heating | E6 |  | Baseline Forecast | [27 empty] | 0 | 0 | 0 | bar: 2019 to 2045
Industrial_Agriculture_New_Process_Natural Gas_Process Heating_E7_Baseline Forecast | Industrial | Agriculture | New | Process | Natural Gas | Process Heating | E7 |  | Baseline Forecast | [27 empty] | 0 | 0 | 0 | bar: 2019 to 2045
Industrial_Agriculture_New_Process_Natural Gas_Process Heating_E8_Baseline Forecast | Industrial | Agriculture | New | Process | Natural Gas | Process Heating | E8 |  | Baseline Forecast | [27 empty] | 0 | 0 | 0 | bar: 2019 to 2045
Industrial_Agriculture_New_Process_Natural Gas_Process Heating_E9_Baseline Forecast | Industrial | Agriculture | New | Process | Natural Gas | Process Heating | E9 |  | Baseline Forecast | [27 empty] | 0 | 0 | 0 | bar: 2019 to 2045
Industrial_Agriculture_New_Process_Natural Gas_Process Heating_E10_Baseline Forecast | Industrial | Agriculture | New | Process | Natural Gas | Process Heating | E10 |  | Baseline Forecast | [27 empty] | 0 | 0 | 0 | bar: 2019 to 2045
Industrial_Agriculture_New_Process_Natural Gas_Process Cooling_E1_Baseline Forecast | Industrial | Agriculture | New | Process | Natural Gas | Process Cooling | E1 | Standard | Baseline Forecast | 100% | 100% | 100% | 100% | 100% | 100% | 100% | 100% | 100% | 100% | 100% | 100% | 100% | 100% | 100% | 100% | 100% | 100% | 100% | 100% | 100% | 100% | 100% | 100% | 100% | 100% | 100% | 1 | 1 | 1
Industrial_Agriculture_New_Process_Natural Gas_Process Cooling_E2_Baseline Forecast | Industrial | Agriculture | New | Process | Natural Gas | Process Cooling | E2 |  | Baseline Forecast | [27 empty] | 0 | 0 | 0 | bar: 2019 to 2045
Industrial_Agriculture_New_Process_Natural Gas_Process Cooling_E3_Baseline Forecast | Industrial | Agriculture | New | Process | Natural Gas | Process Cooling | E3 |  | Baseline Forecast | [27 empty] | 0 | 0 | 0 | bar: 2019 to 2045
Industrial_Agriculture_New_Process_Natural Gas_Process Cooling_E4_Baseline Forecast | Industrial | Agriculture | New | Process | Natural Gas | Process Cooling | E4 |  | Baseline Forecast | [27 empty] | 0 | 0 | 0 | bar: 2019 to 2045
Industrial_Agriculture_New_Process_Natural Gas_Process Cooling_E5_Baseline Forecast | Industrial | Agriculture | New | Process | Natural Gas | Process Cooling | E5 |  | Baseline Forecast | [27 empty] | 0 | 0 | 0 | bar: 2019 to 2045
Industrial_Agriculture_New_Process_Natural Gas_Process Cooling_E6_Baseline Forecast | Industrial | Agriculture | New | Process | Natural Gas | Process Cooling | E6 |  | Baseline Forecast | [27 empty] | 0 | 0 | 0 | bar: 2019 to 2045
Industrial_Agriculture_New_Process_Natural Gas_Process Cooling_E7_Baseline Forecast | Industrial | Agriculture | New | Process | Natural Gas | Process Cooling | E7 |  | Baseline Forecast | [27 empty] | 0 | 0 | 0 | bar: 2019 to 2045
Industrial_Agriculture_New_Process_Natural Gas_Process Cooling_E8_Baseline Forecast | Industrial | Agriculture | New | Process | Natural Gas | Process Cooling | E8 |  | Baseline Forecast | [27 empty] | 0 | 0 | 0 | bar: 2019 to 2045
Industrial_Agriculture_New_Process_Natural Gas_Process Cooling_E9_Baseline Forecast | Industrial | Agriculture | New | Process | Natural Gas | Process Cooling | E9 |  | Baseline Forecast | [27 empty] | 0 | 0 | 0 | bar: 2019 to 2045
Industrial_Agriculture_New_Process_Natural Gas_Process Cooling_E10_Baseline Forecast | Industrial | Agriculture | New | Process | Natural Gas | Process Cooling | E10 |  | Baseline Forecast | [27 empty] | 0 | 0 | 0 | bar: 2019 to 2045
Industrial_Agriculture_New_Process_Natural Gas_Other Process_E1_Baseline Forecast | Industrial | Agriculture | New | Process | Natural Gas | Other Process | E1 | Standard | Baseline Forecast | 100% | 100% | 100% | 100% | 100% | 100% | 100% | 100% | 100% | 100% | 100% | 100% | 100% | 100% | 100% | 100% | 100% | 100% | 100% | 100% | 100% | 100% | 100% | 100% | 100% | 100% | 100% | 1 | 1 | 1
Industrial_Agriculture_New_Process_Natural Gas_Other Process_E2_Baseline Forecast | Industrial | Agriculture | New | Process | Natural Gas | Other Process | E2 |  | Baseline Forecast | [27 empty] | 0 | 0 | 0 | bar: 2019 to 2045
Industrial_Agriculture_New_Process_Natural Gas_Other Process_E3_Baseline Forecast | Industrial | Agriculture | New | Process | Natural Gas | Other Process | E3 |  | Baseline Forecast | [27 empty] | 0 | 0 | 0 | bar: 2019 to 2045
Industrial_Agriculture_New_Process_Natural Gas_Other Process_E4_Baseline Forecast | Industrial | Agriculture | New | Process | Natural Gas | Other Process | E4 |  | Baseline Forecast | [27 empty] | 0 | 0 | 0 | bar: 2019 to 2045
Industrial_Agriculture_New_Process_Natural Gas_Other Process_E5_Baseline Forecast | Industrial | Agriculture | New | Process | Natural Gas | Other Process | E5 |  | Baseline Forecast | [27 empty] | 0 | 0 | 0 | bar: 2019 to 2045
Industrial_Agriculture_New_Process_Natural Gas_Other Process_E6_Baseline Forecast | Industrial | Agriculture | New | Process | Natural Gas | Other Process | E6 |  | Baseline Forecast | [27 empty] | 0 | 0 | 0 | bar: 2019 to 2045
Industrial_Agriculture_New_Process_Natural Gas_Other Process_E7_Baseline Forecast | Industrial | Agriculture | New | Process | Natural Gas | Other Process | E7 |  | Baseline Forecast | [27 empty] | 0 | 0 | 0 | bar: 2019 to 2045
Industrial_Agriculture_New_Process_Natural Gas_Other Process_E8_Baseline Forecast | Industrial | Agriculture | New | Process | Natural Gas | Other Process | E8 |  | Baseline Forecast | [27 empty] | 0 | 0 | 0 | bar: 2019 to 2045
Industrial_Agriculture_New_Process_Natural Gas_Other Process_E9_Baseline Forecast | Industrial | Agriculture | New | Process | Natural Gas | Other Process | E9 |  | Baseline Forecast | [27 empty] | 0 | 0 | 0 | bar: 2019 to 2045
Industrial_Agriculture_New_Process_Natural Gas_Other Process_E10_Baseline Forecast | Industrial | Agriculture | New | Process | Natural Gas | Other Process | E10 |  | Baseline Forecast | [27 empty] | 0 | 0 | 0 | bar: 2019 to 2045
Industrial_Agriculture_New_Miscellaneous_Natural Gas_Miscellaneous_E1_Baseline Forecast | Industrial | Agriculture | New | Miscellaneous | Natural Gas | Miscellaneous | E1 | Standard | Baseline Forecast | 100% | 100% | 100% | 100% | 100% | 100% | 100% | 100% | 100% | 100% | 100% | 100% | 100% | 100% | 100% | 100% | 100% | 100% | 100% | 100% | 100% | 100% | 100% | 100% | 100% | 100% | 100% | 1 | 1 | 1
Industrial_Agriculture_New_Miscellaneous_Natural Gas_Miscellaneous_E2_Baseline Forecast | Industrial | Agriculture | New | Miscellaneous | Natural Gas | Miscellaneous | E2 |  | Baseline Forecast | [27 empty] | 0 | 0 | 0 | bar: 2019 to 2045
Industrial_Agriculture_New_Miscellaneous_Natural Gas_Miscellaneous_E3_Baseline Forecast | Industrial | Agriculture | New | Miscellaneous | Natural Gas | Miscellaneous | E3 |  | Baseline Forecast | [27 empty] | 0 | 0 | 0 | bar: 2019 to 2045
Industrial_Agriculture_New_Miscellaneous_Natural Gas_Miscellaneous_E4_Baseline Forecast | Industrial | Agriculture | New | Miscellaneous | Natural Gas | Miscellaneous | E4 |  | Baseline Forecast | [27 empty] | 0 | 0 | 0 | bar: 2019 to 2045
Industrial_Agriculture_New_Miscellaneous_Natural Gas_Miscellaneous_E5_Baseline Forecast | Industrial | Agriculture | New | Miscellaneous | Natural Gas | Miscellaneous | E5 |  | Baseline Forecast | [27 empty] | 0 | 0 | 0 | bar: 2019 to 2045
Industrial_Agriculture_New_Miscellaneous_Natural Gas_Miscellaneous_E6_Baseline Forecast | Industrial | Agriculture | New | Miscellaneous | Natural Gas | Miscellaneous | E6 |  | Baseline Forecast | [27 empty] | 0 | 0 | 0 | bar: 2019 to 2045
Industrial_Agriculture_New_Miscellaneous_Natural Gas_Miscellaneous_E7_Baseline Forecast | Industrial | Agriculture | New | Miscellaneous | Natural Gas | Miscellaneous | E7 |  | Baseline Forecast | [27 empty] | 0 | 0 | 0 | bar: 2019 to 2045
Industrial_Agriculture_New_Miscellaneous_Natural Gas_Miscellaneous_E8_Baseline Forecast | Industrial | Agriculture | New | Miscellaneous | Natural Gas | Miscellaneous | E8 |  | Baseline Forecast | [27 empty] | 0 | 0 | 0 | bar: 2019 to 2045
Industrial_Agriculture_New_Miscellaneous_Natural Gas_Miscellaneous_E9_Baseline Forecast | Industrial | Agriculture | New | Miscellaneous | Natural Gas | Miscellaneous | E9 |  | Baseline Forecast | [27 empty] | 0 | 0 | 0 | bar: 2019 to 2045
Industrial_Agriculture_New_Miscellaneous_Natural Gas_Miscellaneous_E10_Baseline Forecast | Industrial | Agriculture | New | Miscellaneous | Natural Gas | Miscellaneous | E10 |  | Baseline Forecast | [27 empty] | 0 | 0 | 0 | bar: 2019 to 2045
Industrial_Primary Metals_Existing_Space Heating_Natural Gas_Furnace_E1_Baseline Forecast | Industrial | Primary Metals | Existing | Space Heating | Natural Gas | Furnace | E1 | AFUE 80% (Standard) | Baseline Forecast | 100% | 100% | 100% | 100% | 100% | 100% | 100% | 100% | 100% | 100% | 100% | 100% | 100% | 100% | 100% | 100% | 100% | 100% | 100% | 100% | 100% | 100% | 100% | 100% | 100% | 100% | 100% | 1 | 1 | 1
Industrial_Primary Metals_Existing_Space Heating_Natural Gas_Furnace_E2_Baseline Forecast | Industrial | Primary Metals | Existing | Space Heating | Natural Gas | Furnace | E2 | AFUE 90% | Baseline Forecast | [27 empty] | 0 | 0 | 0 | bar: 2019 to 2045
Industrial_Primary Metals_Existing_Space Heating_Natural Gas_Furnace_E3_Baseline Forecast | Industrial | Primary Metals | Existing | Space Heating | Natural Gas | Furnace | E3 | AFUE 96% | Baseline Forecast | [27 empty] | 0 | 0 | 0 | bar: 2019 to 2045
Industrial_Primary Metals_Existing_Space Heating_Natural Gas_Furnace_E4_Baseline Forecast | Industrial | Primary Metals | Existing | Space Heating | Natural Gas | Furnace | E4 |  | Baseline Forecast | [27 empty] | 0 | 0 | 0 | bar: 2019 to 2045
Industrial_Primary Metals_Existing_Space Heating_Natural Gas_Furnace_E5_Baseline Forecast | Industrial | Primary Metals | Existing | Space Heating | Natural Gas | Furnace | E5 |  | Baseline Forecast | [27 empty] | 0 | 0 | 0 | bar: 2019 to 2045
Industrial_Primary Metals_Existing_Space Heating_Natural Gas_Furnace_E6_Baseline Forecast | Industrial | Primary Metals | Existing | Space Heating | Natural Gas | Furnace | E6 |  | Baseline Forecast | [27 empty] | 0 | 0 | 0 | bar: 2019 to 2045
Industrial_Primary Metals_Existing_Space Heating_Natural Gas_Furnace_E7_Baseline Forecast | Industrial | Primary Metals | Existing | Space Heating | Natural Gas | Furnace | E7 |  | Baseline Forecast | [27 empty] | 0 | 0 | 0 | bar: 2019 to 2045
Industrial_Primary Metals_Existing_Space Heating_Natural Gas_Furnace_E8_Baseline Forecast | Industrial | Primary Metals | Existing | Space Heating | Natural Gas | Furnace | E8 |  | Baseline Forecast | [27 empty] | 0 | 0 | 0 | bar: 2019 to 2045
Industrial_Primary Metals_Existing_Space Heating_Natural Gas_Furnace_E9_Baseline Forecast | Industrial | Primary Metals | Existing | Space Heating | Natural Gas | Furnace | E9 |  | Baseline Forecast | [27 empty] | 0 | 0 | 0 | bar: 2019 to 2045
Industrial_Primary Metals_Existing_Space Heating_Natural Gas_Furnace_E10_Baseline Forecast | Industrial | Primary Metals | Existing | Space Heating | Natural Gas | Furnace | E10 |  | Baseline Forecast | [27 empty] | 0 | 0 | 0 | bar: 2019 to 2045
Industrial_Primary Metals_Existing_Space Heating_Natural Gas_Boiler_E1_Baseline Forecast | Industrial | Primary Metals | Existing | Space Heating | Natural Gas | Boiler | E1 | AFUE 80% (Standard) | Baseline Forecast | 100% | 100% | 100% | 100% | 100% | 100% | 100% | 100% | 100% | 100% | 100% | 100% | 100% | 100% | 100% | 100% | 100% | 100% | 100% | 100% | 100% | 100% | 100% | 100% | 100% | 100% | 100% | 1 | 1 | 1
Industrial_Primary Metals_Existing_Space Heating_Natural Gas_Boiler_E2_Baseline Forecast | Industrial | Primary Metals | Existing | Space Heating | Natural Gas | Boiler | E2 | AFUE 85% | Baseline Forecast | [27 empty] | 0 | 0 | 0 | bar: 2019 to 2045
Industrial_Primary Metals_Existing_Space Heating_Natural Gas_Boiler_E3_Baseline Forecast | Industrial | Primary Metals | Existing | Space Heating | Natural Gas | Boiler | E3 | AFUE 97% | Baseline Forecast | [27 empty] | 0 | 0 | 0 | bar: 2019 to 2045
Industrial_Primary Metals_Existing_Space Heating_Natural Gas_Boiler_E4_Baseline Forecast | Industrial | Primary Metals | Existing | Space Heating | Natural Gas | Boiler | E4 | Convert to NG Air Source Heat Pump | Baseline Forecast | [27 empty] | 0 | 0 | 0 | bar: 2019 to 2045
Industrial_Primary Metals_Existing_Space Heating_Natural Gas_Boiler_E5_Baseline Forecast | Industrial | Primary Metals | Existing | Space Heating | Natural Gas | Boiler | E5 |  | Baseline Forecast | [27 empty] | 0 | 0 | 0 | bar: 2019 to 2045
Industrial_Primary Metals_Existing_Space Heating_Natural Gas_Boiler_E6_Baseline Forecast | Industrial | Primary Metals | Existing | Space Heating | Natural Gas | Boiler | E6 |  | Baseline Forecast | [27 empty] | 0 | 0 | 0 | bar: 2019 to 2045
Industrial_Primary Metals_Existing_Space Heating_Natural Gas_Boiler_E7_Baseline Forecast | Industrial | Primary Metals | Existing | Space Heating | Natural Gas | Boiler | E7 |  | Baseline Forecast | [27 empty] | 0 | 0 | 0 | bar: 2019 to 2045
Industrial_Primary Metals_Existing_Space Heating_Natural Gas_Boiler_E8_Baseline Forecast | Industrial | Primary Metals | Existing | Space Heating | Natural Gas | Boiler | E8 |  | Baseline Forecast | [27 empty] | 0 | 0 | 0 | bar: 2019 to 2045
Industrial_Primary Metals_Existing_Space Heating_Natural Gas_Boiler_E9_Baseline Forecast | Industrial | Primary Metals | Existing | Space Heating | Natural Gas | Boiler | E9 |  | Baseline Forecast | [27 empty] | 0 | 0 | 0 | bar: 2019 to 2045
Industrial_Primary Metals_Existing_Space Heating_Natural Gas_Boiler_E10_Baseline Forecast | Industrial | Primary Metals | Existing | Space Heating | Natural Gas | Boiler | E10 |  | Baseline Forecast | [27 empty] | 0 | 0 | 0 | bar: 2019 to 2045
Industrial_Primary Metals_Existing_Space Heating_Natural Gas_Unit Heater_E1_Baseline Forecast | Industrial | Primary Metals | Existing | Space Heating | Natural Gas | Unit Heater | E1 | Standard | Baseline Forecast | 100% | 100% | 100% | 100% | 100% | 100% | 100% | 100% | 100% | 100% | 100% | 100% | 100% | 100% | 100% | 100% | 100% | 100% | 100% | 100% | 100% | 100% | 100% | 100% | 100% | 100% | 100% | 1 | 1 | 1
Industrial_Primary Metals_Existing_Space Heating_Natural Gas_Unit Heater_E2_Baseline Forecast | Industrial | Primary Metals | Existing | Space Heating | Natural Gas | Unit Heater | E2 | Condensing | Baseline Forecast | [27 empty] | 0 | 0 | 0 | bar: 2019 to 2045
Industrial_Primary Metals_Existing_Space Heating_Natural Gas_Unit Heater_E3_Baseline Forecast | Industrial | Primary Metals | Existing | Space Heating | Natural Gas | Unit Heater | E3 | Infrared Radiant | Baseline Forecast | [27 empty] | 0 | 0 | 0 | bar: 2019 to 2045
Industrial_Primary Metals_Existing_Space Heating_Natural Gas_Unit Heater_E4_Baseline Forecast | Industrial | Primary Metals | Existing | Space Heating | Natural Gas | Unit Heater | E4 |  | Baseline Forecast | [27 empty] | 0 | 0 | 0 | bar: 2019 to 2045
Industrial_Primary Metals_Existing_Space Heating_Natural Gas_Unit Heater_E5_Baseline Forecast | Industrial | Primary Metals | Existing | Space Heating | Natural Gas | Unit Heater | E5 |  | Baseline Forecast | [27 empty] | 0 | 0 | 0 | bar: 2019 to 2045
Industrial_Primary Metals_Existing_Space Heating_Natural Gas_Unit Heater_E6_Baseline Forecast | Industrial | Primary Metals | Existing | Space Heating | Natural Gas | Unit Heater | E6 |  | Baseline Forecast | [27 empty] | 0 | 0 | 0 | bar: 2019 to 2045
Industrial_Primary Metals_Existing_Space Heating_Natural Gas_Unit Heater_E7_Baseline Forecast | Industrial | Primary Metals | Existing | Space Heating | Natural Gas | Unit Heater | E7 |  | Baseline Forecast | [27 empty] | 0 | 0 | 0 | bar: 2019 to 2045
Industrial_Primary Metals_Existing_Space Heating_Natural Gas_Unit Heater_E8_Baseline Forecast | Industrial | Primary Metals | Existing | Space Heating | Natural Gas | Unit Heater | E8 |  | Baseline Forecast | [27 empty] | 0 | 0 | 0 | bar: 2019 to 2045
Industrial_Primary Metals_Existing_Space Heating_Natural Gas_Unit Heater_E9_Baseline Forecast | Industrial | Primary Metals | Existing | Space Heating | Natural Gas | Unit Heater | E9 |  | Baseline Forecast | [27 empty] | 0 | 0 | 0 | bar: 2019 to 2045
Industrial_Primary Metals_Existing_Space Heating_Natural Gas_Unit Heater_E10_Baseline Forecast | Industrial | Primary Metals | Existing | Space Heating | Natural Gas | Unit Heater | E10 |  | Baseline Forecast | [27 empty] | 0 | 0 | 0 | bar: 2019 to 2045
Industrial_Primary Metals_Existing_Process_Natural Gas_Process Boiler_E1_Baseline Forecast | Industrial | Primary Metals | Existing | Process | Natural Gas | Process Boiler | E1 | EF .80 | Baseline Forecast | 100% | 100% | 100% | 100% | 100% | 100% | 100% | 100% | 100% | 100% | 100% | 100% | 100% | 100% | 100% | 100% | 100% | 100% | 100% | 100% | 100% | 100% | 100% | 100% | 100% | 100% | 100% | 1 | 1 | 1
Industrial_Primary Metals_Existing_Process_Natural Gas_Process Boiler_E2_Baseline Forecast | Industrial | Primary Metals | Existing | Process | Natural Gas | Process Boiler | E2 |  | Baseline Forecast | [27 empty] | 0 | 0 | 0 | bar: 2019 to 2045
Industrial_Primary Metals_Existing_Process_Natural Gas_Process Boiler_E3_Baseline Forecast | Industrial | Primary Metals | Existing | Process | Natural Gas | Process Boiler | E3 |  | Baseline Forecast | [27 empty] | 0 | 0 | 0 | bar: 2019 to 2045
Industrial_Primary Metals_Existing_Process_Natural Gas_Process Boiler_E4_Baseline Forecast | Industrial | Primary Metals | Existing | Process | Natural Gas | Process Boiler | E4 |  | Baseline Forecast | [27 empty] | 0 | 0 | 0 | bar: 2019 to 2045
Industrial_Primary Metals_Existing_Process_Natural Gas_Process Boiler_E5_Baseline Forecast | Industrial | Primary Metals | Existing | Process | Natural Gas | Process Boiler | E5 |  | Baseline Forecast | [27 empty] | 0 | 0 | 0 | bar: 2019 to 2045
Industrial_Primary Metals_Existing_Process_Natural Gas_Process Boiler_E6_Baseline Forecast | Industrial | Primary Metals | Existing | Process | Natural Gas | Process Boiler | E6 |  | Baseline Forecast | [27 empty] | 0 | 0 | 0 | bar: 2019 to 2045
Industrial_Primary Metals_Existing_Process_Natural Gas_Process Boiler_E7_Baseline Forecast | Industrial | Primary Metals | Existing | Process | Natural Gas | Process Boiler | E7 |  | Baseline Forecast | [27 empty] | 0 | 0 | 0 | bar: 2019 to 2045
Industrial_Primary Metals_Existing_Process_Natural Gas_Process Boiler_E8_Baseline Forecast | Industrial | Primary Metals | Existing | Process | Natural Gas | Process Boiler | E8 |  | Baseline Forecast | [27 empty] | 0 | 0 | 0 | bar: 2019 to 2045
Industrial_Primary Metals_Existing_Process_Natural Gas_Process Boiler_E9_Baseline Forecast | Industrial | Primary Metals | Existing | Process | Natural Gas | Process Boiler | E9 |  | Baseline Forecast | [27 empty] | 0 | 0 | 0 | bar: 2019 to 2045
Industrial_Primary Metals_Existing_Process_Natural Gas_Process Boiler_E10_Baseline Forecast | Industrial | Primary Metals | Existing | Process | Natural Gas | Process Boiler | E10 |  | Baseline Forecast | [27 empty] | 0 | 0 | 0 | bar: 2019 to 2045
Industrial_Primary Metals_Existing_Process_Natural Gas_Process Heating_E1_Baseline Forecast | Industrial | Primary Metals | Existing | Process | Natural Gas | Process Heating | E1 | Standard | Baseline Forecast | 100% | 100% | 100% | 100% | 100% | 100% | 100% | 100% | 100% | 100% | 100% | 100% | 100% | 100% | 100% | 100% | 100% | 100% | 100% | 100% | 100% | 100% | 100% | 100% | 100% | 100% | 100% | 1 | 1 | 1
Industrial_Primary Metals_Existing_Process_Natural Gas_Process Heating_E2_Baseline Forecast | Industrial | Primary Metals | Existing | Process | Natural Gas | Process Heating | E2 |  | Baseline Forecast | [27 empty] | 0 | 0 | 0 | bar: 2019 to 2045
Industrial_Primary Metals_Existing_Process_Natural Gas_Process Heating_E3_Baseline Forecast | Industrial | Primary Metals | Existing | Process | Natural Gas | Process Heating | E3 |  | Baseline Forecast | [27 empty] | 0 | 0 | 0 | bar: 2019 to 2045
Industrial_Primary Metals_Existing_Process_Natural Gas_Process Heating_E4_Baseline Forecast | Industrial | Primary Metals | Existing | Process | Natural Gas | Process Heating | E4 |  | Baseline Forecast | [27 empty] | 0 | 0 | 0 | bar: 2019 to 2045
Industrial_Primary Metals_Existing_Process_Natural Gas_Process Heating_E5_Baseline Forecast | Industrial | Primary Metals | Existing | Process | Natural Gas | Process Heating | E5 |  | Baseline Forecast | [27 empty] | 0 | 0 | 0 | bar: 2019 to 2045
Industrial_Primary Metals_Existing_Process_Natural Gas_Process Heating_E6_Baseline Forecast | Industrial | Primary Metals | Existing | Process | Natural Gas | Process Heating | E6 |  | Baseline Forecast | [27 empty] | 0 | 0 | 0 | bar: 2019 to 2045
Industrial_Primary Metals_Existing_Process_Natural Gas_Process Heating_E7_Baseline Forecast | Industrial | Primary Metals | Existing | Process | Natural Gas | Process Heating | E7 |  | Baseline Forecast | [27 empty] | 0 | 0 | 0 | bar: 2019 to 2045
Industrial_Primary Metals_Existing_Process_Natural Gas_Process Heating_E8_Baseline Forecast | Industrial | Primary Metals | Existing | Process | Natural Gas | Process Heating | E8 |  | Baseline Forecast | [27 empty] | 0 | 0 | 0 | bar: 2019 to 2045
Industrial_Primary Metals_Existing_Process_Natural Gas_Process Heating_E9_Baseline Forecast | Industrial | Primary Metals | Existing | Process | Natural Gas | Process Heating | E9 |  | Baseline Forecast | [27 empty] | 0 | 0 | 0 | bar: 2019 to 2045
Industrial_Primary Metals_Existing_Process_Natural Gas_Process Heating_E10_Baseline Forecast | Industrial | Primary Metals | Existing | Process | Natural Gas | Process Heating | E10 |  | Baseline Forecast | [27 empty] | 0 | 0 | 0 | bar: 2019 to 2045
Industrial_Primary Metals_Existing_Process_Natural Gas_Process Cooling_E1_Baseline Forecast | Industrial | Primary Metals | Existing | Process | Natural Gas | Process Cooling | E1 | Standard | Baseline Forecast | 100% | 100% | 100% | 100% | 100% | 100% | 100% | 100% | 100% | 100% | 100% | 100% | 100% | 100% | 100% | 100% | 100% | 100% | 100% | 100% | 100% | 100% | 100% | 100% | 100% | 100% | 100% | 1 | 1 | 1
Industrial_Primary Metals_Existing_Process_Natural Gas_Process Cooling_E2_Baseline Forecast | Industrial | Primary Metals | Existing | Process | Natural Gas | Process Cooling | E2 |  | Baseline Forecast | [27 empty] | 0 | 0 | 0 | bar: 2019 to 2045
Industrial_Primary Metals_Existing_Process_Natural Gas_Process Cooling_E3_Baseline Forecast | Industrial | Primary Metals | Existing | Process | Natural Gas | Process Cooling | E3 |  | Baseline Forecast | [27 empty] | 0 | 0 | 0 | bar: 2019 to 2045
Industrial_Primary Metals_Existing_Process_Natural Gas_Process Cooling_E4_Baseline Forecast | Industrial | Primary Metals | Existing | Process | Natural Gas | Process Cooling | E4 |  | Baseline Forecast | [27 empty] | 0 | 0 | 0 | bar: 2019 to 2045
Industrial_Primary Metals_Existing_Process_Natural Gas_Process Cooling_E5_Baseline Forecast | Industrial | Primary Metals | Existing | Process | Natural Gas | Process Cooling | E5 |  | Baseline Forecast | [27 empty] | 0 | 0 | 0 | bar: 2019 to 2045
Industrial_Primary Metals_Existing_Process_Natural Gas_Process Cooling_E6_Baseline Forecast | Industrial | Primary Metals | Existing | Process | Natural Gas | Process Cooling | E6 |  | Baseline Forecast | [27 empty] | 0 | 0 | 0 | bar: 2019 to 2045
Industrial_Primary Metals_Existing_Process_Natural Gas_Process Cooling_E7_Baseline Forecast | Industrial | Primary Metals | Existing | Process | Natural Gas | Process Cooling | E7 |  | Baseline Forecast | [27 empty] | 0 | 0 | 0 | bar: 2019 to 2045
Industrial_Primary Metals_Existing_Process_Natural Gas_Process Cooling_E8_Baseline Forecast | Industrial | Primary Metals | Existing | Process | Natural Gas | Process Cooling | E8 |  | Baseline Forecast | [27 empty] | 0 | 0 | 0 | bar: 2019 to 2045
Industrial_Primary Metals_Existing_Process_Natural Gas_Process Cooling_E9_Baseline Forecast | Industrial | Primary Metals | Existing | Process | Natural Gas | Process Cooling | E9 |  | Baseline Forecast | [27 empty] | 0 | 0 | 0 | bar: 2019 to 2045
Industrial_Primary Metals_Existing_Process_Natural Gas_Process Cooling_E10_Baseline Forecast | Industrial | Primary Metals | Existing | Process | Natural Gas | Process Cooling | E10 |  | Baseline Forecast | [27 empty] | 0 | 0 | 0 | bar: 2019 to 2045
Industrial_Primary Metals_Existing_Process_Natural Gas_Other Process_E1_Baseline Forecast | Industrial | Primary Metals | Existing | Process | Natural Gas | Other Process | E1 | Standard | Baseline Forecast | 100% | 100% | 100% | 100% | 100% | 100% | 100% | 100% | 100% | 100% | 100% | 100% | 100% | 100% | 100% | 100% | 100% | 100% | 100% | 100% | 100% | 100% | 100% | 100% | 100% | 100% | 100% | 1 | 1 | 1
Industrial_Primary Metals_Existing_Process_Natural Gas_Other Process_E2_Baseline Forecast | Industrial | Primary Metals | Existing | Process | Natural Gas | Other Process | E2 |  | Baseline Forecast | [27 empty] | 0 | 0 | 0 | bar: 2019 to 2045
Industrial_Primary Metals_Existing_Process_Natural Gas_Other Process_E3_Baseline Forecast | Industrial | Primary Metals | Existing | Process | Natural Gas | Other Process | E3 |  | Baseline Forecast | [27 empty] | 0 | 0 | 0 | bar: 2019 to 2045
Industrial_Primary Metals_Existing_Process_Natural Gas_Other Process_E4_Baseline Forecast | Industrial | Primary Metals | Existing | Process | Natural Gas | Other Process | E4 |  | Baseline Forecast | [27 empty] | 0 | 0 | 0 | bar: 2019 to 2045
Industrial_Primary Metals_Existing_Process_Natural Gas_Other Process_E5_Baseline Forecast | Industrial | Primary Metals | Existing | Process | Natural Gas | Other Process | E5 |  | Baseline Forecast | [27 empty] | 0 | 0 | 0 | bar: 2019 to 2045
Industrial_Primary Metals_Existing_Process_Natural Gas_Other Process_E6_Baseline Forecast | Industrial | Primary Metals | Existing | Process | Natural Gas | Other Process | E6 |  | Baseline Forecast | [27 empty] | 0 | 0 | 0 | bar: 2019 to 2045
Industrial_Primary Metals_Existing_Process_Natural Gas_Other Process_E7_Baseline Forecast | Industrial | Primary Metals | Existing | Process | Natural Gas | Other Process | E7 |  | Baseline Forecast | [27 empty] | 0 | 0 | 0 | bar: 2019 to 2045
Industrial_Primary Metals_Existing_Process_Natural Gas_Other Process_E8_Baseline Forecast | Industrial | Primary Metals | Existing | Process | Natural Gas | Other Process | E8 |  | Baseline Forecast | [27 empty] | 0 | 0 | 0 | bar: 2019 to 2045
Industrial_Primary Metals_Existing_Process_Natural Gas_Other Process_E9_Baseline Forecast | Industrial | Primary Metals | Existing | Process | Natural Gas | Other Process | E9 |  | Baseline Forecast | [27 empty] | 0 | 0 | 0 | bar: 2019 to 2045
Industrial_Primary Metals_Existing_Process_Natural Gas_Other Process_E10_Baseline Forecast | Industrial | Primary Metals | Existing | Process | Natural Gas | Other Process | E10 |  | Baseline Forecast | [27 empty] | 0 | 0 | 0 | bar: 2019 to 2045
Industrial_Primary Metals_Existing_Miscellaneous_Natural Gas_Miscellaneous_E1_Baseline Forecast | Industrial | Primary Metals | Existing | Miscellaneous | Natural Gas | Miscellaneous | E1 | Standard | Baseline Forecast | 100% | 100% | 100% | 100% | 100% | 100% | 100% | 100% | 100% | 100% | 100% | 100% | 100% | 100% | 100% | 100% | 100% | 100% | 100% | 100% | 100% | 100% | 100% | 100% | 100% | 100% | 100% | 1 | 1 | 1
Industrial_Primary Metals_Existing_Miscellaneous_Natural Gas_Miscellaneous_E2_Baseline Forecast | Industrial | Primary Metals | Existing | Miscellaneous | Natural Gas | Miscellaneous | E2 |  | Baseline Forecast | [27 empty] | 0 | 0 | 0 | bar: 2019 to 2045
Industrial_Primary Metals_Existing_Miscellaneous_Natural Gas_Miscellaneous_E3_Baseline Forecast | Industrial | Primary Metals | Existing | Miscellaneous | Natural Gas | Miscellaneous | E3 |  | Baseline Forecast | [27 empty] | 0 | 0 | 0 | bar: 2019 to 2045
Industrial_Primary Metals_Existing_Miscellaneous_Natural Gas_Miscellaneous_E4_Baseline Forecast | Industrial | Primary Metals | Existing | Miscellaneous | Natural Gas | Miscellaneous | E4 |  | Baseline Forecast | [27 empty] | 0 | 0 | 0 | bar: 2019 to 2045
Industrial_Primary Metals_Existing_Miscellaneous_Natural Gas_Miscellaneous_E5_Baseline Forecast | Industrial | Primary Metals | Existing | Miscellaneous | Natural Gas | Miscellaneous | E5 |  | Baseline Forecast | [27 empty] | 0 | 0 | 0 | bar: 2019 to 2045
Industrial_Primary Metals_Existing_Miscellaneous_Natural Gas_Miscellaneous_E6_Baseline Forecast | Industrial | Primary Metals | Existing | Miscellaneous | Natural Gas | Miscellaneous | E6 |  | Baseline Forecast | [27 empty] | 0 | 0 | 0 | bar: 2019 to 2045
Industrial_Primary Metals_Existing_Miscellaneous_Natural Gas_Miscellaneous_E7_Baseline Forecast | Industrial | Primary Metals | Existing | Miscellaneous | Natural Gas | Miscellaneous | E7 |  | Baseline Forecast | [27 empty] | 0 | 0 | 0 | bar: 2019 to 2045
Industrial_Primary Metals_Existing_Miscellaneous_Natural Gas_Miscellaneous_E8_Baseline Forecast | Industrial | Primary Metals | Existing | Miscellaneous | Natural Gas | Miscellaneous | E8 |  | Baseline Forecast | [27 empty] | 0 | 0 | 0 | bar: 2019 to 2045
Industrial_Primary Metals_Existing_Miscellaneous_Natural Gas_Miscellaneous_E9_Baseline Forecast | Industrial | Primary Metals | Existing | Miscellaneous | Natural Gas | Miscellaneous | E9 |  | Baseline Forecast | [27 empty] | 0 | 0 | 0 | bar: 2019 to 2045
Industrial_Primary Metals_Existing_Miscellaneous_Natural Gas_Miscellaneous_E10_Baseline Forecast | Industrial | Primary Metals | Existing | Miscellaneous | Natural Gas | Miscellaneous | E10 |  | Baseline Forecast | [27 empty] | 0 | 0 | 0 | bar: 2019 to 2045
Industrial_Primary Metals_New_Space Heating_Natural Gas_Furnace_E1_Baseline Forecast | Industrial | Primary Metals | New | Space Heating | Natural Gas | Furnace | E1 | AFUE 80% (Standard) | Baseline Forecast | 100% | 100% | 100% | 100% | 100% | 100% | 100% | 100% | 100% | 100% | 100% | 100% | 100% | 100% | 100% | 100% | 100% | 100% | 100% | 100% | 100% | 100% | 100% | 100% | 100% | 100% | 100% | 1 | 1 | 1
Industrial_Primary Metals_New_Space Heating_Natural Gas_Furnace_E2_Baseline Forecast | Industrial | Primary Metals | New | Space Heating | Natural Gas | Furnace | E2 | AFUE 90% | Baseline Forecast | [27 empty] | 0 | 0 | 0 | bar: 2019 to 2045
Industrial_Primary Metals_New_Space Heating_Natural Gas_Furnace_E3_Baseline Forecast | Industrial | Primary Metals | New | Space Heating | Natural Gas | Furnace | E3 | AFUE 96% | Baseline Forecast | [27 empty] | 0 | 0 | 0 | bar: 2019 to 2045
Industrial_Primary Metals_New_Space Heating_Natural Gas_Furnace_E4_Baseline Forecast | Industrial | Primary Metals | New | Space Heating | Natural Gas | Furnace | E4 |  | Baseline Forecast | [27 empty] | 0 | 0 | 0 | bar: 2019 to 2045
Industrial_Primary Metals_New_Space Heating_Natural Gas_Furnace_E5_Baseline Forecast | Industrial | Primary Metals | New | Space Heating | Natural Gas | Furnace | E5 |  | Baseline Forecast | [27 empty] | 0 | 0 | 0 | bar: 2019 to 2045
Industrial_Primary Metals_New_Space Heating_Natural Gas_Furnace_E6_Baseline Forecast | Industrial | Primary Metals | New | Space Heating | Natural Gas | Furnace | E6 |  | Baseline Forecast | [27 empty] | 0 | 0 | 0 | bar: 2019 to 2045
Industrial_Primary Metals_New_Space Heating_Natural Gas_Furnace_E7_Baseline Forecast | Industrial | Primary Metals | New | Space Heating | Natural Gas | Furnace | E7 |  | Baseline Forecast | [27 empty] | 0 | 0 | 0 | bar: 2019 to 2045
Industrial_Primary Metals_New_Space Heating_Natural Gas_Furnace_E8_Baseline Forecast | Industrial | Primary Metals | New | Space Heating | Natural Gas | Furnace | E8 |  | Baseline Forecast | [27 empty] | 0 | 0 | 0 | bar: 2019 to 2045
Industrial_Primary Metals_New_Space Heating_Natural Gas_Furnace_E9_Baseline Forecast | Industrial | Primary Metals | New | Space Heating | Natural Gas | Furnace | E9 |  | Baseline Forecast | [27 empty] | 0 | 0 | 0 | bar: 2019 to 2045
Industrial_Primary Metals_New_Space Heating_Natural Gas_Furnace_E10_Baseline Forecast | Industrial | Primary Metals | New | Space Heating | Natural Gas | Furnace | E10 |  | Baseline Forecast | [27 empty] | 0 | 0 | 0 | bar: 2019 to 2045
Industrial_Primary Metals_New_Space Heating_Natural Gas_Boiler_E1_Baseline Forecast | Industrial | Primary Metals | New | Space Heating | Natural Gas | Boiler | E1 | AFUE 80% (Standard) | Baseline Forecast | 100% | 100% | 100% | 100% | 100% | 100% | 100% | 100% | 100% | 100% | 100% | 100% | 100% | 100% | 100% | 100% | 100% | 100% | 100% | 100% | 100% | 100% | 100% | 100% | 100% | 100% | 100% | 1 | 1 | 1
Industrial_Primary Metals_New_Space Heating_Natural Gas_Boiler_E2_Baseline Forecast | Industrial | Primary Metals | New | Space Heating | Natural Gas | Boiler | E2 | AFUE 85% | Baseline Forecast | [27 empty] | 0 | 0 | 0 | bar: 2019 to 2045
Industrial_Primary Metals_New_Space Heating_Natural Gas_Boiler_E3_Baseline Forecast | Industrial | Primary Metals | New | Space Heating | Natural Gas | Boiler | E3 | AFUE 97% | Baseline Forecast | [27 empty] | 0 | 0 | 0 | bar: 2019 to 2045
Industrial_Primary Metals_New_Space Heating_Natural Gas_Boiler_E4_Baseline Forecast | Industrial | Primary Metals | New | Space Heating | Natural Gas | Boiler | E4 | Convert to NG Air Source Heat Pump | Baseline Forecast | [27 empty] | 0 | 0 | 0 | bar: 2019 to 2045
Industrial_Primary Metals_New_Space Heating_Natural Gas_Boiler_E5_Baseline Forecast | Industrial | Primary Metals | New | Space Heating | Natural Gas | Boiler | E5 |  | Baseline Forecast | [27 empty] | 0 | 0 | 0 | bar: 2019 to 2045
Industrial_Primary Metals_New_Space Heating_Natural Gas_Boiler_E6_Baseline Forecast | Industrial | Primary Metals | New | Space Heating | Natural Gas | Boiler | E6 |  | Baseline Forecast | [27 empty] | 0 | 0 | 0 | bar: 2019 to 2045
Industrial_Primary Metals_New_Space Heating_Natural Gas_Boiler_E7_Baseline Forecast | Industrial | Primary Metals | New | Space Heating | Natural Gas | Boiler | E7 |  | Baseline Forecast | [27 empty] | 0 | 0 | 0 | bar: 2019 to 2045
Industrial_Primary Metals_New_Space Heating_Natural Gas_Boiler_E8_Baseline Forecast | Industrial | Primary Metals | New | Space Heating | Natural Gas | Boiler | E8 |  | Baseline Forecast | [27 empty] | 0 | 0 | 0 | bar: 2019 to 2045
Industrial_Primary Metals_New_Space Heating_Natural Gas_Boiler_E9_Baseline Forecast | Industrial | Primary Metals | New | Space Heating | Natural Gas | Boiler | E9 |  | Baseline Forecast | [27 empty] | 0 | 0 | 0 | bar: 2019 to 2045
Industrial_Primary Metals_New_Space Heating_Natural Gas_Boiler_E10_Baseline Forecast | Industrial | Primary Metals | New | Space Heating | Natural Gas | Boiler | E10 |  | Baseline Forecast | [27 empty] | 0 | 0 | 0 | bar: 2019 to 2045
Industrial_Primary Metals_New_Space Heating_Natural Gas_Unit Heater_E1_Baseline Forecast | Industrial | Primary Metals | New | Space Heating | Natural Gas | Unit Heater | E1 | Standard | Baseline Forecast | 100% | 100% | 100% | 100% | 100% | 100% | 100% | 100% | 100% | 100% | 100% | 100% | 100% | 100% | 100% | 100% | 100% | 100% | 100% | 100% | 100% | 100% | 100% | 100% | 100% | 100% | 100% | 1 | 1 | 1
Industrial_Primary Metals_New_Space Heating_Natural Gas_Unit Heater_E2_Baseline Forecast | Industrial | Primary Metals | New | Space Heating | Natural Gas | Unit Heater | E2 | Condensing | Baseline Forecast | [27 empty] | 0 | 0 | 0 | bar: 2019 to 2045
Industrial_Primary Metals_New_Space Heating_Natural Gas_Unit Heater_E3_Baseline Forecast | Industrial | Primary Metals | New | Space Heating | Natural Gas | Unit Heater | E3 | Infrared Radiant | Baseline Forecast | [27 empty] | 0 | 0 | 0 | bar: 2019 to 2045
Industrial_Primary Metals_New_Space Heating_Natural Gas_Unit Heater_E4_Baseline Forecast | Industrial | Primary Metals | New | Space Heating | Natural Gas | Unit Heater | E4 |  | Baseline Forecast | [27 empty] | 0 | 0 | 0 | bar: 2019 to 2045
Industrial_Primary Metals_New_Space Heating_Natural Gas_Unit Heater_E5_Baseline Forecast | Industrial | Primary Metals | New | Space Heating | Natural Gas | Unit Heater | E5 |  | Baseline Forecast | [27 empty] | 0 | 0 | 0 | bar: 2019 to 2045
Industrial_Primary Metals_New_Space Heating_Natural Gas_Unit Heater_E6_Baseline Forecast | Industrial | Primary Metals | New | Space Heating | Natural Gas | Unit Heater | E6 |  | Baseline Forecast | [27 empty] | 0 | 0 | 0 | bar: 2019 to 2045
Industrial_Primary Metals_New_Space Heating_Natural Gas_Unit Heater_E7_Baseline Forecast | Industrial | Primary Metals | New | Space Heating | Natural Gas | Unit Heater | E7 |  | Baseline Forecast | [27 empty] | 0 | 0 | 0 | bar: 2019 to 2045
Industrial_Primary Metals_New_Space Heating_Natural Gas_Unit Heater_E8_Baseline Forecast | Industrial | Primary Metals | New | Space Heating | Natural Gas | Unit Heater | E8 |  | Baseline Forecast | [27 empty] | 0 | 0 | 0 | bar: 2019 to 2045
Industrial_Primary Metals_New_Space Heating_Natural Gas_Unit Heater_E9_Baseline Forecast | Industrial | Primary Metals | New | Space Heating | Natural Gas | Unit Heater | E9 |  | Baseline Forecast | [27 empty] | 0 | 0 | 0 | bar: 2019 to 2045
Industrial_Primary Metals_New_Space Heating_Natural Gas_Unit Heater_E10_Baseline Forecast | Industrial | Primary Metals | New | Space Heating | Natural Gas | Unit Heater | E10 |  | Baseline Forecast | [27 empty] | 0 | 0 | 0 | bar: 2019 to 2045
Industrial_Primary Metals_New_Process_Natural Gas_Process Boiler_E1_Baseline Forecast | Industrial | Primary Metals | New | Process | Natural Gas | Process Boiler | E1 | EF .80 | Baseline Forecast | 100% | 100% | 100% | 100% | 100% | 100% | 100% | 100% | 100% | 100% | 100% | 100% | 100% | 100% | 100% | 100% | 100% | 100% | 100% | 100% | 100% | 100% | 100% | 100% | 100% | 100% | 100% | 1 | 1 | 1
Industrial_Primary Metals_New_Process_Natural Gas_Process Boiler_E2_Baseline Forecast | Industrial | Primary Metals | New | Process | Natural Gas | Process Boiler | E2 |  | Baseline Forecast | [27 empty] | 0 | 0 | 0 | bar: 2019 to 2045
Industrial_Primary Metals_New_Process_Natural Gas_Process Boiler_E3_Baseline Forecast | Industrial | Primary Metals | New | Process | Natural Gas | Process Boiler | E3 |  | Baseline Forecast | [27 empty] | 0 | 0 | 0 | bar: 2019 to 2045
Industrial_Primary Metals_New_Process_Natural Gas_Process Boiler_E4_Baseline Forecast | Industrial | Primary Metals | New | Process | Natural Gas | Process Boiler | E4 |  | Baseline Forecast | [27 empty] | 0 | 0 | 0 | bar: 2019 to 2045
Industrial_Primary Metals_New_Process_Natural Gas_Process Boiler_E5_Baseline Forecast | Industrial | Primary Metals | New | Process | Natural Gas | Process Boiler | E5 |  | Baseline Forecast | [27 empty] | 0 | 0 | 0 | bar: 2019 to 2045
Industrial_Primary Metals_New_Process_Natural Gas_Process Boiler_E6_Baseline Forecast | Industrial | Primary Metals | New | Process | Natural Gas | Process Boiler | E6 |  | Baseline Forecast | [27 empty] | 0 | 0 | 0 | bar: 2019 to 2045
Industrial_Primary Metals_New_Process_Natural Gas_Process Boiler_E7_Baseline Forecast | Industrial | Primary Metals | New | Process | Natural Gas | Process Boiler | E7 |  | Baseline Forecast | [27 empty] | 0 | 0 | 0 | bar: 2019 to 2045
Industrial_Primary Metals_New_Process_Natural Gas_Process Boiler_E8_Baseline Forecast | Industrial | Primary Metals | New | Process | Natural Gas | Process Boiler | E8 |  | Baseline Forecast | [27 empty] | 0 | 0 | 0 | bar: 2019 to 2045
Industrial_Primary Metals_New_Process_Natural Gas_Process Boiler_E9_Baseline Forecast | Industrial | Primary Metals | New | Process | Natural Gas | Process Boiler | E9 |  | Baseline Forecast | [27 empty] | 0 | 0 | 0 | bar: 2019 to 2045
Industrial_Primary Metals_New_Process_Natural Gas_Process Boiler_E10_Baseline Forecast | Industrial | Primary Metals | New | Process | Natural Gas | Process Boiler | E10 |  | Baseline Forecast | [27 empty] | 0 | 0 | 0 | bar: 2019 to 2045
Industrial_Primary Metals_New_Process_Natural Gas_Process Heating_E1_Baseline Forecast | Industrial | Primary Metals | New | Process | Natural Gas | Process Heating | E1 | Standard | Baseline Forecast | 100% | 100% | 100% | 100% | 100% | 100% | 100% | 100% | 100% | 100% | 100% | 100% | 100% | 100% | 100% | 100% | 100% | 100% | 100% | 100% | 100% | 100% | 100% | 100% | 100% | 100% | 100% | 1 | 1 | 1
Industrial_Primary Metals_New_Process_Natural Gas_Process Heating_E2_Baseline Forecast | Industrial | Primary Metals | New | Process | Natural Gas | Process Heating | E2 |  | Baseline Forecast | [27 empty] | 0 | 0 | 0 | bar: 2019 to 2045
Industrial_Primary Metals_New_Process_Natural Gas_Process Heating_E3_Baseline Forecast | Industrial | Primary Metals | New | Process | Natural Gas | Process Heating | E3 |  | Baseline Forecast | [27 empty] | 0 | 0 | 0 | bar: 2019 to 2045
Industrial_Primary Metals_New_Process_Natural Gas_Process Heating_E4_Baseline Forecast | Industrial | Primary Metals | New | Process | Natural Gas | Process Heating | E4 |  | Baseline Forecast | [27 empty] | 0 | 0 | 0 | bar: 2019 to 2045
Industrial_Primary Metals_New_Process_Natural Gas_Process Heating_E5_Baseline Forecast | Industrial | Primary Metals | New | Process | Natural Gas | Process Heating | E5 |  | Baseline Forecast | [27 empty] | 0 | 0 | 0 | bar: 2019 to 2045
Industrial_Primary Metals_New_Process_Natural Gas_Process Heating_E6_Baseline Forecast | Industrial | Primary Metals | New | Process | Natural Gas | Process Heating | E6 |  | Baseline Forecast | [27 empty] | 0 | 0 | 0 | bar: 2019 to 2045
Industrial_Primary Metals_New_Process_Natural Gas_Process Heating_E7_Baseline Forecast | Industrial | Primary Metals | New | Process | Natural Gas | Process Heating | E7 |  | Baseline Forecast | [27 empty] | 0 | 0 | 0 | bar: 2019 to 2045
Industrial_Primary Metals_New_Process_Natural Gas_Process Heating_E8_Baseline Forecast | Industrial | Primary Metals | New | Process | Natural Gas | Process Heating | E8 |  | Baseline Forecast | [27 empty] | 0 | 0 | 0 | bar: 2019 to 2045
Industrial_Primary Metals_New_Process_Natural Gas_Process Heating_E9_Baseline Forecast | Industrial | Primary Metals | New | Process | Natural Gas | Process Heating | E9 |  | Baseline Forecast | [27 empty] | 0 | 0 | 0 | bar: 2019 to 2045
Industrial_Primary Metals_New_Process_Natural Gas_Process Heating_E10_Baseline Forecast | Industrial | Primary Metals | New | Process | Natural Gas | Process Heating | E10 |  | Baseline Forecast | [27 empty] | 0 | 0 | 0 | bar: 2019 to 2045
Industrial_Primary Metals_New_Process_Natural Gas_Process Cooling_E1_Baseline Forecast | Industrial | Primary Metals | New | Process | Natural Gas | Process Cooling | E1 | Standard | Baseline Forecast | 100% | 100% | 100% | 100% | 100% | 100% | 100% | 100% | 100% | 100% | 100% | 100% | 100% | 100% | 100% | 100% | 100% | 100% | 100% | 100% | 100% | 100% | 100% | 100% | 100% | 100% | 100% | 1 | 1 | 1
Industrial_Primary Metals_New_Process_Natural Gas_Process Cooling_E2_Baseline Forecast | Industrial | Primary Metals | New | Process | Natural Gas | Process Cooling | E2 |  | Baseline Forecast | [27 empty] | 0 | 0 | 0 | bar: 2019 to 2045
Industrial_Primary Metals_New_Process_Natural Gas_Process Cooling_E3_Baseline Forecast | Industrial | Primary Metals | New | Process | Natural Gas | Process Cooling | E3 |  | Baseline Forecast | [27 empty] | 0 | 0 | 0 | bar: 2019 to 2045
Industrial_Primary Metals_New_Process_Natural Gas_Process Cooling_E4_Baseline Forecast | Industrial | Primary Metals | New | Process | Natural Gas | Process Cooling | E4 |  | Baseline Forecast | [27 empty] | 0 | 0 | 0 | bar: 2019 to 2045
Industrial_Primary Metals_New_Process_Natural Gas_Process Cooling_E5_Baseline Forecast | Industrial | Primary Metals | New | Process | Natural Gas | Process Cooling | E5 |  | Baseline Forecast | [27 empty] | 0 | 0 | 0 | bar: 2019 to 2045
Industrial_Primary Metals_New_Process_Natural Gas_Process Cooling_E6_Baseline Forecast | Industrial | Primary Metals | New | Process | Natural Gas | Process Cooling | E6 |  | Baseline Forecast | [27 empty] | 0 | 0 | 0 | bar: 2019 to 2045
Industrial_Primary Metals_New_Process_Natural Gas_Process Cooling_E7_Baseline Forecast | Industrial | Primary Metals | New | Process | Natural Gas | Process Cooling | E7 |  | Baseline Forecast | [27 empty] | 0 | 0 | 0 | bar: 2019 to 2045
Industrial_Primary Metals_New_Process_Natural Gas_Process Cooling_E8_Baseline Forecast | Industrial | Primary Metals | New | Process | Natural Gas | Process Cooling | E8 |  | Baseline Forecast | [27 empty] | 0 | 0 | 0 | bar: 2019 to 2045
Industrial_Primary Metals_New_Process_Natural Gas_Process Cooling_E9_Baseline Forecast | Industrial | Primary Metals | New | Process | Natural Gas | Process Cooling | E9 |  | Baseline Forecast | [27 empty] | 0 | 0 | 0 | bar: 2019 to 2045
Industrial_Primary Metals_New_Process_Natural Gas_Process Cooling_E10_Baseline Forecast | Industrial | Primary Metals | New | Process | Natural Gas | Process Cooling | E10 |  | Baseline Forecast | [27 empty] | 0 | 0 | 0 | bar: 2019 to 2045
Industrial_Primary Metals_New_Process_Natural Gas_Other Process_E1_Baseline Forecast | Industrial | Primary Metals | New | Process | Natural Gas | Other Process | E1 | Standard | Baseline Forecast | 100% | 100% | 100% | 100% | 100% | 100% | 100% | 100% | 100% | 100% | 100% | 100% | 100% | 100% | 100% | 100% | 100% | 100% | 100% | 100% | 100% | 100% | 100% | 100% | 100% | 100% | 100% | 1 | 1 | 1
Industrial_Primary Metals_New_Process_Natural Gas_Other Process_E2_Baseline Forecast | Industrial | Primary Metals | New | Process | Natural Gas | Other Process | E2 |  | Baseline Forecast | [27 empty] | 0 | 0 | 0 | bar: 2019 to 2045
Industrial_Primary Metals_New_Process_Natural Gas_Other Process_E3_Baseline Forecast | Industrial | Primary Metals | New | Process | Natural Gas | Other Process | E3 |  | Baseline Forecast | [27 empty] | 0 | 0 | 0 | bar: 2019 to 2045
Industrial_Primary Metals_New_Process_Natural Gas_Other Process_E4_Baseline Forecast | Industrial | Primary Metals | New | Process | Natural Gas | Other Process | E4 |  | Baseline Forecast | [27 empty] | 0 | 0 | 0 | bar: 2019 to 2045
Industrial_Primary Metals_New_Process_Natural Gas_Other Process_E5_Baseline Forecast | Industrial | Primary Metals | New | Process | Natural Gas | Other Process | E5 |  | Baseline Forecast | [27 empty] | 0 | 0 | 0 | bar: 2019 to 2045
Industrial_Primary Metals_New_Process_Natural Gas_Other Process_E6_Baseline Forecast | Industrial | Primary Metals | New | Process | Natural Gas | Other Process | E6 |  | Baseline Forecast | [27 empty] | 0 | 0 | 0 | bar: 2019 to 2045
Industrial_Primary Metals_New_Process_Natural Gas_Other Process_E7_Baseline Forecast | Industrial | Primary Metals | New | Process | Natural Gas | Other Process | E7 |  | Baseline Forecast | [27 empty] | 0 | 0 | 0 | bar: 2019 to 2045
Industrial_Primary Metals_New_Process_Natural Gas_Other Process_E8_Baseline Forecast | Industrial | Primary Metals | New | Process | Natural Gas | Other Process | E8 |  | Baseline Forecast | [27 empty] | 0 | 0 | 0 | bar: 2019 to 2045
Industrial_Primary Metals_New_Process_Natural Gas_Other Process_E9_Baseline Forecast | Industrial | Primary Metals | New | Process | Natural Gas | Other Process | E9 |  | Baseline Forecast | [27 empty] | 0 | 0 | 0 | bar: 2019 to 2045
Industrial_Primary Metals_New_Process_Natural Gas_Other Process_E10_Baseline Forecast | Industrial | Primary Metals | New | Process | Natural Gas | Other Process | E10 |  | Baseline Forecast | [27 empty] | 0 | 0 | 0 | bar: 2019 to 2045
Industrial_Primary Metals_New_Miscellaneous_Natural Gas_Miscellaneous_E1_Baseline Forecast | Industrial | Primary Metals | New | Miscellaneous | Natural Gas | Miscellaneous | E1 | Standard | Baseline Forecast | 100% | 100% | 100% | 100% | 100% | 100% | 100% | 100% | 100% | 100% | 100% | 100% | 100% | 100% | 100% | 100% | 100% | 100% | 100% | 100% | 100% | 100% | 100% | 100% | 100% | 100% | 100% | 1 | 1 | 1
Industrial_Primary Metals_New_Miscellaneous_Natural Gas_Miscellaneous_E2_Baseline Forecast | Industrial | Primary Metals | New | Miscellaneous | Natural Gas | Miscellaneous | E2 |  | Baseline Forecast | [27 empty] | 0 | 0 | 0 | bar: 2019 to 2045
Industrial_Primary Metals_New_Miscellaneous_Natural Gas_Miscellaneous_E3_Baseline Forecast | Industrial | Primary Metals | New | Miscellaneous | Natural Gas | Miscellaneous | E3 |  | Baseline Forecast | [27 empty] | 0 | 0 | 0 | bar: 2019 to 2045
Industrial_Primary Metals_New_Miscellaneous_Natural Gas_Miscellaneous_E4_Baseline Forecast | Industrial | Primary Metals | New | Miscellaneous | Natural Gas | Miscellaneous | E4 |  | Baseline Forecast | [27 empty] | 0 | 0 | 0 | bar: 2019 to 2045
Industrial_Primary Metals_New_Miscellaneous_Natural Gas_Miscellaneous_E5_Baseline Forecast | Industrial | Primary Metals | New | Miscellaneous | Natural Gas | Miscellaneous | E5 |  | Baseline Forecast | [27 empty] | 0 | 0 | 0 | bar: 2019 to 2045
Industrial_Primary Metals_New_Miscellaneous_Natural Gas_Miscellaneous_E6_Baseline Forecast | Industrial | Primary Metals | New | Miscellaneous | Natural Gas | Miscellaneous | E6 |  | Baseline Forecast | [27 empty] | 0 | 0 | 0 | bar: 2019 to 2045
Industrial_Primary Metals_New_Miscellaneous_Natural Gas_Miscellaneous_E7_Baseline Forecast | Industrial | Primary Metals | New | Miscellaneous | Natural Gas | Miscellaneous | E7 |  | Baseline Forecast | [27 empty] | 0 | 0 | 0 | bar: 2019 to 2045
Industrial_Primary Metals_New_Miscellaneous_Natural Gas_Miscellaneous_E8_Baseline Forecast | Industrial | Primary Metals | New | Miscellaneous | Natural Gas | Miscellaneous | E8 |  | Baseline Forecast | [27 empty] | 0 | 0 | 0 | bar: 2019 to 2045
Industrial_Primary Metals_New_Miscellaneous_Natural Gas_Miscellaneous_E9_Baseline Forecast | Industrial | Primary Metals | New | Miscellaneous | Natural Gas | Miscellaneous | E9 |  | Baseline Forecast | [27 empty] | 0 | 0 | 0 | bar: 2019 to 2045
Industrial_Primary Metals_New_Miscellaneous_Natural Gas_Miscellaneous_E10_Baseline Forecast | Industrial | Primary Metals | New | Miscellaneous | Natural Gas | Miscellaneous | E10 |  | Baseline Forecast | [27 empty] | 0 | 0 | 0 | bar: 2019 to 2045
Industrial_Stone, Clay, and Glass_Existing_Space Heating_Natural Gas_Furnace_E1_Baseline Forecast | Industrial | Stone, Clay, and Glass | Existing | Space Heating | Natural Gas | Furnace | E1 | AFUE 80% (Standard) | Baseline Forecast | 100% | 100% | 100% | 100% | 100% | 100% | 100% | 100% | 100% | 100% | 100% | 100% | 100% | 100% | 100% | 100% | 100% | 100% | 100% | 100% | 100% | 100% | 100% | 100% | 100% | 100% | 100% | 1 | 1 | 1
Industrial_Stone, Clay, and Glass_Existing_Space Heating_Natural Gas_Furnace_E2_Baseline Forecast | Industrial | Stone, Clay, and Glass | Existing | Space Heating | Natural Gas | Furnace | E2 | AFUE 90% | Baseline Forecast | [27 empty] | 0 | 0 | 0 | bar: 2019 to 2045
Industrial_Stone, Clay, and Glass_Existing_Space Heating_Natural Gas_Furnace_E3_Baseline Forecast | Industrial | Stone, Clay, and Glass | Existing | Space Heating | Natural Gas | Furnace | E3 | AFUE 96% | Baseline Forecast | [27 empty] | 0 | 0 | 0 | bar: 2019 to 2045
Industrial_Stone, Clay, and Glass_Existing_Space Heating_Natural Gas_Furnace_E4_Baseline Forecast | Industrial | Stone, Clay, and Glass | Existing | Space Heating | Natural Gas | Furnace | E4 |  | Baseline Forecast | [27 empty] | 0 | 0 | 0 | bar: 2019 to 2045
Industrial_Stone, Clay, and Glass_Existing_Space Heating_Natural Gas_Furnace_E5_Baseline Forecast | Industrial | Stone, Clay, and Glass | Existing | Space Heating | Natural Gas | Furnace | E5 |  | Baseline Forecast | [27 empty] | 0 | 0 | 0 | bar: 2019 to 2045
Industrial_Stone, Clay, and Glass_Existing_Space Heating_Natural Gas_Furnace_E6_Baseline Forecast | Industrial | Stone, Clay, and Glass | Existing | Space Heating | Natural Gas | Furnace | E6 |  | Baseline Forecast | [27 empty] | 0 | 0 | 0 | bar: 2019 to 2045
Industrial_Stone, Clay, and Glass_Existing_Space Heating_Natural Gas_Furnace_E7_Baseline Forecast | Industrial | Stone, Clay, and Glass | Existing | Space Heating | Natural Gas | Furnace | E7 |  | Baseline Forecast | [27 empty] | 0 | 0 | 0 | bar: 2019 to 2045
Industrial_Stone, Clay, and Glass_Existing_Space Heating_Natural Gas_Furnace_E8_Baseline Forecast | Industrial | Stone, Clay, and Glass | Existing | Space Heating | Natural Gas | Furnace | E8 |  | Baseline Forecast | [27 empty] | 0 | 0 | 0 | bar: 2019 to 2045
Industrial_Stone, Clay, and Glass_Existing_Space Heating_Natural Gas_Furnace_E9_Baseline Forecast | Industrial | Stone, Clay, and Glass | Existing | Space Heating | Natural Gas | Furnace | E9 |  | Baseline Forecast | [27 empty] | 0 | 0 | 0 | bar: 2019 to 2045
Industrial_Stone, Clay, and Glass_Existing_Space Heating_Natural Gas_Furnace_E10_Baseline Forecast | Industrial | Stone, Clay, and Glass | Existing | Space Heating | Natural Gas | Furnace | E10 |  | Baseline Forecast | [27 empty] | 0 | 0 | 0 | bar: 2019 to 2045
Industrial_Stone, Clay, and Glass_Existing_Space Heating_Natural Gas_Boiler_E1_Baseline Forecast | Industrial | Stone, Clay, and Glass | Existing | Space Heating | Natural Gas | Boiler | E1 | AFUE 80% (Standard) | Baseline Forecast | 100% | 100% | 100% | 100% | 100% | 100% | 100% | 100% | 100% | 100% | 100% | 100% | 100% | 100% | 100% | 100% | 100% | 100% | 100% | 100% | 100% | 100% | 100% | 100% | 100% | 100% | 100% | 1 | 1 | 1
Industrial_Stone, Clay, and Glass_Existing_Space Heating_Natural Gas_Boiler_E2_Baseline Forecast | Industrial | Stone, Clay, and Glass | Existing | Space Heating | Natural Gas | Boiler | E2 | AFUE 85% | Baseline Forecast | [27 empty] | 0 | 0 | 0 | bar: 2019 to 2045
Industrial_Stone, Clay, and Glass_Existing_Space Heating_Natural Gas_Boiler_E3_Baseline Forecast | Industrial | Stone, Clay, and Glass | Existing | Space Heating | Natural Gas | Boiler | E3 | AFUE 97% | Baseline Forecast | [27 empty] | 0 | 0 | 0 | bar: 2019 to 2045
Industrial_Stone, Clay, and Glass_Existing_Space Heating_Natural Gas_Boiler_E4_Baseline Forecast | Industrial | Stone, Clay, and Glass | Existing | Space Heating | Natural Gas | Boiler | E4 | Convert to NG Air Source Heat Pump | Baseline Forecast | [27 empty] | 0 | 0 | 0 | bar: 2019 to 2045
Industrial_Stone, Clay, and Glass_Existing_Space Heating_Natural Gas_Boiler_E5_Baseline Forecast | Industrial | Stone, Clay, and Glass | Existing | Space Heating | Natural Gas | Boiler | E5 |  | Baseline Forecast | [27 empty] | 0 | 0 | 0 | bar: 2019 to 2045
Industrial_Stone, Clay, and Glass_Existing_Space Heating_Natural Gas_Boiler_E6_Baseline Forecast | Industrial | Stone, Clay, and Glass | Existing | Space Heating | Natural Gas | Boiler | E6 |  | Baseline Forecast | [27 empty] | 0 | 0 | 0 | bar: 2019 to 2045
Industrial_Stone, Clay, and Glass_Existing_Space Heating_Natural Gas_Boiler_E7_Baseline Forecast | Industrial | Stone, Clay, and Glass | Existing | Space Heating | Natural Gas | Boiler | E7 |  | Baseline Forecast | [27 empty] | 0 | 0 | 0 | bar: 2019 to 2045
Industrial_Stone, Clay, and Glass_Existing_Space Heating_Natural Gas_Boiler_E8_Baseline Forecast | Industrial | Stone, Clay, and Glass | Existing | Space Heating | Natural Gas | Boiler | E8 |  | Baseline Forecast | [27 empty] | 0 | 0 | 0 | bar: 2019 to 2045
Industrial_Stone, Clay, and Glass_Existing_Space Heating_Natural Gas_Boiler_E9_Baseline Forecast | Industrial | Stone, Clay, and Glass | Existing | Space Heating | Natural Gas | Boiler | E9 |  | Baseline Forecast | [27 empty] | 0 | 0 | 0 | bar: 2019 to 2045
Industrial_Stone, Clay, and Glass_Existing_Space Heating_Natural Gas_Boiler_E10_Baseline Forecast | Industrial | Stone, Clay, and Glass | Existing | Space Heating | Natural Gas | Boiler | E10 |  | Baseline Forecast | [27 empty] | 0 | 0 | 0 | bar: 2019 to 2045
Industrial_Stone, Clay, and Glass_Existing_Space Heating_Natural Gas_Unit Heater_E1_Baseline Forecast | Industrial | Stone, Clay, and Glass | Existing | Space Heating | Natural Gas | Unit Heater | E1 | Standard | Baseline Forecast | 100% | 100% | 100% | 100% | 100% | 100% | 100% | 100% | 100% | 100% | 100% | 100% | 100% | 100% | 100% | 100% | 100% | 100% | 100% | 100% | 100% | 100% | 100% | 100% | 100% | 100% | 100% | 1 | 1 | 1
Industrial_Stone, Clay, and Glass_Existing_Space Heating_Natural Gas_Unit Heater_E2_Baseline Forecast | Industrial | Stone, Clay, and Glass | Existing | Space Heating | Natural Gas | Unit Heater | E2 | Condensing | Baseline Forecast | [27 empty] | 0 | 0 | 0 | bar: 2019 to 2045
Industrial_Stone, Clay, and Glass_Existing_Space Heating_Natural Gas_Unit Heater_E3_Baseline Forecast | Industrial | Stone, Clay, and Glass | Existing | Space Heating | Natural Gas | Unit Heater | E3 | Infrared Radiant | Baseline Forecast | [27 empty] | 0 | 0 | 0 | bar: 2019 to 2045
Industrial_Stone, Clay, and Glass_Existing_Space Heating_Natural Gas_Unit Heater_E4_Baseline Forecast | Industrial | Stone, Clay, and Glass | Existing | Space Heating | Natural Gas | Unit Heater | E4 |  | Baseline Forecast | [27 empty] | 0 | 0 | 0 | bar: 2019 to 2045
Industrial_Stone, Clay, and Glass_Existing_Space Heating_Natural Gas_Unit Heater_E5_Baseline Forecast | Industrial | Stone, Clay, and Glass | Existing | Space Heating | Natural Gas | Unit Heater | E5 |  | Baseline Forecast | [27 empty] | 0 | 0 | 0 | bar: 2019 to 2045
Industrial_Stone, Clay, and Glass_Existing_Space Heating_Natural Gas_Unit Heater_E6_Baseline Forecast | Industrial | Stone, Clay, and Glass | Existing | Space Heating | Natural Gas | Unit Heater | E6 |  | Baseline Forecast | [27 empty] | 0 | 0 | 0 | bar: 2019 to 2045
Industrial_Stone, Clay, and Glass_Existing_Space Heating_Natural Gas_Unit Heater_E7_Baseline Forecast | Industrial | Stone, Clay, and Glass | Existing | Space Heating | Natural Gas | Unit Heater | E7 |  | Baseline Forecast | [27 empty] | 0 | 0 | 0 | bar: 2019 to 2045
Industrial_Stone, Clay, and Glass_Existing_Space Heating_Natural Gas_Unit Heater_E8_Baseline Forecast | Industrial | Stone, Clay, and Glass | Existing | Space Heating | Natural Gas | Unit Heater | E8 |  | Baseline Forecast | [27 empty] | 0 | 0 | 0 | bar: 2019 to 2045
Industrial_Stone, Clay, and Glass_Existing_Space Heating_Natural Gas_Unit Heater_E9_Baseline Forecast | Industrial | Stone, Clay, and Glass | Existing | Space Heating | Natural Gas | Unit Heater | E9 |  | Baseline Forecast | [27 empty] | 0 | 0 | 0 | bar: 2019 to 2045
Industrial_Stone, Clay, and Glass_Existing_Space Heating_Natural Gas_Unit Heater_E10_Baseline Forecast | Industrial | Stone, Clay, and Glass | Existing | Space Heating | Natural Gas | Unit Heater | E10 |  | Baseline Forecast | [27 empty] | 0 | 0 | 0 | bar: 2019 to 2045
Industrial_Stone, Clay, and Glass_Existing_Process_Natural Gas_Process Boiler_E1_Baseline Forecast | Industrial | Stone, Clay, and Glass | Existing | Process | Natural Gas | Process Boiler | E1 | EF .80 | Baseline Forecast | 100% | 100% | 100% | 100% | 100% | 100% | 100% | 100% | 100% | 100% | 100% | 100% | 100% | 100% | 100% | 100% | 100% | 100% | 100% | 100% | 100% | 100% | 100% | 100% | 100% | 100% | 100% | 1 | 1 | 1
Industrial_Stone, Clay, and Glass_Existing_Process_Natural Gas_Process Boiler_E2_Baseline Forecast | Industrial | Stone, Clay, and Glass | Existing | Process | Natural Gas | Process Boiler | E2 |  | Baseline Forecast | [27 empty] | 0 | 0 | 0 | bar: 2019 to 2045
Industrial_Stone, Clay, and Glass_Existing_Process_Natural Gas_Process Boiler_E3_Baseline Forecast | Industrial | Stone, Clay, and Glass | Existing | Process | Natural Gas | Process Boiler | E3 |  | Baseline Forecast | [27 empty] | 0 | 0 | 0 | bar: 2019 to 2045
Industrial_Stone, Clay, and Glass_Existing_Process_Natural Gas_Process Boiler_E4_Baseline Forecast | Industrial | Stone, Clay, and Glass | Existing | Process | Natural Gas | Process Boiler | E4 |  | Baseline Forecast | [27 empty] | 0 | 0 | 0 | bar: 2019 to 2045
Industrial_Stone, Clay, and Glass_Existing_Process_Natural Gas_Process Boiler_E5_Baseline Forecast | Industrial | Stone, Clay, and Glass | Existing | Process | Natural Gas | Process Boiler | E5 |  | Baseline Forecast | [27 empty] | 0 | 0 | 0 | bar: 2019 to 2045
Industrial_Stone, Clay, and Glass_Existing_Process_Natural Gas_Process Boiler_E6_Baseline Forecast | Industrial | Stone, Clay, and Glass | Existing | Process | Natural Gas | Process Boiler | E6 |  | Baseline Forecast | [27 empty] | 0 | 0 | 0 | bar: 2019 to 2045
Industrial_Stone, Clay, and Glass_Existing_Process_Natural Gas_Process Boiler_E7_Baseline Forecast | Industrial | Stone, Clay, and Glass | Existing | Process | Natural Gas | Process Boiler | E7 |  | Baseline Forecast | [27 empty] | 0 | 0 | 0 | bar: 2019 to 2045
Industrial_Stone, Clay, and Glass_Existing_Process_Natural Gas_Process Boiler_E8_Baseline Forecast | Industrial | Stone, Clay, and Glass | Existing | Process | Natural Gas | Process Boiler | E8 |  | Baseline Forecast | [27 empty] | 0 | 0 | 0 | bar: 2019 to 2045
Industrial_Stone, Clay, and Glass_Existing_Process_Natural Gas_Process Boiler_E9_Baseline Forecast | Industrial | Stone, Clay, and Glass | Existing | Process | Natural Gas | Process Boiler | E9 |  | Baseline Forecast | [27 empty] | 0 | 0 | 0 | bar: 2019 to 2045
Industrial_Stone, Clay, and Glass_Existing_Process_Natural Gas_Process Boiler_E10_Baseline Forecast | Industrial | Stone, Clay, and Glass | Existing | Process | Natural Gas | Process Boiler | E10 |  | Baseline Forecast | [27 empty] | 0 | 0 | 0 | bar: 2019 to 2045
Industrial_Stone, Clay, and Glass_Existing_Process_Natural Gas_Process Heating_E1_Baseline Forecast | Industrial | Stone, Clay, and Glass | Existing | Process | Natural Gas | Process Heating | E1 | Standard | Baseline Forecast | 100% | 100% | 100% | 100% | 100% | 100% | 100% | 100% | 100% | 100% | 100% | 100% | 100% | 100% | 100% | 100% | 100% | 100% | 100% | 100% | 100% | 100% | 100% | 100% | 100% | 100% | 100% | 1 | 1 | 1
Industrial_Stone, Clay, and Glass_Existing_Process_Natural Gas_Process Heating_E2_Baseline Forecast | Industrial | Stone, Clay, and Glass | Existing | Process | Natural Gas | Process Heating | E2 |  | Baseline Forecast | [27 empty] | 0 | 0 | 0 | bar: 2019 to 2045
Industrial_Stone, Clay, and Glass_Existing_Process_Natural Gas_Process Heating_E3_Baseline Forecast | Industrial | Stone, Clay, and Glass | Existing | Process | Natural Gas | Process Heating | E3 |  | Baseline Forecast | [27 empty] | 0 | 0 | 0 | bar: 2019 to 2045
Industrial_Stone, Clay, and Glass_Existing_Process_Natural Gas_Process Heating_E4_Baseline Forecast | Industrial | Stone, Clay, and Glass | Existing | Process | Natural Gas | Process Heating | E4 |  | Baseline Forecast | [27 empty] | 0 | 0 | 0 | bar: 2019 to 2045
Industrial_Stone, Clay, and Glass_Existing_Process_Natural Gas_Process Heating_E5_Baseline Forecast | Industrial | Stone, Clay, and Glass | Existing | Process | Natural Gas | Process Heating | E5 |  | Baseline Forecast | [27 empty] | 0 | 0 | 0 | bar: 2019 to 2045
Industrial_Stone, Clay, and Glass_Existing_Process_Natural Gas_Process Heating_E6_Baseline Forecast | Industrial | Stone, Clay, and Glass | Existing | Process | Natural Gas | Process Heating | E6 |  | Baseline Forecast | [27 empty] | 0 | 0 | 0 | bar: 2019 to 2045
Industrial_Stone, Clay, and Glass_Existing_Process_Natural Gas_Process Heating_E7_Baseline Forecast | Industrial | Stone, Clay, and Glass | Existing | Process | Natural Gas | Process Heating | E7 |  | Baseline Forecast | [27 empty] | 0 | 0 | 0 | bar: 2019 to 2045
Industrial_Stone, Clay, and Glass_Existing_Process_Natural Gas_Process Heating_E8_Baseline Forecast | Industrial | Stone, Clay, and Glass | Existing | Process | Natural Gas | Process Heating | E8 |  | Baseline Forecast | [27 empty] | 0 | 0 | 0 | bar: 2019 to 2045
Industrial_Stone, Clay, and Glass_Existing_Process_Natural Gas_Process Heating_E9_Baseline Forecast | Industrial | Stone, Clay, and Glass | Existing | Process | Natural Gas | Process Heating | E9 |  | Baseline Forecast | [27 empty] | 0 | 0 | 0 | bar: 2019 to 2045
Industrial_Stone, Clay, and Glass_Existing_Process_Natural Gas_Process Heating_E10_Baseline Forecast | Industrial | Stone, Clay, and Glass | Existing | Process | Natural Gas | Process Heating | E10 |  | Baseline Forecast | [27 empty] | 0 | 0 | 0 | bar: 2019 to 2045
Industrial_Stone, Clay, and Glass_Existing_Process_Natural Gas_Process Cooling_E1_Baseline Forecast | Industrial | Stone, Clay, and Glass | Existing | Process | Natural Gas | Process Cooling | E1 | Standard | Baseline Forecast | 100% | 100% | 100% | 100% | 100% | 100% | 100% | 100% | 100% | 100% | 100% | 100% | 100% | 100% | 100% | 100% | 100% | 100% | 100% | 100% | 100% | 100% | 100% | 100% | 100% | 100% | 100% | 1 | 1 | 1
Industrial_Stone, Clay, and Glass_Existing_Process_Natural Gas_Process Cooling_E2_Baseline Forecast | Industrial | Stone, Clay, and Glass | Existing | Process | Natural Gas | Process Cooling | E2 |  | Baseline Forecast | [27 empty] | 0 | 0 | 0 | bar: 2019 to 2045
Industrial_Stone, Clay, and Glass_Existing_Process_Natural Gas_Process Cooling_E3_Baseline Forecast | Industrial | Stone, Clay, and Glass | Existing | Process | Natural Gas | Process Cooling | E3 |  | Baseline Forecast | [27 empty] | 0 | 0 | 0 | bar: 2019 to 2045
Industrial_Stone, Clay, and Glass_Existing_Process_Natural Gas_Process Cooling_E4_Baseline Forecast | Industrial | Stone, Clay, and Glass | Existing | Process | Natural Gas | Process Cooling | E4 |  | Baseline Forecast | [27 empty] | 0 | 0 | 0 | bar: 2019 to 2045
Industrial_Stone, Clay, and Glass_Existing_Process_Natural Gas_Process Cooling_E5_Baseline Forecast | Industrial | Stone, Clay, and Glass | Existing | Process | Natural Gas | Process Cooling | E5 |  | Baseline Forecast | [27 empty] | 0 | 0 | 0 | bar: 2019 to 2045
Industrial_Stone, Clay, and Glass_Existing_Process_Natural Gas_Process Cooling_E6_Baseline Forecast | Industrial | Stone, Clay, and Glass | Existing | Process | Natural Gas | Process Cooling | E6 |  | Baseline Forecast | [27 empty] | 0 | 0 | 0 | bar: 2019 to 2045
Industrial_Stone, Clay, and Glass_Existing_Process_Natural Gas_Process Cooling_E7_Baseline Forecast | Industrial | Stone, Clay, and Glass | Existing | Process | Natural Gas | Process Cooling | E7 |  | Baseline Forecast | [27 empty] | 0 | 0 | 0 | bar: 2019 to 2045
Industrial_Stone, Clay, and Glass_Existing_Process_Natural Gas_Process Cooling_E8_Baseline Forecast | Industrial | Stone, Clay, and Glass | Existing | Process | Natural Gas | Process Cooling | E8 |  | Baseline Forecast | [27 empty] | 0 | 0 | 0 | bar: 2019 to 2045
Industrial_Stone, Clay, and Glass_Existing_Process_Natural Gas_Process Cooling_E9_Baseline Forecast | Industrial | Stone, Clay, and Glass | Existing | Process | Natural Gas | Process Cooling | E9 |  | Baseline Forecast | [27 empty] | 0 | 0 | 0 | bar: 2019 to 2045
Industrial_Stone, Clay, and Glass_Existing_Process_Natural Gas_Process Cooling_E10_Baseline Forecast | Industrial | Stone, Clay, and Glass | Existing | Process | Natural Gas | Process Cooling | E10 |  | Baseline Forecast | [27 empty] | 0 | 0 | 0 | bar: 2019 to 2045
Industrial_Stone, Clay, and Glass_Existing_Process_Natural Gas_Other Process_E1_Baseline Forecast | Industrial | Stone, Clay, and Glass | Existing | Process | Natural Gas | Other Process | E1 | Standard | Baseline Forecast | 100% | 100% | 100% | 100% | 100% | 100% | 100% | 100% | 100% | 100% | 100% | 100% | 100% | 100% | 100% | 100% | 100% | 100% | 100% | 100% | 100% | 100% | 100% | 100% | 100% | 100% | 100% | 1 | 1 | 1
Industrial_Stone, Clay, and Glass_Existing_Process_Natural Gas_Other Process_E2_Baseline Forecast | Industrial | Stone, Clay, and Glass | Existing | Process | Natural Gas | Other Process | E2 |  | Baseline Forecast | [27 empty] | 0 | 0 | 0 | bar: 2019 to 2045
Industrial_Stone, Clay, and Glass_Existing_Process_Natural Gas_Other Process_E3_Baseline Forecast | Industrial | Stone, Clay, and Glass | Existing | Process | Natural Gas | Other Process | E3 |  | Baseline Forecast | [27 empty] | 0 | 0 | 0 | bar: 2019 to 2045
Industrial_Stone, Clay, and Glass_Existing_Process_Natural Gas_Other Process_E4_Baseline Forecast | Industrial | Stone, Clay, and Glass | Existing | Process | Natural Gas | Other Process | E4 |  | Baseline Forecast | [27 empty] | 0 | 0 | 0 | bar: 2019 to 2045
Industrial_Stone, Clay, and Glass_Existing_Process_Natural Gas_Other Process_E5_Baseline Forecast | Industrial | Stone, Clay, and Glass | Existing | Process | Natural Gas | Other Process | E5 |  | Baseline Forecast | [27 empty] | 0 | 0 | 0 | bar: 2019 to 2045
Industrial_Stone, Clay, and Glass_Existing_Process_Natural Gas_Other Process_E6_Baseline Forecast | Industrial | Stone, Clay, and Glass | Existing | Process | Natural Gas | Other Process | E6 |  | Baseline Forecast | [27 empty] | 0 | 0 | 0 | bar: 2019 to 2045
Industrial_Stone, Clay, and Glass_Existing_Process_Natural Gas_Other Process_E7_Baseline Forecast | Industrial | Stone, Clay, and Glass | Existing | Process | Natural Gas | Other Process | E7 |  | Baseline Forecast | [27 empty] | 0 | 0 | 0 | bar: 2019 to 2045
Industrial_Stone, Clay, and Glass_Existing_Process_Natural Gas_Other Process_E8_Baseline Forecast | Industrial | Stone, Clay, and Glass | Existing | Process | Natural Gas | Other Process | E8 |  | Baseline Forecast | [27 empty] | 0 | 0 | 0 | bar: 2019 to 2045
Industrial_Stone, Clay, and Glass_Existing_Process_Natural Gas_Other Process_E9_Baseline Forecast | Industrial | Stone, Clay, and Glass | Existing | Process | Natural Gas | Other Process | E9 |  | Baseline Forecast | [27 empty] | 0 | 0 | 0 | bar: 2019 to 2045
Industrial_Stone, Clay, and Glass_Existing_Process_Natural Gas_Other Process_E10_Baseline Forecast | Industrial | Stone, Clay, and Glass | Existing | Process | Natural Gas | Other Process | E10 |  | Baseline Forecast | [27 empty] | 0 | 0 | 0 | bar: 2019 to 2045
Industrial_Stone, Clay, and Glass_Existing_Miscellaneous_Natural Gas_Miscellaneous_E1_Baseline Forecast | Industrial | Stone, Clay, and Glass | Existing | Miscellaneous | Natural Gas | Miscellaneous | E1 | Standard | Baseline Forecast | 100% | 100% | 100% | 100% | 100% | 100% | 100% | 100% | 100% | 100% | 100% | 100% | 100% | 100% | 100% | 100% | 100% | 100% | 100% | 100% | 100% | 100% | 100% | 100% | 100% | 100% | 100% | 1 | 1 | 1
Industrial_Stone, Clay, and Glass_Existing_Miscellaneous_Natural Gas_Miscellaneous_E2_Baseline Forecast | Industrial | Stone, Clay, and Glass | Existing | Miscellaneous | Natural Gas | Miscellaneous | E2 |  | Baseline Forecast | [27 empty] | 0 | 0 | 0 | bar: 2019 to 2045
Industrial_Stone, Clay, and Glass_Existing_Miscellaneous_Natural Gas_Miscellaneous_E3_Baseline Forecast | Industrial | Stone, Clay, and Glass | Existing | Miscellaneous | Natural Gas | Miscellaneous | E3 |  | Baseline Forecast | [27 empty] | 0 | 0 | 0 | bar: 2019 to 2045
Industrial_Stone, Clay, and Glass_Existing_Miscellaneous_Natural Gas_Miscellaneous_E4_Baseline Forecast | Industrial | Stone, Clay, and Glass | Existing | Miscellaneous | Natural Gas | Miscellaneous | E4 |  | Baseline Forecast | [27 empty] | 0 | 0 | 0 | bar: 2019 to 2045
Industrial_Stone, Clay, and Glass_Existing_Miscellaneous_Natural Gas_Miscellaneous_E5_Baseline Forecast | Industrial | Stone, Clay, and Glass | Existing | Miscellaneous | Natural Gas | Miscellaneous | E5 |  | Baseline Forecast | [27 empty] | 0 | 0 | 0 | bar: 2019 to 2045
Industrial_Stone, Clay, and Glass_Existing_Miscellaneous_Natural Gas_Miscellaneous_E6_Baseline Forecast | Industrial | Stone, Clay, and Glass | Existing | Miscellaneous | Natural Gas | Miscellaneous | E6 |  | Baseline Forecast | [27 empty] | 0 | 0 | 0 | bar: 2019 to 2045
Industrial_Stone, Clay, and Glass_Existing_Miscellaneous_Natural Gas_Miscellaneous_E7_Baseline Forecast | Industrial | Stone, Clay, and Glass | Existing | Miscellaneous | Natural Gas | Miscellaneous | E7 |  | Baseline Forecast | [27 empty] | 0 | 0 | 0 | bar: 2019 to 2045
Industrial_Stone, Clay, and Glass_Existing_Miscellaneous_Natural Gas_Miscellaneous_E8_Baseline Forecast | Industrial | Stone, Clay, and Glass | Existing | Miscellaneous | Natural Gas | Miscellaneous | E8 |  | Baseline Forecast | [27 empty] | 0 | 0 | 0 | bar: 2019 to 2045
Industrial_Stone, Clay, and Glass_Existing_Miscellaneous_Natural Gas_Miscellaneous_E9_Baseline Forecast | Industrial | Stone, Clay, and Glass | Existing | Miscellaneous | Natural Gas | Miscellaneous | E9 |  | Baseline Forecast | [27 empty] | 0 | 0 | 0 | bar: 2019 to 2045
Industrial_Stone, Clay, and Glass_Existing_Miscellaneous_Natural Gas_Miscellaneous_E10_Baseline Forecast | Industrial | Stone, Clay, and Glass | Existing | Miscellaneous | Natural Gas | Miscellaneous | E10 |  | Baseline Forecast | [27 empty] | 0 | 0 | 0 | bar: 2019 to 2045
Industrial_Stone, Clay, and Glass_New_Space Heating_Natural Gas_Furnace_E1_Baseline Forecast | Industrial | Stone, Clay, and Glass | New | Space Heating | Natural Gas | Furnace | E1 | AFUE 80% (Standard) | Baseline Forecast | 100% | 100% | 100% | 100% | 100% | 100% | 100% | 100% | 100% | 100% | 100% | 100% | 100% | 100% | 100% | 100% | 100% | 100% | 100% | 100% | 100% | 100% | 100% | 100% | 100% | 100% | 100% | 1 | 1 | 1
Industrial_Stone, Clay, and Glass_New_Space Heating_Natural Gas_Furnace_E2_Baseline Forecast | Industrial | Stone, Clay, and Glass | New | Space Heating | Natural Gas | Furnace | E2 | AFUE 90% | Baseline Forecast | [27 empty] | 0 | 0 | 0 | bar: 2019 to 2045
Industrial_Stone, Clay, and Glass_New_Space Heating_Natural Gas_Furnace_E3_Baseline Forecast | Industrial | Stone, Clay, and Glass | New | Space Heating | Natural Gas | Furnace | E3 | AFUE 96% | Baseline Forecast | [27 empty] | 0 | 0 | 0 | bar: 2019 to 2045
Industrial_Stone, Clay, and Glass_New_Space Heating_Natural Gas_Furnace_E4_Baseline Forecast | Industrial | Stone, Clay, and Glass | New | Space Heating | Natural Gas | Furnace | E4 |  | Baseline Forecast | [27 empty] | 0 | 0 | 0 | bar: 2019 to 2045
Industrial_Stone, Clay, and Glass_New_Space Heating_Natural Gas_Furnace_E5_Baseline Forecast | Industrial | Stone, Clay, and Glass | New | Space Heating | Natural Gas | Furnace | E5 |  | Baseline Forecast | [27 empty] | 0 | 0 | 0 | bar: 2019 to 2045
Industrial_Stone, Clay, and Glass_New_Space Heating_Natural Gas_Furnace_E6_Baseline Forecast | Industrial | Stone, Clay, and Glass | New | Space Heating | Natural Gas | Furnace | E6 |  | Baseline Forecast | [27 empty] | 0 | 0 | 0 | bar: 2019 to 2045
Industrial_Stone, Clay, and Glass_New_Space Heating_Natural Gas_Furnace_E7_Baseline Forecast | Industrial | Stone, Clay, and Glass | New | Space Heating | Natural Gas | Furnace | E7 |  | Baseline Forecast | [27 empty] | 0 | 0 | 0 | bar: 2019 to 2045
Industrial_Stone, Clay, and Glass_New_Space Heating_Natural Gas_Furnace_E8_Baseline Forecast | Industrial | Stone, Clay, and Glass | New | Space Heating | Natural Gas | Furnace | E8 |  | Baseline Forecast | [27 empty] | 0 | 0 | 0 | bar: 2019 to 2045
Industrial_Stone, Clay, and Glass_New_Space Heating_Natural Gas_Furnace_E9_Baseline Forecast | Industrial | Stone, Clay, and Glass | New | Space Heating | Natural Gas | Furnace | E9 |  | Baseline Forecast | [27 empty] | 0 | 0 | 0 | bar: 2019 to 2045
Industrial_Stone, Clay, and Glass_New_Space Heating_Natural Gas_Furnace_E10_Baseline Forecast | Industrial | Stone, Clay, and Glass | New | Space Heating | Natural Gas | Furnace | E10 |  | Baseline Forecast | [27 empty] | 0 | 0 | 0 | bar: 2019 to 2045
Industrial_Stone, Clay, and Glass_New_Space Heating_Natural Gas_Boiler_E1_Baseline Forecast | Industrial | Stone, Clay, and Glass | New | Space Heating | Natural Gas | Boiler | E1 | AFUE 80% (Standard) | Baseline Forecast | 100% | 100% | 100% | 100% | 100% | 100% | 100% | 100% | 100% | 100% | 100% | 100% | 100% | 100% | 100% | 100% | 100% | 100% | 100% | 100% | 100% | 100% | 100% | 100% | 100% | 100% | 100% | 1 | 1 | 1
Industrial_Stone, Clay, and Glass_New_Space Heating_Natural Gas_Boiler_E2_Baseline Forecast | Industrial | Stone, Clay, and Glass | New | Space Heating | Natural Gas | Boiler | E2 | AFUE 85% | Baseline Forecast | [27 empty] | 0 | 0 | 0 | bar: 2019 to 2045
Industrial_Stone, Clay, and Glass_New_Space Heating_Natural Gas_Boiler_E3_Baseline Forecast | Industrial | Stone, Clay, and Glass | New | Space Heating | Natural Gas | Boiler | E3 | AFUE 97% | Baseline Forecast | [27 empty] | 0 | 0 | 0 | bar: 2019 to 2045
Industrial_Stone, Clay, and Glass_New_Space Heating_Natural Gas_Boiler_E4_Baseline Forecast | Industrial | Stone, Clay, and Glass | New | Space Heating | Natural Gas | Boiler | E4 | Convert to NG Air Source Heat Pump | Baseline Forecast | [27 empty] | 0 | 0 | 0 | bar: 2019 to 2045
Industrial_Stone, Clay, and Glass_New_Space Heating_Natural Gas_Boiler_E5_Baseline Forecast | Industrial | Stone, Clay, and Glass | New | Space Heating | Natural Gas | Boiler | E5 |  | Baseline Forecast | [27 empty] | 0 | 0 | 0 | bar: 2019 to 2045
Industrial_Stone, Clay, and Glass_New_Space Heating_Natural Gas_Boiler_E6_Baseline Forecast | Industrial | Stone, Clay, and Glass | New | Space Heating | Natural Gas | Boiler | E6 |  | Baseline Forecast | [27 empty] | 0 | 0 | 0 | bar: 2019 to 2045
Industrial_Stone, Clay, and Glass_New_Space Heating_Natural Gas_Boiler_E7_Baseline Forecast | Industrial | Stone, Clay, and Glass | New | Space Heating | Natural Gas | Boiler | E7 |  | Baseline Forecast | [27 empty] | 0 | 0 | 0 | bar: 2019 to 2045
Industrial_Stone, Clay, and Glass_New_Space Heating_Natural Gas_Boiler_E8_Baseline Forecast | Industrial | Stone, Clay, and Glass | New | Space Heating | Natural Gas | Boiler | E8 |  | Baseline Forecast | [27 empty] | 0 | 0 | 0 | bar: 2019 to 2045
Industrial_Stone, Clay, and Glass_New_Space Heating_Natural Gas_Boiler_E9_Baseline Forecast | Industrial | Stone, Clay, and Glass | New | Space Heating | Natural Gas | Boiler | E9 |  | Baseline Forecast | [27 empty] | 0 | 0 | 0 | bar: 2019 to 2045
Industrial_Stone, Clay, and Glass_New_Space Heating_Natural Gas_Boiler_E10_Baseline Forecast | Industrial | Stone, Clay, and Glass | New | Space Heating | Natural Gas | Boiler | E10 |  | Baseline Forecast | [27 empty] | 0 | 0 | 0 | bar: 2019 to 2045
Industrial_Stone, Clay, and Glass_New_Space Heating_Natural Gas_Unit Heater_E1_Baseline Forecast | Industrial | Stone, Clay, and Glass | New | Space Heating | Natural Gas | Unit Heater | E1 | Standard | Baseline Forecast | 100% | 100% | 100% | 100% | 100% | 100% | 100% | 100% | 100% | 100% | 100% | 100% | 100% | 100% | 100% | 100% | 100% | 100% | 100% | 100% | 100% | 100% | 100% | 100% | 100% | 100% | 100% | 1 | 1 | 1
Industrial_Stone, Clay, and Glass_New_Space Heating_Natural Gas_Unit Heater_E2_Baseline Forecast | Industrial | Stone, Clay, and Glass | New | Space Heating | Natural Gas | Unit Heater | E2 | Condensing | Baseline Forecast | [27 empty] | 0 | 0 | 0 | bar: 2019 to 2045
Industrial_Stone, Clay, and Glass_New_Space Heating_Natural Gas_Unit Heater_E3_Baseline Forecast | Industrial | Stone, Clay, and Glass | New | Space Heating | Natural Gas | Unit Heater | E3 | Infrared Radiant | Baseline Forecast | [27 empty] | 0 | 0 | 0 | bar: 2019 to 2045
Industrial_Stone, Clay, and Glass_New_Space Heating_Natural Gas_Unit Heater_E4_Baseline Forecast | Industrial | Stone, Clay, and Glass | New | Space Heating | Natural Gas | Unit Heater | E4 |  | Baseline Forecast | [27 empty] | 0 | 0 | 0 | bar: 2019 to 2045
Industrial_Stone, Clay, and Glass_New_Space Heating_Natural Gas_Unit Heater_E5_Baseline Forecast | Industrial | Stone, Clay, and Glass | New | Space Heating | Natural Gas | Unit Heater | E5 |  | Baseline Forecast | [27 empty] | 0 | 0 | 0 | bar: 2019 to 2045
Industrial_Stone, Clay, and Glass_New_Space Heating_Natural Gas_Unit Heater_E6_Baseline Forecast | Industrial | Stone, Clay, and Glass | New | Space Heating | Natural Gas | Unit Heater | E6 |  | Baseline Forecast | [27 empty] | 0 | 0 | 0 | bar: 2019 to 2045
Industrial_Stone, Clay, and Glass_New_Space Heating_Natural Gas_Unit Heater_E7_Baseline Forecast | Industrial | Stone, Clay, and Glass | New | Space Heating | Natural Gas | Unit Heater | E7 |  | Baseline Forecast | [27 empty] | 0 | 0 | 0 | bar: 2019 to 2045
Industrial_Stone, Clay, and Glass_New_Space Heating_Natural Gas_Unit Heater_E8_Baseline Forecast | Industrial | Stone, Clay, and Glass | New | Space Heating | Natural Gas | Unit Heater | E8 |  | Baseline Forecast | [27 empty] | 0 | 0 | 0 | bar: 2019 to 2045
Industrial_Stone, Clay, and Glass_New_Space Heating_Natural Gas_Unit Heater_E9_Baseline Forecast | Industrial | Stone, Clay, and Glass | New | Space Heating | Natural Gas | Unit Heater | E9 |  | Baseline Forecast | [27 empty] | 0 | 0 | 0 | bar: 2019 to 2045
Industrial_Stone, Clay, and Glass_New_Space Heating_Natural Gas_Unit Heater_E10_Baseline Forecast | Industrial | Stone, Clay, and Glass | New | Space Heating | Natural Gas | Unit Heater | E10 |  | Baseline Forecast | [27 empty] | 0 | 0 | 0 | bar: 2019 to 2045
Industrial_Stone, Clay, and Glass_New_Process_Natural Gas_Process Boiler_E1_Baseline Forecast | Industrial | Stone, Clay, and Glass | New | Process | Natural Gas | Process Boiler | E1 | EF .80 | Baseline Forecast | 100% | 100% | 100% | 100% | 100% | 100% | 100% | 100% | 100% | 100% | 100% | 100% | 100% | 100% | 100% | 100% | 100% | 100% | 100% | 100% | 100% | 100% | 100% | 100% | 100% | 100% | 100% | 1 | 1 | 1
Industrial_Stone, Clay, and Glass_New_Process_Natural Gas_Process Boiler_E2_Baseline Forecast | Industrial | Stone, Clay, and Glass | New | Process | Natural Gas | Process Boiler | E2 |  | Baseline Forecast | [27 empty] | 0 | 0 | 0 | bar: 2019 to 2045
Industrial_Stone, Clay, and Glass_New_Process_Natural Gas_Process Boiler_E3_Baseline Forecast | Industrial | Stone, Clay, and Glass | New | Process | Natural Gas | Process Boiler | E3 |  | Baseline Forecast | [27 empty] | 0 | 0 | 0 | bar: 2019 to 2045
Industrial_Stone, Clay, and Glass_New_Process_Natural Gas_Process Boiler_E4_Baseline Forecast | Industrial | Stone, Clay, and Glass | New | Process | Natural Gas | Process Boiler | E4 |  | Baseline Forecast | [27 empty] | 0 | 0 | 0 | bar: 2019 to 2045
Industrial_Stone, Clay, and Glass_New_Process_Natural Gas_Process Boiler_E5_Baseline Forecast | Industrial | Stone, Clay, and Glass | New | Process | Natural Gas | Process Boiler | E5 |  | Baseline Forecast | [27 empty] | 0 | 0 | 0 | bar: 2019 to 2045
Industrial_Stone, Clay, and Glass_New_Process_Natural Gas_Process Boiler_E6_Baseline Forecast | Industrial | Stone, Clay, and Glass | New | Process | Natural Gas | Process Boiler | E6 |  | Baseline Forecast | [27 empty] | 0 | 0 | 0 | bar: 2019 to 2045
Industrial_Stone, Clay, and Glass_New_Process_Natural Gas_Process Boiler_E7_Baseline Forecast | Industrial | Stone, Clay, and Glass | New | Process | Natural Gas | Process Boiler | E7 |  | Baseline Forecast | [27 empty] | 0 | 0 | 0 | bar: 2019 to 2045
Industrial_Stone, Clay, and Glass_New_Process_Natural Gas_Process Boiler_E8_Baseline Forecast | Industrial | Stone, Clay, and Glass | New | Process | Natural Gas | Process Boiler | E8 |  | Baseline Forecast | [27 empty] | 0 | 0 | 0 | bar: 2019 to 2045
Industrial_Stone, Clay, and Glass_New_Process_Natural Gas_Process Boiler_E9_Baseline Forecast | Industrial | Stone, Clay, and Glass | New | Process | Natural Gas | Process Boiler | E9 |  | Baseline Forecast | [27 empty] | 0 | 0 | 0 | bar: 2019 to 2045
Industrial_Stone, Clay, and Glass_New_Process_Natural Gas_Process Boiler_E10_Baseline Forecast | Industrial | Stone, Clay, and Glass | New | Process | Natural Gas | Process Boiler | E10 |  | Baseline Forecast | [27 empty] | 0 | 0 | 0 | bar: 2019 to 2045
Industrial_Stone, Clay, and Glass_New_Process_Natural Gas_Process Heating_E1_Baseline Forecast | Industrial | Stone, Clay, and Glass | New | Process | Natural Gas | Process Heating | E1 | Standard | Baseline Forecast | 100% | 100% | 100% | 100% | 100% | 100% | 100% | 100% | 100% | 100% | 100% | 100% | 100% | 100% | 100% | 100% | 100% | 100% | 100% | 100% | 100% | 100% | 100% | 100% | 100% | 100% | 100% | 1 | 1 | 1
Industrial_Stone, Clay, and Glass_New_Process_Natural Gas_Process Heating_E2_Baseline Forecast | Industrial | Stone, Clay, and Glass | New | Process | Natural Gas | Process Heating | E2 |  | Baseline Forecast | [27 empty] | 0 | 0 | 0 | bar: 2019 to 2045
Industrial_Stone, Clay, and Glass_New_Process_Natural Gas_Process Heating_E3_Baseline Forecast | Industrial | Stone, Clay, and Glass | New | Process | Natural Gas | Process Heating | E3 |  | Baseline Forecast | [27 empty] | 0 | 0 | 0 | bar: 2019 to 2045
Industrial_Stone, Clay, and Glass_New_Process_Natural Gas_Process Heating_E4_Baseline Forecast | Industrial | Stone, Clay, and Glass | New | Process | Natural Gas | Process Heating | E4 |  | Baseline Forecast | [27 empty] | 0 | 0 | 0 | bar: 2019 to 2045
Industrial_Stone, Clay, and Glass_New_Process_Natural Gas_Process Heating_E5_Baseline Forecast | Industrial | Stone, Clay, and Glass | New | Process | Natural Gas | Process Heating | E5 |  | Baseline Forecast | [27 empty] | 0 | 0 | 0 | bar: 2019 to 2045
Industrial_Stone, Clay, and Glass_New_Process_Natural Gas_Process Heating_E6_Baseline Forecast | Industrial | Stone, Clay, and Glass | New | Process | Natural Gas | Process Heating | E6 |  | Baseline Forecast | [27 empty] | 0 | 0 | 0 | bar: 2019 to 2045
Industrial_Stone, Clay, and Glass_New_Process_Natural Gas_Process Heating_E7_Baseline Forecast | Industrial | Stone, Clay, and Glass | New | Process | Natural Gas | Process Heating | E7 |  | Baseline Forecast | [27 empty] | 0 | 0 | 0 | bar: 2019 to 2045
Industrial_Stone, Clay, and Glass_New_Process_Natural Gas_Process Heating_E8_Baseline Forecast | Industrial | Stone, Clay, and Glass | New | Process | Natural Gas | Process Heating | E8 |  | Baseline Forecast | [27 empty] | 0 | 0 | 0 | bar: 2019 to 2045
Industrial_Stone, Clay, and Glass_New_Process_Natural Gas_Process Heating_E9_Baseline Forecast | Industrial | Stone, Clay, and Glass | New | Process | Natural Gas | Process Heating | E9 |  | Baseline Forecast | [27 empty] | 0 | 0 | 0 | bar: 2019 to 2045
Industrial_Stone, Clay, and Glass_New_Process_Natural Gas_Process Heating_E10_Baseline Forecast | Industrial | Stone, Clay, and Glass | New | Process | Natural Gas | Process Heating | E10 |  | Baseline Forecast | [27 empty] | 0 | 0 | 0 | bar: 2019 to 2045
Industrial_Stone, Clay, and Glass_New_Process_Natural Gas_Process Cooling_E1_Baseline Forecast | Industrial | Stone, Clay, and Glass | New | Process | Natural Gas | Process Cooling | E1 | Standard | Baseline Forecast | 100% | 100% | 100% | 100% | 100% | 100% | 100% | 100% | 100% | 100% | 100% | 100% | 100% | 100% | 100% | 100% | 100% | 100% | 100% | 100% | 100% | 100% | 100% | 100% | 100% | 100% | 100% | 1 | 1 | 1
Industrial_Stone, Clay, and Glass_New_Process_Natural Gas_Process Cooling_E2_Baseline Forecast | Industrial | Stone, Clay, and Glass | New | Process | Natural Gas | Process Cooling | E2 |  | Baseline Forecast | [27 empty] | 0 | 0 | 0 | bar: 2019 to 2045
Industrial_Stone, Clay, and Glass_New_Process_Natural Gas_Process Cooling_E3_Baseline Forecast | Industrial | Stone, Clay, and Glass | New | Process | Natural Gas | Process Cooling | E3 |  | Baseline Forecast | [27 empty] | 0 | 0 | 0 | bar: 2019 to 2045
Industrial_Stone, Clay, and Glass_New_Process_Natural Gas_Process Cooling_E4_Baseline Forecast | Industrial | Stone, Clay, and Glass | New | Process | Natural Gas | Process Cooling | E4 |  | Baseline Forecast | [27 empty] | 0 | 0 | 0 | bar: 2019 to 2045
Industrial_Stone, Clay, and Glass_New_Process_Natural Gas_Process Cooling_E5_Baseline Forecast | Industrial | Stone, Clay, and Glass | New | Process | Natural Gas | Process Cooling | E5 |  | Baseline Forecast | [27 empty] | 0 | 0 | 0 | bar: 2019 to 2045
Industrial_Stone, Clay, and Glass_New_Process_Natural Gas_Process Cooling_E6_Baseline Forecast | Industrial | Stone, Clay, and Glass | New | Process | Natural Gas | Process Cooling | E6 |  | Baseline Forecast | [27 empty] | 0 | 0 | 0 | bar: 2019 to 2045
Industrial_Stone, Clay, and Glass_New_Process_Natural Gas_Process Cooling_E7_Baseline Forecast | Industrial | Stone, Clay, and Glass | New | Process | Natural Gas | Process Cooling | E7 |  | Baseline Forecast | [27 empty] | 0 | 0 | 0 | bar: 2019 to 2045
Industrial_Stone, Clay, and Glass_New_Process_Natural Gas_Process Cooling_E8_Baseline Forecast | Industrial | Stone, Clay, and Glass | New | Process | Natural Gas | Process Cooling | E8 |  | Baseline Forecast | [27 empty] | 0 | 0 | 0 | bar: 2019 to 2045
Industrial_Stone, Clay, and Glass_New_Process_Natural Gas_Process Cooling_E9_Baseline Forecast | Industrial | Stone, Clay, and Glass | New | Process | Natural Gas | Process Cooling | E9 |  | Baseline Forecast | [27 empty] | 0 | 0 | 0 | bar: 2019 to 2045
Industrial_Stone, Clay, and Glass_New_Process_Natural Gas_Process Cooling_E10_Baseline Forecast | Industrial | Stone, Clay, and Glass | New | Process | Natural Gas | Process Cooling | E10 |  | Baseline Forecast | [27 empty] | 0 | 0 | 0 | bar: 2019 to 2045
Industrial_Stone, Clay, and Glass_New_Process_Natural Gas_Other Process_E1_Baseline Forecast | Industrial | Stone, Clay, and Glass | New | Process | Natural Gas | Other Process | E1 | Standard | Baseline Forecast | 100% | 100% | 100% | 100% | 100% | 100% | 100% | 100% | 100% | 100% | 100% | 100% | 100% | 100% | 100% | 100% | 100% | 100% | 100% | 100% | 100% | 100% | 100% | 100% | 100% | 100% | 100% | 1 | 1 | 1
Industrial_Stone, Clay, and Glass_New_Process_Natural Gas_Other Process_E2_Baseline Forecast | Industrial | Stone, Clay, and Glass | New | Process | Natural Gas | Other Process | E2 |  | Baseline Forecast | [27 empty] | 0 | 0 | 0 | bar: 2019 to 2045
Industrial_Stone, Clay, and Glass_New_Process_Natural Gas_Other Process_E3_Baseline Forecast | Industrial | Stone, Clay, and Glass | New | Process | Natural Gas | Other Process | E3 |  | Baseline Forecast | [27 empty] | 0 | 0 | 0 | bar: 2019 to 2045
Industrial_Stone, Clay, and Glass_New_Process_Natural Gas_Other Process_E4_Baseline Forecast | Industrial | Stone, Clay, and Glass | New | Process | Natural Gas | Other Process | E4 |  | Baseline Forecast | [27 empty] | 0 | 0 | 0 | bar: 2019 to 2045
Industrial_Stone, Clay, and Glass_New_Process_Natural Gas_Other Process_E5_Baseline Forecast | Industrial | Stone, Clay, and Glass | New | Process | Natural Gas | Other Process | E5 |  | Baseline Forecast | [27 empty] | 0 | 0 | 0 | bar: 2019 to 2045
Industrial_Stone, Clay, and Glass_New_Process_Natural Gas_Other Process_E6_Baseline Forecast | Industrial | Stone, Clay, and Glass | New | Process | Natural Gas | Other Process | E6 |  | Baseline Forecast | [27 empty] | 0 | 0 | 0 | bar: 2019 to 2045
Industrial_Stone, Clay, and Glass_New_Process_Natural Gas_Other Process_E7_Baseline Forecast | Industrial | Stone, Clay, and Glass | New | Process | Natural Gas | Other Process | E7 |  | Baseline Forecast | [27 empty] | 0 | 0 | 0 | bar: 2019 to 2045
Industrial_Stone, Clay, and Glass_New_Process_Natural Gas_Other Process_E8_Baseline Forecast | Industrial | Stone, Clay, and Glass | New | Process | Natural Gas | Other Process | E8 |  | Baseline Forecast | [27 empty] | 0 | 0 | 0 | bar: 2019 to 2045
Industrial_Stone, Clay, and Glass_New_Process_Natural Gas_Other Process_E9_Baseline Forecast | Industrial | Stone, Clay, and Glass | New | Process | Natural Gas | Other Process | E9 |  | Baseline Forecast | [27 empty] | 0 | 0 | 0 | bar: 2019 to 2045
Industrial_Stone, Clay, and Glass_New_Process_Natural Gas_Other Process_E10_Baseline Forecast | Industrial | Stone, Clay, and Glass | New | Process | Natural Gas | Other Process | E10 |  | Baseline Forecast | [27 empty] | 0 | 0 | 0 | bar: 2019 to 2045
Industrial_Stone, Clay, and Glass_New_Miscellaneous_Natural Gas_Miscellaneous_E1_Baseline Forecast | Industrial | Stone, Clay, and Glass | New | Miscellaneous | Natural Gas | Miscellaneous | E1 | Standard | Baseline Forecast | 100% | 100% | 100% | 100% | 100% | 100% | 100% | 100% | 100% | 100% | 100% | 100% | 100% | 100% | 100% | 100% | 100% | 100% | 100% | 100% | 100% | 100% | 100% | 100% | 100% | 100% | 100% | 1 | 1 | 1
Industrial_Stone, Clay, and Glass_New_Miscellaneous_Natural Gas_Miscellaneous_E2_Baseline Forecast | Industrial | Stone, Clay, and Glass | New | Miscellaneous | Natural Gas | Miscellaneous | E2 |  | Baseline Forecast | [27 empty] | 0 | 0 | 0 | bar: 2019 to 2045
Industrial_Stone, Clay, and Glass_New_Miscellaneous_Natural Gas_Miscellaneous_E3_Baseline Forecast | Industrial | Stone, Clay, and Glass | New | Miscellaneous | Natural Gas | Miscellaneous | E3 |  | Baseline Forecast | [27 empty] | 0 | 0 | 0 | bar: 2019 to 2045
Industrial_Stone, Clay, and Glass_New_Miscellaneous_Natural Gas_Miscellaneous_E4_Baseline Forecast | Industrial | Stone, Clay, and Glass | New | Miscellaneous | Natural Gas | Miscellaneous | E4 |  | Baseline Forecast | [27 empty] | 0 | 0 | 0 | bar: 2019 to 2045
Industrial_Stone, Clay, and Glass_New_Miscellaneous_Natural Gas_Miscellaneous_E5_Baseline Forecast | Industrial | Stone, Clay, and Glass | New | Miscellaneous | Natural Gas | Miscellaneous | E5 |  | Baseline Forecast | [27 empty] | 0 | 0 | 0 | bar: 2019 to 2045
Industrial_Stone, Clay, and Glass_New_Miscellaneous_Natural Gas_Miscellaneous_E6_Baseline Forecast | Industrial | Stone, Clay, and Glass | New | Miscellaneous | Natural Gas | Miscellaneous | E6 |  | Baseline Forecast | [27 empty] | 0 | 0 | 0 | bar: 2019 to 2045
Industrial_Stone, Clay, and Glass_New_Miscellaneous_Natural Gas_Miscellaneous_E7_Baseline Forecast | Industrial | Stone, Clay, and Glass | New | Miscellaneous | Natural Gas | Miscellaneous | E7 |  | Baseline Forecast | [27 empty] | 0 | 0 | 0 | bar: 2019 to 2045
Industrial_Stone, Clay, and Glass_New_Miscellaneous_Natural Gas_Miscellaneous_E8_Baseline Forecast | Industrial | Stone, Clay, and Glass | New | Miscellaneous | Natural Gas | Miscellaneous | E8 |  | Baseline Forecast | [27 empty] | 0 | 0 | 0 | bar: 2019 to 2045
Industrial_Stone, Clay, and Glass_New_Miscellaneous_Natural Gas_Miscellaneous_E9_Baseline Forecast | Industrial | Stone, Clay, and Glass | New | Miscellaneous | Natural Gas | Miscellaneous | E9 |  | Baseline Forecast | [27 empty] | 0 | 0 | 0 | bar: 2019 to 2045
Industrial_Stone, Clay, and Glass_New_Miscellaneous_Natural Gas_Miscellaneous_E10_Baseline Forecast | Industrial | Stone, Clay, and Glass | New | Miscellaneous | Natural Gas | Miscellaneous | E10 |  | Baseline Forecast | [27 empty] | 0 | 0 | 0 | bar: 2019 to 2045
Industrial_Petroleum_Existing_Space Heating_Natural Gas_Furnace_E1_Baseline Forecast | Industrial | Petroleum | Existing | Space Heating | Natural Gas | Furnace | E1 | AFUE 80% (Standard) | Baseline Forecast | 100% | 100% | 100% | 100% | 100% | 100% | 100% | 100% | 100% | 100% | 100% | 100% | 100% | 100% | 100% | 100% | 100% | 100% | 100% | 100% | 100% | 100% | 100% | 100% | 100% | 100% | 100% | 1 | 1 | 1
Industrial_Petroleum_Existing_Space Heating_Natural Gas_Furnace_E2_Baseline Forecast | Industrial | Petroleum | Existing | Space Heating | Natural Gas | Furnace | E2 | AFUE 90% | Baseline Forecast | [27 empty] | 0 | 0 | 0 | bar: 2019 to 2045
Industrial_Petroleum_Existing_Space Heating_Natural Gas_Furnace_E3_Baseline Forecast | Industrial | Petroleum | Existing | Space Heating | Natural Gas | Furnace | E3 | AFUE 96% | Baseline Forecast | [27 empty] | 0 | 0 | 0 | bar: 2019 to 2045
Industrial_Petroleum_Existing_Space Heating_Natural Gas_Furnace_E4_Baseline Forecast | Industrial | Petroleum | Existing | Space Heating | Natural Gas | Furnace | E4 |  | Baseline Forecast | [27 empty] | 0 | 0 | 0 | bar: 2019 to 2045
Industrial_Petroleum_Existing_Space Heating_Natural Gas_Furnace_E5_Baseline Forecast | Industrial | Petroleum | Existing | Space Heating | Natural Gas | Furnace | E5 |  | Baseline Forecast | [27 empty] | 0 | 0 | 0 | bar: 2019 to 2045
Industrial_Petroleum_Existing_Space Heating_Natural Gas_Furnace_E6_Baseline Forecast | Industrial | Petroleum | Existing | Space Heating | Natural Gas | Furnace | E6 |  | Baseline Forecast | [27 empty] | 0 | 0 | 0 | bar: 2019 to 2045
Industrial_Petroleum_Existing_Space Heating_Natural Gas_Furnace_E7_Baseline Forecast | Industrial | Petroleum | Existing | Space Heating | Natural Gas | Furnace | E7 |  | Baseline Forecast | [27 empty] | 0 | 0 | 0 | bar: 2019 to 2045
Industrial_Petroleum_Existing_Space Heating_Natural Gas_Furnace_E8_Baseline Forecast | Industrial | Petroleum | Existing | Space Heating | Natural Gas | Furnace | E8 |  | Baseline Forecast | [27 empty] | 0 | 0 | 0 | bar: 2019 to 2045
Industrial_Petroleum_Existing_Space Heating_Natural Gas_Furnace_E9_Baseline Forecast | Industrial | Petroleum | Existing | Space Heating | Natural Gas | Furnace | E9 |  | Baseline Forecast | [27 empty] | 0 | 0 | 0 | bar: 2019 to 2045
Industrial_Petroleum_Existing_Space Heating_Natural Gas_Furnace_E10_Baseline Forecast | Industrial | Petroleum | Existing | Space Heating | Natural Gas | Furnace | E10 |  | Baseline Forecast | [27 empty] | 0 | 0 | 0 | bar: 2019 to 2045
Industrial_Petroleum_Existing_Space Heating_Natural Gas_Boiler_E1_Baseline Forecast | Industrial | Petroleum | Existing | Space Heating | Natural Gas | Boiler | E1 | AFUE 80% (Standard) | Baseline Forecast | 100% | 100% | 100% | 100% | 100% | 100% | 100% | 100% | 100% | 100% | 100% | 100% | 100% | 100% | 100% | 100% | 100% | 100% | 100% | 100% | 100% | 100% | 100% | 100% | 100% | 100% | 100% | 1 | 1 | 1
Industrial_Petroleum_Existing_Space Heating_Natural Gas_Boiler_E2_Baseline Forecast | Industrial | Petroleum | Existing | Space Heating | Natural Gas | Boiler | E2 | AFUE 85% | Baseline Forecast | [27 empty] | 0 | 0 | 0 | bar: 2019 to 2045
Industrial_Petroleum_Existing_Space Heating_Natural Gas_Boiler_E3_Baseline Forecast | Industrial | Petroleum | Existing | Space Heating | Natural Gas | Boiler | E3 | AFUE 97% | Baseline Forecast | [27 empty] | 0 | 0 | 0 | bar: 2019 to 2045
Industrial_Petroleum_Existing_Space Heating_Natural Gas_Boiler_E4_Baseline Forecast | Industrial | Petroleum | Existing | Space Heating | Natural Gas | Boiler | E4 | Convert to NG Air Source Heat Pump | Baseline Forecast | [27 empty] | 0 | 0 | 0 | bar: 2019 to 2045
Industrial_Petroleum_Existing_Space Heating_Natural Gas_Boiler_E5_Baseline Forecast | Industrial | Petroleum | Existing | Space Heating | Natural Gas | Boiler | E5 |  | Baseline Forecast | [27 empty] | 0 | 0 | 0 | bar: 2019 to 2045
Industrial_Petroleum_Existing_Space Heating_Natural Gas_Boiler_E6_Baseline Forecast | Industrial | Petroleum | Existing | Space Heating | Natural Gas | Boiler | E6 |  | Baseline Forecast | [27 empty] | 0 | 0 | 0 | bar: 2019 to 2045
Industrial_Petroleum_Existing_Space Heating_Natural Gas_Boiler_E7_Baseline Forecast | Industrial | Petroleum | Existing | Space Heating | Natural Gas | Boiler | E7 |  | Baseline Forecast | [27 empty] | 0 | 0 | 0 | bar: 2019 to 2045
Industrial_Petroleum_Existing_Space Heating_Natural Gas_Boiler_E8_Baseline Forecast | Industrial | Petroleum | Existing | Space Heating | Natural Gas | Boiler | E8 |  | Baseline Forecast | [27 empty] | 0 | 0 | 0 | bar: 2019 to 2045
Industrial_Petroleum_Existing_Space Heating_Natural Gas_Boiler_E9_Baseline Forecast | Industrial | Petroleum | Existing | Space Heating | Natural Gas | Boiler | E9 |  | Baseline Forecast | [27 empty] | 0 | 0 | 0 | bar: 2019 to 2045
Industrial_Petroleum_Existing_Space Heating_Natural Gas_Boiler_E10_Baseline Forecast | Industrial | Petroleum | Existing | Space Heating | Natural Gas | Boiler | E10 |  | Baseline Forecast | [27 empty] | 0 | 0 | 0 | bar: 2019 to 2045
Industrial_Petroleum_Existing_Space Heating_Natural Gas_Unit Heater_E1_Baseline Forecast | Industrial | Petroleum | Existing | Space Heating | Natural Gas | Unit Heater | E1 | Standard | Baseline Forecast | 100% | 100% | 100% | 100% | 100% | 100% | 100% | 100% | 100% | 100% | 100% | 100% | 100% | 100% | 100% | 100% | 100% | 100% | 100% | 100% | 100% | 100% | 100% | 100% | 100% | 100% | 100% | 1 | 1 | 1
Industrial_Petroleum_Existing_Space Heating_Natural Gas_Unit Heater_E2_Baseline Forecast | Industrial | Petroleum | Existing | Space Heating | Natural Gas | Unit Heater | E2 | Condensing | Baseline Forecast | [27 empty] | 0 | 0 | 0 | bar: 2019 to 2045
Industrial_Petroleum_Existing_Space Heating_Natural Gas_Unit Heater_E3_Baseline Forecast | Industrial | Petroleum | Existing | Space Heating | Natural Gas | Unit Heater | E3 | Infrared Radiant | Baseline Forecast | [27 empty] | 0 | 0 | 0 | bar: 2019 to 2045
Industrial_Petroleum_Existing_Space Heating_Natural Gas_Unit Heater_E4_Baseline Forecast | Industrial | Petroleum | Existing | Space Heating | Natural Gas | Unit Heater | E4 |  | Baseline Forecast | [27 empty] | 0 | 0 | 0 | bar: 2019 to 2045
Industrial_Petroleum_Existing_Space Heating_Natural Gas_Unit Heater_E5_Baseline Forecast | Industrial | Petroleum | Existing | Space Heating | Natural Gas | Unit Heater | E5 |  | Baseline Forecast | [27 empty] | 0 | 0 | 0 | bar: 2019 to 2045
Industrial_Petroleum_Existing_Space Heating_Natural Gas_Unit Heater_E6_Baseline Forecast | Industrial | Petroleum | Existing | Space Heating | Natural Gas | Unit Heater | E6 |  | Baseline Forecast | [27 empty] | 0 | 0 | 0 | bar: 2019 to 2045
Industrial_Petroleum_Existing_Space Heating_Natural Gas_Unit Heater_E7_Baseline Forecast | Industrial | Petroleum | Existing | Space Heating | Natural Gas | Unit Heater | E7 |  | Baseline Forecast | [27 empty] | 0 | 0 | 0 | bar: 2019 to 2045
Industrial_Petroleum_Existing_Space Heating_Natural Gas_Unit Heater_E8_Baseline Forecast | Industrial | Petroleum | Existing | Space Heating | Natural Gas | Unit Heater | E8 |  | Baseline Forecast | [27 empty] | 0 | 0 | 0 | bar: 2019 to 2045
Industrial_Petroleum_Existing_Space Heating_Natural Gas_Unit Heater_E9_Baseline Forecast | Industrial | Petroleum | Existing | Space Heating | Natural Gas | Unit Heater | E9 |  | Baseline Forecast | [27 empty] | 0 | 0 | 0 | bar: 2019 to 2045
Industrial_Petroleum_Existing_Space Heating_Natural Gas_Unit Heater_E10_Baseline Forecast | Industrial | Petroleum | Existing | Space Heating | Natural Gas | Unit Heater | E10 |  | Baseline Forecast | [27 empty] | 0 | 0 | 0 | bar: 2019 to 2045
Industrial_Petroleum_Existing_Process_Natural Gas_Process Boiler_E1_Baseline Forecast | Industrial | Petroleum | Existing | Process | Natural Gas | Process Boiler | E1 | EF .80 | Baseline Forecast | 100% | 100% | 100% | 100% | 100% | 100% | 100% | 100% | 100% | 100% | 100% | 100% | 100% | 100% | 100% | 100% | 100% | 100% | 100% | 100% | 100% | 100% | 100% | 100% | 100% | 100% | 100% | 1 | 1 | 1
Industrial_Petroleum_Existing_Process_Natural Gas_Process Boiler_E2_Baseline Forecast | Industrial | Petroleum | Existing | Process | Natural Gas | Process Boiler | E2 |  | Baseline Forecast | [27 empty] | 0 | 0 | 0 | bar: 2019 to 2045
Industrial_Petroleum_Existing_Process_Natural Gas_Process Boiler_E3_Baseline Forecast | Industrial | Petroleum | Existing | Process | Natural Gas | Process Boiler | E3 |  | Baseline Forecast | [27 empty] | 0 | 0 | 0 | bar: 2019 to 2045
Industrial_Petroleum_Existing_Process_Natural Gas_Process Boiler_E4_Baseline Forecast | Industrial | Petroleum | Existing | Process | Natural Gas | Process Boiler | E4 |  | Baseline Forecast | [27 empty] | 0 | 0 | 0 | bar: 2019 to 2045
Industrial_Petroleum_Existing_Process_Natural Gas_Process Boiler_E5_Baseline Forecast | Industrial | Petroleum | Existing | Process | Natural Gas | Process Boiler | E5 |  | Baseline Forecast | [27 empty] | 0 | 0 | 0 | bar: 2019 to 2045
Industrial_Petroleum_Existing_Process_Natural Gas_Process Boiler_E6_Baseline Forecast | Industrial | Petroleum | Existing | Process | Natural Gas | Process Boiler | E6 |  | Baseline Forecast | [27 empty] | 0 | 0 | 0 | bar: 2019 to 2045
Industrial_Petroleum_Existing_Process_Natural Gas_Process Boiler_E7_Baseline Forecast | Industrial | Petroleum | Existing | Process | Natural Gas | Process Boiler | E7 |  | Baseline Forecast | [27 empty] | 0 | 0 | 0 | bar: 2019 to 2045
Industrial_Petroleum_Existing_Process_Natural Gas_Process Boiler_E8_Baseline Forecast | Industrial | Petroleum | Existing | Process | Natural Gas | Process Boiler | E8 |  | Baseline Forecast | [27 empty] | 0 | 0 | 0 | bar: 2019 to 2045
Industrial_Petroleum_Existing_Process_Natural Gas_Process Boiler_E9_Baseline Forecast | Industrial | Petroleum | Existing | Process | Natural Gas | Process Boiler | E9 |  | Baseline Forecast | [27 empty] | 0 | 0 | 0 | bar: 2019 to 2045
Industrial_Petroleum_Existing_Process_Natural Gas_Process Boiler_E10_Baseline Forecast | Industrial | Petroleum | Existing | Process | Natural Gas | Process Boiler | E10 |  | Baseline Forecast | [27 empty] | 0 | 0 | 0 | bar: 2019 to 2045
Industrial_Petroleum_Existing_Process_Natural Gas_Process Heating_E1_Baseline Forecast | Industrial | Petroleum | Existing | Process | Natural Gas | Process Heating | E1 | Standard | Baseline Forecast | 100% | 100% | 100% | 100% | 100% | 100% | 100% | 100% | 100% | 100% | 100% | 100% | 100% | 100% | 100% | 100% | 100% | 100% | 100% | 100% | 100% | 100% | 100% | 100% | 100% | 100% | 100% | 1 | 1 | 1
Industrial_Petroleum_Existing_Process_Natural Gas_Process Heating_E2_Baseline Forecast | Industrial | Petroleum | Existing | Process | Natural Gas | Process Heating | E2 |  | Baseline Forecast | [27 empty] | 0 | 0 | 0 | bar: 2019 to 2045
Industrial_Petroleum_Existing_Process_Natural Gas_Process Heating_E3_Baseline Forecast | Industrial | Petroleum | Existing | Process | Natural Gas | Process Heating | E3 |  | Baseline Forecast | [27 empty] | 0 | 0 | 0 | bar: 2019 to 2045
Industrial_Petroleum_Existing_Process_Natural Gas_Process Heating_E4_Baseline Forecast | Industrial | Petroleum | Existing | Process | Natural Gas | Process Heating | E4 |  | Baseline Forecast | [27 empty] | 0 | 0 | 0 | bar: 2019 to 2045
Industrial_Petroleum_Existing_Process_Natural Gas_Process Heating_E5_Baseline Forecast | Industrial | Petroleum | Existing | Process | Natural Gas | Process Heating | E5 |  | Baseline Forecast | [27 empty] | 0 | 0 | 0 | bar: 2019 to 2045
Industrial_Petroleum_Existing_Process_Natural Gas_Process Heating_E6_Baseline Forecast | Industrial | Petroleum | Existing | Process | Natural Gas | Process Heating | E6 |  | Baseline Forecast | [27 empty] | 0 | 0 | 0 | bar: 2019 to 2045
Industrial_Petroleum_Existing_Process_Natural Gas_Process Heating_E7_Baseline Forecast | Industrial | Petroleum | Existing | Process | Natural Gas | Process Heating | E7 |  | Baseline Forecast | [27 empty] | 0 | 0 | 0 | bar: 2019 to 2045
Industrial_Petroleum_Existing_Process_Natural Gas_Process Heating_E8_Baseline Forecast | Industrial | Petroleum | Existing | Process | Natural Gas | Process Heating | E8 |  | Baseline Forecast | [27 empty] | 0 | 0 | 0 | bar: 2019 to 2045
Industrial_Petroleum_Existing_Process_Natural Gas_Process Heating_E9_Baseline Forecast | Industrial | Petroleum | Existing | Process | Natural Gas | Process Heating | E9 |  | Baseline Forecast | [27 empty] | 0 | 0 | 0 | bar: 2019 to 2045
Industrial_Petroleum_Existing_Process_Natural Gas_Process Heating_E10_Baseline Forecast | Industrial | Petroleum | Existing | Process | Natural Gas | Process Heating | E10 |  | Baseline Forecast | [27 empty] | 0 | 0 | 0 | bar: 2019 to 2045
Industrial_Petroleum_Existing_Process_Natural Gas_Process Cooling_E1_Baseline Forecast | Industrial | Petroleum | Existing | Process | Natural Gas | Process Cooling | E1 | Standard | Baseline Forecast | 100% | 100% | 100% | 100% | 100% | 100% | 100% | 100% | 100% | 100% | 100% | 100% | 100% | 100% | 100% | 100% | 100% | 100% | 100% | 100% | 100% | 100% | 100% | 100% | 100% | 100% | 100% | 1 | 1 | 1
Industrial_Petroleum_Existing_Process_Natural Gas_Process Cooling_E2_Baseline Forecast | Industrial | Petroleum | Existing | Process | Natural Gas | Process Cooling | E2 |  | Baseline Forecast | [27 empty] | 0 | 0 | 0 | bar: 2019 to 2045
Industrial_Petroleum_Existing_Process_Natural Gas_Process Cooling_E3_Baseline Forecast | Industrial | Petroleum | Existing | Process | Natural Gas | Process Cooling | E3 |  | Baseline Forecast | [27 empty] | 0 | 0 | 0 | bar: 2019 to 2045
Industrial_Petroleum_Existing_Process_Natural Gas_Process Cooling_E4_Baseline Forecast | Industrial | Petroleum | Existing | Process | Natural Gas | Process Cooling | E4 |  | Baseline Forecast | [27 empty] | 0 | 0 | 0 | bar: 2019 to 2045
Industrial_Petroleum_Existing_Process_Natural Gas_Process Cooling_E5_Baseline Forecast | Industrial | Petroleum | Existing | Process | Natural Gas | Process Cooling | E5 |  | Baseline Forecast | [27 empty] | 0 | 0 | 0 | bar: 2019 to 2045
Industrial_Petroleum_Existing_Process_Natural Gas_Process Cooling_E6_Baseline Forecast | Industrial | Petroleum | Existing | Process | Natural Gas | Process Cooling | E6 |  | Baseline Forecast | [27 empty] | 0 | 0 | 0 | bar: 2019 to 2045
Industrial_Petroleum_Existing_Process_Natural Gas_Process Cooling_E7_Baseline Forecast | Industrial | Petroleum | Existing | Process | Natural Gas | Process Cooling | E7 |  | Baseline Forecast | [27 empty] | 0 | 0 | 0 | bar: 2019 to 2045
Industrial_Petroleum_Existing_Process_Natural Gas_Process Cooling_E8_Baseline Forecast | Industrial | Petroleum | Existing | Process | Natural Gas | Process Cooling | E8 |  | Baseline Forecast | [27 empty] | 0 | 0 | 0 | bar: 2019 to 2045
Industrial_Petroleum_Existing_Process_Natural Gas_Process Cooling_E9_Baseline Forecast | Industrial | Petroleum | Existing | Process | Natural Gas | Process Cooling | E9 |  | Baseline Forecast | [27 empty] | 0 | 0 | 0 | bar: 2019 to 2045
Industrial_Petroleum_Existing_Process_Natural Gas_Process Cooling_E10_Baseline Forecast | Industrial | Petroleum | Existing | Process | Natural Gas | Process Cooling | E10 |  | Baseline Forecast | [27 empty] | 0 | 0 | 0 | bar: 2019 to 2045
Industrial_Petroleum_Existing_Process_Natural Gas_Other Process_E1_Baseline Forecast | Industrial | Petroleum | Existing | Process | Natural Gas | Other Process | E1 | Standard | Baseline Forecast | 100% | 100% | 100% | 100% | 100% | 100% | 100% | 100% | 100% | 100% | 100% | 100% | 100% | 100% | 100% | 100% | 100% | 100% | 100% | 100% | 100% | 100% | 100% | 100% | 100% | 100% | 100% | 1 | 1 | 1
Industrial_Petroleum_Existing_Process_Natural Gas_Other Process_E2_Baseline Forecast | Industrial | Petroleum | Existing | Process | Natural Gas | Other Process | E2 |  | Baseline Forecast | [27 empty] | 0 | 0 | 0 | bar: 2019 to 2045
Industrial_Petroleum_Existing_Process_Natural Gas_Other Process_E3_Baseline Forecast | Industrial | Petroleum | Existing | Process | Natural Gas | Other Process | E3 |  | Baseline Forecast | [27 empty] | 0 | 0 | 0 | bar: 2019 to 2045
Industrial_Petroleum_Existing_Process_Natural Gas_Other Process_E4_Baseline Forecast | Industrial | Petroleum | Existing | Process | Natural Gas | Other Process | E4 |  | Baseline Forecast | [27 empty] | 0 | 0 | 0 | bar: 2019 to 2045
Industrial_Petroleum_Existing_Process_Natural Gas_Other Process_E5_Baseline Forecast | Industrial | Petroleum | Existing | Process | Natural Gas | Other Process | E5 |  | Baseline Forecast | [27 empty] | 0 | 0 | 0 | bar: 2019 to 2045
Industrial_Petroleum_Existing_Process_Natural Gas_Other Process_E6_Baseline Forecast | Industrial | Petroleum | Existing | Process | Natural Gas | Other Process | E6 |  | Baseline Forecast | [27 empty] | 0 | 0 | 0 | bar: 2019 to 2045
Industrial_Petroleum_Existing_Process_Natural Gas_Other Process_E7_Baseline Forecast | Industrial | Petroleum | Existing | Process | Natural Gas | Other Process | E7 |  | Baseline Forecast | [27 empty] | 0 | 0 | 0 | bar: 2019 to 2045
Industrial_Petroleum_Existing_Process_Natural Gas_Other Process_E8_Baseline Forecast | Industrial | Petroleum | Existing | Process | Natural Gas | Other Process | E8 |  | Baseline Forecast | [27 empty] | 0 | 0 | 0 | bar: 2019 to 2045
Industrial_Petroleum_Existing_Process_Natural Gas_Other Process_E9_Baseline Forecast | Industrial | Petroleum | Existing | Process | Natural Gas | Other Process | E9 |  | Baseline Forecast | [27 empty] | 0 | 0 | 0 | bar: 2019 to 2045
Industrial_Petroleum_Existing_Process_Natural Gas_Other Process_E10_Baseline Forecast | Industrial | Petroleum | Existing | Process | Natural Gas | Other Process | E10 |  | Baseline Forecast | [27 empty] | 0 | 0 | 0 | bar: 2019 to 2045
Industrial_Petroleum_Existing_Miscellaneous_Natural Gas_Miscellaneous_E1_Baseline Forecast | Industrial | Petroleum | Existing | Miscellaneous | Natural Gas | Miscellaneous | E1 | Standard | Baseline Forecast | 100% | 100% | 100% | 100% | 100% | 100% | 100% | 100% | 100% | 100% | 100% | 100% | 100% | 100% | 100% | 100% | 100% | 100% | 100% | 100% | 100% | 100% | 100% | 100% | 100% | 100% | 100% | 1 | 1 | 1
Industrial_Petroleum_Existing_Miscellaneous_Natural Gas_Miscellaneous_E2_Baseline Forecast | Industrial | Petroleum | Existing | Miscellaneous | Natural Gas | Miscellaneous | E2 |  | Baseline Forecast | [27 empty] | 0 | 0 | 0 | bar: 2019 to 2045
Industrial_Petroleum_Existing_Miscellaneous_Natural Gas_Miscellaneous_E3_Baseline Forecast | Industrial | Petroleum | Existing | Miscellaneous | Natural Gas | Miscellaneous | E3 |  | Baseline Forecast | [27 empty] | 0 | 0 | 0 | bar: 2019 to 2045
Industrial_Petroleum_Existing_Miscellaneous_Natural Gas_Miscellaneous_E4_Baseline Forecast | Industrial | Petroleum | Existing | Miscellaneous | Natural Gas | Miscellaneous | E4 |  | Baseline Forecast | [27 empty] | 0 | 0 | 0 | bar: 2019 to 2045
Industrial_Petroleum_Existing_Miscellaneous_Natural Gas_Miscellaneous_E5_Baseline Forecast | Industrial | Petroleum | Existing | Miscellaneous | Natural Gas | Miscellaneous | E5 |  | Baseline Forecast | [27 empty] | 0 | 0 | 0 | bar: 2019 to 2045
Industrial_Petroleum_Existing_Miscellaneous_Natural Gas_Miscellaneous_E6_Baseline Forecast | Industrial | Petroleum | Existing | Miscellaneous | Natural Gas | Miscellaneous | E6 |  | Baseline Forecast | [27 empty] | 0 | 0 | 0 | bar: 2019 to 2045
Industrial_Petroleum_Existing_Miscellaneous_Natural Gas_Miscellaneous_E7_Baseline Forecast | Industrial | Petroleum | Existing | Miscellaneous | Natural Gas | Miscellaneous | E7 |  | Baseline Forecast | [27 empty] | 0 | 0 | 0 | bar: 2019 to 2045
Industrial_Petroleum_Existing_Miscellaneous_Natural Gas_Miscellaneous_E8_Baseline Forecast | Industrial | Petroleum | Existing | Miscellaneous | Natural Gas | Miscellaneous | E8 |  | Baseline Forecast | [27 empty] | 0 | 0 | 0 | bar: 2019 to 2045
Industrial_Petroleum_Existing_Miscellaneous_Natural Gas_Miscellaneous_E9_Baseline Forecast | Industrial | Petroleum | Existing | Miscellaneous | Natural Gas | Miscellaneous | E9 |  | Baseline Forecast | [27 empty] | 0 | 0 | 0 | bar: 2019 to 2045
Industrial_Petroleum_Existing_Miscellaneous_Natural Gas_Miscellaneous_E10_Baseline Forecast | Industrial | Petroleum | Existing | Miscellaneous | Natural Gas | Miscellaneous | E10 |  | Baseline Forecast | [27 empty] | 0 | 0 | 0 | bar: 2019 to 2045
Industrial_Petroleum_New_Space Heating_Natural Gas_Furnace_E1_Baseline Forecast | Industrial | Petroleum | New | Space Heating | Natural Gas | Furnace | E1 | AFUE 80% (Standard) | Baseline Forecast | 100% | 100% | 100% | 100% | 100% | 100% | 100% | 100% | 100% | 100% | 100% | 100% | 100% | 100% | 100% | 100% | 100% | 100% | 100% | 100% | 100% | 100% | 100% | 100% | 100% | 100% | 100% | 1 | 1 | 1
Industrial_Petroleum_New_Space Heating_Natural Gas_Furnace_E2_Baseline Forecast | Industrial | Petroleum | New | Space Heating | Natural Gas | Furnace | E2 | AFUE 90% | Baseline Forecast | [27 empty] | 0 | 0 | 0 | bar: 2019 to 2045
Industrial_Petroleum_New_Space Heating_Natural Gas_Furnace_E3_Baseline Forecast | Industrial | Petroleum | New | Space Heating | Natural Gas | Furnace | E3 | AFUE 96% | Baseline Forecast | [27 empty] | 0 | 0 | 0 | bar: 2019 to 2045
Industrial_Petroleum_New_Space Heating_Natural Gas_Furnace_E4_Baseline Forecast | Industrial | Petroleum | New | Space Heating | Natural Gas | Furnace | E4 |  | Baseline Forecast | [27 empty] | 0 | 0 | 0 | bar: 2019 to 2045
Industrial_Petroleum_New_Space Heating_Natural Gas_Furnace_E5_Baseline Forecast | Industrial | Petroleum | New | Space Heating | Natural Gas | Furnace | E5 |  | Baseline Forecast | [27 empty] | 0 | 0 | 0 | bar: 2019 to 2045
Industrial_Petroleum_New_Space Heating_Natural Gas_Furnace_E6_Baseline Forecast | Industrial | Petroleum | New | Space Heating | Natural Gas | Furnace | E6 |  | Baseline Forecast | [27 empty] | 0 | 0 | 0 | bar: 2019 to 2045
Industrial_Petroleum_New_Space Heating_Natural Gas_Furnace_E7_Baseline Forecast | Industrial | Petroleum | New | Space Heating | Natural Gas | Furnace | E7 |  | Baseline Forecast | [27 empty] | 0 | 0 | 0 | bar: 2019 to 2045
Industrial_Petroleum_New_Space Heating_Natural Gas_Furnace_E8_Baseline Forecast | Industrial | Petroleum | New | Space Heating | Natural Gas | Furnace | E8 |  | Baseline Forecast | [27 empty] | 0 | 0 | 0 | bar: 2019 to 2045
Industrial_Petroleum_New_Space Heating_Natural Gas_Furnace_E9_Baseline Forecast | Industrial | Petroleum | New | Space Heating | Natural Gas | Furnace | E9 |  | Baseline Forecast | [27 empty] | 0 | 0 | 0 | bar: 2019 to 2045
Industrial_Petroleum_New_Space Heating_Natural Gas_Furnace_E10_Baseline Forecast | Industrial | Petroleum | New | Space Heating | Natural Gas | Furnace | E10 |  | Baseline Forecast | [27 empty] | 0 | 0 | 0 | bar: 2019 to 2045
Industrial_Petroleum_New_Space Heating_Natural Gas_Boiler_E1_Baseline Forecast | Industrial | Petroleum | New | Space Heating | Natural Gas | Boiler | E1 | AFUE 80% (Standard) | Baseline Forecast | 100% | 100% | 100% | 100% | 100% | 100% | 100% | 100% | 100% | 100% | 100% | 100% | 100% | 100% | 100% | 100% | 100% | 100% | 100% | 100% | 100% | 100% | 100% | 100% | 100% | 100% | 100% | 1 | 1 | 1
Industrial_Petroleum_New_Space Heating_Natural Gas_Boiler_E2_Baseline Forecast | Industrial | Petroleum | New | Space Heating | Natural Gas | Boiler | E2 | AFUE 85% | Baseline Forecast | [27 empty] | 0 | 0 | 0 | bar: 2019 to 2045
Industrial_Petroleum_New_Space Heating_Natural Gas_Boiler_E3_Baseline Forecast | Industrial | Petroleum | New | Space Heating | Natural Gas | Boiler | E3 | AFUE 97% | Baseline Forecast | [27 empty] | 0 | 0 | 0 | bar: 2019 to 2045
Industrial_Petroleum_New_Space Heating_Natural Gas_Boiler_E4_Baseline Forecast | Industrial | Petroleum | New | Space Heating | Natural Gas | Boiler | E4 | Convert to NG Air Source Heat Pump | Baseline Forecast | [27 empty] | 0 | 0 | 0 | bar: 2019 to 2045
Industrial_Petroleum_New_Space Heating_Natural Gas_Boiler_E5_Baseline Forecast | Industrial | Petroleum | New | Space Heating | Natural Gas | Boiler | E5 |  | Baseline Forecast | [27 empty] | 0 | 0 | 0 | bar: 2019 to 2045
Industrial_Petroleum_New_Space Heating_Natural Gas_Boiler_E6_Baseline Forecast | Industrial | Petroleum | New | Space Heating | Natural Gas | Boiler | E6 |  | Baseline Forecast | [27 empty] | 0 | 0 | 0 | bar: 2019 to 2045
Industrial_Petroleum_New_Space Heating_Natural Gas_Boiler_E7_Baseline Forecast | Industrial | Petroleum | New | Space Heating | Natural Gas | Boiler | E7 |  | Baseline Forecast | [27 empty] | 0 | 0 | 0 | bar: 2019 to 2045
Industrial_Petroleum_New_Space Heating_Natural Gas_Boiler_E8_Baseline Forecast | Industrial | Petroleum | New | Space Heating | Natural Gas | Boiler | E8 |  | Baseline Forecast | [27 empty] | 0 | 0 | 0 | bar: 2019 to 2045
Industrial_Petroleum_New_Space Heating_Natural Gas_Boiler_E9_Baseline Forecast | Industrial | Petroleum | New | Space Heating | Natural Gas | Boiler | E9 |  | Baseline Forecast | [27 empty] | 0 | 0 | 0 | bar: 2019 to 2045
Industrial_Petroleum_New_Space Heating_Natural Gas_Boiler_E10_Baseline Forecast | Industrial | Petroleum | New | Space Heating | Natural Gas | Boiler | E10 |  | Baseline Forecast | [27 empty] | 0 | 0 | 0 | bar: 2019 to 2045
Industrial_Petroleum_New_Space Heating_Natural Gas_Unit Heater_E1_Baseline Forecast | Industrial | Petroleum | New | Space Heating | Natural Gas | Unit Heater | E1 | Standard | Baseline Forecast | 100% | 100% | 100% | 100% | 100% | 100% | 100% | 100% | 100% | 100% | 100% | 100% | 100% | 100% | 100% | 100% | 100% | 100% | 100% | 100% | 100% | 100% | 100% | 100% | 100% | 100% | 100% | 1 | 1 | 1
Industrial_Petroleum_New_Space Heating_Natural Gas_Unit Heater_E2_Baseline Forecast | Industrial | Petroleum | New | Space Heating | Natural Gas | Unit Heater | E2 | Condensing | Baseline Forecast | [27 empty] | 0 | 0 | 0 | bar: 2019 to 2045
Industrial_Petroleum_New_Space Heating_Natural Gas_Unit Heater_E3_Baseline Forecast | Industrial | Petroleum | New | Space Heating | Natural Gas | Unit Heater | E3 | Infrared Radiant | Baseline Forecast | [27 empty] | 0 | 0 | 0 | bar: 2019 to 2045
Industrial_Petroleum_New_Space Heating_Natural Gas_Unit Heater_E4_Baseline Forecast | Industrial | Petroleum | New | Space Heating | Natural Gas | Unit Heater | E4 |  | Baseline Forecast | [27 empty] | 0 | 0 | 0 | bar: 2019 to 2045
Industrial_Petroleum_New_Space Heating_Natural Gas_Unit Heater_E5_Baseline Forecast | Industrial | Petroleum | New | Space Heating | Natural Gas | Unit Heater | E5 |  | Baseline Forecast | [27 empty] | 0 | 0 | 0 | bar: 2019 to 2045
Industrial_Petroleum_New_Space Heating_Natural Gas_Unit Heater_E6_Baseline Forecast | Industrial | Petroleum | New | Space Heating | Natural Gas | Unit Heater | E6 |  | Baseline Forecast | [27 empty] | 0 | 0 | 0 | bar: 2019 to 2045
Industrial_Petroleum_New_Space Heating_Natural Gas_Unit Heater_E7_Baseline Forecast | Industrial | Petroleum | New | Space Heating | Natural Gas | Unit Heater | E7 |  | Baseline Forecast | [27 empty] | 0 | 0 | 0 | bar: 2019 to 2045
Industrial_Petroleum_New_Space Heating_Natural Gas_Unit Heater_E8_Baseline Forecast | Industrial | Petroleum | New | Space Heating | Natural Gas | Unit Heater | E8 |  | Baseline Forecast | [27 empty] | 0 | 0 | 0 | bar: 2019 to 2045
Industrial_Petroleum_New_Space Heating_Natural Gas_Unit Heater_E9_Baseline Forecast | Industrial | Petroleum | New | Space Heating | Natural Gas | Unit Heater | E9 |  | Baseline Forecast | [27 empty] | 0 | 0 | 0 | bar: 2019 to 2045
Industrial_Petroleum_New_Space Heating_Natural Gas_Unit Heater_E10_Baseline Forecast | Industrial | Petroleum | New | Space Heating | Natural Gas | Unit Heater | E10 |  | Baseline Forecast | [27 empty] | 0 | 0 | 0 | bar: 2019 to 2045
Industrial_Petroleum_New_Process_Natural Gas_Process Boiler_E1_Baseline Forecast | Industrial | Petroleum | New | Process | Natural Gas | Process Boiler | E1 | EF .80 | Baseline Forecast | 100% | 100% | 100% | 100% | 100% | 100% | 100% | 100% | 100% | 100% | 100% | 100% | 100% | 100% | 100% | 100% | 100% | 100% | 100% | 100% | 100% | 100% | 100% | 100% | 100% | 100% | 100% | 1 | 1 | 1
Industrial_Petroleum_New_Process_Natural Gas_Process Boiler_E2_Baseline Forecast | Industrial | Petroleum | New | Process | Natural Gas | Process Boiler | E2 |  | Baseline Forecast | [27 empty] | 0 | 0 | 0 | bar: 2019 to 2045
Industrial_Petroleum_New_Process_Natural Gas_Process Boiler_E3_Baseline Forecast | Industrial | Petroleum | New | Process | Natural Gas | Process Boiler | E3 |  | Baseline Forecast | [27 empty] | 0 | 0 | 0 | bar: 2019 to 2045
Industrial_Petroleum_New_Process_Natural Gas_Process Boiler_E4_Baseline Forecast | Industrial | Petroleum | New | Process | Natural Gas | Process Boiler | E4 |  | Baseline Forecast | [27 empty] | 0 | 0 | 0 | bar: 2019 to 2045
Industrial_Petroleum_New_Process_Natural Gas_Process Boiler_E5_Baseline Forecast | Industrial | Petroleum | New | Process | Natural Gas | Process Boiler | E5 |  | Baseline Forecast | [27 empty] | 0 | 0 | 0 | bar: 2019 to 2045
Industrial_Petroleum_New_Process_Natural Gas_Process Boiler_E6_Baseline Forecast | Industrial | Petroleum | New | Process | Natural Gas | Process Boiler | E6 |  | Baseline Forecast | [27 empty] | 0 | 0 | 0 | bar: 2019 to 2045
Industrial_Petroleum_New_Process_Natural Gas_Process Boiler_E7_Baseline Forecast | Industrial | Petroleum | New | Process | Natural Gas | Process Boiler | E7 |  | Baseline Forecast | [27 empty] | 0 | 0 | 0 | bar: 2019 to 2045
Industrial_Petroleum_New_Process_Natural Gas_Process Boiler_E8_Baseline Forecast | Industrial | Petroleum | New | Process | Natural Gas | Process Boiler | E8 |  | Baseline Forecast | [27 empty] | 0 | 0 | 0 | bar: 2019 to 2045
Industrial_Petroleum_New_Process_Natural Gas_Process Boiler_E9_Baseline Forecast | Industrial | Petroleum | New | Process | Natural Gas | Process Boiler | E9 |  | Baseline Forecast | [27 empty] | 0 | 0 | 0 | bar: 2019 to 2045
Industrial_Petroleum_New_Process_Natural Gas_Process Boiler_E10_Baseline Forecast | Industrial | Petroleum | New | Process | Natural Gas | Process Boiler | E10 |  | Baseline Forecast | [27 empty] | 0 | 0 | 0 | bar: 2019 to 2045
Industrial_Petroleum_New_Process_Natural Gas_Process Heating_E1_Baseline Forecast | Industrial | Petroleum | New | Process | Natural Gas | Process Heating | E1 | Standard | Baseline Forecast | 100% | 100% | 100% | 100% | 100% | 100% | 100% | 100% | 100% | 100% | 100% | 100% | 100% | 100% | 100% | 100% | 100% | 100% | 100% | 100% | 100% | 100% | 100% | 100% | 100% | 100% | 100% | 1 | 1 | 1
Industrial_Petroleum_New_Process_Natural Gas_Process Heating_E2_Baseline Forecast | Industrial | Petroleum | New | Process | Natural Gas | Process Heating | E2 |  | Baseline Forecast | [27 empty] | 0 | 0 | 0 | bar: 2019 to 2045
Industrial_Petroleum_New_Process_Natural Gas_Process Heating_E3_Baseline Forecast | Industrial | Petroleum | New | Process | Natural Gas | Process Heating | E3 |  | Baseline Forecast | [27 empty] | 0 | 0 | 0 | bar: 2019 to 2045
Industrial_Petroleum_New_Process_Natural Gas_Process Heating_E4_Baseline Forecast | Industrial | Petroleum | New | Process | Natural Gas | Process Heating | E4 |  | Baseline Forecast | [27 empty] | 0 | 0 | 0 | bar: 2019 to 2045
Industrial_Petroleum_New_Process_Natural Gas_Process Heating_E5_Baseline Forecast | Industrial | Petroleum | New | Process | Natural Gas | Process Heating | E5 |  | Baseline Forecast | [27 empty] | 0 | 0 | 0 | bar: 2019 to 2045
Industrial_Petroleum_New_Process_Natural Gas_Process Heating_E6_Baseline Forecast | Industrial | Petroleum | New | Process | Natural Gas | Process Heating | E6 |  | Baseline Forecast | [27 empty] | 0 | 0 | 0 | bar: 2019 to 2045
Industrial_Petroleum_New_Process_Natural Gas_Process Heating_E7_Baseline Forecast | Industrial | Petroleum | New | Process | Natural Gas | Process Heating | E7 |  | Baseline Forecast | [27 empty] | 0 | 0 | 0 | bar: 2019 to 2045
Industrial_Petroleum_New_Process_Natural Gas_Process Heating_E8_Baseline Forecast | Industrial | Petroleum | New | Process | Natural Gas | Process Heating | E8 |  | Baseline Forecast | [27 empty] | 0 | 0 | 0 | bar: 2019 to 2045
Industrial_Petroleum_New_Process_Natural Gas_Process Heating_E9_Baseline Forecast | Industrial | Petroleum | New | Process | Natural Gas | Process Heating | E9 |  | Baseline Forecast | [27 empty] | 0 | 0 | 0 | bar: 2019 to 2045
Industrial_Petroleum_New_Process_Natural Gas_Process Heating_E10_Baseline Forecast | Industrial | Petroleum | New | Process | Natural Gas | Process Heating | E10 |  | Baseline Forecast | [27 empty] | 0 | 0 | 0 | bar: 2019 to 2045
Industrial_Petroleum_New_Process_Natural Gas_Process Cooling_E1_Baseline Forecast | Industrial | Petroleum | New | Process | Natural Gas | Process Cooling | E1 | Standard | Baseline Forecast | 100% | 100% | 100% | 100% | 100% | 100% | 100% | 100% | 100% | 100% | 100% | 100% | 100% | 100% | 100% | 100% | 100% | 100% | 100% | 100% | 100% | 100% | 100% | 100% | 100% | 100% | 100% | 1 | 1 | 1
Industrial_Petroleum_New_Process_Natural Gas_Process Cooling_E2_Baseline Forecast | Industrial | Petroleum | New | Process | Natural Gas | Process Cooling | E2 |  | Baseline Forecast | [27 empty] | 0 | 0 | 0 | bar: 2019 to 2045
Industrial_Petroleum_New_Process_Natural Gas_Process Cooling_E3_Baseline Forecast | Industrial | Petroleum | New | Process | Natural Gas | Process Cooling | E3 |  | Baseline Forecast | [27 empty] | 0 | 0 | 0 | bar: 2019 to 2045
Industrial_Petroleum_New_Process_Natural Gas_Process Cooling_E4_Baseline Forecast | Industrial | Petroleum | New | Process | Natural Gas | Process Cooling | E4 |  | Baseline Forecast | [27 empty] | 0 | 0 | 0 | bar: 2019 to 2045
Industrial_Petroleum_New_Process_Natural Gas_Process Cooling_E5_Baseline Forecast | Industrial | Petroleum | New | Process | Natural Gas | Process Cooling | E5 |  | Baseline Forecast | [27 empty] | 0 | 0 | 0 | bar: 2019 to 2045
Industrial_Petroleum_New_Process_Natural Gas_Process Cooling_E6_Baseline Forecast | Industrial | Petroleum | New | Process | Natural Gas | Process Cooling | E6 |  | Baseline Forecast | [27 empty] | 0 | 0 | 0 | bar: 2019 to 2045
Industrial_Petroleum_New_Process_Natural Gas_Process Cooling_E7_Baseline Forecast | Industrial | Petroleum | New | Process | Natural Gas | Process Cooling | E7 |  | Baseline Forecast | [27 empty] | 0 | 0 | 0 | bar: 2019 to 2045
Industrial_Petroleum_New_Process_Natural Gas_Process Cooling_E8_Baseline Forecast | Industrial | Petroleum | New | Process | Natural Gas | Process Cooling | E8 |  | Baseline Forecast | [27 empty] | 0 | 0 | 0 | bar: 2019 to 2045
Industrial_Petroleum_New_Process_Natural Gas_Process Cooling_E9_Baseline Forecast | Industrial | Petroleum | New | Process | Natural Gas | Process Cooling | E9 |  | Baseline Forecast | [27 empty] | 0 | 0 | 0 | bar: 2019 to 2045
Industrial_Petroleum_New_Process_Natural Gas_Process Cooling_E10_Baseline Forecast | Industrial | Petroleum | New | Process | Natural Gas | Process Cooling | E10 |  | Baseline Forecast | [27 empty] | 0 | 0 | 0 | bar: 2019 to 2045
Industrial_Petroleum_New_Process_Natural Gas_Other Process_E1_Baseline Forecast | Industrial | Petroleum | New | Process | Natural Gas | Other Process | E1 | Standard | Baseline Forecast | 100% | 100% | 100% | 100% | 100% | 100% | 100% | 100% | 100% | 100% | 100% | 100% | 100% | 100% | 100% | 100% | 100% | 100% | 100% | 100% | 100% | 100% | 100% | 100% | 100% | 100% | 100% | 1 | 1 | 1
Industrial_Petroleum_New_Process_Natural Gas_Other Process_E2_Baseline Forecast | Industrial | Petroleum | New | Process | Natural Gas | Other Process | E2 |  | Baseline Forecast | [27 empty] | 0 | 0 | 0 | bar: 2019 to 2045
Industrial_Petroleum_New_Process_Natural Gas_Other Process_E3_Baseline Forecast | Industrial | Petroleum | New | Process | Natural Gas | Other Process | E3 |  | Baseline Forecast | [27 empty] | 0 | 0 | 0 | bar: 2019 to 2045
Industrial_Petroleum_New_Process_Natural Gas_Other Process_E4_Baseline Forecast | Industrial | Petroleum | New | Process | Natural Gas | Other Process | E4 |  | Baseline Forecast | [27 empty] | 0 | 0 | 0 | bar: 2019 to 2045
Industrial_Petroleum_New_Process_Natural Gas_Other Process_E5_Baseline Forecast | Industrial | Petroleum | New | Process | Natural Gas | Other Process | E5 |  | Baseline Forecast | [27 empty] | 0 | 0 | 0 | bar: 2019 to 2045
Industrial_Petroleum_New_Process_Natural Gas_Other Process_E6_Baseline Forecast | Industrial | Petroleum | New | Process | Natural Gas | Other Process | E6 |  | Baseline Forecast | [27 empty] | 0 | 0 | 0 | bar: 2019 to 2045
Industrial_Petroleum_New_Process_Natural Gas_Other Process_E7_Baseline Forecast | Industrial | Petroleum | New | Process | Natural Gas | Other Process | E7 |  | Baseline Forecast | [27 empty] | 0 | 0 | 0 | bar: 2019 to 2045
Industrial_Petroleum_New_Process_Natural Gas_Other Process_E8_Baseline Forecast | Industrial | Petroleum | New | Process | Natural Gas | Other Process | E8 |  | Baseline Forecast | [27 empty] | 0 | 0 | 0 | bar: 2019 to 2045
Industrial_Petroleum_New_Process_Natural Gas_Other Process_E9_Baseline Forecast | Industrial | Petroleum | New | Process | Natural Gas | Other Process | E9 |  | Baseline Forecast | [27 empty] | 0 | 0 | 0 | bar: 2019 to 2045
Industrial_Petroleum_New_Process_Natural Gas_Other Process_E10_Baseline Forecast | Industrial | Petroleum | New | Process | Natural Gas | Other Process | E10 |  | Baseline Forecast | [27 empty] | 0 | 0 | 0 | bar: 2019 to 2045
Industrial_Petroleum_New_Miscellaneous_Natural Gas_Miscellaneous_E1_Baseline Forecast | Industrial | Petroleum | New | Miscellaneous | Natural Gas | Miscellaneous | E1 | Standard | Baseline Forecast | 100% | 100% | 100% | 100% | 100% | 100% | 100% | 100% | 100% | 100% | 100% | 100% | 100% | 100% | 100% | 100% | 100% | 100% | 100% | 100% | 100% | 100% | 100% | 100% | 100% | 100% | 100% | 1 | 1 | 1
Industrial_Petroleum_New_Miscellaneous_Natural Gas_Miscellaneous_E2_Baseline Forecast | Industrial | Petroleum | New | Miscellaneous | Natural Gas | Miscellaneous | E2 |  | Baseline Forecast | [27 empty] | 0 | 0 | 0 | bar: 2019 to 2045
Industrial_Petroleum_New_Miscellaneous_Natural Gas_Miscellaneous_E3_Baseline Forecast | Industrial | Petroleum | New | Miscellaneous | Natural Gas | Miscellaneous | E3 |  | Baseline Forecast | [27 empty] | 0 | 0 | 0 | bar: 2019 to 2045
Industrial_Petroleum_New_Miscellaneous_Natural Gas_Miscellaneous_E4_Baseline Forecast | Industrial | Petroleum | New | Miscellaneous | Natural Gas | Miscellaneous | E4 |  | Baseline Forecast | [27 empty] | 0 | 0 | 0 | bar: 2019 to 2045
Industrial_Petroleum_New_Miscellaneous_Natural Gas_Miscellaneous_E5_Baseline Forecast | Industrial | Petroleum | New | Miscellaneous | Natural Gas | Miscellaneous | E5 |  | Baseline Forecast | [27 empty] | 0 | 0 | 0 | bar: 2019 to 2045
Industrial_Petroleum_New_Miscellaneous_Natural Gas_Miscellaneous_E6_Baseline Forecast | Industrial | Petroleum | New | Miscellaneous | Natural Gas | Miscellaneous | E6 |  | Baseline Forecast | [27 empty] | 0 | 0 | 0 | bar: 2019 to 2045
Industrial_Petroleum_New_Miscellaneous_Natural Gas_Miscellaneous_E7_Baseline Forecast | Industrial | Petroleum | New | Miscellaneous | Natural Gas | Miscellaneous | E7 |  | Baseline Forecast | [27 empty] | 0 | 0 | 0 | bar: 2019 to 2045
Industrial_Petroleum_New_Miscellaneous_Natural Gas_Miscellaneous_E8_Baseline Forecast | Industrial | Petroleum | New | Miscellaneous | Natural Gas | Miscellaneous | E8 |  | Baseline Forecast | [27 empty] | 0 | 0 | 0 | bar: 2019 to 2045
Industrial_Petroleum_New_Miscellaneous_Natural Gas_Miscellaneous_E9_Baseline Forecast | Industrial | Petroleum | New | Miscellaneous | Natural Gas | Miscellaneous | E9 |  | Baseline Forecast | [27 empty] | 0 | 0 | 0 | bar: 2019 to 2045
Industrial_Petroleum_New_Miscellaneous_Natural Gas_Miscellaneous_E10_Baseline Forecast | Industrial | Petroleum | New | Miscellaneous | Natural Gas | Miscellaneous | E10 |  | Baseline Forecast | [27 empty] | 0 | 0 | 0 | bar: 2019 to 2045
Industrial_Paper and Printing_Existing_Space Heating_Natural Gas_Furnace_E1_Baseline Forecast | Industrial | Paper and Printing | Existing | Space Heating | Natural Gas | Furnace | E1 | AFUE 80% (Standard) | Baseline Forecast | 100% | 100% | 100% | 100% | 100% | 100% | 100% | 100% | 100% | 100% | 100% | 100% | 100% | 100% | 100% | 100% | 100% | 100% | 100% | 100% | 100% | 100% | 100% | 100% | 100% | 100% | 100% | 1 | 1 | 1
Industrial_Paper and Printing_Existing_Space Heating_Natural Gas_Furnace_E2_Baseline Forecast | Industrial | Paper and Printing | Existing | Space Heating | Natural Gas | Furnace | E2 | AFUE 90% | Baseline Forecast | [27 empty] | 0 | 0 | 0 | bar: 2019 to 2045
Industrial_Paper and Printing_Existing_Space Heating_Natural Gas_Furnace_E3_Baseline Forecast | Industrial | Paper and Printing | Existing | Space Heating | Natural Gas | Furnace | E3 | AFUE 96% | Baseline Forecast | [27 empty] | 0 | 0 | 0 | bar: 2019 to 2045
Industrial_Paper and Printing_Existing_Space Heating_Natural Gas_Furnace_E4_Baseline Forecast | Industrial | Paper and Printing | Existing | Space Heating | Natural Gas | Furnace | E4 |  | Baseline Forecast | [27 empty] | 0 | 0 | 0 | bar: 2019 to 2045
Industrial_Paper and Printing_Existing_Space Heating_Natural Gas_Furnace_E5_Baseline Forecast | Industrial | Paper and Printing | Existing | Space Heating | Natural Gas | Furnace | E5 |  | Baseline Forecast | [27 empty] | 0 | 0 | 0 | bar: 2019 to 2045
Industrial_Paper and Printing_Existing_Space Heating_Natural Gas_Furnace_E6_Baseline Forecast | Industrial | Paper and Printing | Existing | Space Heating | Natural Gas | Furnace | E6 |  | Baseline Forecast | [27 empty] | 0 | 0 | 0 | bar: 2019 to 2045
Industrial_Paper and Printing_Existing_Space Heating_Natural Gas_Furnace_E7_Baseline Forecast | Industrial | Paper and Printing | Existing | Space Heating | Natural Gas | Furnace | E7 |  | Baseline Forecast | [27 empty] | 0 | 0 | 0 | bar: 2019 to 2045
Industrial_Paper and Printing_Existing_Space Heating_Natural Gas_Furnace_E8_Baseline Forecast | Industrial | Paper and Printing | Existing | Space Heating | Natural Gas | Furnace | E8 |  | Baseline Forecast | [27 empty] | 0 | 0 | 0 | bar: 2019 to 2045
Industrial_Paper and Printing_Existing_Space Heating_Natural Gas_Furnace_E9_Baseline Forecast | Industrial | Paper and Printing | Existing | Space Heating | Natural Gas | Furnace | E9 |  | Baseline Forecast | [27 empty] | 0 | 0 | 0 | bar: 2019 to 2045
Industrial_Paper and Printing_Existing_Space Heating_Natural Gas_Furnace_E10_Baseline Forecast | Industrial | Paper and Printing | Existing | Space Heating | Natural Gas | Furnace | E10 |  | Baseline Forecast | [27 empty] | 0 | 0 | 0 | bar: 2019 to 2045
Industrial_Paper and Printing_Existing_Space Heating_Natural Gas_Boiler_E1_Baseline Forecast | Industrial | Paper and Printing | Existing | Space Heating | Natural Gas | Boiler | E1 | AFUE 80% (Standard) | Baseline Forecast | 100% | 100% | 100% | 100% | 100% | 100% | 100% | 100% | 100% | 100% | 100% | 100% | 100% | 100% | 100% | 100% | 100% | 100% | 100% | 100% | 100% | 100% | 100% | 100% | 100% | 100% | 100% | 1 | 1 | 1
Industrial_Paper and Printing_Existing_Space Heating_Natural Gas_Boiler_E2_Baseline Forecast | Industrial | Paper and Printing | Existing | Space Heating | Natural Gas | Boiler | E2 | AFUE 85% | Baseline Forecast | [27 empty] | 0 | 0 | 0 | bar: 2019 to 2045
Industrial_Paper and Printing_Existing_Space Heating_Natural Gas_Boiler_E3_Baseline Forecast | Industrial | Paper and Printing | Existing | Space Heating | Natural Gas | Boiler | E3 | AFUE 97% | Baseline Forecast | [27 empty] | 0 | 0 | 0 | bar: 2019 to 2045
Industrial_Paper and Printing_Existing_Space Heating_Natural Gas_Boiler_E4_Baseline Forecast | Industrial | Paper and Printing | Existing | Space Heating | Natural Gas | Boiler | E4 | Convert to NG Air Source Heat Pump | Baseline Forecast | [27 empty] | 0 | 0 | 0 | bar: 2019 to 2045
Industrial_Paper and Printing_Existing_Space Heating_Natural Gas_Boiler_E5_Baseline Forecast | Industrial | Paper and Printing | Existing | Space Heating | Natural Gas | Boiler | E5 |  | Baseline Forecast | [27 empty] | 0 | 0 | 0 | bar: 2019 to 2045
Industrial_Paper and Printing_Existing_Space Heating_Natural Gas_Boiler_E6_Baseline Forecast | Industrial | Paper and Printing | Existing | Space Heating | Natural Gas | Boiler | E6 |  | Baseline Forecast | [27 empty] | 0 | 0 | 0 | bar: 2019 to 2045
Industrial_Paper and Printing_Existing_Space Heating_Natural Gas_Boiler_E7_Baseline Forecast | Industrial | Paper and Printing | Existing | Space Heating | Natural Gas | Boiler | E7 |  | Baseline Forecast | [27 empty] | 0 | 0 | 0 | bar: 2019 to 2045
Industrial_Paper and Printing_Existing_Space Heating_Natural Gas_Boiler_E8_Baseline Forecast | Industrial | Paper and Printing | Existing | Space Heating | Natural Gas | Boiler | E8 |  | Baseline Forecast | [27 empty] | 0 | 0 | 0 | bar: 2019 to 2045
Industrial_Paper and Printing_Existing_Space Heating_Natural Gas_Boiler_E9_Baseline Forecast | Industrial | Paper and Printing | Existing | Space Heating | Natural Gas | Boiler | E9 |  | Baseline Forecast | [27 empty] | 0 | 0 | 0 | bar: 2019 to 2045
Industrial_Paper and Printing_Existing_Space Heating_Natural Gas_Boiler_E10_Baseline Forecast | Industrial | Paper and Printing | Existing | Space Heating | Natural Gas | Boiler | E10 |  | Baseline Forecast | [27 empty] | 0 | 0 | 0 | bar: 2019 to 2045
Industrial_Paper and Printing_Existing_Space Heating_Natural Gas_Unit Heater_E1_Baseline Forecast | Industrial | Paper and Printing | Existing | Space Heating | Natural Gas | Unit Heater | E1 | Standard | Baseline Forecast | 100% | 100% | 100% | 100% | 100% | 100% | 100% | 100% | 100% | 100% | 100% | 100% | 100% | 100% | 100% | 100% | 100% | 100% | 100% | 100% | 100% | 100% | 100% | 100% | 100% | 100% | 100% | 1 | 1 | 1
Industrial_Paper and Printing_Existing_Space Heating_Natural Gas_Unit Heater_E2_Baseline Forecast | Industrial | Paper and Printing | Existing | Space Heating | Natural Gas | Unit Heater | E2 | Condensing | Baseline Forecast | [27 empty] | 0 | 0 | 0 | bar: 2019 to 2045
Industrial_Paper and Printing_Existing_Space Heating_Natural Gas_Unit Heater_E3_Baseline Forecast | Industrial | Paper and Printing | Existing | Space Heating | Natural Gas | Unit Heater | E3 | Infrared Radiant | Baseline Forecast | [27 empty] | 0 | 0 | 0 | bar: 2019 to 2045
Industrial_Paper and Printing_Existing_Space Heating_Natural Gas_Unit Heater_E4_Baseline Forecast | Industrial | Paper and Printing | Existing | Space Heating | Natural Gas | Unit Heater | E4 |  | Baseline Forecast | [27 empty] | 0 | 0 | 0 | bar: 2019 to 2045
Industrial_Paper and Printing_Existing_Space Heating_Natural Gas_Unit Heater_E5_Baseline Forecast | Industrial | Paper and Printing | Existing | Space Heating | Natural Gas | Unit Heater | E5 |  | Baseline Forecast | [27 empty] | 0 | 0 | 0 | bar: 2019 to 2045
Industrial_Paper and Printing_Existing_Space Heating_Natural Gas_Unit Heater_E6_Baseline Forecast | Industrial | Paper and Printing | Existing | Space Heating | Natural Gas | Unit Heater | E6 |  | Baseline Forecast | [27 empty] | 0 | 0 | 0 | bar: 2019 to 2045
Industrial_Paper and Printing_Existing_Space Heating_Natural Gas_Unit Heater_E7_Baseline Forecast | Industrial | Paper and Printing | Existing | Space Heating | Natural Gas | Unit Heater | E7 |  | Baseline Forecast | [27 empty] | 0 | 0 | 0 | bar: 2019 to 2045
Industrial_Paper and Printing_Existing_Space Heating_Natural Gas_Unit Heater_E8_Baseline Forecast | Industrial | Paper and Printing | Existing | Space Heating | Natural Gas | Unit Heater | E8 |  | Baseline Forecast | [27 empty] | 0 | 0 | 0 | bar: 2019 to 2045
Industrial_Paper and Printing_Existing_Space Heating_Natural Gas_Unit Heater_E9_Baseline Forecast | Industrial | Paper and Printing | Existing | Space Heating | Natural Gas | Unit Heater | E9 |  | Baseline Forecast | [27 empty] | 0 | 0 | 0 | bar: 2019 to 2045
Industrial_Paper and Printing_Existing_Space Heating_Natural Gas_Unit Heater_E10_Baseline Forecast | Industrial | Paper and Printing | Existing | Space Heating | Natural Gas | Unit Heater | E10 |  | Baseline Forecast | [27 empty] | 0 | 0 | 0 | bar: 2019 to 2045
Industrial_Paper and Printing_Existing_Process_Natural Gas_Process Boiler_E1_Baseline Forecast | Industrial | Paper and Printing | Existing | Process | Natural Gas | Process Boiler | E1 | EF .80 | Baseline Forecast | 100% | 100% | 100% | 100% | 100% | 100% | 100% | 100% | 100% | 100% | 100% | 100% | 100% | 100% | 100% | 100% | 100% | 100% | 100% | 100% | 100% | 100% | 100% | 100% | 100% | 100% | 100% | 1 | 1 | 1
Industrial_Paper and Printing_Existing_Process_Natural Gas_Process Boiler_E2_Baseline Forecast | Industrial | Paper and Printing | Existing | Process | Natural Gas | Process Boiler | E2 |  | Baseline Forecast | [27 empty] | 0 | 0 | 0 | bar: 2019 to 2045
Industrial_Paper and Printing_Existing_Process_Natural Gas_Process Boiler_E3_Baseline Forecast | Industrial | Paper and Printing | Existing | Process | Natural Gas | Process Boiler | E3 |  | Baseline Forecast | [27 empty] | 0 | 0 | 0 | bar: 2019 to 2045
Industrial_Paper and Printing_Existing_Process_Natural Gas_Process Boiler_E4_Baseline Forecast | Industrial | Paper and Printing | Existing | Process | Natural Gas | Process Boiler | E4 |  | Baseline Forecast | [27 empty] | 0 | 0 | 0 | bar: 2019 to 2045
Industrial_Paper and Printing_Existing_Process_Natural Gas_Process Boiler_E5_Baseline Forecast | Industrial | Paper and Printing | Existing | Process | Natural Gas | Process Boiler | E5 |  | Baseline Forecast | [27 empty] | 0 | 0 | 0 | bar: 2019 to 2045
Industrial_Paper and Printing_Existing_Process_Natural Gas_Process Boiler_E6_Baseline Forecast | Industrial | Paper and Printing | Existing | Process | Natural Gas | Process Boiler | E6 |  | Baseline Forecast | [27 empty] | 0 | 0 | 0 | bar: 2019 to 2045
Industrial_Paper and Printing_Existing_Process_Natural Gas_Process Boiler_E7_Baseline Forecast | Industrial | Paper and Printing | Existing | Process | Natural Gas | Process Boiler | E7 |  | Baseline Forecast | [27 empty] | 0 | 0 | 0 | bar: 2019 to 2045
Industrial_Paper and Printing_Existing_Process_Natural Gas_Process Boiler_E8_Baseline Forecast | Industrial | Paper and Printing | Existing | Process | Natural Gas | Process Boiler | E8 |  | Baseline Forecast | [27 empty] | 0 | 0 | 0 | bar: 2019 to 2045
Industrial_Paper and Printing_Existing_Process_Natural Gas_Process Boiler_E9_Baseline Forecast | Industrial | Paper and Printing | Existing | Process | Natural Gas | Process Boiler | E9 |  | Baseline Forecast | [27 empty] | 0 | 0 | 0 | bar: 2019 to 2045
Industrial_Paper and Printing_Existing_Process_Natural Gas_Process Boiler_E10_Baseline Forecast | Industrial | Paper and Printing | Existing | Process | Natural Gas | Process Boiler | E10 |  | Baseline Forecast | [27 empty] | 0 | 0 | 0 | bar: 2019 to 2045
Industrial_Paper and Printing_Existing_Process_Natural Gas_Process Heating_E1_Baseline Forecast | Industrial | Paper and Printing | Existing | Process | Natural Gas | Process Heating | E1 | Standard | Baseline Forecast | 100% | 100% | 100% | 100% | 100% | 100% | 100% | 100% | 100% | 100% | 100% | 100% | 100% | 100% | 100% | 100% | 100% | 100% | 100% | 100% | 100% | 100% | 100% | 100% | 100% | 100% | 100% | 1 | 1 | 1
Industrial_Paper and Printing_Existing_Process_Natural Gas_Process Heating_E2_Baseline Forecast | Industrial | Paper and Printing | Existing | Process | Natural Gas | Process Heating | E2 |  | Baseline Forecast | [27 empty] | 0 | 0 | 0 | bar: 2019 to 2045
Industrial_Paper and Printing_Existing_Process_Natural Gas_Process Heating_E3_Baseline Forecast | Industrial | Paper and Printing | Existing | Process | Natural Gas | Process Heating | E3 |  | Baseline Forecast | [27 empty] | 0 | 0 | 0 | bar: 2019 to 2045
Industrial_Paper and Printing_Existing_Process_Natural Gas_Process Heating_E4_Baseline Forecast | Industrial | Paper and Printing | Existing | Process | Natural Gas | Process Heating | E4 |  | Baseline Forecast | [27 empty] | 0 | 0 | 0 | bar: 2019 to 2045
Industrial_Paper and Printing_Existing_Process_Natural Gas_Process Heating_E5_Baseline Forecast | Industrial | Paper and Printing | Existing | Process | Natural Gas | Process Heating | E5 |  | Baseline Forecast | [27 empty] | 0 | 0 | 0 | bar: 2019 to 2045
Industrial_Paper and Printing_Existing_Process_Natural Gas_Process Heating_E6_Baseline Forecast | Industrial | Paper and Printing | Existing | Process | Natural Gas | Process Heating | E6 |  | Baseline Forecast | [27 empty] | 0 | 0 | 0 | bar: 2019 to 2045
Industrial_Paper and Printing_Existing_Process_Natural Gas_Process Heating_E7_Baseline Forecast | Industrial | Paper and Printing | Existing | Process | Natural Gas | Process Heating | E7 |  | Baseline Forecast | [27 empty] | 0 | 0 | 0 | bar: 2019 to 2045
Industrial_Paper and Printing_Existing_Process_Natural Gas_Process Heating_E8_Baseline Forecast | Industrial | Paper and Printing | Existing | Process | Natural Gas | Process Heating | E8 |  | Baseline Forecast | [27 empty] | 0 | 0 | 0 | bar: 2019 to 2045
Industrial_Paper and Printing_Existing_Process_Natural Gas_Process Heating_E9_Baseline Forecast | Industrial | Paper and Printing | Existing | Process | Natural Gas | Process Heating | E9 |  | Baseline Forecast | [27 empty] | 0 | 0 | 0 | bar: 2019 to 2045
Industrial_Paper and Printing_Existing_Process_Natural Gas_Process Heating_E10_Baseline Forecast | Industrial | Paper and Printing | Existing | Process | Natural Gas | Process Heating | E10 |  | Baseline Forecast | [27 empty] | 0 | 0 | 0 | bar: 2019 to 2045
Industrial_Paper and Printing_Existing_Process_Natural Gas_Process Cooling_E1_Baseline Forecast | Industrial | Paper and Printing | Existing | Process | Natural Gas | Process Cooling | E1 | Standard | Baseline Forecast | 100% | 100% | 100% | 100% | 100% | 100% | 100% | 100% | 100% | 100% | 100% | 100% | 100% | 100% | 100% | 100% | 100% | 100% | 100% | 100% | 100% | 100% | 100% | 100% | 100% | 100% | 100% | 1 | 1 | 1
Industrial_Paper and Printing_Existing_Process_Natural Gas_Process Cooling_E2_Baseline Forecast | Industrial | Paper and Printing | Existing | Process | Natural Gas | Process Cooling | E2 |  | Baseline Forecast | [27 empty] | 0 | 0 | 0 | bar: 2019 to 2045
Industrial_Paper and Printing_Existing_Process_Natural Gas_Process Cooling_E3_Baseline Forecast | Industrial | Paper and Printing | Existing | Process | Natural Gas | Process Cooling | E3 |  | Baseline Forecast | [27 empty] | 0 | 0 | 0 | bar: 2019 to 2045
Industrial_Paper and Printing_Existing_Process_Natural Gas_Process Cooling_E4_Baseline Forecast | Industrial | Paper and Printing | Existing | Process | Natural Gas | Process Cooling | E4 |  | Baseline Forecast | [27 empty] | 0 | 0 | 0 | bar: 2019 to 2045
Industrial_Paper and Printing_Existing_Process_Natural Gas_Process Cooling_E5_Baseline Forecast | Industrial | Paper and Printing | Existing | Process | Natural Gas | Process Cooling | E5 |  | Baseline Forecast | [27 empty] | 0 | 0 | 0 | bar: 2019 to 2045
Industrial_Paper and Printing_Existing_Process_Natural Gas_Process Cooling_E6_Baseline Forecast | Industrial | Paper and Printing | Existing | Process | Natural Gas | Process Cooling | E6 |  | Baseline Forecast | [27 empty] | 0 | 0 | 0 | bar: 2019 to 2045
Industrial_Paper and Printing_Existing_Process_Natural Gas_Process Cooling_E7_Baseline Forecast | Industrial | Paper and Printing | Existing | Process | Natural Gas | Process Cooling | E7 |  | Baseline Forecast | [27 empty] | 0 | 0 | 0 | bar: 2019 to 2045
Industrial_Paper and Printing_Existing_Process_Natural Gas_Process Cooling_E8_Baseline Forecast | Industrial | Paper and Printing | Existing | Process | Natural Gas | Process Cooling | E8 |  | Baseline Forecast | [27 empty] | 0 | 0 | 0 | bar: 2019 to 2045
Industrial_Paper and Printing_Existing_Process_Natural Gas_Process Cooling_E9_Baseline Forecast | Industrial | Paper and Printing | Existing | Process | Natural Gas | Process Cooling | E9 |  | Baseline Forecast | [27 empty] | 0 | 0 | 0 | bar: 2019 to 2045
Industrial_Paper and Printing_Existing_Process_Natural Gas_Process Cooling_E10_Baseline Forecast | Industrial | Paper and Printing | Existing | Process | Natural Gas | Process Cooling | E10 |  | Baseline Forecast | [27 empty] | 0 | 0 | 0 | bar: 2019 to 2045
Industrial_Paper and Printing_Existing_Process_Natural Gas_Other Process_E1_Baseline Forecast | Industrial | Paper and Printing | Existing | Process | Natural Gas | Other Process | E1 | Standard | Baseline Forecast | 100% | 100% | 100% | 100% | 100% | 100% | 100% | 100% | 100% | 100% | 100% | 100% | 100% | 100% | 100% | 100% | 100% | 100% | 100% | 100% | 100% | 100% | 100% | 100% | 100% | 100% | 100% | 1 | 1 | 1
Industrial_Paper and Printing_Existing_Process_Natural Gas_Other Process_E2_Baseline Forecast | Industrial | Paper and Printing | Existing | Process | Natural Gas | Other Process | E2 |  | Baseline Forecast | [27 empty] | 0 | 0 | 0 | bar: 2019 to 2045
Industrial_Paper and Printing_Existing_Process_Natural Gas_Other Process_E3_Baseline Forecast | Industrial | Paper and Printing | Existing | Process | Natural Gas | Other Process | E3 |  | Baseline Forecast | [27 empty] | 0 | 0 | 0 | bar: 2019 to 2045
Industrial_Paper and Printing_Existing_Process_Natural Gas_Other Process_E4_Baseline Forecast | Industrial | Paper and Printing | Existing | Process | Natural Gas | Other Process | E4 |  | Baseline Forecast | [27 empty] | 0 | 0 | 0 | bar: 2019 to 2045
Industrial_Paper and Printing_Existing_Process_Natural Gas_Other Process_E5_Baseline Forecast | Industrial | Paper and Printing | Existing | Process | Natural Gas | Other Process | E5 |  | Baseline Forecast | [27 empty] | 0 | 0 | 0 | bar: 2019 to 2045
Industrial_Paper and Printing_Existing_Process_Natural Gas_Other Process_E6_Baseline Forecast | Industrial | Paper and Printing | Existing | Process | Natural Gas | Other Process | E6 |  | Baseline Forecast | [27 empty] | 0 | 0 | 0 | bar: 2019 to 2045
Industrial_Paper and Printing_Existing_Process_Natural Gas_Other Process_E7_Baseline Forecast | Industrial | Paper and Printing | Existing | Process | Natural Gas | Other Process | E7 |  | Baseline Forecast | [27 empty] | 0 | 0 | 0 | bar: 2019 to 2045
Industrial_Paper and Printing_Existing_Process_Natural Gas_Other Process_E8_Baseline Forecast | Industrial | Paper and Printing | Existing | Process | Natural Gas | Other Process | E8 |  | Baseline Forecast | [27 empty] | 0 | 0 | 0 | bar: 2019 to 2045
Industrial_Paper and Printing_Existing_Process_Natural Gas_Other Process_E9_Baseline Forecast | Industrial | Paper and Printing | Existing | Process | Natural Gas | Other Process | E9 |  | Baseline Forecast | [27 empty] | 0 | 0 | 0 | bar: 2019 to 2045
Industrial_Paper and Printing_Existing_Process_Natural Gas_Other Process_E10_Baseline Forecast | Industrial | Paper and Printing | Existing | Process | Natural Gas | Other Process | E10 |  | Baseline Forecast | [27 empty] | 0 | 0 | 0 | bar: 2019 to 2045
Industrial_Paper and Printing_Existing_Miscellaneous_Natural Gas_Miscellaneous_E1_Baseline Forecast | Industrial | Paper and Printing | Existing | Miscellaneous | Natural Gas | Miscellaneous | E1 | Standard | Baseline Forecast | 100% | 100% | 100% | 100% | 100% | 100% | 100% | 100% | 100% | 100% | 100% | 100% | 100% | 100% | 100% | 100% | 100% | 100% | 100% | 100% | 100% | 100% | 100% | 100% | 100% | 100% | 100% | 1 | 1 | 1
Industrial_Paper and Printing_Existing_Miscellaneous_Natural Gas_Miscellaneous_E2_Baseline Forecast | Industrial | Paper and Printing | Existing | Miscellaneous | Natural Gas | Miscellaneous | E2 |  | Baseline Forecast | [27 empty] | 0 | 0 | 0 | bar: 2019 to 2045
Industrial_Paper and Printing_Existing_Miscellaneous_Natural Gas_Miscellaneous_E3_Baseline Forecast | Industrial | Paper and Printing | Existing | Miscellaneous | Natural Gas | Miscellaneous | E3 |  | Baseline Forecast | [27 empty] | 0 | 0 | 0 | bar: 2019 to 2045
Industrial_Paper and Printing_Existing_Miscellaneous_Natural Gas_Miscellaneous_E4_Baseline Forecast | Industrial | Paper and Printing | Existing | Miscellaneous | Natural Gas | Miscellaneous | E4 |  | Baseline Forecast | [27 empty] | 0 | 0 | 0 | bar: 2019 to 2045
Industrial_Paper and Printing_Existing_Miscellaneous_Natural Gas_Miscellaneous_E5_Baseline Forecast | Industrial | Paper and Printing | Existing | Miscellaneous | Natural Gas | Miscellaneous | E5 |  | Baseline Forecast | [27 empty] | 0 | 0 | 0 | bar: 2019 to 2045
Industrial_Paper and Printing_Existing_Miscellaneous_Natural Gas_Miscellaneous_E6_Baseline Forecast | Industrial | Paper and Printing | Existing | Miscellaneous | Natural Gas | Miscellaneous | E6 |  | Baseline Forecast | [27 empty] | 0 | 0 | 0 | bar: 2019 to 2045
Industrial_Paper and Printing_Existing_Miscellaneous_Natural Gas_Miscellaneous_E7_Baseline Forecast | Industrial | Paper and Printing | Existing | Miscellaneous | Natural Gas | Miscellaneous | E7 |  | Baseline Forecast | [27 empty] | 0 | 0 | 0 | bar: 2019 to 2045
Industrial_Paper and Printing_Existing_Miscellaneous_Natural Gas_Miscellaneous_E8_Baseline Forecast | Industrial | Paper and Printing | Existing | Miscellaneous | Natural Gas | Miscellaneous | E8 |  | Baseline Forecast | [27 empty] | 0 | 0 | 0 | bar: 2019 to 2045
Industrial_Paper and Printing_Existing_Miscellaneous_Natural Gas_Miscellaneous_E9_Baseline Forecast | Industrial | Paper and Printing | Existing | Miscellaneous | Natural Gas | Miscellaneous | E9 |  | Baseline Forecast | [27 empty] | 0 | 0 | 0 | bar: 2019 to 2045
Industrial_Paper and Printing_Existing_Miscellaneous_Natural Gas_Miscellaneous_E10_Baseline Forecast | Industrial | Paper and Printing | Existing | Miscellaneous | Natural Gas | Miscellaneous | E10 |  | Baseline Forecast | [27 empty] | 0 | 0 | 0 | bar: 2019 to 2045
Industrial_Paper and Printing_New_Space Heating_Natural Gas_Furnace_E1_Baseline Forecast | Industrial | Paper and Printing | New | Space Heating | Natural Gas | Furnace | E1 | AFUE 80% (Standard) | Baseline Forecast | 100% | 100% | 100% | 100% | 100% | 100% | 100% | 100% | 100% | 100% | 100% | 100% | 100% | 100% | 100% | 100% | 100% | 100% | 100% | 100% | 100% | 100% | 100% | 100% | 100% | 100% | 100% | 1 | 1 | 1
Industrial_Paper and Printing_New_Space Heating_Natural Gas_Furnace_E2_Baseline Forecast | Industrial | Paper and Printing | New | Space Heating | Natural Gas | Furnace | E2 | AFUE 90% | Baseline Forecast | [27 empty] | 0 | 0 | 0 | bar: 2019 to 2045
Industrial_Paper and Printing_New_Space Heating_Natural Gas_Furnace_E3_Baseline Forecast | Industrial | Paper and Printing | New | Space Heating | Natural Gas | Furnace | E3 | AFUE 96% | Baseline Forecast | [27 empty] | 0 | 0 | 0 | bar: 2019 to 2045
Industrial_Paper and Printing_New_Space Heating_Natural Gas_Furnace_E4_Baseline Forecast | Industrial | Paper and Printing | New | Space Heating | Natural Gas | Furnace | E4 |  | Baseline Forecast | [27 empty] | 0 | 0 | 0 | bar: 2019 to 2045
Industrial_Paper and Printing_New_Space Heating_Natural Gas_Furnace_E5_Baseline Forecast | Industrial | Paper and Printing | New | Space Heating | Natural Gas | Furnace | E5 |  | Baseline Forecast | [27 empty] | 0 | 0 | 0 | bar: 2019 to 2045
Industrial_Paper and Printing_New_Space Heating_Natural Gas_Furnace_E6_Baseline Forecast | Industrial | Paper and Printing | New | Space Heating | Natural Gas | Furnace | E6 |  | Baseline Forecast | [27 empty] | 0 | 0 | 0 | bar: 2019 to 2045
Industrial_Paper and Printing_New_Space Heating_Natural Gas_Furnace_E7_Baseline Forecast | Industrial | Paper and Printing | New | Space Heating | Natural Gas | Furnace | E7 |  | Baseline Forecast | [27 empty] | 0 | 0 | 0 | bar: 2019 to 2045
Industrial_Paper and Printing_New_Space Heating_Natural Gas_Furnace_E8_Baseline Forecast | Industrial | Paper and Printing | New | Space Heating | Natural Gas | Furnace | E8 |  | Baseline Forecast | [27 empty] | 0 | 0 | 0 | bar: 2019 to 2045
Industrial_Paper and Printing_New_Space Heating_Natural Gas_Furnace_E9_Baseline Forecast | Industrial | Paper and Printing | New | Space Heating | Natural Gas | Furnace | E9 |  | Baseline Forecast | [27 empty] | 0 | 0 | 0 | bar: 2019 to 2045
Industrial_Paper and Printing_New_Space Heating_Natural Gas_Furnace_E10_Baseline Forecast | Industrial | Paper and Printing | New | Space Heating | Natural Gas | Furnace | E10 |  | Baseline Forecast | [27 empty] | 0 | 0 | 0 | bar: 2019 to 2045
Industrial_Paper and Printing_New_Space Heating_Natural Gas_Boiler_E1_Baseline Forecast | Industrial | Paper and Printing | New | Space Heating | Natural Gas | Boiler | E1 | AFUE 80% (Standard) | Baseline Forecast | 100% | 100% | 100% | 100% | 100% | 100% | 100% | 100% | 100% | 100% | 100% | 100% | 100% | 100% | 100% | 100% | 100% | 100% | 100% | 100% | 100% | 100% | 100% | 100% | 100% | 100% | 100% | 1 | 1 | 1
Industrial_Paper and Printing_New_Space Heating_Natural Gas_Boiler_E2_Baseline Forecast | Industrial | Paper and Printing | New | Space Heating | Natural Gas | Boiler | E2 | AFUE 85% | Baseline Forecast | [27 empty] | 0 | 0 | 0 | bar: 2019 to 2045
Industrial_Paper and Printing_New_Space Heating_Natural Gas_Boiler_E3_Baseline Forecast | Industrial | Paper and Printing | New | Space Heating | Natural Gas | Boiler | E3 | AFUE 97% | Baseline Forecast | [27 empty] | 0 | 0 | 0 | bar: 2019 to 2045
Industrial_Paper and Printing_New_Space Heating_Natural Gas_Boiler_E4_Baseline Forecast | Industrial | Paper and Printing | New | Space Heating | Natural Gas | Boiler | E4 | Convert to NG Air Source Heat Pump | Baseline Forecast | [27 empty] | 0 | 0 | 0 | bar: 2019 to 2045
Industrial_Paper and Printing_New_Space Heating_Natural Gas_Boiler_E5_Baseline Forecast | Industrial | Paper and Printing | New | Space Heating | Natural Gas | Boiler | E5 |  | Baseline Forecast | [27 empty] | 0 | 0 | 0 | bar: 2019 to 2045
Industrial_Paper and Printing_New_Space Heating_Natural Gas_Boiler_E6_Baseline Forecast | Industrial | Paper and Printing | New | Space Heating | Natural Gas | Boiler | E6 |  | Baseline Forecast | [27 empty] | 0 | 0 | 0 | bar: 2019 to 2045
Industrial_Paper and Printing_New_Space Heating_Natural Gas_Boiler_E7_Baseline Forecast | Industrial | Paper and Printing | New | Space Heating | Natural Gas | Boiler | E7 |  | Baseline Forecast | [27 empty] | 0 | 0 | 0 | bar: 2019 to 2045
Industrial_Paper and Printing_New_Space Heating_Natural Gas_Boiler_E8_Baseline Forecast | Industrial | Paper and Printing | New | Space Heating | Natural Gas | Boiler | E8 |  | Baseline Forecast | [27 empty] | 0 | 0 | 0 | bar: 2019 to 2045
Industrial_Paper and Printing_New_Space Heating_Natural Gas_Boiler_E9_Baseline Forecast | Industrial | Paper and Printing | New | Space Heating | Natural Gas | Boiler | E9 |  | Baseline Forecast | [27 empty] | 0 | 0 | 0 | bar: 2019 to 2045
Industrial_Paper and Printing_New_Space Heating_Natural Gas_Boiler_E10_Baseline Forecast | Industrial | Paper and Printing | New | Space Heating | Natural Gas | Boiler | E10 |  | Baseline Forecast | [27 empty] | 0 | 0 | 0 | bar: 2019 to 2045
Industrial_Paper and Printing_New_Space Heating_Natural Gas_Unit Heater_E1_Baseline Forecast | Industrial | Paper and Printing | New | Space Heating | Natural Gas | Unit Heater | E1 | Standard | Baseline Forecast | 100% | 100% | 100% | 100% | 100% | 100% | 100% | 100% | 100% | 100% | 100% | 100% | 100% | 100% | 100% | 100% | 100% | 100% | 100% | 100% | 100% | 100% | 100% | 100% | 100% | 100% | 100% | 1 | 1 | 1
Industrial_Paper and Printing_New_Space Heating_Natural Gas_Unit Heater_E2_Baseline Forecast | Industrial | Paper and Printing | New | Space Heating | Natural Gas | Unit Heater | E2 | Condensing | Baseline Forecast | [27 empty] | 0 | 0 | 0 | bar: 2019 to 2045
Industrial_Paper and Printing_New_Space Heating_Natural Gas_Unit Heater_E3_Baseline Forecast | Industrial | Paper and Printing | New | Space Heating | Natural Gas | Unit Heater | E3 | Infrared Radiant | Baseline Forecast | [27 empty] | 0 | 0 | 0 | bar: 2019 to 2045
Industrial_Paper and Printing_New_Space Heating_Natural Gas_Unit Heater_E4_Baseline Forecast | Industrial | Paper and Printing | New | Space Heating | Natural Gas | Unit Heater | E4 |  | Baseline Forecast | [27 empty] | 0 | 0 | 0 | bar: 2019 to 2045
Industrial_Paper and Printing_New_Space Heating_Natural Gas_Unit Heater_E5_Baseline Forecast | Industrial | Paper and Printing | New | Space Heating | Natural Gas | Unit Heater | E5 |  | Baseline Forecast | [27 empty] | 0 | 0 | 0 | bar: 2019 to 2045
Industrial_Paper and Printing_New_Space Heating_Natural Gas_Unit Heater_E6_Baseline Forecast | Industrial | Paper and Printing | New | Space Heating | Natural Gas | Unit Heater | E6 |  | Baseline Forecast | [27 empty] | 0 | 0 | 0 | bar: 2019 to 2045
Industrial_Paper and Printing_New_Space Heating_Natural Gas_Unit Heater_E7_Baseline Forecast | Industrial | Paper and Printing | New | Space Heating | Natural Gas | Unit Heater | E7 |  | Baseline Forecast | [27 empty] | 0 | 0 | 0 | bar: 2019 to 2045
Industrial_Paper and Printing_New_Space Heating_Natural Gas_Unit Heater_E8_Baseline Forecast | Industrial | Paper and Printing | New | Space Heating | Natural Gas | Unit Heater | E8 |  | Baseline Forecast | [27 empty] | 0 | 0 | 0 | bar: 2019 to 2045
Industrial_Paper and Printing_New_Space Heating_Natural Gas_Unit Heater_E9_Baseline Forecast | Industrial | Paper and Printing | New | Space Heating | Natural Gas | Unit Heater | E9 |  | Baseline Forecast | [27 empty] | 0 | 0 | 0 | bar: 2019 to 2045
Industrial_Paper and Printing_New_Space Heating_Natural Gas_Unit Heater_E10_Baseline Forecast | Industrial | Paper and Printing | New | Space Heating | Natural Gas | Unit Heater | E10 |  | Baseline Forecast | [27 empty] | 0 | 0 | 0 | bar: 2019 to 2045
Industrial_Paper and Printing_New_Process_Natural Gas_Process Boiler_E1_Baseline Forecast | Industrial | Paper and Printing | New | Process | Natural Gas | Process Boiler | E1 | EF .80 | Baseline Forecast | 100% | 100% | 100% | 100% | 100% | 100% | 100% | 100% | 100% | 100% | 100% | 100% | 100% | 100% | 100% | 100% | 100% | 100% | 100% | 100% | 100% | 100% | 100% | 100% | 100% | 100% | 100% | 1 | 1 | 1
Industrial_Paper and Printing_New_Process_Natural Gas_Process Boiler_E2_Baseline Forecast | Industrial | Paper and Printing | New | Process | Natural Gas | Process Boiler | E2 |  | Baseline Forecast | [27 empty] | 0 | 0 | 0 | bar: 2019 to 2045
Industrial_Paper and Printing_New_Process_Natural Gas_Process Boiler_E3_Baseline Forecast | Industrial | Paper and Printing | New | Process | Natural Gas | Process Boiler | E3 |  | Baseline Forecast | [27 empty] | 0 | 0 | 0 | bar: 2019 to 2045
Industrial_Paper and Printing_New_Process_Natural Gas_Process Boiler_E4_Baseline Forecast | Industrial | Paper and Printing | New | Process | Natural Gas | Process Boiler | E4 |  | Baseline Forecast | [27 empty] | 0 | 0 | 0 | bar: 2019 to 2045
Industrial_Paper and Printing_New_Process_Natural Gas_Process Boiler_E5_Baseline Forecast | Industrial | Paper and Printing | New | Process | Natural Gas | Process Boiler | E5 |  | Baseline Forecast | [27 empty] | 0 | 0 | 0 | bar: 2019 to 2045
Industrial_Paper and Printing_New_Process_Natural Gas_Process Boiler_E6_Baseline Forecast | Industrial | Paper and Printing | New | Process | Natural Gas | Process Boiler | E6 |  | Baseline Forecast | [27 empty] | 0 | 0 | 0 | bar: 2019 to 2045
Industrial_Paper and Printing_New_Process_Natural Gas_Process Boiler_E7_Baseline Forecast | Industrial | Paper and Printing | New | Process | Natural Gas | Process Boiler | E7 |  | Baseline Forecast | [27 empty] | 0 | 0 | 0 | bar: 2019 to 2045
Industrial_Paper and Printing_New_Process_Natural Gas_Process Boiler_E8_Baseline Forecast | Industrial | Paper and Printing | New | Process | Natural Gas | Process Boiler | E8 |  | Baseline Forecast | [27 empty] | 0 | 0 | 0 | bar: 2019 to 2045
Industrial_Paper and Printing_New_Process_Natural Gas_Process Boiler_E9_Baseline Forecast | Industrial | Paper and Printing | New | Process | Natural Gas | Process Boiler | E9 |  | Baseline Forecast | [27 empty] | 0 | 0 | 0 | bar: 2019 to 2045
Industrial_Paper and Printing_New_Process_Natural Gas_Process Boiler_E10_Baseline Forecast | Industrial | Paper and Printing | New | Process | Natural Gas | Process Boiler | E10 |  | Baseline Forecast | [27 empty] | 0 | 0 | 0 | bar: 2019 to 2045
Industrial_Paper and Printing_New_Process_Natural Gas_Process Heating_E1_Baseline Forecast | Industrial | Paper and Printing | New | Process | Natural Gas | Process Heating | E1 | Standard | Baseline Forecast | 100% | 100% | 100% | 100% | 100% | 100% | 100% | 100% | 100% | 100% | 100% | 100% | 100% | 100% | 100% | 100% | 100% | 100% | 100% | 100% | 100% | 100% | 100% | 100% | 100% | 100% | 100% | 1 | 1 | 1
Industrial_Paper and Printing_New_Process_Natural Gas_Process Heating_E2_Baseline Forecast | Industrial | Paper and Printing | New | Process | Natural Gas | Process Heating | E2 |  | Baseline Forecast | [27 empty] | 0 | 0 | 0 | bar: 2019 to 2045
Industrial_Paper and Printing_New_Process_Natural Gas_Process Heating_E3_Baseline Forecast | Industrial | Paper and Printing | New | Process | Natural Gas | Process Heating | E3 |  | Baseline Forecast | [27 empty] | 0 | 0 | 0 | bar: 2019 to 2045
Industrial_Paper and Printing_New_Process_Natural Gas_Process Heating_E4_Baseline Forecast | Industrial | Paper and Printing | New | Process | Natural Gas | Process Heating | E4 |  | Baseline Forecast | [27 empty] | 0 | 0 | 0 | bar: 2019 to 2045
Industrial_Paper and Printing_New_Process_Natural Gas_Process Heating_E5_Baseline Forecast | Industrial | Paper and Printing | New | Process | Natural Gas | Process Heating | E5 |  | Baseline Forecast | [27 empty] | 0 | 0 | 0 | bar: 2019 to 2045
Industrial_Paper and Printing_New_Process_Natural Gas_Process Heating_E6_Baseline Forecast | Industrial | Paper and Printing | New | Process | Natural Gas | Process Heating | E6 |  | Baseline Forecast | [27 empty] | 0 | 0 | 0 | bar: 2019 to 2045
Industrial_Paper and Printing_New_Process_Natural Gas_Process Heating_E7_Baseline Forecast | Industrial | Paper and Printing | New | Process | Natural Gas | Process Heating | E7 |  | Baseline Forecast | [27 empty] | 0 | 0 | 0 | bar: 2019 to 2045
Industrial_Paper and Printing_New_Process_Natural Gas_Process Heating_E8_Baseline Forecast | Industrial | Paper and Printing | New | Process | Natural Gas | Process Heating | E8 |  | Baseline Forecast | [27 empty] | 0 | 0 | 0 | bar: 2019 to 2045
Industrial_Paper and Printing_New_Process_Natural Gas_Process Heating_E9_Baseline Forecast | Industrial | Paper and Printing | New | Process | Natural Gas | Process Heating | E9 |  | Baseline Forecast | [27 empty] | 0 | 0 | 0 | bar: 2019 to 2045
Industrial_Paper and Printing_New_Process_Natural Gas_Process Heating_E10_Baseline Forecast | Industrial | Paper and Printing | New | Process | Natural Gas | Process Heating | E10 |  | Baseline Forecast | [27 empty] | 0 | 0 | 0 | bar: 2019 to 2045
Industrial_Paper and Printing_New_Process_Natural Gas_Process Cooling_E1_Baseline Forecast | Industrial | Paper and Printing | New | Process | Natural Gas | Process Cooling | E1 | Standard | Baseline Forecast | 100% | 100% | 100% | 100% | 100% | 100% | 100% | 100% | 100% | 100% | 100% | 100% | 100% | 100% | 100% | 100% | 100% | 100% | 100% | 100% | 100% | 100% | 100% | 100% | 100% | 100% | 100% | 1 | 1 | 1
Industrial_Paper and Printing_New_Process_Natural Gas_Process Cooling_E2_Baseline Forecast | Industrial | Paper and Printing | New | Process | Natural Gas | Process Cooling | E2 |  | Baseline Forecast | [27 empty] | 0 | 0 | 0 | bar: 2019 to 2045
Industrial_Paper and Printing_New_Process_Natural Gas_Process Cooling_E3_Baseline Forecast | Industrial | Paper and Printing | New | Process | Natural Gas | Process Cooling | E3 |  | Baseline Forecast | [27 empty] | 0 | 0 | 0 | bar: 2019 to 2045
Industrial_Paper and Printing_New_Process_Natural Gas_Process Cooling_E4_Baseline Forecast | Industrial | Paper and Printing | New | Process | Natural Gas | Process Cooling | E4 |  | Baseline Forecast | [27 empty] | 0 | 0 | 0 | bar: 2019 to 2045
Industrial_Paper and Printing_New_Process_Natural Gas_Process Cooling_E5_Baseline Forecast | Industrial | Paper and Printing | New | Process | Natural Gas | Process Cooling | E5 |  | Baseline Forecast | [27 empty] | 0 | 0 | 0 | bar: 2019 to 2045
Industrial_Paper and Printing_New_Process_Natural Gas_Process Cooling_E6_Baseline Forecast | Industrial | Paper and Printing | New | Process | Natural Gas | Process Cooling | E6 |  | Baseline Forecast | [27 empty] | 0 | 0 | 0 | bar: 2019 to 2045
Industrial_Paper and Printing_New_Process_Natural Gas_Process Cooling_E7_Baseline Forecast | Industrial | Paper and Printing | New | Process | Natural Gas | Process Cooling | E7 |  | Baseline Forecast | [27 empty] | 0 | 0 | 0 | bar: 2019 to 2045
Industrial_Paper and Printing_New_Process_Natural Gas_Process Cooling_E8_Baseline Forecast | Industrial | Paper and Printing | New | Process | Natural Gas | Process Cooling | E8 |  | Baseline Forecast | [27 empty] | 0 | 0 | 0 | bar: 2019 to 2045
Industrial_Paper and Printing_New_Process_Natural Gas_Process Cooling_E9_Baseline Forecast | Industrial | Paper and Printing | New | Process | Natural Gas | Process Cooling | E9 |  | Baseline Forecast | [27 empty] | 0 | 0 | 0 | bar: 2019 to 2045
Industrial_Paper and Printing_New_Process_Natural Gas_Process Cooling_E10_Baseline Forecast | Industrial | Paper and Printing | New | Process | Natural Gas | Process Cooling | E10 |  | Baseline Forecast | [27 empty] | 0 | 0 | 0 | bar: 2019 to 2045
Industrial_Paper and Printing_New_Process_Natural Gas_Other Process_E1_Baseline Forecast | Industrial | Paper and Printing | New | Process | Natural Gas | Other Process | E1 | Standard | Baseline Forecast | 100% | 100% | 100% | 100% | 100% | 100% | 100% | 100% | 100% | 100% | 100% | 100% | 100% | 100% | 100% | 100% | 100% | 100% | 100% | 100% | 100% | 100% | 100% | 100% | 100% | 100% | 100% | 1 | 1 | 1
Industrial_Paper and Printing_New_Process_Natural Gas_Other Process_E2_Baseline Forecast | Industrial | Paper and Printing | New | Process | Natural Gas | Other Process | E2 |  | Baseline Forecast | [27 empty] | 0 | 0 | 0 | bar: 2019 to 2045
Industrial_Paper and Printing_New_Process_Natural Gas_Other Process_E3_Baseline Forecast | Industrial | Paper and Printing | New | Process | Natural Gas | Other Process | E3 |  | Baseline Forecast | [27 empty] | 0 | 0 | 0 | bar: 2019 to 2045
Industrial_Paper and Printing_New_Process_Natural Gas_Other Process_E4_Baseline Forecast | Industrial | Paper and Printing | New | Process | Natural Gas | Other Process | E4 |  | Baseline Forecast | [27 empty] | 0 | 0 | 0 | bar: 2019 to 2045
Industrial_Paper and Printing_New_Process_Natural Gas_Other Process_E5_Baseline Forecast | Industrial | Paper and Printing | New | Process | Natural Gas | Other Process | E5 |  | Baseline Forecast | [27 empty] | 0 | 0 | 0 | bar: 2019 to 2045
Industrial_Paper and Printing_New_Process_Natural Gas_Other Process_E6_Baseline Forecast | Industrial | Paper and Printing | New | Process | Natural Gas | Other Process | E6 |  | Baseline Forecast | [27 empty] | 0 | 0 | 0 | bar: 2019 to 2045
Industrial_Paper and Printing_New_Process_Natural Gas_Other Process_E7_Baseline Forecast | Industrial | Paper and Printing | New | Process | Natural Gas | Other Process | E7 |  | Baseline Forecast | [27 empty] | 0 | 0 | 0 | bar: 2019 to 2045
Industrial_Paper and Printing_New_Process_Natural Gas_Other Process_E8_Baseline Forecast | Industrial | Paper and Printing | New | Process | Natural Gas | Other Process | E8 |  | Baseline Forecast | [27 empty] | 0 | 0 | 0 | bar: 2019 to 2045
Industrial_Paper and Printing_New_Process_Natural Gas_Other Process_E9_Baseline Forecast | Industrial | Paper and Printing | New | Process | Natural Gas | Other Process | E9 |  | Baseline Forecast | [27 empty] | 0 | 0 | 0 | bar: 2019 to 2045
Industrial_Paper and Printing_New_Process_Natural Gas_Other Process_E10_Baseline Forecast | Industrial | Paper and Printing | New | Process | Natural Gas | Other Process | E10 |  | Baseline Forecast | [27 empty] | 0 | 0 | 0 | bar: 2019 to 2045
Industrial_Paper and Printing_New_Miscellaneous_Natural Gas_Miscellaneous_E1_Baseline Forecast | Industrial | Paper and Printing | New | Miscellaneous | Natural Gas | Miscellaneous | E1 | Standard | Baseline Forecast | 100% | 100% | 100% | 100% | 100% | 100% | 100% | 100% | 100% | 100% | 100% | 100% | 100% | 100% | 100% | 100% | 100% | 100% | 100% | 100% | 100% | 100% | 100% | 100% | 100% | 100% | 100% | 1 | 1 | 1
Industrial_Paper and Printing_New_Miscellaneous_Natural Gas_Miscellaneous_E2_Baseline Forecast | Industrial | Paper and Printing | New | Miscellaneous | Natural Gas | Miscellaneous | E2 |  | Baseline Forecast | [27 empty] | 0 | 0 | 0 | bar: 2019 to 2045
Industrial_Paper and Printing_New_Miscellaneous_Natural Gas_Miscellaneous_E3_Baseline Forecast | Industrial | Paper and Printing | New | Miscellaneous | Natural Gas | Miscellaneous | E3 |  | Baseline Forecast | [27 empty] | 0 | 0 | 0 | bar: 2019 to 2045
Industrial_Paper and Printing_New_Miscellaneous_Natural Gas_Miscellaneous_E4_Baseline Forecast | Industrial | Paper and Printing | New | Miscellaneous | Natural Gas | Miscellaneous | E4 |  | Baseline Forecast | [27 empty] | 0 | 0 | 0 | bar: 2019 to 2045
Industrial_Paper and Printing_New_Miscellaneous_Natural Gas_Miscellaneous_E5_Baseline Forecast | Industrial | Paper and Printing | New | Miscellaneous | Natural Gas | Miscellaneous | E5 |  | Baseline Forecast | [27 empty] | 0 | 0 | 0 | bar: 2019 to 2045
Industrial_Paper and Printing_New_Miscellaneous_Natural Gas_Miscellaneous_E6_Baseline Forecast | Industrial | Paper and Printing | New | Miscellaneous | Natural Gas | Miscellaneous | E6 |  | Baseline Forecast | [27 empty] | 0 | 0 | 0 | bar: 2019 to 2045
Industrial_Paper and Printing_New_Miscellaneous_Natural Gas_Miscellaneous_E7_Baseline Forecast | Industrial | Paper and Printing | New | Miscellaneous | Natural Gas | Miscellaneous | E7 |  | Baseline Forecast | [27 empty] | 0 | 0 | 0 | bar: 2019 to 2045
Industrial_Paper and Printing_New_Miscellaneous_Natural Gas_Miscellaneous_E8_Baseline Forecast | Industrial | Paper and Printing | New | Miscellaneous | Natural Gas | Miscellaneous | E8 |  | Baseline Forecast | [27 empty] | 0 | 0 | 0 | bar: 2019 to 2045
Industrial_Paper and Printing_New_Miscellaneous_Natural Gas_Miscellaneous_E9_Baseline Forecast | Industrial | Paper and Printing | New | Miscellaneous | Natural Gas | Miscellaneous | E9 |  | Baseline Forecast | [27 empty] | 0 | 0 | 0 | bar: 2019 to 2045
Industrial_Paper and Printing_New_Miscellaneous_Natural Gas_Miscellaneous_E10_Baseline Forecast | Industrial | Paper and Printing | New | Miscellaneous | Natural Gas | Miscellaneous | E10 |  | Baseline Forecast | [27 empty] | 0 | 0 | 0 | bar: 2019 to 2045
Industrial_Instruments_Existing_Space Heating_Natural Gas_Furnace_E1_Baseline Forecast | Industrial | Instruments | Existing | Space Heating | Natural Gas | Furnace | E1 | AFUE 80% (Standard) | Baseline Forecast | 100% | 100% | 100% | 100% | 100% | 100% | 100% | 100% | 100% | 100% | 100% | 100% | 100% | 100% | 100% | 100% | 100% | 100% | 100% | 100% | 100% | 100% | 100% | 100% | 100% | 100% | 100% | 1 | 1 | 1
Industrial_Instruments_Existing_Space Heating_Natural Gas_Furnace_E2_Baseline Forecast | Industrial | Instruments | Existing | Space Heating | Natural Gas | Furnace | E2 | AFUE 90% | Baseline Forecast | [27 empty] | 0 | 0 | 0 | bar: 2019 to 2045
Industrial_Instruments_Existing_Space Heating_Natural Gas_Furnace_E3_Baseline Forecast | Industrial | Instruments | Existing | Space Heating | Natural Gas | Furnace | E3 | AFUE 96% | Baseline Forecast | [27 empty] | 0 | 0 | 0 | bar: 2019 to 2045
Industrial_Instruments_Existing_Space Heating_Natural Gas_Furnace_E4_Baseline Forecast | Industrial | Instruments | Existing | Space Heating | Natural Gas | Furnace | E4 |  | Baseline Forecast | [27 empty] | 0 | 0 | 0 | bar: 2019 to 2045
Industrial_Instruments_Existing_Space Heating_Natural Gas_Furnace_E5_Baseline Forecast | Industrial | Instruments | Existing | Space Heating | Natural Gas | Furnace | E5 |  | Baseline Forecast | [27 empty] | 0 | 0 | 0 | bar: 2019 to 2045
Industrial_Instruments_Existing_Space Heating_Natural Gas_Furnace_E6_Baseline Forecast | Industrial | Instruments | Existing | Space Heating | Natural Gas | Furnace | E6 |  | Baseline Forecast | [27 empty] | 0 | 0 | 0 | bar: 2019 to 2045
Industrial_Instruments_Existing_Space Heating_Natural Gas_Furnace_E7_Baseline Forecast | Industrial | Instruments | Existing | Space Heating | Natural Gas | Furnace | E7 |  | Baseline Forecast | [27 empty] | 0 | 0 | 0 | bar: 2019 to 2045
Industrial_Instruments_Existing_Space Heating_Natural Gas_Furnace_E8_Baseline Forecast | Industrial | Instruments | Existing | Space Heating | Natural Gas | Furnace | E8 |  | Baseline Forecast | [27 empty] | 0 | 0 | 0 | bar: 2019 to 2045
Industrial_Instruments_Existing_Space Heating_Natural Gas_Furnace_E9_Baseline Forecast | Industrial | Instruments | Existing | Space Heating | Natural Gas | Furnace | E9 |  | Baseline Forecast | [27 empty] | 0 | 0 | 0 | bar: 2019 to 2045
Industrial_Instruments_Existing_Space Heating_Natural Gas_Furnace_E10_Baseline Forecast | Industrial | Instruments | Existing | Space Heating | Natural Gas | Furnace | E10 |  | Baseline Forecast | [27 empty] | 0 | 0 | 0 | bar: 2019 to 2045
Industrial_Instruments_Existing_Space Heating_Natural Gas_Boiler_E1_Baseline Forecast | Industrial | Instruments | Existing | Space Heating | Natural Gas | Boiler | E1 | AFUE 80% (Standard) | Baseline Forecast | 100% | 100% | 100% | 100% | 100% | 100% | 100% | 100% | 100% | 100% | 100% | 100% | 100% | 100% | 100% | 100% | 100% | 100% | 100% | 100% | 100% | 100% | 100% | 100% | 100% | 100% | 100% | 1 | 1 | 1
Industrial_Instruments_Existing_Space Heating_Natural Gas_Boiler_E2_Baseline Forecast | Industrial | Instruments | Existing | Space Heating | Natural Gas | Boiler | E2 | AFUE 85% | Baseline Forecast | [27 empty] | 0 | 0 | 0 | bar: 2019 to 2045
Industrial_Instruments_Existing_Space Heating_Natural Gas_Boiler_E3_Baseline Forecast | Industrial | Instruments | Existing | Space Heating | Natural Gas | Boiler | E3 | AFUE 97% | Baseline Forecast | [27 empty] | 0 | 0 | 0 | bar: 2019 to 2045
Industrial_Instruments_Existing_Space Heating_Natural Gas_Boiler_E4_Baseline Forecast | Industrial | Instruments | Existing | Space Heating | Natural Gas | Boiler | E4 | Convert to NG Air Source Heat Pump | Baseline Forecast | [27 empty] | 0 | 0 | 0 | bar: 2019 to 2045
Industrial_Instruments_Existing_Space Heating_Natural Gas_Boiler_E5_Baseline Forecast | Industrial | Instruments | Existing | Space Heating | Natural Gas | Boiler | E5 |  | Baseline Forecast | [27 empty] | 0 | 0 | 0 | bar: 2019 to 2045
Industrial_Instruments_Existing_Space Heating_Natural Gas_Boiler_E6_Baseline Forecast | Industrial | Instruments | Existing | Space Heating | Natural Gas | Boiler | E6 |  | Baseline Forecast | [27 empty] | 0 | 0 | 0 | bar: 2019 to 2045
Industrial_Instruments_Existing_Space Heating_Natural Gas_Boiler_E7_Baseline Forecast | Industrial | Instruments | Existing | Space Heating | Natural Gas | Boiler | E7 |  | Baseline Forecast | [27 empty] | 0 | 0 | 0 | bar: 2019 to 2045
Industrial_Instruments_Existing_Space Heating_Natural Gas_Boiler_E8_Baseline Forecast | Industrial | Instruments | Existing | Space Heating | Natural Gas | Boiler | E8 |  | Baseline Forecast | [27 empty] | 0 | 0 | 0 | bar: 2019 to 2045
Industrial_Instruments_Existing_Space Heating_Natural Gas_Boiler_E9_Baseline Forecast | Industrial | Instruments | Existing | Space Heating | Natural Gas | Boiler | E9 |  | Baseline Forecast | [27 empty] | 0 | 0 | 0 | bar: 2019 to 2045
Industrial_Instruments_Existing_Space Heating_Natural Gas_Boiler_E10_Baseline Forecast | Industrial | Instruments | Existing | Space Heating | Natural Gas | Boiler | E10 |  | Baseline Forecast | [27 empty] | 0 | 0 | 0 | bar: 2019 to 2045
Industrial_Instruments_Existing_Space Heating_Natural Gas_Unit Heater_E1_Baseline Forecast | Industrial | Instruments | Existing | Space Heating | Natural Gas | Unit Heater | E1 | Standard | Baseline Forecast | 100% | 100% | 100% | 100% | 100% | 100% | 100% | 100% | 100% | 100% | 100% | 100% | 100% | 100% | 100% | 100% | 100% | 100% | 100% | 100% | 100% | 100% | 100% | 100% | 100% | 100% | 100% | 1 | 1 | 1
Industrial_Instruments_Existing_Space Heating_Natural Gas_Unit Heater_E2_Baseline Forecast | Industrial | Instruments | Existing | Space Heating | Natural Gas | Unit Heater | E2 | Condensing | Baseline Forecast | [27 empty] | 0 | 0 | 0 | bar: 2019 to 2045
Industrial_Instruments_Existing_Space Heating_Natural Gas_Unit Heater_E3_Baseline Forecast | Industrial | Instruments | Existing | Space Heating | Natural Gas | Unit Heater | E3 | Infrared Radiant | Baseline Forecast | [27 empty] | 0 | 0 | 0 | bar: 2019 to 2045
Industrial_Instruments_Existing_Space Heating_Natural Gas_Unit Heater_E4_Baseline Forecast | Industrial | Instruments | Existing | Space Heating | Natural Gas | Unit Heater | E4 |  | Baseline Forecast | [27 empty] | 0 | 0 | 0 | bar: 2019 to 2045
Industrial_Instruments_Existing_Space Heating_Natural Gas_Unit Heater_E5_Baseline Forecast | Industrial | Instruments | Existing | Space Heating | Natural Gas | Unit Heater | E5 |  | Baseline Forecast | [27 empty] | 0 | 0 | 0 | bar: 2019 to 2045
Industrial_Instruments_Existing_Space Heating_Natural Gas_Unit Heater_E6_Baseline Forecast | Industrial | Instruments | Existing | Space Heating | Natural Gas | Unit Heater | E6 |  | Baseline Forecast | [27 empty] | 0 | 0 | 0 | bar: 2019 to 2045
Industrial_Instruments_Existing_Space Heating_Natural Gas_Unit Heater_E7_Baseline Forecast | Industrial | Instruments | Existing | Space Heating | Natural Gas | Unit Heater | E7 |  | Baseline Forecast | [27 empty] | 0 | 0 | 0 | bar: 2019 to 2045
Industrial_Instruments_Existing_Space Heating_Natural Gas_Unit Heater_E8_Baseline Forecast | Industrial | Instruments | Existing | Space Heating | Natural Gas | Unit Heater | E8 |  | Baseline Forecast | [27 empty] | 0 | 0 | 0 | bar: 2019 to 2045
Industrial_Instruments_Existing_Space Heating_Natural Gas_Unit Heater_E9_Baseline Forecast | Industrial | Instruments | Existing | Space Heating | Natural Gas | Unit Heater | E9 |  | Baseline Forecast | [27 empty] | 0 | 0 | 0 | bar: 2019 to 2045
Industrial_Instruments_Existing_Space Heating_Natural Gas_Unit Heater_E10_Baseline Forecast | Industrial | Instruments | Existing | Space Heating | Natural Gas | Unit Heater | E10 |  | Baseline Forecast | [27 empty] | 0 | 0 | 0 | bar: 2019 to 2045
Industrial_Instruments_Existing_Process_Natural Gas_Process Boiler_E1_Baseline Forecast | Industrial | Instruments | Existing | Process | Natural Gas | Process Boiler | E1 | EF .80 | Baseline Forecast | 100% | 100% | 100% | 100% | 100% | 100% | 100% | 100% | 100% | 100% | 100% | 100% | 100% | 100% | 100% | 100% | 100% | 100% | 100% | 100% | 100% | 100% | 100% | 100% | 100% | 100% | 100% | 1 | 1 | 1
Industrial_Instruments_Existing_Process_Natural Gas_Process Boiler_E2_Baseline Forecast | Industrial | Instruments | Existing | Process | Natural Gas | Process Boiler | E2 |  | Baseline Forecast | [27 empty] | 0 | 0 | 0 | bar: 2019 to 2045
Industrial_Instruments_Existing_Process_Natural Gas_Process Boiler_E3_Baseline Forecast | Industrial | Instruments | Existing | Process | Natural Gas | Process Boiler | E3 |  | Baseline Forecast | [27 empty] | 0 | 0 | 0 | bar: 2019 to 2045
Industrial_Instruments_Existing_Process_Natural Gas_Process Boiler_E4_Baseline Forecast | Industrial | Instruments | Existing | Process | Natural Gas | Process Boiler | E4 |  | Baseline Forecast | [27 empty] | 0 | 0 | 0 | bar: 2019 to 2045
Industrial_Instruments_Existing_Process_Natural Gas_Process Boiler_E5_Baseline Forecast | Industrial | Instruments | Existing | Process | Natural Gas | Process Boiler | E5 |  | Baseline Forecast | [27 empty] | 0 | 0 | 0 | bar: 2019 to 2045
Industrial_Instruments_Existing_Process_Natural Gas_Process Boiler_E6_Baseline Forecast | Industrial | Instruments | Existing | Process | Natural Gas | Process Boiler | E6 |  | Baseline Forecast | [27 empty] | 0 | 0 | 0 | bar: 2019 to 2045
Industrial_Instruments_Existing_Process_Natural Gas_Process Boiler_E7_Baseline Forecast | Industrial | Instruments | Existing | Process | Natural Gas | Process Boiler | E7 |  | Baseline Forecast | [27 empty] | 0 | 0 | 0 | bar: 2019 to 2045
Industrial_Instruments_Existing_Process_Natural Gas_Process Boiler_E8_Baseline Forecast | Industrial | Instruments | Existing | Process | Natural Gas | Process Boiler | E8 |  | Baseline Forecast | [27 empty] | 0 | 0 | 0 | bar: 2019 to 2045
Industrial_Instruments_Existing_Process_Natural Gas_Process Boiler_E9_Baseline Forecast | Industrial | Instruments | Existing | Process | Natural Gas | Process Boiler | E9 |  | Baseline Forecast | [27 empty] | 0 | 0 | 0 | bar: 2019 to 2045
Industrial_Instruments_Existing_Process_Natural Gas_Process Boiler_E10_Baseline Forecast | Industrial | Instruments | Existing | Process | Natural Gas | Process Boiler | E10 |  | Baseline Forecast | [27 empty] | 0 | 0 | 0 | bar: 2019 to 2045
Industrial_Instruments_Existing_Process_Natural Gas_Process Heating_E1_Baseline Forecast | Industrial | Instruments | Existing | Process | Natural Gas | Process Heating | E1 | Standard | Baseline Forecast | 100% | 100% | 100% | 100% | 100% | 100% | 100% | 100% | 100% | 100% | 100% | 100% | 100% | 100% | 100% | 100% | 100% | 100% | 100% | 100% | 100% | 100% | 100% | 100% | 100% | 100% | 100% | 1 | 1 | 1
Industrial_Instruments_Existing_Process_Natural Gas_Process Heating_E2_Baseline Forecast | Industrial | Instruments | Existing | Process | Natural Gas | Process Heating | E2 |  | Baseline Forecast | [27 empty] | 0 | 0 | 0 | bar: 2019 to 2045
Industrial_Instruments_Existing_Process_Natural Gas_Process Heating_E3_Baseline Forecast | Industrial | Instruments | Existing | Process | Natural Gas | Process Heating | E3 |  | Baseline Forecast | [27 empty] | 0 | 0 | 0 | bar: 2019 to 2045
Industrial_Instruments_Existing_Process_Natural Gas_Process Heating_E4_Baseline Forecast | Industrial | Instruments | Existing | Process | Natural Gas | Process Heating | E4 |  | Baseline Forecast | [27 empty] | 0 | 0 | 0 | bar: 2019 to 2045
Industrial_Instruments_Existing_Process_Natural Gas_Process Heating_E5_Baseline Forecast | Industrial | Instruments | Existing | Process | Natural Gas | Process Heating | E5 |  | Baseline Forecast | [27 empty] | 0 | 0 | 0 | bar: 2019 to 2045
Industrial_Instruments_Existing_Process_Natural Gas_Process Heating_E6_Baseline Forecast | Industrial | Instruments | Existing | Process | Natural Gas | Process Heating | E6 |  | Baseline Forecast | [27 empty] | 0 | 0 | 0 | bar: 2019 to 2045
Industrial_Instruments_Existing_Process_Natural Gas_Process Heating_E7_Baseline Forecast | Industrial | Instruments | Existing | Process | Natural Gas | Process Heating | E7 |  | Baseline Forecast | [27 empty] | 0 | 0 | 0 | bar: 2019 to 2045
Industrial_Instruments_Existing_Process_Natural Gas_Process Heating_E8_Baseline Forecast | Industrial | Instruments | Existing | Process | Natural Gas | Process Heating | E8 |  | Baseline Forecast | [27 empty] | 0 | 0 | 0 | bar: 2019 to 2045
Industrial_Instruments_Existing_Process_Natural Gas_Process Heating_E9_Baseline Forecast | Industrial | Instruments | Existing | Process | Natural Gas | Process Heating | E9 |  | Baseline Forecast | [27 empty] | 0 | 0 | 0 | bar: 2019 to 2045
Industrial_Instruments_Existing_Process_Natural Gas_Process Heating_E10_Baseline Forecast | Industrial | Instruments | Existing | Process | Natural Gas | Process Heating | E10 |  | Baseline Forecast | [27 empty] | 0 | 0 | 0 | bar: 2019 to 2045
Industrial_Instruments_Existing_Process_Natural Gas_Process Cooling_E1_Baseline Forecast | Industrial | Instruments | Existing | Process | Natural Gas | Process Cooling | E1 | Standard | Baseline Forecast | 100% | 100% | 100% | 100% | 100% | 100% | 100% | 100% | 100% | 100% | 100% | 100% | 100% | 100% | 100% | 100% | 100% | 100% | 100% | 100% | 100% | 100% | 100% | 100% | 100% | 100% | 100% | 1 | 1 | 1
Industrial_Instruments_Existing_Process_Natural Gas_Process Cooling_E2_Baseline Forecast | Industrial | Instruments | Existing | Process | Natural Gas | Process Cooling | E2 |  | Baseline Forecast | [27 empty] | 0 | 0 | 0 | bar: 2019 to 2045
Industrial_Instruments_Existing_Process_Natural Gas_Process Cooling_E3_Baseline Forecast | Industrial | Instruments | Existing | Process | Natural Gas | Process Cooling | E3 |  | Baseline Forecast | [27 empty] | 0 | 0 | 0 | bar: 2019 to 2045
Industrial_Instruments_Existing_Process_Natural Gas_Process Cooling_E4_Baseline Forecast | Industrial | Instruments | Existing | Process | Natural Gas | Process Cooling | E4 |  | Baseline Forecast | [27 empty] | 0 | 0 | 0 | bar: 2019 to 2045
Industrial_Instruments_Existing_Process_Natural Gas_Process Cooling_E5_Baseline Forecast | Industrial | Instruments | Existing | Process | Natural Gas | Process Cooling | E5 |  | Baseline Forecast | [27 empty] | 0 | 0 | 0 | bar: 2019 to 2045
Industrial_Instruments_Existing_Process_Natural Gas_Process Cooling_E6_Baseline Forecast | Industrial | Instruments | Existing | Process | Natural Gas | Process Cooling | E6 |  | Baseline Forecast | [27 empty] | 0 | 0 | 0 | bar: 2019 to 2045
Industrial_Instruments_Existing_Process_Natural Gas_Process Cooling_E7_Baseline Forecast | Industrial | Instruments | Existing | Process | Natural Gas | Process Cooling | E7 |  | Baseline Forecast | [27 empty] | 0 | 0 | 0 | bar: 2019 to 2045
Industrial_Instruments_Existing_Process_Natural Gas_Process Cooling_E8_Baseline Forecast | Industrial | Instruments | Existing | Process | Natural Gas | Process Cooling | E8 |  | Baseline Forecast | [27 empty] | 0 | 0 | 0 | bar: 2019 to 2045
Industrial_Instruments_Existing_Process_Natural Gas_Process Cooling_E9_Baseline Forecast | Industrial | Instruments | Existing | Process | Natural Gas | Process Cooling | E9 |  | Baseline Forecast | [27 empty] | 0 | 0 | 0 | bar: 2019 to 2045
Industrial_Instruments_Existing_Process_Natural Gas_Process Cooling_E10_Baseline Forecast | Industrial | Instruments | Existing | Process | Natural Gas | Process Cooling | E10 |  | Baseline Forecast | [27 empty] | 0 | 0 | 0 | bar: 2019 to 2045
Industrial_Instruments_Existing_Process_Natural Gas_Other Process_E1_Baseline Forecast | Industrial | Instruments | Existing | Process | Natural Gas | Other Process | E1 | Standard | Baseline Forecast | 100% | 100% | 100% | 100% | 100% | 100% | 100% | 100% | 100% | 100% | 100% | 100% | 100% | 100% | 100% | 100% | 100% | 100% | 100% | 100% | 100% | 100% | 100% | 100% | 100% | 100% | 100% | 1 | 1 | 1
Industrial_Instruments_Existing_Process_Natural Gas_Other Process_E2_Baseline Forecast | Industrial | Instruments | Existing | Process | Natural Gas | Other Process | E2 |  | Baseline Forecast | [27 empty] | 0 | 0 | 0 | bar: 2019 to 2045
Industrial_Instruments_Existing_Process_Natural Gas_Other Process_E3_Baseline Forecast | Industrial | Instruments | Existing | Process | Natural Gas | Other Process | E3 |  | Baseline Forecast | [27 empty] | 0 | 0 | 0 | bar: 2019 to 2045
Industrial_Instruments_Existing_Process_Natural Gas_Other Process_E4_Baseline Forecast | Industrial | Instruments | Existing | Process | Natural Gas | Other Process | E4 |  | Baseline Forecast | [27 empty] | 0 | 0 | 0 | bar: 2019 to 2045
Industrial_Instruments_Existing_Process_Natural Gas_Other Process_E5_Baseline Forecast | Industrial | Instruments | Existing | Process | Natural Gas | Other Process | E5 |  | Baseline Forecast | [27 empty] | 0 | 0 | 0 | bar: 2019 to 2045
Industrial_Instruments_Existing_Process_Natural Gas_Other Process_E6_Baseline Forecast | Industrial | Instruments | Existing | Process | Natural Gas | Other Process | E6 |  | Baseline Forecast | [27 empty] | 0 | 0 | 0 | bar: 2019 to 2045
Industrial_Instruments_Existing_Process_Natural Gas_Other Process_E7_Baseline Forecast | Industrial | Instruments | Existing | Process | Natural Gas | Other Process | E7 |  | Baseline Forecast | [27 empty] | 0 | 0 | 0 | bar: 2019 to 2045
Industrial_Instruments_Existing_Process_Natural Gas_Other Process_E8_Baseline Forecast | Industrial | Instruments | Existing | Process | Natural Gas | Other Process | E8 |  | Baseline Forecast | [27 empty] | 0 | 0 | 0 | bar: 2019 to 2045
Industrial_Instruments_Existing_Process_Natural Gas_Other Process_E9_Baseline Forecast | Industrial | Instruments | Existing | Process | Natural Gas | Other Process | E9 |  | Baseline Forecast | [27 empty] | 0 | 0 | 0 | bar: 2019 to 2045
Industrial_Instruments_Existing_Process_Natural Gas_Other Process_E10_Baseline Forecast | Industrial | Instruments | Existing | Process | Natural Gas | Other Process | E10 |  | Baseline Forecast | [27 empty] | 0 | 0 | 0 | bar: 2019 to 2045
Industrial_Instruments_Existing_Miscellaneous_Natural Gas_Miscellaneous_E1_Baseline Forecast | Industrial | Instruments | Existing | Miscellaneous | Natural Gas | Miscellaneous | E1 | Standard | Baseline Forecast | 100% | 100% | 100% | 100% | 100% | 100% | 100% | 100% | 100% | 100% | 100% | 100% | 100% | 100% | 100% | 100% | 100% | 100% | 100% | 100% | 100% | 100% | 100% | 100% | 100% | 100% | 100% | 1 | 1 | 1
Industrial_Instruments_Existing_Miscellaneous_Natural Gas_Miscellaneous_E2_Baseline Forecast | Industrial | Instruments | Existing | Miscellaneous | Natural Gas | Miscellaneous | E2 |  | Baseline Forecast | [27 empty] | 0 | 0 | 0 | bar: 2019 to 2045
Industrial_Instruments_Existing_Miscellaneous_Natural Gas_Miscellaneous_E3_Baseline Forecast | Industrial | Instruments | Existing | Miscellaneous | Natural Gas | Miscellaneous | E3 |  | Baseline Forecast | [27 empty] | 0 | 0 | 0 | bar: 2019 to 2045
Industrial_Instruments_Existing_Miscellaneous_Natural Gas_Miscellaneous_E4_Baseline Forecast | Industrial | Instruments | Existing | Miscellaneous | Natural Gas | Miscellaneous | E4 |  | Baseline Forecast | [27 empty] | 0 | 0 | 0 | bar: 2019 to 2045
Industrial_Instruments_Existing_Miscellaneous_Natural Gas_Miscellaneous_E5_Baseline Forecast | Industrial | Instruments | Existing | Miscellaneous | Natural Gas | Miscellaneous | E5 |  | Baseline Forecast | [27 empty] | 0 | 0 | 0 | bar: 2019 to 2045
Industrial_Instruments_Existing_Miscellaneous_Natural Gas_Miscellaneous_E6_Baseline Forecast | Industrial | Instruments | Existing | Miscellaneous | Natural Gas | Miscellaneous | E6 |  | Baseline Forecast | [27 empty] | 0 | 0 | 0 | bar: 2019 to 2045
Industrial_Instruments_Existing_Miscellaneous_Natural Gas_Miscellaneous_E7_Baseline Forecast | Industrial | Instruments | Existing | Miscellaneous | Natural Gas | Miscellaneous | E7 |  | Baseline Forecast | [27 empty] | 0 | 0 | 0 | bar: 2019 to 2045
Industrial_Instruments_Existing_Miscellaneous_Natural Gas_Miscellaneous_E8_Baseline Forecast | Industrial | Instruments | Existing | Miscellaneous | Natural Gas | Miscellaneous | E8 |  | Baseline Forecast | [27 empty] | 0 | 0 | 0 | bar: 2019 to 2045
Industrial_Instruments_Existing_Miscellaneous_Natural Gas_Miscellaneous_E9_Baseline Forecast | Industrial | Instruments | Existing | Miscellaneous | Natural Gas | Miscellaneous | E9 |  | Baseline Forecast | [27 empty] | 0 | 0 | 0 | bar: 2019 to 2045
Industrial_Instruments_Existing_Miscellaneous_Natural Gas_Miscellaneous_E10_Baseline Forecast | Industrial | Instruments | Existing | Miscellaneous | Natural Gas | Miscellaneous | E10 |  | Baseline Forecast | [27 empty] | 0 | 0 | 0 | bar: 2019 to 2045
Industrial_Instruments_New_Space Heating_Natural Gas_Furnace_E1_Baseline Forecast | Industrial | Instruments | New | Space Heating | Natural Gas | Furnace | E1 | AFUE 80% (Standard) | Baseline Forecast | 100% | 100% | 100% | 100% | 100% | 100% | 100% | 100% | 100% | 100% | 100% | 100% | 100% | 100% | 100% | 100% | 100% | 100% | 100% | 100% | 100% | 100% | 100% | 100% | 100% | 100% | 100% | 1 | 1 | 1
Industrial_Instruments_New_Space Heating_Natural Gas_Furnace_E2_Baseline Forecast | Industrial | Instruments | New | Space Heating | Natural Gas | Furnace | E2 | AFUE 90% | Baseline Forecast | [27 empty] | 0 | 0 | 0 | bar: 2019 to 2045
Industrial_Instruments_New_Space Heating_Natural Gas_Furnace_E3_Baseline Forecast | Industrial | Instruments | New | Space Heating | Natural Gas | Furnace | E3 | AFUE 96% | Baseline Forecast | [27 empty] | 0 | 0 | 0 | bar: 2019 to 2045
Industrial_Instruments_New_Space Heating_Natural Gas_Furnace_E4_Baseline Forecast | Industrial | Instruments | New | Space Heating | Natural Gas | Furnace | E4 |  | Baseline Forecast | [27 empty] | 0 | 0 | 0 | bar: 2019 to 2045
Industrial_Instruments_New_Space Heating_Natural Gas_Furnace_E5_Baseline Forecast | Industrial | Instruments | New | Space Heating | Natural Gas | Furnace | E5 |  | Baseline Forecast | [27 empty] | 0 | 0 | 0 | bar: 2019 to 2045
Industrial_Instruments_New_Space Heating_Natural Gas_Furnace_E6_Baseline Forecast | Industrial | Instruments | New | Space Heating | Natural Gas | Furnace | E6 |  | Baseline Forecast | [27 empty] | 0 | 0 | 0 | bar: 2019 to 2045
Industrial_Instruments_New_Space Heating_Natural Gas_Furnace_E7_Baseline Forecast | Industrial | Instruments | New | Space Heating | Natural Gas | Furnace | E7 |  | Baseline Forecast | [27 empty] | 0 | 0 | 0 | bar: 2019 to 2045
Industrial_Instruments_New_Space Heating_Natural Gas_Furnace_E8_Baseline Forecast | Industrial | Instruments | New | Space Heating | Natural Gas | Furnace | E8 |  | Baseline Forecast | [27 empty] | 0 | 0 | 0 | bar: 2019 to 2045
Industrial_Instruments_New_Space Heating_Natural Gas_Furnace_E9_Baseline Forecast | Industrial | Instruments | New | Space Heating | Natural Gas | Furnace | E9 |  | Baseline Forecast | [27 empty] | 0 | 0 | 0 | bar: 2019 to 2045
Industrial_Instruments_New_Space Heating_Natural Gas_Furnace_E10_Baseline Forecast | Industrial | Instruments | New | Space Heating | Natural Gas | Furnace | E10 |  | Baseline Forecast | [27 empty] | 0 | 0 | 0 | bar: 2019 to 2045
Industrial_Instruments_New_Space Heating_Natural Gas_Boiler_E1_Baseline Forecast | Industrial | Instruments | New | Space Heating | Natural Gas | Boiler | E1 | AFUE 80% (Standard) | Baseline Forecast | 100% | 100% | 100% | 100% | 100% | 100% | 100% | 100% | 100% | 100% | 100% | 100% | 100% | 100% | 100% | 100% | 100% | 100% | 100% | 100% | 100% | 100% | 100% | 100% | 100% | 100% | 100% | 1 | 1 | 1
Industrial_Instruments_New_Space Heating_Natural Gas_Boiler_E2_Baseline Forecast | Industrial | Instruments | New | Space Heating | Natural Gas | Boiler | E2 | AFUE 85% | Baseline Forecast | [27 empty] | 0 | 0 | 0 | bar: 2019 to 2045
Industrial_Instruments_New_Space Heating_Natural Gas_Boiler_E3_Baseline Forecast | Industrial | Instruments | New | Space Heating | Natural Gas | Boiler | E3 | AFUE 97% | Baseline Forecast | [27 empty] | 0 | 0 | 0 | bar: 2019 to 2045
Industrial_Instruments_New_Space Heating_Natural Gas_Boiler_E4_Baseline Forecast | Industrial | Instruments | New | Space Heating | Natural Gas | Boiler | E4 | Convert to NG Air Source Heat Pump | Baseline Forecast | [27 empty] | 0 | 0 | 0 | bar: 2019 to 2045
Industrial_Instruments_New_Space Heating_Natural Gas_Boiler_E5_Baseline Forecast | Industrial | Instruments | New | Space Heating | Natural Gas | Boiler | E5 |  | Baseline Forecast | [27 empty] | 0 | 0 | 0 | bar: 2019 to 2045
Industrial_Instruments_New_Space Heating_Natural Gas_Boiler_E6_Baseline Forecast | Industrial | Instruments | New | Space Heating | Natural Gas | Boiler | E6 |  | Baseline Forecast | [27 empty] | 0 | 0 | 0 | bar: 2019 to 2045
Industrial_Instruments_New_Space Heating_Natural Gas_Boiler_E7_Baseline Forecast | Industrial | Instruments | New | Space Heating | Natural Gas | Boiler | E7 |  | Baseline Forecast | [27 empty] | 0 | 0 | 0 | bar: 2019 to 2045
Industrial_Instruments_New_Space Heating_Natural Gas_Boiler_E8_Baseline Forecast | Industrial | Instruments | New | Space Heating | Natural Gas | Boiler | E8 |  | Baseline Forecast | [27 empty] | 0 | 0 | 0 | bar: 2019 to 2045
Industrial_Instruments_New_Space Heating_Natural Gas_Boiler_E9_Baseline Forecast | Industrial | Instruments | New | Space Heating | Natural Gas | Boiler | E9 |  | Baseline Forecast | [27 empty] | 0 | 0 | 0 | bar: 2019 to 2045
Industrial_Instruments_New_Space Heating_Natural Gas_Boiler_E10_Baseline Forecast | Industrial | Instruments | New | Space Heating | Natural Gas | Boiler | E10 |  | Baseline Forecast | [27 empty] | 0 | 0 | 0 | bar: 2019 to 2045
Industrial_Instruments_New_Space Heating_Natural Gas_Unit Heater_E1_Baseline Forecast | Industrial | Instruments | New | Space Heating | Natural Gas | Unit Heater | E1 | Standard | Baseline Forecast | 100% | 100% | 100% | 100% | 100% | 100% | 100% | 100% | 100% | 100% | 100% | 100% | 100% | 100% | 100% | 100% | 100% | 100% | 100% | 100% | 100% | 100% | 100% | 100% | 100% | 100% | 100% | 1 | 1 | 1
Industrial_Instruments_New_Space Heating_Natural Gas_Unit Heater_E2_Baseline Forecast | Industrial | Instruments | New | Space Heating | Natural Gas | Unit Heater | E2 | Condensing | Baseline Forecast | [27 empty] | 0 | 0 | 0 | bar: 2019 to 2045
Industrial_Instruments_New_Space Heating_Natural Gas_Unit Heater_E3_Baseline Forecast | Industrial | Instruments | New | Space Heating | Natural Gas | Unit Heater | E3 | Infrared Radiant | Baseline Forecast | [27 empty] | 0 | 0 | 0 | bar: 2019 to 2045
Industrial_Instruments_New_Space Heating_Natural Gas_Unit Heater_E4_Baseline Forecast | Industrial | Instruments | New | Space Heating | Natural Gas | Unit Heater | E4 |  | Baseline Forecast | [27 empty] | 0 | 0 | 0 | bar: 2019 to 2045
Industrial_Instruments_New_Space Heating_Natural Gas_Unit Heater_E5_Baseline Forecast | Industrial | Instruments | New | Space Heating | Natural Gas | Unit Heater | E5 |  | Baseline Forecast | [27 empty] | 0 | 0 | 0 | bar: 2019 to 2045
Industrial_Instruments_New_Space Heating_Natural Gas_Unit Heater_E6_Baseline Forecast | Industrial | Instruments | New | Space Heating | Natural Gas | Unit Heater | E6 |  | Baseline Forecast | [27 empty] | 0 | 0 | 0 | bar: 2019 to 2045
Industrial_Instruments_New_Space Heating_Natural Gas_Unit Heater_E7_Baseline Forecast | Industrial | Instruments | New | Space Heating | Natural Gas | Unit Heater | E7 |  | Baseline Forecast | [27 empty] | 0 | 0 | 0 | bar: 2019 to 2045
Industrial_Instruments_New_Space Heating_Natural Gas_Unit Heater_E8_Baseline Forecast | Industrial | Instruments | New | Space Heating | Natural Gas | Unit Heater | E8 |  | Baseline Forecast | [27 empty] | 0 | 0 | 0 | bar: 2019 to 2045
Industrial_Instruments_New_Space Heating_Natural Gas_Unit Heater_E9_Baseline Forecast | Industrial | Instruments | New | Space Heating | Natural Gas | Unit Heater | E9 |  | Baseline Forecast | [27 empty] | 0 | 0 | 0 | bar: 2019 to 2045
Industrial_Instruments_New_Space Heating_Natural Gas_Unit Heater_E10_Baseline Forecast | Industrial | Instruments | New | Space Heating | Natural Gas | Unit Heater | E10 |  | Baseline Forecast | [27 empty] | 0 | 0 | 0 | bar: 2019 to 2045
Industrial_Instruments_New_Process_Natural Gas_Process Boiler_E1_Baseline Forecast | Industrial | Instruments | New | Process | Natural Gas | Process Boiler | E1 | EF .80 | Baseline Forecast | 100% | 100% | 100% | 100% | 100% | 100% | 100% | 100% | 100% | 100% | 100% | 100% | 100% | 100% | 100% | 100% | 100% | 100% | 100% | 100% | 100% | 100% | 100% | 100% | 100% | 100% | 100% | 1 | 1 | 1
Industrial_Instruments_New_Process_Natural Gas_Process Boiler_E2_Baseline Forecast | Industrial | Instruments | New | Process | Natural Gas | Process Boiler | E2 |  | Baseline Forecast | [27 empty] | 0 | 0 | 0 | bar: 2019 to 2045
Industrial_Instruments_New_Process_Natural Gas_Process Boiler_E3_Baseline Forecast | Industrial | Instruments | New | Process | Natural Gas | Process Boiler | E3 |  | Baseline Forecast | [27 empty] | 0 | 0 | 0 | bar: 2019 to 2045
Industrial_Instruments_New_Process_Natural Gas_Process Boiler_E4_Baseline Forecast | Industrial | Instruments | New | Process | Natural Gas | Process Boiler | E4 |  | Baseline Forecast | [27 empty] | 0 | 0 | 0 | bar: 2019 to 2045
Industrial_Instruments_New_Process_Natural Gas_Process Boiler_E5_Baseline Forecast | Industrial | Instruments | New | Process | Natural Gas | Process Boiler | E5 |  | Baseline Forecast | [27 empty] | 0 | 0 | 0 | bar: 2019 to 2045
Industrial_Instruments_New_Process_Natural Gas_Process Boiler_E6_Baseline Forecast | Industrial | Instruments | New | Process | Natural Gas | Process Boiler | E6 |  | Baseline Forecast | [27 empty] | 0 | 0 | 0 | bar: 2019 to 2045
Industrial_Instruments_New_Process_Natural Gas_Process Boiler_E7_Baseline Forecast | Industrial | Instruments | New | Process | Natural Gas | Process Boiler | E7 |  | Baseline Forecast | [27 empty] | 0 | 0 | 0 | bar: 2019 to 2045
Industrial_Instruments_New_Process_Natural Gas_Process Boiler_E8_Baseline Forecast | Industrial | Instruments | New | Process | Natural Gas | Process Boiler | E8 |  | Baseline Forecast | [27 empty] | 0 | 0 | 0 | bar: 2019 to 2045
Industrial_Instruments_New_Process_Natural Gas_Process Boiler_E9_Baseline Forecast | Industrial | Instruments | New | Process | Natural Gas | Process Boiler | E9 |  | Baseline Forecast | [27 empty] | 0 | 0 | 0 | bar: 2019 to 2045
Industrial_Instruments_New_Process_Natural Gas_Process Boiler_E10_Baseline Forecast | Industrial | Instruments | New | Process | Natural Gas | Process Boiler | E10 |  | Baseline Forecast | [27 empty] | 0 | 0 | 0 | bar: 2019 to 2045
Industrial_Instruments_New_Process_Natural Gas_Process Heating_E1_Baseline Forecast | Industrial | Instruments | New | Process | Natural Gas | Process Heating | E1 | Standard | Baseline Forecast | 100% | 100% | 100% | 100% | 100% | 100% | 100% | 100% | 100% | 100% | 100% | 100% | 100% | 100% | 100% | 100% | 100% | 100% | 100% | 100% | 100% | 100% | 100% | 100% | 100% | 100% | 100% | 1 | 1 | 1
Industrial_Instruments_New_Process_Natural Gas_Process Heating_E2_Baseline Forecast | Industrial | Instruments | New | Process | Natural Gas | Process Heating | E2 |  | Baseline Forecast | [27 empty] | 0 | 0 | 0 | bar: 2019 to 2045
Industrial_Instruments_New_Process_Natural Gas_Process Heating_E3_Baseline Forecast | Industrial | Instruments | New | Process | Natural Gas | Process Heating | E3 |  | Baseline Forecast | [27 empty] | 0 | 0 | 0 | bar: 2019 to 2045
Industrial_Instruments_New_Process_Natural Gas_Process Heating_E4_Baseline Forecast | Industrial | Instruments | New | Process | Natural Gas | Process Heating | E4 |  | Baseline Forecast | [27 empty] | 0 | 0 | 0 | bar: 2019 to 2045
Industrial_Instruments_New_Process_Natural Gas_Process Heating_E5_Baseline Forecast | Industrial | Instruments | New | Process | Natural Gas | Process Heating | E5 |  | Baseline Forecast | [27 empty] | 0 | 0 | 0 | bar: 2019 to 2045
Industrial_Instruments_New_Process_Natural Gas_Process Heating_E6_Baseline Forecast | Industrial | Instruments | New | Process | Natural Gas | Process Heating | E6 |  | Baseline Forecast | [27 empty] | 0 | 0 | 0 | bar: 2019 to 2045
Industrial_Instruments_New_Process_Natural Gas_Process Heating_E7_Baseline Forecast | Industrial | Instruments | New | Process | Natural Gas | Process Heating | E7 |  | Baseline Forecast | [27 empty] | 0 | 0 | 0 | bar: 2019 to 2045
Industrial_Instruments_New_Process_Natural Gas_Process Heating_E8_Baseline Forecast | Industrial | Instruments | New | Process | Natural Gas | Process Heating | E8 |  | Baseline Forecast | [27 empty] | 0 | 0 | 0 | bar: 2019 to 2045
Industrial_Instruments_New_Process_Natural Gas_Process Heating_E9_Baseline Forecast | Industrial | Instruments | New | Process | Natural Gas | Process Heating | E9 |  | Baseline Forecast | [27 empty] | 0 | 0 | 0 | bar: 2019 to 2045
Industrial_Instruments_New_Process_Natural Gas_Process Heating_E10_Baseline Forecast | Industrial | Instruments | New | Process | Natural Gas | Process Heating | E10 |  | Baseline Forecast | [27 empty] | 0 | 0 | 0 | bar: 2019 to 2045
Industrial_Instruments_New_Process_Natural Gas_Process Cooling_E1_Baseline Forecast | Industrial | Instruments | New | Process | Natural Gas | Process Cooling | E1 | Standard | Baseline Forecast | 100% | 100% | 100% | 100% | 100% | 100% | 100% | 100% | 100% | 100% | 100% | 100% | 100% | 100% | 100% | 100% | 100% | 100% | 100% | 100% | 100% | 100% | 100% | 100% | 100% | 100% | 100% | 1 | 1 | 1
Industrial_Instruments_New_Process_Natural Gas_Process Cooling_E2_Baseline Forecast | Industrial | Instruments | New | Process | Natural Gas | Process Cooling | E2 |  | Baseline Forecast | [27 empty] | 0 | 0 | 0 | bar: 2019 to 2045
Industrial_Instruments_New_Process_Natural Gas_Process Cooling_E3_Baseline Forecast | Industrial | Instruments | New | Process | Natural Gas | Process Cooling | E3 |  | Baseline Forecast | [27 empty] | 0 | 0 | 0 | bar: 2019 to 2045
Industrial_Instruments_New_Process_Natural Gas_Process Cooling_E4_Baseline Forecast | Industrial | Instruments | New | Process | Natural Gas | Process Cooling | E4 |  | Baseline Forecast | [27 empty] | 0 | 0 | 0 | bar: 2019 to 2045
Industrial_Instruments_New_Process_Natural Gas_Process Cooling_E5_Baseline Forecast | Industrial | Instruments | New | Process | Natural Gas | Process Cooling | E5 |  | Baseline Forecast | [27 empty] | 0 | 0 | 0 | bar: 2019 to 2045
Industrial_Instruments_New_Process_Natural Gas_Process Cooling_E6_Baseline Forecast | Industrial | Instruments | New | Process | Natural Gas | Process Cooling | E6 |  | Baseline Forecast | [27 empty] | 0 | 0 | 0 | bar: 2019 to 2045
Industrial_Instruments_New_Process_Natural Gas_Process Cooling_E7_Baseline Forecast | Industrial | Instruments | New | Process | Natural Gas | Process Cooling | E7 |  | Baseline Forecast | [27 empty] | 0 | 0 | 0 | bar: 2019 to 2045
Industrial_Instruments_New_Process_Natural Gas_Process Cooling_E8_Baseline Forecast | Industrial | Instruments | New | Process | Natural Gas | Process Cooling | E8 |  | Baseline Forecast | [27 empty] | 0 | 0 | 0 | bar: 2019 to 2045
Industrial_Instruments_New_Process_Natural Gas_Process Cooling_E9_Baseline Forecast | Industrial | Instruments | New | Process | Natural Gas | Process Cooling | E9 |  | Baseline Forecast | [27 empty] | 0 | 0 | 0 | bar: 2019 to 2045
Industrial_Instruments_New_Process_Natural Gas_Process Cooling_E10_Baseline Forecast | Industrial | Instruments | New | Process | Natural Gas | Process Cooling | E10 |  | Baseline Forecast | [27 empty] | 0 | 0 | 0 | bar: 2019 to 2045
Industrial_Instruments_New_Process_Natural Gas_Other Process_E1_Baseline Forecast | Industrial | Instruments | New | Process | Natural Gas | Other Process | E1 | Standard | Baseline Forecast | 100% | 100% | 100% | 100% | 100% | 100% | 100% | 100% | 100% | 100% | 100% | 100% | 100% | 100% | 100% | 100% | 100% | 100% | 100% | 100% | 100% | 100% | 100% | 100% | 100% | 100% | 100% | 1 | 1 | 1
Industrial_Instruments_New_Process_Natural Gas_Other Process_E2_Baseline Forecast | Industrial | Instruments | New | Process | Natural Gas | Other Process | E2 |  | Baseline Forecast | [27 empty] | 0 | 0 | 0 | bar: 2019 to 2045
Industrial_Instruments_New_Process_Natural Gas_Other Process_E3_Baseline Forecast | Industrial | Instruments | New | Process | Natural Gas | Other Process | E3 |  | Baseline Forecast | [27 empty] | 0 | 0 | 0 | bar: 2019 to 2045
Industrial_Instruments_New_Process_Natural Gas_Other Process_E4_Baseline Forecast | Industrial | Instruments | New | Process | Natural Gas | Other Process | E4 |  | Baseline Forecast | [27 empty] | 0 | 0 | 0 | bar: 2019 to 2045
Industrial_Instruments_New_Process_Natural Gas_Other Process_E5_Baseline Forecast | Industrial | Instruments | New | Process | Natural Gas | Other Process | E5 |  | Baseline Forecast | [27 empty] | 0 | 0 | 0 | bar: 2019 to 2045
Industrial_Instruments_New_Process_Natural Gas_Other Process_E6_Baseline Forecast | Industrial | Instruments | New | Process | Natural Gas | Other Process | E6 |  | Baseline Forecast | [27 empty] | 0 | 0 | 0 | bar: 2019 to 2045
Industrial_Instruments_New_Process_Natural Gas_Other Process_E7_Baseline Forecast | Industrial | Instruments | New | Process | Natural Gas | Other Process | E7 |  | Baseline Forecast | [27 empty] | 0 | 0 | 0 | bar: 2019 to 2045
Industrial_Instruments_New_Process_Natural Gas_Other Process_E8_Baseline Forecast | Industrial | Instruments | New | Process | Natural Gas | Other Process | E8 |  | Baseline Forecast | [27 empty] | 0 | 0 | 0 | bar: 2019 to 2045
Industrial_Instruments_New_Process_Natural Gas_Other Process_E9_Baseline Forecast | Industrial | Instruments | New | Process | Natural Gas | Other Process | E9 |  | Baseline Forecast | [27 empty] | 0 | 0 | 0 | bar: 2019 to 2045
Industrial_Instruments_New_Process_Natural Gas_Other Process_E10_Baseline Forecast | Industrial | Instruments | New | Process | Natural Gas | Other Process | E10 |  | Baseline Forecast | [27 empty] | 0 | 0 | 0 | bar: 2019 to 2045
Industrial_Instruments_New_Miscellaneous_Natural Gas_Miscellaneous_E1_Baseline Forecast | Industrial | Instruments | New | Miscellaneous | Natural Gas | Miscellaneous | E1 | Standard | Baseline Forecast | 100% | 100% | 100% | 100% | 100% | 100% | 100% | 100% | 100% | 100% | 100% | 100% | 100% | 100% | 100% | 100% | 100% | 100% | 100% | 100% | 100% | 100% | 100% | 100% | 100% | 100% | 100% | 1 | 1 | 1
Industrial_Instruments_New_Miscellaneous_Natural Gas_Miscellaneous_E2_Baseline Forecast | Industrial | Instruments | New | Miscellaneous | Natural Gas | Miscellaneous | E2 |  | Baseline Forecast | [27 empty] | 0 | 0 | 0 | bar: 2019 to 2045
Industrial_Instruments_New_Miscellaneous_Natural Gas_Miscellaneous_E3_Baseline Forecast | Industrial | Instruments | New | Miscellaneous | Natural Gas | Miscellaneous | E3 |  | Baseline Forecast | [27 empty] | 0 | 0 | 0 | bar: 2019 to 2045
Industrial_Instruments_New_Miscellaneous_Natural Gas_Miscellaneous_E4_Baseline Forecast | Industrial | Instruments | New | Miscellaneous | Natural Gas | Miscellaneous | E4 |  | Baseline Forecast | [27 empty] | 0 | 0 | 0 | bar: 2019 to 2045
Industrial_Instruments_New_Miscellaneous_Natural Gas_Miscellaneous_E5_Baseline Forecast | Industrial | Instruments | New | Miscellaneous | Natural Gas | Miscellaneous | E5 |  | Baseline Forecast | [27 empty] | 0 | 0 | 0 | bar: 2019 to 2045
Industrial_Instruments_New_Miscellaneous_Natural Gas_Miscellaneous_E6_Baseline Forecast | Industrial | Instruments | New | Miscellaneous | Natural Gas | Miscellaneous | E6 |  | Baseline Forecast | [27 empty] | 0 | 0 | 0 | bar: 2019 to 2045
Industrial_Instruments_New_Miscellaneous_Natural Gas_Miscellaneous_E7_Baseline Forecast | Industrial | Instruments | New | Miscellaneous | Natural Gas | Miscellaneous | E7 |  | Baseline Forecast | [27 empty] | 0 | 0 | 0 | bar: 2019 to 2045
Industrial_Instruments_New_Miscellaneous_Natural Gas_Miscellaneous_E8_Baseline Forecast | Industrial | Instruments | New | Miscellaneous | Natural Gas | Miscellaneous | E8 |  | Baseline Forecast | [27 empty] | 0 | 0 | 0 | bar: 2019 to 2045
Industrial_Instruments_New_Miscellaneous_Natural Gas_Miscellaneous_E9_Baseline Forecast | Industrial | Instruments | New | Miscellaneous | Natural Gas | Miscellaneous | E9 |  | Baseline Forecast | [27 empty] | 0 | 0 | 0 | bar: 2019 to 2045
Industrial_Instruments_New_Miscellaneous_Natural Gas_Miscellaneous_E10_Baseline Forecast | Industrial | Instruments | New | Miscellaneous | Natural Gas | Miscellaneous | E10 |  | Baseline Forecast | [27 empty] | 0 | 0 | 0 | bar: 2019 to 2045
Industrial_Wood and Lumber Products_Existing_Space Heating_Natural Gas_Furnace_E1_Baseline Forecast | Industrial | Wood and Lumber Products | Existing | Space Heating | Natural Gas | Furnace | E1 | AFUE 80% (Standard) | Baseline Forecast | 100% | 100% | 100% | 100% | 100% | 100% | 100% | 100% | 100% | 100% | 100% | 100% | 100% | 100% | 100% | 100% | 100% | 100% | 100% | 100% | 100% | 100% | 100% | 100% | 100% | 100% | 100% | 1 | 1 | 1
Industrial_Wood and Lumber Products_Existing_Space Heating_Natural Gas_Furnace_E2_Baseline Forecast | Industrial | Wood and Lumber Products | Existing | Space Heating | Natural Gas | Furnace | E2 | AFUE 90% | Baseline Forecast | [27 empty] | 0 | 0 | 0 | bar: 2019 to 2045
Industrial_Wood and Lumber Products_Existing_Space Heating_Natural Gas_Furnace_E3_Baseline Forecast | Industrial | Wood and Lumber Products | Existing | Space Heating | Natural Gas | Furnace | E3 | AFUE 96% | Baseline Forecast | [27 empty] | 0 | 0 | 0 | bar: 2019 to 2045
Industrial_Wood and Lumber Products_Existing_Space Heating_Natural Gas_Furnace_E4_Baseline Forecast | Industrial | Wood and Lumber Products | Existing | Space Heating | Natural Gas | Furnace | E4 |  | Baseline Forecast | [27 empty] | 0 | 0 | 0 | bar: 2019 to 2045
Industrial_Wood and Lumber Products_Existing_Space Heating_Natural Gas_Furnace_E5_Baseline Forecast | Industrial | Wood and Lumber Products | Existing | Space Heating | Natural Gas | Furnace | E5 |  | Baseline Forecast | [27 empty] | 0 | 0 | 0 | bar: 2019 to 2045
Industrial_Wood and Lumber Products_Existing_Space Heating_Natural Gas_Furnace_E6_Baseline Forecast | Industrial | Wood and Lumber Products | Existing | Space Heating | Natural Gas | Furnace | E6 |  | Baseline Forecast | [27 empty] | 0 | 0 | 0 | bar: 2019 to 2045
Industrial_Wood and Lumber Products_Existing_Space Heating_Natural Gas_Furnace_E7_Baseline Forecast | Industrial | Wood and Lumber Products | Existing | Space Heating | Natural Gas | Furnace | E7 |  | Baseline Forecast | [27 empty] | 0 | 0 | 0 | bar: 2019 to 2045
Industrial_Wood and Lumber Products_Existing_Space Heating_Natural Gas_Furnace_E8_Baseline Forecast | Industrial | Wood and Lumber Products | Existing | Space Heating | Natural Gas | Furnace | E8 |  | Baseline Forecast | [27 empty] | 0 | 0 | 0 | bar: 2019 to 2045
Industrial_Wood and Lumber Products_Existing_Space Heating_Natural Gas_Furnace_E9_Baseline Forecast | Industrial | Wood and Lumber Products | Existing | Space Heating | Natural Gas | Furnace | E9 |  | Baseline Forecast | [27 empty] | 0 | 0 | 0 | bar: 2019 to 2045
Industrial_Wood and Lumber Products_Existing_Space Heating_Natural Gas_Furnace_E10_Baseline Forecast | Industrial | Wood and Lumber Products | Existing | Space Heating | Natural Gas | Furnace | E10 |  | Baseline Forecast | [27 empty] | 0 | 0 | 0 | bar: 2019 to 2045
Industrial_Wood and Lumber Products_Existing_Space Heating_Natural Gas_Boiler_E1_Baseline Forecast | Industrial | Wood and Lumber Products | Existing | Space Heating | Natural Gas | Boiler | E1 | AFUE 80% (Standard) | Baseline Forecast | 100% | 100% | 100% | 100% | 100% | 100% | 100% | 100% | 100% | 100% | 100% | 100% | 100% | 100% | 100% | 100% | 100% | 100% | 100% | 100% | 100% | 100% | 100% | 100% | 100% | 100% | 100% | 1 | 1 | 1
Industrial_Wood and Lumber Products_Existing_Space Heating_Natural Gas_Boiler_E2_Baseline Forecast | Industrial | Wood and Lumber Products | Existing | Space Heating | Natural Gas | Boiler | E2 | AFUE 85% | Baseline Forecast | [27 empty] | 0 | 0 | 0 | bar: 2019 to 2045
Industrial_Wood and Lumber Products_Existing_Space Heating_Natural Gas_Boiler_E3_Baseline Forecast | Industrial | Wood and Lumber Products | Existing | Space Heating | Natural Gas | Boiler | E3 | AFUE 97% | Baseline Forecast | [27 empty] | 0 | 0 | 0 | bar: 2019 to 2045
Industrial_Wood and Lumber Products_Existing_Space Heating_Natural Gas_Boiler_E4_Baseline Forecast | Industrial | Wood and Lumber Products | Existing | Space Heating | Natural Gas | Boiler | E4 | Convert to NG Air Source Heat Pump | Baseline Forecast | [27 empty] | 0 | 0 | 0 | bar: 2019 to 2045
Industrial_Wood and Lumber Products_Existing_Space Heating_Natural Gas_Boiler_E5_Baseline Forecast | Industrial | Wood and Lumber Products | Existing | Space Heating | Natural Gas | Boiler | E5 |  | Baseline Forecast | [27 empty] | 0 | 0 | 0 | bar: 2019 to 2045
Industrial_Wood and Lumber Products_Existing_Space Heating_Natural Gas_Boiler_E6_Baseline Forecast | Industrial | Wood and Lumber Products | Existing | Space Heating | Natural Gas | Boiler | E6 |  | Baseline Forecast | [27 empty] | 0 | 0 | 0 | bar: 2019 to 2045
Industrial_Wood and Lumber Products_Existing_Space Heating_Natural Gas_Boiler_E7_Baseline Forecast | Industrial | Wood and Lumber Products | Existing | Space Heating | Natural Gas | Boiler | E7 |  | Baseline Forecast | [27 empty] | 0 | 0 | 0 | bar: 2019 to 2045
Industrial_Wood and Lumber Products_Existing_Space Heating_Natural Gas_Boiler_E8_Baseline Forecast | Industrial | Wood and Lumber Products | Existing | Space Heating | Natural Gas | Boiler | E8 |  | Baseline Forecast | [27 empty] | 0 | 0 | 0 | bar: 2019 to 2045
Industrial_Wood and Lumber Products_Existing_Space Heating_Natural Gas_Boiler_E9_Baseline Forecast | Industrial | Wood and Lumber Products | Existing | Space Heating | Natural Gas | Boiler | E9 |  | Baseline Forecast | [27 empty] | 0 | 0 | 0 | bar: 2019 to 2045
Industrial_Wood and Lumber Products_Existing_Space Heating_Natural Gas_Boiler_E10_Baseline Forecast | Industrial | Wood and Lumber Products | Existing | Space Heating | Natural Gas | Boiler | E10 |  | Baseline Forecast | [27 empty] | 0 | 0 | 0 | bar: 2019 to 2045
Industrial_Wood and Lumber Products_Existing_Space Heating_Natural Gas_Unit Heater_E1_Baseline Forecast | Industrial | Wood and Lumber Products | Existing | Space Heating | Natural Gas | Unit Heater | E1 | Standard | Baseline Forecast | 100% | 100% | 100% | 100% | 100% | 100% | 100% | 100% | 100% | 100% | 100% | 100% | 100% | 100% | 100% | 100% | 100% | 100% | 100% | 100% | 100% | 100% | 100% | 100% | 100% | 100% | 100% | 1 | 1 | 1
Industrial_Wood and Lumber Products_Existing_Space Heating_Natural Gas_Unit Heater_E2_Baseline Forecast | Industrial | Wood and Lumber Products | Existing | Space Heating | Natural Gas | Unit Heater | E2 | Condensing | Baseline Forecast | [27 empty] | 0 | 0 | 0 | bar: 2019 to 2045
Industrial_Wood and Lumber Products_Existing_Space Heating_Natural Gas_Unit Heater_E3_Baseline Forecast | Industrial | Wood and Lumber Products | Existing | Space Heating | Natural Gas | Unit Heater | E3 | Infrared Radiant | Baseline Forecast | [27 empty] | 0 | 0 | 0 | bar: 2019 to 2045
Industrial_Wood and Lumber Products_Existing_Space Heating_Natural Gas_Unit Heater_E4_Baseline Forecast | Industrial | Wood and Lumber Products | Existing | Space Heating | Natural Gas | Unit Heater | E4 |  | Baseline Forecast | [27 empty] | 0 | 0 | 0 | bar: 2019 to 2045
Industrial_Wood and Lumber Products_Existing_Space Heating_Natural Gas_Unit Heater_E5_Baseline Forecast | Industrial | Wood and Lumber Products | Existing | Space Heating | Natural Gas | Unit Heater | E5 |  | Baseline Forecast | [27 empty] | 0 | 0 | 0 | bar: 2019 to 2045
Industrial_Wood and Lumber Products_Existing_Space Heating_Natural Gas_Unit Heater_E6_Baseline Forecast | Industrial | Wood and Lumber Products | Existing | Space Heating | Natural Gas | Unit Heater | E6 |  | Baseline Forecast | [27 empty] | 0 | 0 | 0 | bar: 2019 to 2045
Industrial_Wood and Lumber Products_Existing_Space Heating_Natural Gas_Unit Heater_E7_Baseline Forecast | Industrial | Wood and Lumber Products | Existing | Space Heating | Natural Gas | Unit Heater | E7 |  | Baseline Forecast | [27 empty] | 0 | 0 | 0 | bar: 2019 to 2045
Industrial_Wood and Lumber Products_Existing_Space Heating_Natural Gas_Unit Heater_E8_Baseline Forecast | Industrial | Wood and Lumber Products | Existing | Space Heating | Natural Gas | Unit Heater | E8 |  | Baseline Forecast | [27 empty] | 0 | 0 | 0 | bar: 2019 to 2045
Industrial_Wood and Lumber Products_Existing_Space Heating_Natural Gas_Unit Heater_E9_Baseline Forecast | Industrial | Wood and Lumber Products | Existing | Space Heating | Natural Gas | Unit Heater | E9 |  | Baseline Forecast | [27 empty] | 0 | 0 | 0 | bar: 2019 to 2045
Industrial_Wood and Lumber Products_Existing_Space Heating_Natural Gas_Unit Heater_E10_Baseline Forecast | Industrial | Wood and Lumber Products | Existing | Space Heating | Natural Gas | Unit Heater | E10 |  | Baseline Forecast | [27 empty] | 0 | 0 | 0 | bar: 2019 to 2045
Industrial_Wood and Lumber Products_Existing_Process_Natural Gas_Process Boiler_E1_Baseline Forecast | Industrial | Wood and Lumber Products | Existing | Process | Natural Gas | Process Boiler | E1 | EF .80 | Baseline Forecast | 100% | 100% | 100% | 100% | 100% | 100% | 100% | 100% | 100% | 100% | 100% | 100% | 100% | 100% | 100% | 100% | 100% | 100% | 100% | 100% | 100% | 100% | 100% | 100% | 100% | 100% | 100% | 1 | 1 | 1
Industrial_Wood and Lumber Products_Existing_Process_Natural Gas_Process Boiler_E2_Baseline Forecast | Industrial | Wood and Lumber Products | Existing | Process | Natural Gas | Process Boiler | E2 |  | Baseline Forecast | [27 empty] | 0 | 0 | 0 | bar: 2019 to 2045
Industrial_Wood and Lumber Products_Existing_Process_Natural Gas_Process Boiler_E3_Baseline Forecast | Industrial | Wood and Lumber Products | Existing | Process | Natural Gas | Process Boiler | E3 |  | Baseline Forecast | [27 empty] | 0 | 0 | 0 | bar: 2019 to 2045
Industrial_Wood and Lumber Products_Existing_Process_Natural Gas_Process Boiler_E4_Baseline Forecast | Industrial | Wood and Lumber Products | Existing | Process | Natural Gas | Process Boiler | E4 |  | Baseline Forecast | [27 empty] | 0 | 0 | 0 | bar: 2019 to 2045
Industrial_Wood and Lumber Products_Existing_Process_Natural Gas_Process Boiler_E5_Baseline Forecast | Industrial | Wood and Lumber Products | Existing | Process | Natural Gas | Process Boiler | E5 |  | Baseline Forecast | [27 empty] | 0 | 0 | 0 | bar: 2019 to 2045
Industrial_Wood and Lumber Products_Existing_Process_Natural Gas_Process Boiler_E6_Baseline Forecast | Industrial | Wood and Lumber Products | Existing | Process | Natural Gas | Process Boiler | E6 |  | Baseline Forecast | [27 empty] | 0 | 0 | 0 | bar: 2019 to 2045
Industrial_Wood and Lumber Products_Existing_Process_Natural Gas_Process Boiler_E7_Baseline Forecast | Industrial | Wood and Lumber Products | Existing | Process | Natural Gas | Process Boiler | E7 |  | Baseline Forecast | [27 empty] | 0 | 0 | 0 | bar: 2019 to 2045
Industrial_Wood and Lumber Products_Existing_Process_Natural Gas_Process Boiler_E8_Baseline Forecast | Industrial | Wood and Lumber Products | Existing | Process | Natural Gas | Process Boiler | E8 |  | Baseline Forecast | [27 empty] | 0 | 0 | 0 | bar: 2019 to 2045
Industrial_Wood and Lumber Products_Existing_Process_Natural Gas_Process Boiler_E9_Baseline Forecast | Industrial | Wood and Lumber Products | Existing | Process | Natural Gas | Process Boiler | E9 |  | Baseline Forecast | [27 empty] | 0 | 0 | 0 | bar: 2019 to 2045
Industrial_Wood and Lumber Products_Existing_Process_Natural Gas_Process Boiler_E10_Baseline Forecast | Industrial | Wood and Lumber Products | Existing | Process | Natural Gas | Process Boiler | E10 |  | Baseline Forecast | [27 empty] | 0 | 0 | 0 | bar: 2019 to 2045
Industrial_Wood and Lumber Products_Existing_Process_Natural Gas_Process Heating_E1_Baseline Forecast | Industrial | Wood and Lumber Products | Existing | Process | Natural Gas | Process Heating | E1 | Standard | Baseline Forecast | 100% | 100% | 100% | 100% | 100% | 100% | 100% | 100% | 100% | 100% | 100% | 100% | 100% | 100% | 100% | 100% | 100% | 100% | 100% | 100% | 100% | 100% | 100% | 100% | 100% | 100% | 100% | 1 | 1 | 1
Industrial_Wood and Lumber Products_Existing_Process_Natural Gas_Process Heating_E2_Baseline Forecast | Industrial | Wood and Lumber Products | Existing | Process | Natural Gas | Process Heating | E2 |  | Baseline Forecast | [27 empty] | 0 | 0 | 0 | bar: 2019 to 2045
Industrial_Wood and Lumber Products_Existing_Process_Natural Gas_Process Heating_E3_Baseline Forecast | Industrial | Wood and Lumber Products | Existing | Process | Natural Gas | Process Heating | E3 |  | Baseline Forecast | [27 empty] | 0 | 0 | 0 | bar: 2019 to 2045
Industrial_Wood and Lumber Products_Existing_Process_Natural Gas_Process Heating_E4_Baseline Forecast | Industrial | Wood and Lumber Products | Existing | Process | Natural Gas | Process Heating | E4 |  | Baseline Forecast | [27 empty] | 0 | 0 | 0 | bar: 2019 to 2045
Industrial_Wood and Lumber Products_Existing_Process_Natural Gas_Process Heating_E5_Baseline Forecast | Industrial | Wood and Lumber Products | Existing | Process | Natural Gas | Process Heating | E5 |  | Baseline Forecast | [27 empty] | 0 | 0 | 0 | bar: 2019 to 2045
Industrial_Wood and Lumber Products_Existing_Process_Natural Gas_Process Heating_E6_Baseline Forecast | Industrial | Wood and Lumber Products | Existing | Process | Natural Gas | Process Heating | E6 |  | Baseline Forecast | [27 empty] | 0 | 0 | 0 | bar: 2019 to 2045
Industrial_Wood and Lumber Products_Existing_Process_Natural Gas_Process Heating_E7_Baseline Forecast | Industrial | Wood and Lumber Products | Existing | Process | Natural Gas | Process Heating | E7 |  | Baseline Forecast | [27 empty] | 0 | 0 | 0 | bar: 2019 to 2045
Industrial_Wood and Lumber Products_Existing_Process_Natural Gas_Process Heating_E8_Baseline Forecast | Industrial | Wood and Lumber Products | Existing | Process | Natural Gas | Process Heating | E8 |  | Baseline Forecast | [27 empty] | 0 | 0 | 0 | bar: 2019 to 2045
Industrial_Wood and Lumber Products_Existing_Process_Natural Gas_Process Heating_E9_Baseline Forecast | Industrial | Wood and Lumber Products | Existing | Process | Natural Gas | Process Heating | E9 |  | Baseline Forecast | [27 empty] | 0 | 0 | 0 | bar: 2019 to 2045
Industrial_Wood and Lumber Products_Existing_Process_Natural Gas_Process Heating_E10_Baseline Forecast | Industrial | Wood and Lumber Products | Existing | Process | Natural Gas | Process Heating | E10 |  | Baseline Forecast | [27 empty] | 0 | 0 | 0 | bar: 2019 to 2045
Industrial_Wood and Lumber Products_Existing_Process_Natural Gas_Process Cooling_E1_Baseline Forecast | Industrial | Wood and Lumber Products | Existing | Process | Natural Gas | Process Cooling | E1 | Standard | Baseline Forecast | 100% | 100% | 100% | 100% | 100% | 100% | 100% | 100% | 100% | 100% | 100% | 100% | 100% | 100% | 100% | 100% | 100% | 100% | 100% | 100% | 100% | 100% | 100% | 100% | 100% | 100% | 100% | 1 | 1 | 1
Industrial_Wood and Lumber Products_Existing_Process_Natural Gas_Process Cooling_E2_Baseline Forecast | Industrial | Wood and Lumber Products | Existing | Process | Natural Gas | Process Cooling | E2 |  | Baseline Forecast | [27 empty] | 0 | 0 | 0 | bar: 2019 to 2045
Industrial_Wood and Lumber Products_Existing_Process_Natural Gas_Process Cooling_E3_Baseline Forecast | Industrial | Wood and Lumber Products | Existing | Process | Natural Gas | Process Cooling | E3 |  | Baseline Forecast | [27 empty] | 0 | 0 | 0 | bar: 2019 to 2045
Industrial_Wood and Lumber Products_Existing_Process_Natural Gas_Process Cooling_E4_Baseline Forecast | Industrial | Wood and Lumber Products | Existing | Process | Natural Gas | Process Cooling | E4 |  | Baseline Forecast | [27 empty] | 0 | 0 | 0 | bar: 2019 to 2045
Industrial_Wood and Lumber Products_Existing_Process_Natural Gas_Process Cooling_E5_Baseline Forecast | Industrial | Wood and Lumber Products | Existing | Process | Natural Gas | Process Cooling | E5 |  | Baseline Forecast | [27 empty] | 0 | 0 | 0 | bar: 2019 to 2045
Industrial_Wood and Lumber Products_Existing_Process_Natural Gas_Process Cooling_E6_Baseline Forecast | Industrial | Wood and Lumber Products | Existing | Process | Natural Gas | Process Cooling | E6 |  | Baseline Forecast | [27 empty] | 0 | 0 | 0 | bar: 2019 to 2045
Industrial_Wood and Lumber Products_Existing_Process_Natural Gas_Process Cooling_E7_Baseline Forecast | Industrial | Wood and Lumber Products | Existing | Process | Natural Gas | Process Cooling | E7 |  | Baseline Forecast | [27 empty] | 0 | 0 | 0 | bar: 2019 to 2045
Industrial_Wood and Lumber Products_Existing_Process_Natural Gas_Process Cooling_E8_Baseline Forecast | Industrial | Wood and Lumber Products | Existing | Process | Natural Gas | Process Cooling | E8 |  | Baseline Forecast | [27 empty] | 0 | 0 | 0 | bar: 2019 to 2045
Industrial_Wood and Lumber Products_Existing_Process_Natural Gas_Process Cooling_E9_Baseline Forecast | Industrial | Wood and Lumber Products | Existing | Process | Natural Gas | Process Cooling | E9 |  | Baseline Forecast | [27 empty] | 0 | 0 | 0 | bar: 2019 to 2045
Industrial_Wood and Lumber Products_Existing_Process_Natural Gas_Process Cooling_E10_Baseline Forecast | Industrial | Wood and Lumber Products | Existing | Process | Natural Gas | Process Cooling | E10 |  | Baseline Forecast | [27 empty] | 0 | 0 | 0 | bar: 2019 to 2045
Industrial_Wood and Lumber Products_Existing_Process_Natural Gas_Other Process_E1_Baseline Forecast | Industrial | Wood and Lumber Products | Existing | Process | Natural Gas | Other Process | E1 | Standard | Baseline Forecast | 100% | 100% | 100% | 100% | 100% | 100% | 100% | 100% | 100% | 100% | 100% | 100% | 100% | 100% | 100% | 100% | 100% | 100% | 100% | 100% | 100% | 100% | 100% | 100% | 100% | 100% | 100% | 1 | 1 | 1
Industrial_Wood and Lumber Products_Existing_Process_Natural Gas_Other Process_E2_Baseline Forecast | Industrial | Wood and Lumber Products | Existing | Process | Natural Gas | Other Process | E2 |  | Baseline Forecast | [27 empty] | 0 | 0 | 0 | bar: 2019 to 2045
Industrial_Wood and Lumber Products_Existing_Process_Natural Gas_Other Process_E3_Baseline Forecast | Industrial | Wood and Lumber Products | Existing | Process | Natural Gas | Other Process | E3 |  | Baseline Forecast | [27 empty] | 0 | 0 | 0 | bar: 2019 to 2045
Industrial_Wood and Lumber Products_Existing_Process_Natural Gas_Other Process_E4_Baseline Forecast | Industrial | Wood and Lumber Products | Existing | Process | Natural Gas | Other Process | E4 |  | Baseline Forecast | [27 empty] | 0 | 0 | 0 | bar: 2019 to 2045
Industrial_Wood and Lumber Products_Existing_Process_Natural Gas_Other Process_E5_Baseline Forecast | Industrial | Wood and Lumber Products | Existing | Process | Natural Gas | Other Process | E5 |  | Baseline Forecast | [27 empty] | 0 | 0 | 0 | bar: 2019 to 2045
Industrial_Wood and Lumber Products_Existing_Process_Natural Gas_Other Process_E6_Baseline Forecast | Industrial | Wood and Lumber Products | Existing | Process | Natural Gas | Other Process | E6 |  | Baseline Forecast | [27 empty] | 0 | 0 | 0 | bar: 2019 to 2045
Industrial_Wood and Lumber Products_Existing_Process_Natural Gas_Other Process_E7_Baseline Forecast | Industrial | Wood and Lumber Products | Existing | Process | Natural Gas | Other Process | E7 |  | Baseline Forecast | [27 empty] | 0 | 0 | 0 | bar: 2019 to 2045
Industrial_Wood and Lumber Products_Existing_Process_Natural Gas_Other Process_E8_Baseline Forecast | Industrial | Wood and Lumber Products | Existing | Process | Natural Gas | Other Process | E8 |  | Baseline Forecast | [27 empty] | 0 | 0 | 0 | bar: 2019 to 2045
Industrial_Wood and Lumber Products_Existing_Process_Natural Gas_Other Process_E9_Baseline Forecast | Industrial | Wood and Lumber Products | Existing | Process | Natural Gas | Other Process | E9 |  | Baseline Forecast | [27 empty] | 0 | 0 | 0 | bar: 2019 to 2045
Industrial_Wood and Lumber Products_Existing_Process_Natural Gas_Other Process_E10_Baseline Forecast | Industrial | Wood and Lumber Products | Existing | Process | Natural Gas | Other Process | E10 |  | Baseline Forecast | [27 empty] | 0 | 0 | 0 | bar: 2019 to 2045
Industrial_Wood and Lumber Products_Existing_Miscellaneous_Natural Gas_Miscellaneous_E1_Baseline Forecast | Industrial | Wood and Lumber Products | Existing | Miscellaneous | Natural Gas | Miscellaneous | E1 | Standard | Baseline Forecast | 100% | 100% | 100% | 100% | 100% | 100% | 100% | 100% | 100% | 100% | 100% | 100% | 100% | 100% | 100% | 100% | 100% | 100% | 100% | 100% | 100% | 100% | 100% | 100% | 100% | 100% | 100% | 1 | 1 | 1
Industrial_Wood and Lumber Products_Existing_Miscellaneous_Natural Gas_Miscellaneous_E2_Baseline Forecast | Industrial | Wood and Lumber Products | Existing | Miscellaneous | Natural Gas | Miscellaneous | E2 |  | Baseline Forecast | [27 empty] | 0 | 0 | 0 | bar: 2019 to 2045
Industrial_Wood and Lumber Products_Existing_Miscellaneous_Natural Gas_Miscellaneous_E3_Baseline Forecast | Industrial | Wood and Lumber Products | Existing | Miscellaneous | Natural Gas | Miscellaneous | E3 |  | Baseline Forecast | [27 empty] | 0 | 0 | 0 | bar: 2019 to 2045
Industrial_Wood and Lumber Products_Existing_Miscellaneous_Natural Gas_Miscellaneous_E4_Baseline Forecast | Industrial | Wood and Lumber Products | Existing | Miscellaneous | Natural Gas | Miscellaneous | E4 |  | Baseline Forecast | [27 empty] | 0 | 0 | 0 | bar: 2019 to 2045
Industrial_Wood and Lumber Products_Existing_Miscellaneous_Natural Gas_Miscellaneous_E5_Baseline Forecast | Industrial | Wood and Lumber Products | Existing | Miscellaneous | Natural Gas | Miscellaneous | E5 |  | Baseline Forecast | [27 empty] | 0 | 0 | 0 | bar: 2019 to 2045
Industrial_Wood and Lumber Products_Existing_Miscellaneous_Natural Gas_Miscellaneous_E6_Baseline Forecast | Industrial | Wood and Lumber Products | Existing | Miscellaneous | Natural Gas | Miscellaneous | E6 |  | Baseline Forecast | [27 empty] | 0 | 0 | 0 | bar: 2019 to 2045
Industrial_Wood and Lumber Products_Existing_Miscellaneous_Natural Gas_Miscellaneous_E7_Baseline Forecast | Industrial | Wood and Lumber Products | Existing | Miscellaneous | Natural Gas | Miscellaneous | E7 |  | Baseline Forecast | [27 empty] | 0 | 0 | 0 | bar: 2019 to 2045
Industrial_Wood and Lumber Products_Existing_Miscellaneous_Natural Gas_Miscellaneous_E8_Baseline Forecast | Industrial | Wood and Lumber Products | Existing | Miscellaneous | Natural Gas | Miscellaneous | E8 |  | Baseline Forecast | [27 empty] | 0 | 0 | 0 | bar: 2019 to 2045
Industrial_Wood and Lumber Products_Existing_Miscellaneous_Natural Gas_Miscellaneous_E9_Baseline Forecast | Industrial | Wood and Lumber Products | Existing | Miscellaneous | Natural Gas | Miscellaneous | E9 |  | Baseline Forecast | [27 empty] | 0 | 0 | 0 | bar: 2019 to 2045
Industrial_Wood and Lumber Products_Existing_Miscellaneous_Natural Gas_Miscellaneous_E10_Baseline Forecast | Industrial | Wood and Lumber Products | Existing | Miscellaneous | Natural Gas | Miscellaneous | E10 |  | Baseline Forecast | [27 empty] | 0 | 0 | 0 | bar: 2019 to 2045
Industrial_Wood and Lumber Products_New_Space Heating_Natural Gas_Furnace_E1_Baseline Forecast | Industrial | Wood and Lumber Products | New | Space Heating | Natural Gas | Furnace | E1 | AFUE 80% (Standard) | Baseline Forecast | 100% | 100% | 100% | 100% | 100% | 100% | 100% | 100% | 100% | 100% | 100% | 100% | 100% | 100% | 100% | 100% | 100% | 100% | 100% | 100% | 100% | 100% | 100% | 100% | 100% | 100% | 100% | 1 | 1 | 1
Industrial_Wood and Lumber Products_New_Space Heating_Natural Gas_Furnace_E2_Baseline Forecast | Industrial | Wood and Lumber Products | New | Space Heating | Natural Gas | Furnace | E2 | AFUE 90% | Baseline Forecast | [27 empty] | 0 | 0 | 0 | bar: 2019 to 2045
Industrial_Wood and Lumber Products_New_Space Heating_Natural Gas_Furnace_E3_Baseline Forecast | Industrial | Wood and Lumber Products | New | Space Heating | Natural Gas | Furnace | E3 | AFUE 96% | Baseline Forecast | [27 empty] | 0 | 0 | 0 | bar: 2019 to 2045
Industrial_Wood and Lumber Products_New_Space Heating_Natural Gas_Furnace_E4_Baseline Forecast | Industrial | Wood and Lumber Products | New | Space Heating | Natural Gas | Furnace | E4 |  | Baseline Forecast | [27 empty] | 0 | 0 | 0 | bar: 2019 to 2045
Industrial_Wood and Lumber Products_New_Space Heating_Natural Gas_Furnace_E5_Baseline Forecast | Industrial | Wood and Lumber Products | New | Space Heating | Natural Gas | Furnace | E5 |  | Baseline Forecast | [27 empty] | 0 | 0 | 0 | bar: 2019 to 2045
Industrial_Wood and Lumber Products_New_Space Heating_Natural Gas_Furnace_E6_Baseline Forecast | Industrial | Wood and Lumber Products | New | Space Heating | Natural Gas | Furnace | E6 |  | Baseline Forecast | [27 empty] | 0 | 0 | 0 | bar: 2019 to 2045
Industrial_Wood and Lumber Products_New_Space Heating_Natural Gas_Furnace_E7_Baseline Forecast | Industrial | Wood and Lumber Products | New | Space Heating | Natural Gas | Furnace | E7 |  | Baseline Forecast | [27 empty] | 0 | 0 | 0 | bar: 2019 to 2045
Industrial_Wood and Lumber Products_New_Space Heating_Natural Gas_Furnace_E8_Baseline Forecast | Industrial | Wood and Lumber Products | New | Space Heating | Natural Gas | Furnace | E8 |  | Baseline Forecast | [27 empty] | 0 | 0 | 0 | bar: 2019 to 2045
Industrial_Wood and Lumber Products_New_Space Heating_Natural Gas_Furnace_E9_Baseline Forecast | Industrial | Wood and Lumber Products | New | Space Heating | Natural Gas | Furnace | E9 |  | Baseline Forecast | [27 empty] | 0 | 0 | 0 | bar: 2019 to 2045
Industrial_Wood and Lumber Products_New_Space Heating_Natural Gas_Furnace_E10_Baseline Forecast | Industrial | Wood and Lumber Products | New | Space Heating | Natural Gas | Furnace | E10 |  | Baseline Forecast | [27 empty] | 0 | 0 | 0 | bar: 2019 to 2045
Industrial_Wood and Lumber Products_New_Space Heating_Natural Gas_Boiler_E1_Baseline Forecast | Industrial | Wood and Lumber Products | New | Space Heating | Natural Gas | Boiler | E1 | AFUE 80% (Standard) | Baseline Forecast | 100% | 100% | 100% | 100% | 100% | 100% | 100% | 100% | 100% | 100% | 100% | 100% | 100% | 100% | 100% | 100% | 100% | 100% | 100% | 100% | 100% | 100% | 100% | 100% | 100% | 100% | 100% | 1 | 1 | 1
Industrial_Wood and Lumber Products_New_Space Heating_Natural Gas_Boiler_E2_Baseline Forecast | Industrial | Wood and Lumber Products | New | Space Heating | Natural Gas | Boiler | E2 | AFUE 85% | Baseline Forecast | [27 empty] | 0 | 0 | 0 | bar: 2019 to 2045
Industrial_Wood and Lumber Products_New_Space Heating_Natural Gas_Boiler_E3_Baseline Forecast | Industrial | Wood and Lumber Products | New | Space Heating | Natural Gas | Boiler | E3 | AFUE 97% | Baseline Forecast | [27 empty] | 0 | 0 | 0 | bar: 2019 to 2045
Industrial_Wood and Lumber Products_New_Space Heating_Natural Gas_Boiler_E4_Baseline Forecast | Industrial | Wood and Lumber Products | New | Space Heating | Natural Gas | Boiler | E4 | Convert to NG Air Source Heat Pump | Baseline Forecast | [27 empty] | 0 | 0 | 0 | bar: 2019 to 2045
Industrial_Wood and Lumber Products_New_Space Heating_Natural Gas_Boiler_E5_Baseline Forecast | Industrial | Wood and Lumber Products | New | Space Heating | Natural Gas | Boiler | E5 |  | Baseline Forecast | [27 empty] | 0 | 0 | 0 | bar: 2019 to 2045
Industrial_Wood and Lumber Products_New_Space Heating_Natural Gas_Boiler_E6_Baseline Forecast | Industrial | Wood and Lumber Products | New | Space Heating | Natural Gas | Boiler | E6 |  | Baseline Forecast | [27 empty] | 0 | 0 | 0 | bar: 2019 to 2045
Industrial_Wood and Lumber Products_New_Space Heating_Natural Gas_Boiler_E7_Baseline Forecast | Industrial | Wood and Lumber Products | New | Space Heating | Natural Gas | Boiler | E7 |  | Baseline Forecast | [27 empty] | 0 | 0 | 0 | bar: 2019 to 2045
Industrial_Wood and Lumber Products_New_Space Heating_Natural Gas_Boiler_E8_Baseline Forecast | Industrial | Wood and Lumber Products | New | Space Heating | Natural Gas | Boiler | E8 |  | Baseline Forecast | [27 empty] | 0 | 0 | 0 | bar: 2019 to 2045
Industrial_Wood and Lumber Products_New_Space Heating_Natural Gas_Boiler_E9_Baseline Forecast | Industrial | Wood and Lumber Products | New | Space Heating | Natural Gas | Boiler | E9 |  | Baseline Forecast | [27 empty] | 0 | 0 | 0 | bar: 2019 to 2045
Industrial_Wood and Lumber Products_New_Space Heating_Natural Gas_Boiler_E10_Baseline Forecast | Industrial | Wood and Lumber Products | New | Space Heating | Natural Gas | Boiler | E10 |  | Baseline Forecast | [27 empty] | 0 | 0 | 0 | bar: 2019 to 2045
Industrial_Wood and Lumber Products_New_Space Heating_Natural Gas_Unit Heater_E1_Baseline Forecast | Industrial | Wood and Lumber Products | New | Space Heating | Natural Gas | Unit Heater | E1 | Standard | Baseline Forecast | 100% | 100% | 100% | 100% | 100% | 100% | 100% | 100% | 100% | 100% | 100% | 100% | 100% | 100% | 100% | 100% | 100% | 100% | 100% | 100% | 100% | 100% | 100% | 100% | 100% | 100% | 100% | 1 | 1 | 1
Industrial_Wood and Lumber Products_New_Space Heating_Natural Gas_Unit Heater_E2_Baseline Forecast | Industrial | Wood and Lumber Products | New | Space Heating | Natural Gas | Unit Heater | E2 | Condensing | Baseline Forecast | [27 empty] | 0 | 0 | 0 | bar: 2019 to 2045
Industrial_Wood and Lumber Products_New_Space Heating_Natural Gas_Unit Heater_E3_Baseline Forecast | Industrial | Wood and Lumber Products | New | Space Heating | Natural Gas | Unit Heater | E3 | Infrared Radiant | Baseline Forecast | [27 empty] | 0 | 0 | 0 | bar: 2019 to 2045
Industrial_Wood and Lumber Products_New_Space Heating_Natural Gas_Unit Heater_E4_Baseline Forecast | Industrial | Wood and Lumber Products | New | Space Heating | Natural Gas | Unit Heater | E4 |  | Baseline Forecast | [27 empty] | 0 | 0 | 0 | bar: 2019 to 2045
Industrial_Wood and Lumber Products_New_Space Heating_Natural Gas_Unit Heater_E5_Baseline Forecast | Industrial | Wood and Lumber Products | New | Space Heating | Natural Gas | Unit Heater | E5 |  | Baseline Forecast | [27 empty] | 0 | 0 | 0 | bar: 2019 to 2045
Industrial_Wood and Lumber Products_New_Space Heating_Natural Gas_Unit Heater_E6_Baseline Forecast | Industrial | Wood and Lumber Products | New | Space Heating | Natural Gas | Unit Heater | E6 |  | Baseline Forecast | [27 empty] | 0 | 0 | 0 | bar: 2019 to 2045
Industrial_Wood and Lumber Products_New_Space Heating_Natural Gas_Unit Heater_E7_Baseline Forecast | Industrial | Wood and Lumber Products | New | Space Heating | Natural Gas | Unit Heater | E7 |  | Baseline Forecast | [27 empty] | 0 | 0 | 0 | bar: 2019 to 2045
Industrial_Wood and Lumber Products_New_Space Heating_Natural Gas_Unit Heater_E8_Baseline Forecast | Industrial | Wood and Lumber Products | New | Space Heating | Natural Gas | Unit Heater | E8 |  | Baseline Forecast | [27 empty] | 0 | 0 | 0 | bar: 2019 to 2045
Industrial_Wood and Lumber Products_New_Space Heating_Natural Gas_Unit Heater_E9_Baseline Forecast | Industrial | Wood and Lumber Products | New | Space Heating | Natural Gas | Unit Heater | E9 |  | Baseline Forecast | [27 empty] | 0 | 0 | 0 | bar: 2019 to 2045
Industrial_Wood and Lumber Products_New_Space Heating_Natural Gas_Unit Heater_E10_Baseline Forecast | Industrial | Wood and Lumber Products | New | Space Heating | Natural Gas | Unit Heater | E10 |  | Baseline Forecast | [27 empty] | 0 | 0 | 0 | bar: 2019 to 2045
Industrial_Wood and Lumber Products_New_Process_Natural Gas_Process Boiler_E1_Baseline Forecast | Industrial | Wood and Lumber Products | New | Process | Natural Gas | Process Boiler | E1 | EF .80 | Baseline Forecast | 100% | 100% | 100% | 100% | 100% | 100% | 100% | 100% | 100% | 100% | 100% | 100% | 100% | 100% | 100% | 100% | 100% | 100% | 100% | 100% | 100% | 100% | 100% | 100% | 100% | 100% | 100% | 1 | 1 | 1
Industrial_Wood and Lumber Products_New_Process_Natural Gas_Process Boiler_E2_Baseline Forecast | Industrial | Wood and Lumber Products | New | Process | Natural Gas | Process Boiler | E2 |  | Baseline Forecast | [27 empty] | 0 | 0 | 0 | bar: 2019 to 2045
Industrial_Wood and Lumber Products_New_Process_Natural Gas_Process Boiler_E3_Baseline Forecast | Industrial | Wood and Lumber Products | New | Process | Natural Gas | Process Boiler | E3 |  | Baseline Forecast | [27 empty] | 0 | 0 | 0 | bar: 2019 to 2045
Industrial_Wood and Lumber Products_New_Process_Natural Gas_Process Boiler_E4_Baseline Forecast | Industrial | Wood and Lumber Products | New | Process | Natural Gas | Process Boiler | E4 |  | Baseline Forecast | [27 empty] | 0 | 0 | 0 | bar: 2019 to 2045
Industrial_Wood and Lumber Products_New_Process_Natural Gas_Process Boiler_E5_Baseline Forecast | Industrial | Wood and Lumber Products | New | Process | Natural Gas | Process Boiler | E5 |  | Baseline Forecast | [27 empty] | 0 | 0 | 0 | bar: 2019 to 2045
Industrial_Wood and Lumber Products_New_Process_Natural Gas_Process Boiler_E6_Baseline Forecast | Industrial | Wood and Lumber Products | New | Process | Natural Gas | Process Boiler | E6 |  | Baseline Forecast | [27 empty] | 0 | 0 | 0 | bar: 2019 to 2045
Industrial_Wood and Lumber Products_New_Process_Natural Gas_Process Boiler_E7_Baseline Forecast | Industrial | Wood and Lumber Products | New | Process | Natural Gas | Process Boiler | E7 |  | Baseline Forecast | [27 empty] | 0 | 0 | 0 | bar: 2019 to 2045
Industrial_Wood and Lumber Products_New_Process_Natural Gas_Process Boiler_E8_Baseline Forecast | Industrial | Wood and Lumber Products | New | Process | Natural Gas | Process Boiler | E8 |  | Baseline Forecast | [27 empty] | 0 | 0 | 0 | bar: 2019 to 2045
Industrial_Wood and Lumber Products_New_Process_Natural Gas_Process Boiler_E9_Baseline Forecast | Industrial | Wood and Lumber Products | New | Process | Natural Gas | Process Boiler | E9 |  | Baseline Forecast | [27 empty] | 0 | 0 | 0 | bar: 2019 to 2045
Industrial_Wood and Lumber Products_New_Process_Natural Gas_Process Boiler_E10_Baseline Forecast | Industrial | Wood and Lumber Products | New | Process | Natural Gas | Process Boiler | E10 |  | Baseline Forecast | [27 empty] | 0 | 0 | 0 | bar: 2019 to 2045
Industrial_Wood and Lumber Products_New_Process_Natural Gas_Process Heating_E1_Baseline Forecast | Industrial | Wood and Lumber Products | New | Process | Natural Gas | Process Heating | E1 | Standard | Baseline Forecast | 100% | 100% | 100% | 100% | 100% | 100% | 100% | 100% | 100% | 100% | 100% | 100% | 100% | 100% | 100% | 100% | 100% | 100% | 100% | 100% | 100% | 100% | 100% | 100% | 100% | 100% | 100% | 1 | 1 | 1
Industrial_Wood and Lumber Products_New_Process_Natural Gas_Process Heating_E2_Baseline Forecast | Industrial | Wood and Lumber Products | New | Process | Natural Gas | Process Heating | E2 |  | Baseline Forecast | [27 empty] | 0 | 0 | 0 | bar: 2019 to 2045
Industrial_Wood and Lumber Products_New_Process_Natural Gas_Process Heating_E3_Baseline Forecast | Industrial | Wood and Lumber Products | New | Process | Natural Gas | Process Heating | E3 |  | Baseline Forecast | [27 empty] | 0 | 0 | 0 | bar: 2019 to 2045
Industrial_Wood and Lumber Products_New_Process_Natural Gas_Process Heating_E4_Baseline Forecast | Industrial | Wood and Lumber Products | New | Process | Natural Gas | Process Heating | E4 |  | Baseline Forecast | [27 empty] | 0 | 0 | 0 | bar: 2019 to 2045
Industrial_Wood and Lumber Products_New_Process_Natural Gas_Process Heating_E5_Baseline Forecast | Industrial | Wood and Lumber Products | New | Process | Natural Gas | Process Heating | E5 |  | Baseline Forecast | [27 empty] | 0 | 0 | 0 | bar: 2019 to 2045
Industrial_Wood and Lumber Products_New_Process_Natural Gas_Process Heating_E6_Baseline Forecast | Industrial | Wood and Lumber Products | New | Process | Natural Gas | Process Heating | E6 |  | Baseline Forecast | [27 empty] | 0 | 0 | 0 | bar: 2019 to 2045
Industrial_Wood and Lumber Products_New_Process_Natural Gas_Process Heating_E7_Baseline Forecast | Industrial | Wood and Lumber Products | New | Process | Natural Gas | Process Heating | E7 |  | Baseline Forecast | [27 empty] | 0 | 0 | 0 | bar: 2019 to 2045
Industrial_Wood and Lumber Products_New_Process_Natural Gas_Process Heating_E8_Baseline Forecast | Industrial | Wood and Lumber Products | New | Process | Natural Gas | Process Heating | E8 |  | Baseline Forecast | [27 empty] | 0 | 0 | 0 | bar: 2019 to 2045
Industrial_Wood and Lumber Products_New_Process_Natural Gas_Process Heating_E9_Baseline Forecast | Industrial | Wood and Lumber Products | New | Process | Natural Gas | Process Heating | E9 |  | Baseline Forecast | [27 empty] | 0 | 0 | 0 | bar: 2019 to 2045
Industrial_Wood and Lumber Products_New_Process_Natural Gas_Process Heating_E10_Baseline Forecast | Industrial | Wood and Lumber Products | New | Process | Natural Gas | Process Heating | E10 |  | Baseline Forecast | [27 empty] | 0 | 0 | 0 | bar: 2019 to 2045
Industrial_Wood and Lumber Products_New_Process_Natural Gas_Process Cooling_E1_Baseline Forecast | Industrial | Wood and Lumber Products | New | Process | Natural Gas | Process Cooling | E1 | Standard | Baseline Forecast | 100% | 100% | 100% | 100% | 100% | 100% | 100% | 100% | 100% | 100% | 100% | 100% | 100% | 100% | 100% | 100% | 100% | 100% | 100% | 100% | 100% | 100% | 100% | 100% | 100% | 100% | 100% | 1 | 1 | 1
Industrial_Wood and Lumber Products_New_Process_Natural Gas_Process Cooling_E2_Baseline Forecast | Industrial | Wood and Lumber Products | New | Process | Natural Gas | Process Cooling | E2 |  | Baseline Forecast | [27 empty] | 0 | 0 | 0 | bar: 2019 to 2045
Industrial_Wood and Lumber Products_New_Process_Natural Gas_Process Cooling_E3_Baseline Forecast | Industrial | Wood and Lumber Products | New | Process | Natural Gas | Process Cooling | E3 |  | Baseline Forecast | [27 empty] | 0 | 0 | 0 | bar: 2019 to 2045
Industrial_Wood and Lumber Products_New_Process_Natural Gas_Process Cooling_E4_Baseline Forecast | Industrial | Wood and Lumber Products | New | Process | Natural Gas | Process Cooling | E4 |  | Baseline Forecast | [27 empty] | 0 | 0 | 0 | bar: 2019 to 2045
Industrial_Wood and Lumber Products_New_Process_Natural Gas_Process Cooling_E5_Baseline Forecast | Industrial | Wood and Lumber Products | New | Process | Natural Gas | Process Cooling | E5 |  | Baseline Forecast | [27 empty] | 0 | 0 | 0 | bar: 2019 to 2045
Industrial_Wood and Lumber Products_New_Process_Natural Gas_Process Cooling_E6_Baseline Forecast | Industrial | Wood and Lumber Products | New | Process | Natural Gas | Process Cooling | E6 |  | Baseline Forecast | [27 empty] | 0 | 0 | 0 | bar: 2019 to 2045
Industrial_Wood and Lumber Products_New_Process_Natural Gas_Process Cooling_E7_Baseline Forecast | Industrial | Wood and Lumber Products | New | Process | Natural Gas | Process Cooling | E7 |  | Baseline Forecast | [27 empty] | 0 | 0 | 0 | bar: 2019 to 2045
Industrial_Wood and Lumber Products_New_Process_Natural Gas_Process Cooling_E8_Baseline Forecast | Industrial | Wood and Lumber Products | New | Process | Natural Gas | Process Cooling | E8 |  | Baseline Forecast | [27 empty] | 0 | 0 | 0 | bar: 2019 to 2045
Industrial_Wood and Lumber Products_New_Process_Natural Gas_Process Cooling_E9_Baseline Forecast | Industrial | Wood and Lumber Products | New | Process | Natural Gas | Process Cooling | E9 |  | Baseline Forecast | [27 empty] | 0 | 0 | 0 | bar: 2019 to 2045
Industrial_Wood and Lumber Products_New_Process_Natural Gas_Process Cooling_E10_Baseline Forecast | Industrial | Wood and Lumber Products | New | Process | Natural Gas | Process Cooling | E10 |  | Baseline Forecast | [27 empty] | 0 | 0 | 0 | bar: 2019 to 2045
Industrial_Wood and Lumber Products_New_Process_Natural Gas_Other Process_E1_Baseline Forecast | Industrial | Wood and Lumber Products | New | Process | Natural Gas | Other Process | E1 | Standard | Baseline Forecast | 100% | 100% | 100% | 100% | 100% | 100% | 100% | 100% | 100% | 100% | 100% | 100% | 100% | 100% | 100% | 100% | 100% | 100% | 100% | 100% | 100% | 100% | 100% | 100% | 100% | 100% | 100% | 1 | 1 | 1
Industrial_Wood and Lumber Products_New_Process_Natural Gas_Other Process_E2_Baseline Forecast | Industrial | Wood and Lumber Products | New | Process | Natural Gas | Other Process | E2 |  | Baseline Forecast | [27 empty] | 0 | 0 | 0 | bar: 2019 to 2045
Industrial_Wood and Lumber Products_New_Process_Natural Gas_Other Process_E3_Baseline Forecast | Industrial | Wood and Lumber Products | New | Process | Natural Gas | Other Process | E3 |  | Baseline Forecast | [27 empty] | 0 | 0 | 0 | bar: 2019 to 2045
Industrial_Wood and Lumber Products_New_Process_Natural Gas_Other Process_E4_Baseline Forecast | Industrial | Wood and Lumber Products | New | Process | Natural Gas | Other Process | E4 |  | Baseline Forecast | [27 empty] | 0 | 0 | 0 | bar: 2019 to 2045
Industrial_Wood and Lumber Products_New_Process_Natural Gas_Other Process_E5_Baseline Forecast | Industrial | Wood and Lumber Products | New | Process | Natural Gas | Other Process | E5 |  | Baseline Forecast | [27 empty] | 0 | 0 | 0 | bar: 2019 to 2045
Industrial_Wood and Lumber Products_New_Process_Natural Gas_Other Process_E6_Baseline Forecast | Industrial | Wood and Lumber Products | New | Process | Natural Gas | Other Process | E6 |  | Baseline Forecast | [27 empty] | 0 | 0 | 0 | bar: 2019 to 2045
Industrial_Wood and Lumber Products_New_Process_Natural Gas_Other Process_E7_Baseline Forecast | Industrial | Wood and Lumber Products | New | Process | Natural Gas | Other Process | E7 |  | Baseline Forecast | [27 empty] | 0 | 0 | 0 | bar: 2019 to 2045
Industrial_Wood and Lumber Products_New_Process_Natural Gas_Other Process_E8_Baseline Forecast | Industrial | Wood and Lumber Products | New | Process | Natural Gas | Other Process | E8 |  | Baseline Forecast | [27 empty] | 0 | 0 | 0 | bar: 2019 to 2045
Industrial_Wood and Lumber Products_New_Process_Natural Gas_Other Process_E9_Baseline Forecast | Industrial | Wood and Lumber Products | New | Process | Natural Gas | Other Process | E9 |  | Baseline Forecast | [27 empty] | 0 | 0 | 0 | bar: 2019 to 2045
Industrial_Wood and Lumber Products_New_Process_Natural Gas_Other Process_E10_Baseline Forecast | Industrial | Wood and Lumber Products | New | Process | Natural Gas | Other Process | E10 |  | Baseline Forecast | [27 empty] | 0 | 0 | 0 | bar: 2019 to 2045
Industrial_Wood and Lumber Products_New_Miscellaneous_Natural Gas_Miscellaneous_E1_Baseline Forecast | Industrial | Wood and Lumber Products | New | Miscellaneous | Natural Gas | Miscellaneous | E1 | Standard | Baseline Forecast | 100% | 100% | 100% | 100% | 100% | 100% | 100% | 100% | 100% | 100% | 100% | 100% | 100% | 100% | 100% | 100% | 100% | 100% | 100% | 100% | 100% | 100% | 100% | 100% | 100% | 100% | 100% | 1 | 1 | 1
Industrial_Wood and Lumber Products_New_Miscellaneous_Natural Gas_Miscellaneous_E2_Baseline Forecast | Industrial | Wood and Lumber Products | New | Miscellaneous | Natural Gas | Miscellaneous | E2 |  | Baseline Forecast | [27 empty] | 0 | 0 | 0 | bar: 2019 to 2045
Industrial_Wood and Lumber Products_New_Miscellaneous_Natural Gas_Miscellaneous_E3_Baseline Forecast | Industrial | Wood and Lumber Products | New | Miscellaneous | Natural Gas | Miscellaneous | E3 |  | Baseline Forecast | [27 empty] | 0 | 0 | 0 | bar: 2019 to 2045
Industrial_Wood and Lumber Products_New_Miscellaneous_Natural Gas_Miscellaneous_E4_Baseline Forecast | Industrial | Wood and Lumber Products | New | Miscellaneous | Natural Gas | Miscellaneous | E4 |  | Baseline Forecast | [27 empty] | 0 | 0 | 0 | bar: 2019 to 2045
Industrial_Wood and Lumber Products_New_Miscellaneous_Natural Gas_Miscellaneous_E5_Baseline Forecast | Industrial | Wood and Lumber Products | New | Miscellaneous | Natural Gas | Miscellaneous | E5 |  | Baseline Forecast | [27 empty] | 0 | 0 | 0 | bar: 2019 to 2045
Industrial_Wood and Lumber Products_New_Miscellaneous_Natural Gas_Miscellaneous_E6_Baseline Forecast | Industrial | Wood and Lumber Products | New | Miscellaneous | Natural Gas | Miscellaneous | E6 |  | Baseline Forecast | [27 empty] | 0 | 0 | 0 | bar: 2019 to 2045
Industrial_Wood and Lumber Products_New_Miscellaneous_Natural Gas_Miscellaneous_E7_Baseline Forecast | Industrial | Wood and Lumber Products | New | Miscellaneous | Natural Gas | Miscellaneous | E7 |  | Baseline Forecast | [27 empty] | 0 | 0 | 0 | bar: 2019 to 2045
Industrial_Wood and Lumber Products_New_Miscellaneous_Natural Gas_Miscellaneous_E8_Baseline Forecast | Industrial | Wood and Lumber Products | New | Miscellaneous | Natural Gas | Miscellaneous | E8 |  | Baseline Forecast | [27 empty] | 0 | 0 | 0 | bar: 2019 to 2045
Industrial_Wood and Lumber Products_New_Miscellaneous_Natural Gas_Miscellaneous_E9_Baseline Forecast | Industrial | Wood and Lumber Products | New | Miscellaneous | Natural Gas | Miscellaneous | E9 |  | Baseline Forecast | [27 empty] | 0 | 0 | 0 | bar: 2019 to 2045
Industrial_Wood and Lumber Products_New_Miscellaneous_Natural Gas_Miscellaneous_E10_Baseline Forecast | Industrial | Wood and Lumber Products | New | Miscellaneous | Natural Gas | Miscellaneous | E10 |  | Baseline Forecast | [27 empty] | 0 | 0 | 0 | bar: 2019 to 2045
Industrial_Other Industrial_Existing_Space Heating_Natural Gas_Furnace_E1_Baseline Forecast | Industrial | Other Industrial | Existing | Space Heating | Natural Gas | Furnace | E1 | AFUE 80% (Standard) | Baseline Forecast | 100% | 100% | 100% | 100% | 100% | 100% | 100% | 100% | 100% | 100% | 100% | 100% | 100% | 100% | 100% | 100% | 100% | 100% | 100% | 100% | 100% | 100% | 100% | 100% | 100% | 100% | 100% | 1 | 1 | 1
Industrial_Other Industrial_Existing_Space Heating_Natural Gas_Furnace_E2_Baseline Forecast | Industrial | Other Industrial | Existing | Space Heating | Natural Gas | Furnace | E2 | AFUE 90% | Baseline Forecast | [27 empty] | 0 | 0 | 0 | bar: 2019 to 2045
Industrial_Other Industrial_Existing_Space Heating_Natural Gas_Furnace_E3_Baseline Forecast | Industrial | Other Industrial | Existing | Space Heating | Natural Gas | Furnace | E3 | AFUE 96% | Baseline Forecast | [27 empty] | 0 | 0 | 0 | bar: 2019 to 2045
Industrial_Other Industrial_Existing_Space Heating_Natural Gas_Furnace_E4_Baseline Forecast | Industrial | Other Industrial | Existing | Space Heating | Natural Gas | Furnace | E4 |  | Baseline Forecast | [27 empty] | 0 | 0 | 0 | bar: 2019 to 2045
Industrial_Other Industrial_Existing_Space Heating_Natural Gas_Furnace_E5_Baseline Forecast | Industrial | Other Industrial | Existing | Space Heating | Natural Gas | Furnace | E5 |  | Baseline Forecast | [27 empty] | 0 | 0 | 0 | bar: 2019 to 2045
Industrial_Other Industrial_Existing_Space Heating_Natural Gas_Furnace_E6_Baseline Forecast | Industrial | Other Industrial | Existing | Space Heating | Natural Gas | Furnace | E6 |  | Baseline Forecast | [27 empty] | 0 | 0 | 0 | bar: 2019 to 2045
Industrial_Other Industrial_Existing_Space Heating_Natural Gas_Furnace_E7_Baseline Forecast | Industrial | Other Industrial | Existing | Space Heating | Natural Gas | Furnace | E7 |  | Baseline Forecast | [27 empty] | 0 | 0 | 0 | bar: 2019 to 2045
Industrial_Other Industrial_Existing_Space Heating_Natural Gas_Furnace_E8_Baseline Forecast | Industrial | Other Industrial | Existing | Space Heating | Natural Gas | Furnace | E8 |  | Baseline Forecast | [27 empty] | 0 | 0 | 0 | bar: 2019 to 2045
Industrial_Other Industrial_Existing_Space Heating_Natural Gas_Furnace_E9_Baseline Forecast | Industrial | Other Industrial | Existing | Space Heating | Natural Gas | Furnace | E9 |  | Baseline Forecast | [27 empty] | 0 | 0 | 0 | bar: 2019 to 2045
Industrial_Other Industrial_Existing_Space Heating_Natural Gas_Furnace_E10_Baseline Forecast | Industrial | Other Industrial | Existing | Space Heating | Natural Gas | Furnace | E10 |  | Baseline Forecast | [27 empty] | 0 | 0 | 0 | bar: 2019 to 2045
Industrial_Other Industrial_Existing_Space Heating_Natural Gas_Boiler_E1_Baseline Forecast | Industrial | Other Industrial | Existing | Space Heating | Natural Gas | Boiler | E1 | AFUE 80% (Standard) | Baseline Forecast | 100% | 100% | 100% | 100% | 100% | 100% | 100% | 100% | 100% | 100% | 100% | 100% | 100% | 100% | 100% | 100% | 100% | 100% | 100% | 100% | 100% | 100% | 100% | 100% | 100% | 100% | 100% | 1 | 1 | 1
Industrial_Other Industrial_Existing_Space Heating_Natural Gas_Boiler_E2_Baseline Forecast | Industrial | Other Industrial | Existing | Space Heating | Natural Gas | Boiler | E2 | AFUE 85% | Baseline Forecast | [27 empty] | 0 | 0 | 0 | bar: 2019 to 2045
Industrial_Other Industrial_Existing_Space Heating_Natural Gas_Boiler_E3_Baseline Forecast | Industrial | Other Industrial | Existing | Space Heating | Natural Gas | Boiler | E3 | AFUE 97% | Baseline Forecast | [27 empty] | 0 | 0 | 0 | bar: 2019 to 2045
Industrial_Other Industrial_Existing_Space Heating_Natural Gas_Boiler_E4_Baseline Forecast | Industrial | Other Industrial | Existing | Space Heating | Natural Gas | Boiler | E4 | Convert to NG Air Source Heat Pump | Baseline Forecast | [27 empty] | 0 | 0 | 0 | bar: 2019 to 2045
Industrial_Other Industrial_Existing_Space Heating_Natural Gas_Boiler_E5_Baseline Forecast | Industrial | Other Industrial | Existing | Space Heating | Natural Gas | Boiler | E5 |  | Baseline Forecast | [27 empty] | 0 | 0 | 0 | bar: 2019 to 2045
Industrial_Other Industrial_Existing_Space Heating_Natural Gas_Boiler_E6_Baseline Forecast | Industrial | Other Industrial | Existing | Space Heating | Natural Gas | Boiler | E6 |  | Baseline Forecast | [27 empty] | 0 | 0 | 0 | bar: 2019 to 2045
Industrial_Other Industrial_Existing_Space Heating_Natural Gas_Boiler_E7_Baseline Forecast | Industrial | Other Industrial | Existing | Space Heating | Natural Gas | Boiler | E7 |  | Baseline Forecast | [27 empty] | 0 | 0 | 0 | bar: 2019 to 2045
Industrial_Other Industrial_Existing_Space Heating_Natural Gas_Boiler_E8_Baseline Forecast | Industrial | Other Industrial | Existing | Space Heating | Natural Gas | Boiler | E8 |  | Baseline Forecast | [27 empty] | 0 | 0 | 0 | bar: 2019 to 2045
Industrial_Other Industrial_Existing_Space Heating_Natural Gas_Boiler_E9_Baseline Forecast | Industrial | Other Industrial | Existing | Space Heating | Natural Gas | Boiler | E9 |  | Baseline Forecast | [27 empty] | 0 | 0 | 0 | bar: 2019 to 2045
Industrial_Other Industrial_Existing_Space Heating_Natural Gas_Boiler_E10_Baseline Forecast | Industrial | Other Industrial | Existing | Space Heating | Natural Gas | Boiler | E10 |  | Baseline Forecast | [27 empty] | 0 | 0 | 0 | bar: 2019 to 2045
Industrial_Other Industrial_Existing_Space Heating_Natural Gas_Unit Heater_E1_Baseline Forecast | Industrial | Other Industrial | Existing | Space Heating | Natural Gas | Unit Heater | E1 | Standard | Baseline Forecast | 100% | 100% | 100% | 100% | 100% | 100% | 100% | 100% | 100% | 100% | 100% | 100% | 100% | 100% | 100% | 100% | 100% | 100% | 100% | 100% | 100% | 100% | 100% | 100% | 100% | 100% | 100% | 1 | 1 | 1
Industrial_Other Industrial_Existing_Space Heating_Natural Gas_Unit Heater_E2_Baseline Forecast | Industrial | Other Industrial | Existing | Space Heating | Natural Gas | Unit Heater | E2 | Condensing | Baseline Forecast | [27 empty] | 0 | 0 | 0 | bar: 2019 to 2045
Industrial_Other Industrial_Existing_Space Heating_Natural Gas_Unit Heater_E3_Baseline Forecast | Industrial | Other Industrial | Existing | Space Heating | Natural Gas | Unit Heater | E3 | Infrared Radiant | Baseline Forecast | [27 empty] | 0 | 0 | 0 | bar: 2019 to 2045
Industrial_Other Industrial_Existing_Space Heating_Natural Gas_Unit Heater_E4_Baseline Forecast | Industrial | Other Industrial | Existing | Space Heating | Natural Gas | Unit Heater | E4 |  | Baseline Forecast | [27 empty] | 0 | 0 | 0 | bar: 2019 to 2045
Industrial_Other Industrial_Existing_Space Heating_Natural Gas_Unit Heater_E5_Baseline Forecast | Industrial | Other Industrial | Existing | Space Heating | Natural Gas | Unit Heater | E5 |  | Baseline Forecast | [27 empty] | 0 | 0 | 0 | bar: 2019 to 2045
Industrial_Other Industrial_Existing_Space Heating_Natural Gas_Unit Heater_E6_Baseline Forecast | Industrial | Other Industrial | Existing | Space Heating | Natural Gas | Unit Heater | E6 |  | Baseline Forecast | [27 empty] | 0 | 0 | 0 | bar: 2019 to 2045
Industrial_Other Industrial_Existing_Space Heating_Natural Gas_Unit Heater_E7_Baseline Forecast | Industrial | Other Industrial | Existing | Space Heating | Natural Gas | Unit Heater | E7 |  | Baseline Forecast | [27 empty] | 0 | 0 | 0 | bar: 2019 to 2045
Industrial_Other Industrial_Existing_Space Heating_Natural Gas_Unit Heater_E8_Baseline Forecast | Industrial | Other Industrial | Existing | Space Heating | Natural Gas | Unit Heater | E8 |  | Baseline Forecast | [27 empty] | 0 | 0 | 0 | bar: 2019 to 2045
Industrial_Other Industrial_Existing_Space Heating_Natural Gas_Unit Heater_E9_Baseline Forecast | Industrial | Other Industrial | Existing | Space Heating | Natural Gas | Unit Heater | E9 |  | Baseline Forecast | [27 empty] | 0 | 0 | 0 | bar: 2019 to 2045
Industrial_Other Industrial_Existing_Space Heating_Natural Gas_Unit Heater_E10_Baseline Forecast | Industrial | Other Industrial | Existing | Space Heating | Natural Gas | Unit Heater | E10 |  | Baseline Forecast | [27 empty] | 0 | 0 | 0 | bar: 2019 to 2045
Industrial_Other Industrial_Existing_Process_Natural Gas_Process Boiler_E1_Baseline Forecast | Industrial | Other Industrial | Existing | Process | Natural Gas | Process Boiler | E1 | EF .80 | Baseline Forecast | 100% | 100% | 100% | 100% | 100% | 100% | 100% | 100% | 100% | 100% | 100% | 100% | 100% | 100% | 100% | 100% | 100% | 100% | 100% | 100% | 100% | 100% | 100% | 100% | 100% | 100% | 100% | 1 | 1 | 1
Industrial_Other Industrial_Existing_Process_Natural Gas_Process Boiler_E2_Baseline Forecast | Industrial | Other Industrial | Existing | Process | Natural Gas | Process Boiler | E2 |  | Baseline Forecast | [27 empty] | 0 | 0 | 0 | bar: 2019 to 2045
Industrial_Other Industrial_Existing_Process_Natural Gas_Process Boiler_E3_Baseline Forecast | Industrial | Other Industrial | Existing | Process | Natural Gas | Process Boiler | E3 |  | Baseline Forecast | [27 empty] | 0 | 0 | 0 | bar: 2019 to 2045
Industrial_Other Industrial_Existing_Process_Natural Gas_Process Boiler_E4_Baseline Forecast | Industrial | Other Industrial | Existing | Process | Natural Gas | Process Boiler | E4 |  | Baseline Forecast | [27 empty] | 0 | 0 | 0 | bar: 2019 to 2045
Industrial_Other Industrial_Existing_Process_Natural Gas_Process Boiler_E5_Baseline Forecast | Industrial | Other Industrial | Existing | Process | Natural Gas | Process Boiler | E5 |  | Baseline Forecast | [27 empty] | 0 | 0 | 0 | bar: 2019 to 2045
Industrial_Other Industrial_Existing_Process_Natural Gas_Process Boiler_E6_Baseline Forecast | Industrial | Other Industrial | Existing | Process | Natural Gas | Process Boiler | E6 |  | Baseline Forecast | [27 empty] | 0 | 0 | 0 | bar: 2019 to 2045
Industrial_Other Industrial_Existing_Process_Natural Gas_Process Boiler_E7_Baseline Forecast | Industrial | Other Industrial | Existing | Process | Natural Gas | Process Boiler | E7 |  | Baseline Forecast | [27 empty] | 0 | 0 | 0 | bar: 2019 to 2045
Industrial_Other Industrial_Existing_Process_Natural Gas_Process Boiler_E8_Baseline Forecast | Industrial | Other Industrial | Existing | Process | Natural Gas | Process Boiler | E8 |  | Baseline Forecast | [27 empty] | 0 | 0 | 0 | bar: 2019 to 2045
Industrial_Other Industrial_Existing_Process_Natural Gas_Process Boiler_E9_Baseline Forecast | Industrial | Other Industrial | Existing | Process | Natural Gas | Process Boiler | E9 |  | Baseline Forecast | [27 empty] | 0 | 0 | 0 | bar: 2019 to 2045
Industrial_Other Industrial_Existing_Process_Natural Gas_Process Boiler_E10_Baseline Forecast | Industrial | Other Industrial | Existing | Process | Natural Gas | Process Boiler | E10 |  | Baseline Forecast | [27 empty] | 0 | 0 | 0 | bar: 2019 to 2045
Industrial_Other Industrial_Existing_Process_Natural Gas_Process Heating_E1_Baseline Forecast | Industrial | Other Industrial | Existing | Process | Natural Gas | Process Heating | E1 | Standard | Baseline Forecast | 100% | 100% | 100% | 100% | 100% | 100% | 100% | 100% | 100% | 100% | 100% | 100% | 100% | 100% | 100% | 100% | 100% | 100% | 100% | 100% | 100% | 100% | 100% | 100% | 100% | 100% | 100% | 1 | 1 | 1
Industrial_Other Industrial_Existing_Process_Natural Gas_Process Heating_E2_Baseline Forecast | Industrial | Other Industrial | Existing | Process | Natural Gas | Process Heating | E2 |  | Baseline Forecast | [27 empty] | 0 | 0 | 0 | bar: 2019 to 2045
Industrial_Other Industrial_Existing_Process_Natural Gas_Process Heating_E3_Baseline Forecast | Industrial | Other Industrial | Existing | Process | Natural Gas | Process Heating | E3 |  | Baseline Forecast | [27 empty] | 0 | 0 | 0 | bar: 2019 to 2045
Industrial_Other Industrial_Existing_Process_Natural Gas_Process Heating_E4_Baseline Forecast | Industrial | Other Industrial | Existing | Process | Natural Gas | Process Heating | E4 |  | Baseline Forecast | [27 empty] | 0 | 0 | 0 | bar: 2019 to 2045
Industrial_Other Industrial_Existing_Process_Natural Gas_Process Heating_E5_Baseline Forecast | Industrial | Other Industrial | Existing | Process | Natural Gas | Process Heating | E5 |  | Baseline Forecast | [27 empty] | 0 | 0 | 0 | bar: 2019 to 2045
Industrial_Other Industrial_Existing_Process_Natural Gas_Process Heating_E6_Baseline Forecast | Industrial | Other Industrial | Existing | Process | Natural Gas | Process Heating | E6 |  | Baseline Forecast | [27 empty] | 0 | 0 | 0 | bar: 2019 to 2045
Industrial_Other Industrial_Existing_Process_Natural Gas_Process Heating_E7_Baseline Forecast | Industrial | Other Industrial | Existing | Process | Natural Gas | Process Heating | E7 |  | Baseline Forecast | [27 empty] | 0 | 0 | 0 | bar: 2019 to 2045
Industrial_Other Industrial_Existing_Process_Natural Gas_Process Heating_E8_Baseline Forecast | Industrial | Other Industrial | Existing | Process | Natural Gas | Process Heating | E8 |  | Baseline Forecast | [27 empty] | 0 | 0 | 0 | bar: 2019 to 2045
Industrial_Other Industrial_Existing_Process_Natural Gas_Process Heating_E9_Baseline Forecast | Industrial | Other Industrial | Existing | Process | Natural Gas | Process Heating | E9 |  | Baseline Forecast | [27 empty] | 0 | 0 | 0 | bar: 2019 to 2045
Industrial_Other Industrial_Existing_Process_Natural Gas_Process Heating_E10_Baseline Forecast | Industrial | Other Industrial | Existing | Process | Natural Gas | Process Heating | E10 |  | Baseline Forecast | [27 empty] | 0 | 0 | 0 | bar: 2019 to 2045
Industrial_Other Industrial_Existing_Process_Natural Gas_Process Cooling_E1_Baseline Forecast | Industrial | Other Industrial | Existing | Process | Natural Gas | Process Cooling | E1 | Standard | Baseline Forecast | 100% | 100% | 100% | 100% | 100% | 100% | 100% | 100% | 100% | 100% | 100% | 100% | 100% | 100% | 100% | 100% | 100% | 100% | 100% | 100% | 100% | 100% | 100% | 100% | 100% | 100% | 100% | 1 | 1 | 1
Industrial_Other Industrial_Existing_Process_Natural Gas_Process Cooling_E2_Baseline Forecast | Industrial | Other Industrial | Existing | Process | Natural Gas | Process Cooling | E2 |  | Baseline Forecast | [27 empty] | 0 | 0 | 0 | bar: 2019 to 2045
Industrial_Other Industrial_Existing_Process_Natural Gas_Process Cooling_E3_Baseline Forecast | Industrial | Other Industrial | Existing | Process | Natural Gas | Process Cooling | E3 |  | Baseline Forecast | [27 empty] | 0 | 0 | 0 | bar: 2019 to 2045
Industrial_Other Industrial_Existing_Process_Natural Gas_Process Cooling_E4_Baseline Forecast | Industrial | Other Industrial | Existing | Process | Natural Gas | Process Cooling | E4 |  | Baseline Forecast | [27 empty] | 0 | 0 | 0 | bar: 2019 to 2045
Industrial_Other Industrial_Existing_Process_Natural Gas_Process Cooling_E5_Baseline Forecast | Industrial | Other Industrial | Existing | Process | Natural Gas | Process Cooling | E5 |  | Baseline Forecast | [27 empty] | 0 | 0 | 0 | bar: 2019 to 2045
Industrial_Other Industrial_Existing_Process_Natural Gas_Process Cooling_E6_Baseline Forecast | Industrial | Other Industrial | Existing | Process | Natural Gas | Process Cooling | E6 |  | Baseline Forecast | [27 empty] | 0 | 0 | 0 | bar: 2019 to 2045
Industrial_Other Industrial_Existing_Process_Natural Gas_Process Cooling_E7_Baseline Forecast | Industrial | Other Industrial | Existing | Process | Natural Gas | Process Cooling | E7 |  | Baseline Forecast | [27 empty] | 0 | 0 | 0 | bar: 2019 to 2045
Industrial_Other Industrial_Existing_Process_Natural Gas_Process Cooling_E8_Baseline Forecast | Industrial | Other Industrial | Existing | Process | Natural Gas | Process Cooling | E8 |  | Baseline Forecast | [27 empty] | 0 | 0 | 0 | bar: 2019 to 2045
Industrial_Other Industrial_Existing_Process_Natural Gas_Process Cooling_E9_Baseline Forecast | Industrial | Other Industrial | Existing | Process | Natural Gas | Process Cooling | E9 |  | Baseline Forecast | [27 empty] | 0 | 0 | 0 | bar: 2019 to 2045
Industrial_Other Industrial_Existing_Process_Natural Gas_Process Cooling_E10_Baseline Forecast | Industrial | Other Industrial | Existing | Process | Natural Gas | Process Cooling | E10 |  | Baseline Forecast | [27 empty] | 0 | 0 | 0 | bar: 2019 to 2045
Industrial_Other Industrial_Existing_Process_Natural Gas_Other Process_E1_Baseline Forecast | Industrial | Other Industrial | Existing | Process | Natural Gas | Other Process | E1 | Standard | Baseline Forecast | 100% | 100% | 100% | 100% | 100% | 100% | 100% | 100% | 100% | 100% | 100% | 100% | 100% | 100% | 100% | 100% | 100% | 100% | 100% | 100% | 100% | 100% | 100% | 100% | 100% | 100% | 100% | 1 | 1 | 1
Industrial_Other Industrial_Existing_Process_Natural Gas_Other Process_E2_Baseline Forecast | Industrial | Other Industrial | Existing | Process | Natural Gas | Other Process | E2 |  | Baseline Forecast | [27 empty] | 0 | 0 | 0 | bar: 2019 to 2045
Industrial_Other Industrial_Existing_Process_Natural Gas_Other Process_E3_Baseline Forecast | Industrial | Other Industrial | Existing | Process | Natural Gas | Other Process | E3 |  | Baseline Forecast | [27 empty] | 0 | 0 | 0 | bar: 2019 to 2045
Industrial_Other Industrial_Existing_Process_Natural Gas_Other Process_E4_Baseline Forecast | Industrial | Other Industrial | Existing | Process | Natural Gas | Other Process | E4 |  | Baseline Forecast | [27 empty] | 0 | 0 | 0 | bar: 2019 to 2045
Industrial_Other Industrial_Existing_Process_Natural Gas_Other Process_E5_Baseline Forecast | Industrial | Other Industrial | Existing | Process | Natural Gas | Other Process | E5 |  | Baseline Forecast | [27 empty] | 0 | 0 | 0 | bar: 2019 to 2045
Industrial_Other Industrial_Existing_Process_Natural Gas_Other Process_E6_Baseline Forecast | Industrial | Other Industrial | Existing | Process | Natural Gas | Other Process | E6 |  | Baseline Forecast | [27 empty] | 0 | 0 | 0 | bar: 2019 to 2045
Industrial_Other Industrial_Existing_Process_Natural Gas_Other Process_E7_Baseline Forecast | Industrial | Other Industrial | Existing | Process | Natural Gas | Other Process | E7 |  | Baseline Forecast | [27 empty] | 0 | 0 | 0 | bar: 2019 to 2045
Industrial_Other Industrial_Existing_Process_Natural Gas_Other Process_E8_Baseline Forecast | Industrial | Other Industrial | Existing | Process | Natural Gas | Other Process | E8 |  | Baseline Forecast | [27 empty] | 0 | 0 | 0 | bar: 2019 to 2045
Industrial_Other Industrial_Existing_Process_Natural Gas_Other Process_E9_Baseline Forecast | Industrial | Other Industrial | Existing | Process | Natural Gas | Other Process | E9 |  | Baseline Forecast | [27 empty] | 0 | 0 | 0 | bar: 2019 to 2045
Industrial_Other Industrial_Existing_Process_Natural Gas_Other Process_E10_Baseline Forecast | Industrial | Other Industrial | Existing | Process | Natural Gas | Other Process | E10 |  | Baseline Forecast | [27 empty] | 0 | 0 | 0 | bar: 2019 to 2045
Industrial_Other Industrial_Existing_Miscellaneous_Natural Gas_Miscellaneous_E1_Baseline Forecast | Industrial | Other Industrial | Existing | Miscellaneous | Natural Gas | Miscellaneous | E1 | Standard | Baseline Forecast | 100% | 100% | 100% | 100% | 100% | 100% | 100% | 100% | 100% | 100% | 100% | 100% | 100% | 100% | 100% | 100% | 100% | 100% | 100% | 100% | 100% | 100% | 100% | 100% | 100% | 100% | 100% | 1 | 1 | 1
Industrial_Other Industrial_Existing_Miscellaneous_Natural Gas_Miscellaneous_E2_Baseline Forecast | Industrial | Other Industrial | Existing | Miscellaneous | Natural Gas | Miscellaneous | E2 |  | Baseline Forecast | [27 empty] | 0 | 0 | 0 | bar: 2019 to 2045
Industrial_Other Industrial_Existing_Miscellaneous_Natural Gas_Miscellaneous_E3_Baseline Forecast | Industrial | Other Industrial | Existing | Miscellaneous | Natural Gas | Miscellaneous | E3 |  | Baseline Forecast | [27 empty] | 0 | 0 | 0 | bar: 2019 to 2045
Industrial_Other Industrial_Existing_Miscellaneous_Natural Gas_Miscellaneous_E4_Baseline Forecast | Industrial | Other Industrial | Existing | Miscellaneous | Natural Gas | Miscellaneous | E4 |  | Baseline Forecast | [27 empty] | 0 | 0 | 0 | bar: 2019 to 2045
Industrial_Other Industrial_Existing_Miscellaneous_Natural Gas_Miscellaneous_E5_Baseline Forecast | Industrial | Other Industrial | Existing | Miscellaneous | Natural Gas | Miscellaneous | E5 |  | Baseline Forecast | [27 empty] | 0 | 0 | 0 | bar: 2019 to 2045
Industrial_Other Industrial_Existing_Miscellaneous_Natural Gas_Miscellaneous_E6_Baseline Forecast | Industrial | Other Industrial | Existing | Miscellaneous | Natural Gas | Miscellaneous | E6 |  | Baseline Forecast | [27 empty] | 0 | 0 | 0 | bar: 2019 to 2045
Industrial_Other Industrial_Existing_Miscellaneous_Natural Gas_Miscellaneous_E7_Baseline Forecast | Industrial | Other Industrial | Existing | Miscellaneous | Natural Gas | Miscellaneous | E7 |  | Baseline Forecast | [27 empty] | 0 | 0 | 0 | bar: 2019 to 2045
Industrial_Other Industrial_Existing_Miscellaneous_Natural Gas_Miscellaneous_E8_Baseline Forecast | Industrial | Other Industrial | Existing | Miscellaneous | Natural Gas | Miscellaneous | E8 |  | Baseline Forecast | [27 empty] | 0 | 0 | 0 | bar: 2019 to 2045
Industrial_Other Industrial_Existing_Miscellaneous_Natural Gas_Miscellaneous_E9_Baseline Forecast | Industrial | Other Industrial | Existing | Miscellaneous | Natural Gas | Miscellaneous | E9 |  | Baseline Forecast | [27 empty] | 0 | 0 | 0 | bar: 2019 to 2045
Industrial_Other Industrial_Existing_Miscellaneous_Natural Gas_Miscellaneous_E10_Baseline Forecast | Industrial | Other Industrial | Existing | Miscellaneous | Natural Gas | Miscellaneous | E10 |  | Baseline Forecast | [27 empty] | 0 | 0 | 0 | bar: 2019 to 2045
Industrial_Other Industrial_New_Space Heating_Natural Gas_Furnace_E1_Baseline Forecast | Industrial | Other Industrial | New | Space Heating | Natural Gas | Furnace | E1 | AFUE 80% (Standard) | Baseline Forecast | 100% | 100% | 100% | 100% | 100% | 100% | 100% | 100% | 100% | 100% | 100% | 100% | 100% | 100% | 100% | 100% | 100% | 100% | 100% | 100% | 100% | 100% | 100% | 100% | 100% | 100% | 100% | 1 | 1 | 1
Industrial_Other Industrial_New_Space Heating_Natural Gas_Furnace_E2_Baseline Forecast | Industrial | Other Industrial | New | Space Heating | Natural Gas | Furnace | E2 | AFUE 90% | Baseline Forecast | [27 empty] | 0 | 0 | 0 | bar: 2019 to 2045
Industrial_Other Industrial_New_Space Heating_Natural Gas_Furnace_E3_Baseline Forecast | Industrial | Other Industrial | New | Space Heating | Natural Gas | Furnace | E3 | AFUE 96% | Baseline Forecast | [27 empty] | 0 | 0 | 0 | bar: 2019 to 2045
Industrial_Other Industrial_New_Space Heating_Natural Gas_Furnace_E4_Baseline Forecast | Industrial | Other Industrial | New | Space Heating | Natural Gas | Furnace | E4 |  | Baseline Forecast | [27 empty] | 0 | 0 | 0 | bar: 2019 to 2045
Industrial_Other Industrial_New_Space Heating_Natural Gas_Furnace_E5_Baseline Forecast | Industrial | Other Industrial | New | Space Heating | Natural Gas | Furnace | E5 |  | Baseline Forecast | [27 empty] | 0 | 0 | 0 | bar: 2019 to 2045
Industrial_Other Industrial_New_Space Heating_Natural Gas_Furnace_E6_Baseline Forecast | Industrial | Other Industrial | New | Space Heating | Natural Gas | Furnace | E6 |  | Baseline Forecast | [27 empty] | 0 | 0 | 0 | bar: 2019 to 2045
Industrial_Other Industrial_New_Space Heating_Natural Gas_Furnace_E7_Baseline Forecast | Industrial | Other Industrial | New | Space Heating | Natural Gas | Furnace | E7 |  | Baseline Forecast | [27 empty] | 0 | 0 | 0 | bar: 2019 to 2045
Industrial_Other Industrial_New_Space Heating_Natural Gas_Furnace_E8_Baseline Forecast | Industrial | Other Industrial | New | Space Heating | Natural Gas | Furnace | E8 |  | Baseline Forecast | [27 empty] | 0 | 0 | 0 | bar: 2019 to 2045
Industrial_Other Industrial_New_Space Heating_Natural Gas_Furnace_E9_Baseline Forecast | Industrial | Other Industrial | New | Space Heating | Natural Gas | Furnace | E9 |  | Baseline Forecast | [27 empty] | 0 | 0 | 0 | bar: 2019 to 2045
Industrial_Other Industrial_New_Space Heating_Natural Gas_Furnace_E10_Baseline Forecast | Industrial | Other Industrial | New | Space Heating | Natural Gas | Furnace | E10 |  | Baseline Forecast | [27 empty] | 0 | 0 | 0 | bar: 2019 to 2045
Industrial_Other Industrial_New_Space Heating_Natural Gas_Boiler_E1_Baseline Forecast | Industrial | Other Industrial | New | Space Heating | Natural Gas | Boiler | E1 | AFUE 80% (Standard) | Baseline Forecast | 100% | 100% | 100% | 100% | 100% | 100% | 100% | 100% | 100% | 100% | 100% | 100% | 100% | 100% | 100% | 100% | 100% | 100% | 100% | 100% | 100% | 100% | 100% | 100% | 100% | 100% | 100% | 1 | 1 | 1
Industrial_Other Industrial_New_Space Heating_Natural Gas_Boiler_E2_Baseline Forecast | Industrial | Other Industrial | New | Space Heating | Natural Gas | Boiler | E2 | AFUE 85% | Baseline Forecast | [27 empty] | 0 | 0 | 0 | bar: 2019 to 2045
Industrial_Other Industrial_New_Space Heating_Natural Gas_Boiler_E3_Baseline Forecast | Industrial | Other Industrial | New | Space Heating | Natural Gas | Boiler | E3 | AFUE 97% | Baseline Forecast | [27 empty] | 0 | 0 | 0 | bar: 2019 to 2045
Industrial_Other Industrial_New_Space Heating_Natural Gas_Boiler_E4_Baseline Forecast | Industrial | Other Industrial | New | Space Heating | Natural Gas | Boiler | E4 | Convert to NG Air Source Heat Pump | Baseline Forecast | [27 empty] | 0 | 0 | 0 | bar: 2019 to 2045
Industrial_Other Industrial_New_Space Heating_Natural Gas_Boiler_E5_Baseline Forecast | Industrial | Other Industrial | New | Space Heating | Natural Gas | Boiler | E5 |  | Baseline Forecast | [27 empty] | 0 | 0 | 0 | bar: 2019 to 2045
Industrial_Other Industrial_New_Space Heating_Natural Gas_Boiler_E6_Baseline Forecast | Industrial | Other Industrial | New | Space Heating | Natural Gas | Boiler | E6 |  | Baseline Forecast | [27 empty] | 0 | 0 | 0 | bar: 2019 to 2045
Industrial_Other Industrial_New_Space Heating_Natural Gas_Boiler_E7_Baseline Forecast | Industrial | Other Industrial | New | Space Heating | Natural Gas | Boiler | E7 |  | Baseline Forecast | [27 empty] | 0 | 0 | 0 | bar: 2019 to 2045
Industrial_Other Industrial_New_Space Heating_Natural Gas_Boiler_E8_Baseline Forecast | Industrial | Other Industrial | New | Space Heating | Natural Gas | Boiler | E8 |  | Baseline Forecast | [27 empty] | 0 | 0 | 0 | bar: 2019 to 2045
Industrial_Other Industrial_New_Space Heating_Natural Gas_Boiler_E9_Baseline Forecast | Industrial | Other Industrial | New | Space Heating | Natural Gas | Boiler | E9 |  | Baseline Forecast | [27 empty] | 0 | 0 | 0 | bar: 2019 to 2045
Industrial_Other Industrial_New_Space Heating_Natural Gas_Boiler_E10_Baseline Forecast | Industrial | Other Industrial | New | Space Heating | Natural Gas | Boiler | E10 |  | Baseline Forecast | [27 empty] | 0 | 0 | 0 | bar: 2019 to 2045
Industrial_Other Industrial_New_Space Heating_Natural Gas_Unit Heater_E1_Baseline Forecast | Industrial | Other Industrial | New | Space Heating | Natural Gas | Unit Heater | E1 | Standard | Baseline Forecast | 100% | 100% | 100% | 100% | 100% | 100% | 100% | 100% | 100% | 100% | 100% | 100% | 100% | 100% | 100% | 100% | 100% | 100% | 100% | 100% | 100% | 100% | 100% | 100% | 100% | 100% | 100% | 1 | 1 | 1
Industrial_Other Industrial_New_Space Heating_Natural Gas_Unit Heater_E2_Baseline Forecast | Industrial | Other Industrial | New | Space Heating | Natural Gas | Unit Heater | E2 | Condensing | Baseline Forecast | [27 empty] | 0 | 0 | 0 | bar: 2019 to 2045
Industrial_Other Industrial_New_Space Heating_Natural Gas_Unit Heater_E3_Baseline Forecast | Industrial | Other Industrial | New | Space Heating | Natural Gas | Unit Heater | E3 | Infrared Radiant | Baseline Forecast | [27 empty] | 0 | 0 | 0 | bar: 2019 to 2045
Industrial_Other Industrial_New_Space Heating_Natural Gas_Unit Heater_E4_Baseline Forecast | Industrial | Other Industrial | New | Space Heating | Natural Gas | Unit Heater | E4 |  | Baseline Forecast | [27 empty] | 0 | 0 | 0 | bar: 2019 to 2045
Industrial_Other Industrial_New_Space Heating_Natural Gas_Unit Heater_E5_Baseline Forecast | Industrial | Other Industrial | New | Space Heating | Natural Gas | Unit Heater | E5 |  | Baseline Forecast | [27 empty] | 0 | 0 | 0 | bar: 2019 to 2045
Industrial_Other Industrial_New_Space Heating_Natural Gas_Unit Heater_E6_Baseline Forecast | Industrial | Other Industrial | New | Space Heating | Natural Gas | Unit Heater | E6 |  | Baseline Forecast | [27 empty] | 0 | 0 | 0 | bar: 2019 to 2045
Industrial_Other Industrial_New_Space Heating_Natural Gas_Unit Heater_E7_Baseline Forecast | Industrial | Other Industrial | New | Space Heating | Natural Gas | Unit Heater | E7 |  | Baseline Forecast | [27 empty] | 0 | 0 | 0 | bar: 2019 to 2045
Industrial_Other Industrial_New_Space Heating_Natural Gas_Unit Heater_E8_Baseline Forecast | Industrial | Other Industrial | New | Space Heating | Natural Gas | Unit Heater | E8 |  | Baseline Forecast | [27 empty] | 0 | 0 | 0 | bar: 2019 to 2045
Industrial_Other Industrial_New_Space Heating_Natural Gas_Unit Heater_E9_Baseline Forecast | Industrial | Other Industrial | New | Space Heating | Natural Gas | Unit Heater | E9 |  | Baseline Forecast | [27 empty] | 0 | 0 | 0 | bar: 2019 to 2045
Industrial_Other Industrial_New_Space Heating_Natural Gas_Unit Heater_E10_Baseline Forecast | Industrial | Other Industrial | New | Space Heating | Natural Gas | Unit Heater | E10 |  | Baseline Forecast | [27 empty] | 0 | 0 | 0 | bar: 2019 to 2045
Industrial_Other Industrial_New_Process_Natural Gas_Process Boiler_E1_Baseline Forecast | Industrial | Other Industrial | New | Process | Natural Gas | Process Boiler | E1 | EF .80 | Baseline Forecast | 100% | 100% | 100% | 100% | 100% | 100% | 100% | 100% | 100% | 100% | 100% | 100% | 100% | 100% | 100% | 100% | 100% | 100% | 100% | 100% | 100% | 100% | 100% | 100% | 100% | 100% | 100% | 1 | 1 | 1
Industrial_Other Industrial_New_Process_Natural Gas_Process Boiler_E2_Baseline Forecast | Industrial | Other Industrial | New | Process | Natural Gas | Process Boiler | E2 |  | Baseline Forecast | [27 empty] | 0 | 0 | 0 | bar: 2019 to 2045
Industrial_Other Industrial_New_Process_Natural Gas_Process Boiler_E3_Baseline Forecast | Industrial | Other Industrial | New | Process | Natural Gas | Process Boiler | E3 |  | Baseline Forecast | [27 empty] | 0 | 0 | 0 | bar: 2019 to 2045
Industrial_Other Industrial_New_Process_Natural Gas_Process Boiler_E4_Baseline Forecast | Industrial | Other Industrial | New | Process | Natural Gas | Process Boiler | E4 |  | Baseline Forecast | [27 empty] | 0 | 0 | 0 | bar: 2019 to 2045
Industrial_Other Industrial_New_Process_Natural Gas_Process Boiler_E5_Baseline Forecast | Industrial | Other Industrial | New | Process | Natural Gas | Process Boiler | E5 |  | Baseline Forecast | [27 empty] | 0 | 0 | 0 | bar: 2019 to 2045
Industrial_Other Industrial_New_Process_Natural Gas_Process Boiler_E6_Baseline Forecast | Industrial | Other Industrial | New | Process | Natural Gas | Process Boiler | E6 |  | Baseline Forecast | [27 empty] | 0 | 0 | 0 | bar: 2019 to 2045
Industrial_Other Industrial_New_Process_Natural Gas_Process Boiler_E7_Baseline Forecast | Industrial | Other Industrial | New | Process | Natural Gas | Process Boiler | E7 |  | Baseline Forecast | [27 empty] | 0 | 0 | 0 | bar: 2019 to 2045
Industrial_Other Industrial_New_Process_Natural Gas_Process Boiler_E8_Baseline Forecast | Industrial | Other Industrial | New | Process | Natural Gas | Process Boiler | E8 |  | Baseline Forecast | [27 empty] | 0 | 0 | 0 | bar: 2019 to 2045
Industrial_Other Industrial_New_Process_Natural Gas_Process Boiler_E9_Baseline Forecast | Industrial | Other Industrial | New | Process | Natural Gas | Process Boiler | E9 |  | Baseline Forecast | [27 empty] | 0 | 0 | 0 | bar: 2019 to 2045
Industrial_Other Industrial_New_Process_Natural Gas_Process Boiler_E10_Baseline Forecast | Industrial | Other Industrial | New | Process | Natural Gas | Process Boiler | E10 |  | Baseline Forecast | [27 empty] | 0 | 0 | 0 | bar: 2019 to 2045
Industrial_Other Industrial_New_Process_Natural Gas_Process Heating_E1_Baseline Forecast | Industrial | Other Industrial | New | Process | Natural Gas | Process Heating | E1 | Standard | Baseline Forecast | 100% | 100% | 100% | 100% | 100% | 100% | 100% | 100% | 100% | 100% | 100% | 100% | 100% | 100% | 100% | 100% | 100% | 100% | 100% | 100% | 100% | 100% | 100% | 100% | 100% | 100% | 100% | 1 | 1 | 1
Industrial_Other Industrial_New_Process_Natural Gas_Process Heating_E2_Baseline Forecast | Industrial | Other Industrial | New | Process | Natural Gas | Process Heating | E2 |  | Baseline Forecast | [27 empty] | 0 | 0 | 0 | bar: 2019 to 2045
Industrial_Other Industrial_New_Process_Natural Gas_Process Heating_E3_Baseline Forecast | Industrial | Other Industrial | New | Process | Natural Gas | Process Heating | E3 |  | Baseline Forecast | [27 empty] | 0 | 0 | 0 | bar: 2019 to 2045
Industrial_Other Industrial_New_Process_Natural Gas_Process Heating_E4_Baseline Forecast | Industrial | Other Industrial | New | Process | Natural Gas | Process Heating | E4 |  | Baseline Forecast | [27 empty] | 0 | 0 | 0 | bar: 2019 to 2045
Industrial_Other Industrial_New_Process_Natural Gas_Process Heating_E5_Baseline Forecast | Industrial | Other Industrial | New | Process | Natural Gas | Process Heating | E5 |  | Baseline Forecast | [27 empty] | 0 | 0 | 0 | bar: 2019 to 2045
Industrial_Other Industrial_New_Process_Natural Gas_Process Heating_E6_Baseline Forecast | Industrial | Other Industrial | New | Process | Natural Gas | Process Heating | E6 |  | Baseline Forecast | [27 empty] | 0 | 0 | 0 | bar: 2019 to 2045
Industrial_Other Industrial_New_Process_Natural Gas_Process Heating_E7_Baseline Forecast | Industrial | Other Industrial | New | Process | Natural Gas | Process Heating | E7 |  | Baseline Forecast | [27 empty] | 0 | 0 | 0 | bar: 2019 to 2045
Industrial_Other Industrial_New_Process_Natural Gas_Process Heating_E8_Baseline Forecast | Industrial | Other Industrial | New | Process | Natural Gas | Process Heating | E8 |  | Baseline Forecast | [27 empty] | 0 | 0 | 0 | bar: 2019 to 2045
Industrial_Other Industrial_New_Process_Natural Gas_Process Heating_E9_Baseline Forecast | Industrial | Other Industrial | New | Process | Natural Gas | Process Heating | E9 |  | Baseline Forecast | [27 empty] | 0 | 0 | 0 | bar: 2019 to 2045
Industrial_Other Industrial_New_Process_Natural Gas_Process Heating_E10_Baseline Forecast | Industrial | Other Industrial | New | Process | Natural Gas | Process Heating | E10 |  | Baseline Forecast | [27 empty] | 0 | 0 | 0 | bar: 2019 to 2045
Industrial_Other Industrial_New_Process_Natural Gas_Process Cooling_E1_Baseline Forecast | Industrial | Other Industrial | New | Process | Natural Gas | Process Cooling | E1 | Standard | Baseline Forecast | 100% | 100% | 100% | 100% | 100% | 100% | 100% | 100% | 100% | 100% | 100% | 100% | 100% | 100% | 100% | 100% | 100% | 100% | 100% | 100% | 100% | 100% | 100% | 100% | 100% | 100% | 100% | 1 | 1 | 1
Industrial_Other Industrial_New_Process_Natural Gas_Process Cooling_E2_Baseline Forecast | Industrial | Other Industrial | New | Process | Natural Gas | Process Cooling | E2 |  | Baseline Forecast | [27 empty] | 0 | 0 | 0 | bar: 2019 to 2045
Industrial_Other Industrial_New_Process_Natural Gas_Process Cooling_E3_Baseline Forecast | Industrial | Other Industrial | New | Process | Natural Gas | Process Cooling | E3 |  | Baseline Forecast | [27 empty] | 0 | 0 | 0 | bar: 2019 to 2045
Industrial_Other Industrial_New_Process_Natural Gas_Process Cooling_E4_Baseline Forecast | Industrial | Other Industrial | New | Process | Natural Gas | Process Cooling | E4 |  | Baseline Forecast | [27 empty] | 0 | 0 | 0 | bar: 2019 to 2045
Industrial_Other Industrial_New_Process_Natural Gas_Process Cooling_E5_Baseline Forecast | Industrial | Other Industrial | New | Process | Natural Gas | Process Cooling | E5 |  | Baseline Forecast | [27 empty] | 0 | 0 | 0 | bar: 2019 to 2045
Industrial_Other Industrial_New_Process_Natural Gas_Process Cooling_E6_Baseline Forecast | Industrial | Other Industrial | New | Process | Natural Gas | Process Cooling | E6 |  | Baseline Forecast | [27 empty] | 0 | 0 | 0 | bar: 2019 to 2045
Industrial_Other Industrial_New_Process_Natural Gas_Process Cooling_E7_Baseline Forecast | Industrial | Other Industrial | New | Process | Natural Gas | Process Cooling | E7 |  | Baseline Forecast | [27 empty] | 0 | 0 | 0 | bar: 2019 to 2045
Industrial_Other Industrial_New_Process_Natural Gas_Process Cooling_E8_Baseline Forecast | Industrial | Other Industrial | New | Process | Natural Gas | Process Cooling | E8 |  | Baseline Forecast | [27 empty] | 0 | 0 | 0 | bar: 2019 to 2045
Industrial_Other Industrial_New_Process_Natural Gas_Process Cooling_E9_Baseline Forecast | Industrial | Other Industrial | New | Process | Natural Gas | Process Cooling | E9 |  | Baseline Forecast | [27 empty] | 0 | 0 | 0 | bar: 2019 to 2045
Industrial_Other Industrial_New_Process_Natural Gas_Process Cooling_E10_Baseline Forecast | Industrial | Other Industrial | New | Process | Natural Gas | Process Cooling | E10 |  | Baseline Forecast | [27 empty] | 0 | 0 | 0 | bar: 2019 to 2045
Industrial_Other Industrial_New_Process_Natural Gas_Other Process_E1_Baseline Forecast | Industrial | Other Industrial | New | Process | Natural Gas | Other Process | E1 | Standard | Baseline Forecast | 100% | 100% | 100% | 100% | 100% | 100% | 100% | 100% | 100% | 100% | 100% | 100% | 100% | 100% | 100% | 100% | 100% | 100% | 100% | 100% | 100% | 100% | 100% | 100% | 100% | 100% | 100% | 1 | 1 | 1
Industrial_Other Industrial_New_Process_Natural Gas_Other Process_E2_Baseline Forecast | Industrial | Other Industrial | New | Process | Natural Gas | Other Process | E2 |  | Baseline Forecast | [27 empty] | 0 | 0 | 0 | bar: 2019 to 2045
Industrial_Other Industrial_New_Process_Natural Gas_Other Process_E3_Baseline Forecast | Industrial | Other Industrial | New | Process | Natural Gas | Other Process | E3 |  | Baseline Forecast | [27 empty] | 0 | 0 | 0 | bar: 2019 to 2045
Industrial_Other Industrial_New_Process_Natural Gas_Other Process_E4_Baseline Forecast | Industrial | Other Industrial | New | Process | Natural Gas | Other Process | E4 |  | Baseline Forecast | [27 empty] | 0 | 0 | 0 | bar: 2019 to 2045
Industrial_Other Industrial_New_Process_Natural Gas_Other Process_E5_Baseline Forecast | Industrial | Other Industrial | New | Process | Natural Gas | Other Process | E5 |  | Baseline Forecast | [27 empty] | 0 | 0 | 0 | bar: 2019 to 2045
Industrial_Other Industrial_New_Process_Natural Gas_Other Process_E6_Baseline Forecast | Industrial | Other Industrial | New | Process | Natural Gas | Other Process | E6 |  | Baseline Forecast | [27 empty] | 0 | 0 | 0 | bar: 2019 to 2045
Industrial_Other Industrial_New_Process_Natural Gas_Other Process_E7_Baseline Forecast | Industrial | Other Industrial | New | Process | Natural Gas | Other Process | E7 |  | Baseline Forecast | [27 empty] | 0 | 0 | 0 | bar: 2019 to 2045
Industrial_Other Industrial_New_Process_Natural Gas_Other Process_E8_Baseline Forecast | Industrial | Other Industrial | New | Process | Natural Gas | Other Process | E8 |  | Baseline Forecast | [27 empty] | 0 | 0 | 0 | bar: 2019 to 2045
Industrial_Other Industrial_New_Process_Natural Gas_Other Process_E9_Baseline Forecast | Industrial | Other Industrial | New | Process | Natural Gas | Other Process | E9 |  | Baseline Forecast | [27 empty] | 0 | 0 | 0 | bar: 2019 to 2045
Industrial_Other Industrial_New_Process_Natural Gas_Other Process_E10_Baseline Forecast | Industrial | Other Industrial | New | Process | Natural Gas | Other Process | E10 |  | Baseline Forecast | [27 empty] | 0 | 0 | 0 | bar: 2019 to 2045
Industrial_Other Industrial_New_Miscellaneous_Natural Gas_Miscellaneous_E1_Baseline Forecast | Industrial | Other Industrial | New | Miscellaneous | Natural Gas | Miscellaneous | E1 | Standard | Baseline Forecast | 100% | 100% | 100% | 100% | 100% | 100% | 100% | 100% | 100% | 100% | 100% | 100% | 100% | 100% | 100% | 100% | 100% | 100% | 100% | 100% | 100% | 100% | 100% | 100% | 100% | 100% | 100% | 1 | 1 | 1
Industrial_Other Industrial_New_Miscellaneous_Natural Gas_Miscellaneous_E2_Baseline Forecast | Industrial | Other Industrial | New | Miscellaneous | Natural Gas | Miscellaneous | E2 |  | Baseline Forecast | [27 empty] | 0 | 0 | 0 | bar: 2019 to 2045
Industrial_Other Industrial_New_Miscellaneous_Natural Gas_Miscellaneous_E3_Baseline Forecast | Industrial | Other Industrial | New | Miscellaneous | Natural Gas | Miscellaneous | E3 |  | Baseline Forecast | [27 empty] | 0 | 0 | 0 | bar: 2019 to 2045
Industrial_Other Industrial_New_Miscellaneous_Natural Gas_Miscellaneous_E4_Baseline Forecast | Industrial | Other Industrial | New | Miscellaneous | Natural Gas | Miscellaneous | E4 |  | Baseline Forecast | [27 empty] | 0 | 0 | 0 | bar: 2019 to 2045
Industrial_Other Industrial_New_Miscellaneous_Natural Gas_Miscellaneous_E5_Baseline Forecast | Industrial | Other Industrial | New | Miscellaneous | Natural Gas | Miscellaneous | E5 |  | Baseline Forecast | [27 empty] | 0 | 0 | 0 | bar: 2019 to 2045
Industrial_Other Industrial_New_Miscellaneous_Natural Gas_Miscellaneous_E6_Baseline Forecast | Industrial | Other Industrial | New | Miscellaneous | Natural Gas | Miscellaneous | E6 |  | Baseline Forecast | [27 empty] | 0 | 0 | 0 | bar: 2019 to 2045
Industrial_Other Industrial_New_Miscellaneous_Natural Gas_Miscellaneous_E7_Baseline Forecast | Industrial | Other Industrial | New | Miscellaneous | Natural Gas | Miscellaneous | E7 |  | Baseline Forecast | [27 empty] | 0 | 0 | 0 | bar: 2019 to 2045
Industrial_Other Industrial_New_Miscellaneous_Natural Gas_Miscellaneous_E8_Baseline Forecast | Industrial | Other Industrial | New | Miscellaneous | Natural Gas | Miscellaneous | E8 |  | Baseline Forecast | [27 empty] | 0 | 0 | 0 | bar: 2019 to 2045
Industrial_Other Industrial_New_Miscellaneous_Natural Gas_Miscellaneous_E9_Baseline Forecast | Industrial | Other Industrial | New | Miscellaneous | Natural Gas | Miscellaneous | E9 |  | Baseline Forecast | [27 empty] | 0 | 0 | 0 | bar: 2019 to 2045
Industrial_Other Industrial_New_Miscellaneous_Natural Gas_Miscellaneous_E10_Baseline Forecast | Industrial | Other Industrial | New | Miscellaneous | Natural Gas | Miscellaneous | E10 |  | Baseline Forecast | [27 empty] | 0 | 0 | 0 | bar: 2019 to 2045

## UECs & EUIs
Key | Sector | Segment | Vintage | End Use | Fuel | Technology | Existing Unit Usage | New Unit Usage | Peak Factor (S) | Peak Factor (W) | Min. Lifetime | Max. Lifetime | Turnover | Group Enduses | Primary Enduse | Logit Model
Industrial_Food Products_Existing_Space Heating_Natural Gas_Furnace | Industrial | Food Products | Existing | Space Heating | Natural Gas | Furnace | 207.9747 | 181.9757 | 0 | 0 | 10 | 26 | Normal | FALSE | FALSE | 0
Industrial_Food Products_Existing_Space Heating_Natural Gas_Boiler | Industrial | Food Products | Existing | Space Heating | Natural Gas | Boiler | 43.5138 | 41.3393 | 0 | 0 | 20 | 30 | Normal | FALSE | FALSE | 0
Industrial_Food Products_Existing_Space Heating_Natural Gas_Unit Heater | Industrial | Food Products | Existing | Space Heating | Natural Gas | Unit Heater | 422.7427 | 422.7427 | 0 | 0 | 15 | 25 | Normal | FALSE | FALSE | 0
Industrial_Food Products_Existing_Process_Natural Gas_Process Boiler | Industrial | Food Products | Existing | Process | Natural Gas | Process Boiler | 1579.5436 | 1579.5436 | 0 | 0 | 2 | 8 | Normal | FALSE | FALSE | 0
Industrial_Food Products_Existing_Process_Natural Gas_Process Heating | Industrial | Food Products | Existing | Process | Natural Gas | Process Heating | 1156.764 | 1156.764 | 0 | 0 | 2 | 8 | Normal | FALSE | FALSE | 0
Industrial_Food Products_Existing_Process_Natural Gas_Process Cooling | Industrial | Food Products | Existing | Process | Natural Gas | Process Cooling | 11.3947 | 11.3947 | 0 | 0 | 2 | 8 | Normal | FALSE | FALSE | 0
Industrial_Food Products_Existing_Process_Natural Gas_Other Process | Industrial | Food Products | Existing | Process | Natural Gas | Other Process | 62.3178 | 62.3178 | 0 | 0 | 2 | 8 | Normal | FALSE | FALSE | 0
Industrial_Food Products_Existing_Miscellaneous_Natural Gas_Miscellaneous | Industrial | Food Products | Existing | Miscellaneous | Natural Gas | Miscellaneous | 64.9416 | 64.9416 | 0 | 0 | 2 | 8 | Normal | FALSE | FALSE | 0
Industrial_Food Products_New_Space Heating_Natural Gas_Furnace | Industrial | Food Products | New | Space Heating | Natural Gas | Furnace | 0 | 181.9872 | 0 | 0 | 10 | 26 | Normal | FALSE | FALSE | 0
Industrial_Food Products_New_Space Heating_Natural Gas_Boiler | Industrial | Food Products | New | Space Heating | Natural Gas | Boiler | 0 | 41.3353 | 0 | 0 | 20 | 30 | Normal | FALSE | FALSE | 0
Industrial_Food Products_New_Space Heating_Natural Gas_Unit Heater | Industrial | Food Products | New | Space Heating | Natural Gas | Unit Heater | 0 | 422.7427 | 0 | 0 | 15 | 25 | Normal | FALSE | FALSE | 0
Industrial_Food Products_New_Process_Natural Gas_Process Boiler | Industrial | Food Products | New | Process | Natural Gas | Process Boiler | 0 | 1579.5436 | 0 | 0 | 2 | 8 | Normal | FALSE | FALSE | 0
Industrial_Food Products_New_Process_Natural Gas_Process Heating | Industrial | Food Products | New | Process | Natural Gas | Process Heating | 0 | 1156.764 | 0 | 0 | 2 | 8 | Normal | FALSE | FALSE | 0
Industrial_Food Products_New_Process_Natural Gas_Process Cooling | Industrial | Food Products | New | Process | Natural Gas | Process Cooling | 0 | 11.3947 | 0 | 0 | 2 | 8 | Normal | FALSE | FALSE | 0
Industrial_Food Products_New_Process_Natural Gas_Other Process | Industrial | Food Products | New | Process | Natural Gas | Other Process | 0 | 62.3178 | 0 | 0 | 2 | 8 | Normal | FALSE | FALSE | 0
Industrial_Food Products_New_Miscellaneous_Natural Gas_Miscellaneous | Industrial | Food Products | New | Miscellaneous | Natural Gas | Miscellaneous | 0 | 64.9416 | 0 | 0 | 2 | 8 | Normal | FALSE | FALSE | 0
Industrial_Agriculture_Existing_Space Heating_Natural Gas_Furnace | Industrial | Agriculture | Existing | Space Heating | Natural Gas | Furnace | 100.6313 | 88.0513 | 0 | 0 | 10 | 26 | Normal | FALSE | FALSE | 0
Industrial_Agriculture_Existing_Space Heating_Natural Gas_Boiler | Industrial | Agriculture | Existing | Space Heating | Natural Gas | Boiler | 53.3402 | 50.6747 | 0 | 0 | 20 | 30 | Normal | FALSE | FALSE | 0
Industrial_Agriculture_Existing_Space Heating_Natural Gas_Unit Heater | Industrial | Agriculture | Existing | Space Heating | Natural Gas | Unit Heater | 110.1916 | 110.1916 | 0 | 0 | 15 | 25 | Normal | FALSE | FALSE | 0
Industrial_Agriculture_Existing_Process_Natural Gas_Process Boiler | Industrial | Agriculture | Existing | Process | Natural Gas | Process Boiler | 70.7216 | 70.7216 | 0 | 0 | 2 | 8 | Normal | FALSE | FALSE | 0
Industrial_Agriculture_Existing_Process_Natural Gas_Process Heating | Industrial | Agriculture | Existing | Process | Natural Gas | Process Heating | 57.1199 | 57.1199 | 0 | 0 | 2 | 8 | Normal | FALSE | FALSE | 0
Industrial_Agriculture_Existing_Process_Natural Gas_Process Cooling | Industrial | Agriculture | Existing | Process | Natural Gas | Process Cooling | 0.15315 | 0.15315 | 0 | 0 | 2 | 8 | Normal | FALSE | FALSE | 0
Industrial_Agriculture_Existing_Process_Natural Gas_Other Process | Industrial | Agriculture | Existing | Process | Natural Gas | Other Process | 2.8479 | 2.8479 | 0 | 0 | 2 | 8 | Normal | FALSE | FALSE | 0
Industrial_Agriculture_Existing_Miscellaneous_Natural Gas_Miscellaneous | Industrial | Agriculture | Existing | Miscellaneous | Natural Gas | Miscellaneous | 20.8807 | 20.8807 | 0 | 0 | 2 | 8 | Normal | FALSE | FALSE | 0
Industrial_Agriculture_New_Space Heating_Natural Gas_Furnace | Industrial | Agriculture | New | Space Heating | Natural Gas | Furnace | 0 | 88.0569 | 0 | 0 | 10 | 26 | Normal | FALSE | FALSE | 0
Industrial_Agriculture_New_Space Heating_Natural Gas_Boiler | Industrial | Agriculture | New | Space Heating | Natural Gas | Boiler | 0 | 50.6697 | 0 | 0 | 20 | 30 | Normal | FALSE | FALSE | 0
Industrial_Agriculture_New_Space Heating_Natural Gas_Unit Heater | Industrial | Agriculture | New | Space Heating | Natural Gas | Unit Heater | 0 | 110.1916 | 0 | 0 | 15 | 25 | Normal | FALSE | FALSE | 0
Industrial_Agriculture_New_Process_Natural Gas_Process Boiler | Industrial | Agriculture | New | Process | Natural Gas | Process Boiler | 0 | 70.7216 | 0 | 0 | 2 | 8 | Normal | FALSE | FALSE | 0
Industrial_Agriculture_New_Process_Natural Gas_Process Heating | Industrial | Agriculture | New | Process | Natural Gas | Process Heating | 0 | 57.1199 | 0 | 0 | 2 | 8 | Normal | FALSE | FALSE | 0
Industrial_Agriculture_New_Process_Natural Gas_Process Cooling | Industrial | Agriculture | New | Process | Natural Gas | Process Cooling | 0 | 0.15315 | 0 | 0 | 2 | 8 | Normal | FALSE | FALSE | 0
Industrial_Agriculture_New_Process_Natural Gas_Other Process | Industrial | Agriculture | New | Process | Natural Gas | Other Process | 0 | 2.8479 | 0 | 0 | 2 | 8 | Normal | FALSE | FALSE | 0
Industrial_Agriculture_New_Miscellaneous_Natural Gas_Miscellaneous | Industrial | Agriculture | New | Miscellaneous | Natural Gas | Miscellaneous | 0 | 20.8807 | 0 | 0 | 2 | 8 | Normal | FALSE | FALSE | 0
Industrial_Primary Metals_Existing_Space Heating_Natural Gas_Furnace | Industrial | Primary Metals | Existing | Space Heating | Natural Gas | Furnace | 329.8557 | 288.6202 | 0 | 0 | 10 | 26 | Normal | FALSE | FALSE | 0
Industrial_Primary Metals_Existing_Space Heating_Natural Gas_Boiler | Industrial | Primary Metals | Existing | Space Heating | Natural Gas | Boiler | 1333.3091 | 1266.6817 | 0 | 0 | 20 | 30 | Normal | FALSE | FALSE | 0
Industrial_Primary Metals_Existing_Space Heating_Natural Gas_Unit Heater | Industrial | Primary Metals | Existing | Space Heating | Natural Gas | Unit Heater | 379.3834 | 379.3834 | 0 | 0 | 15 | 25 | Normal | FALSE | FALSE | 0
Industrial_Primary Metals_Existing_Process_Natural Gas_Process Boiler | Industrial | Primary Metals | Existing | Process | Natural Gas | Process Boiler | 1274.1682 | 1274.1682 | 0 | 0 | 2 | 8 | Normal | FALSE | FALSE | 0
Industrial_Primary Metals_Existing_Process_Natural Gas_Process Heating | Industrial | Primary Metals | Existing | Process | Natural Gas | Process Heating | 7995.1396 | 7995.1396 | 0 | 0 | 2 | 8 | Normal | FALSE | FALSE | 0
Industrial_Primary Metals_Existing_Process_Natural Gas_Process Cooling | Industrial | Primary Metals | Existing | Process | Natural Gas | Process Cooling | 5.6968 | 5.6968 | 0 | 0 | 2 | 8 | Normal | FALSE | FALSE | 0
Industrial_Primary Metals_Existing_Process_Natural Gas_Other Process | Industrial | Primary Metals | Existing | Process | Natural Gas | Other Process | 100.7211 | 100.7211 | 0 | 0 | 2 | 8 | Normal | FALSE | FALSE | 0
Industrial_Primary Metals_Existing_Miscellaneous_Natural Gas_Miscellaneous | Industrial | Primary Metals | Existing | Miscellaneous | Natural Gas | Miscellaneous | 395.6752 | 395.6752 | 0 | 0 | 2 | 8 | Normal | FALSE | FALSE | 0
Industrial_Primary Metals_New_Space Heating_Natural Gas_Furnace | Industrial | Primary Metals | New | Space Heating | Natural Gas | Furnace | 0 | 288.6385 | 0 | 0 | 10 | 26 | Normal | FALSE | FALSE | 0
Industrial_Primary Metals_New_Space Heating_Natural Gas_Boiler | Industrial | Primary Metals | New | Space Heating | Natural Gas | Boiler | 0 | 1266.5584 | 0 | 0 | 20 | 30 | Normal | FALSE | FALSE | 0
Industrial_Primary Metals_New_Space Heating_Natural Gas_Unit Heater | Industrial | Primary Metals | New | Space Heating | Natural Gas | Unit Heater | 0 | 379.3834 | 0 | 0 | 15 | 25 | Normal | FALSE | FALSE | 0
Industrial_Primary Metals_New_Process_Natural Gas_Process Boiler | Industrial | Primary Metals | New | Process | Natural Gas | Process Boiler | 0 | 1274.1682 | 0 | 0 | 2 | 8 | Normal | FALSE | FALSE | 0
Industrial_Primary Metals_New_Process_Natural Gas_Process Heating | Industrial | Primary Metals | New | Process | Natural Gas | Process Heating | 0 | 7995.1396 | 0 | 0 | 2 | 8 | Normal | FALSE | FALSE | 0
Industrial_Primary Metals_New_Process_Natural Gas_Process Cooling | Industrial | Primary Metals | New | Process | Natural Gas | Process Cooling | 0 | 5.6968 | 0 | 0 | 2 | 8 | Normal | FALSE | FALSE | 0
Industrial_Primary Metals_New_Process_Natural Gas_Other Process | Industrial | Primary Metals | New | Process | Natural Gas | Other Process | 0 | 100.7211 | 0 | 0 | 2 | 8 | Normal | FALSE | FALSE | 0
Industrial_Primary Metals_New_Miscellaneous_Natural Gas_Miscellaneous | Industrial | Primary Metals | New | Miscellaneous | Natural Gas | Miscellaneous | 0 | 395.6752 | 0 | 0 | 2 | 8 | Normal | FALSE | FALSE | 0
Industrial_Stone, Clay, and Glass_Existing_Space Heating_Natural Gas_Furnace | Industrial | Stone, Clay, and Glass | Existing | Space Heating | Natural Gas | Furnace | 387.9188 | 339.4248 | 0 | 0 | 10 | 26 | Normal | FALSE | FALSE | 0
Industrial_Stone, Clay, and Glass_Existing_Space Heating_Natural Gas_Boiler | Industrial | Stone, Clay, and Glass | Existing | Space Heating | Natural Gas | Boiler | 324.5703 | 308.351 | 0 | 0 | 20 | 30 | Normal | FALSE | FALSE | 0
Industrial_Stone, Clay, and Glass_Existing_Space Heating_Natural Gas_Unit Heater | Industrial | Stone, Clay, and Glass | Existing | Space Heating | Natural Gas | Unit Heater | 587.4516 | 587.4516 | 0 | 0 | 15 | 25 | Normal | FALSE | FALSE | 0
Industrial_Stone, Clay, and Glass_Existing_Process_Natural Gas_Process Boiler | Industrial | Stone, Clay, and Glass | Existing | Process | Natural Gas | Process Boiler | 191.3455 | 191.3455 | 0 | 0 | 2 | 8 | Normal | FALSE | FALSE | 0
Industrial_Stone, Clay, and Glass_Existing_Process_Natural Gas_Process Heating | Industrial | Stone, Clay, and Glass | Existing | Process | Natural Gas | Process Heating | 5376.1854 | 5376.1854 | 0 | 0 | 2 | 8 | Normal | FALSE | FALSE | 0
Industrial_Stone, Clay, and Glass_Existing_Process_Natural Gas_Process Cooling | Industrial | Stone, Clay, and Glass | Existing | Process | Natural Gas | Process Cooling | 1.0939 | 1.0939 | 0 | 0 | 2 | 8 | Normal | FALSE | FALSE | 0
Industrial_Stone, Clay, and Glass_Existing_Process_Natural Gas_Other Process | Industrial | Stone, Clay, and Glass | Existing | Process | Natural Gas | Other Process | 62.4617 | 62.4617 | 0 | 0 | 2 | 8 | Normal | FALSE | FALSE | 0
Industrial_Stone, Clay, and Glass_Existing_Miscellaneous_Natural Gas_Miscellaneous | Industrial | Stone, Clay, and Glass | Existing | Miscellaneous | Natural Gas | Miscellaneous | 378.1605 | 378.1605 | 0 | 0 | 2 | 8 | Normal | FALSE | FALSE | 0
Industrial_Stone, Clay, and Glass_New_Space Heating_Natural Gas_Furnace | Industrial | Stone, Clay, and Glass | New | Space Heating | Natural Gas | Furnace | 0 | 339.4463 | 0 | 0 | 10 | 26 | Normal | FALSE | FALSE | 0
Industrial_Stone, Clay, and Glass_New_Space Heating_Natural Gas_Boiler | Industrial | Stone, Clay, and Glass | New | Space Heating | Natural Gas | Boiler | 0 | 308.321 | 0 | 0 | 20 | 30 | Normal | FALSE | FALSE | 0
Industrial_Stone, Clay, and Glass_New_Space Heating_Natural Gas_Unit Heater | Industrial | Stone, Clay, and Glass | New | Space Heating | Natural Gas | Unit Heater | 0 | 587.4516 | 0 | 0 | 15 | 25 | Normal | FALSE | FALSE | 0
Industrial_Stone, Clay, and Glass_New_Process_Natural Gas_Process Boiler | Industrial | Stone, Clay, and Glass | New | Process | Natural Gas | Process Boiler | 0 | 191.3455 | 0 | 0 | 2 | 8 | Normal | FALSE | FALSE | 0
Industrial_Stone, Clay, and Glass_New_Process_Natural Gas_Process Heating | Industrial | Stone, Clay, and Glass | New | Process | Natural Gas | Process Heating | 0 | 5376.1854 | 0 | 0 | 2 | 8 | Normal | FALSE | FALSE | 0
Industrial_Stone, Clay, and Glass_New_Process_Natural Gas_Process Cooling | Industrial | Stone, Clay, and Glass | New | Process | Natural Gas | Process Cooling | 0 | 1.0939 | 0 | 0 | 2 | 8 | Normal | FALSE | FALSE | 0
Industrial_Stone, Clay, and Glass_New_Process_Natural Gas_Other Process | Industrial | Stone, Clay, and Glass | New | Process | Natural Gas | Other Process | 0 | 62.4617 | 0 | 0 | 2 | 8 | Normal | FALSE | FALSE | 0
Industrial_Stone, Clay, and Glass_New_Miscellaneous_Natural Gas_Miscellaneous | Industrial | Stone, Clay, and Glass | New | Miscellaneous | Natural Gas | Miscellaneous | 0 | 378.1605 | 0 | 0 | 2 | 8 | Normal | FALSE | FALSE | 0
Industrial_Petroleum_Existing_Space Heating_Natural Gas_Furnace | Industrial | Petroleum | Existing | Space Heating | Natural Gas | Furnace | 81939.252 | 71695.9661 | 0 | 0 | 10 | 26 | Normal | FALSE | FALSE | 0
Industrial_Petroleum_Existing_Space Heating_Natural Gas_Boiler | Industrial | Petroleum | Existing | Space Heating | Natural Gas | Boiler | 4869.4444 | 4626.1112 | 0 | 0 | 20 | 30 | Normal | FALSE | FALSE | 0
Industrial_Petroleum_Existing_Space Heating_Natural Gas_Unit Heater | Industrial | Petroleum | Existing | Space Heating | Natural Gas | Unit Heater | 310.133 | 310.133 | 0 | 0 | 15 | 25 | Normal | FALSE | FALSE | 0
Industrial_Petroleum_Existing_Process_Natural Gas_Process Boiler | Industrial | Petroleum | Existing | Process | Natural Gas | Process Boiler | 24398.349 | 24398.349 | 0 | 0 | 2 | 8 | Normal | FALSE | FALSE | 0
Industrial_Petroleum_Existing_Process_Natural Gas_Process Heating | Industrial | Petroleum | Existing | Process | Natural Gas | Process Heating | 46419.3269 | 46419.3269 | 0 | 0 | 2 | 8 | Normal | FALSE | FALSE | 0
Industrial_Petroleum_Existing_Process_Natural Gas_Process Cooling | Industrial | Petroleum | Existing | Process | Natural Gas | Process Cooling | 30.8287 | 30.8287 | 0 | 0 | 2 | 8 | Normal | FALSE | FALSE | 0
Industrial_Petroleum_Existing_Process_Natural Gas_Other Process | Industrial | Petroleum | Existing | Process | Natural Gas | Other Process | 690.4005 | 690.4005 | 0 | 0 | 2 | 8 | Normal | FALSE | FALSE | 0
Industrial_Petroleum_Existing_Miscellaneous_Natural Gas_Miscellaneous | Industrial | Petroleum | Existing | Miscellaneous | Natural Gas | Miscellaneous | 3738.8901 | 3738.8901 | 0 | 0 | 2 | 8 | Normal | FALSE | FALSE | 0
Industrial_Petroleum_New_Space Heating_Natural Gas_Furnace | Industrial | Petroleum | New | Space Heating | Natural Gas | Furnace | 0 | 71700.5074 | 0 | 0 | 10 | 26 | Normal | FALSE | FALSE | 0
Industrial_Petroleum_New_Space Heating_Natural Gas_Boiler | Industrial | Petroleum | New | Space Heating | Natural Gas | Boiler | 0 | 4625.6611 | 0 | 0 | 20 | 30 | Normal | FALSE | FALSE | 0
Industrial_Petroleum_New_Space Heating_Natural Gas_Unit Heater | Industrial | Petroleum | New | Space Heating | Natural Gas | Unit Heater | 0 | 310.133 | 0 | 0 | 15 | 25 | Normal | FALSE | FALSE | 0
Industrial_Petroleum_New_Process_Natural Gas_Process Boiler | Industrial | Petroleum | New | Process | Natural Gas | Process Boiler | 0 | 24398.349 | 0 | 0 | 2 | 8 | Normal | FALSE | FALSE | 0
Industrial_Petroleum_New_Process_Natural Gas_Process Heating | Industrial | Petroleum | New | Process | Natural Gas | Process Heating | 0 | 46419.3269 | 0 | 0 | 2 | 8 | Normal | FALSE | FALSE | 0
Industrial_Petroleum_New_Process_Natural Gas_Process Cooling | Industrial | Petroleum | New | Process | Natural Gas | Process Cooling | 0 | 30.8287 | 0 | 0 | 2 | 8 | Normal | FALSE | FALSE | 0
Industrial_Petroleum_New_Process_Natural Gas_Other Process | Industrial | Petroleum | New | Process | Natural Gas | Other Process | 0 | 690.4005 | 0 | 0 | 2 | 8 | Normal | FALSE | FALSE | 0
Industrial_Petroleum_New_Miscellaneous_Natural Gas_Miscellaneous | Industrial | Petroleum | New | Miscellaneous | Natural Gas | Miscellaneous | 0 | 3738.8901 | 0 | 0 | 2 | 8 | Normal | FALSE | FALSE | 0
Industrial_Paper and Printing_Existing_Space Heating_Natural Gas_Furnace | Industrial | Paper and Printing | Existing | Space Heating | Natural Gas | Furnace | 1161.9171 | 1016.665 | 0 | 0 | 10 | 26 | Normal | FALSE | FALSE | 0
Industrial_Paper and Printing_Existing_Space Heating_Natural Gas_Boiler | Industrial | Paper and Printing | Existing | Space Heating | Natural Gas | Boiler | 4620.4205 | 4389.5314 | 0 | 0 | 20 | 30 | Normal | FALSE | FALSE | 0
Industrial_Paper and Printing_Existing_Space Heating_Natural Gas_Unit Heater | Industrial | Paper and Printing | Existing | Space Heating | Natural Gas | Unit Heater | 1280.4514 | 1280.4514 | 0 | 0 | 15 | 25 | Normal | FALSE | FALSE | 0
Industrial_Paper and Printing_Existing_Process_Natural Gas_Process Boiler | Industrial | Paper and Printing | Existing | Process | Natural Gas | Process Boiler | 2536.4324 | 2536.4324 | 0 | 0 | 2 | 8 | Normal | FALSE | FALSE | 0
Industrial_Paper and Printing_Existing_Process_Natural Gas_Process Heating | Industrial | Paper and Printing | Existing | Process | Natural Gas | Process Heating | 2347.2349 | 2347.2349 | 0 | 0 | 2 | 8 | Normal | FALSE | FALSE | 0
Industrial_Paper and Printing_Existing_Process_Natural Gas_Process Cooling | Industrial | Paper and Printing | Existing | Process | Natural Gas | Process Cooling | 11.3753 | 11.3753 | 0 | 0 | 2 | 8 | Normal | FALSE | FALSE | 0
Industrial_Paper and Printing_Existing_Process_Natural Gas_Other Process | Industrial | Paper and Printing | Existing | Process | Natural Gas | Other Process | 396.8386 | 396.8386 | 0 | 0 | 2 | 8 | Normal | FALSE | FALSE | 0
Industrial_Paper and Printing_Existing_Miscellaneous_Natural Gas_Miscellaneous | Industrial | Paper and Printing | Existing | Miscellaneous | Natural Gas | Miscellaneous | 419.051 | 419.051 | 0 | 0 | 2 | 8 | Normal | FALSE | FALSE | 0
Industrial_Paper and Printing_New_Space Heating_Natural Gas_Furnace | Industrial | Paper and Printing | New | Space Heating | Natural Gas | Furnace | 0 | 1016.7294 | 0 | 0 | 10 | 26 | Normal | FALSE | FALSE | 0
Industrial_Paper and Printing_New_Space Heating_Natural Gas_Boiler | Industrial | Paper and Printing | New | Space Heating | Natural Gas | Boiler | 0 | 4389.1044 | 0 | 0 | 20 | 30 | Normal | FALSE | FALSE | 0
Industrial_Paper and Printing_New_Space Heating_Natural Gas_Unit Heater | Industrial | Paper and Printing | New | Space Heating | Natural Gas | Unit Heater | 0 | 1280.4514 | 0 | 0 | 15 | 25 | Normal | FALSE | FALSE | 0
Industrial_Paper and Printing_New_Process_Natural Gas_Process Boiler | Industrial | Paper and Printing | New | Process | Natural Gas | Process Boiler | 0 | 2536.4324 | 0 | 0 | 2 | 8 | Normal | FALSE | FALSE | 0
Industrial_Paper and Printing_New_Process_Natural Gas_Process Heating | Industrial | Paper and Printing | New | Process | Natural Gas | Process Heating | 0 | 2347.2349 | 0 | 0 | 2 | 8 | Normal | FALSE | FALSE | 0
Industrial_Paper and Printing_New_Process_Natural Gas_Process Cooling | Industrial | Paper and Printing | New | Process | Natural Gas | Process Cooling | 0 | 11.3753 | 0 | 0 | 2 | 8 | Normal | FALSE | FALSE | 0
Industrial_Paper and Printing_New_Process_Natural Gas_Other Process | Industrial | Paper and Printing | New | Process | Natural Gas | Other Process | 0 | 396.8386 | 0 | 0 | 2 | 8 | Normal | FALSE | FALSE | 0
Industrial_Paper and Printing_New_Miscellaneous_Natural Gas_Miscellaneous | Industrial | Paper and Printing | New | Miscellaneous | Natural Gas | Miscellaneous | 0 | 419.051 | 0 | 0 | 2 | 8 | Normal | FALSE | FALSE | 0
Industrial_Instruments_Existing_Space Heating_Natural Gas_Furnace | Industrial | Instruments | Existing | Space Heating | Natural Gas | Furnace | 59.7338 | 52.2664 | 0 | 0 | 10 | 26 | Normal | FALSE | FALSE | 0
Industrial_Instruments_Existing_Space Heating_Natural Gas_Boiler | Industrial | Instruments | Existing | Space Heating | Natural Gas | Boiler | 188.8087 | 179.3737 | 0 | 0 | 20 | 30 | Normal | FALSE | FALSE | 0
Industrial_Instruments_Existing_Space Heating_Natural Gas_Unit Heater | Industrial | Instruments | Existing | Space Heating | Natural Gas | Unit Heater | 80.9704 | 80.9704 | 0 | 0 | 15 | 25 | Normal | FALSE | FALSE | 0
Industrial_Instruments_Existing_Process_Natural Gas_Process Boiler | Industrial | Instruments | Existing | Process | Natural Gas | Process Boiler | 117.2735 | 117.2735 | 0 | 0 | 2 | 8 | Normal | FALSE | FALSE | 0
Industrial_Instruments_Existing_Process_Natural Gas_Process Heating | Industrial | Instruments | Existing | Process | Natural Gas | Process Heating | 38.746 | 38.746 | 0 | 0 | 2 | 8 | Normal | FALSE | FALSE | 0
Industrial_Instruments_Existing_Process_Natural Gas_Process Cooling | Industrial | Instruments | Existing | Process | Natural Gas | Process Cooling | 0.34806 | 0.34806 | 0 | 0 | 2 | 8 | Normal | FALSE | FALSE | 0
Industrial_Instruments_Existing_Process_Natural Gas_Other Process | Industrial | Instruments | Existing | Process | Natural Gas | Other Process | 1.7134 | 1.7134 | 0 | 0 | 2 | 8 | Normal | FALSE | FALSE | 0
Industrial_Instruments_Existing_Miscellaneous_Natural Gas_Miscellaneous | Industrial | Instruments | Existing | Miscellaneous | Natural Gas | Miscellaneous | 25.9366 | 25.9366 | 0 | 0 | 2 | 8 | Normal | FALSE | FALSE | 0
Industrial_Instruments_New_Space Heating_Natural Gas_Furnace | Industrial | Instruments | New | Space Heating | Natural Gas | Furnace | 0 | 52.2697 | 0 | 0 | 10 | 26 | Normal | FALSE | FALSE | 0
Industrial_Instruments_New_Space Heating_Natural Gas_Boiler | Industrial | Instruments | New | Space Heating | Natural Gas | Boiler | 0 | 179.3562 | 0 | 0 | 20 | 30 | Normal | FALSE | FALSE | 0
Industrial_Instruments_New_Space Heating_Natural Gas_Unit Heater | Industrial | Instruments | New | Space Heating | Natural Gas | Unit Heater | 0 | 80.9704 | 0 | 0 | 15 | 25 | Normal | FALSE | FALSE | 0
Industrial_Instruments_New_Process_Natural Gas_Process Boiler | Industrial | Instruments | New | Process | Natural Gas | Process Boiler | 0 | 117.2735 | 0 | 0 | 2 | 8 | Normal | FALSE | FALSE | 0
Industrial_Instruments_New_Process_Natural Gas_Process Heating | Industrial | Instruments | New | Process | Natural Gas | Process Heating | 0 | 38.746 | 0 | 0 | 2 | 8 | Normal | FALSE | FALSE | 0
Industrial_Instruments_New_Process_Natural Gas_Process Cooling | Industrial | Instruments | New | Process | Natural Gas | Process Cooling | 0 | 0.34806 | 0 | 0 | 2 | 8 | Normal | FALSE | FALSE | 0
Industrial_Instruments_New_Process_Natural Gas_Other Process | Industrial | Instruments | New | Process | Natural Gas | Other Process | 0 | 1.7134 | 0 | 0 | 2 | 8 | Normal | FALSE | FALSE | 0
Industrial_Instruments_New_Miscellaneous_Natural Gas_Miscellaneous | Industrial | Instruments | New | Miscellaneous | Natural Gas | Miscellaneous | 0 | 25.9366 | 0 | 0 | 2 | 8 | Normal | FALSE | FALSE | 0
Industrial_Wood and Lumber Products_Existing_Space Heating_Natural Gas_Furnace | Industrial | Wood and Lumber Products | Existing | Space Heating | Natural Gas | Furnace | 92.4295 | 80.8748 | 0 | 0 | 10 | 26 | Normal | FALSE | FALSE | 0
Industrial_Wood and Lumber Products_Existing_Space Heating_Natural Gas_Boiler | Industrial | Wood and Lumber Products | Existing | Space Heating | Natural Gas | Boiler | 40.9406 | 38.8947 | 0 | 0 | 20 | 30 | Normal | FALSE | FALSE | 0
Industrial_Wood and Lumber Products_Existing_Space Heating_Natural Gas_Unit Heater | Industrial | Wood and Lumber Products | Existing | Space Heating | Natural Gas | Unit Heater | 531.3535 | 531.3535 | 0 | 0 | 15 | 25 | Normal | FALSE | FALSE | 0
Industrial_Wood and Lumber Products_Existing_Process_Natural Gas_Process Boiler | Industrial | Wood and Lumber Products | Existing | Process | Natural Gas | Process Boiler | 287.5627 | 287.5627 | 0 | 0 | 2 | 8 | Normal | FALSE | FALSE | 0
Industrial_Wood and Lumber Products_Existing_Process_Natural Gas_Process Heating | Industrial | Wood and Lumber Products | Existing | Process | Natural Gas | Process Heating | 528.1079 | 528.1079 | 0 | 0 | 2 | 8 | Normal | FALSE | FALSE | 0
Industrial_Wood and Lumber Products_Existing_Process_Natural Gas_Process Cooling | Industrial | Wood and Lumber Products | Existing | Process | Natural Gas | Process Cooling | 0.92301 | 0.92301 | 0 | 0 | 2 | 8 | Normal | FALSE | FALSE | 0
Industrial_Wood and Lumber Products_Existing_Process_Natural Gas_Other Process | Industrial | Wood and Lumber Products | Existing | Process | Natural Gas | Other Process | 15.5392 | 15.5392 | 0 | 0 | 2 | 8 | Normal | FALSE | FALSE | 0
Industrial_Wood and Lumber Products_Existing_Miscellaneous_Natural Gas_Miscellaneous | Industrial | Wood and Lumber Products | Existing | Miscellaneous | Natural Gas | Miscellaneous | 79.0801 | 79.0801 | 0 | 0 | 2 | 8 | Normal | FALSE | FALSE | 0
Industrial_Wood and Lumber Products_New_Space Heating_Natural Gas_Furnace | Industrial | Wood and Lumber Products | New | Space Heating | Natural Gas | Furnace | 0 | 80.8799 | 0 | 0 | 10 | 26 | Normal | FALSE | FALSE | 0
Industrial_Wood and Lumber Products_New_Space Heating_Natural Gas_Boiler | Industrial | Wood and Lumber Products | New | Space Heating | Natural Gas | Boiler | 0 | 38.8909 | 0 | 0 | 20 | 30 | Normal | FALSE | FALSE | 0
Industrial_Wood and Lumber Products_New_Space Heating_Natural Gas_Unit Heater | Industrial | Wood and Lumber Products | New | Space Heating | Natural Gas | Unit Heater | 0 | 531.3535 | 0 | 0 | 15 | 25 | Normal | FALSE | FALSE | 0
Industrial_Wood and Lumber Products_New_Process_Natural Gas_Process Boiler | Industrial | Wood and Lumber Products | New | Process | Natural Gas | Process Boiler | 0 | 287.5627 | 0 | 0 | 2 | 8 | Normal | FALSE | FALSE | 0
Industrial_Wood and Lumber Products_New_Process_Natural Gas_Process Heating | Industrial | Wood and Lumber Products | New | Process | Natural Gas | Process Heating | 0 | 528.1079 | 0 | 0 | 2 | 8 | Normal | FALSE | FALSE | 0
Industrial_Wood and Lumber Products_New_Process_Natural Gas_Process Cooling | Industrial | Wood and Lumber Products | New | Process | Natural Gas | Process Cooling | 0 | 0.92301 | 0 | 0 | 2 | 8 | Normal | FALSE | FALSE | 0
Industrial_Wood and Lumber Products_New_Process_Natural Gas_Other Process | Industrial | Wood and Lumber Products | New | Process | Natural Gas | Other Process | 0 | 15.5392 | 0 | 0 | 2 | 8 | Normal | FALSE | FALSE | 0
Industrial_Wood and Lumber Products_New_Miscellaneous_Natural Gas_Miscellaneous | Industrial | Wood and Lumber Products | New | Miscellaneous | Natural Gas | Miscellaneous | 0 | 79.0801 | 0 | 0 | 2 | 8 | Normal | FALSE | FALSE | 0
Industrial_Other Industrial_Existing_Space Heating_Natural Gas_Furnace | Industrial | Other Industrial | Existing | Space Heating | Natural Gas | Furnace | 52.7313 | 46.1393 | 0 | 0 | 10 | 26 | Normal | FALSE | FALSE | 0
Industrial_Other Industrial_Existing_Space Heating_Natural Gas_Boiler | Industrial | Other Industrial | Existing | Space Heating | Natural Gas | Boiler | 93.3664 | 88.7007 | 0 | 0 | 20 | 30 | Normal | FALSE | FALSE | 0
Industrial_Other Industrial_Existing_Space Heating_Natural Gas_Unit Heater | Industrial | Other Industrial | Existing | Space Heating | Natural Gas | Unit Heater | 100.5085 | 100.5085 | 0 | 0 | 15 | 25 | Normal | FALSE | FALSE | 0
Industrial_Other Industrial_Existing_Process_Natural Gas_Process Boiler | Industrial | Other Industrial | Existing | Process | Natural Gas | Process Boiler | 70.7216 | 70.7216 | 0 | 0 | 2 | 8 | Normal | FALSE | FALSE | 0
Industrial_Other Industrial_Existing_Process_Natural Gas_Process Heating | Industrial | Other Industrial | Existing | Process | Natural Gas | Process Heating | 57.1199 | 57.1199 | 0 | 0 | 2 | 8 | Normal | FALSE | FALSE | 0
Industrial_Other Industrial_Existing_Process_Natural Gas_Process Cooling | Industrial | Other Industrial | Existing | Process | Natural Gas | Process Cooling | 0.15315 | 0.15315 | 0 | 0 | 2 | 8 | Normal | FALSE | FALSE | 0
Industrial_Other Industrial_Existing_Process_Natural Gas_Other Process | Industrial | Other Industrial | Existing | Process | Natural Gas | Other Process | 2.8479 | 2.8479 | 0 | 0 | 2 | 8 | Normal | FALSE | FALSE | 0
Industrial_Other Industrial_Existing_Miscellaneous_Natural Gas_Miscellaneous | Industrial | Other Industrial | Existing | Miscellaneous | Natural Gas | Miscellaneous | 20.8807 | 20.8807 | 0 | 0 | 2 | 8 | Normal | FALSE | FALSE | 0
Industrial_Other Industrial_New_Space Heating_Natural Gas_Furnace | Industrial | Other Industrial | New | Space Heating | Natural Gas | Furnace | 0 | 46.1423 | 0 | 0 | 10 | 26 | Normal | FALSE | FALSE | 0
Industrial_Other Industrial_New_Space Heating_Natural Gas_Boiler | Industrial | Other Industrial | New | Space Heating | Natural Gas | Boiler | 0 | 88.6921 | 0 | 0 | 20 | 30 | Normal | FALSE | FALSE | 0
Industrial_Other Industrial_New_Space Heating_Natural Gas_Unit Heater | Industrial | Other Industrial | New | Space Heating | Natural Gas | Unit Heater | 0 | 100.5085 | 0 | 0 | 15 | 25 | Normal | FALSE | FALSE | 0
Industrial_Other Industrial_New_Process_Natural Gas_Process Boiler | Industrial | Other Industrial | New | Process | Natural Gas | Process Boiler | 0 | 70.7216 | 0 | 0 | 2 | 8 | Normal | FALSE | FALSE | 0
Industrial_Other Industrial_New_Process_Natural Gas_Process Heating | Industrial | Other Industrial | New | Process | Natural Gas | Process Heating | 0 | 57.1199 | 0 | 0 | 2 | 8 | Normal | FALSE | FALSE | 0
Industrial_Other Industrial_New_Process_Natural Gas_Process Cooling | Industrial | Other Industrial | New | Process | Natural Gas | Process Cooling | 0 | 0.15315 | 0 | 0 | 2 | 8 | Normal | FALSE | FALSE | 0
Industrial_Other Industrial_New_Process_Natural Gas_Other Process | Industrial | Other Industrial | New | Process | Natural Gas | Other Process | 0 | 2.8479 | 0 | 0 | 2 | 8 | Normal | FALSE | FALSE | 0
Industrial_Other Industrial_New_Miscellaneous_Natural Gas_Miscellaneous | Industrial | Other Industrial | New | Miscellaneous | Natural Gas | Miscellaneous | 0 | 20.8807 | 0 | 0 | 2 | 8 | Normal | FALSE | FALSE | 0
Industrial_Food Products_Existing_Space Heating_Natural Gas_All | Industrial | Food Products | Existing | Space Heating | Natural Gas | All | 185.2652 | 184.834 | 0 | 0
Industrial_Food Products_Existing_Process_Natural Gas_All | Industrial | Food Products | Existing | Process | Natural Gas | All | 702.505 | 702.505 | 0 | 0
Industrial_Food Products_Existing_Miscellaneous_Natural Gas_All | Industrial | Food Products | Existing | Miscellaneous | Natural Gas | All | 64.9416 | 64.9416 | 0 | 0
Industrial_Food Products_New_Space Heating_Natural Gas_All | Industrial | Food Products | New | Space Heating | Natural Gas | All | 0 | 175.3825 | 0 | 0
Industrial_Food Products_New_Process_Natural Gas_All | Industrial | Food Products | New | Process | Natural Gas | All | 0 | 702.505 | 0 | 0
Industrial_Food Products_New_Miscellaneous_Natural Gas_All | Industrial | Food Products | New | Miscellaneous | Natural Gas | All | 0 | 64.9416 | 0 | 0
Industrial_Agriculture_Existing_Space Heating_Natural Gas_All | Industrial | Agriculture | Existing | Space Heating | Natural Gas | All | 96.2645 | 96.0404 | 0 | 0
Industrial_Agriculture_Existing_Process_Natural Gas_All | Industrial | Agriculture | Existing | Process | Natural Gas | All | 32.7107 | 32.7107 | 0 | 0
Industrial_Agriculture_Existing_Miscellaneous_Natural Gas_All | Industrial | Agriculture | Existing | Miscellaneous | Natural Gas | All | 20.8807 | 20.8807 | 0 | 0
Industrial_Agriculture_New_Space Heating_Natural Gas_All | Industrial | Agriculture | New | Space Heating | Natural Gas | All | 0 | 91.1294 | 0 | 0
Industrial_Agriculture_New_Process_Natural Gas_All | Industrial | Agriculture | New | Process | Natural Gas | All | 0 | 32.7107 | 0 | 0
Industrial_Agriculture_New_Miscellaneous_Natural Gas_All | Industrial | Agriculture | New | Miscellaneous | Natural Gas | All | 0 | 20.8807 | 0 | 0
Industrial_Primary Metals_Existing_Space Heating_Natural Gas_All | Industrial | Primary Metals | Existing | Space Heating | Natural Gas | All | 384.9556 | 384.0597 | 0 | 0
Industrial_Primary Metals_Existing_Process_Natural Gas_All | Industrial | Primary Metals | Existing | Process | Natural Gas | All | 2343.9314 | 2343.9314 | 0 | 0
Industrial_Primary Metals_Existing_Miscellaneous_Natural Gas_All | Industrial | Primary Metals | Existing | Miscellaneous | Natural Gas | All | 395.6752 | 395.6752 | 0 | 0
Industrial_Primary Metals_New_Space Heating_Natural Gas_All | Industrial | Primary Metals | New | Space Heating | Natural Gas | All | 0 | 364.4207 | 0 | 0
Industrial_Primary Metals_New_Process_Natural Gas_All | Industrial | Primary Metals | New | Process | Natural Gas | All | 0 | 2343.9314 | 0 | 0
Industrial_Primary Metals_New_Miscellaneous_Natural Gas_All | Industrial | Primary Metals | New | Miscellaneous | Natural Gas | All | 0 | 395.6752 | 0 | 0
Industrial_Stone, Clay, and Glass_Existing_Space Heating_Natural Gas_All | Industrial | Stone, Clay, and Glass | Existing | Space Heating | Natural Gas | All | 458.6749 | 457.6074 | 0 | 0
Industrial_Stone, Clay, and Glass_Existing_Process_Natural Gas_All | Industrial | Stone, Clay, and Glass | Existing | Process | Natural Gas | All | 1407.7716 | 1407.7716 | 0 | 0
Industrial_Stone, Clay, and Glass_Existing_Miscellaneous_Natural Gas_All | Industrial | Stone, Clay, and Glass | Existing | Miscellaneous | Natural Gas | All | 378.1605 | 378.1605 | 0 | 0
Industrial_Stone, Clay, and Glass_New_Space Heating_Natural Gas_All | Industrial | Stone, Clay, and Glass | New | Space Heating | Natural Gas | All | 0 | 434.2075 | 0 | 0
Industrial_Stone, Clay, and Glass_New_Process_Natural Gas_All | Industrial | Stone, Clay, and Glass | New | Process | Natural Gas | All | 0 | 1407.7716 | 0 | 0
Industrial_Stone, Clay, and Glass_New_Miscellaneous_Natural Gas_All | Industrial | Stone, Clay, and Glass | New | Miscellaneous | Natural Gas | All | 0 | 378.1605 | 0 | 0
Industrial_Petroleum_Existing_Space Heating_Natural Gas_All | Industrial | Petroleum | Existing | Space Heating | Natural Gas | All | 19108.0985 | 19016.8914 | 0 | 0
Industrial_Petroleum_Existing_Process_Natural Gas_All | Industrial | Petroleum | Existing | Process | Natural Gas | All | 17884.7263 | 17884.7263 | 0 | 0
Industrial_Petroleum_Existing_Miscellaneous_Natural Gas_All | Industrial | Petroleum | Existing | Miscellaneous | Natural Gas | All | 3738.8901 | 3738.8901 | 0 | 0
Industrial_Petroleum_New_Space Heating_Natural Gas_All | Industrial | Petroleum | New | Space Heating | Natural Gas | All | 0 | 17017.7452 | 0 | 0
Industrial_Petroleum_New_Process_Natural Gas_All | Industrial | Petroleum | New | Process | Natural Gas | All | 0 | 17884.7263 | 0 | 0
Industrial_Petroleum_New_Miscellaneous_Natural Gas_All | Industrial | Petroleum | New | Miscellaneous | Natural Gas | All | 0 | 3738.8901 | 0 | 0
Industrial_Paper and Printing_Existing_Space Heating_Natural Gas_All | Industrial | Paper and Printing | Existing | Space Heating | Natural Gas | All | 1325.273 | 1322.1884 | 0 | 0
Industrial_Paper and Printing_Existing_Process_Natural Gas_All | Industrial | Paper and Printing | Existing | Process | Natural Gas | All | 1322.9703 | 1322.9703 | 0 | 0
Industrial_Paper and Printing_Existing_Miscellaneous_Natural Gas_All | Industrial | Paper and Printing | Existing | Miscellaneous | Natural Gas | All | 419.051 | 419.051 | 0 | 0
Industrial_Paper and Printing_New_Space Heating_Natural Gas_All | Industrial | Paper and Printing | New | Space Heating | Natural Gas | All | 0 | 1254.5781 | 0 | 0
Industrial_Paper and Printing_New_Process_Natural Gas_All | Industrial | Paper and Printing | New | Process | Natural Gas | All | 0 | 1322.9703 | 0 | 0
Industrial_Paper and Printing_New_Miscellaneous_Natural Gas_All | Industrial | Paper and Printing | New | Miscellaneous | Natural Gas | All | 0 | 419.051 | 0 | 0
Industrial_Instruments_Existing_Space Heating_Natural Gas_All | Industrial | Instruments | Existing | Space Heating | Natural Gas | All | 75.0086 | 74.834 | 0 | 0
Industrial_Instruments_Existing_Process_Natural Gas_All | Industrial | Instruments | Existing | Process | Natural Gas | All | 39.5202 | 39.5202 | 0 | 0
Industrial_Instruments_Existing_Miscellaneous_Natural Gas_All | Industrial | Instruments | Existing | Miscellaneous | Natural Gas | All | 25.9366 | 25.9366 | 0 | 0
Industrial_Instruments_New_Space Heating_Natural Gas_All | Industrial | Instruments | New | Space Heating | Natural Gas | All | 0 | 71.0074 | 0 | 0
Industrial_Instruments_New_Process_Natural Gas_All | Industrial | Instruments | New | Process | Natural Gas | All | 0 | 39.5202 | 0 | 0
Industrial_Instruments_New_Miscellaneous_Natural Gas_All | Industrial | Instruments | New | Miscellaneous | Natural Gas | All | 0 | 25.9366 | 0 | 0
Industrial_Wood and Lumber Products_Existing_Space Heating_Natural Gas_All | Industrial | Wood and Lumber Products | Existing | Space Heating | Natural Gas | All | 131.263 | 130.9575 | 0 | 0
Industrial_Wood and Lumber Products_Existing_Process_Natural Gas_All | Industrial | Wood and Lumber Products | Existing | Process | Natural Gas | All | 208.0332 | 208.0332 | 0 | 0
Industrial_Wood and Lumber Products_Existing_Miscellaneous_Natural Gas_All | Industrial | Wood and Lumber Products | Existing | Miscellaneous | Natural Gas | All | 79.0801 | 79.0801 | 0 | 0
Industrial_Wood and Lumber Products_New_Space Heating_Natural Gas_All | Industrial | Wood and Lumber Products | New | Space Heating | Natural Gas | All | 0 | 124.2609 | 0 | 0
Industrial_Wood and Lumber Products_New_Process_Natural Gas_All | Industrial | Wood and Lumber Products | New | Process | Natural Gas | All | 0 | 208.0332 | 0 | 0
Industrial_Wood and Lumber Products_New_Miscellaneous_Natural Gas_All | Industrial | Wood and Lumber Products | New | Miscellaneous | Natural Gas | All | 0 | 79.0801 | 0 | 0
Industrial_Other Industrial_Existing_Space Heating_Natural Gas_All | Industrial | Other Industrial | Existing | Space Heating | Natural Gas | All | 74.0248 | 73.8525 | 0 | 0
Industrial_Other Industrial_Existing_Process_Natural Gas_All | Industrial | Other Industrial | Existing | Process | Natural Gas | All | 32.7107 | 32.7107 | 0 | 0
Industrial_Other Industrial_Existing_Miscellaneous_Natural Gas_All | Industrial | Other Industrial | Existing | Miscellaneous | Natural Gas | All | 20.8807 | 20.8807 | 0 | 0
Industrial_Other Industrial_New_Space Heating_Natural Gas_All | Industrial | Other Industrial | New | Space Heating | Natural Gas | All | 0 | 70.076 | 0 | 0
Industrial_Other Industrial_New_Process_Natural Gas_All | Industrial | Other Industrial | New | Process | Natural Gas | All | 0 | 32.7107 | 0 | 0
Industrial_Other Industrial_New_Miscellaneous_Natural Gas_All | Industrial | Other Industrial | New | Miscellaneous | Natural Gas | All | 0 | 20.8807 | 0 | 0
Industrial_Food Products_Existing_Space Heating_Natural Gas_Market | Industrial | Food Products | Existing | Space Heating | Natural Gas | Market | 180.1382 | 179.7189 | 0 | 0
Industrial_Food Products_Existing_Process_Natural Gas_Market | Industrial | Food Products | Existing | Process | Natural Gas | Market | 2810.0201 | 2810.0201 | 0 | 0
Industrial_Food Products_Existing_Miscellaneous_Natural Gas_Market | Industrial | Food Products | Existing | Miscellaneous | Natural Gas | Market | 64.9416 | 64.9416 | 0 | 0
Industrial_Food Products_New_Space Heating_Natural Gas_Market | Industrial | Food Products | New | Space Heating | Natural Gas | Market | 0 | 170.529 | 0 | 0
Industrial_Food Products_New_Process_Natural Gas_Market | Industrial | Food Products | New | Process | Natural Gas | Market | 0 | 2810.0201 | 0 | 0
Industrial_Food Products_New_Miscellaneous_Natural Gas_Market | Industrial | Food Products | New | Miscellaneous | Natural Gas | Market | 0 | 64.9416 | 0 | 0
Industrial_Agriculture_Existing_Space Heating_Natural Gas_Market | Industrial | Agriculture | Existing | Space Heating | Natural Gas | Market | 63.6521 | 63.5039 | 0 | 0
Industrial_Agriculture_Existing_Process_Natural Gas_Market | Industrial | Agriculture | Existing | Process | Natural Gas | Market | 130.8426 | 130.8426 | 0 | 0
Industrial_Agriculture_Existing_Miscellaneous_Natural Gas_Market | Industrial | Agriculture | Existing | Miscellaneous | Natural Gas | Market | 20.8807 | 20.8807 | 0 | 0
Industrial_Agriculture_New_Space Heating_Natural Gas_Market | Industrial | Agriculture | New | Space Heating | Natural Gas | Market | 0 | 60.2567 | 0 | 0
Industrial_Agriculture_New_Process_Natural Gas_Market | Industrial | Agriculture | New | Process | Natural Gas | Market | 0 | 130.8426 | 0 | 0
Industrial_Agriculture_New_Miscellaneous_Natural Gas_Market | Industrial | Agriculture | New | Miscellaneous | Natural Gas | Market | 0 | 20.8807 | 0 | 0
Industrial_Primary Metals_Existing_Space Heating_Natural Gas_Market | Industrial | Primary Metals | Existing | Space Heating | Natural Gas | Market | 363.3779 | 362.5321 | 0 | 0
Industrial_Primary Metals_Existing_Process_Natural Gas_Market | Industrial | Primary Metals | Existing | Process | Natural Gas | Market | 9375.7257 | 9375.7257 | 0 | 0
Industrial_Primary Metals_Existing_Miscellaneous_Natural Gas_Market | Industrial | Primary Metals | Existing | Miscellaneous | Natural Gas | Market | 395.6752 | 395.6752 | 0 | 0
Industrial_Primary Metals_New_Space Heating_Natural Gas_Market | Industrial | Primary Metals | New | Space Heating | Natural Gas | Market | 0 | 343.994 | 0 | 0
Industrial_Primary Metals_New_Process_Natural Gas_Market | Industrial | Primary Metals | New | Process | Natural Gas | Market | 0 | 9375.7257 | 0 | 0
Industrial_Primary Metals_New_Miscellaneous_Natural Gas_Market | Industrial | Primary Metals | New | Miscellaneous | Natural Gas | Market | 0 | 395.6752 | 0 | 0
Industrial_Stone, Clay, and Glass_Existing_Space Heating_Natural Gas_Market | Industrial | Stone, Clay, and Glass | Existing | Space Heating | Natural Gas | Market | 288.9743 | 288.3017 | 0 | 0
Industrial_Stone, Clay, and Glass_Existing_Process_Natural Gas_Market | Industrial | Stone, Clay, and Glass | Existing | Process | Natural Gas | Market | 5631.0866 | 5631.0866 | 0 | 0
Industrial_Stone, Clay, and Glass_Existing_Miscellaneous_Natural Gas_Market | Industrial | Stone, Clay, and Glass | Existing | Miscellaneous | Natural Gas | Market | 378.1605 | 378.1605 | 0 | 0
Industrial_Stone, Clay, and Glass_New_Space Heating_Natural Gas_Market | Industrial | Stone, Clay, and Glass | New | Space Heating | Natural Gas | Market | 0 | 273.5593 | 0 | 0
Industrial_Stone, Clay, and Glass_New_Process_Natural Gas_Market | Industrial | Stone, Clay, and Glass | New | Process | Natural Gas | Market | 0 | 5631.0866 | 0 | 0
Industrial_Stone, Clay, and Glass_New_Miscellaneous_Natural Gas_Market | Industrial | Stone, Clay, and Glass | New | Miscellaneous | Natural Gas | Market | 0 | 378.1605 | 0 | 0
Industrial_Petroleum_Existing_Space Heating_Natural Gas_Market | Industrial | Petroleum | Existing | Space Heating | Natural Gas | Market | 295.145 | 293.7362 | 0 | 0
Industrial_Petroleum_Existing_Process_Natural Gas_Market | Industrial | Petroleum | Existing | Process | Natural Gas | Market | 71538.905 | 71538.905 | 0 | 0
Industrial_Petroleum_Existing_Miscellaneous_Natural Gas_Market | Industrial | Petroleum | Existing | Miscellaneous | Natural Gas | Market | 3738.8901 | 3738.8901 | 0 | 0
Industrial_Petroleum_New_Space Heating_Natural Gas_Market | Industrial | Petroleum | New | Space Heating | Natural Gas | Market | 0 | 262.8572 | 0 | 0
Industrial_Petroleum_New_Process_Natural Gas_Market | Industrial | Petroleum | New | Process | Natural Gas | Market | 0 | 71538.905 | 0 | 0
Industrial_Petroleum_New_Miscellaneous_Natural Gas_Market | Industrial | Petroleum | New | Miscellaneous | Natural Gas | Market | 0 | 3738.8901 | 0 | 0
Industrial_Paper and Printing_Existing_Space Heating_Natural Gas_Market | Industrial | Paper and Printing | Existing | Space Heating | Natural Gas | Market | 1142.9935 | 1140.3332 | 0 | 0
Industrial_Paper and Printing_Existing_Process_Natural Gas_Market | Industrial | Paper and Printing | Existing | Process | Natural Gas | Market | 5291.8811 | 5291.8811 | 0 | 0
Industrial_Paper and Printing_Existing_Miscellaneous_Natural Gas_Market | Industrial | Paper and Printing | Existing | Miscellaneous | Natural Gas | Market | 419.051 | 419.051 | 0 | 0
Industrial_Paper and Printing_New_Space Heating_Natural Gas_Market | Industrial | Paper and Printing | New | Space Heating | Natural Gas | Market | 0 | 1082.0221 | 0 | 0
Industrial_Paper and Printing_New_Process_Natural Gas_Market | Industrial | Paper and Printing | New | Process | Natural Gas | Market | 0 | 5291.8811 | 0 | 0
Industrial_Paper and Printing_New_Miscellaneous_Natural Gas_Market | Industrial | Paper and Printing | New | Miscellaneous | Natural Gas | Market | 0 | 419.051 | 0 | 0
Industrial_Instruments_Existing_Space Heating_Natural Gas_Market | Industrial | Instruments | Existing | Space Heating | Natural Gas | Market | 61.4395 | 61.2965 | 0 | 0
Industrial_Instruments_Existing_Process_Natural Gas_Market | Industrial | Instruments | Existing | Process | Natural Gas | Market | 158.0809 | 158.0809 | 0 | 0
Industrial_Instruments_Existing_Miscellaneous_Natural Gas_Market | Industrial | Instruments | Existing | Miscellaneous | Natural Gas | Market | 25.9366 | 25.9366 | 0 | 0
Industrial_Instruments_New_Space Heating_Natural Gas_Market | Industrial | Instruments | New | Space Heating | Natural Gas | Market | 0 | 58.1621 | 0 | 0
Industrial_Instruments_New_Process_Natural Gas_Market | Industrial | Instruments | New | Process | Natural Gas | Market | 0 | 158.0809 | 0 | 0
Industrial_Instruments_New_Miscellaneous_Natural Gas_Market | Industrial | Instruments | New | Miscellaneous | Natural Gas | Market | 0 | 25.9366 | 0 | 0
Industrial_Wood and Lumber Products_Existing_Space Heating_Natural Gas_Market | Industrial | Wood and Lumber Products | Existing | Space Heating | Natural Gas | Market | 117.4094 | 117.1362 | 0 | 0
Industrial_Wood and Lumber Products_Existing_Process_Natural Gas_Market | Industrial | Wood and Lumber Products | Existing | Process | Natural Gas | Market | 832.1328 | 832.1328 | 0 | 0
Industrial_Wood and Lumber Products_Existing_Miscellaneous_Natural Gas_Market | Industrial | Wood and Lumber Products | Existing | Miscellaneous | Natural Gas | Market | 79.0801 | 79.0801 | 0 | 0
Industrial_Wood and Lumber Products_New_Space Heating_Natural Gas_Market | Industrial | Wood and Lumber Products | New | Space Heating | Natural Gas | Market | 0 | 111.1464 | 0 | 0
Industrial_Wood and Lumber Products_New_Process_Natural Gas_Market | Industrial | Wood and Lumber Products | New | Process | Natural Gas | Market | 0 | 832.1328 | 0 | 0
Industrial_Wood and Lumber Products_New_Miscellaneous_Natural Gas_Market | Industrial | Wood and Lumber Products | New | Miscellaneous | Natural Gas | Market | 0 | 79.0801 | 0 | 0
Industrial_Other Industrial_Existing_Space Heating_Natural Gas_Market | Industrial | Other Industrial | Existing | Space Heating | Natural Gas | Market | 63.6521 | 63.5039 | 0 | 0
Industrial_Other Industrial_Existing_Process_Natural Gas_Market | Industrial | Other Industrial | Existing | Process | Natural Gas | Market | 130.8426 | 130.8426 | 0 | 0
Industrial_Other Industrial_Existing_Miscellaneous_Natural Gas_Market | Industrial | Other Industrial | Existing | Miscellaneous | Natural Gas | Market | 20.8807 | 20.8807 | 0 | 0
Industrial_Other Industrial_New_Space Heating_Natural Gas_Market | Industrial | Other Industrial | New | Space Heating | Natural Gas | Market | 0 | 60.2567 | 0 | 0
Industrial_Other Industrial_New_Process_Natural Gas_Market | Industrial | Other Industrial | New | Process | Natural Gas | Market | 0 | 130.8426 | 0 | 0
Industrial_Other Industrial_New_Miscellaneous_Natural Gas_Market | Industrial | Other Industrial | New | Miscellaneous | Natural Gas | Market | 0 | 20.8807 | 0 | 0

## Vintage Data
Key | Sector | Segment | End Use | Fuel | Technology | Type | New | 1 | 2 | 3 | 4 | 5 | 6 | 7 | 8 | 9 | 10 | 11 | 12 | 13 | 14 | 15 | 16 | 17 | 18 | 19 | 20 | 21 | 22 | 23 | 24 | 25 | 26 | 27 | 28 | 29 | 30 | 31 | 32 | 33 | 34 | 35
Industrial_Food Products_Space Heating_Natural Gas_Furnace_Distribution | Industrial | Food Products | Space Heating | Natural Gas | Furnace | Distribution | 5.556% | 5.556% | 5.556% | 5.556% | 5.556% | 5.556% | 5.556% | 5.556% | 5.556% | 5.556% | 5.229% | 4.902% | 4.575% | 4.248% | 3.922% | 3.595% | 3.268% | 2.941% | 2.614% | 2.288% | 1.961% | 1.634% | 1.307% | 0.9804% | 0.6536% | 0.3268% | 0% | 0% | 0% | 0% | 0% | 0% | 0% | 0% | 0% | 0% | 10 | 26
Industrial_Food Products_Space Heating_Natural Gas_Boiler_Distribution | Industrial | Food Products | Space Heating | Natural Gas | Boiler | Distribution | 3.333% | 3.333% | 3.333% | 3.333% | 3.333% | 3.333% | 3.333% | 3.333% | 3.333% | 3.333% | 3.333% | 3.333% | 3.333% | 3.333% | 3.333% | 3.333% | 3.333% | 3.333% | 3.333% | 3.333% | 3.333% | 3.333% | 3.333% | 3.333% | 3.333% | 3.03% | 2.727% | 2.424% | 2.121% | 1.818% | 1.515% | 1.212% | 0.9091% | 0.6061% | 0.303% | 0% | 25 | 35
Industrial_Food Products_Space Heating_Natural Gas_Unit Heater_Distribution | Industrial | Food Products | Space Heating | Natural Gas | Unit Heater | Distribution | 8.333% | 8.333% | 8.333% | 8.333% | 8.333% | 8.333% | 8.333% | 8.333% | 7.407% | 6.481% | 5.556% | 4.63% | 3.704% | 2.778% | 1.852% | 0.9259% | 0% | 0% | 0% | 0% | 0% | 0% | 0% | 0% | 0% | 0% | 0% | 0% | 0% | 0% | 0% | 0% | 0% | 0% | 0% | 0% | 8 | 16
Industrial_Food Products_Process_Natural Gas_Process Boiler_Distribution | Industrial | Food Products | Process | Natural Gas | Process Boiler | Distribution | 20% | 20% | 17.14% | 14.29% | 11.43% | 8.571% | 5.714% | 2.857% | 0% | 0% | 0% | 0% | 0% | 0% | 0% | 0% | 0% | 0% | 0% | 0% | 0% | 0% | 0% | 0% | 0% | 0% | 0% | 0% | 0% | 0% | 0% | 0% | 0% | 0% | 0% | 0% | 10 | 20
Industrial_Food Products_Process_Natural Gas_Process Heating_Distribution | Industrial | Food Products | Process | Natural Gas | Process Heating | Distribution | 20% | 20% | 17.14% | 14.29% | 11.43% | 8.571% | 5.714% | 2.857% | 0% | 0% | 0% | 0% | 0% | 0% | 0% | 0% | 0% | 0% | 0% | 0% | 0% | 0% | 0% | 0% | 0% | 0% | 0% | 0% | 0% | 0% | 0% | 0% | 0% | 0% | 0% | 0% | 8 | 12
Industrial_Food Products_Process_Natural Gas_Process Cooling_Distribution | Industrial | Food Products | Process | Natural Gas | Process Cooling | Distribution | 20% | 20% | 17.14% | 14.29% | 11.43% | 8.571% | 5.714% | 2.857% | 0% | 0% | 0% | 0% | 0% | 0% | 0% | 0% | 0% | 0% | 0% | 0% | 0% | 0% | 0% | 0% | 0% | 0% | 0% | 0% | 0% | 0% | 0% | 0% | 0% | 0% | 0% | 0% | 8 | 12
Industrial_Food Products_Process_Natural Gas_Other Process_Distribution | Industrial | Food Products | Process | Natural Gas | Other Process | Distribution | 20% | 20% | 17.14% | 14.29% | 11.43% | 8.571% | 5.714% | 2.857% | 0% | 0% | 0% | 0% | 0% | 0% | 0% | 0% | 0% | 0% | 0% | 0% | 0% | 0% | 0% | 0% | 0% | 0% | 0% | 0% | 0% | 0% | 0% | 0% | 0% | 0% | 0% | 0% | 8 | 12
Industrial_Food Products_Miscellaneous_Natural Gas_Miscellaneous_Distribution | Industrial | Food Products | Miscellaneous | Natural Gas | Miscellaneous | Distribution | 20% | 20% | 17.14% | 14.29% | 11.43% | 8.571% | 5.714% | 2.857% | 0% | 0% | 0% | 0% | 0% | 0% | 0% | 0% | 0% | 0% | 0% | 0% | 0% | 0% | 0% | 0% | 0% | 0% | 0% | 0% | 0% | 0% | 0% | 0% | 0% | 0% | 0% | 0% | 10 | 20
Industrial_Agriculture_Space Heating_Natural Gas_Furnace_Distribution | Industrial | Agriculture | Space Heating | Natural Gas | Furnace | Distribution | 5.556% | 5.556% | 5.556% | 5.556% | 5.556% | 5.556% | 5.556% | 5.556% | 5.556% | 5.556% | 5.229% | 4.902% | 4.575% | 4.248% | 3.922% | 3.595% | 3.268% | 2.941% | 2.614% | 2.288% | 1.961% | 1.634% | 1.307% | 0.9804% | 0.6536% | 0.3268% | 0% | 0% | 0% | 0% | 0% | 0% | 0% | 0% | 0% | 0% | 8 | 16
Industrial_Agriculture_Space Heating_Natural Gas_Boiler_Distribution | Industrial | Agriculture | Space Heating | Natural Gas | Boiler | Distribution | 3.333% | 3.333% | 3.333% | 3.333% | 3.333% | 3.333% | 3.333% | 3.333% | 3.333% | 3.333% | 3.333% | 3.333% | 3.333% | 3.333% | 3.333% | 3.333% | 3.333% | 3.333% | 3.333% | 3.333% | 3.333% | 3.333% | 3.333% | 3.333% | 3.333% | 3.03% | 2.727% | 2.424% | 2.121% | 1.818% | 1.515% | 1.212% | 0.9091% | 0.6061% | 0.303% | 0% | 8 | 16
Industrial_Agriculture_Space Heating_Natural Gas_Unit Heater_Distribution | Industrial | Agriculture | Space Heating | Natural Gas | Unit Heater | Distribution | 8.333% | 8.333% | 8.333% | 8.333% | 8.333% | 8.333% | 8.333% | 8.333% | 7.407% | 6.481% | 5.556% | 4.63% | 3.704% | 2.778% | 1.852% | 0.9259% | 0% | 0% | 0% | 0% | 0% | 0% | 0% | 0% | 0% | 0% | 0% | 0% | 0% | 0% | 0% | 0% | 0% | 0% | 0% | 0% | 8 | 12
Industrial_Agriculture_Process_Natural Gas_Process Boiler_Distribution | Industrial | Agriculture | Process | Natural Gas | Process Boiler | Distribution | 20% | 20% | 17.14% | 14.29% | 11.43% | 8.571% | 5.714% | 2.857% | 0% | 0% | 0% | 0% | 0% | 0% | 0% | 0% | 0% | 0% | 0% | 0% | 0% | 0% | 0% | 0% | 0% | 0% | 0% | 0% | 0% | 0% | 0% | 0% | 0% | 0% | 0% | 0% | 8 | 16
Industrial_Agriculture_Process_Natural Gas_Process Heating_Distribution | Industrial | Agriculture | Process | Natural Gas | Process Heating | Distribution | 20% | 20% | 17.14% | 14.29% | 11.43% | 8.571% | 5.714% | 2.857% | 0% | 0% | 0% | 0% | 0% | 0% | 0% | 0% | 0% | 0% | 0% | 0% | 0% | 0% | 0% | 0% | 0% | 0% | 0% | 0% | 0% | 0% | 0% | 0% | 0% | 0% | 0% | 0% | 8 | 12
Industrial_Agriculture_Process_Natural Gas_Process Cooling_Distribution | Industrial | Agriculture | Process | Natural Gas | Process Cooling | Distribution | 20% | 20% | 17.14% | 14.29% | 11.43% | 8.571% | 5.714% | 2.857% | 0% | 0% | 0% | 0% | 0% | 0% | 0% | 0% | 0% | 0% | 0% | 0% | 0% | 0% | 0% | 0% | 0% | 0% | 0% | 0% | 0% | 0% | 0% | 0% | 0% | 0% | 0% | 0% | 5 | 15
Industrial_Agriculture_Process_Natural Gas_Other Process_Distribution | Industrial | Agriculture | Process | Natural Gas | Other Process | Distribution | 20% | 20% | 17.14% | 14.29% | 11.43% | 8.571% | 5.714% | 2.857% | 0% | 0% | 0% | 0% | 0% | 0% | 0% | 0% | 0% | 0% | 0% | 0% | 0% | 0% | 0% | 0% | 0% | 0% | 0% | 0% | 0% | 0% | 0% | 0% | 0% | 0% | 0% | 0% | 2 | 8
Industrial_Agriculture_Miscellaneous_Natural Gas_Miscellaneous_Distribution | Industrial | Agriculture | Miscellaneous | Natural Gas | Miscellaneous | Distribution | 20% | 20% | 17.14% | 14.29% | 11.43% | 8.571% | 5.714% | 2.857% | 0% | 0% | 0% | 0% | 0% | 0% | 0% | 0% | 0% | 0% | 0% | 0% | 0% | 0% | 0% | 0% | 0% | 0% | 0% | 0% | 0% | 0% | 0% | 0% | 0% | 0% | 0% | 0% | 10 | 26
Industrial_Primary Metals_Space Heating_Natural Gas_Furnace_Distribution | Industrial | Primary Metals | Space Heating | Natural Gas | Furnace | Distribution | 5.556% | 5.556% | 5.556% | 5.556% | 5.556% | 5.556% | 5.556% | 5.556% | 5.556% | 5.556% | 5.229% | 4.902% | 4.575% | 4.248% | 3.922% | 3.595% | 3.268% | 2.941% | 2.614% | 2.288% | 1.961% | 1.634% | 1.307% | 0.9804% | 0.6536% | 0.3268% | 0% | 0% | 0% | 0% | 0% | 0% | 0% | 0% | 0% | 0% | 25 | 35
Industrial_Primary Metals_Space Heating_Natural Gas_Boiler_Distribution | Industrial | Primary Metals | Space Heating | Natural Gas | Boiler | Distribution | 3.333% | 3.333% | 3.333% | 3.333% | 3.333% | 3.333% | 3.333% | 3.333% | 3.333% | 3.333% | 3.333% | 3.333% | 3.333% | 3.333% | 3.333% | 3.333% | 3.333% | 3.333% | 3.333% | 3.333% | 3.333% | 3.333% | 3.333% | 3.333% | 3.333% | 3.03% | 2.727% | 2.424% | 2.121% | 1.818% | 1.515% | 1.212% | 0.9091% | 0.6061% | 0.303% | 0% | 8 | 16
Industrial_Primary Metals_Space Heating_Natural Gas_Unit Heater_Distribution | Industrial | Primary Metals | Space Heating | Natural Gas | Unit Heater | Distribution | 8.333% | 8.333% | 8.333% | 8.333% | 8.333% | 8.333% | 8.333% | 8.333% | 7.407% | 6.481% | 5.556% | 4.63% | 3.704% | 2.778% | 1.852% | 0.9259% | 0% | 0% | 0% | 0% | 0% | 0% | 0% | 0% | 0% | 0% | 0% | 0% | 0% | 0% | 0% | 0% | 0% | 0% | 0% | 0% | 10 | 20
Industrial_Primary Metals_Process_Natural Gas_Process Boiler_Distribution | Industrial | Primary Metals | Process | Natural Gas | Process Boiler | Distribution | 20% | 20% | 17.14% | 14.29% | 11.43% | 8.571% | 5.714% | 2.857% | 0% | 0% | 0% | 0% | 0% | 0% | 0% | 0% | 0% | 0% | 0% | 0% | 0% | 0% | 0% | 0% | 0% | 0% | 0% | 0% | 0% | 0% | 0% | 0% | 0% | 0% | 0% | 0% | 8 | 12
Industrial_Primary Metals_Process_Natural Gas_Process Heating_Distribution | Industrial | Primary Metals | Process | Natural Gas | Process Heating | Distribution | 20% | 20% | 17.14% | 14.29% | 11.43% | 8.571% | 5.714% | 2.857% | 0% | 0% | 0% | 0% | 0% | 0% | 0% | 0% | 0% | 0% | 0% | 0% | 0% | 0% | 0% | 0% | 0% | 0% | 0% | 0% | 0% | 0% | 0% | 0% | 0% | 0% | 0% | 0% | 8 | 12
Industrial_Primary Metals_Process_Natural Gas_Process Cooling_Distribution | Industrial | Primary Metals | Process | Natural Gas | Process Cooling | Distribution | 20% | 20% | 17.14% | 14.29% | 11.43% | 8.571% | 5.714% | 2.857% | 0% | 0% | 0% | 0% | 0% | 0% | 0% | 0% | 0% | 0% | 0% | 0% | 0% | 0% | 0% | 0% | 0% | 0% | 0% | 0% | 0% | 0% | 0% | 0% | 0% | 0% | 0% | 0% | 8 | 12
Industrial_Primary Metals_Process_Natural Gas_Other Process_Distribution | Industrial | Primary Metals | Process | Natural Gas | Other Process | Distribution | 20% | 20% | 17.14% | 14.29% | 11.43% | 8.571% | 5.714% | 2.857% | 0% | 0% | 0% | 0% | 0% | 0% | 0% | 0% | 0% | 0% | 0% | 0% | 0% | 0% | 0% | 0% | 0% | 0% | 0% | 0% | 0% | 0% | 0% | 0% | 0% | 0% | 0% | 0% | 10 | 20
Industrial_Primary Metals_Miscellaneous_Natural Gas_Miscellaneous_Distribution | Industrial | Primary Metals | Miscellaneous | Natural Gas | Miscellaneous | Distribution | 20% | 20% | 17.14% | 14.29% | 11.43% | 8.571% | 5.714% | 2.857% | 0% | 0% | 0% | 0% | 0% | 0% | 0% | 0% | 0% | 0% | 0% | 0% | 0% | 0% | 0% | 0% | 0% | 0% | 0% | 0% | 0% | 0% | 0% | 0% | 0% | 0% | 0% | 0% | 8 | 16
Industrial_Stone, Clay, and Glass_Space Heating_Natural Gas_Furnace_Distribution | Industrial | Stone, Clay, and Glass | Space Heating | Natural Gas | Furnace | Distribution | 5.556% | 5.556% | 5.556% | 5.556% | 5.556% | 5.556% | 5.556% | 5.556% | 5.556% | 5.556% | 5.229% | 4.902% | 4.575% | 4.248% | 3.922% | 3.595% | 3.268% | 2.941% | 2.614% | 2.288% | 1.961% | 1.634% | 1.307% | 0.9804% | 0.6536% | 0.3268% | 0% | 0% | 0% | 0% | 0% | 0% | 0% | 0% | 0% | 0% | 8 | 16
Industrial_Stone, Clay, and Glass_Space Heating_Natural Gas_Boiler_Distribution | Industrial | Stone, Clay, and Glass | Space Heating | Natural Gas | Boiler | Distribution | 3.333% | 3.333% | 3.333% | 3.333% | 3.333% | 3.333% | 3.333% | 3.333% | 3.333% | 3.333% | 3.333% | 3.333% | 3.333% | 3.333% | 3.333% | 3.333% | 3.333% | 3.333% | 3.333% | 3.333% | 3.333% | 3.333% | 3.333% | 3.333% | 3.333% | 3.03% | 2.727% | 2.424% | 2.121% | 1.818% | 1.515% | 1.212% | 0.9091% | 0.6061% | 0.303% | 0% | 8 | 12
Industrial_Stone, Clay, and Glass_Space Heating_Natural Gas_Unit Heater_Distribution | Industrial | Stone, Clay, and Glass | Space Heating | Natural Gas | Unit Heater | Distribution | 8.333% | 8.333% | 8.333% | 8.333% | 8.333% | 8.333% | 8.333% | 8.333% | 7.407% | 6.481% | 5.556% | 4.63% | 3.704% | 2.778% | 1.852% | 0.9259% | 0% | 0% | 0% | 0% | 0% | 0% | 0% | 0% | 0% | 0% | 0% | 0% | 0% | 0% | 0% | 0% | 0% | 0% | 0% | 0% | 8 | 16
Industrial_Stone, Clay, and Glass_Process_Natural Gas_Process Boiler_Distribution | Industrial | Stone, Clay, and Glass | Process | Natural Gas | Process Boiler | Distribution | 20% | 20% | 17.14% | 14.29% | 11.43% | 8.571% | 5.714% | 2.857% | 0% | 0% | 0% | 0% | 0% | 0% | 0% | 0% | 0% | 0% | 0% | 0% | 0% | 0% | 0% | 0% | 0% | 0% | 0% | 0% | 0% | 0% | 0% | 0% | 0% | 0% | 0% | 0% | 8 | 12
Industrial_Stone, Clay, and Glass_Process_Natural Gas_Process Heating_Distribution | Industrial | Stone, Clay, and Glass | Process | Natural Gas | Process Heating | Distribution | 20% | 20% | 17.14% | 14.29% | 11.43% | 8.571% | 5.714% | 2.857% | 0% | 0% | 0% | 0% | 0% | 0% | 0% | 0% | 0% | 0% | 0% | 0% | 0% | 0% | 0% | 0% | 0% | 0% | 0% | 0% | 0% | 0% | 0% | 0% | 0% | 0% | 0% | 0% | 5 | 15
Industrial_Stone, Clay, and Glass_Process_Natural Gas_Process Cooling_Distribution | Industrial | Stone, Clay, and Glass | Process | Natural Gas | Process Cooling | Distribution | 20% | 20% | 17.14% | 14.29% | 11.43% | 8.571% | 5.714% | 2.857% | 0% | 0% | 0% | 0% | 0% | 0% | 0% | 0% | 0% | 0% | 0% | 0% | 0% | 0% | 0% | 0% | 0% | 0% | 0% | 0% | 0% | 0% | 0% | 0% | 0% | 0% | 0% | 0% | 2 | 8
Industrial_Stone, Clay, and Glass_Process_Natural Gas_Other Process_Distribution | Industrial | Stone, Clay, and Glass | Process | Natural Gas | Other Process | Distribution | 20% | 20% | 17.14% | 14.29% | 11.43% | 8.571% | 5.714% | 2.857% | 0% | 0% | 0% | 0% | 0% | 0% | 0% | 0% | 0% | 0% | 0% | 0% | 0% | 0% | 0% | 0% | 0% | 0% | 0% | 0% | 0% | 0% | 0% | 0% | 0% | 0% | 0% | 0% | 10 | 26
Industrial_Stone, Clay, and Glass_Miscellaneous_Natural Gas_Miscellaneous_Distribution | Industrial | Stone, Clay, and Glass | Miscellaneous | Natural Gas | Miscellaneous | Distribution | 20% | 20% | 17.14% | 14.29% | 11.43% | 8.571% | 5.714% | 2.857% | 0% | 0% | 0% | 0% | 0% | 0% | 0% | 0% | 0% | 0% | 0% | 0% | 0% | 0% | 0% | 0% | 0% | 0% | 0% | 0% | 0% | 0% | 0% | 0% | 0% | 0% | 0% | 0% | 25 | 35
Industrial_Petroleum_Space Heating_Natural Gas_Furnace_Distribution | Industrial | Petroleum | Space Heating | Natural Gas | Furnace | Distribution | 5.556% | 5.556% | 5.556% | 5.556% | 5.556% | 5.556% | 5.556% | 5.556% | 5.556% | 5.556% | 5.229% | 4.902% | 4.575% | 4.248% | 3.922% | 3.595% | 3.268% | 2.941% | 2.614% | 2.288% | 1.961% | 1.634% | 1.307% | 0.9804% | 0.6536% | 0.3268% | 0% | 0% | 0% | 0% | 0% | 0% | 0% | 0% | 0% | 0% | 8 | 16
Industrial_Petroleum_Space Heating_Natural Gas_Boiler_Distribution | Industrial | Petroleum | Space Heating | Natural Gas | Boiler | Distribution | 3.333% | 3.333% | 3.333% | 3.333% | 3.333% | 3.333% | 3.333% | 3.333% | 3.333% | 3.333% | 3.333% | 3.333% | 3.333% | 3.333% | 3.333% | 3.333% | 3.333% | 3.333% | 3.333% | 3.333% | 3.333% | 3.333% | 3.333% | 3.333% | 3.333% | 3.03% | 2.727% | 2.424% | 2.121% | 1.818% | 1.515% | 1.212% | 0.9091% | 0.6061% | 0.303% | 0% | 10 | 20
Industrial_Petroleum_Space Heating_Natural Gas_Unit Heater_Distribution | Industrial | Petroleum | Space Heating | Natural Gas | Unit Heater | Distribution | 8.333% | 8.333% | 8.333% | 8.333% | 8.333% | 8.333% | 8.333% | 8.333% | 7.407% | 6.481% | 5.556% | 4.63% | 3.704% | 2.778% | 1.852% | 0.9259% | 0% | 0% | 0% | 0% | 0% | 0% | 0% | 0% | 0% | 0% | 0% | 0% | 0% | 0% | 0% | 0% | 0% | 0% | 0% | 0% | 8 | 12
Industrial_Petroleum_Process_Natural Gas_Process Boiler_Distribution | Industrial | Petroleum | Process | Natural Gas | Process Boiler | Distribution | 20% | 20% | 17.14% | 14.29% | 11.43% | 8.571% | 5.714% | 2.857% | 0% | 0% | 0% | 0% | 0% | 0% | 0% | 0% | 0% | 0% | 0% | 0% | 0% | 0% | 0% | 0% | 0% | 0% | 0% | 0% | 0% | 0% | 0% | 0% | 0% | 0% | 0% | 0% | 8 | 12
Industrial_Petroleum_Process_Natural Gas_Process Heating_Distribution | Industrial | Petroleum | Process | Natural Gas | Process Heating | Distribution | 20% | 20% | 17.14% | 14.29% | 11.43% | 8.571% | 5.714% | 2.857% | 0% | 0% | 0% | 0% | 0% | 0% | 0% | 0% | 0% | 0% | 0% | 0% | 0% | 0% | 0% | 0% | 0% | 0% | 0% | 0% | 0% | 0% | 0% | 0% | 0% | 0% | 0% | 0% | 8 | 12
Industrial_Petroleum_Process_Natural Gas_Process Cooling_Distribution | Industrial | Petroleum | Process | Natural Gas | Process Cooling | Distribution | 20% | 20% | 17.14% | 14.29% | 11.43% | 8.571% | 5.714% | 2.857% | 0% | 0% | 0% | 0% | 0% | 0% | 0% | 0% | 0% | 0% | 0% | 0% | 0% | 0% | 0% | 0% | 0% | 0% | 0% | 0% | 0% | 0% | 0% | 0% | 0% | 0% | 0% | 0% | 10 | 20
Industrial_Petroleum_Process_Natural Gas_Other Process_Distribution | Industrial | Petroleum | Process | Natural Gas | Other Process | Distribution | 20% | 20% | 17.14% | 14.29% | 11.43% | 8.571% | 5.714% | 2.857% | 0% | 0% | 0% | 0% | 0% | 0% | 0% | 0% | 0% | 0% | 0% | 0% | 0% | 0% | 0% | 0% | 0% | 0% | 0% | 0% | 0% | 0% | 0% | 0% | 0% | 0% | 0% | 0% | 8 | 16
Industrial_Petroleum_Miscellaneous_Natural Gas_Miscellaneous_Distribution | Industrial | Petroleum | Miscellaneous | Natural Gas | Miscellaneous | Distribution | 20% | 20% | 17.14% | 14.29% | 11.43% | 8.571% | 5.714% | 2.857% | 0% | 0% | 0% | 0% | 0% | 0% | 0% | 0% | 0% | 0% | 0% | 0% | 0% | 0% | 0% | 0% | 0% | 0% | 0% | 0% | 0% | 0% | 0% | 0% | 0% | 0% | 0% | 0% | 8 | 16
Industrial_Paper and Printing_Space Heating_Natural Gas_Furnace_Distribution | Industrial | Paper and Printing | Space Heating | Natural Gas | Furnace | Distribution | 5.556% | 5.556% | 5.556% | 5.556% | 5.556% | 5.556% | 5.556% | 5.556% | 5.556% | 5.556% | 5.229% | 4.902% | 4.575% | 4.248% | 3.922% | 3.595% | 3.268% | 2.941% | 2.614% | 2.288% | 1.961% | 1.634% | 1.307% | 0.9804% | 0.6536% | 0.3268% | 0% | 0% | 0% | 0% | 0% | 0% | 0% | 0% | 0% | 0% | 8 | 12
Industrial_Paper and Printing_Space Heating_Natural Gas_Boiler_Distribution | Industrial | Paper and Printing | Space Heating | Natural Gas | Boiler | Distribution | 3.333% | 3.333% | 3.333% | 3.333% | 3.333% | 3.333% | 3.333% | 3.333% | 3.333% | 3.333% | 3.333% | 3.333% | 3.333% | 3.333% | 3.333% | 3.333% | 3.333% | 3.333% | 3.333% | 3.333% | 3.333% | 3.333% | 3.333% | 3.333% | 3.333% | 3.03% | 2.727% | 2.424% | 2.121% | 1.818% | 1.515% | 1.212% | 0.9091% | 0.6061% | 0.303% | 0% | 8 | 16
Industrial_Paper and Printing_Space Heating_Natural Gas_Unit Heater_Distribution | Industrial | Paper and Printing | Space Heating | Natural Gas | Unit Heater | Distribution | 8.333% | 8.333% | 8.333% | 8.333% | 8.333% | 8.333% | 8.333% | 8.333% | 7.407% | 6.481% | 5.556% | 4.63% | 3.704% | 2.778% | 1.852% | 0.9259% | 0% | 0% | 0% | 0% | 0% | 0% | 0% | 0% | 0% | 0% | 0% | 0% | 0% | 0% | 0% | 0% | 0% | 0% | 0% | 0% | 8 | 12
Industrial_Paper and Printing_Process_Natural Gas_Process Boiler_Distribution | Industrial | Paper and Printing | Process | Natural Gas | Process Boiler | Distribution | 20% | 20% | 17.14% | 14.29% | 11.43% | 8.571% | 5.714% | 2.857% | 0% | 0% | 0% | 0% | 0% | 0% | 0% | 0% | 0% | 0% | 0% | 0% | 0% | 0% | 0% | 0% | 0% | 0% | 0% | 0% | 0% | 0% | 0% | 0% | 0% | 0% | 0% | 0% | 5 | 15
Industrial_Paper and Printing_Process_Natural Gas_Process Heating_Distribution | Industrial | Paper and Printing | Process | Natural Gas | Process Heating | Distribution | 20% | 20% | 17.14% | 14.29% | 11.43% | 8.571% | 5.714% | 2.857% | 0% | 0% | 0% | 0% | 0% | 0% | 0% | 0% | 0% | 0% | 0% | 0% | 0% | 0% | 0% | 0% | 0% | 0% | 0% | 0% | 0% | 0% | 0% | 0% | 0% | 0% | 0% | 0% | 2 | 8
Industrial_Paper and Printing_Process_Natural Gas_Process Cooling_Distribution | Industrial | Paper and Printing | Process | Natural Gas | Process Cooling | Distribution | 20% | 20% | 17.14% | 14.29% | 11.43% | 8.571% | 5.714% | 2.857% | 0% | 0% | 0% | 0% | 0% | 0% | 0% | 0% | 0% | 0% | 0% | 0% | 0% | 0% | 0% | 0% | 0% | 0% | 0% | 0% | 0% | 0% | 0% | 0% | 0% | 0% | 0% | 0% | 10 | 26
Industrial_Paper and Printing_Process_Natural Gas_Other Process_Distribution | Industrial | Paper and Printing | Process | Natural Gas | Other Process | Distribution | 20% | 20% | 17.14% | 14.29% | 11.43% | 8.571% | 5.714% | 2.857% | 0% | 0% | 0% | 0% | 0% | 0% | 0% | 0% | 0% | 0% | 0% | 0% | 0% | 0% | 0% | 0% | 0% | 0% | 0% | 0% | 0% | 0% | 0% | 0% | 0% | 0% | 0% | 0% | 25 | 35
Industrial_Paper and Printing_Miscellaneous_Natural Gas_Miscellaneous_Distribution | Industrial | Paper and Printing | Miscellaneous | Natural Gas | Miscellaneous | Distribution | 20% | 20% | 17.14% | 14.29% | 11.43% | 8.571% | 5.714% | 2.857% | 0% | 0% | 0% | 0% | 0% | 0% | 0% | 0% | 0% | 0% | 0% | 0% | 0% | 0% | 0% | 0% | 0% | 0% | 0% | 0% | 0% | 0% | 0% | 0% | 0% | 0% | 0% | 0% | 8 | 16
Industrial_Instruments_Space Heating_Natural Gas_Furnace_Distribution | Industrial | Instruments | Space Heating | Natural Gas | Furnace | Distribution | 5.556% | 5.556% | 5.556% | 5.556% | 5.556% | 5.556% | 5.556% | 5.556% | 5.556% | 5.556% | 5.229% | 4.902% | 4.575% | 4.248% | 3.922% | 3.595% | 3.268% | 2.941% | 2.614% | 2.288% | 1.961% | 1.634% | 1.307% | 0.9804% | 0.6536% | 0.3268% | 0% | 0% | 0% | 0% | 0% | 0% | 0% | 0% | 0% | 0% | 10 | 20
Industrial_Instruments_Space Heating_Natural Gas_Boiler_Distribution | Industrial | Instruments | Space Heating | Natural Gas | Boiler | Distribution | 3.333% | 3.333% | 3.333% | 3.333% | 3.333% | 3.333% | 3.333% | 3.333% | 3.333% | 3.333% | 3.333% | 3.333% | 3.333% | 3.333% | 3.333% | 3.333% | 3.333% | 3.333% | 3.333% | 3.333% | 3.333% | 3.333% | 3.333% | 3.333% | 3.333% | 3.03% | 2.727% | 2.424% | 2.121% | 1.818% | 1.515% | 1.212% | 0.9091% | 0.6061% | 0.303% | 0% | 8 | 12
Industrial_Instruments_Space Heating_Natural Gas_Unit Heater_Distribution | Industrial | Instruments | Space Heating | Natural Gas | Unit Heater | Distribution | 8.333% | 8.333% | 8.333% | 8.333% | 8.333% | 8.333% | 8.333% | 8.333% | 7.407% | 6.481% | 5.556% | 4.63% | 3.704% | 2.778% | 1.852% | 0.9259% | 0% | 0% | 0% | 0% | 0% | 0% | 0% | 0% | 0% | 0% | 0% | 0% | 0% | 0% | 0% | 0% | 0% | 0% | 0% | 0% | 8 | 12
Industrial_Instruments_Process_Natural Gas_Process Boiler_Distribution | Industrial | Instruments | Process | Natural Gas | Process Boiler | Distribution | 20% | 20% | 17.14% | 14.29% | 11.43% | 8.571% | 5.714% | 2.857% | 0% | 0% | 0% | 0% | 0% | 0% | 0% | 0% | 0% | 0% | 0% | 0% | 0% | 0% | 0% | 0% | 0% | 0% | 0% | 0% | 0% | 0% | 0% | 0% | 0% | 0% | 0% | 0% | 8 | 12
Industrial_Instruments_Process_Natural Gas_Process Heating_Distribution | Industrial | Instruments | Process | Natural Gas | Process Heating | Distribution | 20% | 20% | 17.14% | 14.29% | 11.43% | 8.571% | 5.714% | 2.857% | 0% | 0% | 0% | 0% | 0% | 0% | 0% | 0% | 0% | 0% | 0% | 0% | 0% | 0% | 0% | 0% | 0% | 0% | 0% | 0% | 0% | 0% | 0% | 0% | 0% | 0% | 0% | 0% | 10 | 20
Industrial_Instruments_Process_Natural Gas_Process Cooling_Distribution | Industrial | Instruments | Process | Natural Gas | Process Cooling | Distribution | 20% | 20% | 17.14% | 14.29% | 11.43% | 8.571% | 5.714% | 2.857% | 0% | 0% | 0% | 0% | 0% | 0% | 0% | 0% | 0% | 0% | 0% | 0% | 0% | 0% | 0% | 0% | 0% | 0% | 0% | 0% | 0% | 0% | 0% | 0% | 0% | 0% | 0% | 0% | 8 | 16
Industrial_Instruments_Process_Natural Gas_Other Process_Distribution | Industrial | Instruments | Process | Natural Gas | Other Process | Distribution | 20% | 20% | 17.14% | 14.29% | 11.43% | 8.571% | 5.714% | 2.857% | 0% | 0% | 0% | 0% | 0% | 0% | 0% | 0% | 0% | 0% | 0% | 0% | 0% | 0% | 0% | 0% | 0% | 0% | 0% | 0% | 0% | 0% | 0% | 0% | 0% | 0% | 0% | 0% | 8 | 16
Industrial_Instruments_Miscellaneous_Natural Gas_Miscellaneous_Distribution | Industrial | Instruments | Miscellaneous | Natural Gas | Miscellaneous | Distribution | 20% | 20% | 17.14% | 14.29% | 11.43% | 8.571% | 5.714% | 2.857% | 0% | 0% | 0% | 0% | 0% | 0% | 0% | 0% | 0% | 0% | 0% | 0% | 0% | 0% | 0% | 0% | 0% | 0% | 0% | 0% | 0% | 0% | 0% | 0% | 0% | 0% | 0% | 0% | 8 | 12
Industrial_Wood and Lumber Products_Space Heating_Natural Gas_Furnace_Distribution | Industrial | Wood and Lumber Products | Space Heating | Natural Gas | Furnace | Distribution | 5.556% | 5.556% | 5.556% | 5.556% | 5.556% | 5.556% | 5.556% | 5.556% | 5.556% | 5.556% | 5.229% | 4.902% | 4.575% | 4.248% | 3.922% | 3.595% | 3.268% | 2.941% | 2.614% | 2.288% | 1.961% | 1.634% | 1.307% | 0.9804% | 0.6536% | 0.3268% | 0% | 0% | 0% | 0% | 0% | 0% | 0% | 0% | 0% | 0% | 8 | 16
Industrial_Wood and Lumber Products_Space Heating_Natural Gas_Boiler_Distribution | Industrial | Wood and Lumber Products | Space Heating | Natural Gas | Boiler | Distribution | 3.333% | 3.333% | 3.333% | 3.333% | 3.333% | 3.333% | 3.333% | 3.333% | 3.333% | 3.333% | 3.333% | 3.333% | 3.333% | 3.333% | 3.333% | 3.333% | 3.333% | 3.333% | 3.333% | 3.333% | 3.333% | 3.333% | 3.333% | 3.333% | 3.333% | 3.03% | 2.727% | 2.424% | 2.121% | 1.818% | 1.515% | 1.212% | 0.9091% | 0.6061% | 0.303% | 0% | 8 | 12
Industrial_Wood and Lumber Products_Space Heating_Natural Gas_Unit Heater_Distribution | Industrial | Wood and Lumber Products | Space Heating | Natural Gas | Unit Heater | Distribution | 8.333% | 8.333% | 8.333% | 8.333% | 8.333% | 8.333% | 8.333% | 8.333% | 7.407% | 6.481% | 5.556% | 4.63% | 3.704% | 2.778% | 1.852% | 0.9259% | 0% | 0% | 0% | 0% | 0% | 0% | 0% | 0% | 0% | 0% | 0% | 0% | 0% | 0% | 0% | 0% | 0% | 0% | 0% | 0% | 5 | 15
Industrial_Wood and Lumber Products_Process_Natural Gas_Process Boiler_Distribution | Industrial | Wood and Lumber Products | Process | Natural Gas | Process Boiler | Distribution | 20% | 20% | 17.14% | 14.29% | 11.43% | 8.571% | 5.714% | 2.857% | 0% | 0% | 0% | 0% | 0% | 0% | 0% | 0% | 0% | 0% | 0% | 0% | 0% | 0% | 0% | 0% | 0% | 0% | 0% | 0% | 0% | 0% | 0% | 0% | 0% | 0% | 0% | 0% | 2 | 8
Industrial_Wood and Lumber Products_Process_Natural Gas_Process Heating_Distribution | Industrial | Wood and Lumber Products | Process | Natural Gas | Process Heating | Distribution | 20% | 20% | 17.14% | 14.29% | 11.43% | 8.571% | 5.714% | 2.857% | 0% | 0% | 0% | 0% | 0% | 0% | 0% | 0% | 0% | 0% | 0% | 0% | 0% | 0% | 0% | 0% | 0% | 0% | 0% | 0% | 0% | 0% | 0% | 0% | 0% | 0% | 0% | 0% | 10 | 26
Industrial_Wood and Lumber Products_Process_Natural Gas_Process Cooling_Distribution | Industrial | Wood and Lumber Products | Process | Natural Gas | Process Cooling | Distribution | 20% | 20% | 17.14% | 14.29% | 11.43% | 8.571% | 5.714% | 2.857% | 0% | 0% | 0% | 0% | 0% | 0% | 0% | 0% | 0% | 0% | 0% | 0% | 0% | 0% | 0% | 0% | 0% | 0% | 0% | 0% | 0% | 0% | 0% | 0% | 0% | 0% | 0% | 0% | 25 | 35
Industrial_Wood and Lumber Products_Process_Natural Gas_Other Process_Distribution | Industrial | Wood and Lumber Products | Process | Natural Gas | Other Process | Distribution | 20% | 20% | 17.14% | 14.29% | 11.43% | 8.571% | 5.714% | 2.857% | 0% | 0% | 0% | 0% | 0% | 0% | 0% | 0% | 0% | 0% | 0% | 0% | 0% | 0% | 0% | 0% | 0% | 0% | 0% | 0% | 0% | 0% | 0% | 0% | 0% | 0% | 0% | 0% | 8 | 16
Industrial_Wood and Lumber Products_Miscellaneous_Natural Gas_Miscellaneous_Distribution | Industrial | Wood and Lumber Products | Miscellaneous | Natural Gas | Miscellaneous | Distribution | 20% | 20% | 17.14% | 14.29% | 11.43% | 8.571% | 5.714% | 2.857% | 0% | 0% | 0% | 0% | 0% | 0% | 0% | 0% | 0% | 0% | 0% | 0% | 0% | 0% | 0% | 0% | 0% | 0% | 0% | 0% | 0% | 0% | 0% | 0% | 0% | 0% | 0% | 0% | 10 | 20
Industrial_Other Industrial_Space Heating_Natural Gas_Furnace_Distribution | Industrial | Other Industrial | Space Heating | Natural Gas | Furnace | Distribution | 5.556% | 5.556% | 5.556% | 5.556% | 5.556% | 5.556% | 5.556% | 5.556% | 5.556% | 5.556% | 5.229% | 4.902% | 4.575% | 4.248% | 3.922% | 3.595% | 3.268% | 2.941% | 2.614% | 2.288% | 1.961% | 1.634% | 1.307% | 0.9804% | 0.6536% | 0.3268% | 0% | 0% | 0% | 0% | 0% | 0% | 0% | 0% | 0% | 0% | 8 | 12
Industrial_Other Industrial_Space Heating_Natural Gas_Boiler_Distribution | Industrial | Other Industrial | Space Heating | Natural Gas | Boiler | Distribution | 3.333% | 3.333% | 3.333% | 3.333% | 3.333% | 3.333% | 3.333% | 3.333% | 3.333% | 3.333% | 3.333% | 3.333% | 3.333% | 3.333% | 3.333% | 3.333% | 3.333% | 3.333% | 3.333% | 3.333% | 3.333% | 3.333% | 3.333% | 3.333% | 3.333% | 3.03% | 2.727% | 2.424% | 2.121% | 1.818% | 1.515% | 1.212% | 0.9091% | 0.6061% | 0.303% | 0% | 8 | 12
Industrial_Other Industrial_Space Heating_Natural Gas_Unit Heater_Distribution | Industrial | Other Industrial | Space Heating | Natural Gas | Unit Heater | Distribution | 8.333% | 8.333% | 8.333% | 8.333% | 8.333% | 8.333% | 8.333% | 8.333% | 7.407% | 6.481% | 5.556% | 4.63% | 3.704% | 2.778% | 1.852% | 0.9259% | 0% | 0% | 0% | 0% | 0% | 0% | 0% | 0% | 0% | 0% | 0% | 0% | 0% | 0% | 0% | 0% | 0% | 0% | 0% | 0% | 8 | 12
Industrial_Other Industrial_Process_Natural Gas_Process Boiler_Distribution | Industrial | Other Industrial | Process | Natural Gas | Process Boiler | Distribution | 20% | 20% | 17.14% | 14.29% | 11.43% | 8.571% | 5.714% | 2.857% | 0% | 0% | 0% | 0% | 0% | 0% | 0% | 0% | 0% | 0% | 0% | 0% | 0% | 0% | 0% | 0% | 0% | 0% | 0% | 0% | 0% | 0% | 0% | 0% | 0% | 0% | 0% | 0% | 10 | 20
Industrial_Other Industrial_Process_Natural Gas_Process Heating_Distribution | Industrial | Other Industrial | Process | Natural Gas | Process Heating | Distribution | 20% | 20% | 17.14% | 14.29% | 11.43% | 8.571% | 5.714% | 2.857% | 0% | 0% | 0% | 0% | 0% | 0% | 0% | 0% | 0% | 0% | 0% | 0% | 0% | 0% | 0% | 0% | 0% | 0% | 0% | 0% | 0% | 0% | 0% | 0% | 0% | 0% | 0% | 0% | 8 | 16
Industrial_Other Industrial_Process_Natural Gas_Process Cooling_Distribution | Industrial | Other Industrial | Process | Natural Gas | Process Cooling | Distribution | 20% | 20% | 17.14% | 14.29% | 11.43% | 8.571% | 5.714% | 2.857% | 0% | 0% | 0% | 0% | 0% | 0% | 0% | 0% | 0% | 0% | 0% | 0% | 0% | 0% | 0% | 0% | 0% | 0% | 0% | 0% | 0% | 0% | 0% | 0% | 0% | 0% | 0% | 0% | 8 | 16
Industrial_Other Industrial_Process_Natural Gas_Other Process_Distribution | Industrial | Other Industrial | Process | Natural Gas | Other Process | Distribution | 20% | 20% | 17.14% | 14.29% | 11.43% | 8.571% | 5.714% | 2.857% | 0% | 0% | 0% | 0% | 0% | 0% | 0% | 0% | 0% | 0% | 0% | 0% | 0% | 0% | 0% | 0% | 0% | 0% | 0% | 0% | 0% | 0% | 0% | 0% | 0% | 0% | 0% | 0% | 8 | 12
Industrial_Other Industrial_Miscellaneous_Natural Gas_Miscellaneous_Distribution | Industrial | Other Industrial | Miscellaneous | Natural Gas | Miscellaneous | Distribution | 20% | 20% | 17.14% | 14.29% | 11.43% | 8.571% | 5.714% | 2.857% | 0% | 0% | 0% | 0% | 0% | 0% | 0% | 0% | 0% | 0% | 0% | 0% | 0% | 0% | 0% | 0% | 0% | 0% | 0% | 0% | 0% | 0% | 0% | 0% | 0% | 0% | 0% | 0% | 8 | 16
Industrial_Food Products_Space Heating_Natural Gas_Furnace_Usage | Industrial | Food Products | Space Heating | Natural Gas | Furnace | Usage | 181.9757 | 184.8119 | 187.6482 | 190.4844 | 193.3207 | 196.157 | 198.9932 | 201.8295 | 204.6658 | 207.502 | 210.3383 | 213.1745 | 216.0108 | 218.8471 | 221.6833 | 224.5196 | 227.3559 | 230.1921 | 233.0284 | 235.8646 | 238.7009 | 241.5372 | 244.3734 | 247.2097 | 250.046 | 252.8822 | 0 | 0 | 0 | 0 | 0 | 0 | 0 | 0 | 0 | 0 | 8 | 12
Industrial_Food Products_Space Heating_Natural Gas_Boiler_Usage | Industrial | Food Products | Space Heating | Natural Gas | Boiler | Usage | 41.3393 | 41.4876 | 41.6358 | 41.7841 | 41.9323 | 42.0806 | 42.2289 | 42.3771 | 42.5254 | 42.6736 | 42.8219 | 42.9701 | 43.1184 | 43.2667 | 43.4149 | 43.5632 | 43.7114 | 43.8597 | 44.008 | 44.1562 | 44.3045 | 44.4527 | 44.601 | 44.7492 | 44.8975 | 45.0458 | 45.194 | 45.3423 | 45.4905 | 45.6388 | 45.787 | 45.9353 | 46.0836 | 46.2318 | 46.3801 | 0 | 5 | 15
Industrial_Food Products_Space Heating_Natural Gas_Unit Heater_Usage | Industrial | Food Products | Space Heating | Natural Gas | Unit Heater | Usage | 422.7427 | 422.7427 | 422.7427 | 422.7427 | 422.7427 | 422.7427 | 422.7427 | 422.7427 | 422.7427 | 422.7427 | 422.7427 | 422.7427 | 422.7427 | 422.7427 | 422.7427 | 422.7427 | 0 | 0 | 0 | 0 | 0 | 0 | 0 | 0 | 0 | 0 | 0 | 0 | 0 | 0 | 0 | 0 | 0 | 0 | 0 | 0 | 2 | 8
Industrial_Food Products_Process_Natural Gas_Process Boiler_Usage | Industrial | Food Products | Process | Natural Gas | Process Boiler | Usage | 1579.5436 | 1579.5436 | 1579.5436 | 1579.5436 | 1579.5436 | 1579.5436 | 1579.5436 | 1579.5436 | 0 | 0 | 0 | 0 | 0 | 0 | 0 | 0 | 0 | 0 | 0 | 0 | 0 | 0 | 0 | 0 | 0 | 0 | 0 | 0 | 0 | 0 | 0 | 0 | 0 | 0 | 0 | 0 | 10 | 26
Industrial_Food Products_Process_Natural Gas_Process Heating_Usage | Industrial | Food Products | Process | Natural Gas | Process Heating | Usage | 1156.764 | 1156.764 | 1156.764 | 1156.764 | 1156.764 | 1156.764 | 1156.764 | 1156.764 | 0 | 0 | 0 | 0 | 0 | 0 | 0 | 0 | 0 | 0 | 0 | 0 | 0 | 0 | 0 | 0 | 0 | 0 | 0 | 0 | 0 | 0 | 0 | 0 | 0 | 0 | 0 | 0 | 25 | 35
Industrial_Food Products_Process_Natural Gas_Process Cooling_Usage | Industrial | Food Products | Process | Natural Gas | Process Cooling | Usage | 11.3947 | 11.3947 | 11.3947 | 11.3947 | 11.3947 | 11.3947 | 11.3947 | 11.3947 | 0 | 0 | 0 | 0 | 0 | 0 | 0 | 0 | 0 | 0 | 0 | 0 | 0 | 0 | 0 | 0 | 0 | 0 | 0 | 0 | 0 | 0 | 0 | 0 | 0 | 0 | 0 | 0 | 8 | 16
Industrial_Food Products_Process_Natural Gas_Other Process_Usage | Industrial | Food Products | Process | Natural Gas | Other Process | Usage | 62.3178 | 62.3178 | 62.3178 | 62.3178 | 62.3178 | 62.3178 | 62.3178 | 62.3178 | 0 | 0 | 0 | 0 | 0 | 0 | 0 | 0 | 0 | 0 | 0 | 0 | 0 | 0 | 0 | 0 | 0 | 0 | 0 | 0 | 0 | 0 | 0 | 0 | 0 | 0 | 0 | 0 | 10 | 20
Industrial_Food Products_Miscellaneous_Natural Gas_Miscellaneous_Usage | Industrial | Food Products | Miscellaneous | Natural Gas | Miscellaneous | Usage | 64.9416 | 64.9416 | 64.9416 | 64.9416 | 64.9416 | 64.9416 | 64.9416 | 64.9416 | 0 | 0 | 0 | 0 | 0 | 0 | 0 | 0 | 0 | 0 | 0 | 0 | 0 | 0 | 0 | 0 | 0 | 0 | 0 | 0 | 0 | 0 | 0 | 0 | 0 | 0 | 0 | 0 | 8 | 12
Industrial_Agriculture_Space Heating_Natural Gas_Furnace_Usage | Industrial | Agriculture | Space Heating | Natural Gas | Furnace | Usage | 88.0513 | 89.4237 | 90.796 | 92.1684 | 93.5408 | 94.9131 | 96.2855 | 97.6578 | 99.0302 | 100.4026 | 101.7749 | 103.1473 | 104.5197 | 105.892 | 107.2644 | 108.6367 | 110.0091 | 111.3815 | 112.7538 | 114.1262 | 115.4986 | 116.8709 | 118.2433 | 119.6156 | 120.988 | 122.3604 | 0 | 0 | 0 | 0 | 0 | 0 | 0 | 0 | 0 | 0 | 8 | 12
Industrial_Agriculture_Space Heating_Natural Gas_Boiler_Usage | Industrial | Agriculture | Space Heating | Natural Gas | Boiler | Usage | 50.6747 | 50.8564 | 51.0381 | 51.2199 | 51.4016 | 51.5834 | 51.7651 | 51.9468 | 52.1286 | 52.3103 | 52.492 | 52.6738 | 52.8555 | 53.0373 | 53.219 | 53.4007 | 53.5825 | 53.7642 | 53.9459 | 54.1277 | 54.3094 | 54.4912 | 54.6729 | 54.8546 | 55.0364 | 55.2181 | 55.3999 | 55.5816 | 55.7633 | 55.9451 | 56.1268 | 56.3085 | 56.4903 | 56.672 | 56.8538 | 0 | 8 | 12
Industrial_Agriculture_Space Heating_Natural Gas_Unit Heater_Usage | Industrial | Agriculture | Space Heating | Natural Gas | Unit Heater | Usage | 110.1916 | 110.1916 | 110.1916 | 110.1916 | 110.1916 | 110.1916 | 110.1916 | 110.1916 | 110.1916 | 110.1916 | 110.1916 | 110.1916 | 110.1916 | 110.1916 | 110.1916 | 110.1916 | 0 | 0 | 0 | 0 | 0 | 0 | 0 | 0 | 0 | 0 | 0 | 0 | 0 | 0 | 0 | 0 | 0 | 0 | 0 | 0 | 10 | 20
Industrial_Agriculture_Process_Natural Gas_Process Boiler_Usage | Industrial | Agriculture | Process | Natural Gas | Process Boiler | Usage | 70.7216 | 70.7216 | 70.7216 | 70.7216 | 70.7216 | 70.7216 | 70.7216 | 70.7216 | 0 | 0 | 0 | 0 | 0 | 0 | 0 | 0 | 0 | 0 | 0 | 0 | 0 | 0 | 0 | 0 | 0 | 0 | 0 | 0 | 0 | 0 | 0 | 0 | 0 | 0 | 0 | 0 | 8 | 16
Industrial_Agriculture_Process_Natural Gas_Process Heating_Usage | Industrial | Agriculture | Process | Natural Gas | Process Heating | Usage | 57.1199 | 57.1199 | 57.1199 | 57.1199 | 57.1199 | 57.1199 | 57.1199 | 57.1199 | 0 | 0 | 0 | 0 | 0 | 0 | 0 | 0 | 0 | 0 | 0 | 0 | 0 | 0 | 0 | 0 | 0 | 0 | 0 | 0 | 0 | 0 | 0 | 0 | 0 | 0 | 0 | 0 | 8 | 16
Industrial_Agriculture_Process_Natural Gas_Process Cooling_Usage | Industrial | Agriculture | Process | Natural Gas | Process Cooling | Usage | 0.15315 | 0.15315 | 0.15315 | 0.15315 | 0.15315 | 0.15315 | 0.15315 | 0.15315 | 0 | 0 | 0 | 0 | 0 | 0 | 0 | 0 | 0 | 0 | 0 | 0 | 0 | 0 | 0 | 0 | 0 | 0 | 0 | 0 | 0 | 0 | 0 | 0 | 0 | 0 | 0 | 0 | 8 | 12
Industrial_Agriculture_Process_Natural Gas_Other Process_Usage | Industrial | Agriculture | Process | Natural Gas | Other Process | Usage | 2.8479 | 2.8479 | 2.8479 | 2.8479 | 2.8479 | 2.8479 | 2.8479 | 2.8479 | 0 | 0 | 0 | 0 | 0 | 0 | 0 | 0 | 0 | 0 | 0 | 0 | 0 | 0 | 0 | 0 | 0 | 0 | 0 | 0 | 0 | 0 | 0 | 0 | 0 | 0 | 0 | 0 | 8 | 16
Industrial_Agriculture_Miscellaneous_Natural Gas_Miscellaneous_Usage | Industrial | Agriculture | Miscellaneous | Natural Gas | Miscellaneous | Usage | 20.8807 | 20.8807 | 20.8807 | 20.8807 | 20.8807 | 20.8807 | 20.8807 | 20.8807 | 0 | 0 | 0 | 0 | 0 | 0 | 0 | 0 | 0 | 0 | 0 | 0 | 0 | 0 | 0 | 0 | 0 | 0 | 0 | 0 | 0 | 0 | 0 | 0 | 0 | 0 | 0 | 0 | 8 | 12
Industrial_Primary Metals_Space Heating_Natural Gas_Furnace_Usage | Industrial | Primary Metals | Space Heating | Natural Gas | Furnace | Usage | 288.6202 | 293.1187 | 297.6171 | 302.1155 | 306.6139 | 311.1123 | 315.6107 | 320.1092 | 324.6076 | 329.106 | 333.6044 | 338.1028 | 342.6013 | 347.0997 | 351.5981 | 356.0965 | 360.5949 | 365.0934 | 369.5918 | 374.0902 | 378.5886 | 383.087 | 387.5855 | 392.0839 | 396.5823 | 401.0807 | 0 | 0 | 0 | 0 | 0 | 0 | 0 | 0 | 0 | 0 | 5 | 15
Industrial_Primary Metals_Space Heating_Natural Gas_Boiler_Usage | Industrial | Primary Metals | Space Heating | Natural Gas | Boiler | Usage | 1266.6817 | 1271.2244 | 1275.7672 | 1280.31 | 1284.8528 | 1289.3955 | 1293.9383 | 1298.4811 | 1303.0239 | 1307.5667 | 1312.1094 | 1316.6522 | 1321.195 | 1325.7378 | 1330.2805 | 1334.8233 | 1339.3661 | 1343.9089 | 1348.4516 | 1352.9944 | 1357.5372 | 1362.08 | 1366.6227 | 1371.1655 | 1375.7083 | 1380.2511 | 1384.7938 | 1389.3366 | 1393.8794 | 1398.4222 | 1402.965 | 1407.5077 | 1412.0505 | 1416.5933 | 1421.1361 | 0 | 2 | 8
Industrial_Primary Metals_Space Heating_Natural Gas_Unit Heater_Usage | Industrial | Primary Metals | Space Heating | Natural Gas | Unit Heater | Usage | 379.3834 | 379.3834 | 379.3834 | 379.3834 | 379.3834 | 379.3834 | 379.3834 | 379.3834 | 379.3834 | 379.3834 | 379.3834 | 379.3834 | 379.3834 | 379.3834 | 379.3834 | 379.3834 | 0 | 0 | 0 | 0 | 0 | 0 | 0 | 0 | 0 | 0 | 0 | 0 | 0 | 0 | 0 | 0 | 0 | 0 | 0 | 0 | 10 | 26
Industrial_Primary Metals_Process_Natural Gas_Process Boiler_Usage | Industrial | Primary Metals | Process | Natural Gas | Process Boiler | Usage | 1274.1682 | 1274.1682 | 1274.1682 | 1274.1682 | 1274.1682 | 1274.1682 | 1274.1682 | 1274.1682 | 0 | 0 | 0 | 0 | 0 | 0 | 0 | 0 | 0 | 0 | 0 | 0 | 0 | 0 | 0 | 0 | 0 | 0 | 0 | 0 | 0 | 0 | 0 | 0 | 0 | 0 | 0 | 0 | 25 | 35
Industrial_Primary Metals_Process_Natural Gas_Process Heating_Usage | Industrial | Primary Metals | Process | Natural Gas | Process Heating | Usage | 7995.1396 | 7995.1396 | 7995.1396 | 7995.1396 | 7995.1396 | 7995.1396 | 7995.1396 | 7995.1396 | 0 | 0 | 0 | 0 | 0 | 0 | 0 | 0 | 0 | 0 | 0 | 0 | 0 | 0 | 0 | 0 | 0 | 0 | 0 | 0 | 0 | 0 | 0 | 0 | 0 | 0 | 0 | 0 | 8 | 16
Industrial_Primary Metals_Process_Natural Gas_Process Cooling_Usage | Industrial | Primary Metals | Process | Natural Gas | Process Cooling | Usage | 5.6968 | 5.6968 | 5.6968 | 5.6968 | 5.6968 | 5.6968 | 5.6968 | 5.6968 | 0 | 0 | 0 | 0 | 0 | 0 | 0 | 0 | 0 | 0 | 0 | 0 | 0 | 0 | 0 | 0 | 0 | 0 | 0 | 0 | 0 | 0 | 0 | 0 | 0 | 0 | 0 | 0 | 10 | 20
Industrial_Primary Metals_Process_Natural Gas_Other Process_Usage | Industrial | Primary Metals | Process | Natural Gas | Other Process | Usage | 100.7211 | 100.7211 | 100.7211 | 100.7211 | 100.7211 | 100.7211 | 100.7211 | 100.7211 | 0 | 0 | 0 | 0 | 0 | 0 | 0 | 0 | 0 | 0 | 0 | 0 | 0 | 0 | 0 | 0 | 0 | 0 | 0 | 0 | 0 | 0 | 0 | 0 | 0 | 0 | 0 | 0 | 8 | 12
Industrial_Primary Metals_Miscellaneous_Natural Gas_Miscellaneous_Usage | Industrial | Primary Metals | Miscellaneous | Natural Gas | Miscellaneous | Usage | 395.6752 | 395.6752 | 395.6752 | 395.6752 | 395.6752 | 395.6752 | 395.6752 | 395.6752 | 0 | 0 | 0 | 0 | 0 | 0 | 0 | 0 | 0 | 0 | 0 | 0 | 0 | 0 | 0 | 0 | 0 | 0 | 0 | 0 | 0 | 0 | 0 | 0 | 0 | 0 | 0 | 0 | 8 | 12
Industrial_Stone, Clay, and Glass_Space Heating_Natural Gas_Furnace_Usage | Industrial | Stone, Clay, and Glass | Space Heating | Natural Gas | Furnace | Usage | 339.4248 | 344.7151 | 350.0053 | 355.2956 | 360.5858 | 365.8761 | 371.1663 | 376.4566 | 381.7469 | 387.0371 | 392.3274 | 397.6176 | 402.9079 | 408.1981 | 413.4884 | 418.7787 | 424.0689 | 429.3592 | 434.6494 | 439.9397 | 445.2299 | 450.5202 | 455.8104 | 461.1007 | 466.391 | 471.6812 | 0 | 0 | 0 | 0 | 0 | 0 | 0 | 0 | 0 | 0 | 8 | 12
Industrial_Stone, Clay, and Glass_Space Heating_Natural Gas_Boiler_Usage | Industrial | Stone, Clay, and Glass | Space Heating | Natural Gas | Boiler | Usage | 308.351 | 309.4569 | 310.5628 | 311.6686 | 312.7745 | 313.8803 | 314.9862 | 316.0921 | 317.1979 | 318.3038 | 319.4096 | 320.5155 | 321.6213 | 322.7272 | 323.8331 | 324.9389 | 326.0448 | 327.1506 | 328.2565 | 329.3623 | 330.4682 | 331.5741 | 332.6799 | 333.7858 | 334.8916 | 335.9975 | 337.1033 | 338.2092 | 339.3151 | 340.4209 | 341.5268 | 342.6326 | 343.7385 | 344.8444 | 345.9502 | 0 | 10 | 20
Industrial_Stone, Clay, and Glass_Space Heating_Natural Gas_Unit Heater_Usage | Industrial | Stone, Clay, and Glass | Space Heating | Natural Gas | Unit Heater | Usage | 587.4516 | 587.4516 | 587.4516 | 587.4516 | 587.4516 | 587.4516 | 587.4516 | 587.4516 | 587.4516 | 587.4516 | 587.4516 | 587.4516 | 587.4516 | 587.4516 | 587.4516 | 587.4516 | 0 | 0 | 0 | 0 | 0 | 0 | 0 | 0 | 0 | 0 | 0 | 0 | 0 | 0 | 0 | 0 | 0 | 0 | 0 | 0 | 8 | 16
Industrial_Stone, Clay, and Glass_Process_Natural Gas_Process Boiler_Usage | Industrial | Stone, Clay, and Glass | Process | Natural Gas | Process Boiler | Usage | 191.3455 | 191.3455 | 191.3455 | 191.3455 | 191.3455 | 191.3455 | 191.3455 | 191.3455 | 0 | 0 | 0 | 0 | 0 | 0 | 0 | 0 | 0 | 0 | 0 | 0 | 0 | 0 | 0 | 0 | 0 | 0 | 0 | 0 | 0 | 0 | 0 | 0 | 0 | 0 | 0 | 0 | 8 | 16
Industrial_Stone, Clay, and Glass_Process_Natural Gas_Process Heating_Usage | Industrial | Stone, Clay, and Glass | Process | Natural Gas | Process Heating | Usage | 5376.1854 | 5376.1854 | 5376.1854 | 5376.1854 | 5376.1854 | 5376.1854 | 5376.1854 | 5376.1854 | 0 | 0 | 0 | 0 | 0 | 0 | 0 | 0 | 0 | 0 | 0 | 0 | 0 | 0 | 0 | 0 | 0 | 0 | 0 | 0 | 0 | 0 | 0 | 0 | 0 | 0 | 0 | 0 | 8 | 12
Industrial_Stone, Clay, and Glass_Process_Natural Gas_Process Cooling_Usage | Industrial | Stone, Clay, and Glass | Process | Natural Gas | Process Cooling | Usage | 1.0939 | 1.0939 | 1.0939 | 1.0939 | 1.0939 | 1.0939 | 1.0939 | 1.0939 | 0 | 0 | 0 | 0 | 0 | 0 | 0 | 0 | 0 | 0 | 0 | 0 | 0 | 0 | 0 | 0 | 0 | 0 | 0 | 0 | 0 | 0 | 0 | 0 | 0 | 0 | 0 | 0 | 8 | 16
Industrial_Stone, Clay, and Glass_Process_Natural Gas_Other Process_Usage | Industrial | Stone, Clay, and Glass | Process | Natural Gas | Other Process | Usage | 62.4617 | 62.4617 | 62.4617 | 62.4617 | 62.4617 | 62.4617 | 62.4617 | 62.4617 | 0 | 0 | 0 | 0 | 0 | 0 | 0 | 0 | 0 | 0 | 0 | 0 | 0 | 0 | 0 | 0 | 0 | 0 | 0 | 0 | 0 | 0 | 0 | 0 | 0 | 0 | 0 | 0 | 8 | 12
Industrial_Stone, Clay, and Glass_Miscellaneous_Natural Gas_Miscellaneous_Usage | Industrial | Stone, Clay, and Glass | Miscellaneous | Natural Gas | Miscellaneous | Usage | 378.1605 | 378.1605 | 378.1605 | 378.1605 | 378.1605 | 378.1605 | 378.1605 | 378.1605 | 0 | 0 | 0 | 0 | 0 | 0 | 0 | 0 | 0 | 0 | 0 | 0 | 0 | 0 | 0 | 0 | 0 | 0 | 0 | 0 | 0 | 0 | 0 | 0 | 0 | 0 | 0 | 0 | 5 | 15
Industrial_Petroleum_Space Heating_Natural Gas_Furnace_Usage | Industrial | Petroleum | Space Heating | Natural Gas | Furnace | Usage | 71695.9661 | 72813.4154 | 73930.8648 | 75048.3142 | 76165.7635 | 77283.2129 | 78400.6623 | 79518.1116 | 80635.561 | 81753.0104 | 82870.4598 | 83987.9091 | 85105.3585 | 86222.8079 | 87340.2572 | 88457.7066 | 89575.156 | 90692.6054 | 91810.0547 | 92927.5041 | 94044.9535 | 95162.4028 | 96279.8522 | 97397.3016 | 98514.7509 | 99632.2003 | 0 | 0 | 0 | 0 | 0 | 0 | 0 | 0 | 0 | 0 | 2 | 8
Industrial_Petroleum_Space Heating_Natural Gas_Boiler_Usage | Industrial | Petroleum | Space Heating | Natural Gas | Boiler | Usage | 4626.1112 | 4642.7021 | 4659.293 | 4675.8839 | 4692.4748 | 4709.0657 | 4725.6566 | 4742.2475 | 4758.8384 | 4775.4293 | 4792.0202 | 4808.6111 | 4825.202 | 4841.7929 | 4858.3838 | 4874.9747 | 4891.5656 | 4908.1565 | 4924.7474 | 4941.3383 | 4957.9292 | 4974.5201 | 4991.111 | 5007.7019 | 5024.2928 | 5040.8837 | 5057.4746 | 5074.0655 | 5090.6564 | 5107.2473 | 5123.8382 | 5140.4291 | 5157.02 | 5173.6109 | 5190.2018 | 0 | 10 | 26
Industrial_Petroleum_Space Heating_Natural Gas_Unit Heater_Usage | Industrial | Petroleum | Space Heating | Natural Gas | Unit Heater | Usage | 310.133 | 310.133 | 310.133 | 310.133 | 310.133 | 310.133 | 310.133 | 310.133 | 310.133 | 310.133 | 310.133 | 310.133 | 310.133 | 310.133 | 310.133 | 310.133 | 0 | 0 | 0 | 0 | 0 | 0 | 0 | 0 | 0 | 0 | 0 | 0 | 0 | 0 | 0 | 0 | 0 | 0 | 0 | 0 | 25 | 35
Industrial_Petroleum_Process_Natural Gas_Process Boiler_Usage | Industrial | Petroleum | Process | Natural Gas | Process Boiler | Usage | 24398.349 | 24398.349 | 24398.349 | 24398.349 | 24398.349 | 24398.349 | 24398.349 | 24398.349 | 0 | 0 | 0 | 0 | 0 | 0 | 0 | 0 | 0 | 0 | 0 | 0 | 0 | 0 | 0 | 0 | 0 | 0 | 0 | 0 | 0 | 0 | 0 | 0 | 0 | 0 | 0 | 0 | 8 | 16
Industrial_Petroleum_Process_Natural Gas_Process Heating_Usage | Industrial | Petroleum | Process | Natural Gas | Process Heating | Usage | 46419.3269 | 46419.3269 | 46419.3269 | 46419.3269 | 46419.3269 | 46419.3269 | 46419.3269 | 46419.3269 | 0 | 0 | 0 | 0 | 0 | 0 | 0 | 0 | 0 | 0 | 0 | 0 | 0 | 0 | 0 | 0 | 0 | 0 | 0 | 0 | 0 | 0 | 0 | 0 | 0 | 0 | 0 | 0 | 10 | 20
Industrial_Petroleum_Process_Natural Gas_Process Cooling_Usage | Industrial | Petroleum | Process | Natural Gas | Process Cooling | Usage | 30.8287 | 30.8287 | 30.8287 | 30.8287 | 30.8287 | 30.8287 | 30.8287 | 30.8287 | 0 | 0 | 0 | 0 | 0 | 0 | 0 | 0 | 0 | 0 | 0 | 0 | 0 | 0 | 0 | 0 | 0 | 0 | 0 | 0 | 0 | 0 | 0 | 0 | 0 | 0 | 0 | 0 | 8 | 12
Industrial_Petroleum_Process_Natural Gas_Other Process_Usage | Industrial | Petroleum | Process | Natural Gas | Other Process | Usage | 690.4005 | 690.4005 | 690.4005 | 690.4005 | 690.4005 | 690.4005 | 690.4005 | 690.4005 | 0 | 0 | 0 | 0 | 0 | 0 | 0 | 0 | 0 | 0 | 0 | 0 | 0 | 0 | 0 | 0 | 0 | 0 | 0 | 0 | 0 | 0 | 0 | 0 | 0 | 0 | 0 | 0 | 8 | 12
Industrial_Petroleum_Miscellaneous_Natural Gas_Miscellaneous_Usage | Industrial | Petroleum | Miscellaneous | Natural Gas | Miscellaneous | Usage | 3738.8901 | 3738.8901 | 3738.8901 | 3738.8901 | 3738.8901 | 3738.8901 | 3738.8901 | 3738.8901 | 0 | 0 | 0 | 0 | 0 | 0 | 0 | 0 | 0 | 0 | 0 | 0 | 0 | 0 | 0 | 0 | 0 | 0 | 0 | 0 | 0 | 0 | 0 | 0 | 0 | 0 | 0 | 0 | 8 | 12
Industrial_Paper and Printing_Space Heating_Natural Gas_Furnace_Usage | Industrial | Paper and Printing | Space Heating | Natural Gas | Furnace | Usage | 1016.665 | 1032.5107 | 1048.3564 | 1064.202 | 1080.0477 | 1095.8934 | 1111.7391 | 1127.5848 | 1143.4305 | 1159.2761 | 1175.1218 | 1190.9675 | 1206.8132 | 1222.6589 | 1238.5046 | 1254.3503 | 1270.1959 | 1286.0416 | 1301.8873 | 1317.733 | 1333.5787 | 1349.4244 | 1365.27 | 1381.1157 | 1396.9614 | 1412.8071 | 0 | 0 | 0 | 0 | 0 | 0 | 0 | 0 | 0 | 0 | 10 | 20
Industrial_Paper and Printing_Space Heating_Natural Gas_Boiler_Usage | Industrial | Paper and Printing | Space Heating | Natural Gas | Boiler | Usage | 4389.5314 | 4405.2739 | 4421.0163 | 4436.7587 | 4452.5012 | 4468.2436 | 4483.9861 | 4499.7285 | 4515.4709 | 4531.2134 | 4546.9558 | 4562.6983 | 4578.4407 | 4594.1831 | 4609.9256 | 4625.668 | 4641.4105 | 4657.1529 | 4672.8953 | 4688.6378 | 4704.3802 | 4720.1227 | 4735.8651 | 4751.6075 | 4767.35 | 4783.0924 | 4798.8348 | 4814.5773 | 4830.3197 | 4846.0622 | 4861.8046 | 4877.547 | 4893.2895 | 4909.0319 | 4924.7744 | 0 | 8 | 16
Industrial_Paper and Printing_Space Heating_Natural Gas_Unit Heater_Usage | Industrial | Paper and Printing | Space Heating | Natural Gas | Unit Heater | Usage | 1280.4514 | 1280.4514 | 1280.4514 | 1280.4514 | 1280.4514 | 1280.4514 | 1280.4514 | 1280.4514 | 1280.4514 | 1280.4514 | 1280.4514 | 1280.4514 | 1280.4514 | 1280.4514 | 1280.4514 | 1280.4514 | 0 | 0 | 0 | 0 | 0 | 0 | 0 | 0 | 0 | 0 | 0 | 0 | 0 | 0 | 0 | 0 | 0 | 0 | 0 | 0 | 8 | 16
Industrial_Paper and Printing_Process_Natural Gas_Process Boiler_Usage | Industrial | Paper and Printing | Process | Natural Gas | Process Boiler | Usage | 2536.4324 | 2536.4324 | 2536.4324 | 2536.4324 | 2536.4324 | 2536.4324 | 2536.4324 | 2536.4324 | 0 | 0 | 0 | 0 | 0 | 0 | 0 | 0 | 0 | 0 | 0 | 0 | 0 | 0 | 0 | 0 | 0 | 0 | 0 | 0 | 0 | 0 | 0 | 0 | 0 | 0 | 0 | 0 | 8 | 12
Industrial_Paper and Printing_Process_Natural Gas_Process Heating_Usage | Industrial | Paper and Printing | Process | Natural Gas | Process Heating | Usage | 2347.2349 | 2347.2349 | 2347.2349 | 2347.2349 | 2347.2349 | 2347.2349 | 2347.2349 | 2347.2349 | 0 | 0 | 0 | 0 | 0 | 0 | 0 | 0 | 0 | 0 | 0 | 0 | 0 | 0 | 0 | 0 | 0 | 0 | 0 | 0 | 0 | 0 | 0 | 0 | 0 | 0 | 0 | 0 | 8 | 16
Industrial_Paper and Printing_Process_Natural Gas_Process Cooling_Usage | Industrial | Paper and Printing | Process | Natural Gas | Process Cooling | Usage | 11.3753 | 11.3753 | 11.3753 | 11.3753 | 11.3753 | 11.3753 | 11.3753 | 11.3753 | 0 | 0 | 0 | 0 | 0 | 0 | 0 | 0 | 0 | 0 | 0 | 0 | 0 | 0 | 0 | 0 | 0 | 0 | 0 | 0 | 0 | 0 | 0 | 0 | 0 | 0 | 0 | 0 | 8 | 12
Industrial_Paper and Printing_Process_Natural Gas_Other Process_Usage | Industrial | Paper and Printing | Process | Natural Gas | Other Process | Usage | 396.8386 | 396.8386 | 396.8386 | 396.8386 | 396.8386 | 396.8386 | 396.8386 | 396.8386 | 0 | 0 | 0 | 0 | 0 | 0 | 0 | 0 | 0 | 0 | 0 | 0 | 0 | 0 | 0 | 0 | 0 | 0 | 0 | 0 | 0 | 0 | 0 | 0 | 0 | 0 | 0 | 0 | 5 | 15
Industrial_Paper and Printing_Miscellaneous_Natural Gas_Miscellaneous_Usage | Industrial | Paper and Printing | Miscellaneous | Natural Gas | Miscellaneous | Usage | 419.051 | 419.051 | 419.051 | 419.051 | 419.051 | 419.051 | 419.051 | 419.051 | 0 | 0 | 0 | 0 | 0 | 0 | 0 | 0 | 0 | 0 | 0 | 0 | 0 | 0 | 0 | 0 | 0 | 0 | 0 | 0 | 0 | 0 | 0 | 0 | 0 | 0 | 0 | 0 | 2 | 8
Industrial_Instruments_Space Heating_Natural Gas_Furnace_Usage | Industrial | Instruments | Space Heating | Natural Gas | Furnace | Usage | 52.2664 | 53.081 | 53.8957 | 54.7103 | 55.5249 | 56.3395 | 57.1541 | 57.9688 | 58.7834 | 59.598 | 60.4126 | 61.2272 | 62.0419 | 62.8565 | 63.6711 | 64.4857 | 65.3004 | 66.115 | 66.9296 | 67.7442 | 68.5588 | 69.3735 | 70.1881 | 71.0027 | 71.8173 | 72.6319 | 0 | 0 | 0 | 0 | 0 | 0 | 0 | 0 | 0 | 0 | 10 | 26
Industrial_Instruments_Space Heating_Natural Gas_Boiler_Usage | Industrial | Instruments | Space Heating | Natural Gas | Boiler | Usage | 179.3737 | 180.017 | 180.6603 | 181.3036 | 181.9469 | 182.5902 | 183.2335 | 183.8768 | 184.5201 | 185.1634 | 185.8067 | 186.45 | 187.0933 | 187.7366 | 188.3799 | 189.0232 | 189.6665 | 190.3098 | 190.9531 | 191.5964 | 192.2396 | 192.8829 | 193.5262 | 194.1695 | 194.8128 | 195.4561 | 196.0994 | 196.7427 | 197.386 | 198.0293 | 198.6726 | 199.3159 | 199.9592 | 200.6025 | 201.2458 | 0 | 25 | 35
Industrial_Instruments_Space Heating_Natural Gas_Unit Heater_Usage | Industrial | Instruments | Space Heating | Natural Gas | Unit Heater | Usage | 80.9704 | 80.9704 | 80.9704 | 80.9704 | 80.9704 | 80.9704 | 80.9704 | 80.9704 | 80.9704 | 80.9704 | 80.9704 | 80.9704 | 80.9704 | 80.9704 | 80.9704 | 80.9704 | 0 | 0 | 0 | 0 | 0 | 0 | 0 | 0 | 0 | 0 | 0 | 0 | 0 | 0 | 0 | 0 | 0 | 0 | 0 | 0 | 8 | 16
Industrial_Instruments_Process_Natural Gas_Process Boiler_Usage | Industrial | Instruments | Process | Natural Gas | Process Boiler | Usage | 117.2735 | 117.2735 | 117.2735 | 117.2735 | 117.2735 | 117.2735 | 117.2735 | 117.2735 | 0 | 0 | 0 | 0 | 0 | 0 | 0 | 0 | 0 | 0 | 0 | 0 | 0 | 0 | 0 | 0 | 0 | 0 | 0 | 0 | 0 | 0 | 0 | 0 | 0 | 0 | 0 | 0 | 10 | 20
Industrial_Instruments_Process_Natural Gas_Process Heating_Usage | Industrial | Instruments | Process | Natural Gas | Process Heating | Usage | 38.746 | 38.746 | 38.746 | 38.746 | 38.746 | 38.746 | 38.746 | 38.746 | 0 | 0 | 0 | 0 | 0 | 0 | 0 | 0 | 0 | 0 | 0 | 0 | 0 | 0 | 0 | 0 | 0 | 0 | 0 | 0 | 0 | 0 | 0 | 0 | 0 | 0 | 0 | 0 | 8 | 12
Industrial_Instruments_Process_Natural Gas_Process Cooling_Usage | Industrial | Instruments | Process | Natural Gas | Process Cooling | Usage | 0.34806 | 0.34806 | 0.34806 | 0.34806 | 0.34806 | 0.34806 | 0.34806 | 0.34806 | 0 | 0 | 0 | 0 | 0 | 0 | 0 | 0 | 0 | 0 | 0 | 0 | 0 | 0 | 0 | 0 | 0 | 0 | 0 | 0 | 0 | 0 | 0 | 0 | 0 | 0 | 0 | 0 | 8 | 12
Industrial_Instruments_Process_Natural Gas_Other Process_Usage | Industrial | Instruments | Process | Natural Gas | Other Process | Usage | 1.7134 | 1.7134 | 1.7134 | 1.7134 | 1.7134 | 1.7134 | 1.7134 | 1.7134 | 0 | 0 | 0 | 0 | 0 | 0 | 0 | 0 | 0 | 0 | 0 | 0 | 0 | 0 | 0 | 0 | 0 | 0 | 0 | 0 | 0 | 0 | 0 | 0 | 0 | 0 | 0 | 0 | 8 | 12
Industrial_Instruments_Miscellaneous_Natural Gas_Miscellaneous_Usage | Industrial | Instruments | Miscellaneous | Natural Gas | Miscellaneous | Usage | 25.9366 | 25.9366 | 25.9366 | 25.9366 | 25.9366 | 25.9366 | 25.9366 | 25.9366 | 0 | 0 | 0 | 0 | 0 | 0 | 0 | 0 | 0 | 0 | 0 | 0 | 0 | 0 | 0 | 0 | 0 | 0 | 0 | 0 | 0 | 0 | 0 | 0 | 0 | 0 | 0 | 0 | 10 | 20
Industrial_Wood and Lumber Products_Space Heating_Natural Gas_Furnace_Usage | Industrial | Wood and Lumber Products | Space Heating | Natural Gas | Furnace | Usage | 80.8748 | 82.1353 | 83.3958 | 84.6563 | 85.9168 | 87.1774 | 88.4379 | 89.6984 | 90.9589 | 92.2194 | 93.4799 | 94.7404 | 96.0009 | 97.2614 | 98.5219 | 99.7825 | 101.043 | 102.3035 | 103.564 | 104.8245 | 106.085 | 107.3455 | 108.606 | 109.8665 | 111.127 | 112.3876 | 0 | 0 | 0 | 0 | 0 | 0 | 0 | 0 | 0 | 0 | 8 | 16
Industrial_Wood and Lumber Products_Space Heating_Natural Gas_Boiler_Usage | Industrial | Wood and Lumber Products | Space Heating | Natural Gas | Boiler | Usage | 38.8947 | 39.0342 | 39.1737 | 39.3132 | 39.4527 | 39.5922 | 39.7317 | 39.8711 | 40.0106 | 40.1501 | 40.2896 | 40.4291 | 40.5686 | 40.7081 | 40.8476 | 40.9871 | 41.1266 | 41.2661 | 41.4055 | 41.545 | 41.6845 | 41.824 | 41.9635 | 42.103 | 42.2425 | 42.382 | 42.5215 | 42.661 | 42.8004 | 42.9399 | 43.0794 | 43.2189 | 43.3584 | 43.4979 | 43.6374 | 0 | 8 | 16
Industrial_Wood and Lumber Products_Space Heating_Natural Gas_Unit Heater_Usage | Industrial | Wood and Lumber Products | Space Heating | Natural Gas | Unit Heater | Usage | 531.3535 | 531.3535 | 531.3535 | 531.3535 | 531.3535 | 531.3535 | 531.3535 | 531.3535 | 531.3535 | 531.3535 | 531.3535 | 531.3535 | 531.3535 | 531.3535 | 531.3535 | 531.3535 | 0 | 0 | 0 | 0 | 0 | 0 | 0 | 0 | 0 | 0 | 0 | 0 | 0 | 0 | 0 | 0 | 0 | 0 | 0 | 0 | 8 | 12
Industrial_Wood and Lumber Products_Process_Natural Gas_Process Boiler_Usage | Industrial | Wood and Lumber Products | Process | Natural Gas | Process Boiler | Usage | 287.5627 | 287.5627 | 287.5627 | 287.5627 | 287.5627 | 287.5627 | 287.5627 | 287.5627 | 0 | 0 | 0 | 0 | 0 | 0 | 0 | 0 | 0 | 0 | 0 | 0 | 0 | 0 | 0 | 0 | 0 | 0 | 0 | 0 | 0 | 0 | 0 | 0 | 0 | 0 | 0 | 0 | 8 | 16
Industrial_Wood and Lumber Products_Process_Natural Gas_Process Heating_Usage | Industrial | Wood and Lumber Products | Process | Natural Gas | Process Heating | Usage | 528.1079 | 528.1079 | 528.1079 | 528.1079 | 528.1079 | 528.1079 | 528.1079 | 528.1079 | 0 | 0 | 0 | 0 | 0 | 0 | 0 | 0 | 0 | 0 | 0 | 0 | 0 | 0 | 0 | 0 | 0 | 0 | 0 | 0 | 0 | 0 | 0 | 0 | 0 | 0 | 0 | 0 | 8 | 12
Industrial_Wood and Lumber Products_Process_Natural Gas_Process Cooling_Usage | Industrial | Wood and Lumber Products | Process | Natural Gas | Process Cooling | Usage | 0.92301 | 0.92301 | 0.92301 | 0.92301 | 0.92301 | 0.92301 | 0.92301 | 0.92301 | 0 | 0 | 0 | 0 | 0 | 0 | 0 | 0 | 0 | 0 | 0 | 0 | 0 | 0 | 0 | 0 | 0 | 0 | 0 | 0 | 0 | 0 | 0 | 0 | 0 | 0 | 0 | 0 | 5 | 15
Industrial_Wood and Lumber Products_Process_Natural Gas_Other Process_Usage | Industrial | Wood and Lumber Products | Process | Natural Gas | Other Process | Usage | 15.5392 | 15.5392 | 15.5392 | 15.5392 | 15.5392 | 15.5392 | 15.5392 | 15.5392 | 0 | 0 | 0 | 0 | 0 | 0 | 0 | 0 | 0 | 0 | 0 | 0 | 0 | 0 | 0 | 0 | 0 | 0 | 0 | 0 | 0 | 0 | 0 | 0 | 0 | 0 | 0 | 0 | 2 | 8
Industrial_Wood and Lumber Products_Miscellaneous_Natural Gas_Miscellaneous_Usage | Industrial | Wood and Lumber Products | Miscellaneous | Natural Gas | Miscellaneous | Usage | 79.0801 | 79.0801 | 79.0801 | 79.0801 | 79.0801 | 79.0801 | 79.0801 | 79.0801 | 0 | 0 | 0 | 0 | 0 | 0 | 0 | 0 | 0 | 0 | 0 | 0 | 0 | 0 | 0 | 0 | 0 | 0 | 0 | 0 | 0 | 0 | 0 | 0 | 0 | 0 | 0 | 0
Industrial_Other Industrial_Space Heating_Natural Gas_Furnace_Usage | Industrial | Other Industrial | Space Heating | Natural Gas | Furnace | Usage | 46.1393 | 46.8585 | 47.5776 | 48.2967 | 49.0159 | 49.735 | 50.4541 | 51.1732 | 51.8924 | 52.6115 | 53.3306 | 54.0497 | 54.7689 | 55.488 | 56.2071 | 56.9262 | 57.6454 | 58.3645 | 59.0836 | 59.8027 | 60.5219 | 61.241 | 61.9601 | 62.6792 | 63.3984 | 64.1175 | 0 | 0 | 0 | 0 | 0 | 0 | 0 | 0 | 0 | 0
Industrial_Other Industrial_Space Heating_Natural Gas_Boiler_Usage | Industrial | Other Industrial | Space Heating | Natural Gas | Boiler | Usage | 88.7007 | 89.0188 | 89.337 | 89.6551 | 89.9732 | 90.2913 | 90.6094 | 90.9275 | 91.2456 | 91.5637 | 91.8819 | 92.2 | 92.5181 | 92.8362 | 93.1543 | 93.4724 | 93.7905 | 94.1086 | 94.4268 | 94.7449 | 95.063 | 95.3811 | 95.6992 | 96.0173 | 96.3354 | 96.6535 | 96.9717 | 97.2898 | 97.6079 | 97.926 | 98.2441 | 98.5622 | 98.8803 | 99.1984 | 99.5166 | 0
Industrial_Other Industrial_Space Heating_Natural Gas_Unit Heater_Usage | Industrial | Other Industrial | Space Heating | Natural Gas | Unit Heater | Usage | 100.5085 | 100.5085 | 100.5085 | 100.5085 | 100.5085 | 100.5085 | 100.5085 | 100.5085 | 100.5085 | 100.5085 | 100.5085 | 100.5085 | 100.5085 | 100.5085 | 100.5085 | 100.5085 | 0 | 0 | 0 | 0 | 0 | 0 | 0 | 0 | 0 | 0 | 0 | 0 | 0 | 0 | 0 | 0 | 0 | 0 | 0 | 0
Industrial_Other Industrial_Process_Natural Gas_Process Boiler_Usage | Industrial | Other Industrial | Process | Natural Gas | Process Boiler | Usage | 70.7216 | 70.7216 | 70.7216 | 70.7216 | 70.7216 | 70.7216 | 70.7216 | 70.7216 | 0 | 0 | 0 | 0 | 0 | 0 | 0 | 0 | 0 | 0 | 0 | 0 | 0 | 0 | 0 | 0 | 0 | 0 | 0 | 0 | 0 | 0 | 0 | 0 | 0 | 0 | 0 | 0
Industrial_Other Industrial_Process_Natural Gas_Process Heating_Usage | Industrial | Other Industrial | Process | Natural Gas | Process Heating | Usage | 57.1199 | 57.1199 | 57.1199 | 57.1199 | 57.1199 | 57.1199 | 57.1199 | 57.1199 | 0 | 0 | 0 | 0 | 0 | 0 | 0 | 0 | 0 | 0 | 0 | 0 | 0 | 0 | 0 | 0 | 0 | 0 | 0 | 0 | 0 | 0 | 0 | 0 | 0 | 0 | 0 | 0
Industrial_Other Industrial_Process_Natural Gas_Process Cooling_Usage | Industrial | Other Industrial | Process | Natural Gas | Process Cooling | Usage | 0.15315 | 0.15315 | 0.15315 | 0.15315 | 0.15315 | 0.15315 | 0.15315 | 0.15315 | 0 | 0 | 0 | 0 | 0 | 0 | 0 | 0 | 0 | 0 | 0 | 0 | 0 | 0 | 0 | 0 | 0 | 0 | 0 | 0 | 0 | 0 | 0 | 0 | 0 | 0 | 0 | 0
Industrial_Other Industrial_Process_Natural Gas_Other Process_Usage | Industrial | Other Industrial | Process | Natural Gas | Other Process | Usage | 2.8479 | 2.8479 | 2.8479 | 2.8479 | 2.8479 | 2.8479 | 2.8479 | 2.8479 | 0 | 0 | 0 | 0 | 0 | 0 | 0 | 0 | 0 | 0 | 0 | 0 | 0 | 0 | 0 | 0 | 0 | 0 | 0 | 0 | 0 | 0 | 0 | 0 | 0 | 0 | 0 | 0
Industrial_Other Industrial_Miscellaneous_Natural Gas_Miscellaneous_Usage | Industrial | Other Industrial | Miscellaneous | Natural Gas | Miscellaneous | Usage | 20.8807 | 20.8807 | 20.8807 | 20.8807 | 20.8807 | 20.8807 | 20.8807 | 20.8807 | 0 | 0 | 0 | 0 | 0 | 0 | 0 | 0 | 0 | 0 | 0 | 0 | 0 | 0 | 0 | 0 | 0 | 0 | 0 | 0 | 0 | 0 | 0 | 0 | 0 | 0 | 0 | 0

## Avoided Costs
Key | Field | Sector | Fuel | End Use | Value | Unit of Measure | 2019 | 2020 | 2021 | 2022 | 2023 | 2024 | 2025 | 2026 | 2027 | 2028 | 2029 | 2030 | 2031 | 2032 | 2033 | 2034 | 2035 | 2036 | 2037 | 2038 | 2039 | 2040 | 2041 | 2042 | 2043 | 2044 | 2045 | 2046 | 2047 | 2048 | 2049 | 2050 | 2051 | 2052 | 2053 | 2054 | 2055 | 2056 | 2057 | 2058 | 2059 | 2060 | 2061 | 2062 | 2063 | 2064 | 2065 | 2066 | 2067 | 2068 | 2069 | 2070 | 2071 | 2072 | 2073 | 2074 | 2075 | 2076 | 2077 | 2078 | 2079 | 2080 | 2081 | 2082 | 2083
F1_Industrial_Space Heating_Natural Gas | F1 | Industrial | Natural Gas | Space Heating | Avoided Energy Cost | $ per Mtherm | 348.1874 | 555.7936 | 542.4883 | 619.4933 | 606.764 | 597.4318 | 569.3766 | 558.6435 | 525.6838 | 516.5481 | 503.4329 | 491.8952 | 477.7992 | 466.8719 | 456.2275 | 444.0694 | 431.1595 | 421.3202 | 407.1798 | 396.4399 | 387.2151 | 378.2049 | 369.4044 | 360.8086 | 352.4129 | 344.2126 | 336.203 | 328.3799 | 320.7387 | 313.2754 | 305.9857 | 298.8657 | 291.9114 | 285.1188 | 278.4843 | 272.0042 | 265.6749 | 259.4929 | 253.4547 | 247.557 | 241.7966 | 236.1702 | 230.6747 | 225.3071 | 220.0644 | 220.0644 | 220.0644 | 220.0644 | 220.0644 | 220.0644 | 220.0644 | 220.0644 | 220.0644 | 220.0644 | 220.0644 | 220.0644 | 220.0644 | 220.0644 | 220.0644 | 220.0644 | 220.0644 | 220.0644 | 220.0644 | 220.0644 | 220.0644
F2_Industrial_Space Heating_Natural Gas | F2 | Industrial | Natural Gas | Space Heating | Avoided Capacity Cost | $ per therm | 0 | 0 | 0 | 0 | 0 | 0 | 0 | 0 | 0 | 0 | 0 | 0 | 0 | 0 | 0 | 0 | 0 | 0 | 0 | 0 | 0 | 0 | 0 | 0 | 0 | 0 | 0 | 0 | 0 | 0 | 0 | 0 | 0 | 0 | 0 | 0 | 0 | 0 | 0 | 0 | 0 | 0 | 0 | 0 | 0 | 0 | 0 | 0 | 0 | 0 | 0 | 0 | 0 | 0 | 0 | 0 | 0 | 0 | 0 | 0 | 0 | 0 | 0 | 0 | 0
F3_Industrial_Space Heating_Natural Gas | F3 | Industrial | Natural Gas | Space Heating | Line Loss | % T&D Loss | 0.1615% | 0.1615% | 0.1615% | 0.1615% | 0.1615% | 0.1615% | 0.1615% | 0.1615% | 0.1615% | 0.1615% | 0.1615% | 0.1615% | 0.1615% | 0.1615% | 0.1615% | 0.1615% | 0.1615% | 0.1615% | 0.1615% | 0.1615% | 0.1615% | 0.1615% | 0.1615% | 0.1615% | 0.1615% | 0.1615% | 0.1615% | 0.1615% | 0.1615% | 0.1615% | 0.1615% | 0.1615% | 0.1615% | 0.1615% | 0.1615% | 0.1615% | 0.1615% | 0.1615% | 0.1615% | 0.1615% | 0.1615% | 0.1615% | 0.1615% | 0.1615% | 0.1615% | 0.1615% | 0.1615% | 0.1615% | 0.1615% | 0.1615% | 0.1615% | 0.1615% | 0.1615% | 0.1615% | 0.1615% | 0.1615% | 0.1615% | 0.1615% | 0.1615% | 0.1615% | 0.1615% | 0.1615% | 0.1615% | 0.1615% | 0.1615%
F4_Industrial_Space Heating_Natural Gas | F4 | Industrial | Natural Gas | Space Heating | Peak Season | Winter/Summer | Winter | Winter | Winter | Winter | Winter | Winter | Winter | Winter | Winter | Winter | Winter | Winter | Winter | Winter | Winter | Winter | Winter | Winter | Winter | Winter | Winter | Winter | Winter | Winter | Winter | Winter | Winter | Winter | Winter | Winter | Winter | Winter | Winter | Winter | Winter | Winter | Winter | Winter | Winter | Winter | Winter | Winter | Winter | Winter | Winter | Winter | Winter | Winter | Winter | Winter | Winter | Winter | Winter | Winter | Winter | Winter | Winter | Winter | Winter | Winter | Winter | Winter | Winter | Winter | Winter
F5_Industrial_Space Heating_Natural Gas | F5 | Industrial | Natural Gas | Space Heating | RVT Energy Price | $ per Mtherm | 417.8249 | 666.9523 | 650.986 | 743.392 | 728.1168 | 716.9182 | 683.2519 | 670.3722 | 630.8206 | 619.8577 | 604.1194 | 590.2743 | 573.3591 | 560.2463 | 547.473 | 532.8833 | 517.3914 | 505.5843 | 488.6157 | 475.7279 | 464.6581 | 453.8459 | 443.2853 | 432.9704 | 422.8955 | 413.0551 | 403.4436 | 394.0558 | 384.8865 | 375.9305 | 367.1829 | 358.6389 | 350.2936 | 342.1426 | 334.1812 | 326.4051 | 318.8099 | 311.3915 | 304.1456 | 297.0684 | 290.1559 | 283.4042 | 276.8096 | 270.3685 | 264.0772 | 264.0772 | 264.0772 | 264.0772 | 264.0772 | 264.0772 | 264.0772 | 264.0772 | 264.0772 | 264.0772 | 264.0772 | 264.0772 | 264.0772 | 264.0772 | 264.0772 | 264.0772 | 264.0772 | 264.0772 | 264.0772 | 264.0772 | 264.0772
F6_Industrial_Space Heating_Natural Gas | F6 | Industrial | Natural Gas | Space Heating | RVT Peak Price | $ per therm | 0 | 0 | 0 | 0 | 0 | 0 | 0 | 0 | 0 | 0 | 0 | 0 | 0 | 0 | 0 | 0 | 0 | 0 | 0 | 0 | 0 | 0 | 0 | 0 | 0 | 0 | 0 | 0 | 0 | 0 | 0 | 0 | 0 | 0 | 0 | 0 | 0 | 0 | 0 | 0 | 0 | 0 | 0 | 0 | 0 | 0 | 0 | 0 | 0 | 0 | 0 | 0 | 0 | 0 | 0 | 0 | 0 | 0 | 0 | 0 | 0 | 0 | 0 | 0 | 0
F1_Industrial_Process_Natural Gas | F1 | Industrial | Natural Gas | Process | Avoided Energy Cost | $ per Mtherm | 348.1874 | 555.7936 | 542.4883 | 619.4933 | 606.764 | 597.4318 | 569.3766 | 558.6435 | 525.6838 | 516.5481 | 503.4329 | 491.8952 | 477.7992 | 466.8719 | 456.2275 | 444.0694 | 431.1595 | 421.3202 | 407.1798 | 396.4399 | 387.2151 | 378.2049 | 369.4044 | 360.8086 | 352.4129 | 344.2126 | 336.203 | 328.3799 | 320.7387 | 313.2754 | 305.9857 | 298.8657 | 291.9114 | 285.1188 | 278.4843 | 272.0042 | 265.6749 | 259.4929 | 253.4547 | 247.557 | 241.7966 | 236.1702 | 230.6747 | 225.3071 | 220.0644 | 220.0644 | 220.0644 | 220.0644 | 220.0644 | 220.0644 | 220.0644 | 220.0644 | 220.0644 | 220.0644 | 220.0644 | 220.0644 | 220.0644 | 220.0644 | 220.0644 | 220.0644 | 220.0644 | 220.0644 | 220.0644 | 220.0644 | 220.0644
F2_Industrial_Process_Natural Gas | F2 | Industrial | Natural Gas | Process | Avoided Capacity Cost | $ per therm | 0 | 0 | 0 | 0 | 0 | 0 | 0 | 0 | 0 | 0 | 0 | 0 | 0 | 0 | 0 | 0 | 0 | 0 | 0 | 0 | 0 | 0 | 0 | 0 | 0 | 0 | 0 | 0 | 0 | 0 | 0 | 0 | 0 | 0 | 0 | 0 | 0 | 0 | 0 | 0 | 0 | 0 | 0 | 0 | 0 | 0 | 0 | 0 | 0 | 0 | 0 | 0 | 0 | 0 | 0 | 0 | 0 | 0 | 0 | 0 | 0 | 0 | 0 | 0 | 0
F3_Industrial_Process_Natural Gas | F3 | Industrial | Natural Gas | Process | Line Loss | % T&D Loss | 0.1615% | 0.1615% | 0.1615% | 0.1615% | 0.1615% | 0.1615% | 0.1615% | 0.1615% | 0.1615% | 0.1615% | 0.1615% | 0.1615% | 0.1615% | 0.1615% | 0.1615% | 0.1615% | 0.1615% | 0.1615% | 0.1615% | 0.1615% | 0.1615% | 0.1615% | 0.1615% | 0.1615% | 0.1615% | 0.1615% | 0.1615% | 0.1615% | 0.1615% | 0.1615% | 0.1615% | 0.1615% | 0.1615% | 0.1615% | 0.1615% | 0.1615% | 0.1615% | 0.1615% | 0.1615% | 0.1615% | 0.1615% | 0.1615% | 0.1615% | 0.1615% | 0.1615% | 0.1615% | 0.1615% | 0.1615% | 0.1615% | 0.1615% | 0.1615% | 0.1615% | 0.1615% | 0.1615% | 0.1615% | 0.1615% | 0.1615% | 0.1615% | 0.1615% | 0.1615% | 0.1615% | 0.1615% | 0.1615% | 0.1615% | 0.1615%
F4_Industrial_Process_Natural Gas | F4 | Industrial | Natural Gas | Process | Peak Season | Winter/Summer | Winter | Winter | Winter | Winter | Winter | Winter | Winter | Winter | Winter | Winter | Winter | Winter | Winter | Winter | Winter | Winter | Winter | Winter | Winter | Winter | Winter | Winter | Winter | Winter | Winter | Winter | Winter | Winter | Winter | Winter | Winter | Winter | Winter | Winter | Winter | Winter | Winter | Winter | Winter | Winter | Winter | Winter | Winter | Winter | Winter | Winter | Winter | Winter | Winter | Winter | Winter | Winter | Winter | Winter | Winter | Winter | Winter | Winter | Winter | Winter | Winter | Winter | Winter | Winter | Winter
F5_Industrial_Process_Natural Gas | F5 | Industrial | Natural Gas | Process | RVT Energy Price | $ per Mtherm | 417.8249 | 666.9523 | 650.986 | 743.392 | 728.1168 | 716.9182 | 683.2519 | 670.3722 | 630.8206 | 619.8577 | 604.1194 | 590.2743 | 573.3591 | 560.2463 | 547.473 | 532.8833 | 517.3914 | 505.5843 | 488.6157 | 475.7279 | 464.6581 | 453.8459 | 443.2853 | 432.9704 | 422.8955 | 413.0551 | 403.4436 | 394.0558 | 384.8865 | 375.9305 | 367.1829 | 358.6389 | 350.2936 | 342.1426 | 334.1812 | 326.4051 | 318.8099 | 311.3915 | 304.1456 | 297.0684 | 290.1559 | 283.4042 | 276.8096 | 270.3685 | 264.0772 | 264.0772 | 264.0772 | 264.0772 | 264.0772 | 264.0772 | 264.0772 | 264.0772 | 264.0772 | 264.0772 | 264.0772 | 264.0772 | 264.0772 | 264.0772 | 264.0772 | 264.0772 | 264.0772 | 264.0772 | 264.0772 | 264.0772 | 264.0772
F6_Industrial_Process_Natural Gas | F6 | Industrial | Natural Gas | Process | RVT Peak Price | $ per therm | 0 | 0 | 0 | 0 | 0 | 0 | 0 | 0 | 0 | 0 | 0 | 0 | 0 | 0 | 0 | 0 | 0 | 0 | 0 | 0 | 0 | 0 | 0 | 0 | 0 | 0 | 0 | 0 | 0 | 0 | 0 | 0 | 0 | 0 | 0 | 0 | 0 | 0 | 0 | 0 | 0 | 0 | 0 | 0 | 0 | 0 | 0 | 0 | 0 | 0 | 0 | 0 | 0 | 0 | 0 | 0 | 0 | 0 | 0 | 0 | 0 | 0 | 0 | 0 | 0
F1_Industrial_Miscellaneous_Natural Gas | F1 | Industrial | Natural Gas | Miscellaneous | Avoided Energy Cost | $ per Mtherm | 348.1874 | 555.7936 | 542.4883 | 619.4933 | 606.764 | 597.4318 | 569.3766 | 558.6435 | 525.6838 | 516.5481 | 503.4329 | 491.8952 | 477.7992 | 466.8719 | 456.2275 | 444.0694 | 431.1595 | 421.3202 | 407.1798 | 396.4399 | 387.2151 | 378.2049 | 369.4044 | 360.8086 | 352.4129 | 344.2126 | 336.203 | 328.3799 | 320.7387 | 313.2754 | 305.9857 | 298.8657 | 291.9114 | 285.1188 | 278.4843 | 272.0042 | 265.6749 | 259.4929 | 253.4547 | 247.557 | 241.7966 | 236.1702 | 230.6747 | 225.3071 | 220.0644 | 220.0644 | 220.0644 | 220.0644 | 220.0644 | 220.0644 | 220.0644 | 220.0644 | 220.0644 | 220.0644 | 220.0644 | 220.0644 | 220.0644 | 220.0644 | 220.0644 | 220.0644 | 220.0644 | 220.0644 | 220.0644 | 220.0644 | 220.0644
F2_Industrial_Miscellaneous_Natural Gas | F2 | Industrial | Natural Gas | Miscellaneous | Avoided Capacity Cost | $ per therm | 0 | 0 | 0 | 0 | 0 | 0 | 0 | 0 | 0 | 0 | 0 | 0 | 0 | 0 | 0 | 0 | 0 | 0 | 0 | 0 | 0 | 0 | 0 | 0 | 0 | 0 | 0 | 0 | 0 | 0 | 0 | 0 | 0 | 0 | 0 | 0 | 0 | 0 | 0 | 0 | 0 | 0 | 0 | 0 | 0 | 0 | 0 | 0 | 0 | 0 | 0 | 0 | 0 | 0 | 0 | 0 | 0 | 0 | 0 | 0 | 0 | 0 | 0 | 0 | 0
F3_Industrial_Miscellaneous_Natural Gas | F3 | Industrial | Natural Gas | Miscellaneous | Line Loss | % T&D Loss | 0.1615% | 0.1615% | 0.1615% | 0.1615% | 0.1615% | 0.1615% | 0.1615% | 0.1615% | 0.1615% | 0.1615% | 0.1615% | 0.1615% | 0.1615% | 0.1615% | 0.1615% | 0.1615% | 0.1615% | 0.1615% | 0.1615% | 0.1615% | 0.1615% | 0.1615% | 0.1615% | 0.1615% | 0.1615% | 0.1615% | 0.1615% | 0.1615% | 0.1615% | 0.1615% | 0.1615% | 0.1615% | 0.1615% | 0.1615% | 0.1615% | 0.1615% | 0.1615% | 0.1615% | 0.1615% | 0.1615% | 0.1615% | 0.1615% | 0.1615% | 0.1615% | 0.1615% | 0.1615% | 0.1615% | 0.1615% | 0.1615% | 0.1615% | 0.1615% | 0.1615% | 0.1615% | 0.1615% | 0.1615% | 0.1615% | 0.1615% | 0.1615% | 0.1615% | 0.1615% | 0.1615% | 0.1615% | 0.1615% | 0.1615% | 0.1615%
F4_Industrial_Miscellaneous_Natural Gas | F4 | Industrial | Natural Gas | Miscellaneous | Peak Season | Winter/Summer | Winter | Winter | Winter | Winter | Winter | Winter | Winter | Winter | Winter | Winter | Winter | Winter | Winter | Winter | Winter | Winter | Winter | Winter | Winter | Winter | Winter | Winter | Winter | Winter | Winter | Winter | Winter | Winter | Winter | Winter | Winter | Winter | Winter | Winter | Winter | Winter | Winter | Winter | Winter | Winter | Winter | Winter | Winter | Winter | Winter | Winter | Winter | Winter | Winter | Winter | Winter | Winter | Winter | Winter | Winter | Winter | Winter | Winter | Winter | Winter | Winter | Winter | Winter | Winter | Winter
F5_Industrial_Miscellaneous_Natural Gas | F5 | Industrial | Natural Gas | Miscellaneous | RVT Energy Price | $ per Mtherm | 417.8249 | 666.9523 | 650.986 | 743.392 | 728.1168 | 716.9182 | 683.2519 | 670.3722 | 630.8206 | 619.8577 | 604.1194 | 590.2743 | 573.3591 | 560.2463 | 547.473 | 532.8833 | 517.3914 | 505.5843 | 488.6157 | 475.7279 | 464.6581 | 453.8459 | 443.2853 | 432.9704 | 422.8955 | 413.0551 | 403.4436 | 394.0558 | 384.8865 | 375.9305 | 367.1829 | 358.6389 | 350.2936 | 342.1426 | 334.1812 | 326.4051 | 318.8099 | 311.3915 | 304.1456 | 297.0684 | 290.1559 | 283.4042 | 276.8096 | 270.3685 | 264.0772 | 264.0772 | 264.0772 | 264.0772 | 264.0772 | 264.0772 | 264.0772 | 264.0772 | 264.0772 | 264.0772 | 264.0772 | 264.0772 | 264.0772 | 264.0772 | 264.0772 | 264.0772 | 264.0772 | 264.0772 | 264.0772 | 264.0772 | 264.0772
F6_Industrial_Miscellaneous_Natural Gas | F6 | Industrial | Natural Gas | Miscellaneous | RVT Peak Price | $ per therm | 0 | 0 | 0 | 0 | 0 | 0 | 0 | 0 | 0 | 0 | 0 | 0 | 0 | 0 | 0 | 0 | 0 | 0 | 0 | 0 | 0 | 0 | 0 | 0 | 0 | 0 | 0 | 0 | 0 | 0 | 0 | 0 | 0 | 0 | 0 | 0 | 0 | 0 | 0 | 0 | 0 | 0 | 0 | 0 | 0 | 0 | 0 | 0 | 0 | 0 | 0 | 0 | 0 | 0 | 0 | 0 | 0 | 0 | 0 | 0 | 0 | 0 | 0 | 0 | 0
[6 empty] | RVT Cost Adder | 20% | 20% | 20% | 20% | 20% | 20% | 20% | 20% | 20% | 10% | 10% | 10% | 10% | 10% | 10% | 10% | 10% | 10% | 10% | 10% | 5% | 5% | 5% | 5% | 5% | 5% | 5% | 5% | 5% | 5% | 5% | 5% | 5% | 5% | 5% | 5% | 5% | 5% | 5% | 5% | 5% | 5% | 5% | 5% | 5% | 5% | 5% | 5% | 5% | 5% | 5% | 5% | 5% | 5% | 5% | 5% | 5% | 5% | 5% | 5% | 5% | 5% | 5% | 5% | 5%

## Utilization
|  |  |  | Exogenous Variables Affecting Energy Usage | [11 empty] | 2019 | 2020 | 2021 | 2022 | 2023 | 2024 | 2025 | 2026 | 2027 | 2028 | 2029 | 2030 | 2031 | 2032 | 2033 | 2034 | 2035 | 2036 | 2037 | 2038 | 2039 | 2040 | 2041 | 2042 | 2043 | 2044 | 2045 | 2046 | 2047 | 2048 | 2049 | 2050 | 2051 | 2052 | 2053 | 2054 | 2055 | 2056 | 2057 | 2058 | 2059 | 2060 | 2061 | 2062 | 2063 | 2064 | 2065 | 2066 | 2067 | 2068 | 2069 | 2070 | 2071 | 2072 | 2073 | 2074 | 2075 | 2076 | 2077 | 2078 | 2079 | 2080 | 2081 | 2082 | 2083 | 2084 | 2085
|  | 2019 HDDs and Normals for AEG.xlsx |  | Data Set 1 |  | HDD60 Zone 1 | [9 empty] | 3910 | 3910 | 3910 | 3910 | 3910 | 3910 | 3910 | 3910 | 3910 | 3910 | 3910 | 3910 | 3910 | 3910 | 3910 | 3910 | 3910 | 3910 | 3910 | 3910 | 3910 | 3910 | 3910 | 3910 | 3910 | 3910 | 3910 | 3910 | 3910 | 3910 | 3910 | 3910 | 3910 | 3910 | 3910 | 3910 | 3910 | 3910 | 3910 | 3910 | 3910 | 3910 | 3910 | 3910 | 3910 | 3910 | 3910 | 3910 | 3910 | 3910 | 3910 | 3910 | 3910 | 3910 | 3910 | 3910 | 3910 | 3910 | 3910 | 3910 | 3910 | 3910 | 3910 | 3910 | 3910 | 3910 | 3910
|  | 2019 HDDs and Normals for AEG.xlsx |  | Data Set 2 |  | HDD60 Zone 2 | [9 empty] | 3487 | 3487 | 3487 | 3487 | 3487 | 3487 | 3487 | 3487 | 3487 | 3487 | 3487 | 3487 | 3487 | 3487 | 3487 | 3487 | 3487 | 3487 | 3487 | 3487 | 3487 | 3487 | 3487 | 3487 | 3487 | 3487 | 3487 | 3487 | 3487 | 3487 | 3487 | 3487 | 3487 | 3487 | 3487 | 3487 | 3487 | 3487 | 3487 | 3487 | 3487 | 3487 | 3487 | 3487 | 3487 | 3487 | 3487 | 3487 | 3487 | 3487 | 3487 | 3487 | 3487 | 3487 | 3487 | 3487 | 3487 | 3487 | 3487 | 3487 | 3487 | 3487 | 3487 | 3487 | 3487 | 3487 | 3487
|  | 2019 HDDs and Normals for AEG.xlsx |  | Data Set 3 |  | HDD60 Zone 3 | [9 empty] | 4675 | 4675 | 4675 | 4675 | 4675 | 4675 | 4675 | 4675 | 4675 | 4675 | 4675 | 4675 | 4675 | 4675 | 4675 | 4675 | 4675 | 4675 | 4675 | 4675 | 4675 | 4675 | 4675 | 4675 | 4675 | 4675 | 4675 | 4675 | 4675 | 4675 | 4675 | 4675 | 4675 | 4675 | 4675 | 4675 | 4675 | 4675 | 4675 | 4675 | 4675 | 4675 | 4675 | 4675 | 4675 | 4675 | 4675 | 4675 | 4675 | 4675 | 4675 | 4675 | 4675 | 4675 | 4675 | 4675 | 4675 | 4675 | 4675 | 4675 | 4675 | 4675 | 4675 | 4675 | 4675 | 4675 | 4675
|  |  |  | Data Set 4 |  | Retail Price of Natural Gas $/therm | bar: 2019 to 2085
|  |  |  | Data Set 5 |  | not used | bar: 2019 to 2085
|  |  |  | Data Set 6 |  | not used | bar: 2019 to 2085
|  |  |  | Data Set 7 |  | not used | bar: 2019 to 2085
Data Set 8 | bar: 2019 to 2085
Data Set 9 | bar: 2019 to 2085
|  |  |  | Data Set 10 |  | Calibration factor | bar: 2019 to 2085
Elasticities for each Data Set
Key | Sector | Segment | Vintage | End Use | Fuel | 1 | 2 | 3 | 4 | 5 | 6 | 7 | 8 | 9 | 10 | 2016 | 2017 | 2018 | 2019 | 2020 | 2021 | 2022 | 2023 | 2024 | 2025 | 2026 | 2027 | 2028 | 2029 | 2030 | 2031 | 2032 | 2033 | 2034 | 2035 | 2036 | 2037 | 2038 | 2039 | 2040 | 2041 | 2042 | 2043 | 2044 | 2045 | 2046 | 2047 | 2048 | 2049 | 2050 | 2051 | 2052 | 2053 | 2054 | 2055 | 2056 | 2057 | 2058 | 2059 | 2060 | 2061 | 2062 | 2063 | 2064 | 2065 | 2066 | 2067 | 2068 | 2069 | 2070 | 2071 | 2072 | 2073 | 2074 | 2075 | 2076 | 2077 | 2078 | 2079 | 2080 | 2081 | 2082
Industrial_Food Products_Existing_Space Heating_Natural Gas | Industrial | Food Products | Existing | Space Heating | Natural Gas | 21.32% | 19.76% | 58.91% | -30% | 0% | 0% | 0% | 0% | 0% | 100% | 1 | 1 | 1 | 1 | 1 | 1 | 1 | 1 | 1 | 1 | 1 | 1 | 1 | 1 | 1 | 1 | 1 | 1 | 1 | 1 | 1 | 1 | 1 | 1 | 1 | 1 | 1 | 1 | 1 | 1 | 1 | 1 | 1 | 1 | 1 | 1 | 1 | 1 | 1 | 1 | 1 | 1 | 1 | 1 | 1 | 1 | 1 | 1 | 1 | 1 | 1 | 1 | 1 | 1 | 1 | 1 | 1 | 1 | 1 | 1 | 1 | 1 | 1 | 1 | 1 | 1 | 1
Industrial_Food Products_Existing_Process_Natural Gas | Industrial | Food Products | Existing | Process | Natural Gas | 0% | 0% | 0% | 0% | 0% | 0% | 0% | 0% | 0% | 100% | 1 | 1 | 1 | 1 | 1 | 1 | 1 | 1 | 1 | 1 | 1 | 1 | 1 | 1 | 1 | 1 | 1 | 1 | 1 | 1 | 1 | 1 | 1 | 1 | 1 | 1 | 1 | 1 | 1 | 1 | 1 | 1 | 1 | 1 | 1 | 1 | 1 | 1 | 1 | 1 | 1 | 1 | 1 | 1 | 1 | 1 | 1 | 1 | 1 | 1 | 1 | 1 | 1 | 1 | 1 | 1 | 1 | 1 | 1 | 1 | 1 | 1 | 1 | 1 | 1 | 1 | 1
Industrial_Food Products_Existing_Miscellaneous_Natural Gas | Industrial | Food Products | Existing | Miscellaneous | Natural Gas | 0% | 0% | 0% | -10% | 0% | 0% | 0% | 0% | 0% | 100% | 1 | 1 | 1 | 1 | 1 | 1 | 1 | 1 | 1 | 1 | 1 | 1 | 1 | 1 | 1 | 1 | 1 | 1 | 1 | 1 | 1 | 1 | 1 | 1 | 1 | 1 | 1 | 1 | 1 | 1 | 1 | 1 | 1 | 1 | 1 | 1 | 1 | 1 | 1 | 1 | 1 | 1 | 1 | 1 | 1 | 1 | 1 | 1 | 1 | 1 | 1 | 1 | 1 | 1 | 1 | 1 | 1 | 1 | 1 | 1 | 1 | 1 | 1 | 1 | 1 | 1 | 1
Industrial_Food Products_New_Space Heating_Natural Gas | Industrial | Food Products | New | Space Heating | Natural Gas | 21.32% | 19.76% | 58.91% | -30% | 0% | 0% | 0% | 0% | 0% | 100% | 1 | 1 | 1 | 1 | 1 | 1 | 1 | 1 | 1 | 1 | 1 | 1 | 1 | 1 | 1 | 1 | 1 | 1 | 1 | 1 | 1 | 1 | 1 | 1 | 1 | 1 | 1 | 1 | 1 | 1 | 1 | 1 | 1 | 1 | 1 | 1 | 1 | 1 | 1 | 1 | 1 | 1 | 1 | 1 | 1 | 1 | 1 | 1 | 1 | 1 | 1 | 1 | 1 | 1 | 1 | 1 | 1 | 1 | 1 | 1 | 1 | 1 | 1 | 1 | 1 | 1 | 1
Industrial_Food Products_New_Process_Natural Gas | Industrial | Food Products | New | Process | Natural Gas | 0% | 0% | 0% | 0% | 0% | 0% | 0% | 0% | 0% | 100% | 1 | 1 | 1 | 1 | 1 | 1 | 1 | 1 | 1 | 1 | 1 | 1 | 1 | 1 | 1 | 1 | 1 | 1 | 1 | 1 | 1 | 1 | 1 | 1 | 1 | 1 | 1 | 1 | 1 | 1 | 1 | 1 | 1 | 1 | 1 | 1 | 1 | 1 | 1 | 1 | 1 | 1 | 1 | 1 | 1 | 1 | 1 | 1 | 1 | 1 | 1 | 1 | 1 | 1 | 1 | 1 | 1 | 1 | 1 | 1 | 1 | 1 | 1 | 1 | 1 | 1 | 1
Industrial_Food Products_New_Miscellaneous_Natural Gas | Industrial | Food Products | New | Miscellaneous | Natural Gas | 0% | 0% | 0% | -10% | 0% | 0% | 0% | 0% | 0% | 100% | 1 | 1 | 1 | 1 | 1 | 1 | 1 | 1 | 1 | 1 | 1 | 1 | 1 | 1 | 1 | 1 | 1 | 1 | 1 | 1 | 1 | 1 | 1 | 1 | 1 | 1 | 1 | 1 | 1 | 1 | 1 | 1 | 1 | 1 | 1 | 1 | 1 | 1 | 1 | 1 | 1 | 1 | 1 | 1 | 1 | 1 | 1 | 1 | 1 | 1 | 1 | 1 | 1 | 1 | 1 | 1 | 1 | 1 | 1 | 1 | 1 | 1 | 1 | 1 | 1 | 1 | 1
Industrial_Agriculture_Existing_Space Heating_Natural Gas | Industrial | Agriculture | Existing | Space Heating | Natural Gas | 21.32% | 19.76% | 58.91% | -30% | 0% | 0% | 0% | 0% | 0% | 100% | 1 | 1 | 1 | 1 | 1 | 1 | 1 | 1 | 1 | 1 | 1 | 1 | 1 | 1 | 1 | 1 | 1 | 1 | 1 | 1 | 1 | 1 | 1 | 1 | 1 | 1 | 1 | 1 | 1 | 1 | 1 | 1 | 1 | 1 | 1 | 1 | 1 | 1 | 1 | 1 | 1 | 1 | 1 | 1 | 1 | 1 | 1 | 1 | 1 | 1 | 1 | 1 | 1 | 1 | 1 | 1 | 1 | 1 | 1 | 1 | 1 | 1 | 1 | 1 | 1 | 1 | 1
Industrial_Agriculture_Existing_Process_Natural Gas | Industrial | Agriculture | Existing | Process | Natural Gas | 0% | 0% | 0% | 0% | 0% | 0% | 0% | 0% | 0% | 100% | 1 | 1 | 1 | 1 | 1 | 1 | 1 | 1 | 1 | 1 | 1 | 1 | 1 | 1 | 1 | 1 | 1 | 1 | 1 | 1 | 1 | 1 | 1 | 1 | 1 | 1 | 1 | 1 | 1 | 1 | 1 | 1 | 1 | 1 | 1 | 1 | 1 | 1 | 1 | 1 | 1 | 1 | 1 | 1 | 1 | 1 | 1 | 1 | 1 | 1 | 1 | 1 | 1 | 1 | 1 | 1 | 1 | 1 | 1 | 1 | 1 | 1 | 1 | 1 | 1 | 1 | 1
Industrial_Agriculture_Existing_Miscellaneous_Natural Gas | Industrial | Agriculture | Existing | Miscellaneous | Natural Gas | 0% | 0% | 0% | -10% | 0% | 0% | 0% | 0% | 0% | 100% | 1 | 1 | 1 | 1 | 1 | 1 | 1 | 1 | 1 | 1 | 1 | 1 | 1 | 1 | 1 | 1 | 1 | 1 | 1 | 1 | 1 | 1 | 1 | 1 | 1 | 1 | 1 | 1 | 1 | 1 | 1 | 1 | 1 | 1 | 1 | 1 | 1 | 1 | 1 | 1 | 1 | 1 | 1 | 1 | 1 | 1 | 1 | 1 | 1 | 1 | 1 | 1 | 1 | 1 | 1 | 1 | 1 | 1 | 1 | 1 | 1 | 1 | 1 | 1 | 1 | 1 | 1
Industrial_Agriculture_New_Space Heating_Natural Gas | Industrial | Agriculture | New | Space Heating | Natural Gas | 21.32% | 19.76% | 58.91% | -30% | 0% | 0% | 0% | 0% | 0% | 100% | 1 | 1 | 1 | 1 | 1 | 1 | 1 | 1 | 1 | 1 | 1 | 1 | 1 | 1 | 1 | 1 | 1 | 1 | 1 | 1 | 1 | 1 | 1 | 1 | 1 | 1 | 1 | 1 | 1 | 1 | 1 | 1 | 1 | 1 | 1 | 1 | 1 | 1 | 1 | 1 | 1 | 1 | 1 | 1 | 1 | 1 | 1 | 1 | 1 | 1 | 1 | 1 | 1 | 1 | 1 | 1 | 1 | 1 | 1 | 1 | 1 | 1 | 1 | 1 | 1 | 1 | 1
Industrial_Agriculture_New_Process_Natural Gas | Industrial | Agriculture | New | Process | Natural Gas | 0% | 0% | 0% | 0% | 0% | 0% | 0% | 0% | 0% | 100% | 1 | 1 | 1 | 1 | 1 | 1 | 1 | 1 | 1 | 1 | 1 | 1 | 1 | 1 | 1 | 1 | 1 | 1 | 1 | 1 | 1 | 1 | 1 | 1 | 1 | 1 | 1 | 1 | 1 | 1 | 1 | 1 | 1 | 1 | 1 | 1 | 1 | 1 | 1 | 1 | 1 | 1 | 1 | 1 | 1 | 1 | 1 | 1 | 1 | 1 | 1 | 1 | 1 | 1 | 1 | 1 | 1 | 1 | 1 | 1 | 1 | 1 | 1 | 1 | 1 | 1 | 1
Industrial_Agriculture_New_Miscellaneous_Natural Gas | Industrial | Agriculture | New | Miscellaneous | Natural Gas | 0% | 0% | 0% | -10% | 0% | 0% | 0% | 0% | 0% | 100% | 1 | 1 | 1 | 1 | 1 | 1 | 1 | 1 | 1 | 1 | 1 | 1 | 1 | 1 | 1 | 1 | 1 | 1 | 1 | 1 | 1 | 1 | 1 | 1 | 1 | 1 | 1 | 1 | 1 | 1 | 1 | 1 | 1 | 1 | 1 | 1 | 1 | 1 | 1 | 1 | 1 | 1 | 1 | 1 | 1 | 1 | 1 | 1 | 1 | 1 | 1 | 1 | 1 | 1 | 1 | 1 | 1 | 1 | 1 | 1 | 1 | 1 | 1 | 1 | 1 | 1 | 1
Industrial_Primary Metals_Existing_Space Heating_Natural Gas | Industrial | Primary Metals | Existing | Space Heating | Natural Gas | 21.32% | 19.76% | 58.91% | -30% | 0% | 0% | 0% | 0% | 0% | 100% | 1 | 1 | 1 | 1 | 1 | 1 | 1 | 1 | 1 | 1 | 1 | 1 | 1 | 1 | 1 | 1 | 1 | 1 | 1 | 1 | 1 | 1 | 1 | 1 | 1 | 1 | 1 | 1 | 1 | 1 | 1 | 1 | 1 | 1 | 1 | 1 | 1 | 1 | 1 | 1 | 1 | 1 | 1 | 1 | 1 | 1 | 1 | 1 | 1 | 1 | 1 | 1 | 1 | 1 | 1 | 1 | 1 | 1 | 1 | 1 | 1 | 1 | 1 | 1 | 1 | 1 | 1
Industrial_Primary Metals_Existing_Process_Natural Gas | Industrial | Primary Metals | Existing | Process | Natural Gas | 0% | 0% | 0% | 0% | 0% | 0% | 0% | 0% | 0% | 100% | 1 | 1 | 1 | 1 | 1 | 1 | 1 | 1 | 1 | 1 | 1 | 1 | 1 | 1 | 1 | 1 | 1 | 1 | 1 | 1 | 1 | 1 | 1 | 1 | 1 | 1 | 1 | 1 | 1 | 1 | 1 | 1 | 1 | 1 | 1 | 1 | 1 | 1 | 1 | 1 | 1 | 1 | 1 | 1 | 1 | 1 | 1 | 1 | 1 | 1 | 1 | 1 | 1 | 1 | 1 | 1 | 1 | 1 | 1 | 1 | 1 | 1 | 1 | 1 | 1 | 1 | 1
Industrial_Primary Metals_Existing_Miscellaneous_Natural Gas | Industrial | Primary Metals | Existing | Miscellaneous | Natural Gas | 0% | 0% | 0% | -10% | 0% | 0% | 0% | 0% | 0% | 100% | 1 | 1 | 1 | 1 | 1 | 1 | 1 | 1 | 1 | 1 | 1 | 1 | 1 | 1 | 1 | 1 | 1 | 1 | 1 | 1 | 1 | 1 | 1 | 1 | 1 | 1 | 1 | 1 | 1 | 1 | 1 | 1 | 1 | 1 | 1 | 1 | 1 | 1 | 1 | 1 | 1 | 1 | 1 | 1 | 1 | 1 | 1 | 1 | 1 | 1 | 1 | 1 | 1 | 1 | 1 | 1 | 1 | 1 | 1 | 1 | 1 | 1 | 1 | 1 | 1 | 1 | 1
Industrial_Primary Metals_New_Space Heating_Natural Gas | Industrial | Primary Metals | New | Space Heating | Natural Gas | 21.32% | 19.76% | 58.91% | -30% | 0% | 0% | 0% | 0% | 0% | 100% | 1 | 1 | 1 | 1 | 1 | 1 | 1 | 1 | 1 | 1 | 1 | 1 | 1 | 1 | 1 | 1 | 1 | 1 | 1 | 1 | 1 | 1 | 1 | 1 | 1 | 1 | 1 | 1 | 1 | 1 | 1 | 1 | 1 | 1 | 1 | 1 | 1 | 1 | 1 | 1 | 1 | 1 | 1 | 1 | 1 | 1 | 1 | 1 | 1 | 1 | 1 | 1 | 1 | 1 | 1 | 1 | 1 | 1 | 1 | 1 | 1 | 1 | 1 | 1 | 1 | 1 | 1
Industrial_Primary Metals_New_Process_Natural Gas | Industrial | Primary Metals | New | Process | Natural Gas | 0% | 0% | 0% | 0% | 0% | 0% | 0% | 0% | 0% | 100% | 1 | 1 | 1 | 1 | 1 | 1 | 1 | 1 | 1 | 1 | 1 | 1 | 1 | 1 | 1 | 1 | 1 | 1 | 1 | 1 | 1 | 1 | 1 | 1 | 1 | 1 | 1 | 1 | 1 | 1 | 1 | 1 | 1 | 1 | 1 | 1 | 1 | 1 | 1 | 1 | 1 | 1 | 1 | 1 | 1 | 1 | 1 | 1 | 1 | 1 | 1 | 1 | 1 | 1 | 1 | 1 | 1 | 1 | 1 | 1 | 1 | 1 | 1 | 1 | 1 | 1 | 1
Industrial_Primary Metals_New_Miscellaneous_Natural Gas | Industrial | Primary Metals | New | Miscellaneous | Natural Gas | 0% | 0% | 0% | -10% | 0% | 0% | 0% | 0% | 0% | 100% | 1 | 1 | 1 | 1 | 1 | 1 | 1 | 1 | 1 | 1 | 1 | 1 | 1 | 1 | 1 | 1 | 1 | 1 | 1 | 1 | 1 | 1 | 1 | 1 | 1 | 1 | 1 | 1 | 1 | 1 | 1 | 1 | 1 | 1 | 1 | 1 | 1 | 1 | 1 | 1 | 1 | 1 | 1 | 1 | 1 | 1 | 1 | 1 | 1 | 1 | 1 | 1 | 1 | 1 | 1 | 1 | 1 | 1 | 1 | 1 | 1 | 1 | 1 | 1 | 1 | 1 | 1
Industrial_Stone, Clay, and Glass_Existing_Space Heating_Natural Gas | Industrial | Stone, Clay, and Glass | Existing | Space Heating | Natural Gas | 21.32% | 19.76% | 58.91% | -30% | 0% | 0% | 0% | 0% | 0% | 100% | 1 | 1 | 1 | 1 | 1 | 1 | 1 | 1 | 1 | 1 | 1 | 1 | 1 | 1 | 1 | 1 | 1 | 1 | 1 | 1 | 1 | 1 | 1 | 1 | 1 | 1 | 1 | 1 | 1 | 1 | 1 | 1 | 1 | 1 | 1 | 1 | 1 | 1 | 1 | 1 | 1 | 1 | 1 | 1 | 1 | 1 | 1 | 1 | 1 | 1 | 1 | 1 | 1 | 1 | 1 | 1 | 1 | 1 | 1 | 1 | 1 | 1 | 1 | 1 | 1 | 1 | 1
Industrial_Stone, Clay, and Glass_Existing_Process_Natural Gas | Industrial | Stone, Clay, and Glass | Existing | Process | Natural Gas | 0% | 0% | 0% | 0% | 0% | 0% | 0% | 0% | 0% | 100% | 1 | 1 | 1 | 1 | 1 | 1 | 1 | 1 | 1 | 1 | 1 | 1 | 1 | 1 | 1 | 1 | 1 | 1 | 1 | 1 | 1 | 1 | 1 | 1 | 1 | 1 | 1 | 1 | 1 | 1 | 1 | 1 | 1 | 1 | 1 | 1 | 1 | 1 | 1 | 1 | 1 | 1 | 1 | 1 | 1 | 1 | 1 | 1 | 1 | 1 | 1 | 1 | 1 | 1 | 1 | 1 | 1 | 1 | 1 | 1 | 1 | 1 | 1 | 1 | 1 | 1 | 1
Industrial_Stone, Clay, and Glass_Existing_Miscellaneous_Natural Gas | Industrial | Stone, Clay, and Glass | Existing | Miscellaneous | Natural Gas | 0% | 0% | 0% | -10% | 0% | 0% | 0% | 0% | 0% | 100% | 1 | 1 | 1 | 1 | 1 | 1 | 1 | 1 | 1 | 1 | 1 | 1 | 1 | 1 | 1 | 1 | 1 | 1 | 1 | 1 | 1 | 1 | 1 | 1 | 1 | 1 | 1 | 1 | 1 | 1 | 1 | 1 | 1 | 1 | 1 | 1 | 1 | 1 | 1 | 1 | 1 | 1 | 1 | 1 | 1 | 1 | 1 | 1 | 1 | 1 | 1 | 1 | 1 | 1 | 1 | 1 | 1 | 1 | 1 | 1 | 1 | 1 | 1 | 1 | 1 | 1 | 1
Industrial_Stone, Clay, and Glass_New_Space Heating_Natural Gas | Industrial | Stone, Clay, and Glass | New | Space Heating | Natural Gas | 21.32% | 19.76% | 58.91% | -30% | 0% | 0% | 0% | 0% | 0% | 100% | 1 | 1 | 1 | 1 | 1 | 1 | 1 | 1 | 1 | 1 | 1 | 1 | 1 | 1 | 1 | 1 | 1 | 1 | 1 | 1 | 1 | 1 | 1 | 1 | 1 | 1 | 1 | 1 | 1 | 1 | 1 | 1 | 1 | 1 | 1 | 1 | 1 | 1 | 1 | 1 | 1 | 1 | 1 | 1 | 1 | 1 | 1 | 1 | 1 | 1 | 1 | 1 | 1 | 1 | 1 | 1 | 1 | 1 | 1 | 1 | 1 | 1 | 1 | 1 | 1 | 1 | 1
Industrial_Stone, Clay, and Glass_New_Process_Natural Gas | Industrial | Stone, Clay, and Glass | New | Process | Natural Gas | 0% | 0% | 0% | 0% | 0% | 0% | 0% | 0% | 0% | 100% | 1 | 1 | 1 | 1 | 1 | 1 | 1 | 1 | 1 | 1 | 1 | 1 | 1 | 1 | 1 | 1 | 1 | 1 | 1 | 1 | 1 | 1 | 1 | 1 | 1 | 1 | 1 | 1 | 1 | 1 | 1 | 1 | 1 | 1 | 1 | 1 | 1 | 1 | 1 | 1 | 1 | 1 | 1 | 1 | 1 | 1 | 1 | 1 | 1 | 1 | 1 | 1 | 1 | 1 | 1 | 1 | 1 | 1 | 1 | 1 | 1 | 1 | 1 | 1 | 1 | 1 | 1
Industrial_Stone, Clay, and Glass_New_Miscellaneous_Natural Gas | Industrial | Stone, Clay, and Glass | New | Miscellaneous | Natural Gas | 0% | 0% | 0% | -10% | 0% | 0% | 0% | 0% | 0% | 100% | 1 | 1 | 1 | 1 | 1 | 1 | 1 | 1 | 1 | 1 | 1 | 1 | 1 | 1 | 1 | 1 | 1 | 1 | 1 | 1 | 1 | 1 | 1 | 1 | 1 | 1 | 1 | 1 | 1 | 1 | 1 | 1 | 1 | 1 | 1 | 1 | 1 | 1 | 1 | 1 | 1 | 1 | 1 | 1 | 1 | 1 | 1 | 1 | 1 | 1 | 1 | 1 | 1 | 1 | 1 | 1 | 1 | 1 | 1 | 1 | 1 | 1 | 1 | 1 | 1 | 1 | 1
Industrial_Petroleum_Existing_Space Heating_Natural Gas | Industrial | Petroleum | Existing | Space Heating | Natural Gas | 21.32% | 19.76% | 58.91% | -30% | 0% | 0% | 0% | 0% | 0% | 100% | 1 | 1 | 1 | 1 | 1 | 1 | 1 | 1 | 1 | 1 | 1 | 1 | 1 | 1 | 1 | 1 | 1 | 1 | 1 | 1 | 1 | 1 | 1 | 1 | 1 | 1 | 1 | 1 | 1 | 1 | 1 | 1 | 1 | 1 | 1 | 1 | 1 | 1 | 1 | 1 | 1 | 1 | 1 | 1 | 1 | 1 | 1 | 1 | 1 | 1 | 1 | 1 | 1 | 1 | 1 | 1 | 1 | 1 | 1 | 1 | 1 | 1 | 1 | 1 | 1 | 1 | 1
Industrial_Petroleum_Existing_Process_Natural Gas | Industrial | Petroleum | Existing | Process | Natural Gas | 0% | 0% | 0% | 0% | 0% | 0% | 0% | 0% | 0% | 100% | 1 | 1 | 1 | 1 | 1 | 1 | 1 | 1 | 1 | 1 | 1 | 1 | 1 | 1 | 1 | 1 | 1 | 1 | 1 | 1 | 1 | 1 | 1 | 1 | 1 | 1 | 1 | 1 | 1 | 1 | 1 | 1 | 1 | 1 | 1 | 1 | 1 | 1 | 1 | 1 | 1 | 1 | 1 | 1 | 1 | 1 | 1 | 1 | 1 | 1 | 1 | 1 | 1 | 1 | 1 | 1 | 1 | 1 | 1 | 1 | 1 | 1 | 1 | 1 | 1 | 1 | 1
Industrial_Petroleum_Existing_Miscellaneous_Natural Gas | Industrial | Petroleum | Existing | Miscellaneous | Natural Gas | 0% | 0% | 0% | -10% | 0% | 0% | 0% | 0% | 0% | 100% | 1 | 1 | 1 | 1 | 1 | 1 | 1 | 1 | 1 | 1 | 1 | 1 | 1 | 1 | 1 | 1 | 1 | 1 | 1 | 1 | 1 | 1 | 1 | 1 | 1 | 1 | 1 | 1 | 1 | 1 | 1 | 1 | 1 | 1 | 1 | 1 | 1 | 1 | 1 | 1 | 1 | 1 | 1 | 1 | 1 | 1 | 1 | 1 | 1 | 1 | 1 | 1 | 1 | 1 | 1 | 1 | 1 | 1 | 1 | 1 | 1 | 1 | 1 | 1 | 1 | 1 | 1
Industrial_Petroleum_New_Space Heating_Natural Gas | Industrial | Petroleum | New | Space Heating | Natural Gas | 21.32% | 19.76% | 58.91% | -30% | 0% | 0% | 0% | 0% | 0% | 100% | 1 | 1 | 1 | 1 | 1 | 1 | 1 | 1 | 1 | 1 | 1 | 1 | 1 | 1 | 1 | 1 | 1 | 1 | 1 | 1 | 1 | 1 | 1 | 1 | 1 | 1 | 1 | 1 | 1 | 1 | 1 | 1 | 1 | 1 | 1 | 1 | 1 | 1 | 1 | 1 | 1 | 1 | 1 | 1 | 1 | 1 | 1 | 1 | 1 | 1 | 1 | 1 | 1 | 1 | 1 | 1 | 1 | 1 | 1 | 1 | 1 | 1 | 1 | 1 | 1 | 1 | 1
Industrial_Petroleum_New_Process_Natural Gas | Industrial | Petroleum | New | Process | Natural Gas | 0% | 0% | 0% | 0% | 0% | 0% | 0% | 0% | 0% | 100% | 1 | 1 | 1 | 1 | 1 | 1 | 1 | 1 | 1 | 1 | 1 | 1 | 1 | 1 | 1 | 1 | 1 | 1 | 1 | 1 | 1 | 1 | 1 | 1 | 1 | 1 | 1 | 1 | 1 | 1 | 1 | 1 | 1 | 1 | 1 | 1 | 1 | 1 | 1 | 1 | 1 | 1 | 1 | 1 | 1 | 1 | 1 | 1 | 1 | 1 | 1 | 1 | 1 | 1 | 1 | 1 | 1 | 1 | 1 | 1 | 1 | 1 | 1 | 1 | 1 | 1 | 1
Industrial_Petroleum_New_Miscellaneous_Natural Gas | Industrial | Petroleum | New | Miscellaneous | Natural Gas | 0% | 0% | 0% | -10% | 0% | 0% | 0% | 0% | 0% | 100% | 1 | 1 | 1 | 1 | 1 | 1 | 1 | 1 | 1 | 1 | 1 | 1 | 1 | 1 | 1 | 1 | 1 | 1 | 1 | 1 | 1 | 1 | 1 | 1 | 1 | 1 | 1 | 1 | 1 | 1 | 1 | 1 | 1 | 1 | 1 | 1 | 1 | 1 | 1 | 1 | 1 | 1 | 1 | 1 | 1 | 1 | 1 | 1 | 1 | 1 | 1 | 1 | 1 | 1 | 1 | 1 | 1 | 1 | 1 | 1 | 1 | 1 | 1 | 1 | 1 | 1 | 1
Industrial_Paper and Printing_Existing_Space Heating_Natural Gas | Industrial | Paper and Printing | Existing | Space Heating | Natural Gas | 21.32% | 19.76% | 58.91% | -30% | 0% | 0% | 0% | 0% | 0% | 100% | 1 | 1 | 1 | 1 | 1 | 1 | 1 | 1 | 1 | 1 | 1 | 1 | 1 | 1 | 1 | 1 | 1 | 1 | 1 | 1 | 1 | 1 | 1 | 1 | 1 | 1 | 1 | 1 | 1 | 1 | 1 | 1 | 1 | 1 | 1 | 1 | 1 | 1 | 1 | 1 | 1 | 1 | 1 | 1 | 1 | 1 | 1 | 1 | 1 | 1 | 1 | 1 | 1 | 1 | 1 | 1 | 1 | 1 | 1 | 1 | 1 | 1 | 1 | 1 | 1 | 1 | 1
Industrial_Paper and Printing_Existing_Process_Natural Gas | Industrial | Paper and Printing | Existing | Process | Natural Gas | 0% | 0% | 0% | 0% | 0% | 0% | 0% | 0% | 0% | 100% | 1 | 1 | 1 | 1 | 1 | 1 | 1 | 1 | 1 | 1 | 1 | 1 | 1 | 1 | 1 | 1 | 1 | 1 | 1 | 1 | 1 | 1 | 1 | 1 | 1 | 1 | 1 | 1 | 1 | 1 | 1 | 1 | 1 | 1 | 1 | 1 | 1 | 1 | 1 | 1 | 1 | 1 | 1 | 1 | 1 | 1 | 1 | 1 | 1 | 1 | 1 | 1 | 1 | 1 | 1 | 1 | 1 | 1 | 1 | 1 | 1 | 1 | 1 | 1 | 1 | 1 | 1
Industrial_Paper and Printing_Existing_Miscellaneous_Natural Gas | Industrial | Paper and Printing | Existing | Miscellaneous | Natural Gas | 0% | 0% | 0% | -10% | 0% | 0% | 0% | 0% | 0% | 100% | 1 | 1 | 1 | 1 | 1 | 1 | 1 | 1 | 1 | 1 | 1 | 1 | 1 | 1 | 1 | 1 | 1 | 1 | 1 | 1 | 1 | 1 | 1 | 1 | 1 | 1 | 1 | 1 | 1 | 1 | 1 | 1 | 1 | 1 | 1 | 1 | 1 | 1 | 1 | 1 | 1 | 1 | 1 | 1 | 1 | 1 | 1 | 1 | 1 | 1 | 1 | 1 | 1 | 1 | 1 | 1 | 1 | 1 | 1 | 1 | 1 | 1 | 1 | 1 | 1 | 1 | 1
Industrial_Paper and Printing_New_Space Heating_Natural Gas | Industrial | Paper and Printing | New | Space Heating | Natural Gas | 21.32% | 19.76% | 58.91% | -30% | 0% | 0% | 0% | 0% | 0% | 100% | 1 | 1 | 1 | 1 | 1 | 1 | 1 | 1 | 1 | 1 | 1 | 1 | 1 | 1 | 1 | 1 | 1 | 1 | 1 | 1 | 1 | 1 | 1 | 1 | 1 | 1 | 1 | 1 | 1 | 1 | 1 | 1 | 1 | 1 | 1 | 1 | 1 | 1 | 1 | 1 | 1 | 1 | 1 | 1 | 1 | 1 | 1 | 1 | 1 | 1 | 1 | 1 | 1 | 1 | 1 | 1 | 1 | 1 | 1 | 1 | 1 | 1 | 1 | 1 | 1 | 1 | 1
Industrial_Paper and Printing_New_Process_Natural Gas | Industrial | Paper and Printing | New | Process | Natural Gas | 0% | 0% | 0% | 0% | 0% | 0% | 0% | 0% | 0% | 100% | 1 | 1 | 1 | 1 | 1 | 1 | 1 | 1 | 1 | 1 | 1 | 1 | 1 | 1 | 1 | 1 | 1 | 1 | 1 | 1 | 1 | 1 | 1 | 1 | 1 | 1 | 1 | 1 | 1 | 1 | 1 | 1 | 1 | 1 | 1 | 1 | 1 | 1 | 1 | 1 | 1 | 1 | 1 | 1 | 1 | 1 | 1 | 1 | 1 | 1 | 1 | 1 | 1 | 1 | 1 | 1 | 1 | 1 | 1 | 1 | 1 | 1 | 1 | 1 | 1 | 1 | 1
Industrial_Paper and Printing_New_Miscellaneous_Natural Gas | Industrial | Paper and Printing | New | Miscellaneous | Natural Gas | 0% | 0% | 0% | -10% | 0% | 0% | 0% | 0% | 0% | 100% | 1 | 1 | 1 | 1 | 1 | 1 | 1 | 1 | 1 | 1 | 1 | 1 | 1 | 1 | 1 | 1 | 1 | 1 | 1 | 1 | 1 | 1 | 1 | 1 | 1 | 1 | 1 | 1 | 1 | 1 | 1 | 1 | 1 | 1 | 1 | 1 | 1 | 1 | 1 | 1 | 1 | 1 | 1 | 1 | 1 | 1 | 1 | 1 | 1 | 1 | 1 | 1 | 1 | 1 | 1 | 1 | 1 | 1 | 1 | 1 | 1 | 1 | 1 | 1 | 1 | 1 | 1
Industrial_Instruments_Existing_Space Heating_Natural Gas | Industrial | Instruments | Existing | Space Heating | Natural Gas | 21.32% | 19.76% | 58.91% | -30% | 0% | 0% | 0% | 0% | 0% | 100% | 1 | 1 | 1 | 1 | 1 | 1 | 1 | 1 | 1 | 1 | 1 | 1 | 1 | 1 | 1 | 1 | 1 | 1 | 1 | 1 | 1 | 1 | 1 | 1 | 1 | 1 | 1 | 1 | 1 | 1 | 1 | 1 | 1 | 1 | 1 | 1 | 1 | 1 | 1 | 1 | 1 | 1 | 1 | 1 | 1 | 1 | 1 | 1 | 1 | 1 | 1 | 1 | 1 | 1 | 1 | 1 | 1 | 1 | 1 | 1 | 1 | 1 | 1 | 1 | 1 | 1 | 1
Industrial_Instruments_Existing_Process_Natural Gas | Industrial | Instruments | Existing | Process | Natural Gas | 0% | 0% | 0% | 0% | 0% | 0% | 0% | 0% | 0% | 100% | 1 | 1 | 1 | 1 | 1 | 1 | 1 | 1 | 1 | 1 | 1 | 1 | 1 | 1 | 1 | 1 | 1 | 1 | 1 | 1 | 1 | 1 | 1 | 1 | 1 | 1 | 1 | 1 | 1 | 1 | 1 | 1 | 1 | 1 | 1 | 1 | 1 | 1 | 1 | 1 | 1 | 1 | 1 | 1 | 1 | 1 | 1 | 1 | 1 | 1 | 1 | 1 | 1 | 1 | 1 | 1 | 1 | 1 | 1 | 1 | 1 | 1 | 1 | 1 | 1 | 1 | 1
Industrial_Instruments_Existing_Miscellaneous_Natural Gas | Industrial | Instruments | Existing | Miscellaneous | Natural Gas | 0% | 0% | 0% | -10% | 0% | 0% | 0% | 0% | 0% | 100% | 1 | 1 | 1 | 1 | 1 | 1 | 1 | 1 | 1 | 1 | 1 | 1 | 1 | 1 | 1 | 1 | 1 | 1 | 1 | 1 | 1 | 1 | 1 | 1 | 1 | 1 | 1 | 1 | 1 | 1 | 1 | 1 | 1 | 1 | 1 | 1 | 1 | 1 | 1 | 1 | 1 | 1 | 1 | 1 | 1 | 1 | 1 | 1 | 1 | 1 | 1 | 1 | 1 | 1 | 1 | 1 | 1 | 1 | 1 | 1 | 1 | 1 | 1 | 1 | 1 | 1 | 1
Industrial_Instruments_New_Space Heating_Natural Gas | Industrial | Instruments | New | Space Heating | Natural Gas | 21.32% | 19.76% | 58.91% | -30% | 0% | 0% | 0% | 0% | 0% | 100% | 1 | 1 | 1 | 1 | 1 | 1 | 1 | 1 | 1 | 1 | 1 | 1 | 1 | 1 | 1 | 1 | 1 | 1 | 1 | 1 | 1 | 1 | 1 | 1 | 1 | 1 | 1 | 1 | 1 | 1 | 1 | 1 | 1 | 1 | 1 | 1 | 1 | 1 | 1 | 1 | 1 | 1 | 1 | 1 | 1 | 1 | 1 | 1 | 1 | 1 | 1 | 1 | 1 | 1 | 1 | 1 | 1 | 1 | 1 | 1 | 1 | 1 | 1 | 1 | 1 | 1 | 1
Industrial_Instruments_New_Process_Natural Gas | Industrial | Instruments | New | Process | Natural Gas | 0% | 0% | 0% | 0% | 0% | 0% | 0% | 0% | 0% | 100% | 1 | 1 | 1 | 1 | 1 | 1 | 1 | 1 | 1 | 1 | 1 | 1 | 1 | 1 | 1 | 1 | 1 | 1 | 1 | 1 | 1 | 1 | 1 | 1 | 1 | 1 | 1 | 1 | 1 | 1 | 1 | 1 | 1 | 1 | 1 | 1 | 1 | 1 | 1 | 1 | 1 | 1 | 1 | 1 | 1 | 1 | 1 | 1 | 1 | 1 | 1 | 1 | 1 | 1 | 1 | 1 | 1 | 1 | 1 | 1 | 1 | 1 | 1 | 1 | 1 | 1 | 1
Industrial_Instruments_New_Miscellaneous_Natural Gas | Industrial | Instruments | New | Miscellaneous | Natural Gas | 0% | 0% | 0% | -10% | 0% | 0% | 0% | 0% | 0% | 100% | 1 | 1 | 1 | 1 | 1 | 1 | 1 | 1 | 1 | 1 | 1 | 1 | 1 | 1 | 1 | 1 | 1 | 1 | 1 | 1 | 1 | 1 | 1 | 1 | 1 | 1 | 1 | 1 | 1 | 1 | 1 | 1 | 1 | 1 | 1 | 1 | 1 | 1 | 1 | 1 | 1 | 1 | 1 | 1 | 1 | 1 | 1 | 1 | 1 | 1 | 1 | 1 | 1 | 1 | 1 | 1 | 1 | 1 | 1 | 1 | 1 | 1 | 1 | 1 | 1 | 1 | 1
Industrial_Wood and Lumber Products_Existing_Space Heating_Natural Gas | Industrial | Wood and Lumber Products | Existing | Space Heating | Natural Gas | 21.32% | 19.76% | 58.91% | -30% | 0% | 0% | 0% | 0% | 0% | 100% | 1 | 1 | 1 | 1 | 1 | 1 | 1 | 1 | 1 | 1 | 1 | 1 | 1 | 1 | 1 | 1 | 1 | 1 | 1 | 1 | 1 | 1 | 1 | 1 | 1 | 1 | 1 | 1 | 1 | 1 | 1 | 1 | 1 | 1 | 1 | 1 | 1 | 1 | 1 | 1 | 1 | 1 | 1 | 1 | 1 | 1 | 1 | 1 | 1 | 1 | 1 | 1 | 1 | 1 | 1 | 1 | 1 | 1 | 1 | 1 | 1 | 1 | 1 | 1 | 1 | 1 | 1
Industrial_Wood and Lumber Products_Existing_Process_Natural Gas | Industrial | Wood and Lumber Products | Existing | Process | Natural Gas | 0% | 0% | 0% | 0% | 0% | 0% | 0% | 0% | 0% | 100% | 1 | 1 | 1 | 1 | 1 | 1 | 1 | 1 | 1 | 1 | 1 | 1 | 1 | 1 | 1 | 1 | 1 | 1 | 1 | 1 | 1 | 1 | 1 | 1 | 1 | 1 | 1 | 1 | 1 | 1 | 1 | 1 | 1 | 1 | 1 | 1 | 1 | 1 | 1 | 1 | 1 | 1 | 1 | 1 | 1 | 1 | 1 | 1 | 1 | 1 | 1 | 1 | 1 | 1 | 1 | 1 | 1 | 1 | 1 | 1 | 1 | 1 | 1 | 1 | 1 | 1 | 1
Industrial_Wood and Lumber Products_Existing_Miscellaneous_Natural Gas | Industrial | Wood and Lumber Products | Existing | Miscellaneous | Natural Gas | 0% | 0% | 0% | -10% | 0% | 0% | 0% | 0% | 0% | 100% | 1 | 1 | 1 | 1 | 1 | 1 | 1 | 1 | 1 | 1 | 1 | 1 | 1 | 1 | 1 | 1 | 1 | 1 | 1 | 1 | 1 | 1 | 1 | 1 | 1 | 1 | 1 | 1 | 1 | 1 | 1 | 1 | 1 | 1 | 1 | 1 | 1 | 1 | 1 | 1 | 1 | 1 | 1 | 1 | 1 | 1 | 1 | 1 | 1 | 1 | 1 | 1 | 1 | 1 | 1 | 1 | 1 | 1 | 1 | 1 | 1 | 1 | 1 | 1 | 1 | 1 | 1
Industrial_Wood and Lumber Products_New_Space Heating_Natural Gas | Industrial | Wood and Lumber Products | New | Space Heating | Natural Gas | 21.32% | 19.76% | 58.91% | -30% | 0% | 0% | 0% | 0% | 0% | 100% | 1 | 1 | 1 | 1 | 1 | 1 | 1 | 1 | 1 | 1 | 1 | 1 | 1 | 1 | 1 | 1 | 1 | 1 | 1 | 1 | 1 | 1 | 1 | 1 | 1 | 1 | 1 | 1 | 1 | 1 | 1 | 1 | 1 | 1 | 1 | 1 | 1 | 1 | 1 | 1 | 1 | 1 | 1 | 1 | 1 | 1 | 1 | 1 | 1 | 1 | 1 | 1 | 1 | 1 | 1 | 1 | 1 | 1 | 1 | 1 | 1 | 1 | 1 | 1 | 1 | 1 | 1
Industrial_Wood and Lumber Products_New_Process_Natural Gas | Industrial | Wood and Lumber Products | New | Process | Natural Gas | 0% | 0% | 0% | 0% | 0% | 0% | 0% | 0% | 0% | 100% | 1 | 1 | 1 | 1 | 1 | 1 | 1 | 1 | 1 | 1 | 1 | 1 | 1 | 1 | 1 | 1 | 1 | 1 | 1 | 1 | 1 | 1 | 1 | 1 | 1 | 1 | 1 | 1 | 1 | 1 | 1 | 1 | 1 | 1 | 1 | 1 | 1 | 1 | 1 | 1 | 1 | 1 | 1 | 1 | 1 | 1 | 1 | 1 | 1 | 1 | 1 | 1 | 1 | 1 | 1 | 1 | 1 | 1 | 1 | 1 | 1 | 1 | 1 | 1 | 1 | 1 | 1
Industrial_Wood and Lumber Products_New_Miscellaneous_Natural Gas | Industrial | Wood and Lumber Products | New | Miscellaneous | Natural Gas | 0% | 0% | 0% | -10% | 0% | 0% | 0% | 0% | 0% | 100% | 1 | 1 | 1 | 1 | 1 | 1 | 1 | 1 | 1 | 1 | 1 | 1 | 1 | 1 | 1 | 1 | 1 | 1 | 1 | 1 | 1 | 1 | 1 | 1 | 1 | 1 | 1 | 1 | 1 | 1 | 1 | 1 | 1 | 1 | 1 | 1 | 1 | 1 | 1 | 1 | 1 | 1 | 1 | 1 | 1 | 1 | 1 | 1 | 1 | 1 | 1 | 1 | 1 | 1 | 1 | 1 | 1 | 1 | 1 | 1 | 1 | 1 | 1 | 1 | 1 | 1 | 1
Industrial_Other Industrial_Existing_Space Heating_Natural Gas | Industrial | Other Industrial | Existing | Space Heating | Natural Gas | 21.32% | 19.76% | 58.91% | -30% | 0% | 0% | 0% | 0% | 0% | 100% | 1 | 1 | 1 | 1 | 1 | 1 | 1 | 1 | 1 | 1 | 1 | 1 | 1 | 1 | 1 | 1 | 1 | 1 | 1 | 1 | 1 | 1 | 1 | 1 | 1 | 1 | 1 | 1 | 1 | 1 | 1 | 1 | 1 | 1 | 1 | 1 | 1 | 1 | 1 | 1 | 1 | 1 | 1 | 1 | 1 | 1 | 1 | 1 | 1 | 1 | 1 | 1 | 1 | 1 | 1 | 1 | 1 | 1 | 1 | 1 | 1 | 1 | 1 | 1 | 1 | 1 | 1
Industrial_Other Industrial_Existing_Process_Natural Gas | Industrial | Other Industrial | Existing | Process | Natural Gas | 0% | 0% | 0% | 0% | 0% | 0% | 0% | 0% | 0% | 100% | 1 | 1 | 1 | 1 | 1 | 1 | 1 | 1 | 1 | 1 | 1 | 1 | 1 | 1 | 1 | 1 | 1 | 1 | 1 | 1 | 1 | 1 | 1 | 1 | 1 | 1 | 1 | 1 | 1 | 1 | 1 | 1 | 1 | 1 | 1 | 1 | 1 | 1 | 1 | 1 | 1 | 1 | 1 | 1 | 1 | 1 | 1 | 1 | 1 | 1 | 1 | 1 | 1 | 1 | 1 | 1 | 1 | 1 | 1 | 1 | 1 | 1 | 1 | 1 | 1 | 1 | 1
Industrial_Other Industrial_Existing_Miscellaneous_Natural Gas | Industrial | Other Industrial | Existing | Miscellaneous | Natural Gas | 0% | 0% | 0% | -10% | 0% | 0% | 0% | 0% | 0% | 100% | 1 | 1 | 1 | 1 | 1 | 1 | 1 | 1 | 1 | 1 | 1 | 1 | 1 | 1 | 1 | 1 | 1 | 1 | 1 | 1 | 1 | 1 | 1 | 1 | 1 | 1 | 1 | 1 | 1 | 1 | 1 | 1 | 1 | 1 | 1 | 1 | 1 | 1 | 1 | 1 | 1 | 1 | 1 | 1 | 1 | 1 | 1 | 1 | 1 | 1 | 1 | 1 | 1 | 1 | 1 | 1 | 1 | 1 | 1 | 1 | 1 | 1 | 1 | 1 | 1 | 1 | 1
Industrial_Other Industrial_New_Space Heating_Natural Gas | Industrial | Other Industrial | New | Space Heating | Natural Gas | 21.32% | 19.76% | 58.91% | -30% | 0% | 0% | 0% | 0% | 0% | 100% | 1 | 1 | 1 | 1 | 1 | 1 | 1 | 1 | 1 | 1 | 1 | 1 | 1 | 1 | 1 | 1 | 1 | 1 | 1 | 1 | 1 | 1 | 1 | 1 | 1 | 1 | 1 | 1 | 1 | 1 | 1 | 1 | 1 | 1 | 1 | 1 | 1 | 1 | 1 | 1 | 1 | 1 | 1 | 1 | 1 | 1 | 1 | 1 | 1 | 1 | 1 | 1 | 1 | 1 | 1 | 1 | 1 | 1 | 1 | 1 | 1 | 1 | 1 | 1 | 1 | 1 | 1
Industrial_Other Industrial_New_Process_Natural Gas | Industrial | Other Industrial | New | Process | Natural Gas | 0% | 0% | 0% | 0% | 0% | 0% | 0% | 0% | 0% | 100% | 1 | 1 | 1 | 1 | 1 | 1 | 1 | 1 | 1 | 1 | 1 | 1 | 1 | 1 | 1 | 1 | 1 | 1 | 1 | 1 | 1 | 1 | 1 | 1 | 1 | 1 | 1 | 1 | 1 | 1 | 1 | 1 | 1 | 1 | 1 | 1 | 1 | 1 | 1 | 1 | 1 | 1 | 1 | 1 | 1 | 1 | 1 | 1 | 1 | 1 | 1 | 1 | 1 | 1 | 1 | 1 | 1 | 1 | 1 | 1 | 1 | 1 | 1 | 1 | 1 | 1 | 1
Industrial_Other Industrial_New_Miscellaneous_Natural Gas | Industrial | Other Industrial | New | Miscellaneous | Natural Gas | 0% | 0% | 0% | -10% | 0% | 0% | 0% | 0% | 0% | 100% | 1 | 1 | 1 | 1 | 1 | 1 | 1 | 1 | 1 | 1 | 1 | 1 | 1 | 1 | 1 | 1 | 1 | 1 | 1 | 1 | 1 | 1 | 1 | 1 | 1 | 1 | 1 | 1 | 1 | 1 | 1 | 1 | 1 | 1 | 1 | 1 | 1 | 1 | 1 | 1 | 1 | 1 | 1 | 1 | 1 | 1 | 1 | 1 | 1 | 1 | 1 | 1 | 1 | 1 | 1 | 1 | 1 | 1 | 1 | 1 | 1 | 1 | 1 | 1 | 1 | 1 | 1
Note on Q2: Walter, Ken: Normals, control totals weather normalized

## Potential Factors
Key | Sector | Segment | Vintage | End Use | Fuel | Technology | Type | 2016 | 2017 | 2018 | 2019 | 2020 | 2021 | 2022 | 2023 | 2024 | 2025 | 2026 | 2027 | 2028 | 2029 | 2030 | 2031 | 2032 | 2033 | 2034 | 2035 | 2036 | 2037 | 2038 | 2039 | 2040 | 2041 | 2042 | 2043 | 2044 | 2045
Industrial_Food Products_Existing_Space Heating_Natural Gas_Furnace_MAP | Industrial | Food Products | Existing | Space Heating | Natural Gas | Furnace | MAP | bar: 2016 to 2045
Industrial_Food Products_Existing_Space Heating_Natural Gas_Boiler_MAP | Industrial | Food Products | Existing | Space Heating | Natural Gas | Boiler | MAP | bar: 2016 to 2045
Industrial_Food Products_Existing_Space Heating_Natural Gas_Unit Heater_MAP | Industrial | Food Products | Existing | Space Heating | Natural Gas | Unit Heater | MAP | bar: 2016 to 2045
Industrial_Food Products_Existing_Process_Natural Gas_Process Boiler_MAP | Industrial | Food Products | Existing | Process | Natural Gas | Process Boiler | MAP | bar: 2016 to 2045
Industrial_Food Products_Existing_Process_Natural Gas_Process Heating_MAP | Industrial | Food Products | Existing | Process | Natural Gas | Process Heating | MAP | bar: 2016 to 2045
Industrial_Food Products_Existing_Process_Natural Gas_Process Cooling_MAP | Industrial | Food Products | Existing | Process | Natural Gas | Process Cooling | MAP | bar: 2016 to 2045
Industrial_Food Products_Existing_Process_Natural Gas_Other Process_MAP | Industrial | Food Products | Existing | Process | Natural Gas | Other Process | MAP | bar: 2016 to 2045
Industrial_Food Products_Existing_Miscellaneous_Natural Gas_Miscellaneous_MAP | Industrial | Food Products | Existing | Miscellaneous | Natural Gas | Miscellaneous | MAP | bar: 2016 to 2045
Industrial_Food Products_New_Space Heating_Natural Gas_Furnace_MAP | Industrial | Food Products | New | Space Heating | Natural Gas | Furnace | MAP | bar: 2016 to 2045
Industrial_Food Products_New_Space Heating_Natural Gas_Boiler_MAP | Industrial | Food Products | New | Space Heating | Natural Gas | Boiler | MAP | bar: 2016 to 2045
Industrial_Food Products_New_Space Heating_Natural Gas_Unit Heater_MAP | Industrial | Food Products | New | Space Heating | Natural Gas | Unit Heater | MAP | bar: 2016 to 2045
Industrial_Food Products_New_Process_Natural Gas_Process Boiler_MAP | Industrial | Food Products | New | Process | Natural Gas | Process Boiler | MAP | bar: 2016 to 2045
Industrial_Food Products_New_Process_Natural Gas_Process Heating_MAP | Industrial | Food Products | New | Process | Natural Gas | Process Heating | MAP | bar: 2016 to 2045
Industrial_Food Products_New_Process_Natural Gas_Process Cooling_MAP | Industrial | Food Products | New | Process | Natural Gas | Process Cooling | MAP | bar: 2016 to 2045
Industrial_Food Products_New_Process_Natural Gas_Other Process_MAP | Industrial | Food Products | New | Process | Natural Gas | Other Process | MAP | bar: 2016 to 2045
Industrial_Food Products_New_Miscellaneous_Natural Gas_Miscellaneous_MAP | Industrial | Food Products | New | Miscellaneous | Natural Gas | Miscellaneous | MAP | bar: 2016 to 2045
Industrial_Agriculture_Existing_Space Heating_Natural Gas_Furnace_MAP | Industrial | Agriculture | Existing | Space Heating | Natural Gas | Furnace | MAP | bar: 2016 to 2045
Industrial_Agriculture_Existing_Space Heating_Natural Gas_Boiler_MAP | Industrial | Agriculture | Existing | Space Heating | Natural Gas | Boiler | MAP | bar: 2016 to 2045
Industrial_Agriculture_Existing_Space Heating_Natural Gas_Unit Heater_MAP | Industrial | Agriculture | Existing | Space Heating | Natural Gas | Unit Heater | MAP | bar: 2016 to 2045
Industrial_Agriculture_Existing_Process_Natural Gas_Process Boiler_MAP | Industrial | Agriculture | Existing | Process | Natural Gas | Process Boiler | MAP | bar: 2016 to 2045
Industrial_Agriculture_Existing_Process_Natural Gas_Process Heating_MAP | Industrial | Agriculture | Existing | Process | Natural Gas | Process Heating | MAP | bar: 2016 to 2045
Industrial_Agriculture_Existing_Process_Natural Gas_Process Cooling_MAP | Industrial | Agriculture | Existing | Process | Natural Gas | Process Cooling | MAP | bar: 2016 to 2045
Industrial_Agriculture_Existing_Process_Natural Gas_Other Process_MAP | Industrial | Agriculture | Existing | Process | Natural Gas | Other Process | MAP | bar: 2016 to 2045
Industrial_Agriculture_Existing_Miscellaneous_Natural Gas_Miscellaneous_MAP | Industrial | Agriculture | Existing | Miscellaneous | Natural Gas | Miscellaneous | MAP | bar: 2016 to 2045
Industrial_Agriculture_New_Space Heating_Natural Gas_Furnace_MAP | Industrial | Agriculture | New | Space Heating | Natural Gas | Furnace | MAP | bar: 2016 to 2045
Industrial_Agriculture_New_Space Heating_Natural Gas_Boiler_MAP | Industrial | Agriculture | New | Space Heating | Natural Gas | Boiler | MAP | bar: 2016 to 2045
Industrial_Agriculture_New_Space Heating_Natural Gas_Unit Heater_MAP | Industrial | Agriculture | New | Space Heating | Natural Gas | Unit Heater | MAP | bar: 2016 to 2045
Industrial_Agriculture_New_Process_Natural Gas_Process Boiler_MAP | Industrial | Agriculture | New | Process | Natural Gas | Process Boiler | MAP | bar: 2016 to 2045
Industrial_Agriculture_New_Process_Natural Gas_Process Heating_MAP | Industrial | Agriculture | New | Process | Natural Gas | Process Heating | MAP | bar: 2016 to 2045
Industrial_Agriculture_New_Process_Natural Gas_Process Cooling_MAP | Industrial | Agriculture | New | Process | Natural Gas | Process Cooling | MAP | bar: 2016 to 2045
Industrial_Agriculture_New_Process_Natural Gas_Other Process_MAP | Industrial | Agriculture | New | Process | Natural Gas | Other Process | MAP | bar: 2016 to 2045
Industrial_Agriculture_New_Miscellaneous_Natural Gas_Miscellaneous_MAP | Industrial | Agriculture | New | Miscellaneous | Natural Gas | Miscellaneous | MAP | bar: 2016 to 2045
Industrial_Primary Metals_Existing_Space Heating_Natural Gas_Furnace_MAP | Industrial | Primary Metals | Existing | Space Heating | Natural Gas | Furnace | MAP | bar: 2016 to 2045
Industrial_Primary Metals_Existing_Space Heating_Natural Gas_Boiler_MAP | Industrial | Primary Metals | Existing | Space Heating | Natural Gas | Boiler | MAP | bar: 2016 to 2045
Industrial_Primary Metals_Existing_Space Heating_Natural Gas_Unit Heater_MAP | Industrial | Primary Metals | Existing | Space Heating | Natural Gas | Unit Heater | MAP | bar: 2016 to 2045
Industrial_Primary Metals_Existing_Process_Natural Gas_Process Boiler_MAP | Industrial | Primary Metals | Existing | Process | Natural Gas | Process Boiler | MAP | bar: 2016 to 2045
Industrial_Primary Metals_Existing_Process_Natural Gas_Process Heating_MAP | Industrial | Primary Metals | Existing | Process | Natural Gas | Process Heating | MAP | bar: 2016 to 2045
Industrial_Primary Metals_Existing_Process_Natural Gas_Process Cooling_MAP | Industrial | Primary Metals | Existing | Process | Natural Gas | Process Cooling | MAP | bar: 2016 to 2045
Industrial_Primary Metals_Existing_Process_Natural Gas_Other Process_MAP | Industrial | Primary Metals | Existing | Process | Natural Gas | Other Process | MAP | bar: 2016 to 2045
Industrial_Primary Metals_Existing_Miscellaneous_Natural Gas_Miscellaneous_MAP | Industrial | Primary Metals | Existing | Miscellaneous | Natural Gas | Miscellaneous | MAP | bar: 2016 to 2045
Industrial_Primary Metals_New_Space Heating_Natural Gas_Furnace_MAP | Industrial | Primary Metals | New | Space Heating | Natural Gas | Furnace | MAP | bar: 2016 to 2045
Industrial_Primary Metals_New_Space Heating_Natural Gas_Boiler_MAP | Industrial | Primary Metals | New | Space Heating | Natural Gas | Boiler | MAP | bar: 2016 to 2045
Industrial_Primary Metals_New_Space Heating_Natural Gas_Unit Heater_MAP | Industrial | Primary Metals | New | Space Heating | Natural Gas | Unit Heater | MAP | bar: 2016 to 2045
Industrial_Primary Metals_New_Process_Natural Gas_Process Boiler_MAP | Industrial | Primary Metals | New | Process | Natural Gas | Process Boiler | MAP | bar: 2016 to 2045
Industrial_Primary Metals_New_Process_Natural Gas_Process Heating_MAP | Industrial | Primary Metals | New | Process | Natural Gas | Process Heating | MAP | bar: 2016 to 2045
Industrial_Primary Metals_New_Process_Natural Gas_Process Cooling_MAP | Industrial | Primary Metals | New | Process | Natural Gas | Process Cooling | MAP | bar: 2016 to 2045
Industrial_Primary Metals_New_Process_Natural Gas_Other Process_MAP | Industrial | Primary Metals | New | Process | Natural Gas | Other Process | MAP | bar: 2016 to 2045
Industrial_Primary Metals_New_Miscellaneous_Natural Gas_Miscellaneous_MAP | Industrial | Primary Metals | New | Miscellaneous | Natural Gas | Miscellaneous | MAP | bar: 2016 to 2045
Industrial_Stone, Clay, and Glass_Existing_Space Heating_Natural Gas_Furnace_MAP | Industrial | Stone, Clay, and Glass | Existing | Space Heating | Natural Gas | Furnace | MAP | bar: 2016 to 2045
Industrial_Stone, Clay, and Glass_Existing_Space Heating_Natural Gas_Boiler_MAP | Industrial | Stone, Clay, and Glass | Existing | Space Heating | Natural Gas | Boiler | MAP | bar: 2016 to 2045
Industrial_Stone, Clay, and Glass_Existing_Space Heating_Natural Gas_Unit Heater_MAP | Industrial | Stone, Clay, and Glass | Existing | Space Heating | Natural Gas | Unit Heater | MAP | bar: 2016 to 2045
Industrial_Stone, Clay, and Glass_Existing_Process_Natural Gas_Process Boiler_MAP | Industrial | Stone, Clay, and Glass | Existing | Process | Natural Gas | Process Boiler | MAP | bar: 2016 to 2045
Industrial_Stone, Clay, and Glass_Existing_Process_Natural Gas_Process Heating_MAP | Industrial | Stone, Clay, and Glass | Existing | Process | Natural Gas | Process Heating | MAP | bar: 2016 to 2045
Industrial_Stone, Clay, and Glass_Existing_Process_Natural Gas_Process Cooling_MAP | Industrial | Stone, Clay, and Glass | Existing | Process | Natural Gas | Process Cooling | MAP | bar: 2016 to 2045
Industrial_Stone, Clay, and Glass_Existing_Process_Natural Gas_Other Process_MAP | Industrial | Stone, Clay, and Glass | Existing | Process | Natural Gas | Other Process | MAP | bar: 2016 to 2045
Industrial_Stone, Clay, and Glass_Existing_Miscellaneous_Natural Gas_Miscellaneous_MAP | Industrial | Stone, Clay, and Glass | Existing | Miscellaneous | Natural Gas | Miscellaneous | MAP | bar: 2016 to 2045
Industrial_Stone, Clay, and Glass_New_Space Heating_Natural Gas_Furnace_MAP | Industrial | Stone, Clay, and Glass | New | Space Heating | Natural Gas | Furnace | MAP | bar: 2016 to 2045
Industrial_Stone, Clay, and Glass_New_Space Heating_Natural Gas_Boiler_MAP | Industrial | Stone, Clay, and Glass | New | Space Heating | Natural Gas | Boiler | MAP | bar: 2016 to 2045
Industrial_Stone, Clay, and Glass_New_Space Heating_Natural Gas_Unit Heater_MAP | Industrial | Stone, Clay, and Glass | New | Space Heating | Natural Gas | Unit Heater | MAP | bar: 2016 to 2045
Industrial_Stone, Clay, and Glass_New_Process_Natural Gas_Process Boiler_MAP | Industrial | Stone, Clay, and Glass | New | Process | Natural Gas | Process Boiler | MAP | bar: 2016 to 2045
Industrial_Stone, Clay, and Glass_New_Process_Natural Gas_Process Heating_MAP | Industrial | Stone, Clay, and Glass | New | Process | Natural Gas | Process Heating | MAP | bar: 2016 to 2045
Industrial_Stone, Clay, and Glass_New_Process_Natural Gas_Process Cooling_MAP | Industrial | Stone, Clay, and Glass | New | Process | Natural Gas | Process Cooling | MAP | bar: 2016 to 2045
Industrial_Stone, Clay, and Glass_New_Process_Natural Gas_Other Process_MAP | Industrial | Stone, Clay, and Glass | New | Process | Natural Gas | Other Process | MAP | bar: 2016 to 2045
Industrial_Stone, Clay, and Glass_New_Miscellaneous_Natural Gas_Miscellaneous_MAP | Industrial | Stone, Clay, and Glass | New | Miscellaneous | Natural Gas | Miscellaneous | MAP | bar: 2016 to 2045
Industrial_Petroleum_Existing_Space Heating_Natural Gas_Furnace_MAP | Industrial | Petroleum | Existing | Space Heating | Natural Gas | Furnace | MAP | bar: 2016 to 2045
Industrial_Petroleum_Existing_Space Heating_Natural Gas_Boiler_MAP | Industrial | Petroleum | Existing | Space Heating | Natural Gas | Boiler | MAP | bar: 2016 to 2045
Industrial_Petroleum_Existing_Space Heating_Natural Gas_Unit Heater_MAP | Industrial | Petroleum | Existing | Space Heating | Natural Gas | Unit Heater | MAP | bar: 2016 to 2045
Industrial_Petroleum_Existing_Process_Natural Gas_Process Boiler_MAP | Industrial | Petroleum | Existing | Process | Natural Gas | Process Boiler | MAP | bar: 2016 to 2045
Industrial_Petroleum_Existing_Process_Natural Gas_Process Heating_MAP | Industrial | Petroleum | Existing | Process | Natural Gas | Process Heating | MAP | bar: 2016 to 2045
Industrial_Petroleum_Existing_Process_Natural Gas_Process Cooling_MAP | Industrial | Petroleum | Existing | Process | Natural Gas | Process Cooling | MAP | bar: 2016 to 2045
Industrial_Petroleum_Existing_Process_Natural Gas_Other Process_MAP | Industrial | Petroleum | Existing | Process | Natural Gas | Other Process | MAP | bar: 2016 to 2045
Industrial_Petroleum_Existing_Miscellaneous_Natural Gas_Miscellaneous_MAP | Industrial | Petroleum | Existing | Miscellaneous | Natural Gas | Miscellaneous | MAP | bar: 2016 to 2045
Industrial_Petroleum_New_Space Heating_Natural Gas_Furnace_MAP | Industrial | Petroleum | New | Space Heating | Natural Gas | Furnace | MAP | bar: 2016 to 2045
Industrial_Petroleum_New_Space Heating_Natural Gas_Boiler_MAP | Industrial | Petroleum | New | Space Heating | Natural Gas | Boiler | MAP | bar: 2016 to 2045
Industrial_Petroleum_New_Space Heating_Natural Gas_Unit Heater_MAP | Industrial | Petroleum | New | Space Heating | Natural Gas | Unit Heater | MAP | bar: 2016 to 2045
Industrial_Petroleum_New_Process_Natural Gas_Process Boiler_MAP | Industrial | Petroleum | New | Process | Natural Gas | Process Boiler | MAP | bar: 2016 to 2045
Industrial_Petroleum_New_Process_Natural Gas_Process Heating_MAP | Industrial | Petroleum | New | Process | Natural Gas | Process Heating | MAP | bar: 2016 to 2045
Industrial_Petroleum_New_Process_Natural Gas_Process Cooling_MAP | Industrial | Petroleum | New | Process | Natural Gas | Process Cooling | MAP | bar: 2016 to 2045
Industrial_Petroleum_New_Process_Natural Gas_Other Process_MAP | Industrial | Petroleum | New | Process | Natural Gas | Other Process | MAP | bar: 2016 to 2045
Industrial_Petroleum_New_Miscellaneous_Natural Gas_Miscellaneous_MAP | Industrial | Petroleum | New | Miscellaneous | Natural Gas | Miscellaneous | MAP | bar: 2016 to 2045
Industrial_Paper and Printing_Existing_Space Heating_Natural Gas_Furnace_MAP | Industrial | Paper and Printing | Existing | Space Heating | Natural Gas | Furnace | MAP | bar: 2016 to 2045
Industrial_Paper and Printing_Existing_Space Heating_Natural Gas_Boiler_MAP | Industrial | Paper and Printing | Existing | Space Heating | Natural Gas | Boiler | MAP | bar: 2016 to 2045
Industrial_Paper and Printing_Existing_Space Heating_Natural Gas_Unit Heater_MAP | Industrial | Paper and Printing | Existing | Space Heating | Natural Gas | Unit Heater | MAP | bar: 2016 to 2045
Industrial_Paper and Printing_Existing_Process_Natural Gas_Process Boiler_MAP | Industrial | Paper and Printing | Existing | Process | Natural Gas | Process Boiler | MAP | bar: 2016 to 2045
Industrial_Paper and Printing_Existing_Process_Natural Gas_Process Heating_MAP | Industrial | Paper and Printing | Existing | Process | Natural Gas | Process Heating | MAP | bar: 2016 to 2045
Industrial_Paper and Printing_Existing_Process_Natural Gas_Process Cooling_MAP | Industrial | Paper and Printing | Existing | Process | Natural Gas | Process Cooling | MAP | bar: 2016 to 2045
Industrial_Paper and Printing_Existing_Process_Natural Gas_Other Process_MAP | Industrial | Paper and Printing | Existing | Process | Natural Gas | Other Process | MAP | bar: 2016 to 2045
Industrial_Paper and Printing_Existing_Miscellaneous_Natural Gas_Miscellaneous_MAP | Industrial | Paper and Printing | Existing | Miscellaneous | Natural Gas | Miscellaneous | MAP | bar: 2016 to 2045
Industrial_Paper and Printing_New_Space Heating_Natural Gas_Furnace_MAP | Industrial | Paper and Printing | New | Space Heating | Natural Gas | Furnace | MAP | bar: 2016 to 2045
Industrial_Paper and Printing_New_Space Heating_Natural Gas_Boiler_MAP | Industrial | Paper and Printing | New | Space Heating | Natural Gas | Boiler | MAP | bar: 2016 to 2045
Industrial_Paper and Printing_New_Space Heating_Natural Gas_Unit Heater_MAP | Industrial | Paper and Printing | New | Space Heating | Natural Gas | Unit Heater | MAP | bar: 2016 to 2045
Industrial_Paper and Printing_New_Process_Natural Gas_Process Boiler_MAP | Industrial | Paper and Printing | New | Process | Natural Gas | Process Boiler | MAP | bar: 2016 to 2045
Industrial_Paper and Printing_New_Process_Natural Gas_Process Heating_MAP | Industrial | Paper and Printing | New | Process | Natural Gas | Process Heating | MAP | bar: 2016 to 2045
Industrial_Paper and Printing_New_Process_Natural Gas_Process Cooling_MAP | Industrial | Paper and Printing | New | Process | Natural Gas | Process Cooling | MAP | bar: 2016 to 2045
Industrial_Paper and Printing_New_Process_Natural Gas_Other Process_MAP | Industrial | Paper and Printing | New | Process | Natural Gas | Other Process | MAP | bar: 2016 to 2045
Industrial_Paper and Printing_New_Miscellaneous_Natural Gas_Miscellaneous_MAP | Industrial | Paper and Printing | New | Miscellaneous | Natural Gas | Miscellaneous | MAP | bar: 2016 to 2045
Industrial_Instruments_Existing_Space Heating_Natural Gas_Furnace_MAP | Industrial | Instruments | Existing | Space Heating | Natural Gas | Furnace | MAP | bar: 2016 to 2045
Industrial_Instruments_Existing_Space Heating_Natural Gas_Boiler_MAP | Industrial | Instruments | Existing | Space Heating | Natural Gas | Boiler | MAP | bar: 2016 to 2045
Industrial_Instruments_Existing_Space Heating_Natural Gas_Unit Heater_MAP | Industrial | Instruments | Existing | Space Heating | Natural Gas | Unit Heater | MAP | bar: 2016 to 2045
Industrial_Instruments_Existing_Process_Natural Gas_Process Boiler_MAP | Industrial | Instruments | Existing | Process | Natural Gas | Process Boiler | MAP | bar: 2016 to 2045
Industrial_Instruments_Existing_Process_Natural Gas_Process Heating_MAP | Industrial | Instruments | Existing | Process | Natural Gas | Process Heating | MAP | bar: 2016 to 2045
Industrial_Instruments_Existing_Process_Natural Gas_Process Cooling_MAP | Industrial | Instruments | Existing | Process | Natural Gas | Process Cooling | MAP | bar: 2016 to 2045
Industrial_Instruments_Existing_Process_Natural Gas_Other Process_MAP | Industrial | Instruments | Existing | Process | Natural Gas | Other Process | MAP | bar: 2016 to 2045
Industrial_Instruments_Existing_Miscellaneous_Natural Gas_Miscellaneous_MAP | Industrial | Instruments | Existing | Miscellaneous | Natural Gas | Miscellaneous | MAP | bar: 2016 to 2045
Industrial_Instruments_New_Space Heating_Natural Gas_Furnace_MAP | Industrial | Instruments | New | Space Heating | Natural Gas | Furnace | MAP | bar: 2016 to 2045
Industrial_Instruments_New_Space Heating_Natural Gas_Boiler_MAP | Industrial | Instruments | New | Space Heating | Natural Gas | Boiler | MAP | bar: 2016 to 2045
Industrial_Instruments_New_Space Heating_Natural Gas_Unit Heater_MAP | Industrial | Instruments | New | Space Heating | Natural Gas | Unit Heater | MAP | bar: 2016 to 2045
Industrial_Instruments_New_Process_Natural Gas_Process Boiler_MAP | Industrial | Instruments | New | Process | Natural Gas | Process Boiler | MAP | bar: 2016 to 2045
Industrial_Instruments_New_Process_Natural Gas_Process Heating_MAP | Industrial | Instruments | New | Process | Natural Gas | Process Heating | MAP | bar: 2016 to 2045
Industrial_Instruments_New_Process_Natural Gas_Process Cooling_MAP | Industrial | Instruments | New | Process | Natural Gas | Process Cooling | MAP | bar: 2016 to 2045
Industrial_Instruments_New_Process_Natural Gas_Other Process_MAP | Industrial | Instruments | New | Process | Natural Gas | Other Process | MAP | bar: 2016 to 2045
Industrial_Instruments_New_Miscellaneous_Natural Gas_Miscellaneous_MAP | Industrial | Instruments | New | Miscellaneous | Natural Gas | Miscellaneous | MAP | bar: 2016 to 2045
Industrial_Wood and Lumber Products_Existing_Space Heating_Natural Gas_Furnace_MAP | Industrial | Wood and Lumber Products | Existing | Space Heating | Natural Gas | Furnace | MAP | bar: 2016 to 2045
Industrial_Wood and Lumber Products_Existing_Space Heating_Natural Gas_Boiler_MAP | Industrial | Wood and Lumber Products | Existing | Space Heating | Natural Gas | Boiler | MAP | bar: 2016 to 2045
Industrial_Wood and Lumber Products_Existing_Space Heating_Natural Gas_Unit Heater_MAP | Industrial | Wood and Lumber Products | Existing | Space Heating | Natural Gas | Unit Heater | MAP | bar: 2016 to 2045
Industrial_Wood and Lumber Products_Existing_Process_Natural Gas_Process Boiler_MAP | Industrial | Wood and Lumber Products | Existing | Process | Natural Gas | Process Boiler | MAP | bar: 2016 to 2045
Industrial_Wood and Lumber Products_Existing_Process_Natural Gas_Process Heating_MAP | Industrial | Wood and Lumber Products | Existing | Process | Natural Gas | Process Heating | MAP | bar: 2016 to 2045
Industrial_Wood and Lumber Products_Existing_Process_Natural Gas_Process Cooling_MAP | Industrial | Wood and Lumber Products | Existing | Process | Natural Gas | Process Cooling | MAP | bar: 2016 to 2045
Industrial_Wood and Lumber Products_Existing_Process_Natural Gas_Other Process_MAP | Industrial | Wood and Lumber Products | Existing | Process | Natural Gas | Other Process | MAP | bar: 2016 to 2045
Industrial_Wood and Lumber Products_Existing_Miscellaneous_Natural Gas_Miscellaneous_MAP | Industrial | Wood and Lumber Products | Existing | Miscellaneous | Natural Gas | Miscellaneous | MAP | bar: 2016 to 2045
Industrial_Wood and Lumber Products_New_Space Heating_Natural Gas_Furnace_MAP | Industrial | Wood and Lumber Products | New | Space Heating | Natural Gas | Furnace | MAP | bar: 2016 to 2045
Industrial_Wood and Lumber Products_New_Space Heating_Natural Gas_Boiler_MAP | Industrial | Wood and Lumber Products | New | Space Heating | Natural Gas | Boiler | MAP | bar: 2016 to 2045
Industrial_Wood and Lumber Products_New_Space Heating_Natural Gas_Unit Heater_MAP | Industrial | Wood and Lumber Products | New | Space Heating | Natural Gas | Unit Heater | MAP | bar: 2016 to 2045
Industrial_Wood and Lumber Products_New_Process_Natural Gas_Process Boiler_MAP | Industrial | Wood and Lumber Products | New | Process | Natural Gas | Process Boiler | MAP | bar: 2016 to 2045
Industrial_Wood and Lumber Products_New_Process_Natural Gas_Process Heating_MAP | Industrial | Wood and Lumber Products | New | Process | Natural Gas | Process Heating | MAP | bar: 2016 to 2045
Industrial_Wood and Lumber Products_New_Process_Natural Gas_Process Cooling_MAP | Industrial | Wood and Lumber Products | New | Process | Natural Gas | Process Cooling | MAP | bar: 2016 to 2045
Industrial_Wood and Lumber Products_New_Process_Natural Gas_Other Process_MAP | Industrial | Wood and Lumber Products | New | Process | Natural Gas | Other Process | MAP | bar: 2016 to 2045
Industrial_Wood and Lumber Products_New_Miscellaneous_Natural Gas_Miscellaneous_MAP | Industrial | Wood and Lumber Products | New | Miscellaneous | Natural Gas | Miscellaneous | MAP | bar: 2016 to 2045
Industrial_Other Industrial_Existing_Space Heating_Natural Gas_Furnace_MAP | Industrial | Other Industrial | Existing | Space Heating | Natural Gas | Furnace | MAP | bar: 2016 to 2045
Industrial_Other Industrial_Existing_Space Heating_Natural Gas_Boiler_MAP | Industrial | Other Industrial | Existing | Space Heating | Natural Gas | Boiler | MAP | bar: 2016 to 2045
Industrial_Other Industrial_Existing_Space Heating_Natural Gas_Unit Heater_MAP | Industrial | Other Industrial | Existing | Space Heating | Natural Gas | Unit Heater | MAP | bar: 2016 to 2045
Industrial_Other Industrial_Existing_Process_Natural Gas_Process Boiler_MAP | Industrial | Other Industrial | Existing | Process | Natural Gas | Process Boiler | MAP | bar: 2016 to 2045
Industrial_Other Industrial_Existing_Process_Natural Gas_Process Heating_MAP | Industrial | Other Industrial | Existing | Process | Natural Gas | Process Heating | MAP | bar: 2016 to 2045
Industrial_Other Industrial_Existing_Process_Natural Gas_Process Cooling_MAP | Industrial | Other Industrial | Existing | Process | Natural Gas | Process Cooling | MAP | bar: 2016 to 2045
Industrial_Other Industrial_Existing_Process_Natural Gas_Other Process_MAP | Industrial | Other Industrial | Existing | Process | Natural Gas | Other Process | MAP | bar: 2016 to 2045
Industrial_Other Industrial_Existing_Miscellaneous_Natural Gas_Miscellaneous_MAP | Industrial | Other Industrial | Existing | Miscellaneous | Natural Gas | Miscellaneous | MAP | bar: 2016 to 2045
Industrial_Other Industrial_New_Space Heating_Natural Gas_Furnace_MAP | Industrial | Other Industrial | New | Space Heating | Natural Gas | Furnace | MAP | bar: 2016 to 2045
Industrial_Other Industrial_New_Space Heating_Natural Gas_Boiler_MAP | Industrial | Other Industrial | New | Space Heating | Natural Gas | Boiler | MAP | bar: 2016 to 2045
Industrial_Other Industrial_New_Space Heating_Natural Gas_Unit Heater_MAP | Industrial | Other Industrial | New | Space Heating | Natural Gas | Unit Heater | MAP | bar: 2016 to 2045
Industrial_Other Industrial_New_Process_Natural Gas_Process Boiler_MAP | Industrial | Other Industrial | New | Process | Natural Gas | Process Boiler | MAP | bar: 2016 to 2045
Industrial_Other Industrial_New_Process_Natural Gas_Process Heating_MAP | Industrial | Other Industrial | New | Process | Natural Gas | Process Heating | MAP | bar: 2016 to 2045
Industrial_Other Industrial_New_Process_Natural Gas_Process Cooling_MAP | Industrial | Other Industrial | New | Process | Natural Gas | Process Cooling | MAP | bar: 2016 to 2045
Industrial_Other Industrial_New_Process_Natural Gas_Other Process_MAP | Industrial | Other Industrial | New | Process | Natural Gas | Other Process | MAP | bar: 2016 to 2045
Industrial_Other Industrial_New_Miscellaneous_Natural Gas_Miscellaneous_MAP | Industrial | Other Industrial | New | Miscellaneous | Natural Gas | Miscellaneous | MAP | bar: 2016 to 2045
Industrial_Food Products_Existing_Space Heating_Natural Gas_Furnace_RAP | Industrial | Food Products | Existing | Space Heating | Natural Gas | Furnace | RAP | bar: 2016 to 2045
Industrial_Food Products_Existing_Space Heating_Natural Gas_Boiler_RAP | Industrial | Food Products | Existing | Space Heating | Natural Gas | Boiler | RAP | bar: 2016 to 2045
Industrial_Food Products_Existing_Space Heating_Natural Gas_Unit Heater_RAP | Industrial | Food Products | Existing | Space Heating | Natural Gas | Unit Heater | RAP | bar: 2016 to 2045
Industrial_Food Products_Existing_Process_Natural Gas_Process Boiler_RAP | Industrial | Food Products | Existing | Process | Natural Gas | Process Boiler | RAP | bar: 2016 to 2045
Industrial_Food Products_Existing_Process_Natural Gas_Process Heating_RAP | Industrial | Food Products | Existing | Process | Natural Gas | Process Heating | RAP | bar: 2016 to 2045
Industrial_Food Products_Existing_Process_Natural Gas_Process Cooling_RAP | Industrial | Food Products | Existing | Process | Natural Gas | Process Cooling | RAP | bar: 2016 to 2045
Industrial_Food Products_Existing_Process_Natural Gas_Other Process_RAP | Industrial | Food Products | Existing | Process | Natural Gas | Other Process | RAP | bar: 2016 to 2045
Industrial_Food Products_Existing_Miscellaneous_Natural Gas_Miscellaneous_RAP | Industrial | Food Products | Existing | Miscellaneous | Natural Gas | Miscellaneous | RAP | bar: 2016 to 2045
Industrial_Food Products_New_Space Heating_Natural Gas_Furnace_RAP | Industrial | Food Products | New | Space Heating | Natural Gas | Furnace | RAP | bar: 2016 to 2045
Industrial_Food Products_New_Space Heating_Natural Gas_Boiler_RAP | Industrial | Food Products | New | Space Heating | Natural Gas | Boiler | RAP | bar: 2016 to 2045
Industrial_Food Products_New_Space Heating_Natural Gas_Unit Heater_RAP | Industrial | Food Products | New | Space Heating | Natural Gas | Unit Heater | RAP | bar: 2016 to 2045
Industrial_Food Products_New_Process_Natural Gas_Process Boiler_RAP | Industrial | Food Products | New | Process | Natural Gas | Process Boiler | RAP | bar: 2016 to 2045
Industrial_Food Products_New_Process_Natural Gas_Process Heating_RAP | Industrial | Food Products | New | Process | Natural Gas | Process Heating | RAP | bar: 2016 to 2045
Industrial_Food Products_New_Process_Natural Gas_Process Cooling_RAP | Industrial | Food Products | New | Process | Natural Gas | Process Cooling | RAP | bar: 2016 to 2045
Industrial_Food Products_New_Process_Natural Gas_Other Process_RAP | Industrial | Food Products | New | Process | Natural Gas | Other Process | RAP | bar: 2016 to 2045
Industrial_Food Products_New_Miscellaneous_Natural Gas_Miscellaneous_RAP | Industrial | Food Products | New | Miscellaneous | Natural Gas | Miscellaneous | RAP | bar: 2016 to 2045
Industrial_Agriculture_Existing_Space Heating_Natural Gas_Furnace_RAP | Industrial | Agriculture | Existing | Space Heating | Natural Gas | Furnace | RAP | bar: 2016 to 2045
Industrial_Agriculture_Existing_Space Heating_Natural Gas_Boiler_RAP | Industrial | Agriculture | Existing | Space Heating | Natural Gas | Boiler | RAP | bar: 2016 to 2045
Industrial_Agriculture_Existing_Space Heating_Natural Gas_Unit Heater_RAP | Industrial | Agriculture | Existing | Space Heating | Natural Gas | Unit Heater | RAP | bar: 2016 to 2045
Industrial_Agriculture_Existing_Process_Natural Gas_Process Boiler_RAP | Industrial | Agriculture | Existing | Process | Natural Gas | Process Boiler | RAP | bar: 2016 to 2045
Industrial_Agriculture_Existing_Process_Natural Gas_Process Heating_RAP | Industrial | Agriculture | Existing | Process | Natural Gas | Process Heating | RAP | bar: 2016 to 2045
Industrial_Agriculture_Existing_Process_Natural Gas_Process Cooling_RAP | Industrial | Agriculture | Existing | Process | Natural Gas | Process Cooling | RAP | bar: 2016 to 2045
Industrial_Agriculture_Existing_Process_Natural Gas_Other Process_RAP | Industrial | Agriculture | Existing | Process | Natural Gas | Other Process | RAP | bar: 2016 to 2045
Industrial_Agriculture_Existing_Miscellaneous_Natural Gas_Miscellaneous_RAP | Industrial | Agriculture | Existing | Miscellaneous | Natural Gas | Miscellaneous | RAP | bar: 2016 to 2045
Industrial_Agriculture_New_Space Heating_Natural Gas_Furnace_RAP | Industrial | Agriculture | New | Space Heating | Natural Gas | Furnace | RAP | bar: 2016 to 2045
Industrial_Agriculture_New_Space Heating_Natural Gas_Boiler_RAP | Industrial | Agriculture | New | Space Heating | Natural Gas | Boiler | RAP | bar: 2016 to 2045
Industrial_Agriculture_New_Space Heating_Natural Gas_Unit Heater_RAP | Industrial | Agriculture | New | Space Heating | Natural Gas | Unit Heater | RAP | bar: 2016 to 2045
Industrial_Agriculture_New_Process_Natural Gas_Process Boiler_RAP | Industrial | Agriculture | New | Process | Natural Gas | Process Boiler | RAP | bar: 2016 to 2045
Industrial_Agriculture_New_Process_Natural Gas_Process Heating_RAP | Industrial | Agriculture | New | Process | Natural Gas | Process Heating | RAP | bar: 2016 to 2045
Industrial_Agriculture_New_Process_Natural Gas_Process Cooling_RAP | Industrial | Agriculture | New | Process | Natural Gas | Process Cooling | RAP | bar: 2016 to 2045
Industrial_Agriculture_New_Process_Natural Gas_Other Process_RAP | Industrial | Agriculture | New | Process | Natural Gas | Other Process | RAP | bar: 2016 to 2045
Industrial_Agriculture_New_Miscellaneous_Natural Gas_Miscellaneous_RAP | Industrial | Agriculture | New | Miscellaneous | Natural Gas | Miscellaneous | RAP | bar: 2016 to 2045
Industrial_Primary Metals_Existing_Space Heating_Natural Gas_Furnace_RAP | Industrial | Primary Metals | Existing | Space Heating | Natural Gas | Furnace | RAP | bar: 2016 to 2045
Industrial_Primary Metals_Existing_Space Heating_Natural Gas_Boiler_RAP | Industrial | Primary Metals | Existing | Space Heating | Natural Gas | Boiler | RAP | bar: 2016 to 2045
Industrial_Primary Metals_Existing_Space Heating_Natural Gas_Unit Heater_RAP | Industrial | Primary Metals | Existing | Space Heating | Natural Gas | Unit Heater | RAP | bar: 2016 to 2045
Industrial_Primary Metals_Existing_Process_Natural Gas_Process Boiler_RAP | Industrial | Primary Metals | Existing | Process | Natural Gas | Process Boiler | RAP | bar: 2016 to 2045
Industrial_Primary Metals_Existing_Process_Natural Gas_Process Heating_RAP | Industrial | Primary Metals | Existing | Process | Natural Gas | Process Heating | RAP | bar: 2016 to 2045
Industrial_Primary Metals_Existing_Process_Natural Gas_Process Cooling_RAP | Industrial | Primary Metals | Existing | Process | Natural Gas | Process Cooling | RAP | bar: 2016 to 2045
Industrial_Primary Metals_Existing_Process_Natural Gas_Other Process_RAP | Industrial | Primary Metals | Existing | Process | Natural Gas | Other Process | RAP | bar: 2016 to 2045
Industrial_Primary Metals_Existing_Miscellaneous_Natural Gas_Miscellaneous_RAP | Industrial | Primary Metals | Existing | Miscellaneous | Natural Gas | Miscellaneous | RAP | bar: 2016 to 2045
Industrial_Primary Metals_New_Space Heating_Natural Gas_Furnace_RAP | Industrial | Primary Metals | New | Space Heating | Natural Gas | Furnace | RAP | bar: 2016 to 2045
Industrial_Primary Metals_New_Space Heating_Natural Gas_Boiler_RAP | Industrial | Primary Metals | New | Space Heating | Natural Gas | Boiler | RAP | bar: 2016 to 2045
Industrial_Primary Metals_New_Space Heating_Natural Gas_Unit Heater_RAP | Industrial | Primary Metals | New | Space Heating | Natural Gas | Unit Heater | RAP | bar: 2016 to 2045
Industrial_Primary Metals_New_Process_Natural Gas_Process Boiler_RAP | Industrial | Primary Metals | New | Process | Natural Gas | Process Boiler | RAP | bar: 2016 to 2045
Industrial_Primary Metals_New_Process_Natural Gas_Process Heating_RAP | Industrial | Primary Metals | New | Process | Natural Gas | Process Heating | RAP | bar: 2016 to 2045
Industrial_Primary Metals_New_Process_Natural Gas_Process Cooling_RAP | Industrial | Primary Metals | New | Process | Natural Gas | Process Cooling | RAP | bar: 2016 to 2045
Industrial_Primary Metals_New_Process_Natural Gas_Other Process_RAP | Industrial | Primary Metals | New | Process | Natural Gas | Other Process | RAP | bar: 2016 to 2045
Industrial_Primary Metals_New_Miscellaneous_Natural Gas_Miscellaneous_RAP | Industrial | Primary Metals | New | Miscellaneous | Natural Gas | Miscellaneous | RAP | bar: 2016 to 2045
Industrial_Stone, Clay, and Glass_Existing_Space Heating_Natural Gas_Furnace_RAP | Industrial | Stone, Clay, and Glass | Existing | Space Heating | Natural Gas | Furnace | RAP | bar: 2016 to 2045
Industrial_Stone, Clay, and Glass_Existing_Space Heating_Natural Gas_Boiler_RAP | Industrial | Stone, Clay, and Glass | Existing | Space Heating | Natural Gas | Boiler | RAP | bar: 2016 to 2045
Industrial_Stone, Clay, and Glass_Existing_Space Heating_Natural Gas_Unit Heater_RAP | Industrial | Stone, Clay, and Glass | Existing | Space Heating | Natural Gas | Unit Heater | RAP | bar: 2016 to 2045
Industrial_Stone, Clay, and Glass_Existing_Process_Natural Gas_Process Boiler_RAP | Industrial | Stone, Clay, and Glass | Existing | Process | Natural Gas | Process Boiler | RAP | bar: 2016 to 2045
Industrial_Stone, Clay, and Glass_Existing_Process_Natural Gas_Process Heating_RAP | Industrial | Stone, Clay, and Glass | Existing | Process | Natural Gas | Process Heating | RAP | bar: 2016 to 2045
Industrial_Stone, Clay, and Glass_Existing_Process_Natural Gas_Process Cooling_RAP | Industrial | Stone, Clay, and Glass | Existing | Process | Natural Gas | Process Cooling | RAP | bar: 2016 to 2045
Industrial_Stone, Clay, and Glass_Existing_Process_Natural Gas_Other Process_RAP | Industrial | Stone, Clay, and Glass | Existing | Process | Natural Gas | Other Process | RAP | bar: 2016 to 2045
Industrial_Stone, Clay, and Glass_Existing_Miscellaneous_Natural Gas_Miscellaneous_RAP | Industrial | Stone, Clay, and Glass | Existing | Miscellaneous | Natural Gas | Miscellaneous | RAP | bar: 2016 to 2045
Industrial_Stone, Clay, and Glass_New_Space Heating_Natural Gas_Furnace_RAP | Industrial | Stone, Clay, and Glass | New | Space Heating | Natural Gas | Furnace | RAP | bar: 2016 to 2045
Industrial_Stone, Clay, and Glass_New_Space Heating_Natural Gas_Boiler_RAP | Industrial | Stone, Clay, and Glass | New | Space Heating | Natural Gas | Boiler | RAP | bar: 2016 to 2045
Industrial_Stone, Clay, and Glass_New_Space Heating_Natural Gas_Unit Heater_RAP | Industrial | Stone, Clay, and Glass | New | Space Heating | Natural Gas | Unit Heater | RAP | bar: 2016 to 2045
Industrial_Stone, Clay, and Glass_New_Process_Natural Gas_Process Boiler_RAP | Industrial | Stone, Clay, and Glass | New | Process | Natural Gas | Process Boiler | RAP | bar: 2016 to 2045
Industrial_Stone, Clay, and Glass_New_Process_Natural Gas_Process Heating_RAP | Industrial | Stone, Clay, and Glass | New | Process | Natural Gas | Process Heating | RAP | bar: 2016 to 2045
Industrial_Stone, Clay, and Glass_New_Process_Natural Gas_Process Cooling_RAP | Industrial | Stone, Clay, and Glass | New | Process | Natural Gas | Process Cooling | RAP | bar: 2016 to 2045
Industrial_Stone, Clay, and Glass_New_Process_Natural Gas_Other Process_RAP | Industrial | Stone, Clay, and Glass | New | Process | Natural Gas | Other Process | RAP | bar: 2016 to 2045
Industrial_Stone, Clay, and Glass_New_Miscellaneous_Natural Gas_Miscellaneous_RAP | Industrial | Stone, Clay, and Glass | New | Miscellaneous | Natural Gas | Miscellaneous | RAP | bar: 2016 to 2045
Industrial_Petroleum_Existing_Space Heating_Natural Gas_Furnace_RAP | Industrial | Petroleum | Existing | Space Heating | Natural Gas | Furnace | RAP | bar: 2016 to 2045
Industrial_Petroleum_Existing_Space Heating_Natural Gas_Boiler_RAP | Industrial | Petroleum | Existing | Space Heating | Natural Gas | Boiler | RAP | bar: 2016 to 2045
Industrial_Petroleum_Existing_Space Heating_Natural Gas_Unit Heater_RAP | Industrial | Petroleum | Existing | Space Heating | Natural Gas | Unit Heater | RAP | bar: 2016 to 2045
Industrial_Petroleum_Existing_Process_Natural Gas_Process Boiler_RAP | Industrial | Petroleum | Existing | Process | Natural Gas | Process Boiler | RAP | bar: 2016 to 2045
Industrial_Petroleum_Existing_Process_Natural Gas_Process Heating_RAP | Industrial | Petroleum | Existing | Process | Natural Gas | Process Heating | RAP | bar: 2016 to 2045
Industrial_Petroleum_Existing_Process_Natural Gas_Process Cooling_RAP | Industrial | Petroleum | Existing | Process | Natural Gas | Process Cooling | RAP | bar: 2016 to 2045
Industrial_Petroleum_Existing_Process_Natural Gas_Other Process_RAP | Industrial | Petroleum | Existing | Process | Natural Gas | Other Process | RAP | bar: 2016 to 2045
Industrial_Petroleum_Existing_Miscellaneous_Natural Gas_Miscellaneous_RAP | Industrial | Petroleum | Existing | Miscellaneous | Natural Gas | Miscellaneous | RAP | bar: 2016 to 2045
Industrial_Petroleum_New_Space Heating_Natural Gas_Furnace_RAP | Industrial | Petroleum | New | Space Heating | Natural Gas | Furnace | RAP | bar: 2016 to 2045
Industrial_Petroleum_New_Space Heating_Natural Gas_Boiler_RAP | Industrial | Petroleum | New | Space Heating | Natural Gas | Boiler | RAP | bar: 2016 to 2045
Industrial_Petroleum_New_Space Heating_Natural Gas_Unit Heater_RAP | Industrial | Petroleum | New | Space Heating | Natural Gas | Unit Heater | RAP | bar: 2016 to 2045
Industrial_Petroleum_New_Process_Natural Gas_Process Boiler_RAP | Industrial | Petroleum | New | Process | Natural Gas | Process Boiler | RAP | bar: 2016 to 2045
Industrial_Petroleum_New_Process_Natural Gas_Process Heating_RAP | Industrial | Petroleum | New | Process | Natural Gas | Process Heating | RAP | bar: 2016 to 2045
Industrial_Petroleum_New_Process_Natural Gas_Process Cooling_RAP | Industrial | Petroleum | New | Process | Natural Gas | Process Cooling | RAP | bar: 2016 to 2045
Industrial_Petroleum_New_Process_Natural Gas_Other Process_RAP | Industrial | Petroleum | New | Process | Natural Gas | Other Process | RAP | bar: 2016 to 2045
Industrial_Petroleum_New_Miscellaneous_Natural Gas_Miscellaneous_RAP | Industrial | Petroleum | New | Miscellaneous | Natural Gas | Miscellaneous | RAP | bar: 2016 to 2045
Industrial_Paper and Printing_Existing_Space Heating_Natural Gas_Furnace_RAP | Industrial | Paper and Printing | Existing | Space Heating | Natural Gas | Furnace | RAP | bar: 2016 to 2045
Industrial_Paper and Printing_Existing_Space Heating_Natural Gas_Boiler_RAP | Industrial | Paper and Printing | Existing | Space Heating | Natural Gas | Boiler | RAP | bar: 2016 to 2045
Industrial_Paper and Printing_Existing_Space Heating_Natural Gas_Unit Heater_RAP | Industrial | Paper and Printing | Existing | Space Heating | Natural Gas | Unit Heater | RAP | bar: 2016 to 2045
Industrial_Paper and Printing_Existing_Process_Natural Gas_Process Boiler_RAP | Industrial | Paper and Printing | Existing | Process | Natural Gas | Process Boiler | RAP | bar: 2016 to 2045
Industrial_Paper and Printing_Existing_Process_Natural Gas_Process Heating_RAP | Industrial | Paper and Printing | Existing | Process | Natural Gas | Process Heating | RAP | bar: 2016 to 2045
Industrial_Paper and Printing_Existing_Process_Natural Gas_Process Cooling_RAP | Industrial | Paper and Printing | Existing | Process | Natural Gas | Process Cooling | RAP | bar: 2016 to 2045
Industrial_Paper and Printing_Existing_Process_Natural Gas_Other Process_RAP | Industrial | Paper and Printing | Existing | Process | Natural Gas | Other Process | RAP | bar: 2016 to 2045
Industrial_Paper and Printing_Existing_Miscellaneous_Natural Gas_Miscellaneous_RAP | Industrial | Paper and Printing | Existing | Miscellaneous | Natural Gas | Miscellaneous | RAP | bar: 2016 to 2045
Industrial_Paper and Printing_New_Space Heating_Natural Gas_Furnace_RAP | Industrial | Paper and Printing | New | Space Heating | Natural Gas | Furnace | RAP | bar: 2016 to 2045
Industrial_Paper and Printing_New_Space Heating_Natural Gas_Boiler_RAP | Industrial | Paper and Printing | New | Space Heating | Natural Gas | Boiler | RAP | bar: 2016 to 2045
Industrial_Paper and Printing_New_Space Heating_Natural Gas_Unit Heater_RAP | Industrial | Paper and Printing | New | Space Heating | Natural Gas | Unit Heater | RAP | bar: 2016 to 2045
Industrial_Paper and Printing_New_Process_Natural Gas_Process Boiler_RAP | Industrial | Paper and Printing | New | Process | Natural Gas | Process Boiler | RAP | bar: 2016 to 2045
Industrial_Paper and Printing_New_Process_Natural Gas_Process Heating_RAP | Industrial | Paper and Printing | New | Process | Natural Gas | Process Heating | RAP | bar: 2016 to 2045
Industrial_Paper and Printing_New_Process_Natural Gas_Process Cooling_RAP | Industrial | Paper and Printing | New | Process | Natural Gas | Process Cooling | RAP | bar: 2016 to 2045
Industrial_Paper and Printing_New_Process_Natural Gas_Other Process_RAP | Industrial | Paper and Printing | New | Process | Natural Gas | Other Process | RAP | bar: 2016 to 2045
Industrial_Paper and Printing_New_Miscellaneous_Natural Gas_Miscellaneous_RAP | Industrial | Paper and Printing | New | Miscellaneous | Natural Gas | Miscellaneous | RAP | bar: 2016 to 2045
Industrial_Instruments_Existing_Space Heating_Natural Gas_Furnace_RAP | Industrial | Instruments | Existing | Space Heating | Natural Gas | Furnace | RAP | bar: 2016 to 2045
Industrial_Instruments_Existing_Space Heating_Natural Gas_Boiler_RAP | Industrial | Instruments | Existing | Space Heating | Natural Gas | Boiler | RAP | bar: 2016 to 2045
Industrial_Instruments_Existing_Space Heating_Natural Gas_Unit Heater_RAP | Industrial | Instruments | Existing | Space Heating | Natural Gas | Unit Heater | RAP | bar: 2016 to 2045
Industrial_Instruments_Existing_Process_Natural Gas_Process Boiler_RAP | Industrial | Instruments | Existing | Process | Natural Gas | Process Boiler | RAP | bar: 2016 to 2045
Industrial_Instruments_Existing_Process_Natural Gas_Process Heating_RAP | Industrial | Instruments | Existing | Process | Natural Gas | Process Heating | RAP | bar: 2016 to 2045
Industrial_Instruments_Existing_Process_Natural Gas_Process Cooling_RAP | Industrial | Instruments | Existing | Process | Natural Gas | Process Cooling | RAP | bar: 2016 to 2045
Industrial_Instruments_Existing_Process_Natural Gas_Other Process_RAP | Industrial | Instruments | Existing | Process | Natural Gas | Other Process | RAP | bar: 2016 to 2045
Industrial_Instruments_Existing_Miscellaneous_Natural Gas_Miscellaneous_RAP | Industrial | Instruments | Existing | Miscellaneous | Natural Gas | Miscellaneous | RAP | bar: 2016 to 2045
Industrial_Instruments_New_Space Heating_Natural Gas_Furnace_RAP | Industrial | Instruments | New | Space Heating | Natural Gas | Furnace | RAP | bar: 2016 to 2045
Industrial_Instruments_New_Space Heating_Natural Gas_Boiler_RAP | Industrial | Instruments | New | Space Heating | Natural Gas | Boiler | RAP | bar: 2016 to 2045
Industrial_Instruments_New_Space Heating_Natural Gas_Unit Heater_RAP | Industrial | Instruments | New | Space Heating | Natural Gas | Unit Heater | RAP | bar: 2016 to 2045
Industrial_Instruments_New_Process_Natural Gas_Process Boiler_RAP | Industrial | Instruments | New | Process | Natural Gas | Process Boiler | RAP | bar: 2016 to 2045
Industrial_Instruments_New_Process_Natural Gas_Process Heating_RAP | Industrial | Instruments | New | Process | Natural Gas | Process Heating | RAP | bar: 2016 to 2045
Industrial_Instruments_New_Process_Natural Gas_Process Cooling_RAP | Industrial | Instruments | New | Process | Natural Gas | Process Cooling | RAP | bar: 2016 to 2045
Industrial_Instruments_New_Process_Natural Gas_Other Process_RAP | Industrial | Instruments | New | Process | Natural Gas | Other Process | RAP | bar: 2016 to 2045
Industrial_Instruments_New_Miscellaneous_Natural Gas_Miscellaneous_RAP | Industrial | Instruments | New | Miscellaneous | Natural Gas | Miscellaneous | RAP | bar: 2016 to 2045
Industrial_Wood and Lumber Products_Existing_Space Heating_Natural Gas_Furnace_RAP | Industrial | Wood and Lumber Products | Existing | Space Heating | Natural Gas | Furnace | RAP | bar: 2016 to 2045
Industrial_Wood and Lumber Products_Existing_Space Heating_Natural Gas_Boiler_RAP | Industrial | Wood and Lumber Products | Existing | Space Heating | Natural Gas | Boiler | RAP | bar: 2016 to 2045
Industrial_Wood and Lumber Products_Existing_Space Heating_Natural Gas_Unit Heater_RAP | Industrial | Wood and Lumber Products | Existing | Space Heating | Natural Gas | Unit Heater | RAP | bar: 2016 to 2045
Industrial_Wood and Lumber Products_Existing_Process_Natural Gas_Process Boiler_RAP | Industrial | Wood and Lumber Products | Existing | Process | Natural Gas | Process Boiler | RAP | bar: 2016 to 2045
Industrial_Wood and Lumber Products_Existing_Process_Natural Gas_Process Heating_RAP | Industrial | Wood and Lumber Products | Existing | Process | Natural Gas | Process Heating | RAP | bar: 2016 to 2045
Industrial_Wood and Lumber Products_Existing_Process_Natural Gas_Process Cooling_RAP | Industrial | Wood and Lumber Products | Existing | Process | Natural Gas | Process Cooling | RAP | bar: 2016 to 2045
Industrial_Wood and Lumber Products_Existing_Process_Natural Gas_Other Process_RAP | Industrial | Wood and Lumber Products | Existing | Process | Natural Gas | Other Process | RAP | bar: 2016 to 2045
Industrial_Wood and Lumber Products_Existing_Miscellaneous_Natural Gas_Miscellaneous_RAP | Industrial | Wood and Lumber Products | Existing | Miscellaneous | Natural Gas | Miscellaneous | RAP | bar: 2016 to 2045
Industrial_Wood and Lumber Products_New_Space Heating_Natural Gas_Furnace_RAP | Industrial | Wood and Lumber Products | New | Space Heating | Natural Gas | Furnace | RAP | bar: 2016 to 2045
Industrial_Wood and Lumber Products_New_Space Heating_Natural Gas_Boiler_RAP | Industrial | Wood and Lumber Products | New | Space Heating | Natural Gas | Boiler | RAP | bar: 2016 to 2045
Industrial_Wood and Lumber Products_New_Space Heating_Natural Gas_Unit Heater_RAP | Industrial | Wood and Lumber Products | New | Space Heating | Natural Gas | Unit Heater | RAP | bar: 2016 to 2045
Industrial_Wood and Lumber Products_New_Process_Natural Gas_Process Boiler_RAP | Industrial | Wood and Lumber Products | New | Process | Natural Gas | Process Boiler | RAP | bar: 2016 to 2045
Industrial_Wood and Lumber Products_New_Process_Natural Gas_Process Heating_RAP | Industrial | Wood and Lumber Products | New | Process | Natural Gas | Process Heating | RAP | bar: 2016 to 2045
Industrial_Wood and Lumber Products_New_Process_Natural Gas_Process Cooling_RAP | Industrial | Wood and Lumber Products | New | Process | Natural Gas | Process Cooling | RAP | bar: 2016 to 2045
Industrial_Wood and Lumber Products_New_Process_Natural Gas_Other Process_RAP | Industrial | Wood and Lumber Products | New | Process | Natural Gas | Other Process | RAP | bar: 2016 to 2045
Industrial_Wood and Lumber Products_New_Miscellaneous_Natural Gas_Miscellaneous_RAP | Industrial | Wood and Lumber Products | New | Miscellaneous | Natural Gas | Miscellaneous | RAP | bar: 2016 to 2045
Industrial_Other Industrial_Existing_Space Heating_Natural Gas_Furnace_RAP | Industrial | Other Industrial | Existing | Space Heating | Natural Gas | Furnace | RAP | bar: 2016 to 2045
Industrial_Other Industrial_Existing_Space Heating_Natural Gas_Boiler_RAP | Industrial | Other Industrial | Existing | Space Heating | Natural Gas | Boiler | RAP | bar: 2016 to 2045
Industrial_Other Industrial_Existing_Space Heating_Natural Gas_Unit Heater_RAP | Industrial | Other Industrial | Existing | Space Heating | Natural Gas | Unit Heater | RAP | bar: 2016 to 2045
Industrial_Other Industrial_Existing_Process_Natural Gas_Process Boiler_RAP | Industrial | Other Industrial | Existing | Process | Natural Gas | Process Boiler | RAP | bar: 2016 to 2045
Industrial_Other Industrial_Existing_Process_Natural Gas_Process Heating_RAP | Industrial | Other Industrial | Existing | Process | Natural Gas | Process Heating | RAP | bar: 2016 to 2045
Industrial_Other Industrial_Existing_Process_Natural Gas_Process Cooling_RAP | Industrial | Other Industrial | Existing | Process | Natural Gas | Process Cooling | RAP | bar: 2016 to 2045
Industrial_Other Industrial_Existing_Process_Natural Gas_Other Process_RAP | Industrial | Other Industrial | Existing | Process | Natural Gas | Other Process | RAP | bar: 2016 to 2045
Industrial_Other Industrial_Existing_Miscellaneous_Natural Gas_Miscellaneous_RAP | Industrial | Other Industrial | Existing | Miscellaneous | Natural Gas | Miscellaneous | RAP | bar: 2016 to 2045
Industrial_Other Industrial_New_Space Heating_Natural Gas_Furnace_RAP | Industrial | Other Industrial | New | Space Heating | Natural Gas | Furnace | RAP | bar: 2016 to 2045
Industrial_Other Industrial_New_Space Heating_Natural Gas_Boiler_RAP | Industrial | Other Industrial | New | Space Heating | Natural Gas | Boiler | RAP | bar: 2016 to 2045
Industrial_Other Industrial_New_Space Heating_Natural Gas_Unit Heater_RAP | Industrial | Other Industrial | New | Space Heating | Natural Gas | Unit Heater | RAP | bar: 2016 to 2045
Industrial_Other Industrial_New_Process_Natural Gas_Process Boiler_RAP | Industrial | Other Industrial | New | Process | Natural Gas | Process Boiler | RAP | bar: 2016 to 2045
Industrial_Other Industrial_New_Process_Natural Gas_Process Heating_RAP | Industrial | Other Industrial | New | Process | Natural Gas | Process Heating | RAP | bar: 2016 to 2045
Industrial_Other Industrial_New_Process_Natural Gas_Process Cooling_RAP | Industrial | Other Industrial | New | Process | Natural Gas | Process Cooling | RAP | bar: 2016 to 2045
Industrial_Other Industrial_New_Process_Natural Gas_Other Process_RAP | Industrial | Other Industrial | New | Process | Natural Gas | Other Process | RAP | bar: 2016 to 2045
Industrial_Other Industrial_New_Miscellaneous_Natural Gas_Miscellaneous_RAP | Industrial | Other Industrial | New | Miscellaneous | Natural Gas | Miscellaneous | RAP | bar: 2016 to 2045
Note on L1: Walter, Kenneth: First forecast Year

## Program Costs
Key | Sector | Segment | Vintage | End Use | Fuel | Technology | Incentive Rate | Administrative Adder
Industrial_Food Products_Existing_Space Heating_Natural Gas_Furnace | Industrial | Food Products | Existing | Space Heating | Natural Gas | Furnace | 20.16% | 22.18%
Industrial_Food Products_Existing_Space Heating_Natural Gas_Boiler | Industrial | Food Products | Existing | Space Heating | Natural Gas | Boiler | 94.12% | 103.5%
Industrial_Food Products_Existing_Space Heating_Natural Gas_Unit Heater | Industrial | Food Products | Existing | Space Heating | Natural Gas | Unit Heater | 29.87% | 32.86%
Industrial_Food Products_Existing_Process_Natural Gas_Process Boiler | Industrial | Food Products | Existing | Process | Natural Gas | Process Boiler | 0% | 0%
Industrial_Food Products_Existing_Process_Natural Gas_Process Heating | Industrial | Food Products | Existing | Process | Natural Gas | Process Heating | 0% | 0%
Industrial_Food Products_Existing_Process_Natural Gas_Process Cooling | Industrial | Food Products | Existing | Process | Natural Gas | Process Cooling | 0% | 0%
Industrial_Food Products_Existing_Process_Natural Gas_Other Process | Industrial | Food Products | Existing | Process | Natural Gas | Other Process | 0% | 0%
Industrial_Food Products_Existing_Miscellaneous_Natural Gas_Miscellaneous | Industrial | Food Products | Existing | Miscellaneous | Natural Gas | Miscellaneous | 0% | 0%
Industrial_Food Products_New_Space Heating_Natural Gas_Furnace | Industrial | Food Products | New | Space Heating | Natural Gas | Furnace | 20.16% | 22.18%
Industrial_Food Products_New_Space Heating_Natural Gas_Boiler | Industrial | Food Products | New | Space Heating | Natural Gas | Boiler | 94.12% | 103.5%
Industrial_Food Products_New_Space Heating_Natural Gas_Unit Heater | Industrial | Food Products | New | Space Heating | Natural Gas | Unit Heater | 29.87% | 32.86%
Industrial_Food Products_New_Process_Natural Gas_Process Boiler | Industrial | Food Products | New | Process | Natural Gas | Process Boiler | 0% | 0%
Industrial_Food Products_New_Process_Natural Gas_Process Heating | Industrial | Food Products | New | Process | Natural Gas | Process Heating | 0% | 0%
Industrial_Food Products_New_Process_Natural Gas_Process Cooling | Industrial | Food Products | New | Process | Natural Gas | Process Cooling | 0% | 0%
Industrial_Food Products_New_Process_Natural Gas_Other Process | Industrial | Food Products | New | Process | Natural Gas | Other Process | 0% | 0%
Industrial_Food Products_New_Miscellaneous_Natural Gas_Miscellaneous | Industrial | Food Products | New | Miscellaneous | Natural Gas | Miscellaneous | 0% | 0%
Industrial_Agriculture_Existing_Space Heating_Natural Gas_Furnace | Industrial | Agriculture | Existing | Space Heating | Natural Gas | Furnace | 20.16% | 22.18%
Industrial_Agriculture_Existing_Space Heating_Natural Gas_Boiler | Industrial | Agriculture | Existing | Space Heating | Natural Gas | Boiler | 94.12% | 103.5%
Industrial_Agriculture_Existing_Space Heating_Natural Gas_Unit Heater | Industrial | Agriculture | Existing | Space Heating | Natural Gas | Unit Heater | 29.87% | 32.86%
Industrial_Agriculture_Existing_Process_Natural Gas_Process Boiler | Industrial | Agriculture | Existing | Process | Natural Gas | Process Boiler | 0% | 0%
Industrial_Agriculture_Existing_Process_Natural Gas_Process Heating | Industrial | Agriculture | Existing | Process | Natural Gas | Process Heating | 0% | 0%
Industrial_Agriculture_Existing_Process_Natural Gas_Process Cooling | Industrial | Agriculture | Existing | Process | Natural Gas | Process Cooling | 0% | 0%
Industrial_Agriculture_Existing_Process_Natural Gas_Other Process | Industrial | Agriculture | Existing | Process | Natural Gas | Other Process | 0% | 0%
Industrial_Agriculture_Existing_Miscellaneous_Natural Gas_Miscellaneous | Industrial | Agriculture | Existing | Miscellaneous | Natural Gas | Miscellaneous | 0% | 0%
Industrial_Agriculture_New_Space Heating_Natural Gas_Furnace | Industrial | Agriculture | New | Space Heating | Natural Gas | Furnace | 20.16% | 22.18%
Industrial_Agriculture_New_Space Heating_Natural Gas_Boiler | Industrial | Agriculture | New | Space Heating | Natural Gas | Boiler | 94.12% | 103.5%
Industrial_Agriculture_New_Space Heating_Natural Gas_Unit Heater | Industrial | Agriculture | New | Space Heating | Natural Gas | Unit Heater | 29.87% | 32.86%
Industrial_Agriculture_New_Process_Natural Gas_Process Boiler | Industrial | Agriculture | New | Process | Natural Gas | Process Boiler | 0% | 0%
Industrial_Agriculture_New_Process_Natural Gas_Process Heating | Industrial | Agriculture | New | Process | Natural Gas | Process Heating | 0% | 0%
Industrial_Agriculture_New_Process_Natural Gas_Process Cooling | Industrial | Agriculture | New | Process | Natural Gas | Process Cooling | 0% | 0%
Industrial_Agriculture_New_Process_Natural Gas_Other Process | Industrial | Agriculture | New | Process | Natural Gas | Other Process | 0% | 0%
Industrial_Agriculture_New_Miscellaneous_Natural Gas_Miscellaneous | Industrial | Agriculture | New | Miscellaneous | Natural Gas | Miscellaneous | 0% | 0%
Industrial_Primary Metals_Existing_Space Heating_Natural Gas_Furnace | Industrial | Primary Metals | Existing | Space Heating | Natural Gas | Furnace | 20.16% | 22.18%
Industrial_Primary Metals_Existing_Space Heating_Natural Gas_Boiler | Industrial | Primary Metals | Existing | Space Heating | Natural Gas | Boiler | 94.12% | 103.5%
Industrial_Primary Metals_Existing_Space Heating_Natural Gas_Unit Heater | Industrial | Primary Metals | Existing | Space Heating | Natural Gas | Unit Heater | 29.87% | 32.86%
Industrial_Primary Metals_Existing_Process_Natural Gas_Process Boiler | Industrial | Primary Metals | Existing | Process | Natural Gas | Process Boiler | 0% | 0%
Industrial_Primary Metals_Existing_Process_Natural Gas_Process Heating | Industrial | Primary Metals | Existing | Process | Natural Gas | Process Heating | 0% | 0%
Industrial_Primary Metals_Existing_Process_Natural Gas_Process Cooling | Industrial | Primary Metals | Existing | Process | Natural Gas | Process Cooling | 0% | 0%
Industrial_Primary Metals_Existing_Process_Natural Gas_Other Process | Industrial | Primary Metals | Existing | Process | Natural Gas | Other Process | 0% | 0%
Industrial_Primary Metals_Existing_Miscellaneous_Natural Gas_Miscellaneous | Industrial | Primary Metals | Existing | Miscellaneous | Natural Gas | Miscellaneous | 0% | 0%
Industrial_Primary Metals_New_Space Heating_Natural Gas_Furnace | Industrial | Primary Metals | New | Space Heating | Natural Gas | Furnace | 20.16% | 22.18%
Industrial_Primary Metals_New_Space Heating_Natural Gas_Boiler | Industrial | Primary Metals | New | Space Heating | Natural Gas | Boiler | 94.12% | 103.5%
Industrial_Primary Metals_New_Space Heating_Natural Gas_Unit Heater | Industrial | Primary Metals | New | Space Heating | Natural Gas | Unit Heater | 29.87% | 32.86%
Industrial_Primary Metals_New_Process_Natural Gas_Process Boiler | Industrial | Primary Metals | New | Process | Natural Gas | Process Boiler | 0% | 0%
Industrial_Primary Metals_New_Process_Natural Gas_Process Heating | Industrial | Primary Metals | New | Process | Natural Gas | Process Heating | 0% | 0%
Industrial_Primary Metals_New_Process_Natural Gas_Process Cooling | Industrial | Primary Metals | New | Process | Natural Gas | Process Cooling | 0% | 0%
Industrial_Primary Metals_New_Process_Natural Gas_Other Process | Industrial | Primary Metals | New | Process | Natural Gas | Other Process | 0% | 0%
Industrial_Primary Metals_New_Miscellaneous_Natural Gas_Miscellaneous | Industrial | Primary Metals | New | Miscellaneous | Natural Gas | Miscellaneous | 0% | 0%
Industrial_Stone, Clay, and Glass_Existing_Space Heating_Natural Gas_Furnace | Industrial | Stone, Clay, and Glass | Existing | Space Heating | Natural Gas | Furnace | 20.16% | 22.18%
Industrial_Stone, Clay, and Glass_Existing_Space Heating_Natural Gas_Boiler | Industrial | Stone, Clay, and Glass | Existing | Space Heating | Natural Gas | Boiler | 94.12% | 103.5%
Industrial_Stone, Clay, and Glass_Existing_Space Heating_Natural Gas_Unit Heater | Industrial | Stone, Clay, and Glass | Existing | Space Heating | Natural Gas | Unit Heater | 29.87% | 32.86%
Industrial_Stone, Clay, and Glass_Existing_Process_Natural Gas_Process Boiler | Industrial | Stone, Clay, and Glass | Existing | Process | Natural Gas | Process Boiler | 0% | 0%
Industrial_Stone, Clay, and Glass_Existing_Process_Natural Gas_Process Heating | Industrial | Stone, Clay, and Glass | Existing | Process | Natural Gas | Process Heating | 0% | 0%
Industrial_Stone, Clay, and Glass_Existing_Process_Natural Gas_Process Cooling | Industrial | Stone, Clay, and Glass | Existing | Process | Natural Gas | Process Cooling | 0% | 0%
Industrial_Stone, Clay, and Glass_Existing_Process_Natural Gas_Other Process | Industrial | Stone, Clay, and Glass | Existing | Process | Natural Gas | Other Process | 0% | 0%
Industrial_Stone, Clay, and Glass_Existing_Miscellaneous_Natural Gas_Miscellaneous | Industrial | Stone, Clay, and Glass | Existing | Miscellaneous | Natural Gas | Miscellaneous | 0% | 0%
Industrial_Stone, Clay, and Glass_New_Space Heating_Natural Gas_Furnace | Industrial | Stone, Clay, and Glass | New | Space Heating | Natural Gas | Furnace | 20.16% | 22.18%
Industrial_Stone, Clay, and Glass_New_Space Heating_Natural Gas_Boiler | Industrial | Stone, Clay, and Glass | New | Space Heating | Natural Gas | Boiler | 94.12% | 103.5%
Industrial_Stone, Clay, and Glass_New_Space Heating_Natural Gas_Unit Heater | Industrial | Stone, Clay, and Glass | New | Space Heating | Natural Gas | Unit Heater | 29.87% | 32.86%
Industrial_Stone, Clay, and Glass_New_Process_Natural Gas_Process Boiler | Industrial | Stone, Clay, and Glass | New | Process | Natural Gas | Process Boiler | 0% | 0%
Industrial_Stone, Clay, and Glass_New_Process_Natural Gas_Process Heating | Industrial | Stone, Clay, and Glass | New | Process | Natural Gas | Process Heating | 0% | 0%
Industrial_Stone, Clay, and Glass_New_Process_Natural Gas_Process Cooling | Industrial | Stone, Clay, and Glass | New | Process | Natural Gas | Process Cooling | 0% | 0%
Industrial_Stone, Clay, and Glass_New_Process_Natural Gas_Other Process | Industrial | Stone, Clay, and Glass | New | Process | Natural Gas | Other Process | 0% | 0%
Industrial_Stone, Clay, and Glass_New_Miscellaneous_Natural Gas_Miscellaneous | Industrial | Stone, Clay, and Glass | New | Miscellaneous | Natural Gas | Miscellaneous | 0% | 0%
Industrial_Petroleum_Existing_Space Heating_Natural Gas_Furnace | Industrial | Petroleum | Existing | Space Heating | Natural Gas | Furnace | 20.16% | 22.18%
Industrial_Petroleum_Existing_Space Heating_Natural Gas_Boiler | Industrial | Petroleum | Existing | Space Heating | Natural Gas | Boiler | 94.12% | 103.5%
Industrial_Petroleum_Existing_Space Heating_Natural Gas_Unit Heater | Industrial | Petroleum | Existing | Space Heating | Natural Gas | Unit Heater | 29.87% | 32.86%
Industrial_Petroleum_Existing_Process_Natural Gas_Process Boiler | Industrial | Petroleum | Existing | Process | Natural Gas | Process Boiler | 0% | 0%
Industrial_Petroleum_Existing_Process_Natural Gas_Process Heating | Industrial | Petroleum | Existing | Process | Natural Gas | Process Heating | 0% | 0%
Industrial_Petroleum_Existing_Process_Natural Gas_Process Cooling | Industrial | Petroleum | Existing | Process | Natural Gas | Process Cooling | 0% | 0%
Industrial_Petroleum_Existing_Process_Natural Gas_Other Process | Industrial | Petroleum | Existing | Process | Natural Gas | Other Process | 0% | 0%
Industrial_Petroleum_Existing_Miscellaneous_Natural Gas_Miscellaneous | Industrial | Petroleum | Existing | Miscellaneous | Natural Gas | Miscellaneous | 0% | 0%
Industrial_Petroleum_New_Space Heating_Natural Gas_Furnace | Industrial | Petroleum | New | Space Heating | Natural Gas | Furnace | 20.16% | 22.18%
Industrial_Petroleum_New_Space Heating_Natural Gas_Boiler | Industrial | Petroleum | New | Space Heating | Natural Gas | Boiler | 94.12% | 103.5%
Industrial_Petroleum_New_Space Heating_Natural Gas_Unit Heater | Industrial | Petroleum | New | Space Heating | Natural Gas | Unit Heater | 29.87% | 32.86%
Industrial_Petroleum_New_Process_Natural Gas_Process Boiler | Industrial | Petroleum | New | Process | Natural Gas | Process Boiler | 0% | 0%
Industrial_Petroleum_New_Process_Natural Gas_Process Heating | Industrial | Petroleum | New | Process | Natural Gas | Process Heating | 0% | 0%
Industrial_Petroleum_New_Process_Natural Gas_Process Cooling | Industrial | Petroleum | New | Process | Natural Gas | Process Cooling | 0% | 0%
Industrial_Petroleum_New_Process_Natural Gas_Other Process | Industrial | Petroleum | New | Process | Natural Gas | Other Process | 0% | 0%
Industrial_Petroleum_New_Miscellaneous_Natural Gas_Miscellaneous | Industrial | Petroleum | New | Miscellaneous | Natural Gas | Miscellaneous | 0% | 0%
Industrial_Paper and Printing_Existing_Space Heating_Natural Gas_Furnace | Industrial | Paper and Printing | Existing | Space Heating | Natural Gas | Furnace | 20.16% | 22.18%
Industrial_Paper and Printing_Existing_Space Heating_Natural Gas_Boiler | Industrial | Paper and Printing | Existing | Space Heating | Natural Gas | Boiler | 94.12% | 103.5%
Industrial_Paper and Printing_Existing_Space Heating_Natural Gas_Unit Heater | Industrial | Paper and Printing | Existing | Space Heating | Natural Gas | Unit Heater | 29.87% | 32.86%
Industrial_Paper and Printing_Existing_Process_Natural Gas_Process Boiler | Industrial | Paper and Printing | Existing | Process | Natural Gas | Process Boiler | 0% | 0%
Industrial_Paper and Printing_Existing_Process_Natural Gas_Process Heating | Industrial | Paper and Printing | Existing | Process | Natural Gas | Process Heating | 0% | 0%
Industrial_Paper and Printing_Existing_Process_Natural Gas_Process Cooling | Industrial | Paper and Printing | Existing | Process | Natural Gas | Process Cooling | 0% | 0%
Industrial_Paper and Printing_Existing_Process_Natural Gas_Other Process | Industrial | Paper and Printing | Existing | Process | Natural Gas | Other Process | 0% | 0%
Industrial_Paper and Printing_Existing_Miscellaneous_Natural Gas_Miscellaneous | Industrial | Paper and Printing | Existing | Miscellaneous | Natural Gas | Miscellaneous | 0% | 0%
Industrial_Paper and Printing_New_Space Heating_Natural Gas_Furnace | Industrial | Paper and Printing | New | Space Heating | Natural Gas | Furnace | 20.16% | 22.18%
Industrial_Paper and Printing_New_Space Heating_Natural Gas_Boiler | Industrial | Paper and Printing | New | Space Heating | Natural Gas | Boiler | 94.12% | 103.5%
Industrial_Paper and Printing_New_Space Heating_Natural Gas_Unit Heater | Industrial | Paper and Printing | New | Space Heating | Natural Gas | Unit Heater | 29.87% | 32.86%
Industrial_Paper and Printing_New_Process_Natural Gas_Process Boiler | Industrial | Paper and Printing | New | Process | Natural Gas | Process Boiler | 0% | 0%
Industrial_Paper and Printing_New_Process_Natural Gas_Process Heating | Industrial | Paper and Printing | New | Process | Natural Gas | Process Heating | 0% | 0%
Industrial_Paper and Printing_New_Process_Natural Gas_Process Cooling | Industrial | Paper and Printing | New | Process | Natural Gas | Process Cooling | 0% | 0%
Industrial_Paper and Printing_New_Process_Natural Gas_Other Process | Industrial | Paper and Printing | New | Process | Natural Gas | Other Process | 0% | 0%
Industrial_Paper and Printing_New_Miscellaneous_Natural Gas_Miscellaneous | Industrial | Paper and Printing | New | Miscellaneous | Natural Gas | Miscellaneous | 0% | 0%
Industrial_Instruments_Existing_Space Heating_Natural Gas_Furnace | Industrial | Instruments | Existing | Space Heating | Natural Gas | Furnace | 20.16% | 22.18%
Industrial_Instruments_Existing_Space Heating_Natural Gas_Boiler | Industrial | Instruments | Existing | Space Heating | Natural Gas | Boiler | 94.12% | 103.5%
Industrial_Instruments_Existing_Space Heating_Natural Gas_Unit Heater | Industrial | Instruments | Existing | Space Heating | Natural Gas | Unit Heater | 29.87% | 32.86%
Industrial_Instruments_Existing_Process_Natural Gas_Process Boiler | Industrial | Instruments | Existing | Process | Natural Gas | Process Boiler | 0% | 0%
Industrial_Instruments_Existing_Process_Natural Gas_Process Heating | Industrial | Instruments | Existing | Process | Natural Gas | Process Heating | 0% | 0%
Industrial_Instruments_Existing_Process_Natural Gas_Process Cooling | Industrial | Instruments | Existing | Process | Natural Gas | Process Cooling | 0% | 0%
Industrial_Instruments_Existing_Process_Natural Gas_Other Process | Industrial | Instruments | Existing | Process | Natural Gas | Other Process | 0% | 0%
Industrial_Instruments_Existing_Miscellaneous_Natural Gas_Miscellaneous | Industrial | Instruments | Existing | Miscellaneous | Natural Gas | Miscellaneous | 0% | 0%
Industrial_Instruments_New_Space Heating_Natural Gas_Furnace | Industrial | Instruments | New | Space Heating | Natural Gas | Furnace | 20.16% | 22.18%
Industrial_Instruments_New_Space Heating_Natural Gas_Boiler | Industrial | Instruments | New | Space Heating | Natural Gas | Boiler | 94.12% | 103.5%
Industrial_Instruments_New_Space Heating_Natural Gas_Unit Heater | Industrial | Instruments | New | Space Heating | Natural Gas | Unit Heater | 29.87% | 32.86%
Industrial_Instruments_New_Process_Natural Gas_Process Boiler | Industrial | Instruments | New | Process | Natural Gas | Process Boiler | 0% | 0%
Industrial_Instruments_New_Process_Natural Gas_Process Heating | Industrial | Instruments | New | Process | Natural Gas | Process Heating | 0% | 0%
Industrial_Instruments_New_Process_Natural Gas_Process Cooling | Industrial | Instruments | New | Process | Natural Gas | Process Cooling | 0% | 0%
Industrial_Instruments_New_Process_Natural Gas_Other Process | Industrial | Instruments | New | Process | Natural Gas | Other Process | 0% | 0%
Industrial_Instruments_New_Miscellaneous_Natural Gas_Miscellaneous | Industrial | Instruments | New | Miscellaneous | Natural Gas | Miscellaneous | 0% | 0%
Industrial_Wood and Lumber Products_Existing_Space Heating_Natural Gas_Furnace | Industrial | Wood and Lumber Products | Existing | Space Heating | Natural Gas | Furnace | 20.16% | 22.18%
Industrial_Wood and Lumber Products_Existing_Space Heating_Natural Gas_Boiler | Industrial | Wood and Lumber Products | Existing | Space Heating | Natural Gas | Boiler | 94.12% | 103.5%
Industrial_Wood and Lumber Products_Existing_Space Heating_Natural Gas_Unit Heater | Industrial | Wood and Lumber Products | Existing | Space Heating | Natural Gas | Unit Heater | 29.87% | 32.86%
Industrial_Wood and Lumber Products_Existing_Process_Natural Gas_Process Boiler | Industrial | Wood and Lumber Products | Existing | Process | Natural Gas | Process Boiler | 0% | 0%
Industrial_Wood and Lumber Products_Existing_Process_Natural Gas_Process Heating | Industrial | Wood and Lumber Products | Existing | Process | Natural Gas | Process Heating | 0% | 0%
Industrial_Wood and Lumber Products_Existing_Process_Natural Gas_Process Cooling | Industrial | Wood and Lumber Products | Existing | Process | Natural Gas | Process Cooling | 0% | 0%
Industrial_Wood and Lumber Products_Existing_Process_Natural Gas_Other Process | Industrial | Wood and Lumber Products | Existing | Process | Natural Gas | Other Process | 0% | 0%
Industrial_Wood and Lumber Products_Existing_Miscellaneous_Natural Gas_Miscellaneous | Industrial | Wood and Lumber Products | Existing | Miscellaneous | Natural Gas | Miscellaneous | 0% | 0%
Industrial_Wood and Lumber Products_New_Space Heating_Natural Gas_Furnace | Industrial | Wood and Lumber Products | New | Space Heating | Natural Gas | Furnace | 20.16% | 22.18%
Industrial_Wood and Lumber Products_New_Space Heating_Natural Gas_Boiler | Industrial | Wood and Lumber Products | New | Space Heating | Natural Gas | Boiler | 94.12% | 103.5%
Industrial_Wood and Lumber Products_New_Space Heating_Natural Gas_Unit Heater | Industrial | Wood and Lumber Products | New | Space Heating | Natural Gas | Unit Heater | 29.87% | 32.86%
Industrial_Wood and Lumber Products_New_Process_Natural Gas_Process Boiler | Industrial | Wood and Lumber Products | New | Process | Natural Gas | Process Boiler | 0% | 0%
Industrial_Wood and Lumber Products_New_Process_Natural Gas_Process Heating | Industrial | Wood and Lumber Products | New | Process | Natural Gas | Process Heating | 0% | 0%
Industrial_Wood and Lumber Products_New_Process_Natural Gas_Process Cooling | Industrial | Wood and Lumber Products | New | Process | Natural Gas | Process Cooling | 0% | 0%
Industrial_Wood and Lumber Products_New_Process_Natural Gas_Other Process | Industrial | Wood and Lumber Products | New | Process | Natural Gas | Other Process | 0% | 0%
Industrial_Wood and Lumber Products_New_Miscellaneous_Natural Gas_Miscellaneous | Industrial | Wood and Lumber Products | New | Miscellaneous | Natural Gas | Miscellaneous | 0% | 0%
Industrial_Other Industrial_Existing_Space Heating_Natural Gas_Furnace | Industrial | Other Industrial | Existing | Space Heating | Natural Gas | Furnace | 20.16% | 22.18%
Industrial_Other Industrial_Existing_Space Heating_Natural Gas_Boiler | Industrial | Other Industrial | Existing | Space Heating | Natural Gas | Boiler | 94.12% | 103.5%
Industrial_Other Industrial_Existing_Space Heating_Natural Gas_Unit Heater | Industrial | Other Industrial | Existing | Space Heating | Natural Gas | Unit Heater | 29.87% | 32.86%
Industrial_Other Industrial_Existing_Process_Natural Gas_Process Boiler | Industrial | Other Industrial | Existing | Process | Natural Gas | Process Boiler | 0% | 0%
Industrial_Other Industrial_Existing_Process_Natural Gas_Process Heating | Industrial | Other Industrial | Existing | Process | Natural Gas | Process Heating | 0% | 0%
Industrial_Other Industrial_Existing_Process_Natural Gas_Process Cooling | Industrial | Other Industrial | Existing | Process | Natural Gas | Process Cooling | 0% | 0%
Industrial_Other Industrial_Existing_Process_Natural Gas_Other Process | Industrial | Other Industrial | Existing | Process | Natural Gas | Other Process | 0% | 0%
Industrial_Other Industrial_Existing_Miscellaneous_Natural Gas_Miscellaneous | Industrial | Other Industrial | Existing | Miscellaneous | Natural Gas | Miscellaneous | 0% | 0%
Industrial_Other Industrial_New_Space Heating_Natural Gas_Furnace | Industrial | Other Industrial | New | Space Heating | Natural Gas | Furnace | 20.16% | 22.18%
Industrial_Other Industrial_New_Space Heating_Natural Gas_Boiler | Industrial | Other Industrial | New | Space Heating | Natural Gas | Boiler | 94.12% | 103.5%
Industrial_Other Industrial_New_Space Heating_Natural Gas_Unit Heater | Industrial | Other Industrial | New | Space Heating | Natural Gas | Unit Heater | 29.87% | 32.86%
Industrial_Other Industrial_New_Process_Natural Gas_Process Boiler | Industrial | Other Industrial | New | Process | Natural Gas | Process Boiler | 0% | 0%
Industrial_Other Industrial_New_Process_Natural Gas_Process Heating | Industrial | Other Industrial | New | Process | Natural Gas | Process Heating | 0% | 0%
Industrial_Other Industrial_New_Process_Natural Gas_Process Cooling | Industrial | Other Industrial | New | Process | Natural Gas | Process Cooling | 0% | 0%
Industrial_Other Industrial_New_Process_Natural Gas_Other Process | Industrial | Other Industrial | New | Process | Natural Gas | Other Process | 0% | 0%
Industrial_Other Industrial_New_Miscellaneous_Natural Gas_Miscellaneous | Industrial | Other Industrial | New | Miscellaneous | Natural Gas | Miscellaneous | 0% | 0%

## Building Systems (hidden)
Key | Sector | Segment | Vintage | System | Label | Conversion Cost | Applicability | Base Year Saturation | Growth Rate | First Year On Market | Last Year On Market | Use Logit Model | Allow Purchase Share Growth | Allow Purchase Share Decline

## System Data (hidden)
Key | Sector | Segment | Vintage | System | Label | Component | System Enduse | System Fuel | System Technology | Enduse Required

## Sys Program Costs (hidden)
Key | Sector | Segment | Vintage | System | Label | Incentive Rate | Administrative Adder

## System Potential Factors (hidden)
Key | Sector | Segment | System | Label | Type | 2013 | 2014 | 2015 | 2016 | 2017 | 2018 | 2019 | 2020 | 2021 | 2022 | 2023 | 2024 | 2025 | 2026 | 2027 | 2028 | 2029 | 2030 | 2031 | 2032 | 2033 | 2034 | 2035

## System Purchase Shares (hidden)
Key | Sector | Segment | Vintage | System | Label | Potential | 2013 | 2014 | 2015 | 2016 | 2017 | 2018 | 2019 | 2020 | 2021 | 2022 | 2023 | 2024 | 2025 | 2026 | 2027 | 2028 | 2029 | 2030 | 2031 | 2032 | 2033 | 2034 | 2035
Note on H1: kwalter: Must input base year shares

## Special Market Def
Market | End Use | Fuel | Technology
All | Space Heating | Natural Gas | *
All | Process | Natural Gas | *
All | Miscellaneous | Natural Gas | *
Market | Space Heating | Natural Gas | *
Market | Process | Natural Gas | *
Market | Miscellaneous | Natural Gas | *
Method
1. Define special markets on this tab. Listing individual technologies is only necessary when not all are included
2. For each sector/segment/vintage:
2a. VBA parses each Special market line and builds an array of references to the baseline technologies that are appropriate
2b. VBA steps through the defined array and adds together all technologies in the list using the Engine tab as a worksheet tracking the running total.
3. VBA checks to see if this is a "Market" special market and overrides the Units with the market size if needed
4. Output to special markets tab

## Sheet2 (hidden)
Field | Sector | Market | Segment | Vintage | End Use | Fuel
F1 | Residential | All | Single Family - Elec | Existing | Cooling | Electric
F2 | Residential | All | Single Family - Elec | Existing | Cooling | Electric
F3 | Residential | All | Single Family - Elec | Existing | Cooling | Electric
F4 | Residential | All | Single Family - Elec | Existing | Cooling | Electric
F1 | Residential | All | Single Family - Elec | Existing | Space Heating | Electric
F2 | Residential | All | Single Family - Elec | Existing | Space Heating | Electric
F3 | Residential | All | Single Family - Elec | Existing | Space Heating | Electric
F4 | Residential | All | Single Family - Elec | Existing | Space Heating | Electric
F1 | Residential | All | Single Family - Elec | Existing | Water Heating | Electric
F2 | Residential | All | Single Family - Elec | Existing | Water Heating | Electric
F3 | Residential | All | Single Family - Elec | Existing | Water Heating | Electric
F4 | Residential | All | Single Family - Elec | Existing | Water Heating | Electric
F1 | Residential | All | Single Family - Elec | Existing | Interior Lighting | Electric
F2 | Residential | All | Single Family - Elec | Existing | Interior Lighting | Electric
F3 | Residential | All | Single Family - Elec | Existing | Interior Lighting | Electric
F4 | Residential | All | Single Family - Elec | Existing | Interior Lighting | Electric
F1 | Residential | All | Single Family - Elec | Existing | Exterior Lighting | Electric
F2 | Residential | All | Single Family - Elec | Existing | Exterior Lighting | Electric
F3 | Residential | All | Single Family - Elec | Existing | Exterior Lighting | Electric
F4 | Residential | All | Single Family - Elec | Existing | Exterior Lighting | Electric
F1 | Residential | All | Single Family - Elec | Existing | Appliances | Electric
F2 | Residential | All | Single Family - Elec | Existing | Appliances | Electric
F3 | Residential | All | Single Family - Elec | Existing | Appliances | Electric
F4 | Residential | All | Single Family - Elec | Existing | Appliances | Electric
F1 | Residential | All | Single Family - Elec | Existing | Electronics | Electric
F2 | Residential | All | Single Family - Elec | Existing | Electronics | Electric
F3 | Residential | All | Single Family - Elec | Existing | Electronics | Electric
F4 | Residential | All | Single Family - Elec | Existing | Electronics | Electric
F1 | Residential | All | Single Family - Elec | Existing | Miscellaneous | Electric
F2 | Residential | All | Single Family - Elec | Existing | Miscellaneous | Electric
F3 | Residential | All | Single Family - Elec | Existing | Miscellaneous | Electric
F4 | Residential | All | Single Family - Elec | Existing | Miscellaneous | Electric
F1 | Residential | All | Single Family - Elec | Existing | Generation | Electric
F2 | Residential | All | Single Family - Elec | Existing | Generation | Electric
F3 | Residential | All | Single Family - Elec | Existing | Generation | Electric
F4 | Residential | All | Single Family - Elec | Existing | Generation | Electric
F1 | Residential | All | Single Family - Elec | Existing | Space Heating | Natural Gas
F2 | Residential | All | Single Family - Elec | Existing | Space Heating | Natural Gas
F3 | Residential | All | Single Family - Elec | Existing | Space Heating | Natural Gas
F4 | Residential | All | Single Family - Elec | Existing | Space Heating | Natural Gas
F1 | Residential | All | Single Family - Elec | Existing | Water Heating | Natural Gas
F2 | Residential | All | Single Family - Elec | Existing | Water Heating | Natural Gas
F3 | Residential | All | Single Family - Elec | Existing | Water Heating | Natural Gas
F4 | Residential | All | Single Family - Elec | Existing | Water Heating | Natural Gas
F1 | Residential | All | Single Family - Elec | Existing | Appliances | Natural Gas
F2 | Residential | All | Single Family - Elec | Existing | Appliances | Natural Gas
F3 | Residential | All | Single Family - Elec | Existing | Appliances | Natural Gas
F4 | Residential | All | Single Family - Elec | Existing | Appliances | Natural Gas
F1 | Residential | All | Single Family - Elec | Existing | Miscellaneous | Natural Gas
F2 | Residential | All | Single Family - Elec | Existing | Miscellaneous | Natural Gas
F3 | Residential | All | Single Family - Elec | Existing | Miscellaneous | Natural Gas
F4 | Residential | All | Single Family - Elec | Existing | Miscellaneous | Natural Gas
F1 | Residential | Market | Single Family - Elec | Existing | Cooling | Electric
F2 | Residential | Market | Single Family - Elec | Existing | Cooling | Electric
F3 | Residential | Market | Single Family - Elec | Existing | Cooling | Electric
F4 | Residential | Market | Single Family - Elec | Existing | Cooling | Electric
F1 | Residential | Market | Single Family - Elec | Existing | Space Heating | Electric
F2 | Residential | Market | Single Family - Elec | Existing | Space Heating | Electric
F3 | Residential | Market | Single Family - Elec | Existing | Space Heating | Electric
F4 | Residential | Market | Single Family - Elec | Existing | Space Heating | Electric
F1 | Residential | Market | Single Family - Elec | Existing | Water Heating | Electric
F2 | Residential | Market | Single Family - Elec | Existing | Water Heating | Electric
F3 | Residential | Market | Single Family - Elec | Existing | Water Heating | Electric
F4 | Residential | Market | Single Family - Elec | Existing | Water Heating | Electric
F1 | Residential | Market | Single Family - Elec | Existing | Interior Lighting | Electric
F2 | Residential | Market | Single Family - Elec | Existing | Interior Lighting | Electric
F3 | Residential | Market | Single Family - Elec | Existing | Interior Lighting | Electric
F4 | Residential | Market | Single Family - Elec | Existing | Interior Lighting | Electric
F1 | Residential | Market | Single Family - Elec | Existing | Exterior Lighting | Electric
F2 | Residential | Market | Single Family - Elec | Existing | Exterior Lighting | Electric
F3 | Residential | Market | Single Family - Elec | Existing | Exterior Lighting | Electric
F4 | Residential | Market | Single Family - Elec | Existing | Exterior Lighting | Electric
F1 | Residential | Market | Single Family - Elec | Existing | Appliances | Electric
F2 | Residential | Market | Single Family - Elec | Existing | Appliances | Electric
F3 | Residential | Market | Single Family - Elec | Existing | Appliances | Electric
F4 | Residential | Market | Single Family - Elec | Existing | Appliances | Electric
F1 | Residential | Market | Single Family - Elec | Existing | Electronics | Electric
F2 | Residential | Market | Single Family - Elec | Existing | Electronics | Electric
F3 | Residential | Market | Single Family - Elec | Existing | Electronics | Electric
F4 | Residential | Market | Single Family - Elec | Existing | Electronics | Electric
F1 | Residential | Market | Single Family - Elec | Existing | Miscellaneous | Electric
F2 | Residential | Market | Single Family - Elec | Existing | Miscellaneous | Electric
F3 | Residential | Market | Single Family - Elec | Existing | Miscellaneous | Electric
F4 | Residential | Market | Single Family - Elec | Existing | Miscellaneous | Electric
F1 | Residential | Market | Single Family - Elec | Existing | Generation | Electric
F2 | Residential | Market | Single Family - Elec | Existing | Generation | Electric
F3 | Residential | Market | Single Family - Elec | Existing | Generation | Electric
F4 | Residential | Market | Single Family - Elec | Existing | Generation | Electric
F1 | Residential | Market | Single Family - Elec | Existing | Space Heating | Natural Gas
F2 | Residential | Market | Single Family - Elec | Existing | Space Heating | Natural Gas
F3 | Residential | Market | Single Family - Elec | Existing | Space Heating | Natural Gas
F4 | Residential | Market | Single Family - Elec | Existing | Space Heating | Natural Gas
F1 | Residential | Market | Single Family - Elec | Existing | Water Heating | Natural Gas
F2 | Residential | Market | Single Family - Elec | Existing | Water Heating | Natural Gas
F3 | Residential | Market | Single Family - Elec | Existing | Water Heating | Natural Gas
F4 | Residential | Market | Single Family - Elec | Existing | Water Heating | Natural Gas
F1 | Residential | Market | Single Family - Elec | Existing | Appliances | Natural Gas
F2 | Residential | Market | Single Family - Elec | Existing | Appliances | Natural Gas
F3 | Residential | Market | Single Family - Elec | Existing | Appliances | Natural Gas
F4 | Residential | Market | Single Family - Elec | Existing | Appliances | Natural Gas
F1 | Residential | Market | Single Family - Elec | Existing | Miscellaneous | Natural Gas
F2 | Residential | Market | Single Family - Elec | Existing | Miscellaneous | Natural Gas
F3 | Residential | Market | Single Family - Elec | Existing | Miscellaneous | Natural Gas
F4 | Residential | Market | Single Family - Elec | Existing | Miscellaneous | Natural Gas
F1 | Residential | Central System | Single Family - Elec | Existing | Cooling | Electric
F2 | Residential | Central System | Single Family - Elec | Existing | Cooling | Electric
F3 | Residential | Central System | Single Family - Elec | Existing | Cooling | Electric
F4 | Residential | Central System | Single Family - Elec | Existing | Cooling | Electric
F1 | Residential | Central System | Single Family - Elec | Existing | Space Heating | Electric
F2 | Residential | Central System | Single Family - Elec | Existing | Space Heating | Electric
F3 | Residential | Central System | Single Family - Elec | Existing | Space Heating | Electric
F4 | Residential | Central System | Single Family - Elec | Existing | Space Heating | Electric
F1 | Residential | Central System | Single Family - Elec | Existing | Space Heating | Natural Gas
F2 | Residential | Central System | Single Family - Elec | Existing | Space Heating | Natural Gas
F3 | Residential | Central System | Single Family - Elec | Existing | Space Heating | Natural Gas
F4 | Residential | Central System | Single Family - Elec | Existing | Space Heating | Natural Gas
F1 | Residential | Resistance | Single Family - Elec | Existing | Cooling | Electric
F2 | Residential | Resistance | Single Family - Elec | Existing | Cooling | Electric
F3 | Residential | Resistance | Single Family - Elec | Existing | Cooling | Electric
F4 | Residential | Resistance | Single Family - Elec | Existing | Cooling | Electric
F1 | Residential | Resistance | Single Family - Elec | Existing | Space Heating | Electric
F2 | Residential | Resistance | Single Family - Elec | Existing | Space Heating | Electric
F3 | Residential | Resistance | Single Family - Elec | Existing | Space Heating | Electric
F4 | Residential | Resistance | Single Family - Elec | Existing | Space Heating | Electric
F1 | Residential | Heat Pump | Single Family - Elec | Existing | Cooling | Electric
F2 | Residential | Heat Pump | Single Family - Elec | Existing | Cooling | Electric
F3 | Residential | Heat Pump | Single Family - Elec | Existing | Cooling | Electric
F4 | Residential | Heat Pump | Single Family - Elec | Existing | Cooling | Electric
F1 | Residential | Heat Pump | Single Family - Elec | Existing | Space Heating | Electric
F2 | Residential | Heat Pump | Single Family - Elec | Existing | Space Heating | Electric
F3 | Residential | Heat Pump | Single Family - Elec | Existing | Space Heating | Electric
F4 | Residential | Heat Pump | Single Family - Elec | Existing | Space Heating | Electric
F1 | Residential | All | Single Family - Elec | New | Cooling | Electric
F2 | Residential | All | Single Family - Elec | New | Cooling | Electric
F3 | Residential | All | Single Family - Elec | New | Cooling | Electric
F4 | Residential | All | Single Family - Elec | New | Cooling | Electric
F1 | Residential | All | Single Family - Elec | New | Space Heating | Electric
F2 | Residential | All | Single Family - Elec | New | Space Heating | Electric
F3 | Residential | All | Single Family - Elec | New | Space Heating | Electric
F4 | Residential | All | Single Family - Elec | New | Space Heating | Electric
F1 | Residential | All | Single Family - Elec | New | Water Heating | Electric
F2 | Residential | All | Single Family - Elec | New | Water Heating | Electric
F3 | Residential | All | Single Family - Elec | New | Water Heating | Electric
F4 | Residential | All | Single Family - Elec | New | Water Heating | Electric
F1 | Residential | All | Single Family - Elec | New | Interior Lighting | Electric
F2 | Residential | All | Single Family - Elec | New | Interior Lighting | Electric
F3 | Residential | All | Single Family - Elec | New | Interior Lighting | Electric
F4 | Residential | All | Single Family - Elec | New | Interior Lighting | Electric
F1 | Residential | All | Single Family - Elec | New | Exterior Lighting | Electric
F2 | Residential | All | Single Family - Elec | New | Exterior Lighting | Electric
F3 | Residential | All | Single Family - Elec | New | Exterior Lighting | Electric
F4 | Residential | All | Single Family - Elec | New | Exterior Lighting | Electric
F1 | Residential | All | Single Family - Elec | New | Appliances | Electric
F2 | Residential | All | Single Family - Elec | New | Appliances | Electric
F3 | Residential | All | Single Family - Elec | New | Appliances | Electric
F4 | Residential | All | Single Family - Elec | New | Appliances | Electric
F1 | Residential | All | Single Family - Elec | New | Electronics | Electric
F2 | Residential | All | Single Family - Elec | New | Electronics | Electric
F3 | Residential | All | Single Family - Elec | New | Electronics | Electric
F4 | Residential | All | Single Family - Elec | New | Electronics | Electric
F1 | Residential | All | Single Family - Elec | New | Miscellaneous | Electric
F2 | Residential | All | Single Family - Elec | New | Miscellaneous | Electric
F3 | Residential | All | Single Family - Elec | New | Miscellaneous | Electric
F4 | Residential | All | Single Family - Elec | New | Miscellaneous | Electric
F1 | Residential | All | Single Family - Elec | New | Generation | Electric
F2 | Residential | All | Single Family - Elec | New | Generation | Electric
F3 | Residential | All | Single Family - Elec | New | Generation | Electric
F4 | Residential | All | Single Family - Elec | New | Generation | Electric
F1 | Residential | All | Single Family - Elec | New | Space Heating | Natural Gas
F2 | Residential | All | Single Family - Elec | New | Space Heating | Natural Gas
F3 | Residential | All | Single Family - Elec | New | Space Heating | Natural Gas
F4 | Residential | All | Single Family - Elec | New | Space Heating | Natural Gas
F1 | Residential | All | Single Family - Elec | New | Water Heating | Natural Gas
F2 | Residential | All | Single Family - Elec | New | Water Heating | Natural Gas
F3 | Residential | All | Single Family - Elec | New | Water Heating | Natural Gas
F4 | Residential | All | Single Family - Elec | New | Water Heating | Natural Gas
F1 | Residential | All | Single Family - Elec | New | Appliances | Natural Gas
F2 | Residential | All | Single Family - Elec | New | Appliances | Natural Gas
F3 | Residential | All | Single Family - Elec | New | Appliances | Natural Gas
F4 | Residential | All | Single Family - Elec | New | Appliances | Natural Gas
F1 | Residential | All | Single Family - Elec | New | Miscellaneous | Natural Gas
F2 | Residential | All | Single Family - Elec | New | Miscellaneous | Natural Gas
F3 | Residential | All | Single Family - Elec | New | Miscellaneous | Natural Gas
F4 | Residential | All | Single Family - Elec | New | Miscellaneous | Natural Gas
F1 | Residential | Market | Single Family - Elec | New | Cooling | Electric
F2 | Residential | Market | Single Family - Elec | New | Cooling | Electric
F3 | Residential | Market | Single Family - Elec | New | Cooling | Electric
F4 | Residential | Market | Single Family - Elec | New | Cooling | Electric
F1 | Residential | Market | Single Family - Elec | New | Space Heating | Electric
F2 | Residential | Market | Single Family - Elec | New | Space Heating | Electric
F3 | Residential | Market | Single Family - Elec | New | Space Heating | Electric
F4 | Residential | Market | Single Family - Elec | New | Space Heating | Electric
F1 | Residential | Market | Single Family - Elec | New | Water Heating | Electric
F2 | Residential | Market | Single Family - Elec | New | Water Heating | Electric
F3 | Residential | Market | Single Family - Elec | New | Water Heating | Electric
F4 | Residential | Market | Single Family - Elec | New | Water Heating | Electric
F1 | Residential | Market | Single Family - Elec | New | Interior Lighting | Electric
F2 | Residential | Market | Single Family - Elec | New | Interior Lighting | Electric
F3 | Residential | Market | Single Family - Elec | New | Interior Lighting | Electric
F4 | Residential | Market | Single Family - Elec | New | Interior Lighting | Electric
F1 | Residential | Market | Single Family - Elec | New | Exterior Lighting | Electric
F2 | Residential | Market | Single Family - Elec | New | Exterior Lighting | Electric
F3 | Residential | Market | Single Family - Elec | New | Exterior Lighting | Electric
F4 | Residential | Market | Single Family - Elec | New | Exterior Lighting | Electric
F1 | Residential | Market | Single Family - Elec | New | Appliances | Electric
F2 | Residential | Market | Single Family - Elec | New | Appliances | Electric
F3 | Residential | Market | Single Family - Elec | New | Appliances | Electric
F4 | Residential | Market | Single Family - Elec | New | Appliances | Electric
F1 | Residential | Market | Single Family - Elec | New | Electronics | Electric
F2 | Residential | Market | Single Family - Elec | New | Electronics | Electric
F3 | Residential | Market | Single Family - Elec | New | Electronics | Electric
F4 | Residential | Market | Single Family - Elec | New | Electronics | Electric
F1 | Residential | Market | Single Family - Elec | New | Miscellaneous | Electric
F2 | Residential | Market | Single Family - Elec | New | Miscellaneous | Electric
F3 | Residential | Market | Single Family - Elec | New | Miscellaneous | Electric
F4 | Residential | Market | Single Family - Elec | New | Miscellaneous | Electric
F1 | Residential | Market | Single Family - Elec | New | Generation | Electric
F2 | Residential | Market | Single Family - Elec | New | Generation | Electric
F3 | Residential | Market | Single Family - Elec | New | Generation | Electric
F4 | Residential | Market | Single Family - Elec | New | Generation | Electric
F1 | Residential | Market | Single Family - Elec | New | Space Heating | Natural Gas
F2 | Residential | Market | Single Family - Elec | New | Space Heating | Natural Gas
F3 | Residential | Market | Single Family - Elec | New | Space Heating | Natural Gas
F4 | Residential | Market | Single Family - Elec | New | Space Heating | Natural Gas
F1 | Residential | Market | Single Family - Elec | New | Water Heating | Natural Gas
F2 | Residential | Market | Single Family - Elec | New | Water Heating | Natural Gas
F3 | Residential | Market | Single Family - Elec | New | Water Heating | Natural Gas
F4 | Residential | Market | Single Family - Elec | New | Water Heating | Natural Gas
F1 | Residential | Market | Single Family - Elec | New | Appliances | Natural Gas
F2 | Residential | Market | Single Family - Elec | New | Appliances | Natural Gas
F3 | Residential | Market | Single Family - Elec | New | Appliances | Natural Gas
F4 | Residential | Market | Single Family - Elec | New | Appliances | Natural Gas
F1 | Residential | Market | Single Family - Elec | New | Miscellaneous | Natural Gas
F2 | Residential | Market | Single Family - Elec | New | Miscellaneous | Natural Gas
F3 | Residential | Market | Single Family - Elec | New | Miscellaneous | Natural Gas
F4 | Residential | Market | Single Family - Elec | New | Miscellaneous | Natural Gas
F1 | Residential | Central System | Single Family - Elec | New | Cooling | Electric
F2 | Residential | Central System | Single Family - Elec | New | Cooling | Electric
F3 | Residential | Central System | Single Family - Elec | New | Cooling | Electric
F4 | Residential | Central System | Single Family - Elec | New | Cooling | Electric
F1 | Residential | Central System | Single Family - Elec | New | Space Heating | Electric
F2 | Residential | Central System | Single Family - Elec | New | Space Heating | Electric
F3 | Residential | Central System | Single Family - Elec | New | Space Heating | Electric
F4 | Residential | Central System | Single Family - Elec | New | Space Heating | Electric
F1 | Residential | Central System | Single Family - Elec | New | Space Heating | Natural Gas
F2 | Residential | Central System | Single Family - Elec | New | Space Heating | Natural Gas
F3 | Residential | Central System | Single Family - Elec | New | Space Heating | Natural Gas
F4 | Residential | Central System | Single Family - Elec | New | Space Heating | Natural Gas
F1 | Residential | Resistance | Single Family - Elec | New | Cooling | Electric
F2 | Residential | Resistance | Single Family - Elec | New | Cooling | Electric
F3 | Residential | Resistance | Single Family - Elec | New | Cooling | Electric
F4 | Residential | Resistance | Single Family - Elec | New | Cooling | Electric
F1 | Residential | Resistance | Single Family - Elec | New | Space Heating | Electric
F2 | Residential | Resistance | Single Family - Elec | New | Space Heating | Electric
F3 | Residential | Resistance | Single Family - Elec | New | Space Heating | Electric
F4 | Residential | Resistance | Single Family - Elec | New | Space Heating | Electric
F1 | Residential | Heat Pump | Single Family - Elec | New | Cooling | Electric
F2 | Residential | Heat Pump | Single Family - Elec | New | Cooling | Electric
F3 | Residential | Heat Pump | Single Family - Elec | New | Cooling | Electric
F4 | Residential | Heat Pump | Single Family - Elec | New | Cooling | Electric
F1 | Residential | Heat Pump | Single Family - Elec | New | Space Heating | Electric
F2 | Residential | Heat Pump | Single Family - Elec | New | Space Heating | Electric
F3 | Residential | Heat Pump | Single Family - Elec | New | Space Heating | Electric
F4 | Residential | Heat Pump | Single Family - Elec | New | Space Heating | Electric
F1 | Residential | All | Single Family - LI - Elec | Existing | Cooling | Electric
F2 | Residential | All | Single Family - LI - Elec | Existing | Cooling | Electric
F3 | Residential | All | Single Family - LI - Elec | Existing | Cooling | Electric
F4 | Residential | All | Single Family - LI - Elec | Existing | Cooling | Electric
F1 | Residential | All | Single Family - LI - Elec | Existing | Space Heating | Electric
F2 | Residential | All | Single Family - LI - Elec | Existing | Space Heating | Electric
F3 | Residential | All | Single Family - LI - Elec | Existing | Space Heating | Electric
F4 | Residential | All | Single Family - LI - Elec | Existing | Space Heating | Electric
F1 | Residential | All | Single Family - LI - Elec | Existing | Water Heating | Electric
F2 | Residential | All | Single Family - LI - Elec | Existing | Water Heating | Electric
F3 | Residential | All | Single Family - LI - Elec | Existing | Water Heating | Electric
F4 | Residential | All | Single Family - LI - Elec | Existing | Water Heating | Electric
F1 | Residential | All | Single Family - LI - Elec | Existing | Interior Lighting | Electric
F2 | Residential | All | Single Family - LI - Elec | Existing | Interior Lighting | Electric
F3 | Residential | All | Single Family - LI - Elec | Existing | Interior Lighting | Electric
F4 | Residential | All | Single Family - LI - Elec | Existing | Interior Lighting | Electric
F1 | Residential | All | Single Family - LI - Elec | Existing | Exterior Lighting | Electric
F2 | Residential | All | Single Family - LI - Elec | Existing | Exterior Lighting | Electric
F3 | Residential | All | Single Family - LI - Elec | Existing | Exterior Lighting | Electric
F4 | Residential | All | Single Family - LI - Elec | Existing | Exterior Lighting | Electric
F1 | Residential | All | Single Family - LI - Elec | Existing | Appliances | Electric
F2 | Residential | All | Single Family - LI - Elec | Existing | Appliances | Electric
F3 | Residential | All | Single Family - LI - Elec | Existing | Appliances | Electric
F4 | Residential | All | Single Family - LI - Elec | Existing | Appliances | Electric
F1 | Residential | All | Single Family - LI - Elec | Existing | Electronics | Electric
F2 | Residential | All | Single Family - LI - Elec | Existing | Electronics | Electric
F3 | Residential | All | Single Family - LI - Elec | Existing | Electronics | Electric
F4 | Residential | All | Single Family - LI - Elec | Existing | Electronics | Electric
F1 | Residential | All | Single Family - LI - Elec | Existing | Miscellaneous | Electric
F2 | Residential | All | Single Family - LI - Elec | Existing | Miscellaneous | Electric
F3 | Residential | All | Single Family - LI - Elec | Existing | Miscellaneous | Electric
F4 | Residential | All | Single Family - LI - Elec | Existing | Miscellaneous | Electric
F1 | Residential | All | Single Family - LI - Elec | Existing | Generation | Electric
F2 | Residential | All | Single Family - LI - Elec | Existing | Generation | Electric
F3 | Residential | All | Single Family - LI - Elec | Existing | Generation | Electric
F4 | Residential | All | Single Family - LI - Elec | Existing | Generation | Electric
F1 | Residential | All | Single Family - LI - Elec | Existing | Space Heating | Natural Gas
F2 | Residential | All | Single Family - LI - Elec | Existing | Space Heating | Natural Gas
F3 | Residential | All | Single Family - LI - Elec | Existing | Space Heating | Natural Gas
F4 | Residential | All | Single Family - LI - Elec | Existing | Space Heating | Natural Gas
F1 | Residential | All | Single Family - LI - Elec | Existing | Water Heating | Natural Gas
F2 | Residential | All | Single Family - LI - Elec | Existing | Water Heating | Natural Gas
F3 | Residential | All | Single Family - LI - Elec | Existing | Water Heating | Natural Gas
F4 | Residential | All | Single Family - LI - Elec | Existing | Water Heating | Natural Gas
F1 | Residential | All | Single Family - LI - Elec | Existing | Appliances | Natural Gas
F2 | Residential | All | Single Family - LI - Elec | Existing | Appliances | Natural Gas
F3 | Residential | All | Single Family - LI - Elec | Existing | Appliances | Natural Gas
F4 | Residential | All | Single Family - LI - Elec | Existing | Appliances | Natural Gas
F1 | Residential | All | Single Family - LI - Elec | Existing | Miscellaneous | Natural Gas
F2 | Residential | All | Single Family - LI - Elec | Existing | Miscellaneous | Natural Gas
F3 | Residential | All | Single Family - LI - Elec | Existing | Miscellaneous | Natural Gas
F4 | Residential | All | Single Family - LI - Elec | Existing | Miscellaneous | Natural Gas
F1 | Residential | Market | Single Family - LI - Elec | Existing | Cooling | Electric
F2 | Residential | Market | Single Family - LI - Elec | Existing | Cooling | Electric
F3 | Residential | Market | Single Family - LI - Elec | Existing | Cooling | Electric
F4 | Residential | Market | Single Family - LI - Elec | Existing | Cooling | Electric
F1 | Residential | Market | Single Family - LI - Elec | Existing | Space Heating | Electric
F2 | Residential | Market | Single Family - LI - Elec | Existing | Space Heating | Electric
F3 | Residential | Market | Single Family - LI - Elec | Existing | Space Heating | Electric
F4 | Residential | Market | Single Family - LI - Elec | Existing | Space Heating | Electric
F1 | Residential | Market | Single Family - LI - Elec | Existing | Water Heating | Electric
F2 | Residential | Market | Single Family - LI - Elec | Existing | Water Heating | Electric
F3 | Residential | Market | Single Family - LI - Elec | Existing | Water Heating | Electric
F4 | Residential | Market | Single Family - LI - Elec | Existing | Water Heating | Electric
F1 | Residential | Market | Single Family - LI - Elec | Existing | Interior Lighting | Electric
F2 | Residential | Market | Single Family - LI - Elec | Existing | Interior Lighting | Electric
F3 | Residential | Market | Single Family - LI - Elec | Existing | Interior Lighting | Electric
F4 | Residential | Market | Single Family - LI - Elec | Existing | Interior Lighting | Electric
F1 | Residential | Market | Single Family - LI - Elec | Existing | Exterior Lighting | Electric
F2 | Residential | Market | Single Family - LI - Elec | Existing | Exterior Lighting | Electric
F3 | Residential | Market | Single Family - LI - Elec | Existing | Exterior Lighting | Electric
F4 | Residential | Market | Single Family - LI - Elec | Existing | Exterior Lighting | Electric
F1 | Residential | Market | Single Family - LI - Elec | Existing | Appliances | Electric
F2 | Residential | Market | Single Family - LI - Elec | Existing | Appliances | Electric
F3 | Residential | Market | Single Family - LI - Elec | Existing | Appliances | Electric
F4 | Residential | Market | Single Family - LI - Elec | Existing | Appliances | Electric
F1 | Residential | Market | Single Family - LI - Elec | Existing | Electronics | Electric
F2 | Residential | Market | Single Family - LI - Elec | Existing | Electronics | Electric
F3 | Residential | Market | Single Family - LI - Elec | Existing | Electronics | Electric
F4 | Residential | Market | Single Family - LI - Elec | Existing | Electronics | Electric
F1 | Residential | Market | Single Family - LI - Elec | Existing | Miscellaneous | Electric
F2 | Residential | Market | Single Family - LI - Elec | Existing | Miscellaneous | Electric
F3 | Residential | Market | Single Family - LI - Elec | Existing | Miscellaneous | Electric
F4 | Residential | Market | Single Family - LI - Elec | Existing | Miscellaneous | Electric
F1 | Residential | Market | Single Family - LI - Elec | Existing | Generation | Electric
F2 | Residential | Market | Single Family - LI - Elec | Existing | Generation | Electric
F3 | Residential | Market | Single Family - LI - Elec | Existing | Generation | Electric
F4 | Residential | Market | Single Family - LI - Elec | Existing | Generation | Electric
F1 | Residential | Market | Single Family - LI - Elec | Existing | Space Heating | Natural Gas
F2 | Residential | Market | Single Family - LI - Elec | Existing | Space Heating | Natural Gas
F3 | Residential | Market | Single Family - LI - Elec | Existing | Space Heating | Natural Gas
F4 | Residential | Market | Single Family - LI - Elec | Existing | Space Heating | Natural Gas
F1 | Residential | Market | Single Family - LI - Elec | Existing | Water Heating | Natural Gas
F2 | Residential | Market | Single Family - LI - Elec | Existing | Water Heating | Natural Gas
F3 | Residential | Market | Single Family - LI - Elec | Existing | Water Heating | Natural Gas
F4 | Residential | Market | Single Family - LI - Elec | Existing | Water Heating | Natural Gas
F1 | Residential | Market | Single Family - LI - Elec | Existing | Appliances | Natural Gas
F2 | Residential | Market | Single Family - LI - Elec | Existing | Appliances | Natural Gas
F3 | Residential | Market | Single Family - LI - Elec | Existing | Appliances | Natural Gas
F4 | Residential | Market | Single Family - LI - Elec | Existing | Appliances | Natural Gas
F1 | Residential | Market | Single Family - LI - Elec | Existing | Miscellaneous | Natural Gas
F2 | Residential | Market | Single Family - LI - Elec | Existing | Miscellaneous | Natural Gas
F3 | Residential | Market | Single Family - LI - Elec | Existing | Miscellaneous | Natural Gas
F4 | Residential | Market | Single Family - LI - Elec | Existing | Miscellaneous | Natural Gas
F1 | Residential | Central System | Single Family - LI - Elec | Existing | Cooling | Electric
F2 | Residential | Central System | Single Family - LI - Elec | Existing | Cooling | Electric
F3 | Residential | Central System | Single Family - LI - Elec | Existing | Cooling | Electric
F4 | Residential | Central System | Single Family - LI - Elec | Existing | Cooling | Electric
F1 | Residential | Central System | Single Family - LI - Elec | Existing | Space Heating | Electric
F2 | Residential | Central System | Single Family - LI - Elec | Existing | Space Heating | Electric
F3 | Residential | Central System | Single Family - LI - Elec | Existing | Space Heating | Electric
F4 | Residential | Central System | Single Family - LI - Elec | Existing | Space Heating | Electric
F1 | Residential | Central System | Single Family - LI - Elec | Existing | Space Heating | Natural Gas
F2 | Residential | Central System | Single Family - LI - Elec | Existing | Space Heating | Natural Gas
F3 | Residential | Central System | Single Family - LI - Elec | Existing | Space Heating | Natural Gas
F4 | Residential | Central System | Single Family - LI - Elec | Existing | Space Heating | Natural Gas
F1 | Residential | Resistance | Single Family - LI - Elec | Existing | Cooling | Electric
F2 | Residential | Resistance | Single Family - LI - Elec | Existing | Cooling | Electric
F3 | Residential | Resistance | Single Family - LI - Elec | Existing | Cooling | Electric
F4 | Residential | Resistance | Single Family - LI - Elec | Existing | Cooling | Electric
F1 | Residential | Resistance | Single Family - LI - Elec | Existing | Space Heating | Electric
F2 | Residential | Resistance | Single Family - LI - Elec | Existing | Space Heating | Electric
F3 | Residential | Resistance | Single Family - LI - Elec | Existing | Space Heating | Electric
F4 | Residential | Resistance | Single Family - LI - Elec | Existing | Space Heating | Electric
F1 | Residential | Heat Pump | Single Family - LI - Elec | Existing | Cooling | Electric
F2 | Residential | Heat Pump | Single Family - LI - Elec | Existing | Cooling | Electric
F3 | Residential | Heat Pump | Single Family - LI - Elec | Existing | Cooling | Electric
F4 | Residential | Heat Pump | Single Family - LI - Elec | Existing | Cooling | Electric
F1 | Residential | Heat Pump | Single Family - LI - Elec | Existing | Space Heating | Electric
F2 | Residential | Heat Pump | Single Family - LI - Elec | Existing | Space Heating | Electric
F3 | Residential | Heat Pump | Single Family - LI - Elec | Existing | Space Heating | Electric
F4 | Residential | Heat Pump | Single Family - LI - Elec | Existing | Space Heating | Electric
F1 | Residential | All | Single Family - LI - Elec | New | Cooling | Electric
F2 | Residential | All | Single Family - LI - Elec | New | Cooling | Electric
F3 | Residential | All | Single Family - LI - Elec | New | Cooling | Electric
F4 | Residential | All | Single Family - LI - Elec | New | Cooling | Electric
F1 | Residential | All | Single Family - LI - Elec | New | Space Heating | Electric
F2 | Residential | All | Single Family - LI - Elec | New | Space Heating | Electric
F3 | Residential | All | Single Family - LI - Elec | New | Space Heating | Electric
F4 | Residential | All | Single Family - LI - Elec | New | Space Heating | Electric
F1 | Residential | All | Single Family - LI - Elec | New | Water Heating | Electric
F2 | Residential | All | Single Family - LI - Elec | New | Water Heating | Electric
F3 | Residential | All | Single Family - LI - Elec | New | Water Heating | Electric
F4 | Residential | All | Single Family - LI - Elec | New | Water Heating | Electric
F1 | Residential | All | Single Family - LI - Elec | New | Interior Lighting | Electric
F2 | Residential | All | Single Family - LI - Elec | New | Interior Lighting | Electric
F3 | Residential | All | Single Family - LI - Elec | New | Interior Lighting | Electric
F4 | Residential | All | Single Family - LI - Elec | New | Interior Lighting | Electric
F1 | Residential | All | Single Family - LI - Elec | New | Exterior Lighting | Electric
F2 | Residential | All | Single Family - LI - Elec | New | Exterior Lighting | Electric
F3 | Residential | All | Single Family - LI - Elec | New | Exterior Lighting | Electric
F4 | Residential | All | Single Family - LI - Elec | New | Exterior Lighting | Electric
F1 | Residential | All | Single Family - LI - Elec | New | Appliances | Electric
F2 | Residential | All | Single Family - LI - Elec | New | Appliances | Electric
F3 | Residential | All | Single Family - LI - Elec | New | Appliances | Electric
F4 | Residential | All | Single Family - LI - Elec | New | Appliances | Electric
F1 | Residential | All | Single Family - LI - Elec | New | Electronics | Electric
F2 | Residential | All | Single Family - LI - Elec | New | Electronics | Electric
F3 | Residential | All | Single Family - LI - Elec | New | Electronics | Electric
F4 | Residential | All | Single Family - LI - Elec | New | Electronics | Electric
F1 | Residential | All | Single Family - LI - Elec | New | Miscellaneous | Electric
F2 | Residential | All | Single Family - LI - Elec | New | Miscellaneous | Electric
F3 | Residential | All | Single Family - LI - Elec | New | Miscellaneous | Electric
F4 | Residential | All | Single Family - LI - Elec | New | Miscellaneous | Electric
F1 | Residential | All | Single Family - LI - Elec | New | Generation | Electric
F2 | Residential | All | Single Family - LI - Elec | New | Generation | Electric
F3 | Residential | All | Single Family - LI - Elec | New | Generation | Electric
F4 | Residential | All | Single Family - LI - Elec | New | Generation | Electric
F1 | Residential | All | Single Family - LI - Elec | New | Space Heating | Natural Gas
F2 | Residential | All | Single Family - LI - Elec | New | Space Heating | Natural Gas
F3 | Residential | All | Single Family - LI - Elec | New | Space Heating | Natural Gas
F4 | Residential | All | Single Family - LI - Elec | New | Space Heating | Natural Gas
F1 | Residential | All | Single Family - LI - Elec | New | Water Heating | Natural Gas
F2 | Residential | All | Single Family - LI - Elec | New | Water Heating | Natural Gas
F3 | Residential | All | Single Family - LI - Elec | New | Water Heating | Natural Gas
F4 | Residential | All | Single Family - LI - Elec | New | Water Heating | Natural Gas
F1 | Residential | All | Single Family - LI - Elec | New | Appliances | Natural Gas
F2 | Residential | All | Single Family - LI - Elec | New | Appliances | Natural Gas
F3 | Residential | All | Single Family - LI - Elec | New | Appliances | Natural Gas
F4 | Residential | All | Single Family - LI - Elec | New | Appliances | Natural Gas
F1 | Residential | All | Single Family - LI - Elec | New | Miscellaneous | Natural Gas
F2 | Residential | All | Single Family - LI - Elec | New | Miscellaneous | Natural Gas
F3 | Residential | All | Single Family - LI - Elec | New | Miscellaneous | Natural Gas
F4 | Residential | All | Single Family - LI - Elec | New | Miscellaneous | Natural Gas
F1 | Residential | Market | Single Family - LI - Elec | New | Cooling | Electric
F2 | Residential | Market | Single Family - LI - Elec | New | Cooling | Electric
F3 | Residential | Market | Single Family - LI - Elec | New | Cooling | Electric
F4 | Residential | Market | Single Family - LI - Elec | New | Cooling | Electric
F1 | Residential | Market | Single Family - LI - Elec | New | Space Heating | Electric
F2 | Residential | Market | Single Family - LI - Elec | New | Space Heating | Electric
F3 | Residential | Market | Single Family - LI - Elec | New | Space Heating | Electric
F4 | Residential | Market | Single Family - LI - Elec | New | Space Heating | Electric
F1 | Residential | Market | Single Family - LI - Elec | New | Water Heating | Electric
F2 | Residential | Market | Single Family - LI - Elec | New | Water Heating | Electric
F3 | Residential | Market | Single Family - LI - Elec | New | Water Heating | Electric
F4 | Residential | Market | Single Family - LI - Elec | New | Water Heating | Electric
F1 | Residential | Market | Single Family - LI - Elec | New | Interior Lighting | Electric
F2 | Residential | Market | Single Family - LI - Elec | New | Interior Lighting | Electric
F3 | Residential | Market | Single Family - LI - Elec | New | Interior Lighting | Electric
F4 | Residential | Market | Single Family - LI - Elec | New | Interior Lighting | Electric
F1 | Residential | Market | Single Family - LI - Elec | New | Exterior Lighting | Electric
F2 | Residential | Market | Single Family - LI - Elec | New | Exterior Lighting | Electric
F3 | Residential | Market | Single Family - LI - Elec | New | Exterior Lighting | Electric
F4 | Residential | Market | Single Family - LI - Elec | New | Exterior Lighting | Electric
F1 | Residential | Market | Single Family - LI - Elec | New | Appliances | Electric
F2 | Residential | Market | Single Family - LI - Elec | New | Appliances | Electric
F3 | Residential | Market | Single Family - LI - Elec | New | Appliances | Electric
F4 | Residential | Market | Single Family - LI - Elec | New | Appliances | Electric
F1 | Residential | Market | Single Family - LI - Elec | New | Electronics | Electric
F2 | Residential | Market | Single Family - LI - Elec | New | Electronics | Electric
F3 | Residential | Market | Single Family - LI - Elec | New | Electronics | Electric
F4 | Residential | Market | Single Family - LI - Elec | New | Electronics | Electric
F1 | Residential | Market | Single Family - LI - Elec | New | Miscellaneous | Electric
F2 | Residential | Market | Single Family - LI - Elec | New | Miscellaneous | Electric
F3 | Residential | Market | Single Family - LI - Elec | New | Miscellaneous | Electric
F4 | Residential | Market | Single Family - LI - Elec | New | Miscellaneous | Electric
F1 | Residential | Market | Single Family - LI - Elec | New | Generation | Electric
F2 | Residential | Market | Single Family - LI - Elec | New | Generation | Electric
F3 | Residential | Market | Single Family - LI - Elec | New | Generation | Electric
F4 | Residential | Market | Single Family - LI - Elec | New | Generation | Electric
F1 | Residential | Market | Single Family - LI - Elec | New | Space Heating | Natural Gas
F2 | Residential | Market | Single Family - LI - Elec | New | Space Heating | Natural Gas
F3 | Residential | Market | Single Family - LI - Elec | New | Space Heating | Natural Gas
F4 | Residential | Market | Single Family - LI - Elec | New | Space Heating | Natural Gas
F1 | Residential | Market | Single Family - LI - Elec | New | Water Heating | Natural Gas
F2 | Residential | Market | Single Family - LI - Elec | New | Water Heating | Natural Gas
F3 | Residential | Market | Single Family - LI - Elec | New | Water Heating | Natural Gas
F4 | Residential | Market | Single Family - LI - Elec | New | Water Heating | Natural Gas
F1 | Residential | Market | Single Family - LI - Elec | New | Appliances | Natural Gas
F2 | Residential | Market | Single Family - LI - Elec | New | Appliances | Natural Gas
F3 | Residential | Market | Single Family - LI - Elec | New | Appliances | Natural Gas
F4 | Residential | Market | Single Family - LI - Elec | New | Appliances | Natural Gas
F1 | Residential | Market | Single Family - LI - Elec | New | Miscellaneous | Natural Gas
F2 | Residential | Market | Single Family - LI - Elec | New | Miscellaneous | Natural Gas
F3 | Residential | Market | Single Family - LI - Elec | New | Miscellaneous | Natural Gas
F4 | Residential | Market | Single Family - LI - Elec | New | Miscellaneous | Natural Gas
F1 | Residential | Central System | Single Family - LI - Elec | New | Cooling | Electric
F2 | Residential | Central System | Single Family - LI - Elec | New | Cooling | Electric
F3 | Residential | Central System | Single Family - LI - Elec | New | Cooling | Electric
F4 | Residential | Central System | Single Family - LI - Elec | New | Cooling | Electric
F1 | Residential | Central System | Single Family - LI - Elec | New | Space Heating | Electric
F2 | Residential | Central System | Single Family - LI - Elec | New | Space Heating | Electric
F3 | Residential | Central System | Single Family - LI - Elec | New | Space Heating | Electric
F4 | Residential | Central System | Single Family - LI - Elec | New | Space Heating | Electric
F1 | Residential | Central System | Single Family - LI - Elec | New | Space Heating | Natural Gas
F2 | Residential | Central System | Single Family - LI - Elec | New | Space Heating | Natural Gas
F3 | Residential | Central System | Single Family - LI - Elec | New | Space Heating | Natural Gas
F4 | Residential | Central System | Single Family - LI - Elec | New | Space Heating | Natural Gas
F1 | Residential | Resistance | Single Family - LI - Elec | New | Cooling | Electric
F2 | Residential | Resistance | Single Family - LI - Elec | New | Cooling | Electric
F3 | Residential | Resistance | Single Family - LI - Elec | New | Cooling | Electric
F4 | Residential | Resistance | Single Family - LI - Elec | New | Cooling | Electric
F1 | Residential | Resistance | Single Family - LI - Elec | New | Space Heating | Electric
F2 | Residential | Resistance | Single Family - LI - Elec | New | Space Heating | Electric
F3 | Residential | Resistance | Single Family - LI - Elec | New | Space Heating | Electric
F4 | Residential | Resistance | Single Family - LI - Elec | New | Space Heating | Electric
F1 | Residential | Heat Pump | Single Family - LI - Elec | New | Cooling | Electric
F2 | Residential | Heat Pump | Single Family - LI - Elec | New | Cooling | Electric
F3 | Residential | Heat Pump | Single Family - LI - Elec | New | Cooling | Electric
F4 | Residential | Heat Pump | Single Family - LI - Elec | New | Cooling | Electric
F1 | Residential | Heat Pump | Single Family - LI - Elec | New | Space Heating | Electric
F2 | Residential | Heat Pump | Single Family - LI - Elec | New | Space Heating | Electric
F3 | Residential | Heat Pump | Single Family - LI - Elec | New | Space Heating | Electric
F4 | Residential | Heat Pump | Single Family - LI - Elec | New | Space Heating | Electric
F1 | Residential | All | Multifamily - Elec | Existing | Cooling | Electric
F2 | Residential | All | Multifamily - Elec | Existing | Cooling | Electric
F3 | Residential | All | Multifamily - Elec | Existing | Cooling | Electric
F4 | Residential | All | Multifamily - Elec | Existing | Cooling | Electric
F1 | Residential | All | Multifamily - Elec | Existing | Space Heating | Electric
F2 | Residential | All | Multifamily - Elec | Existing | Space Heating | Electric
F3 | Residential | All | Multifamily - Elec | Existing | Space Heating | Electric
F4 | Residential | All | Multifamily - Elec | Existing | Space Heating | Electric
F1 | Residential | All | Multifamily - Elec | Existing | Water Heating | Electric
F2 | Residential | All | Multifamily - Elec | Existing | Water Heating | Electric
F3 | Residential | All | Multifamily - Elec | Existing | Water Heating | Electric
F4 | Residential | All | Multifamily - Elec | Existing | Water Heating | Electric
F1 | Residential | All | Multifamily - Elec | Existing | Interior Lighting | Electric
F2 | Residential | All | Multifamily - Elec | Existing | Interior Lighting | Electric
F3 | Residential | All | Multifamily - Elec | Existing | Interior Lighting | Electric
F4 | Residential | All | Multifamily - Elec | Existing | Interior Lighting | Electric
F1 | Residential | All | Multifamily - Elec | Existing | Exterior Lighting | Electric
F2 | Residential | All | Multifamily - Elec | Existing | Exterior Lighting | Electric
F3 | Residential | All | Multifamily - Elec | Existing | Exterior Lighting | Electric
F4 | Residential | All | Multifamily - Elec | Existing | Exterior Lighting | Electric
F1 | Residential | All | Multifamily - Elec | Existing | Appliances | Electric
F2 | Residential | All | Multifamily - Elec | Existing | Appliances | Electric
F3 | Residential | All | Multifamily - Elec | Existing | Appliances | Electric
F4 | Residential | All | Multifamily - Elec | Existing | Appliances | Electric
F1 | Residential | All | Multifamily - Elec | Existing | Electronics | Electric
F2 | Residential | All | Multifamily - Elec | Existing | Electronics | Electric
F3 | Residential | All | Multifamily - Elec | Existing | Electronics | Electric
F4 | Residential | All | Multifamily - Elec | Existing | Electronics | Electric
F1 | Residential | All | Multifamily - Elec | Existing | Miscellaneous | Electric
F2 | Residential | All | Multifamily - Elec | Existing | Miscellaneous | Electric
F3 | Residential | All | Multifamily - Elec | Existing | Miscellaneous | Electric
F4 | Residential | All | Multifamily - Elec | Existing | Miscellaneous | Electric
F1 | Residential | All | Multifamily - Elec | Existing | Generation | Electric
F2 | Residential | All | Multifamily - Elec | Existing | Generation | Electric
F3 | Residential | All | Multifamily - Elec | Existing | Generation | Electric
F4 | Residential | All | Multifamily - Elec | Existing | Generation | Electric
F1 | Residential | All | Multifamily - Elec | Existing | Space Heating | Natural Gas
F2 | Residential | All | Multifamily - Elec | Existing | Space Heating | Natural Gas
F3 | Residential | All | Multifamily - Elec | Existing | Space Heating | Natural Gas
F4 | Residential | All | Multifamily - Elec | Existing | Space Heating | Natural Gas
F1 | Residential | All | Multifamily - Elec | Existing | Water Heating | Natural Gas
F2 | Residential | All | Multifamily - Elec | Existing | Water Heating | Natural Gas
F3 | Residential | All | Multifamily - Elec | Existing | Water Heating | Natural Gas
F4 | Residential | All | Multifamily - Elec | Existing | Water Heating | Natural Gas
F1 | Residential | All | Multifamily - Elec | Existing | Appliances | Natural Gas
F2 | Residential | All | Multifamily - Elec | Existing | Appliances | Natural Gas
F3 | Residential | All | Multifamily - Elec | Existing | Appliances | Natural Gas
F4 | Residential | All | Multifamily - Elec | Existing | Appliances | Natural Gas
F1 | Residential | All | Multifamily - Elec | Existing | Miscellaneous | Natural Gas
F2 | Residential | All | Multifamily - Elec | Existing | Miscellaneous | Natural Gas
F3 | Residential | All | Multifamily - Elec | Existing | Miscellaneous | Natural Gas
F4 | Residential | All | Multifamily - Elec | Existing | Miscellaneous | Natural Gas
F1 | Residential | Market | Multifamily - Elec | Existing | Cooling | Electric
F2 | Residential | Market | Multifamily - Elec | Existing | Cooling | Electric
F3 | Residential | Market | Multifamily - Elec | Existing | Cooling | Electric
F4 | Residential | Market | Multifamily - Elec | Existing | Cooling | Electric
F1 | Residential | Market | Multifamily - Elec | Existing | Space Heating | Electric
F2 | Residential | Market | Multifamily - Elec | Existing | Space Heating | Electric
F3 | Residential | Market | Multifamily - Elec | Existing | Space Heating | Electric
F4 | Residential | Market | Multifamily - Elec | Existing | Space Heating | Electric
F1 | Residential | Market | Multifamily - Elec | Existing | Water Heating | Electric
F2 | Residential | Market | Multifamily - Elec | Existing | Water Heating | Electric
F3 | Residential | Market | Multifamily - Elec | Existing | Water Heating | Electric
F4 | Residential | Market | Multifamily - Elec | Existing | Water Heating | Electric
F1 | Residential | Market | Multifamily - Elec | Existing | Interior Lighting | Electric
F2 | Residential | Market | Multifamily - Elec | Existing | Interior Lighting | Electric
F3 | Residential | Market | Multifamily - Elec | Existing | Interior Lighting | Electric
F4 | Residential | Market | Multifamily - Elec | Existing | Interior Lighting | Electric
F1 | Residential | Market | Multifamily - Elec | Existing | Exterior Lighting | Electric
F2 | Residential | Market | Multifamily - Elec | Existing | Exterior Lighting | Electric
F3 | Residential | Market | Multifamily - Elec | Existing | Exterior Lighting | Electric
F4 | Residential | Market | Multifamily - Elec | Existing | Exterior Lighting | Electric
F1 | Residential | Market | Multifamily - Elec | Existing | Appliances | Electric
F2 | Residential | Market | Multifamily - Elec | Existing | Appliances | Electric
F3 | Residential | Market | Multifamily - Elec | Existing | Appliances | Electric
F4 | Residential | Market | Multifamily - Elec | Existing | Appliances | Electric
F1 | Residential | Market | Multifamily - Elec | Existing | Electronics | Electric
F2 | Residential | Market | Multifamily - Elec | Existing | Electronics | Electric
F3 | Residential | Market | Multifamily - Elec | Existing | Electronics | Electric
F4 | Residential | Market | Multifamily - Elec | Existing | Electronics | Electric
F1 | Residential | Market | Multifamily - Elec | Existing | Miscellaneous | Electric
F2 | Residential | Market | Multifamily - Elec | Existing | Miscellaneous | Electric
F3 | Residential | Market | Multifamily - Elec | Existing | Miscellaneous | Electric
F4 | Residential | Market | Multifamily - Elec | Existing | Miscellaneous | Electric
F1 | Residential | Market | Multifamily - Elec | Existing | Generation | Electric
F2 | Residential | Market | Multifamily - Elec | Existing | Generation | Electric
F3 | Residential | Market | Multifamily - Elec | Existing | Generation | Electric
F4 | Residential | Market | Multifamily - Elec | Existing | Generation | Electric
F1 | Residential | Market | Multifamily - Elec | Existing | Space Heating | Natural Gas
F2 | Residential | Market | Multifamily - Elec | Existing | Space Heating | Natural Gas
F3 | Residential | Market | Multifamily - Elec | Existing | Space Heating | Natural Gas
F4 | Residential | Market | Multifamily - Elec | Existing | Space Heating | Natural Gas
F1 | Residential | Market | Multifamily - Elec | Existing | Water Heating | Natural Gas
F2 | Residential | Market | Multifamily - Elec | Existing | Water Heating | Natural Gas
F3 | Residential | Market | Multifamily - Elec | Existing | Water Heating | Natural Gas
F4 | Residential | Market | Multifamily - Elec | Existing | Water Heating | Natural Gas
F1 | Residential | Market | Multifamily - Elec | Existing | Appliances | Natural Gas
F2 | Residential | Market | Multifamily - Elec | Existing | Appliances | Natural Gas
F3 | Residential | Market | Multifamily - Elec | Existing | Appliances | Natural Gas
F4 | Residential | Market | Multifamily - Elec | Existing | Appliances | Natural Gas
F1 | Residential | Market | Multifamily - Elec | Existing | Miscellaneous | Natural Gas
F2 | Residential | Market | Multifamily - Elec | Existing | Miscellaneous | Natural Gas
F3 | Residential | Market | Multifamily - Elec | Existing | Miscellaneous | Natural Gas
F4 | Residential | Market | Multifamily - Elec | Existing | Miscellaneous | Natural Gas
F1 | Residential | Central System | Multifamily - Elec | Existing | Cooling | Electric
F2 | Residential | Central System | Multifamily - Elec | Existing | Cooling | Electric
F3 | Residential | Central System | Multifamily - Elec | Existing | Cooling | Electric
F4 | Residential | Central System | Multifamily - Elec | Existing | Cooling | Electric
F1 | Residential | Central System | Multifamily - Elec | Existing | Space Heating | Electric
F2 | Residential | Central System | Multifamily - Elec | Existing | Space Heating | Electric
F3 | Residential | Central System | Multifamily - Elec | Existing | Space Heating | Electric
F4 | Residential | Central System | Multifamily - Elec | Existing | Space Heating | Electric
F1 | Residential | Central System | Multifamily - Elec | Existing | Space Heating | Natural Gas
F2 | Residential | Central System | Multifamily - Elec | Existing | Space Heating | Natural Gas
F3 | Residential | Central System | Multifamily - Elec | Existing | Space Heating | Natural Gas
F4 | Residential | Central System | Multifamily - Elec | Existing | Space Heating | Natural Gas
F1 | Residential | Resistance | Multifamily - Elec | Existing | Cooling | Electric
F2 | Residential | Resistance | Multifamily - Elec | Existing | Cooling | Electric
F3 | Residential | Resistance | Multifamily - Elec | Existing | Cooling | Electric
F4 | Residential | Resistance | Multifamily - Elec | Existing | Cooling | Electric
F1 | Residential | Resistance | Multifamily - Elec | Existing | Space Heating | Electric
F2 | Residential | Resistance | Multifamily - Elec | Existing | Space Heating | Electric
F3 | Residential | Resistance | Multifamily - Elec | Existing | Space Heating | Electric
F4 | Residential | Resistance | Multifamily - Elec | Existing | Space Heating | Electric
F1 | Residential | Heat Pump | Multifamily - Elec | Existing | Cooling | Electric
F2 | Residential | Heat Pump | Multifamily - Elec | Existing | Cooling | Electric
F3 | Residential | Heat Pump | Multifamily - Elec | Existing | Cooling | Electric
F4 | Residential | Heat Pump | Multifamily - Elec | Existing | Cooling | Electric
F1 | Residential | Heat Pump | Multifamily - Elec | Existing | Space Heating | Electric
F2 | Residential | Heat Pump | Multifamily - Elec | Existing | Space Heating | Electric
F3 | Residential | Heat Pump | Multifamily - Elec | Existing | Space Heating | Electric
F4 | Residential | Heat Pump | Multifamily - Elec | Existing | Space Heating | Electric
F1 | Residential | All | Multifamily - Elec | New | Cooling | Electric
F2 | Residential | All | Multifamily - Elec | New | Cooling | Electric
F3 | Residential | All | Multifamily - Elec | New | Cooling | Electric
F4 | Residential | All | Multifamily - Elec | New | Cooling | Electric
F1 | Residential | All | Multifamily - Elec | New | Space Heating | Electric
F2 | Residential | All | Multifamily - Elec | New | Space Heating | Electric
F3 | Residential | All | Multifamily - Elec | New | Space Heating | Electric
F4 | Residential | All | Multifamily - Elec | New | Space Heating | Electric
F1 | Residential | All | Multifamily - Elec | New | Water Heating | Electric
F2 | Residential | All | Multifamily - Elec | New | Water Heating | Electric
F3 | Residential | All | Multifamily - Elec | New | Water Heating | Electric
F4 | Residential | All | Multifamily - Elec | New | Water Heating | Electric
F1 | Residential | All | Multifamily - Elec | New | Interior Lighting | Electric
F2 | Residential | All | Multifamily - Elec | New | Interior Lighting | Electric
F3 | Residential | All | Multifamily - Elec | New | Interior Lighting | Electric
F4 | Residential | All | Multifamily - Elec | New | Interior Lighting | Electric
F1 | Residential | All | Multifamily - Elec | New | Exterior Lighting | Electric
F2 | Residential | All | Multifamily - Elec | New | Exterior Lighting | Electric
F3 | Residential | All | Multifamily - Elec | New | Exterior Lighting | Electric
F4 | Residential | All | Multifamily - Elec | New | Exterior Lighting | Electric
F1 | Residential | All | Multifamily - Elec | New | Appliances | Electric
F2 | Residential | All | Multifamily - Elec | New | Appliances | Electric
F3 | Residential | All | Multifamily - Elec | New | Appliances | Electric
F4 | Residential | All | Multifamily - Elec | New | Appliances | Electric
F1 | Residential | All | Multifamily - Elec | New | Electronics | Electric
F2 | Residential | All | Multifamily - Elec | New | Electronics | Electric
F3 | Residential | All | Multifamily - Elec | New | Electronics | Electric
F4 | Residential | All | Multifamily - Elec | New | Electronics | Electric
F1 | Residential | All | Multifamily - Elec | New | Miscellaneous | Electric
F2 | Residential | All | Multifamily - Elec | New | Miscellaneous | Electric
F3 | Residential | All | Multifamily - Elec | New | Miscellaneous | Electric
F4 | Residential | All | Multifamily - Elec | New | Miscellaneous | Electric
F1 | Residential | All | Multifamily - Elec | New | Generation | Electric
F2 | Residential | All | Multifamily - Elec | New | Generation | Electric
F3 | Residential | All | Multifamily - Elec | New | Generation | Electric
F4 | Residential | All | Multifamily - Elec | New | Generation | Electric
F1 | Residential | All | Multifamily - Elec | New | Space Heating | Natural Gas
F2 | Residential | All | Multifamily - Elec | New | Space Heating | Natural Gas
F3 | Residential | All | Multifamily - Elec | New | Space Heating | Natural Gas
F4 | Residential | All | Multifamily - Elec | New | Space Heating | Natural Gas
F1 | Residential | All | Multifamily - Elec | New | Water Heating | Natural Gas
F2 | Residential | All | Multifamily - Elec | New | Water Heating | Natural Gas
F3 | Residential | All | Multifamily - Elec | New | Water Heating | Natural Gas
F4 | Residential | All | Multifamily - Elec | New | Water Heating | Natural Gas
F1 | Residential | All | Multifamily - Elec | New | Appliances | Natural Gas
F2 | Residential | All | Multifamily - Elec | New | Appliances | Natural Gas
F3 | Residential | All | Multifamily - Elec | New | Appliances | Natural Gas
F4 | Residential | All | Multifamily - Elec | New | Appliances | Natural Gas
F1 | Residential | All | Multifamily - Elec | New | Miscellaneous | Natural Gas
F2 | Residential | All | Multifamily - Elec | New | Miscellaneous | Natural Gas
F3 | Residential | All | Multifamily - Elec | New | Miscellaneous | Natural Gas
F4 | Residential | All | Multifamily - Elec | New | Miscellaneous | Natural Gas
F1 | Residential | Market | Multifamily - Elec | New | Cooling | Electric
F2 | Residential | Market | Multifamily - Elec | New | Cooling | Electric
F3 | Residential | Market | Multifamily - Elec | New | Cooling | Electric
F4 | Residential | Market | Multifamily - Elec | New | Cooling | Electric
F1 | Residential | Market | Multifamily - Elec | New | Space Heating | Electric
F2 | Residential | Market | Multifamily - Elec | New | Space Heating | Electric
F3 | Residential | Market | Multifamily - Elec | New | Space Heating | Electric
F4 | Residential | Market | Multifamily - Elec | New | Space Heating | Electric
F1 | Residential | Market | Multifamily - Elec | New | Water Heating | Electric
F2 | Residential | Market | Multifamily - Elec | New | Water Heating | Electric
F3 | Residential | Market | Multifamily - Elec | New | Water Heating | Electric
F4 | Residential | Market | Multifamily - Elec | New | Water Heating | Electric
F1 | Residential | Market | Multifamily - Elec | New | Interior Lighting | Electric
F2 | Residential | Market | Multifamily - Elec | New | Interior Lighting | Electric
F3 | Residential | Market | Multifamily - Elec | New | Interior Lighting | Electric
F4 | Residential | Market | Multifamily - Elec | New | Interior Lighting | Electric
F1 | Residential | Market | Multifamily - Elec | New | Exterior Lighting | Electric
F2 | Residential | Market | Multifamily - Elec | New | Exterior Lighting | Electric
F3 | Residential | Market | Multifamily - Elec | New | Exterior Lighting | Electric
F4 | Residential | Market | Multifamily - Elec | New | Exterior Lighting | Electric
F1 | Residential | Market | Multifamily - Elec | New | Appliances | Electric
F2 | Residential | Market | Multifamily - Elec | New | Appliances | Electric
F3 | Residential | Market | Multifamily - Elec | New | Appliances | Electric
F4 | Residential | Market | Multifamily - Elec | New | Appliances | Electric
F1 | Residential | Market | Multifamily - Elec | New | Electronics | Electric
F2 | Residential | Market | Multifamily - Elec | New | Electronics | Electric
F3 | Residential | Market | Multifamily - Elec | New | Electronics | Electric
F4 | Residential | Market | Multifamily - Elec | New | Electronics | Electric
F1 | Residential | Market | Multifamily - Elec | New | Miscellaneous | Electric
F2 | Residential | Market | Multifamily - Elec | New | Miscellaneous | Electric
F3 | Residential | Market | Multifamily - Elec | New | Miscellaneous | Electric
F4 | Residential | Market | Multifamily - Elec | New | Miscellaneous | Electric
F1 | Residential | Market | Multifamily - Elec | New | Generation | Electric
F2 | Residential | Market | Multifamily - Elec | New | Generation | Electric
F3 | Residential | Market | Multifamily - Elec | New | Generation | Electric
F4 | Residential | Market | Multifamily - Elec | New | Generation | Electric
F1 | Residential | Market | Multifamily - Elec | New | Space Heating | Natural Gas
F2 | Residential | Market | Multifamily - Elec | New | Space Heating | Natural Gas
F3 | Residential | Market | Multifamily - Elec | New | Space Heating | Natural Gas
F4 | Residential | Market | Multifamily - Elec | New | Space Heating | Natural Gas
F1 | Residential | Market | Multifamily - Elec | New | Water Heating | Natural Gas
F2 | Residential | Market | Multifamily - Elec | New | Water Heating | Natural Gas
F3 | Residential | Market | Multifamily - Elec | New | Water Heating | Natural Gas
F4 | Residential | Market | Multifamily - Elec | New | Water Heating | Natural Gas
F1 | Residential | Market | Multifamily - Elec | New | Appliances | Natural Gas
F2 | Residential | Market | Multifamily - Elec | New | Appliances | Natural Gas
F3 | Residential | Market | Multifamily - Elec | New | Appliances | Natural Gas
F4 | Residential | Market | Multifamily - Elec | New | Appliances | Natural Gas
F1 | Residential | Market | Multifamily - Elec | New | Miscellaneous | Natural Gas
F2 | Residential | Market | Multifamily - Elec | New | Miscellaneous | Natural Gas
F3 | Residential | Market | Multifamily - Elec | New | Miscellaneous | Natural Gas
F4 | Residential | Market | Multifamily - Elec | New | Miscellaneous | Natural Gas
F1 | Residential | Central System | Multifamily - Elec | New | Cooling | Electric
F2 | Residential | Central System | Multifamily - Elec | New | Cooling | Electric
F3 | Residential | Central System | Multifamily - Elec | New | Cooling | Electric
F4 | Residential | Central System | Multifamily - Elec | New | Cooling | Electric
F1 | Residential | Central System | Multifamily - Elec | New | Space Heating | Electric
F2 | Residential | Central System | Multifamily - Elec | New | Space Heating | Electric
F3 | Residential | Central System | Multifamily - Elec | New | Space Heating | Electric
F4 | Residential | Central System | Multifamily - Elec | New | Space Heating | Electric
F1 | Residential | Central System | Multifamily - Elec | New | Space Heating | Natural Gas
F2 | Residential | Central System | Multifamily - Elec | New | Space Heating | Natural Gas
F3 | Residential | Central System | Multifamily - Elec | New | Space Heating | Natural Gas
F4 | Residential | Central System | Multifamily - Elec | New | Space Heating | Natural Gas
F1 | Residential | Resistance | Multifamily - Elec | New | Cooling | Electric
F2 | Residential | Resistance | Multifamily - Elec | New | Cooling | Electric
F3 | Residential | Resistance | Multifamily - Elec | New | Cooling | Electric
F4 | Residential | Resistance | Multifamily - Elec | New | Cooling | Electric
F1 | Residential | Resistance | Multifamily - Elec | New | Space Heating | Electric
F2 | Residential | Resistance | Multifamily - Elec | New | Space Heating | Electric
F3 | Residential | Resistance | Multifamily - Elec | New | Space Heating | Electric
F4 | Residential | Resistance | Multifamily - Elec | New | Space Heating | Electric
F1 | Residential | Heat Pump | Multifamily - Elec | New | Cooling | Electric
F2 | Residential | Heat Pump | Multifamily - Elec | New | Cooling | Electric
F3 | Residential | Heat Pump | Multifamily - Elec | New | Cooling | Electric
F4 | Residential | Heat Pump | Multifamily - Elec | New | Cooling | Electric
F1 | Residential | Heat Pump | Multifamily - Elec | New | Space Heating | Electric
F2 | Residential | Heat Pump | Multifamily - Elec | New | Space Heating | Electric
F3 | Residential | Heat Pump | Multifamily - Elec | New | Space Heating | Electric
F4 | Residential | Heat Pump | Multifamily - Elec | New | Space Heating | Electric
F1 | Residential | All | Multifamily - LI - Elec | Existing | Cooling | Electric
F2 | Residential | All | Multifamily - LI - Elec | Existing | Cooling | Electric
F3 | Residential | All | Multifamily - LI - Elec | Existing | Cooling | Electric
F4 | Residential | All | Multifamily - LI - Elec | Existing | Cooling | Electric
F1 | Residential | All | Multifamily - LI - Elec | Existing | Space Heating | Electric
F2 | Residential | All | Multifamily - LI - Elec | Existing | Space Heating | Electric
F3 | Residential | All | Multifamily - LI - Elec | Existing | Space Heating | Electric
F4 | Residential | All | Multifamily - LI - Elec | Existing | Space Heating | Electric
F1 | Residential | All | Multifamily - LI - Elec | Existing | Water Heating | Electric
F2 | Residential | All | Multifamily - LI - Elec | Existing | Water Heating | Electric
F3 | Residential | All | Multifamily - LI - Elec | Existing | Water Heating | Electric
F4 | Residential | All | Multifamily - LI - Elec | Existing | Water Heating | Electric
F1 | Residential | All | Multifamily - LI - Elec | Existing | Interior Lighting | Electric
F2 | Residential | All | Multifamily - LI - Elec | Existing | Interior Lighting | Electric
F3 | Residential | All | Multifamily - LI - Elec | Existing | Interior Lighting | Electric
F4 | Residential | All | Multifamily - LI - Elec | Existing | Interior Lighting | Electric
F1 | Residential | All | Multifamily - LI - Elec | Existing | Exterior Lighting | Electric
F2 | Residential | All | Multifamily - LI - Elec | Existing | Exterior Lighting | Electric
F3 | Residential | All | Multifamily - LI - Elec | Existing | Exterior Lighting | Electric
F4 | Residential | All | Multifamily - LI - Elec | Existing | Exterior Lighting | Electric
F1 | Residential | All | Multifamily - LI - Elec | Existing | Appliances | Electric
F2 | Residential | All | Multifamily - LI - Elec | Existing | Appliances | Electric
F3 | Residential | All | Multifamily - LI - Elec | Existing | Appliances | Electric
F4 | Residential | All | Multifamily - LI - Elec | Existing | Appliances | Electric
F1 | Residential | All | Multifamily - LI - Elec | Existing | Electronics | Electric
F2 | Residential | All | Multifamily - LI - Elec | Existing | Electronics | Electric
F3 | Residential | All | Multifamily - LI - Elec | Existing | Electronics | Electric
F4 | Residential | All | Multifamily - LI - Elec | Existing | Electronics | Electric
F1 | Residential | All | Multifamily - LI - Elec | Existing | Miscellaneous | Electric
F2 | Residential | All | Multifamily - LI - Elec | Existing | Miscellaneous | Electric
F3 | Residential | All | Multifamily - LI - Elec | Existing | Miscellaneous | Electric
F4 | Residential | All | Multifamily - LI - Elec | Existing | Miscellaneous | Electric
F1 | Residential | All | Multifamily - LI - Elec | Existing | Generation | Electric
F2 | Residential | All | Multifamily - LI - Elec | Existing | Generation | Electric
F3 | Residential | All | Multifamily - LI - Elec | Existing | Generation | Electric
F4 | Residential | All | Multifamily - LI - Elec | Existing | Generation | Electric
F1 | Residential | All | Multifamily - LI - Elec | Existing | Space Heating | Natural Gas
F2 | Residential | All | Multifamily - LI - Elec | Existing | Space Heating | Natural Gas
F3 | Residential | All | Multifamily - LI - Elec | Existing | Space Heating | Natural Gas
F4 | Residential | All | Multifamily - LI - Elec | Existing | Space Heating | Natural Gas
F1 | Residential | All | Multifamily - LI - Elec | Existing | Water Heating | Natural Gas
F2 | Residential | All | Multifamily - LI - Elec | Existing | Water Heating | Natural Gas
F3 | Residential | All | Multifamily - LI - Elec | Existing | Water Heating | Natural Gas
F4 | Residential | All | Multifamily - LI - Elec | Existing | Water Heating | Natural Gas
F1 | Residential | All | Multifamily - LI - Elec | Existing | Appliances | Natural Gas
F2 | Residential | All | Multifamily - LI - Elec | Existing | Appliances | Natural Gas
F3 | Residential | All | Multifamily - LI - Elec | Existing | Appliances | Natural Gas
F4 | Residential | All | Multifamily - LI - Elec | Existing | Appliances | Natural Gas
F1 | Residential | All | Multifamily - LI - Elec | Existing | Miscellaneous | Natural Gas
F2 | Residential | All | Multifamily - LI - Elec | Existing | Miscellaneous | Natural Gas
F3 | Residential | All | Multifamily - LI - Elec | Existing | Miscellaneous | Natural Gas
F4 | Residential | All | Multifamily - LI - Elec | Existing | Miscellaneous | Natural Gas
F1 | Residential | Market | Multifamily - LI - Elec | Existing | Cooling | Electric
F2 | Residential | Market | Multifamily - LI - Elec | Existing | Cooling | Electric
F3 | Residential | Market | Multifamily - LI - Elec | Existing | Cooling | Electric
F4 | Residential | Market | Multifamily - LI - Elec | Existing | Cooling | Electric
F1 | Residential | Market | Multifamily - LI - Elec | Existing | Space Heating | Electric
F2 | Residential | Market | Multifamily - LI - Elec | Existing | Space Heating | Electric
F3 | Residential | Market | Multifamily - LI - Elec | Existing | Space Heating | Electric
F4 | Residential | Market | Multifamily - LI - Elec | Existing | Space Heating | Electric
F1 | Residential | Market | Multifamily - LI - Elec | Existing | Water Heating | Electric
F2 | Residential | Market | Multifamily - LI - Elec | Existing | Water Heating | Electric
F3 | Residential | Market | Multifamily - LI - Elec | Existing | Water Heating | Electric
F4 | Residential | Market | Multifamily - LI - Elec | Existing | Water Heating | Electric
F1 | Residential | Market | Multifamily - LI - Elec | Existing | Interior Lighting | Electric
F2 | Residential | Market | Multifamily - LI - Elec | Existing | Interior Lighting | Electric
F3 | Residential | Market | Multifamily - LI - Elec | Existing | Interior Lighting | Electric
F4 | Residential | Market | Multifamily - LI - Elec | Existing | Interior Lighting | Electric
F1 | Residential | Market | Multifamily - LI - Elec | Existing | Exterior Lighting | Electric
F2 | Residential | Market | Multifamily - LI - Elec | Existing | Exterior Lighting | Electric
F3 | Residential | Market | Multifamily - LI - Elec | Existing | Exterior Lighting | Electric
F4 | Residential | Market | Multifamily - LI - Elec | Existing | Exterior Lighting | Electric
F1 | Residential | Market | Multifamily - LI - Elec | Existing | Appliances | Electric
F2 | Residential | Market | Multifamily - LI - Elec | Existing | Appliances | Electric
F3 | Residential | Market | Multifamily - LI - Elec | Existing | Appliances | Electric
F4 | Residential | Market | Multifamily - LI - Elec | Existing | Appliances | Electric
F1 | Residential | Market | Multifamily - LI - Elec | Existing | Electronics | Electric
F2 | Residential | Market | Multifamily - LI - Elec | Existing | Electronics | Electric
F3 | Residential | Market | Multifamily - LI - Elec | Existing | Electronics | Electric
F4 | Residential | Market | Multifamily - LI - Elec | Existing | Electronics | Electric
F1 | Residential | Market | Multifamily - LI - Elec | Existing | Miscellaneous | Electric
F2 | Residential | Market | Multifamily - LI - Elec | Existing | Miscellaneous | Electric
F3 | Residential | Market | Multifamily - LI - Elec | Existing | Miscellaneous | Electric
F4 | Residential | Market | Multifamily - LI - Elec | Existing | Miscellaneous | Electric
F1 | Residential | Market | Multifamily - LI - Elec | Existing | Generation | Electric
F2 | Residential | Market | Multifamily - LI - Elec | Existing | Generation | Electric
F3 | Residential | Market | Multifamily - LI - Elec | Existing | Generation | Electric
F4 | Residential | Market | Multifamily - LI - Elec | Existing | Generation | Electric
F1 | Residential | Market | Multifamily - LI - Elec | Existing | Space Heating | Natural Gas
F2 | Residential | Market | Multifamily - LI - Elec | Existing | Space Heating | Natural Gas
F3 | Residential | Market | Multifamily - LI - Elec | Existing | Space Heating | Natural Gas
F4 | Residential | Market | Multifamily - LI - Elec | Existing | Space Heating | Natural Gas
F1 | Residential | Market | Multifamily - LI - Elec | Existing | Water Heating | Natural Gas
F2 | Residential | Market | Multifamily - LI - Elec | Existing | Water Heating | Natural Gas
F3 | Residential | Market | Multifamily - LI - Elec | Existing | Water Heating | Natural Gas
F4 | Residential | Market | Multifamily - LI - Elec | Existing | Water Heating | Natural Gas
F1 | Residential | Market | Multifamily - LI - Elec | Existing | Appliances | Natural Gas
F2 | Residential | Market | Multifamily - LI - Elec | Existing | Appliances | Natural Gas
F3 | Residential | Market | Multifamily - LI - Elec | Existing | Appliances | Natural Gas
F4 | Residential | Market | Multifamily - LI - Elec | Existing | Appliances | Natural Gas
F1 | Residential | Market | Multifamily - LI - Elec | Existing | Miscellaneous | Natural Gas
F2 | Residential | Market | Multifamily - LI - Elec | Existing | Miscellaneous | Natural Gas
F3 | Residential | Market | Multifamily - LI - Elec | Existing | Miscellaneous | Natural Gas
F4 | Residential | Market | Multifamily - LI - Elec | Existing | Miscellaneous | Natural Gas
F1 | Residential | Central System | Multifamily - LI - Elec | Existing | Cooling | Electric
F2 | Residential | Central System | Multifamily - LI - Elec | Existing | Cooling | Electric
F3 | Residential | Central System | Multifamily - LI - Elec | Existing | Cooling | Electric
F4 | Residential | Central System | Multifamily - LI - Elec | Existing | Cooling | Electric
F1 | Residential | Central System | Multifamily - LI - Elec | Existing | Space Heating | Electric
F2 | Residential | Central System | Multifamily - LI - Elec | Existing | Space Heating | Electric
F3 | Residential | Central System | Multifamily - LI - Elec | Existing | Space Heating | Electric
F4 | Residential | Central System | Multifamily - LI - Elec | Existing | Space Heating | Electric
F1 | Residential | Central System | Multifamily - LI - Elec | Existing | Space Heating | Natural Gas
F2 | Residential | Central System | Multifamily - LI - Elec | Existing | Space Heating | Natural Gas
F3 | Residential | Central System | Multifamily - LI - Elec | Existing | Space Heating | Natural Gas
F4 | Residential | Central System | Multifamily - LI - Elec | Existing | Space Heating | Natural Gas
F1 | Residential | Resistance | Multifamily - LI - Elec | Existing | Cooling | Electric
F2 | Residential | Resistance | Multifamily - LI - Elec | Existing | Cooling | Electric
F3 | Residential | Resistance | Multifamily - LI - Elec | Existing | Cooling | Electric
F4 | Residential | Resistance | Multifamily - LI - Elec | Existing | Cooling | Electric
F1 | Residential | Resistance | Multifamily - LI - Elec | Existing | Space Heating | Electric
F2 | Residential | Resistance | Multifamily - LI - Elec | Existing | Space Heating | Electric
F3 | Residential | Resistance | Multifamily - LI - Elec | Existing | Space Heating | Electric
F4 | Residential | Resistance | Multifamily - LI - Elec | Existing | Space Heating | Electric
F1 | Residential | Heat Pump | Multifamily - LI - Elec | Existing | Cooling | Electric
F2 | Residential | Heat Pump | Multifamily - LI - Elec | Existing | Cooling | Electric
F3 | Residential | Heat Pump | Multifamily - LI - Elec | Existing | Cooling | Electric
F4 | Residential | Heat Pump | Multifamily - LI - Elec | Existing | Cooling | Electric
F1 | Residential | Heat Pump | Multifamily - LI - Elec | Existing | Space Heating | Electric
F2 | Residential | Heat Pump | Multifamily - LI - Elec | Existing | Space Heating | Electric
F3 | Residential | Heat Pump | Multifamily - LI - Elec | Existing | Space Heating | Electric
F4 | Residential | Heat Pump | Multifamily - LI - Elec | Existing | Space Heating | Electric
F1 | Residential | All | Multifamily - LI - Elec | New | Cooling | Electric
F2 | Residential | All | Multifamily - LI - Elec | New | Cooling | Electric
F3 | Residential | All | Multifamily - LI - Elec | New | Cooling | Electric
F4 | Residential | All | Multifamily - LI - Elec | New | Cooling | Electric
F1 | Residential | All | Multifamily - LI - Elec | New | Space Heating | Electric
F2 | Residential | All | Multifamily - LI - Elec | New | Space Heating | Electric
F3 | Residential | All | Multifamily - LI - Elec | New | Space Heating | Electric
F4 | Residential | All | Multifamily - LI - Elec | New | Space Heating | Electric
F1 | Residential | All | Multifamily - LI - Elec | New | Water Heating | Electric
F2 | Residential | All | Multifamily - LI - Elec | New | Water Heating | Electric
F3 | Residential | All | Multifamily - LI - Elec | New | Water Heating | Electric
F4 | Residential | All | Multifamily - LI - Elec | New | Water Heating | Electric
F1 | Residential | All | Multifamily - LI - Elec | New | Interior Lighting | Electric
F2 | Residential | All | Multifamily - LI - Elec | New | Interior Lighting | Electric
F3 | Residential | All | Multifamily - LI - Elec | New | Interior Lighting | Electric
F4 | Residential | All | Multifamily - LI - Elec | New | Interior Lighting | Electric
F1 | Residential | All | Multifamily - LI - Elec | New | Exterior Lighting | Electric
F2 | Residential | All | Multifamily - LI - Elec | New | Exterior Lighting | Electric
F3 | Residential | All | Multifamily - LI - Elec | New | Exterior Lighting | Electric
F4 | Residential | All | Multifamily - LI - Elec | New | Exterior Lighting | Electric
F1 | Residential | All | Multifamily - LI - Elec | New | Appliances | Electric
F2 | Residential | All | Multifamily - LI - Elec | New | Appliances | Electric
F3 | Residential | All | Multifamily - LI - Elec | New | Appliances | Electric
F4 | Residential | All | Multifamily - LI - Elec | New | Appliances | Electric
F1 | Residential | All | Multifamily - LI - Elec | New | Electronics | Electric
F2 | Residential | All | Multifamily - LI - Elec | New | Electronics | Electric
F3 | Residential | All | Multifamily - LI - Elec | New | Electronics | Electric
F4 | Residential | All | Multifamily - LI - Elec | New | Electronics | Electric
F1 | Residential | All | Multifamily - LI - Elec | New | Miscellaneous | Electric
F2 | Residential | All | Multifamily - LI - Elec | New | Miscellaneous | Electric
F3 | Residential | All | Multifamily - LI - Elec | New | Miscellaneous | Electric
F4 | Residential | All | Multifamily - LI - Elec | New | Miscellaneous | Electric
F1 | Residential | All | Multifamily - LI - Elec | New | Generation | Electric
F2 | Residential | All | Multifamily - LI - Elec | New | Generation | Electric
F3 | Residential | All | Multifamily - LI - Elec | New | Generation | Electric
F4 | Residential | All | Multifamily - LI - Elec | New | Generation | Electric
F1 | Residential | All | Multifamily - LI - Elec | New | Space Heating | Natural Gas
F2 | Residential | All | Multifamily - LI - Elec | New | Space Heating | Natural Gas
F3 | Residential | All | Multifamily - LI - Elec | New | Space Heating | Natural Gas
F4 | Residential | All | Multifamily - LI - Elec | New | Space Heating | Natural Gas
F1 | Residential | All | Multifamily - LI - Elec | New | Water Heating | Natural Gas
F2 | Residential | All | Multifamily - LI - Elec | New | Water Heating | Natural Gas
F3 | Residential | All | Multifamily - LI - Elec | New | Water Heating | Natural Gas
F4 | Residential | All | Multifamily - LI - Elec | New | Water Heating | Natural Gas
F1 | Residential | All | Multifamily - LI - Elec | New | Appliances | Natural Gas
F2 | Residential | All | Multifamily - LI - Elec | New | Appliances | Natural Gas
F3 | Residential | All | Multifamily - LI - Elec | New | Appliances | Natural Gas
F4 | Residential | All | Multifamily - LI - Elec | New | Appliances | Natural Gas
F1 | Residential | All | Multifamily - LI - Elec | New | Miscellaneous | Natural Gas
F2 | Residential | All | Multifamily - LI - Elec | New | Miscellaneous | Natural Gas
F3 | Residential | All | Multifamily - LI - Elec | New | Miscellaneous | Natural Gas
F4 | Residential | All | Multifamily - LI - Elec | New | Miscellaneous | Natural Gas
F1 | Residential | Market | Multifamily - LI - Elec | New | Cooling | Electric
F2 | Residential | Market | Multifamily - LI - Elec | New | Cooling | Electric
F3 | Residential | Market | Multifamily - LI - Elec | New | Cooling | Electric
F4 | Residential | Market | Multifamily - LI - Elec | New | Cooling | Electric
F1 | Residential | Market | Multifamily - LI - Elec | New | Space Heating | Electric
F2 | Residential | Market | Multifamily - LI - Elec | New | Space Heating | Electric
F3 | Residential | Market | Multifamily - LI - Elec | New | Space Heating | Electric
F4 | Residential | Market | Multifamily - LI - Elec | New | Space Heating | Electric
F1 | Residential | Market | Multifamily - LI - Elec | New | Water Heating | Electric
F2 | Residential | Market | Multifamily - LI - Elec | New | Water Heating | Electric
F3 | Residential | Market | Multifamily - LI - Elec | New | Water Heating | Electric
F4 | Residential | Market | Multifamily - LI - Elec | New | Water Heating | Electric
F1 | Residential | Market | Multifamily - LI - Elec | New | Interior Lighting | Electric
F2 | Residential | Market | Multifamily - LI - Elec | New | Interior Lighting | Electric
F3 | Residential | Market | Multifamily - LI - Elec | New | Interior Lighting | Electric
F4 | Residential | Market | Multifamily - LI - Elec | New | Interior Lighting | Electric
F1 | Residential | Market | Multifamily - LI - Elec | New | Exterior Lighting | Electric
F2 | Residential | Market | Multifamily - LI - Elec | New | Exterior Lighting | Electric
F3 | Residential | Market | Multifamily - LI - Elec | New | Exterior Lighting | Electric
F4 | Residential | Market | Multifamily - LI - Elec | New | Exterior Lighting | Electric
F1 | Residential | Market | Multifamily - LI - Elec | New | Appliances | Electric
F2 | Residential | Market | Multifamily - LI - Elec | New | Appliances | Electric
F3 | Residential | Market | Multifamily - LI - Elec | New | Appliances | Electric
F4 | Residential | Market | Multifamily - LI - Elec | New | Appliances | Electric
F1 | Residential | Market | Multifamily - LI - Elec | New | Electronics | Electric
F2 | Residential | Market | Multifamily - LI - Elec | New | Electronics | Electric
F3 | Residential | Market | Multifamily - LI - Elec | New | Electronics | Electric
F4 | Residential | Market | Multifamily - LI - Elec | New | Electronics | Electric
F1 | Residential | Market | Multifamily - LI - Elec | New | Miscellaneous | Electric
F2 | Residential | Market | Multifamily - LI - Elec | New | Miscellaneous | Electric
F3 | Residential | Market | Multifamily - LI - Elec | New | Miscellaneous | Electric
F4 | Residential | Market | Multifamily - LI - Elec | New | Miscellaneous | Electric
F1 | Residential | Market | Multifamily - LI - Elec | New | Generation | Electric
F2 | Residential | Market | Multifamily - LI - Elec | New | Generation | Electric
F3 | Residential | Market | Multifamily - LI - Elec | New | Generation | Electric
F4 | Residential | Market | Multifamily - LI - Elec | New | Generation | Electric
F1 | Residential | Market | Multifamily - LI - Elec | New | Space Heating | Natural Gas
F2 | Residential | Market | Multifamily - LI - Elec | New | Space Heating | Natural Gas
F3 | Residential | Market | Multifamily - LI - Elec | New | Space Heating | Natural Gas
F4 | Residential | Market | Multifamily - LI - Elec | New | Space Heating | Natural Gas
F1 | Residential | Market | Multifamily - LI - Elec | New | Water Heating | Natural Gas
F2 | Residential | Market | Multifamily - LI - Elec | New | Water Heating | Natural Gas
F3 | Residential | Market | Multifamily - LI - Elec | New | Water Heating | Natural Gas
F4 | Residential | Market | Multifamily - LI - Elec | New | Water Heating | Natural Gas
F1 | Residential | Market | Multifamily - LI - Elec | New | Appliances | Natural Gas
F2 | Residential | Market | Multifamily - LI - Elec | New | Appliances | Natural Gas
F3 | Residential | Market | Multifamily - LI - Elec | New | Appliances | Natural Gas
F4 | Residential | Market | Multifamily - LI - Elec | New | Appliances | Natural Gas
F1 | Residential | Market | Multifamily - LI - Elec | New | Miscellaneous | Natural Gas
F2 | Residential | Market | Multifamily - LI - Elec | New | Miscellaneous | Natural Gas
F3 | Residential | Market | Multifamily - LI - Elec | New | Miscellaneous | Natural Gas
F4 | Residential | Market | Multifamily - LI - Elec | New | Miscellaneous | Natural Gas
F1 | Residential | Central System | Multifamily - LI - Elec | New | Cooling | Electric
F2 | Residential | Central System | Multifamily - LI - Elec | New | Cooling | Electric
F3 | Residential | Central System | Multifamily - LI - Elec | New | Cooling | Electric
F4 | Residential | Central System | Multifamily - LI - Elec | New | Cooling | Electric
F1 | Residential | Central System | Multifamily - LI - Elec | New | Space Heating | Electric
F2 | Residential | Central System | Multifamily - LI - Elec | New | Space Heating | Electric
F3 | Residential | Central System | Multifamily - LI - Elec | New | Space Heating | Electric
F4 | Residential | Central System | Multifamily - LI - Elec | New | Space Heating | Electric
F1 | Residential | Central System | Multifamily - LI - Elec | New | Space Heating | Natural Gas
F2 | Residential | Central System | Multifamily - LI - Elec | New | Space Heating | Natural Gas
F3 | Residential | Central System | Multifamily - LI - Elec | New | Space Heating | Natural Gas
F4 | Residential | Central System | Multifamily - LI - Elec | New | Space Heating | Natural Gas
F1 | Residential | Resistance | Multifamily - LI - Elec | New | Cooling | Electric
F2 | Residential | Resistance | Multifamily - LI - Elec | New | Cooling | Electric
F3 | Residential | Resistance | Multifamily - LI - Elec | New | Cooling | Electric
F4 | Residential | Resistance | Multifamily - LI - Elec | New | Cooling | Electric
F1 | Residential | Resistance | Multifamily - LI - Elec | New | Space Heating | Electric
F2 | Residential | Resistance | Multifamily - LI - Elec | New | Space Heating | Electric
F3 | Residential | Resistance | Multifamily - LI - Elec | New | Space Heating | Electric
F4 | Residential | Resistance | Multifamily - LI - Elec | New | Space Heating | Electric
F1 | Residential | Heat Pump | Multifamily - LI - Elec | New | Cooling | Electric
F2 | Residential | Heat Pump | Multifamily - LI - Elec | New | Cooling | Electric
F3 | Residential | Heat Pump | Multifamily - LI - Elec | New | Cooling | Electric
F4 | Residential | Heat Pump | Multifamily - LI - Elec | New | Cooling | Electric
F1 | Residential | Heat Pump | Multifamily - LI - Elec | New | Space Heating | Electric
F2 | Residential | Heat Pump | Multifamily - LI - Elec | New | Space Heating | Electric
F3 | Residential | Heat Pump | Multifamily - LI - Elec | New | Space Heating | Electric
F4 | Residential | Heat Pump | Multifamily - LI - Elec | New | Space Heating | Electric
F1 | Residential | All | Single Family - Gas | Existing | Cooling | Electric
F2 | Residential | All | Single Family - Gas | Existing | Cooling | Electric
F3 | Residential | All | Single Family - Gas | Existing | Cooling | Electric
F4 | Residential | All | Single Family - Gas | Existing | Cooling | Electric
F1 | Residential | All | Single Family - Gas | Existing | Space Heating | Electric
F2 | Residential | All | Single Family - Gas | Existing | Space Heating | Electric
F3 | Residential | All | Single Family - Gas | Existing | Space Heating | Electric
F4 | Residential | All | Single Family - Gas | Existing | Space Heating | Electric
F1 | Residential | All | Single Family - Gas | Existing | Water Heating | Electric
F2 | Residential | All | Single Family - Gas | Existing | Water Heating | Electric
F3 | Residential | All | Single Family - Gas | Existing | Water Heating | Electric
F4 | Residential | All | Single Family - Gas | Existing | Water Heating | Electric
F1 | Residential | All | Single Family - Gas | Existing | Interior Lighting | Electric
F2 | Residential | All | Single Family - Gas | Existing | Interior Lighting | Electric
F3 | Residential | All | Single Family - Gas | Existing | Interior Lighting | Electric
F4 | Residential | All | Single Family - Gas | Existing | Interior Lighting | Electric
F1 | Residential | All | Single Family - Gas | Existing | Exterior Lighting | Electric
F2 | Residential | All | Single Family - Gas | Existing | Exterior Lighting | Electric
F3 | Residential | All | Single Family - Gas | Existing | Exterior Lighting | Electric
F4 | Residential | All | Single Family - Gas | Existing | Exterior Lighting | Electric
F1 | Residential | All | Single Family - Gas | Existing | Appliances | Electric
F2 | Residential | All | Single Family - Gas | Existing | Appliances | Electric
F3 | Residential | All | Single Family - Gas | Existing | Appliances | Electric
F4 | Residential | All | Single Family - Gas | Existing | Appliances | Electric
F1 | Residential | All | Single Family - Gas | Existing | Electronics | Electric
F2 | Residential | All | Single Family - Gas | Existing | Electronics | Electric
F3 | Residential | All | Single Family - Gas | Existing | Electronics | Electric
F4 | Residential | All | Single Family - Gas | Existing | Electronics | Electric
F1 | Residential | All | Single Family - Gas | Existing | Miscellaneous | Electric
F2 | Residential | All | Single Family - Gas | Existing | Miscellaneous | Electric
F3 | Residential | All | Single Family - Gas | Existing | Miscellaneous | Electric
F4 | Residential | All | Single Family - Gas | Existing | Miscellaneous | Electric
F1 | Residential | All | Single Family - Gas | Existing | Generation | Electric
F2 | Residential | All | Single Family - Gas | Existing | Generation | Electric
F3 | Residential | All | Single Family - Gas | Existing | Generation | Electric
F4 | Residential | All | Single Family - Gas | Existing | Generation | Electric
F1 | Residential | All | Single Family - Gas | Existing | Space Heating | Natural Gas
F2 | Residential | All | Single Family - Gas | Existing | Space Heating | Natural Gas
F3 | Residential | All | Single Family - Gas | Existing | Space Heating | Natural Gas
F4 | Residential | All | Single Family - Gas | Existing | Space Heating | Natural Gas
F1 | Residential | All | Single Family - Gas | Existing | Water Heating | Natural Gas
F2 | Residential | All | Single Family - Gas | Existing | Water Heating | Natural Gas
F3 | Residential | All | Single Family - Gas | Existing | Water Heating | Natural Gas
F4 | Residential | All | Single Family - Gas | Existing | Water Heating | Natural Gas
F1 | Residential | All | Single Family - Gas | Existing | Appliances | Natural Gas
F2 | Residential | All | Single Family - Gas | Existing | Appliances | Natural Gas
F3 | Residential | All | Single Family - Gas | Existing | Appliances | Natural Gas
F4 | Residential | All | Single Family - Gas | Existing | Appliances | Natural Gas
F1 | Residential | All | Single Family - Gas | Existing | Miscellaneous | Natural Gas
F2 | Residential | All | Single Family - Gas | Existing | Miscellaneous | Natural Gas
F3 | Residential | All | Single Family - Gas | Existing | Miscellaneous | Natural Gas
F4 | Residential | All | Single Family - Gas | Existing | Miscellaneous | Natural Gas
F1 | Residential | Market | Single Family - Gas | Existing | Cooling | Electric
F2 | Residential | Market | Single Family - Gas | Existing | Cooling | Electric
F3 | Residential | Market | Single Family - Gas | Existing | Cooling | Electric
F4 | Residential | Market | Single Family - Gas | Existing | Cooling | Electric
F1 | Residential | Market | Single Family - Gas | Existing | Space Heating | Electric
F2 | Residential | Market | Single Family - Gas | Existing | Space Heating | Electric
F3 | Residential | Market | Single Family - Gas | Existing | Space Heating | Electric
F4 | Residential | Market | Single Family - Gas | Existing | Space Heating | Electric
F1 | Residential | Market | Single Family - Gas | Existing | Water Heating | Electric
F2 | Residential | Market | Single Family - Gas | Existing | Water Heating | Electric
F3 | Residential | Market | Single Family - Gas | Existing | Water Heating | Electric
F4 | Residential | Market | Single Family - Gas | Existing | Water Heating | Electric
F1 | Residential | Market | Single Family - Gas | Existing | Interior Lighting | Electric
F2 | Residential | Market | Single Family - Gas | Existing | Interior Lighting | Electric
F3 | Residential | Market | Single Family - Gas | Existing | Interior Lighting | Electric
F4 | Residential | Market | Single Family - Gas | Existing | Interior Lighting | Electric
F1 | Residential | Market | Single Family - Gas | Existing | Exterior Lighting | Electric
F2 | Residential | Market | Single Family - Gas | Existing | Exterior Lighting | Electric
F3 | Residential | Market | Single Family - Gas | Existing | Exterior Lighting | Electric
F4 | Residential | Market | Single Family - Gas | Existing | Exterior Lighting | Electric
F1 | Residential | Market | Single Family - Gas | Existing | Appliances | Electric
F2 | Residential | Market | Single Family - Gas | Existing | Appliances | Electric
F3 | Residential | Market | Single Family - Gas | Existing | Appliances | Electric
F4 | Residential | Market | Single Family - Gas | Existing | Appliances | Electric
F1 | Residential | Market | Single Family - Gas | Existing | Electronics | Electric
F2 | Residential | Market | Single Family - Gas | Existing | Electronics | Electric
F3 | Residential | Market | Single Family - Gas | Existing | Electronics | Electric
F4 | Residential | Market | Single Family - Gas | Existing | Electronics | Electric
F1 | Residential | Market | Single Family - Gas | Existing | Miscellaneous | Electric
F2 | Residential | Market | Single Family - Gas | Existing | Miscellaneous | Electric
F3 | Residential | Market | Single Family - Gas | Existing | Miscellaneous | Electric
F4 | Residential | Market | Single Family - Gas | Existing | Miscellaneous | Electric
F1 | Residential | Market | Single Family - Gas | Existing | Generation | Electric
F2 | Residential | Market | Single Family - Gas | Existing | Generation | Electric
F3 | Residential | Market | Single Family - Gas | Existing | Generation | Electric
F4 | Residential | Market | Single Family - Gas | Existing | Generation | Electric
F1 | Residential | Market | Single Family - Gas | Existing | Space Heating | Natural Gas
F2 | Residential | Market | Single Family - Gas | Existing | Space Heating | Natural Gas
F3 | Residential | Market | Single Family - Gas | Existing | Space Heating | Natural Gas
F4 | Residential | Market | Single Family - Gas | Existing | Space Heating | Natural Gas
F1 | Residential | Market | Single Family - Gas | Existing | Water Heating | Natural Gas
F2 | Residential | Market | Single Family - Gas | Existing | Water Heating | Natural Gas
F3 | Residential | Market | Single Family - Gas | Existing | Water Heating | Natural Gas
F4 | Residential | Market | Single Family - Gas | Existing | Water Heating | Natural Gas
F1 | Residential | Market | Single Family - Gas | Existing | Appliances | Natural Gas
F2 | Residential | Market | Single Family - Gas | Existing | Appliances | Natural Gas
F3 | Residential | Market | Single Family - Gas | Existing | Appliances | Natural Gas
F4 | Residential | Market | Single Family - Gas | Existing | Appliances | Natural Gas
F1 | Residential | Market | Single Family - Gas | Existing | Miscellaneous | Natural Gas
F2 | Residential | Market | Single Family - Gas | Existing | Miscellaneous | Natural Gas
F3 | Residential | Market | Single Family - Gas | Existing | Miscellaneous | Natural Gas
F4 | Residential | Market | Single Family - Gas | Existing | Miscellaneous | Natural Gas
F1 | Residential | Central System | Single Family - Gas | Existing | Cooling | Electric
F2 | Residential | Central System | Single Family - Gas | Existing | Cooling | Electric
F3 | Residential | Central System | Single Family - Gas | Existing | Cooling | Electric
F4 | Residential | Central System | Single Family - Gas | Existing | Cooling | Electric
F1 | Residential | Central System | Single Family - Gas | Existing | Space Heating | Electric
F2 | Residential | Central System | Single Family - Gas | Existing | Space Heating | Electric
F3 | Residential | Central System | Single Family - Gas | Existing | Space Heating | Electric
F4 | Residential | Central System | Single Family - Gas | Existing | Space Heating | Electric
F1 | Residential | Central System | Single Family - Gas | Existing | Space Heating | Natural Gas
F2 | Residential | Central System | Single Family - Gas | Existing | Space Heating | Natural Gas
F3 | Residential | Central System | Single Family - Gas | Existing | Space Heating | Natural Gas
F4 | Residential | Central System | Single Family - Gas | Existing | Space Heating | Natural Gas
F1 | Residential | Resistance | Single Family - Gas | Existing | Cooling | Electric
F2 | Residential | Resistance | Single Family - Gas | Existing | Cooling | Electric
F3 | Residential | Resistance | Single Family - Gas | Existing | Cooling | Electric
F4 | Residential | Resistance | Single Family - Gas | Existing | Cooling | Electric
F1 | Residential | Resistance | Single Family - Gas | Existing | Space Heating | Electric
F2 | Residential | Resistance | Single Family - Gas | Existing | Space Heating | Electric
F3 | Residential | Resistance | Single Family - Gas | Existing | Space Heating | Electric
F4 | Residential | Resistance | Single Family - Gas | Existing | Space Heating | Electric
F1 | Residential | Heat Pump | Single Family - Gas | Existing | Cooling | Electric
F2 | Residential | Heat Pump | Single Family - Gas | Existing | Cooling | Electric
F3 | Residential | Heat Pump | Single Family - Gas | Existing | Cooling | Electric
F4 | Residential | Heat Pump | Single Family - Gas | Existing | Cooling | Electric
F1 | Residential | Heat Pump | Single Family - Gas | Existing | Space Heating | Electric
F2 | Residential | Heat Pump | Single Family - Gas | Existing | Space Heating | Electric
F3 | Residential | Heat Pump | Single Family - Gas | Existing | Space Heating | Electric
F4 | Residential | Heat Pump | Single Family - Gas | Existing | Space Heating | Electric
F1 | Residential | All | Single Family - Gas | New | Cooling | Electric
F2 | Residential | All | Single Family - Gas | New | Cooling | Electric
F3 | Residential | All | Single Family - Gas | New | Cooling | Electric
F4 | Residential | All | Single Family - Gas | New | Cooling | Electric
F1 | Residential | All | Single Family - Gas | New | Space Heating | Electric
F2 | Residential | All | Single Family - Gas | New | Space Heating | Electric
F3 | Residential | All | Single Family - Gas | New | Space Heating | Electric
F4 | Residential | All | Single Family - Gas | New | Space Heating | Electric
F1 | Residential | All | Single Family - Gas | New | Water Heating | Electric
F2 | Residential | All | Single Family - Gas | New | Water Heating | Electric
F3 | Residential | All | Single Family - Gas | New | Water Heating | Electric
F4 | Residential | All | Single Family - Gas | New | Water Heating | Electric
F1 | Residential | All | Single Family - Gas | New | Interior Lighting | Electric
F2 | Residential | All | Single Family - Gas | New | Interior Lighting | Electric
F3 | Residential | All | Single Family - Gas | New | Interior Lighting | Electric
F4 | Residential | All | Single Family - Gas | New | Interior Lighting | Electric
F1 | Residential | All | Single Family - Gas | New | Exterior Lighting | Electric
F2 | Residential | All | Single Family - Gas | New | Exterior Lighting | Electric
F3 | Residential | All | Single Family - Gas | New | Exterior Lighting | Electric
F4 | Residential | All | Single Family - Gas | New | Exterior Lighting | Electric
F1 | Residential | All | Single Family - Gas | New | Appliances | Electric
F2 | Residential | All | Single Family - Gas | New | Appliances | Electric
F3 | Residential | All | Single Family - Gas | New | Appliances | Electric
F4 | Residential | All | Single Family - Gas | New | Appliances | Electric
F1 | Residential | All | Single Family - Gas | New | Electronics | Electric
F2 | Residential | All | Single Family - Gas | New | Electronics | Electric
F3 | Residential | All | Single Family - Gas | New | Electronics | Electric
F4 | Residential | All | Single Family - Gas | New | Electronics | Electric
F1 | Residential | All | Single Family - Gas | New | Miscellaneous | Electric
F2 | Residential | All | Single Family - Gas | New | Miscellaneous | Electric
F3 | Residential | All | Single Family - Gas | New | Miscellaneous | Electric
F4 | Residential | All | Single Family - Gas | New | Miscellaneous | Electric
F1 | Residential | All | Single Family - Gas | New | Generation | Electric
F2 | Residential | All | Single Family - Gas | New | Generation | Electric
F3 | Residential | All | Single Family - Gas | New | Generation | Electric
F4 | Residential | All | Single Family - Gas | New | Generation | Electric
F1 | Residential | All | Single Family - Gas | New | Space Heating | Natural Gas
F2 | Residential | All | Single Family - Gas | New | Space Heating | Natural Gas
F3 | Residential | All | Single Family - Gas | New | Space Heating | Natural Gas
F4 | Residential | All | Single Family - Gas | New | Space Heating | Natural Gas
F1 | Residential | All | Single Family - Gas | New | Water Heating | Natural Gas
F2 | Residential | All | Single Family - Gas | New | Water Heating | Natural Gas
F3 | Residential | All | Single Family - Gas | New | Water Heating | Natural Gas
F4 | Residential | All | Single Family - Gas | New | Water Heating | Natural Gas
F1 | Residential | All | Single Family - Gas | New | Appliances | Natural Gas
F2 | Residential | All | Single Family - Gas | New | Appliances | Natural Gas
F3 | Residential | All | Single Family - Gas | New | Appliances | Natural Gas
F4 | Residential | All | Single Family - Gas | New | Appliances | Natural Gas
F1 | Residential | All | Single Family - Gas | New | Miscellaneous | Natural Gas
F2 | Residential | All | Single Family - Gas | New | Miscellaneous | Natural Gas
F3 | Residential | All | Single Family - Gas | New | Miscellaneous | Natural Gas
F4 | Residential | All | Single Family - Gas | New | Miscellaneous | Natural Gas
F1 | Residential | Market | Single Family - Gas | New | Cooling | Electric
F2 | Residential | Market | Single Family - Gas | New | Cooling | Electric
F3 | Residential | Market | Single Family - Gas | New | Cooling | Electric
F4 | Residential | Market | Single Family - Gas | New | Cooling | Electric
F1 | Residential | Market | Single Family - Gas | New | Space Heating | Electric
F2 | Residential | Market | Single Family - Gas | New | Space Heating | Electric
F3 | Residential | Market | Single Family - Gas | New | Space Heating | Electric
F4 | Residential | Market | Single Family - Gas | New | Space Heating | Electric
F1 | Residential | Market | Single Family - Gas | New | Water Heating | Electric
F2 | Residential | Market | Single Family - Gas | New | Water Heating | Electric
F3 | Residential | Market | Single Family - Gas | New | Water Heating | Electric
F4 | Residential | Market | Single Family - Gas | New | Water Heating | Electric
F1 | Residential | Market | Single Family - Gas | New | Interior Lighting | Electric
F2 | Residential | Market | Single Family - Gas | New | Interior Lighting | Electric
F3 | Residential | Market | Single Family - Gas | New | Interior Lighting | Electric
F4 | Residential | Market | Single Family - Gas | New | Interior Lighting | Electric
F1 | Residential | Market | Single Family - Gas | New | Exterior Lighting | Electric
F2 | Residential | Market | Single Family - Gas | New | Exterior Lighting | Electric
F3 | Residential | Market | Single Family - Gas | New | Exterior Lighting | Electric
F4 | Residential | Market | Single Family - Gas | New | Exterior Lighting | Electric
F1 | Residential | Market | Single Family - Gas | New | Appliances | Electric
F2 | Residential | Market | Single Family - Gas | New | Appliances | Electric
F3 | Residential | Market | Single Family - Gas | New | Appliances | Electric
F4 | Residential | Market | Single Family - Gas | New | Appliances | Electric
F1 | Residential | Market | Single Family - Gas | New | Electronics | Electric
F2 | Residential | Market | Single Family - Gas | New | Electronics | Electric
F3 | Residential | Market | Single Family - Gas | New | Electronics | Electric
F4 | Residential | Market | Single Family - Gas | New | Electronics | Electric
F1 | Residential | Market | Single Family - Gas | New | Miscellaneous | Electric
F2 | Residential | Market | Single Family - Gas | New | Miscellaneous | Electric
F3 | Residential | Market | Single Family - Gas | New | Miscellaneous | Electric
F4 | Residential | Market | Single Family - Gas | New | Miscellaneous | Electric
F1 | Residential | Market | Single Family - Gas | New | Generation | Electric
F2 | Residential | Market | Single Family - Gas | New | Generation | Electric
F3 | Residential | Market | Single Family - Gas | New | Generation | Electric
F4 | Residential | Market | Single Family - Gas | New | Generation | Electric
F1 | Residential | Market | Single Family - Gas | New | Space Heating | Natural Gas
F2 | Residential | Market | Single Family - Gas | New | Space Heating | Natural Gas
F3 | Residential | Market | Single Family - Gas | New | Space Heating | Natural Gas
F4 | Residential | Market | Single Family - Gas | New | Space Heating | Natural Gas
F1 | Residential | Market | Single Family - Gas | New | Water Heating | Natural Gas
F2 | Residential | Market | Single Family - Gas | New | Water Heating | Natural Gas
F3 | Residential | Market | Single Family - Gas | New | Water Heating | Natural Gas
F4 | Residential | Market | Single Family - Gas | New | Water Heating | Natural Gas
F1 | Residential | Market | Single Family - Gas | New | Appliances | Natural Gas
F2 | Residential | Market | Single Family - Gas | New | Appliances | Natural Gas
F3 | Residential | Market | Single Family - Gas | New | Appliances | Natural Gas
F4 | Residential | Market | Single Family - Gas | New | Appliances | Natural Gas
F1 | Residential | Market | Single Family - Gas | New | Miscellaneous | Natural Gas
F2 | Residential | Market | Single Family - Gas | New | Miscellaneous | Natural Gas
F3 | Residential | Market | Single Family - Gas | New | Miscellaneous | Natural Gas
F4 | Residential | Market | Single Family - Gas | New | Miscellaneous | Natural Gas
F1 | Residential | Central System | Single Family - Gas | New | Cooling | Electric
F2 | Residential | Central System | Single Family - Gas | New | Cooling | Electric
F3 | Residential | Central System | Single Family - Gas | New | Cooling | Electric
F4 | Residential | Central System | Single Family - Gas | New | Cooling | Electric
F1 | Residential | Central System | Single Family - Gas | New | Space Heating | Electric
F2 | Residential | Central System | Single Family - Gas | New | Space Heating | Electric
F3 | Residential | Central System | Single Family - Gas | New | Space Heating | Electric
F4 | Residential | Central System | Single Family - Gas | New | Space Heating | Electric
F1 | Residential | Central System | Single Family - Gas | New | Space Heating | Natural Gas
F2 | Residential | Central System | Single Family - Gas | New | Space Heating | Natural Gas
F3 | Residential | Central System | Single Family - Gas | New | Space Heating | Natural Gas
F4 | Residential | Central System | Single Family - Gas | New | Space Heating | Natural Gas
F1 | Residential | Resistance | Single Family - Gas | New | Cooling | Electric
F2 | Residential | Resistance | Single Family - Gas | New | Cooling | Electric
F3 | Residential | Resistance | Single Family - Gas | New | Cooling | Electric
F4 | Residential | Resistance | Single Family - Gas | New | Cooling | Electric
F1 | Residential | Resistance | Single Family - Gas | New | Space Heating | Electric
F2 | Residential | Resistance | Single Family - Gas | New | Space Heating | Electric
F3 | Residential | Resistance | Single Family - Gas | New | Space Heating | Electric
F4 | Residential | Resistance | Single Family - Gas | New | Space Heating | Electric
F1 | Residential | Heat Pump | Single Family - Gas | New | Cooling | Electric
F2 | Residential | Heat Pump | Single Family - Gas | New | Cooling | Electric
F3 | Residential | Heat Pump | Single Family - Gas | New | Cooling | Electric
F4 | Residential | Heat Pump | Single Family - Gas | New | Cooling | Electric
F1 | Residential | Heat Pump | Single Family - Gas | New | Space Heating | Electric
F2 | Residential | Heat Pump | Single Family - Gas | New | Space Heating | Electric
F3 | Residential | Heat Pump | Single Family - Gas | New | Space Heating | Electric
F4 | Residential | Heat Pump | Single Family - Gas | New | Space Heating | Electric
F1 | Residential | All | Single Family - LI - Gas | Existing | Cooling | Electric
F2 | Residential | All | Single Family - LI - Gas | Existing | Cooling | Electric
F3 | Residential | All | Single Family - LI - Gas | Existing | Cooling | Electric
F4 | Residential | All | Single Family - LI - Gas | Existing | Cooling | Electric
F1 | Residential | All | Single Family - LI - Gas | Existing | Space Heating | Electric
F2 | Residential | All | Single Family - LI - Gas | Existing | Space Heating | Electric
F3 | Residential | All | Single Family - LI - Gas | Existing | Space Heating | Electric
F4 | Residential | All | Single Family - LI - Gas | Existing | Space Heating | Electric
F1 | Residential | All | Single Family - LI - Gas | Existing | Water Heating | Electric
F2 | Residential | All | Single Family - LI - Gas | Existing | Water Heating | Electric
F3 | Residential | All | Single Family - LI - Gas | Existing | Water Heating | Electric
F4 | Residential | All | Single Family - LI - Gas | Existing | Water Heating | Electric
F1 | Residential | All | Single Family - LI - Gas | Existing | Interior Lighting | Electric
F2 | Residential | All | Single Family - LI - Gas | Existing | Interior Lighting | Electric
F3 | Residential | All | Single Family - LI - Gas | Existing | Interior Lighting | Electric
F4 | Residential | All | Single Family - LI - Gas | Existing | Interior Lighting | Electric
F1 | Residential | All | Single Family - LI - Gas | Existing | Exterior Lighting | Electric
F2 | Residential | All | Single Family - LI - Gas | Existing | Exterior Lighting | Electric
F3 | Residential | All | Single Family - LI - Gas | Existing | Exterior Lighting | Electric
F4 | Residential | All | Single Family - LI - Gas | Existing | Exterior Lighting | Electric
F1 | Residential | All | Single Family - LI - Gas | Existing | Appliances | Electric
F2 | Residential | All | Single Family - LI - Gas | Existing | Appliances | Electric
F3 | Residential | All | Single Family - LI - Gas | Existing | Appliances | Electric
F4 | Residential | All | Single Family - LI - Gas | Existing | Appliances | Electric
F1 | Residential | All | Single Family - LI - Gas | Existing | Electronics | Electric
F2 | Residential | All | Single Family - LI - Gas | Existing | Electronics | Electric
F3 | Residential | All | Single Family - LI - Gas | Existing | Electronics | Electric
F4 | Residential | All | Single Family - LI - Gas | Existing | Electronics | Electric
F1 | Residential | All | Single Family - LI - Gas | Existing | Miscellaneous | Electric
F2 | Residential | All | Single Family - LI - Gas | Existing | Miscellaneous | Electric
F3 | Residential | All | Single Family - LI - Gas | Existing | Miscellaneous | Electric
F4 | Residential | All | Single Family - LI - Gas | Existing | Miscellaneous | Electric
F1 | Residential | All | Single Family - LI - Gas | Existing | Generation | Electric
F2 | Residential | All | Single Family - LI - Gas | Existing | Generation | Electric
F3 | Residential | All | Single Family - LI - Gas | Existing | Generation | Electric
F4 | Residential | All | Single Family - LI - Gas | Existing | Generation | Electric
F1 | Residential | All | Single Family - LI - Gas | Existing | Space Heating | Natural Gas
F2 | Residential | All | Single Family - LI - Gas | Existing | Space Heating | Natural Gas
F3 | Residential | All | Single Family - LI - Gas | Existing | Space Heating | Natural Gas
F4 | Residential | All | Single Family - LI - Gas | Existing | Space Heating | Natural Gas
F1 | Residential | All | Single Family - LI - Gas | Existing | Water Heating | Natural Gas
F2 | Residential | All | Single Family - LI - Gas | Existing | Water Heating | Natural Gas
F3 | Residential | All | Single Family - LI - Gas | Existing | Water Heating | Natural Gas
F4 | Residential | All | Single Family - LI - Gas | Existing | Water Heating | Natural Gas
F1 | Residential | All | Single Family - LI - Gas | Existing | Appliances | Natural Gas
F2 | Residential | All | Single Family - LI - Gas | Existing | Appliances | Natural Gas
F3 | Residential | All | Single Family - LI - Gas | Existing | Appliances | Natural Gas
F4 | Residential | All | Single Family - LI - Gas | Existing | Appliances | Natural Gas
F1 | Residential | All | Single Family - LI - Gas | Existing | Miscellaneous | Natural Gas
F2 | Residential | All | Single Family - LI - Gas | Existing | Miscellaneous | Natural Gas
F3 | Residential | All | Single Family - LI - Gas | Existing | Miscellaneous | Natural Gas
F4 | Residential | All | Single Family - LI - Gas | Existing | Miscellaneous | Natural Gas
F1 | Residential | Market | Single Family - LI - Gas | Existing | Cooling | Electric
F2 | Residential | Market | Single Family - LI - Gas | Existing | Cooling | Electric
F3 | Residential | Market | Single Family - LI - Gas | Existing | Cooling | Electric
F4 | Residential | Market | Single Family - LI - Gas | Existing | Cooling | Electric
F1 | Residential | Market | Single Family - LI - Gas | Existing | Space Heating | Electric
F2 | Residential | Market | Single Family - LI - Gas | Existing | Space Heating | Electric
F3 | Residential | Market | Single Family - LI - Gas | Existing | Space Heating | Electric
F4 | Residential | Market | Single Family - LI - Gas | Existing | Space Heating | Electric
F1 | Residential | Market | Single Family - LI - Gas | Existing | Water Heating | Electric
F2 | Residential | Market | Single Family - LI - Gas | Existing | Water Heating | Electric
F3 | Residential | Market | Single Family - LI - Gas | Existing | Water Heating | Electric
F4 | Residential | Market | Single Family - LI - Gas | Existing | Water Heating | Electric
F1 | Residential | Market | Single Family - LI - Gas | Existing | Interior Lighting | Electric
F2 | Residential | Market | Single Family - LI - Gas | Existing | Interior Lighting | Electric
F3 | Residential | Market | Single Family - LI - Gas | Existing | Interior Lighting | Electric
F4 | Residential | Market | Single Family - LI - Gas | Existing | Interior Lighting | Electric
F1 | Residential | Market | Single Family - LI - Gas | Existing | Exterior Lighting | Electric
F2 | Residential | Market | Single Family - LI - Gas | Existing | Exterior Lighting | Electric
F3 | Residential | Market | Single Family - LI - Gas | Existing | Exterior Lighting | Electric
F4 | Residential | Market | Single Family - LI - Gas | Existing | Exterior Lighting | Electric
F1 | Residential | Market | Single Family - LI - Gas | Existing | Appliances | Electric
F2 | Residential | Market | Single Family - LI - Gas | Existing | Appliances | Electric
F3 | Residential | Market | Single Family - LI - Gas | Existing | Appliances | Electric
F4 | Residential | Market | Single Family - LI - Gas | Existing | Appliances | Electric
F1 | Residential | Market | Single Family - LI - Gas | Existing | Electronics | Electric
F2 | Residential | Market | Single Family - LI - Gas | Existing | Electronics | Electric
F3 | Residential | Market | Single Family - LI - Gas | Existing | Electronics | Electric
F4 | Residential | Market | Single Family - LI - Gas | Existing | Electronics | Electric
F1 | Residential | Market | Single Family - LI - Gas | Existing | Miscellaneous | Electric
F2 | Residential | Market | Single Family - LI - Gas | Existing | Miscellaneous | Electric
F3 | Residential | Market | Single Family - LI - Gas | Existing | Miscellaneous | Electric
F4 | Residential | Market | Single Family - LI - Gas | Existing | Miscellaneous | Electric
F1 | Residential | Market | Single Family - LI - Gas | Existing | Generation | Electric
F2 | Residential | Market | Single Family - LI - Gas | Existing | Generation | Electric
F3 | Residential | Market | Single Family - LI - Gas | Existing | Generation | Electric
F4 | Residential | Market | Single Family - LI - Gas | Existing | Generation | Electric
F1 | Residential | Market | Single Family - LI - Gas | Existing | Space Heating | Natural Gas
F2 | Residential | Market | Single Family - LI - Gas | Existing | Space Heating | Natural Gas
F3 | Residential | Market | Single Family - LI - Gas | Existing | Space Heating | Natural Gas
F4 | Residential | Market | Single Family - LI - Gas | Existing | Space Heating | Natural Gas
F1 | Residential | Market | Single Family - LI - Gas | Existing | Water Heating | Natural Gas
F2 | Residential | Market | Single Family - LI - Gas | Existing | Water Heating | Natural Gas
F3 | Residential | Market | Single Family - LI - Gas | Existing | Water Heating | Natural Gas
F4 | Residential | Market | Single Family - LI - Gas | Existing | Water Heating | Natural Gas
F1 | Residential | Market | Single Family - LI - Gas | Existing | Appliances | Natural Gas
F2 | Residential | Market | Single Family - LI - Gas | Existing | Appliances | Natural Gas
F3 | Residential | Market | Single Family - LI - Gas | Existing | Appliances | Natural Gas
F4 | Residential | Market | Single Family - LI - Gas | Existing | Appliances | Natural Gas
F1 | Residential | Market | Single Family - LI - Gas | Existing | Miscellaneous | Natural Gas
F2 | Residential | Market | Single Family - LI - Gas | Existing | Miscellaneous | Natural Gas
F3 | Residential | Market | Single Family - LI - Gas | Existing | Miscellaneous | Natural Gas
F4 | Residential | Market | Single Family - LI - Gas | Existing | Miscellaneous | Natural Gas
F1 | Residential | Central System | Single Family - LI - Gas | Existing | Cooling | Electric
F2 | Residential | Central System | Single Family - LI - Gas | Existing | Cooling | Electric
F3 | Residential | Central System | Single Family - LI - Gas | Existing | Cooling | Electric
F4 | Residential | Central System | Single Family - LI - Gas | Existing | Cooling | Electric
F1 | Residential | Central System | Single Family - LI - Gas | Existing | Space Heating | Electric
F2 | Residential | Central System | Single Family - LI - Gas | Existing | Space Heating | Electric
F3 | Residential | Central System | Single Family - LI - Gas | Existing | Space Heating | Electric
F4 | Residential | Central System | Single Family - LI - Gas | Existing | Space Heating | Electric
F1 | Residential | Central System | Single Family - LI - Gas | Existing | Space Heating | Natural Gas
F2 | Residential | Central System | Single Family - LI - Gas | Existing | Space Heating | Natural Gas
F3 | Residential | Central System | Single Family - LI - Gas | Existing | Space Heating | Natural Gas
F4 | Residential | Central System | Single Family - LI - Gas | Existing | Space Heating | Natural Gas
F1 | Residential | Resistance | Single Family - LI - Gas | Existing | Cooling | Electric
F2 | Residential | Resistance | Single Family - LI - Gas | Existing | Cooling | Electric
F3 | Residential | Resistance | Single Family - LI - Gas | Existing | Cooling | Electric
F4 | Residential | Resistance | Single Family - LI - Gas | Existing | Cooling | Electric
F1 | Residential | Resistance | Single Family - LI - Gas | Existing | Space Heating | Electric
F2 | Residential | Resistance | Single Family - LI - Gas | Existing | Space Heating | Electric
F3 | Residential | Resistance | Single Family - LI - Gas | Existing | Space Heating | Electric
F4 | Residential | Resistance | Single Family - LI - Gas | Existing | Space Heating | Electric
F1 | Residential | Heat Pump | Single Family - LI - Gas | Existing | Cooling | Electric
F2 | Residential | Heat Pump | Single Family - LI - Gas | Existing | Cooling | Electric
F3 | Residential | Heat Pump | Single Family - LI - Gas | Existing | Cooling | Electric
F4 | Residential | Heat Pump | Single Family - LI - Gas | Existing | Cooling | Electric
F1 | Residential | Heat Pump | Single Family - LI - Gas | Existing | Space Heating | Electric
F2 | Residential | Heat Pump | Single Family - LI - Gas | Existing | Space Heating | Electric
F3 | Residential | Heat Pump | Single Family - LI - Gas | Existing | Space Heating | Electric
F4 | Residential | Heat Pump | Single Family - LI - Gas | Existing | Space Heating | Electric
F1 | Residential | All | Single Family - LI - Gas | New | Cooling | Electric
F2 | Residential | All | Single Family - LI - Gas | New | Cooling | Electric
F3 | Residential | All | Single Family - LI - Gas | New | Cooling | Electric
F4 | Residential | All | Single Family - LI - Gas | New | Cooling | Electric
F1 | Residential | All | Single Family - LI - Gas | New | Space Heating | Electric
F2 | Residential | All | Single Family - LI - Gas | New | Space Heating | Electric
F3 | Residential | All | Single Family - LI - Gas | New | Space Heating | Electric
F4 | Residential | All | Single Family - LI - Gas | New | Space Heating | Electric
F1 | Residential | All | Single Family - LI - Gas | New | Water Heating | Electric
F2 | Residential | All | Single Family - LI - Gas | New | Water Heating | Electric
F3 | Residential | All | Single Family - LI - Gas | New | Water Heating | Electric
F4 | Residential | All | Single Family - LI - Gas | New | Water Heating | Electric
F1 | Residential | All | Single Family - LI - Gas | New | Interior Lighting | Electric
F2 | Residential | All | Single Family - LI - Gas | New | Interior Lighting | Electric
F3 | Residential | All | Single Family - LI - Gas | New | Interior Lighting | Electric
F4 | Residential | All | Single Family - LI - Gas | New | Interior Lighting | Electric
F1 | Residential | All | Single Family - LI - Gas | New | Exterior Lighting | Electric
F2 | Residential | All | Single Family - LI - Gas | New | Exterior Lighting | Electric
F3 | Residential | All | Single Family - LI - Gas | New | Exterior Lighting | Electric
F4 | Residential | All | Single Family - LI - Gas | New | Exterior Lighting | Electric
F1 | Residential | All | Single Family - LI - Gas | New | Appliances | Electric
F2 | Residential | All | Single Family - LI - Gas | New | Appliances | Electric
F3 | Residential | All | Single Family - LI - Gas | New | Appliances | Electric
F4 | Residential | All | Single Family - LI - Gas | New | Appliances | Electric
F1 | Residential | All | Single Family - LI - Gas | New | Electronics | Electric
F2 | Residential | All | Single Family - LI - Gas | New | Electronics | Electric
F3 | Residential | All | Single Family - LI - Gas | New | Electronics | Electric
F4 | Residential | All | Single Family - LI - Gas | New | Electronics | Electric
F1 | Residential | All | Single Family - LI - Gas | New | Miscellaneous | Electric
F2 | Residential | All | Single Family - LI - Gas | New | Miscellaneous | Electric
F3 | Residential | All | Single Family - LI - Gas | New | Miscellaneous | Electric
F4 | Residential | All | Single Family - LI - Gas | New | Miscellaneous | Electric
F1 | Residential | All | Single Family - LI - Gas | New | Generation | Electric
F2 | Residential | All | Single Family - LI - Gas | New | Generation | Electric
F3 | Residential | All | Single Family - LI - Gas | New | Generation | Electric
F4 | Residential | All | Single Family - LI - Gas | New | Generation | Electric
F1 | Residential | All | Single Family - LI - Gas | New | Space Heating | Natural Gas
F2 | Residential | All | Single Family - LI - Gas | New | Space Heating | Natural Gas
F3 | Residential | All | Single Family - LI - Gas | New | Space Heating | Natural Gas
F4 | Residential | All | Single Family - LI - Gas | New | Space Heating | Natural Gas
F1 | Residential | All | Single Family - LI - Gas | New | Water Heating | Natural Gas
F2 | Residential | All | Single Family - LI - Gas | New | Water Heating | Natural Gas
F3 | Residential | All | Single Family - LI - Gas | New | Water Heating | Natural Gas
F4 | Residential | All | Single Family - LI - Gas | New | Water Heating | Natural Gas
F1 | Residential | All | Single Family - LI - Gas | New | Appliances | Natural Gas
F2 | Residential | All | Single Family - LI - Gas | New | Appliances | Natural Gas
F3 | Residential | All | Single Family - LI - Gas | New | Appliances | Natural Gas
F4 | Residential | All | Single Family - LI - Gas | New | Appliances | Natural Gas
F1 | Residential | All | Single Family - LI - Gas | New | Miscellaneous | Natural Gas
F2 | Residential | All | Single Family - LI - Gas | New | Miscellaneous | Natural Gas
F3 | Residential | All | Single Family - LI - Gas | New | Miscellaneous | Natural Gas
F4 | Residential | All | Single Family - LI - Gas | New | Miscellaneous | Natural Gas
F1 | Residential | Market | Single Family - LI - Gas | New | Cooling | Electric
F2 | Residential | Market | Single Family - LI - Gas | New | Cooling | Electric
F3 | Residential | Market | Single Family - LI - Gas | New | Cooling | Electric
F4 | Residential | Market | Single Family - LI - Gas | New | Cooling | Electric
F1 | Residential | Market | Single Family - LI - Gas | New | Space Heating | Electric
F2 | Residential | Market | Single Family - LI - Gas | New | Space Heating | Electric
F3 | Residential | Market | Single Family - LI - Gas | New | Space Heating | Electric
F4 | Residential | Market | Single Family - LI - Gas | New | Space Heating | Electric
F1 | Residential | Market | Single Family - LI - Gas | New | Water Heating | Electric
F2 | Residential | Market | Single Family - LI - Gas | New | Water Heating | Electric
F3 | Residential | Market | Single Family - LI - Gas | New | Water Heating | Electric
F4 | Residential | Market | Single Family - LI - Gas | New | Water Heating | Electric
F1 | Residential | Market | Single Family - LI - Gas | New | Interior Lighting | Electric
F2 | Residential | Market | Single Family - LI - Gas | New | Interior Lighting | Electric
F3 | Residential | Market | Single Family - LI - Gas | New | Interior Lighting | Electric
F4 | Residential | Market | Single Family - LI - Gas | New | Interior Lighting | Electric
F1 | Residential | Market | Single Family - LI - Gas | New | Exterior Lighting | Electric
F2 | Residential | Market | Single Family - LI - Gas | New | Exterior Lighting | Electric
F3 | Residential | Market | Single Family - LI - Gas | New | Exterior Lighting | Electric
F4 | Residential | Market | Single Family - LI - Gas | New | Exterior Lighting | Electric
F1 | Residential | Market | Single Family - LI - Gas | New | Appliances | Electric
F2 | Residential | Market | Single Family - LI - Gas | New | Appliances | Electric
F3 | Residential | Market | Single Family - LI - Gas | New | Appliances | Electric
F4 | Residential | Market | Single Family - LI - Gas | New | Appliances | Electric
F1 | Residential | Market | Single Family - LI - Gas | New | Electronics | Electric
F2 | Residential | Market | Single Family - LI - Gas | New | Electronics | Electric
F3 | Residential | Market | Single Family - LI - Gas | New | Electronics | Electric
F4 | Residential | Market | Single Family - LI - Gas | New | Electronics | Electric
F1 | Residential | Market | Single Family - LI - Gas | New | Miscellaneous | Electric
F2 | Residential | Market | Single Family - LI - Gas | New | Miscellaneous | Electric
F3 | Residential | Market | Single Family - LI - Gas | New | Miscellaneous | Electric
F4 | Residential | Market | Single Family - LI - Gas | New | Miscellaneous | Electric
F1 | Residential | Market | Single Family - LI - Gas | New | Generation | Electric
F2 | Residential | Market | Single Family - LI - Gas | New | Generation | Electric
F3 | Residential | Market | Single Family - LI - Gas | New | Generation | Electric
F4 | Residential | Market | Single Family - LI - Gas | New | Generation | Electric
F1 | Residential | Market | Single Family - LI - Gas | New | Space Heating | Natural Gas
F2 | Residential | Market | Single Family - LI - Gas | New | Space Heating | Natural Gas
F3 | Residential | Market | Single Family - LI - Gas | New | Space Heating | Natural Gas
F4 | Residential | Market | Single Family - LI - Gas | New | Space Heating | Natural Gas
F1 | Residential | Market | Single Family - LI - Gas | New | Water Heating | Natural Gas
F2 | Residential | Market | Single Family - LI - Gas | New | Water Heating | Natural Gas
F3 | Residential | Market | Single Family - LI - Gas | New | Water Heating | Natural Gas
F4 | Residential | Market | Single Family - LI - Gas | New | Water Heating | Natural Gas
F1 | Residential | Market | Single Family - LI - Gas | New | Appliances | Natural Gas
F2 | Residential | Market | Single Family - LI - Gas | New | Appliances | Natural Gas
F3 | Residential | Market | Single Family - LI - Gas | New | Appliances | Natural Gas
F4 | Residential | Market | Single Family - LI - Gas | New | Appliances | Natural Gas
F1 | Residential | Market | Single Family - LI - Gas | New | Miscellaneous | Natural Gas
F2 | Residential | Market | Single Family - LI - Gas | New | Miscellaneous | Natural Gas
F3 | Residential | Market | Single Family - LI - Gas | New | Miscellaneous | Natural Gas
F4 | Residential | Market | Single Family - LI - Gas | New | Miscellaneous | Natural Gas
F1 | Residential | Central System | Single Family - LI - Gas | New | Cooling | Electric
F2 | Residential | Central System | Single Family - LI - Gas | New | Cooling | Electric
F3 | Residential | Central System | Single Family - LI - Gas | New | Cooling | Electric
F4 | Residential | Central System | Single Family - LI - Gas | New | Cooling | Electric
F1 | Residential | Central System | Single Family - LI - Gas | New | Space Heating | Electric
F2 | Residential | Central System | Single Family - LI - Gas | New | Space Heating | Electric
F3 | Residential | Central System | Single Family - LI - Gas | New | Space Heating | Electric
F4 | Residential | Central System | Single Family - LI - Gas | New | Space Heating | Electric
F1 | Residential | Central System | Single Family - LI - Gas | New | Space Heating | Natural Gas
F2 | Residential | Central System | Single Family - LI - Gas | New | Space Heating | Natural Gas
F3 | Residential | Central System | Single Family - LI - Gas | New | Space Heating | Natural Gas
F4 | Residential | Central System | Single Family - LI - Gas | New | Space Heating | Natural Gas
F1 | Residential | Resistance | Single Family - LI - Gas | New | Cooling | Electric
F2 | Residential | Resistance | Single Family - LI - Gas | New | Cooling | Electric
F3 | Residential | Resistance | Single Family - LI - Gas | New | Cooling | Electric
F4 | Residential | Resistance | Single Family - LI - Gas | New | Cooling | Electric
F1 | Residential | Resistance | Single Family - LI - Gas | New | Space Heating | Electric
F2 | Residential | Resistance | Single Family - LI - Gas | New | Space Heating | Electric
F3 | Residential | Resistance | Single Family - LI - Gas | New | Space Heating | Electric
F4 | Residential | Resistance | Single Family - LI - Gas | New | Space Heating | Electric
F1 | Residential | Heat Pump | Single Family - LI - Gas | New | Cooling | Electric
F2 | Residential | Heat Pump | Single Family - LI - Gas | New | Cooling | Electric
F3 | Residential | Heat Pump | Single Family - LI - Gas | New | Cooling | Electric
F4 | Residential | Heat Pump | Single Family - LI - Gas | New | Cooling | Electric
F1 | Residential | Heat Pump | Single Family - LI - Gas | New | Space Heating | Electric
F2 | Residential | Heat Pump | Single Family - LI - Gas | New | Space Heating | Electric
F3 | Residential | Heat Pump | Single Family - LI - Gas | New | Space Heating | Electric
F4 | Residential | Heat Pump | Single Family - LI - Gas | New | Space Heating | Electric
F1 | Residential | All | Multifamily - Gas | Existing | Cooling | Electric
F2 | Residential | All | Multifamily - Gas | Existing | Cooling | Electric
F3 | Residential | All | Multifamily - Gas | Existing | Cooling | Electric
F4 | Residential | All | Multifamily - Gas | Existing | Cooling | Electric
F1 | Residential | All | Multifamily - Gas | Existing | Space Heating | Electric
F2 | Residential | All | Multifamily - Gas | Existing | Space Heating | Electric
F3 | Residential | All | Multifamily - Gas | Existing | Space Heating | Electric
F4 | Residential | All | Multifamily - Gas | Existing | Space Heating | Electric
F1 | Residential | All | Multifamily - Gas | Existing | Water Heating | Electric
F2 | Residential | All | Multifamily - Gas | Existing | Water Heating | Electric
F3 | Residential | All | Multifamily - Gas | Existing | Water Heating | Electric
F4 | Residential | All | Multifamily - Gas | Existing | Water Heating | Electric
F1 | Residential | All | Multifamily - Gas | Existing | Interior Lighting | Electric
F2 | Residential | All | Multifamily - Gas | Existing | Interior Lighting | Electric
F3 | Residential | All | Multifamily - Gas | Existing | Interior Lighting | Electric
F4 | Residential | All | Multifamily - Gas | Existing | Interior Lighting | Electric
F1 | Residential | All | Multifamily - Gas | Existing | Exterior Lighting | Electric
F2 | Residential | All | Multifamily - Gas | Existing | Exterior Lighting | Electric
F3 | Residential | All | Multifamily - Gas | Existing | Exterior Lighting | Electric
F4 | Residential | All | Multifamily - Gas | Existing | Exterior Lighting | Electric
F1 | Residential | All | Multifamily - Gas | Existing | Appliances | Electric
F2 | Residential | All | Multifamily - Gas | Existing | Appliances | Electric
F3 | Residential | All | Multifamily - Gas | Existing | Appliances | Electric
F4 | Residential | All | Multifamily - Gas | Existing | Appliances | Electric
F1 | Residential | All | Multifamily - Gas | Existing | Electronics | Electric
F2 | Residential | All | Multifamily - Gas | Existing | Electronics | Electric
F3 | Residential | All | Multifamily - Gas | Existing | Electronics | Electric
F4 | Residential | All | Multifamily - Gas | Existing | Electronics | Electric
F1 | Residential | All | Multifamily - Gas | Existing | Miscellaneous | Electric
F2 | Residential | All | Multifamily - Gas | Existing | Miscellaneous | Electric
F3 | Residential | All | Multifamily - Gas | Existing | Miscellaneous | Electric
F4 | Residential | All | Multifamily - Gas | Existing | Miscellaneous | Electric
F1 | Residential | All | Multifamily - Gas | Existing | Generation | Electric
F2 | Residential | All | Multifamily - Gas | Existing | Generation | Electric
F3 | Residential | All | Multifamily - Gas | Existing | Generation | Electric
F4 | Residential | All | Multifamily - Gas | Existing | Generation | Electric
F1 | Residential | All | Multifamily - Gas | Existing | Space Heating | Natural Gas
F2 | Residential | All | Multifamily - Gas | Existing | Space Heating | Natural Gas
F3 | Residential | All | Multifamily - Gas | Existing | Space Heating | Natural Gas
F4 | Residential | All | Multifamily - Gas | Existing | Space Heating | Natural Gas
F1 | Residential | All | Multifamily - Gas | Existing | Water Heating | Natural Gas
F2 | Residential | All | Multifamily - Gas | Existing | Water Heating | Natural Gas
F3 | Residential | All | Multifamily - Gas | Existing | Water Heating | Natural Gas
F4 | Residential | All | Multifamily - Gas | Existing | Water Heating | Natural Gas
F1 | Residential | All | Multifamily - Gas | Existing | Appliances | Natural Gas
F2 | Residential | All | Multifamily - Gas | Existing | Appliances | Natural Gas
F3 | Residential | All | Multifamily - Gas | Existing | Appliances | Natural Gas
F4 | Residential | All | Multifamily - Gas | Existing | Appliances | Natural Gas
F1 | Residential | All | Multifamily - Gas | Existing | Miscellaneous | Natural Gas
F2 | Residential | All | Multifamily - Gas | Existing | Miscellaneous | Natural Gas
F3 | Residential | All | Multifamily - Gas | Existing | Miscellaneous | Natural Gas
F4 | Residential | All | Multifamily - Gas | Existing | Miscellaneous | Natural Gas
F1 | Residential | Market | Multifamily - Gas | Existing | Cooling | Electric
F2 | Residential | Market | Multifamily - Gas | Existing | Cooling | Electric
F3 | Residential | Market | Multifamily - Gas | Existing | Cooling | Electric
F4 | Residential | Market | Multifamily - Gas | Existing | Cooling | Electric
F1 | Residential | Market | Multifamily - Gas | Existing | Space Heating | Electric
F2 | Residential | Market | Multifamily - Gas | Existing | Space Heating | Electric
F3 | Residential | Market | Multifamily - Gas | Existing | Space Heating | Electric
F4 | Residential | Market | Multifamily - Gas | Existing | Space Heating | Electric
F1 | Residential | Market | Multifamily - Gas | Existing | Water Heating | Electric
F2 | Residential | Market | Multifamily - Gas | Existing | Water Heating | Electric
F3 | Residential | Market | Multifamily - Gas | Existing | Water Heating | Electric
F4 | Residential | Market | Multifamily - Gas | Existing | Water Heating | Electric
F1 | Residential | Market | Multifamily - Gas | Existing | Interior Lighting | Electric
F2 | Residential | Market | Multifamily - Gas | Existing | Interior Lighting | Electric
F3 | Residential | Market | Multifamily - Gas | Existing | Interior Lighting | Electric
F4 | Residential | Market | Multifamily - Gas | Existing | Interior Lighting | Electric
F1 | Residential | Market | Multifamily - Gas | Existing | Exterior Lighting | Electric
F2 | Residential | Market | Multifamily - Gas | Existing | Exterior Lighting | Electric
F3 | Residential | Market | Multifamily - Gas | Existing | Exterior Lighting | Electric
F4 | Residential | Market | Multifamily - Gas | Existing | Exterior Lighting | Electric
F1 | Residential | Market | Multifamily - Gas | Existing | Appliances | Electric
F2 | Residential | Market | Multifamily - Gas | Existing | Appliances | Electric
F3 | Residential | Market | Multifamily - Gas | Existing | Appliances | Electric
F4 | Residential | Market | Multifamily - Gas | Existing | Appliances | Electric
F1 | Residential | Market | Multifamily - Gas | Existing | Electronics | Electric
F2 | Residential | Market | Multifamily - Gas | Existing | Electronics | Electric
F3 | Residential | Market | Multifamily - Gas | Existing | Electronics | Electric
F4 | Residential | Market | Multifamily - Gas | Existing | Electronics | Electric
F1 | Residential | Market | Multifamily - Gas | Existing | Miscellaneous | Electric
F2 | Residential | Market | Multifamily - Gas | Existing | Miscellaneous | Electric
F3 | Residential | Market | Multifamily - Gas | Existing | Miscellaneous | Electric
F4 | Residential | Market | Multifamily - Gas | Existing | Miscellaneous | Electric
F1 | Residential | Market | Multifamily - Gas | Existing | Generation | Electric
F2 | Residential | Market | Multifamily - Gas | Existing | Generation | Electric
F3 | Residential | Market | Multifamily - Gas | Existing | Generation | Electric
F4 | Residential | Market | Multifamily - Gas | Existing | Generation | Electric
F1 | Residential | Market | Multifamily - Gas | Existing | Space Heating | Natural Gas
F2 | Residential | Market | Multifamily - Gas | Existing | Space Heating | Natural Gas
F3 | Residential | Market | Multifamily - Gas | Existing | Space Heating | Natural Gas
F4 | Residential | Market | Multifamily - Gas | Existing | Space Heating | Natural Gas
F1 | Residential | Market | Multifamily - Gas | Existing | Water Heating | Natural Gas
F2 | Residential | Market | Multifamily - Gas | Existing | Water Heating | Natural Gas
F3 | Residential | Market | Multifamily - Gas | Existing | Water Heating | Natural Gas
F4 | Residential | Market | Multifamily - Gas | Existing | Water Heating | Natural Gas
F1 | Residential | Market | Multifamily - Gas | Existing | Appliances | Natural Gas
F2 | Residential | Market | Multifamily - Gas | Existing | Appliances | Natural Gas
F3 | Residential | Market | Multifamily - Gas | Existing | Appliances | Natural Gas
F4 | Residential | Market | Multifamily - Gas | Existing | Appliances | Natural Gas
F1 | Residential | Market | Multifamily - Gas | Existing | Miscellaneous | Natural Gas
F2 | Residential | Market | Multifamily - Gas | Existing | Miscellaneous | Natural Gas
F3 | Residential | Market | Multifamily - Gas | Existing | Miscellaneous | Natural Gas
F4 | Residential | Market | Multifamily - Gas | Existing | Miscellaneous | Natural Gas
F1 | Residential | Central System | Multifamily - Gas | Existing | Cooling | Electric
F2 | Residential | Central System | Multifamily - Gas | Existing | Cooling | Electric
F3 | Residential | Central System | Multifamily - Gas | Existing | Cooling | Electric
F4 | Residential | Central System | Multifamily - Gas | Existing | Cooling | Electric
F1 | Residential | Central System | Multifamily - Gas | Existing | Space Heating | Electric
F2 | Residential | Central System | Multifamily - Gas | Existing | Space Heating | Electric
F3 | Residential | Central System | Multifamily - Gas | Existing | Space Heating | Electric
F4 | Residential | Central System | Multifamily - Gas | Existing | Space Heating | Electric
F1 | Residential | Central System | Multifamily - Gas | Existing | Space Heating | Natural Gas
F2 | Residential | Central System | Multifamily - Gas | Existing | Space Heating | Natural Gas
F3 | Residential | Central System | Multifamily - Gas | Existing | Space Heating | Natural Gas
F4 | Residential | Central System | Multifamily - Gas | Existing | Space Heating | Natural Gas
F1 | Residential | Resistance | Multifamily - Gas | Existing | Cooling | Electric
F2 | Residential | Resistance | Multifamily - Gas | Existing | Cooling | Electric
F3 | Residential | Resistance | Multifamily - Gas | Existing | Cooling | Electric
F4 | Residential | Resistance | Multifamily - Gas | Existing | Cooling | Electric
F1 | Residential | Resistance | Multifamily - Gas | Existing | Space Heating | Electric
F2 | Residential | Resistance | Multifamily - Gas | Existing | Space Heating | Electric
F3 | Residential | Resistance | Multifamily - Gas | Existing | Space Heating | Electric
F4 | Residential | Resistance | Multifamily - Gas | Existing | Space Heating | Electric
F1 | Residential | Heat Pump | Multifamily - Gas | Existing | Cooling | Electric
F2 | Residential | Heat Pump | Multifamily - Gas | Existing | Cooling | Electric
F3 | Residential | Heat Pump | Multifamily - Gas | Existing | Cooling | Electric
F4 | Residential | Heat Pump | Multifamily - Gas | Existing | Cooling | Electric
F1 | Residential | Heat Pump | Multifamily - Gas | Existing | Space Heating | Electric
F2 | Residential | Heat Pump | Multifamily - Gas | Existing | Space Heating | Electric
F3 | Residential | Heat Pump | Multifamily - Gas | Existing | Space Heating | Electric
F4 | Residential | Heat Pump | Multifamily - Gas | Existing | Space Heating | Electric
F1 | Residential | All | Multifamily - Gas | New | Cooling | Electric
F2 | Residential | All | Multifamily - Gas | New | Cooling | Electric
F3 | Residential | All | Multifamily - Gas | New | Cooling | Electric
F4 | Residential | All | Multifamily - Gas | New | Cooling | Electric
F1 | Residential | All | Multifamily - Gas | New | Space Heating | Electric
F2 | Residential | All | Multifamily - Gas | New | Space Heating | Electric
F3 | Residential | All | Multifamily - Gas | New | Space Heating | Electric
F4 | Residential | All | Multifamily - Gas | New | Space Heating | Electric
F1 | Residential | All | Multifamily - Gas | New | Water Heating | Electric
F2 | Residential | All | Multifamily - Gas | New | Water Heating | Electric
F3 | Residential | All | Multifamily - Gas | New | Water Heating | Electric
F4 | Residential | All | Multifamily - Gas | New | Water Heating | Electric
F1 | Residential | All | Multifamily - Gas | New | Interior Lighting | Electric
F2 | Residential | All | Multifamily - Gas | New | Interior Lighting | Electric
F3 | Residential | All | Multifamily - Gas | New | Interior Lighting | Electric
F4 | Residential | All | Multifamily - Gas | New | Interior Lighting | Electric
F1 | Residential | All | Multifamily - Gas | New | Exterior Lighting | Electric
F2 | Residential | All | Multifamily - Gas | New | Exterior Lighting | Electric
F3 | Residential | All | Multifamily - Gas | New | Exterior Lighting | Electric
F4 | Residential | All | Multifamily - Gas | New | Exterior Lighting | Electric
F1 | Residential | All | Multifamily - Gas | New | Appliances | Electric
F2 | Residential | All | Multifamily - Gas | New | Appliances | Electric
F3 | Residential | All | Multifamily - Gas | New | Appliances | Electric
F4 | Residential | All | Multifamily - Gas | New | Appliances | Electric
F1 | Residential | All | Multifamily - Gas | New | Electronics | Electric
F2 | Residential | All | Multifamily - Gas | New | Electronics | Electric
F3 | Residential | All | Multifamily - Gas | New | Electronics | Electric
F4 | Residential | All | Multifamily - Gas | New | Electronics | Electric
F1 | Residential | All | Multifamily - Gas | New | Miscellaneous | Electric
F2 | Residential | All | Multifamily - Gas | New | Miscellaneous | Electric
F3 | Residential | All | Multifamily - Gas | New | Miscellaneous | Electric
F4 | Residential | All | Multifamily - Gas | New | Miscellaneous | Electric
F1 | Residential | All | Multifamily - Gas | New | Generation | Electric
F2 | Residential | All | Multifamily - Gas | New | Generation | Electric
F3 | Residential | All | Multifamily - Gas | New | Generation | Electric
F4 | Residential | All | Multifamily - Gas | New | Generation | Electric
F1 | Residential | All | Multifamily - Gas | New | Space Heating | Natural Gas
F2 | Residential | All | Multifamily - Gas | New | Space Heating | Natural Gas
F3 | Residential | All | Multifamily - Gas | New | Space Heating | Natural Gas
F4 | Residential | All | Multifamily - Gas | New | Space Heating | Natural Gas
F1 | Residential | All | Multifamily - Gas | New | Water Heating | Natural Gas
F2 | Residential | All | Multifamily - Gas | New | Water Heating | Natural Gas
F3 | Residential | All | Multifamily - Gas | New | Water Heating | Natural Gas
F4 | Residential | All | Multifamily - Gas | New | Water Heating | Natural Gas
F1 | Residential | All | Multifamily - Gas | New | Appliances | Natural Gas
F2 | Residential | All | Multifamily - Gas | New | Appliances | Natural Gas
F3 | Residential | All | Multifamily - Gas | New | Appliances | Natural Gas
F4 | Residential | All | Multifamily - Gas | New | Appliances | Natural Gas
F1 | Residential | All | Multifamily - Gas | New | Miscellaneous | Natural Gas
F2 | Residential | All | Multifamily - Gas | New | Miscellaneous | Natural Gas
F3 | Residential | All | Multifamily - Gas | New | Miscellaneous | Natural Gas
F4 | Residential | All | Multifamily - Gas | New | Miscellaneous | Natural Gas
F1 | Residential | Market | Multifamily - Gas | New | Cooling | Electric
F2 | Residential | Market | Multifamily - Gas | New | Cooling | Electric
F3 | Residential | Market | Multifamily - Gas | New | Cooling | Electric
F4 | Residential | Market | Multifamily - Gas | New | Cooling | Electric
F1 | Residential | Market | Multifamily - Gas | New | Space Heating | Electric
F2 | Residential | Market | Multifamily - Gas | New | Space Heating | Electric
F3 | Residential | Market | Multifamily - Gas | New | Space Heating | Electric
F4 | Residential | Market | Multifamily - Gas | New | Space Heating | Electric
F1 | Residential | Market | Multifamily - Gas | New | Water Heating | Electric
F2 | Residential | Market | Multifamily - Gas | New | Water Heating | Electric
F3 | Residential | Market | Multifamily - Gas | New | Water Heating | Electric
F4 | Residential | Market | Multifamily - Gas | New | Water Heating | Electric
F1 | Residential | Market | Multifamily - Gas | New | Interior Lighting | Electric
F2 | Residential | Market | Multifamily - Gas | New | Interior Lighting | Electric
F3 | Residential | Market | Multifamily - Gas | New | Interior Lighting | Electric
F4 | Residential | Market | Multifamily - Gas | New | Interior Lighting | Electric
F1 | Residential | Market | Multifamily - Gas | New | Exterior Lighting | Electric
F2 | Residential | Market | Multifamily - Gas | New | Exterior Lighting | Electric
F3 | Residential | Market | Multifamily - Gas | New | Exterior Lighting | Electric
F4 | Residential | Market | Multifamily - Gas | New | Exterior Lighting | Electric
F1 | Residential | Market | Multifamily - Gas | New | Appliances | Electric
F2 | Residential | Market | Multifamily - Gas | New | Appliances | Electric
F3 | Residential | Market | Multifamily - Gas | New | Appliances | Electric
F4 | Residential | Market | Multifamily - Gas | New | Appliances | Electric
F1 | Residential | Market | Multifamily - Gas | New | Electronics | Electric
F2 | Residential | Market | Multifamily - Gas | New | Electronics | Electric
F3 | Residential | Market | Multifamily - Gas | New | Electronics | Electric
F4 | Residential | Market | Multifamily - Gas | New | Electronics | Electric
F1 | Residential | Market | Multifamily - Gas | New | Miscellaneous | Electric
F2 | Residential | Market | Multifamily - Gas | New | Miscellaneous | Electric
F3 | Residential | Market | Multifamily - Gas | New | Miscellaneous | Electric
F4 | Residential | Market | Multifamily - Gas | New | Miscellaneous | Electric
F1 | Residential | Market | Multifamily - Gas | New | Generation | Electric
F2 | Residential | Market | Multifamily - Gas | New | Generation | Electric
F3 | Residential | Market | Multifamily - Gas | New | Generation | Electric
F4 | Residential | Market | Multifamily - Gas | New | Generation | Electric
F1 | Residential | Market | Multifamily - Gas | New | Space Heating | Natural Gas
F2 | Residential | Market | Multifamily - Gas | New | Space Heating | Natural Gas
F3 | Residential | Market | Multifamily - Gas | New | Space Heating | Natural Gas
F4 | Residential | Market | Multifamily - Gas | New | Space Heating | Natural Gas
F1 | Residential | Market | Multifamily - Gas | New | Water Heating | Natural Gas
F2 | Residential | Market | Multifamily - Gas | New | Water Heating | Natural Gas
F3 | Residential | Market | Multifamily - Gas | New | Water Heating | Natural Gas
F4 | Residential | Market | Multifamily - Gas | New | Water Heating | Natural Gas
F1 | Residential | Market | Multifamily - Gas | New | Appliances | Natural Gas
F2 | Residential | Market | Multifamily - Gas | New | Appliances | Natural Gas
F3 | Residential | Market | Multifamily - Gas | New | Appliances | Natural Gas
F4 | Residential | Market | Multifamily - Gas | New | Appliances | Natural Gas
F1 | Residential | Market | Multifamily - Gas | New | Miscellaneous | Natural Gas
F2 | Residential | Market | Multifamily - Gas | New | Miscellaneous | Natural Gas
F3 | Residential | Market | Multifamily - Gas | New | Miscellaneous | Natural Gas
F4 | Residential | Market | Multifamily - Gas | New | Miscellaneous | Natural Gas
F1 | Residential | Central System | Multifamily - Gas | New | Cooling | Electric
F2 | Residential | Central System | Multifamily - Gas | New | Cooling | Electric
F3 | Residential | Central System | Multifamily - Gas | New | Cooling | Electric
F4 | Residential | Central System | Multifamily - Gas | New | Cooling | Electric
F1 | Residential | Central System | Multifamily - Gas | New | Space Heating | Electric
F2 | Residential | Central System | Multifamily - Gas | New | Space Heating | Electric
F3 | Residential | Central System | Multifamily - Gas | New | Space Heating | Electric
F4 | Residential | Central System | Multifamily - Gas | New | Space Heating | Electric
F1 | Residential | Central System | Multifamily - Gas | New | Space Heating | Natural Gas
F2 | Residential | Central System | Multifamily - Gas | New | Space Heating | Natural Gas
F3 | Residential | Central System | Multifamily - Gas | New | Space Heating | Natural Gas
F4 | Residential | Central System | Multifamily - Gas | New | Space Heating | Natural Gas
F1 | Residential | Resistance | Multifamily - Gas | New | Cooling | Electric
F2 | Residential | Resistance | Multifamily - Gas | New | Cooling | Electric
F3 | Residential | Resistance | Multifamily - Gas | New | Cooling | Electric
F4 | Residential | Resistance | Multifamily - Gas | New | Cooling | Electric
F1 | Residential | Resistance | Multifamily - Gas | New | Space Heating | Electric
F2 | Residential | Resistance | Multifamily - Gas | New | Space Heating | Electric
F3 | Residential | Resistance | Multifamily - Gas | New | Space Heating | Electric
F4 | Residential | Resistance | Multifamily - Gas | New | Space Heating | Electric
F1 | Residential | Heat Pump | Multifamily - Gas | New | Cooling | Electric
F2 | Residential | Heat Pump | Multifamily - Gas | New | Cooling | Electric
F3 | Residential | Heat Pump | Multifamily - Gas | New | Cooling | Electric
F4 | Residential | Heat Pump | Multifamily - Gas | New | Cooling | Electric
F1 | Residential | Heat Pump | Multifamily - Gas | New | Space Heating | Electric
F2 | Residential | Heat Pump | Multifamily - Gas | New | Space Heating | Electric
F3 | Residential | Heat Pump | Multifamily - Gas | New | Space Heating | Electric
F4 | Residential | Heat Pump | Multifamily - Gas | New | Space Heating | Electric
F1 | Residential | All | Multifamily - LI - Gas | Existing | Cooling | Electric
F2 | Residential | All | Multifamily - LI - Gas | Existing | Cooling | Electric
F3 | Residential | All | Multifamily - LI - Gas | Existing | Cooling | Electric
F4 | Residential | All | Multifamily - LI - Gas | Existing | Cooling | Electric
F1 | Residential | All | Multifamily - LI - Gas | Existing | Space Heating | Electric
F2 | Residential | All | Multifamily - LI - Gas | Existing | Space Heating | Electric
F3 | Residential | All | Multifamily - LI - Gas | Existing | Space Heating | Electric
F4 | Residential | All | Multifamily - LI - Gas | Existing | Space Heating | Electric
F1 | Residential | All | Multifamily - LI - Gas | Existing | Water Heating | Electric
F2 | Residential | All | Multifamily - LI - Gas | Existing | Water Heating | Electric
F3 | Residential | All | Multifamily - LI - Gas | Existing | Water Heating | Electric
F4 | Residential | All | Multifamily - LI - Gas | Existing | Water Heating | Electric
F1 | Residential | All | Multifamily - LI - Gas | Existing | Interior Lighting | Electric
F2 | Residential | All | Multifamily - LI - Gas | Existing | Interior Lighting | Electric
F3 | Residential | All | Multifamily - LI - Gas | Existing | Interior Lighting | Electric
F4 | Residential | All | Multifamily - LI - Gas | Existing | Interior Lighting | Electric
F1 | Residential | All | Multifamily - LI - Gas | Existing | Exterior Lighting | Electric
F2 | Residential | All | Multifamily - LI - Gas | Existing | Exterior Lighting | Electric
F3 | Residential | All | Multifamily - LI - Gas | Existing | Exterior Lighting | Electric
F4 | Residential | All | Multifamily - LI - Gas | Existing | Exterior Lighting | Electric
F1 | Residential | All | Multifamily - LI - Gas | Existing | Appliances | Electric
F2 | Residential | All | Multifamily - LI - Gas | Existing | Appliances | Electric
F3 | Residential | All | Multifamily - LI - Gas | Existing | Appliances | Electric
F4 | Residential | All | Multifamily - LI - Gas | Existing | Appliances | Electric
F1 | Residential | All | Multifamily - LI - Gas | Existing | Electronics | Electric
F2 | Residential | All | Multifamily - LI - Gas | Existing | Electronics | Electric
F3 | Residential | All | Multifamily - LI - Gas | Existing | Electronics | Electric
F4 | Residential | All | Multifamily - LI - Gas | Existing | Electronics | Electric
F1 | Residential | All | Multifamily - LI - Gas | Existing | Miscellaneous | Electric
F2 | Residential | All | Multifamily - LI - Gas | Existing | Miscellaneous | Electric
F3 | Residential | All | Multifamily - LI - Gas | Existing | Miscellaneous | Electric
F4 | Residential | All | Multifamily - LI - Gas | Existing | Miscellaneous | Electric
F1 | Residential | All | Multifamily - LI - Gas | Existing | Generation | Electric
F2 | Residential | All | Multifamily - LI - Gas | Existing | Generation | Electric
F3 | Residential | All | Multifamily - LI - Gas | Existing | Generation | Electric
F4 | Residential | All | Multifamily - LI - Gas | Existing | Generation | Electric
F1 | Residential | All | Multifamily - LI - Gas | Existing | Space Heating | Natural Gas
F2 | Residential | All | Multifamily - LI - Gas | Existing | Space Heating | Natural Gas
F3 | Residential | All | Multifamily - LI - Gas | Existing | Space Heating | Natural Gas
F4 | Residential | All | Multifamily - LI - Gas | Existing | Space Heating | Natural Gas
F1 | Residential | All | Multifamily - LI - Gas | Existing | Water Heating | Natural Gas
F2 | Residential | All | Multifamily - LI - Gas | Existing | Water Heating | Natural Gas
F3 | Residential | All | Multifamily - LI - Gas | Existing | Water Heating | Natural Gas
F4 | Residential | All | Multifamily - LI - Gas | Existing | Water Heating | Natural Gas
F1 | Residential | All | Multifamily - LI - Gas | Existing | Appliances | Natural Gas
F2 | Residential | All | Multifamily - LI - Gas | Existing | Appliances | Natural Gas
F3 | Residential | All | Multifamily - LI - Gas | Existing | Appliances | Natural Gas
F4 | Residential | All | Multifamily - LI - Gas | Existing | Appliances | Natural Gas
F1 | Residential | All | Multifamily - LI - Gas | Existing | Miscellaneous | Natural Gas
F2 | Residential | All | Multifamily - LI - Gas | Existing | Miscellaneous | Natural Gas
F3 | Residential | All | Multifamily - LI - Gas | Existing | Miscellaneous | Natural Gas
F4 | Residential | All | Multifamily - LI - Gas | Existing | Miscellaneous | Natural Gas
F1 | Residential | Market | Multifamily - LI - Gas | Existing | Cooling | Electric
F2 | Residential | Market | Multifamily - LI - Gas | Existing | Cooling | Electric
F3 | Residential | Market | Multifamily - LI - Gas | Existing | Cooling | Electric
F4 | Residential | Market | Multifamily - LI - Gas | Existing | Cooling | Electric
F1 | Residential | Market | Multifamily - LI - Gas | Existing | Space Heating | Electric
F2 | Residential | Market | Multifamily - LI - Gas | Existing | Space Heating | Electric
F3 | Residential | Market | Multifamily - LI - Gas | Existing | Space Heating | Electric
F4 | Residential | Market | Multifamily - LI - Gas | Existing | Space Heating | Electric
F1 | Residential | Market | Multifamily - LI - Gas | Existing | Water Heating | Electric
F2 | Residential | Market | Multifamily - LI - Gas | Existing | Water Heating | Electric
F3 | Residential | Market | Multifamily - LI - Gas | Existing | Water Heating | Electric
F4 | Residential | Market | Multifamily - LI - Gas | Existing | Water Heating | Electric
F1 | Residential | Market | Multifamily - LI - Gas | Existing | Interior Lighting | Electric
F2 | Residential | Market | Multifamily - LI - Gas | Existing | Interior Lighting | Electric
F3 | Residential | Market | Multifamily - LI - Gas | Existing | Interior Lighting | Electric
F4 | Residential | Market | Multifamily - LI - Gas | Existing | Interior Lighting | Electric
F1 | Residential | Market | Multifamily - LI - Gas | Existing | Exterior Lighting | Electric
F2 | Residential | Market | Multifamily - LI - Gas | Existing | Exterior Lighting | Electric
F3 | Residential | Market | Multifamily - LI - Gas | Existing | Exterior Lighting | Electric
F4 | Residential | Market | Multifamily - LI - Gas | Existing | Exterior Lighting | Electric
F1 | Residential | Market | Multifamily - LI - Gas | Existing | Appliances | Electric
F2 | Residential | Market | Multifamily - LI - Gas | Existing | Appliances | Electric
F3 | Residential | Market | Multifamily - LI - Gas | Existing | Appliances | Electric
F4 | Residential | Market | Multifamily - LI - Gas | Existing | Appliances | Electric
F1 | Residential | Market | Multifamily - LI - Gas | Existing | Electronics | Electric
F2 | Residential | Market | Multifamily - LI - Gas | Existing | Electronics | Electric
F3 | Residential | Market | Multifamily - LI - Gas | Existing | Electronics | Electric
F4 | Residential | Market | Multifamily - LI - Gas | Existing | Electronics | Electric
F1 | Residential | Market | Multifamily - LI - Gas | Existing | Miscellaneous | Electric
F2 | Residential | Market | Multifamily - LI - Gas | Existing | Miscellaneous | Electric
F3 | Residential | Market | Multifamily - LI - Gas | Existing | Miscellaneous | Electric
F4 | Residential | Market | Multifamily - LI - Gas | Existing | Miscellaneous | Electric
F1 | Residential | Market | Multifamily - LI - Gas | Existing | Generation | Electric
F2 | Residential | Market | Multifamily - LI - Gas | Existing | Generation | Electric
F3 | Residential | Market | Multifamily - LI - Gas | Existing | Generation | Electric
F4 | Residential | Market | Multifamily - LI - Gas | Existing | Generation | Electric
F1 | Residential | Market | Multifamily - LI - Gas | Existing | Space Heating | Natural Gas
F2 | Residential | Market | Multifamily - LI - Gas | Existing | Space Heating | Natural Gas
F3 | Residential | Market | Multifamily - LI - Gas | Existing | Space Heating | Natural Gas
F4 | Residential | Market | Multifamily - LI - Gas | Existing | Space Heating | Natural Gas
F1 | Residential | Market | Multifamily - LI - Gas | Existing | Water Heating | Natural Gas
F2 | Residential | Market | Multifamily - LI - Gas | Existing | Water Heating | Natural Gas
F3 | Residential | Market | Multifamily - LI - Gas | Existing | Water Heating | Natural Gas
F4 | Residential | Market | Multifamily - LI - Gas | Existing | Water Heating | Natural Gas
F1 | Residential | Market | Multifamily - LI - Gas | Existing | Appliances | Natural Gas
F2 | Residential | Market | Multifamily - LI - Gas | Existing | Appliances | Natural Gas
F3 | Residential | Market | Multifamily - LI - Gas | Existing | Appliances | Natural Gas
F4 | Residential | Market | Multifamily - LI - Gas | Existing | Appliances | Natural Gas
F1 | Residential | Market | Multifamily - LI - Gas | Existing | Miscellaneous | Natural Gas
F2 | Residential | Market | Multifamily - LI - Gas | Existing | Miscellaneous | Natural Gas
F3 | Residential | Market | Multifamily - LI - Gas | Existing | Miscellaneous | Natural Gas
F4 | Residential | Market | Multifamily - LI - Gas | Existing | Miscellaneous | Natural Gas
F1 | Residential | Central System | Multifamily - LI - Gas | Existing | Cooling | Electric
F2 | Residential | Central System | Multifamily - LI - Gas | Existing | Cooling | Electric
F3 | Residential | Central System | Multifamily - LI - Gas | Existing | Cooling | Electric
F4 | Residential | Central System | Multifamily - LI - Gas | Existing | Cooling | Electric
F1 | Residential | Central System | Multifamily - LI - Gas | Existing | Space Heating | Electric
F2 | Residential | Central System | Multifamily - LI - Gas | Existing | Space Heating | Electric
F3 | Residential | Central System | Multifamily - LI - Gas | Existing | Space Heating | Electric
F4 | Residential | Central System | Multifamily - LI - Gas | Existing | Space Heating | Electric
F1 | Residential | Central System | Multifamily - LI - Gas | Existing | Space Heating | Natural Gas
F2 | Residential | Central System | Multifamily - LI - Gas | Existing | Space Heating | Natural Gas
F3 | Residential | Central System | Multifamily - LI - Gas | Existing | Space Heating | Natural Gas
F4 | Residential | Central System | Multifamily - LI - Gas | Existing | Space Heating | Natural Gas
F1 | Residential | Resistance | Multifamily - LI - Gas | Existing | Cooling | Electric
F2 | Residential | Resistance | Multifamily - LI - Gas | Existing | Cooling | Electric
F3 | Residential | Resistance | Multifamily - LI - Gas | Existing | Cooling | Electric
F4 | Residential | Resistance | Multifamily - LI - Gas | Existing | Cooling | Electric
F1 | Residential | Resistance | Multifamily - LI - Gas | Existing | Space Heating | Electric
F2 | Residential | Resistance | Multifamily - LI - Gas | Existing | Space Heating | Electric
F3 | Residential | Resistance | Multifamily - LI - Gas | Existing | Space Heating | Electric
F4 | Residential | Resistance | Multifamily - LI - Gas | Existing | Space Heating | Electric
F1 | Residential | Heat Pump | Multifamily - LI - Gas | Existing | Cooling | Electric
F2 | Residential | Heat Pump | Multifamily - LI - Gas | Existing | Cooling | Electric
F3 | Residential | Heat Pump | Multifamily - LI - Gas | Existing | Cooling | Electric
F4 | Residential | Heat Pump | Multifamily - LI - Gas | Existing | Cooling | Electric
F1 | Residential | Heat Pump | Multifamily - LI - Gas | Existing | Space Heating | Electric
F2 | Residential | Heat Pump | Multifamily - LI - Gas | Existing | Space Heating | Electric
F3 | Residential | Heat Pump | Multifamily - LI - Gas | Existing | Space Heating | Electric
F4 | Residential | Heat Pump | Multifamily - LI - Gas | Existing | Space Heating | Electric
F1 | Residential | All | Multifamily - LI - Gas | New | Cooling | Electric
F2 | Residential | All | Multifamily - LI - Gas | New | Cooling | Electric
F3 | Residential | All | Multifamily - LI - Gas | New | Cooling | Electric
F4 | Residential | All | Multifamily - LI - Gas | New | Cooling | Electric
F1 | Residential | All | Multifamily - LI - Gas | New | Space Heating | Electric
F2 | Residential | All | Multifamily - LI - Gas | New | Space Heating | Electric
F3 | Residential | All | Multifamily - LI - Gas | New | Space Heating | Electric
F4 | Residential | All | Multifamily - LI - Gas | New | Space Heating | Electric
F1 | Residential | All | Multifamily - LI - Gas | New | Water Heating | Electric
F2 | Residential | All | Multifamily - LI - Gas | New | Water Heating | Electric
F3 | Residential | All | Multifamily - LI - Gas | New | Water Heating | Electric
F4 | Residential | All | Multifamily - LI - Gas | New | Water Heating | Electric
F1 | Residential | All | Multifamily - LI - Gas | New | Interior Lighting | Electric
F2 | Residential | All | Multifamily - LI - Gas | New | Interior Lighting | Electric
F3 | Residential | All | Multifamily - LI - Gas | New | Interior Lighting | Electric
F4 | Residential | All | Multifamily - LI - Gas | New | Interior Lighting | Electric
F1 | Residential | All | Multifamily - LI - Gas | New | Exterior Lighting | Electric
F2 | Residential | All | Multifamily - LI - Gas | New | Exterior Lighting | Electric
F3 | Residential | All | Multifamily - LI - Gas | New | Exterior Lighting | Electric
F4 | Residential | All | Multifamily - LI - Gas | New | Exterior Lighting | Electric
F1 | Residential | All | Multifamily - LI - Gas | New | Appliances | Electric
F2 | Residential | All | Multifamily - LI - Gas | New | Appliances | Electric
F3 | Residential | All | Multifamily - LI - Gas | New | Appliances | Electric
F4 | Residential | All | Multifamily - LI - Gas | New | Appliances | Electric
F1 | Residential | All | Multifamily - LI - Gas | New | Electronics | Electric
F2 | Residential | All | Multifamily - LI - Gas | New | Electronics | Electric
F3 | Residential | All | Multifamily - LI - Gas | New | Electronics | Electric
F4 | Residential | All | Multifamily - LI - Gas | New | Electronics | Electric
F1 | Residential | All | Multifamily - LI - Gas | New | Miscellaneous | Electric
F2 | Residential | All | Multifamily - LI - Gas | New | Miscellaneous | Electric
F3 | Residential | All | Multifamily - LI - Gas | New | Miscellaneous | Electric
F4 | Residential | All | Multifamily - LI - Gas | New | Miscellaneous | Electric
F1 | Residential | All | Multifamily - LI - Gas | New | Generation | Electric
F2 | Residential | All | Multifamily - LI - Gas | New | Generation | Electric
F3 | Residential | All | Multifamily - LI - Gas | New | Generation | Electric
F4 | Residential | All | Multifamily - LI - Gas | New | Generation | Electric
F1 | Residential | All | Multifamily - LI - Gas | New | Space Heating | Natural Gas
F2 | Residential | All | Multifamily - LI - Gas | New | Space Heating | Natural Gas
F3 | Residential | All | Multifamily - LI - Gas | New | Space Heating | Natural Gas
F4 | Residential | All | Multifamily - LI - Gas | New | Space Heating | Natural Gas
F1 | Residential | All | Multifamily - LI - Gas | New | Water Heating | Natural Gas
F2 | Residential | All | Multifamily - LI - Gas | New | Water Heating | Natural Gas
F3 | Residential | All | Multifamily - LI - Gas | New | Water Heating | Natural Gas
F4 | Residential | All | Multifamily - LI - Gas | New | Water Heating | Natural Gas
F1 | Residential | All | Multifamily - LI - Gas | New | Appliances | Natural Gas
F2 | Residential | All | Multifamily - LI - Gas | New | Appliances | Natural Gas
F3 | Residential | All | Multifamily - LI - Gas | New | Appliances | Natural Gas
F4 | Residential | All | Multifamily - LI - Gas | New | Appliances | Natural Gas
F1 | Residential | All | Multifamily - LI - Gas | New | Miscellaneous | Natural Gas
F2 | Residential | All | Multifamily - LI - Gas | New | Miscellaneous | Natural Gas
F3 | Residential | All | Multifamily - LI - Gas | New | Miscellaneous | Natural Gas
F4 | Residential | All | Multifamily - LI - Gas | New | Miscellaneous | Natural Gas
F1 | Residential | Market | Multifamily - LI - Gas | New | Cooling | Electric
F2 | Residential | Market | Multifamily - LI - Gas | New | Cooling | Electric
F3 | Residential | Market | Multifamily - LI - Gas | New | Cooling | Electric
F4 | Residential | Market | Multifamily - LI - Gas | New | Cooling | Electric
F1 | Residential | Market | Multifamily - LI - Gas | New | Space Heating | Electric
F2 | Residential | Market | Multifamily - LI - Gas | New | Space Heating | Electric
F3 | Residential | Market | Multifamily - LI - Gas | New | Space Heating | Electric
F4 | Residential | Market | Multifamily - LI - Gas | New | Space Heating | Electric
F1 | Residential | Market | Multifamily - LI - Gas | New | Water Heating | Electric
F2 | Residential | Market | Multifamily - LI - Gas | New | Water Heating | Electric
F3 | Residential | Market | Multifamily - LI - Gas | New | Water Heating | Electric
F4 | Residential | Market | Multifamily - LI - Gas | New | Water Heating | Electric
F1 | Residential | Market | Multifamily - LI - Gas | New | Interior Lighting | Electric
F2 | Residential | Market | Multifamily - LI - Gas | New | Interior Lighting | Electric
F3 | Residential | Market | Multifamily - LI - Gas | New | Interior Lighting | Electric
F4 | Residential | Market | Multifamily - LI - Gas | New | Interior Lighting | Electric
F1 | Residential | Market | Multifamily - LI - Gas | New | Exterior Lighting | Electric
F2 | Residential | Market | Multifamily - LI - Gas | New | Exterior Lighting | Electric
F3 | Residential | Market | Multifamily - LI - Gas | New | Exterior Lighting | Electric
F4 | Residential | Market | Multifamily - LI - Gas | New | Exterior Lighting | Electric
F1 | Residential | Market | Multifamily - LI - Gas | New | Appliances | Electric
F2 | Residential | Market | Multifamily - LI - Gas | New | Appliances | Electric
F3 | Residential | Market | Multifamily - LI - Gas | New | Appliances | Electric
F4 | Residential | Market | Multifamily - LI - Gas | New | Appliances | Electric
F1 | Residential | Market | Multifamily - LI - Gas | New | Electronics | Electric
F2 | Residential | Market | Multifamily - LI - Gas | New | Electronics | Electric
F3 | Residential | Market | Multifamily - LI - Gas | New | Electronics | Electric
F4 | Residential | Market | Multifamily - LI - Gas | New | Electronics | Electric
F1 | Residential | Market | Multifamily - LI - Gas | New | Miscellaneous | Electric
F2 | Residential | Market | Multifamily - LI - Gas | New | Miscellaneous | Electric
F3 | Residential | Market | Multifamily - LI - Gas | New | Miscellaneous | Electric
F4 | Residential | Market | Multifamily - LI - Gas | New | Miscellaneous | Electric
F1 | Residential | Market | Multifamily - LI - Gas | New | Generation | Electric
F2 | Residential | Market | Multifamily - LI - Gas | New | Generation | Electric
F3 | Residential | Market | Multifamily - LI - Gas | New | Generation | Electric
F4 | Residential | Market | Multifamily - LI - Gas | New | Generation | Electric
F1 | Residential | Market | Multifamily - LI - Gas | New | Space Heating | Natural Gas
F2 | Residential | Market | Multifamily - LI - Gas | New | Space Heating | Natural Gas
F3 | Residential | Market | Multifamily - LI - Gas | New | Space Heating | Natural Gas
F4 | Residential | Market | Multifamily - LI - Gas | New | Space Heating | Natural Gas
F1 | Residential | Market | Multifamily - LI - Gas | New | Water Heating | Natural Gas
F2 | Residential | Market | Multifamily - LI - Gas | New | Water Heating | Natural Gas
F3 | Residential | Market | Multifamily - LI - Gas | New | Water Heating | Natural Gas
F4 | Residential | Market | Multifamily - LI - Gas | New | Water Heating | Natural Gas
F1 | Residential | Market | Multifamily - LI - Gas | New | Appliances | Natural Gas
F2 | Residential | Market | Multifamily - LI - Gas | New | Appliances | Natural Gas
F3 | Residential | Market | Multifamily - LI - Gas | New | Appliances | Natural Gas
F4 | Residential | Market | Multifamily - LI - Gas | New | Appliances | Natural Gas
F1 | Residential | Market | Multifamily - LI - Gas | New | Miscellaneous | Natural Gas
F2 | Residential | Market | Multifamily - LI - Gas | New | Miscellaneous | Natural Gas
F3 | Residential | Market | Multifamily - LI - Gas | New | Miscellaneous | Natural Gas
F4 | Residential | Market | Multifamily - LI - Gas | New | Miscellaneous | Natural Gas
F1 | Residential | Central System | Multifamily - LI - Gas | New | Cooling | Electric
F2 | Residential | Central System | Multifamily - LI - Gas | New | Cooling | Electric
F3 | Residential | Central System | Multifamily - LI - Gas | New | Cooling | Electric
F4 | Residential | Central System | Multifamily - LI - Gas | New | Cooling | Electric
F1 | Residential | Central System | Multifamily - LI - Gas | New | Space Heating | Electric
F2 | Residential | Central System | Multifamily - LI - Gas | New | Space Heating | Electric
F3 | Residential | Central System | Multifamily - LI - Gas | New | Space Heating | Electric
F4 | Residential | Central System | Multifamily - LI - Gas | New | Space Heating | Electric
F1 | Residential | Central System | Multifamily - LI - Gas | New | Space Heating | Natural Gas
F2 | Residential | Central System | Multifamily - LI - Gas | New | Space Heating | Natural Gas
F3 | Residential | Central System | Multifamily - LI - Gas | New | Space Heating | Natural Gas
F4 | Residential | Central System | Multifamily - LI - Gas | New | Space Heating | Natural Gas
F1 | Residential | Resistance | Multifamily - LI - Gas | New | Cooling | Electric
F2 | Residential | Resistance | Multifamily - LI - Gas | New | Cooling | Electric
F3 | Residential | Resistance | Multifamily - LI - Gas | New | Cooling | Electric
F4 | Residential | Resistance | Multifamily - LI - Gas | New | Cooling | Electric
F1 | Residential | Resistance | Multifamily - LI - Gas | New | Space Heating | Electric
F2 | Residential | Resistance | Multifamily - LI - Gas | New | Space Heating | Electric
F3 | Residential | Resistance | Multifamily - LI - Gas | New | Space Heating | Electric
F4 | Residential | Resistance | Multifamily - LI - Gas | New | Space Heating | Electric
F1 | Residential | Heat Pump | Multifamily - LI - Gas | New | Cooling | Electric
F2 | Residential | Heat Pump | Multifamily - LI - Gas | New | Cooling | Electric
F3 | Residential | Heat Pump | Multifamily - LI - Gas | New | Cooling | Electric
F4 | Residential | Heat Pump | Multifamily - LI - Gas | New | Cooling | Electric
F1 | Residential | Heat Pump | Multifamily - LI - Gas | New | Space Heating | Electric
F2 | Residential | Heat Pump | Multifamily - LI - Gas | New | Space Heating | Electric
F3 | Residential | Heat Pump | Multifamily - LI - Gas | New | Space Heating | Electric
F4 | Residential | Heat Pump | Multifamily - LI - Gas | New | Space Heating | Electric
F1 | Residential | All | Single Family - Dual | Existing | Cooling | Electric
F2 | Residential | All | Single Family - Dual | Existing | Cooling | Electric
F3 | Residential | All | Single Family - Dual | Existing | Cooling | Electric
F4 | Residential | All | Single Family - Dual | Existing | Cooling | Electric
F1 | Residential | All | Single Family - Dual | Existing | Space Heating | Electric
F2 | Residential | All | Single Family - Dual | Existing | Space Heating | Electric
F3 | Residential | All | Single Family - Dual | Existing | Space Heating | Electric
F4 | Residential | All | Single Family - Dual | Existing | Space Heating | Electric
F1 | Residential | All | Single Family - Dual | Existing | Water Heating | Electric
F2 | Residential | All | Single Family - Dual | Existing | Water Heating | Electric
F3 | Residential | All | Single Family - Dual | Existing | Water Heating | Electric
F4 | Residential | All | Single Family - Dual | Existing | Water Heating | Electric
F1 | Residential | All | Single Family - Dual | Existing | Interior Lighting | Electric
F2 | Residential | All | Single Family - Dual | Existing | Interior Lighting | Electric
F3 | Residential | All | Single Family - Dual | Existing | Interior Lighting | Electric
F4 | Residential | All | Single Family - Dual | Existing | Interior Lighting | Electric
F1 | Residential | All | Single Family - Dual | Existing | Exterior Lighting | Electric
F2 | Residential | All | Single Family - Dual | Existing | Exterior Lighting | Electric
F3 | Residential | All | Single Family - Dual | Existing | Exterior Lighting | Electric
F4 | Residential | All | Single Family - Dual | Existing | Exterior Lighting | Electric
F1 | Residential | All | Single Family - Dual | Existing | Appliances | Electric
F2 | Residential | All | Single Family - Dual | Existing | Appliances | Electric
F3 | Residential | All | Single Family - Dual | Existing | Appliances | Electric
F4 | Residential | All | Single Family - Dual | Existing | Appliances | Electric
F1 | Residential | All | Single Family - Dual | Existing | Electronics | Electric
F2 | Residential | All | Single Family - Dual | Existing | Electronics | Electric
F3 | Residential | All | Single Family - Dual | Existing | Electronics | Electric
F4 | Residential | All | Single Family - Dual | Existing | Electronics | Electric
F1 | Residential | All | Single Family - Dual | Existing | Miscellaneous | Electric
F2 | Residential | All | Single Family - Dual | Existing | Miscellaneous | Electric
F3 | Residential | All | Single Family - Dual | Existing | Miscellaneous | Electric
F4 | Residential | All | Single Family - Dual | Existing | Miscellaneous | Electric
F1 | Residential | All | Single Family - Dual | Existing | Generation | Electric
F2 | Residential | All | Single Family - Dual | Existing | Generation | Electric
F3 | Residential | All | Single Family - Dual | Existing | Generation | Electric
F4 | Residential | All | Single Family - Dual | Existing | Generation | Electric
F1 | Residential | All | Single Family - Dual | Existing | Space Heating | Natural Gas
F2 | Residential | All | Single Family - Dual | Existing | Space Heating | Natural Gas
F3 | Residential | All | Single Family - Dual | Existing | Space Heating | Natural Gas
F4 | Residential | All | Single Family - Dual | Existing | Space Heating | Natural Gas
F1 | Residential | All | Single Family - Dual | Existing | Water Heating | Natural Gas
F2 | Residential | All | Single Family - Dual | Existing | Water Heating | Natural Gas
F3 | Residential | All | Single Family - Dual | Existing | Water Heating | Natural Gas
F4 | Residential | All | Single Family - Dual | Existing | Water Heating | Natural Gas
F1 | Residential | All | Single Family - Dual | Existing | Appliances | Natural Gas
F2 | Residential | All | Single Family - Dual | Existing | Appliances | Natural Gas
F3 | Residential | All | Single Family - Dual | Existing | Appliances | Natural Gas
F4 | Residential | All | Single Family - Dual | Existing | Appliances | Natural Gas
F1 | Residential | All | Single Family - Dual | Existing | Miscellaneous | Natural Gas
F2 | Residential | All | Single Family - Dual | Existing | Miscellaneous | Natural Gas
F3 | Residential | All | Single Family - Dual | Existing | Miscellaneous | Natural Gas
F4 | Residential | All | Single Family - Dual | Existing | Miscellaneous | Natural Gas
F1 | Residential | Market | Single Family - Dual | Existing | Cooling | Electric
F2 | Residential | Market | Single Family - Dual | Existing | Cooling | Electric
F3 | Residential | Market | Single Family - Dual | Existing | Cooling | Electric
F4 | Residential | Market | Single Family - Dual | Existing | Cooling | Electric
F1 | Residential | Market | Single Family - Dual | Existing | Space Heating | Electric
F2 | Residential | Market | Single Family - Dual | Existing | Space Heating | Electric
F3 | Residential | Market | Single Family - Dual | Existing | Space Heating | Electric
F4 | Residential | Market | Single Family - Dual | Existing | Space Heating | Electric
F1 | Residential | Market | Single Family - Dual | Existing | Water Heating | Electric
F2 | Residential | Market | Single Family - Dual | Existing | Water Heating | Electric
F3 | Residential | Market | Single Family - Dual | Existing | Water Heating | Electric
F4 | Residential | Market | Single Family - Dual | Existing | Water Heating | Electric
F1 | Residential | Market | Single Family - Dual | Existing | Interior Lighting | Electric
F2 | Residential | Market | Single Family - Dual | Existing | Interior Lighting | Electric
F3 | Residential | Market | Single Family - Dual | Existing | Interior Lighting | Electric
F4 | Residential | Market | Single Family - Dual | Existing | Interior Lighting | Electric
F1 | Residential | Market | Single Family - Dual | Existing | Exterior Lighting | Electric
F2 | Residential | Market | Single Family - Dual | Existing | Exterior Lighting | Electric
F3 | Residential | Market | Single Family - Dual | Existing | Exterior Lighting | Electric
F4 | Residential | Market | Single Family - Dual | Existing | Exterior Lighting | Electric
F1 | Residential | Market | Single Family - Dual | Existing | Appliances | Electric
F2 | Residential | Market | Single Family - Dual | Existing | Appliances | Electric
F3 | Residential | Market | Single Family - Dual | Existing | Appliances | Electric
F4 | Residential | Market | Single Family - Dual | Existing | Appliances | Electric
F1 | Residential | Market | Single Family - Dual | Existing | Electronics | Electric
F2 | Residential | Market | Single Family - Dual | Existing | Electronics | Electric
F3 | Residential | Market | Single Family - Dual | Existing | Electronics | Electric
F4 | Residential | Market | Single Family - Dual | Existing | Electronics | Electric
F1 | Residential | Market | Single Family - Dual | Existing | Miscellaneous | Electric
F2 | Residential | Market | Single Family - Dual | Existing | Miscellaneous | Electric
F3 | Residential | Market | Single Family - Dual | Existing | Miscellaneous | Electric
F4 | Residential | Market | Single Family - Dual | Existing | Miscellaneous | Electric
F1 | Residential | Market | Single Family - Dual | Existing | Generation | Electric
F2 | Residential | Market | Single Family - Dual | Existing | Generation | Electric
F3 | Residential | Market | Single Family - Dual | Existing | Generation | Electric
F4 | Residential | Market | Single Family - Dual | Existing | Generation | Electric
F1 | Residential | Market | Single Family - Dual | Existing | Space Heating | Natural Gas
F2 | Residential | Market | Single Family - Dual | Existing | Space Heating | Natural Gas
F3 | Residential | Market | Single Family - Dual | Existing | Space Heating | Natural Gas
F4 | Residential | Market | Single Family - Dual | Existing | Space Heating | Natural Gas
F1 | Residential | Market | Single Family - Dual | Existing | Water Heating | Natural Gas
F2 | Residential | Market | Single Family - Dual | Existing | Water Heating | Natural Gas
F3 | Residential | Market | Single Family - Dual | Existing | Water Heating | Natural Gas
F4 | Residential | Market | Single Family - Dual | Existing | Water Heating | Natural Gas
F1 | Residential | Market | Single Family - Dual | Existing | Appliances | Natural Gas
F2 | Residential | Market | Single Family - Dual | Existing | Appliances | Natural Gas
F3 | Residential | Market | Single Family - Dual | Existing | Appliances | Natural Gas
F4 | Residential | Market | Single Family - Dual | Existing | Appliances | Natural Gas
F1 | Residential | Market | Single Family - Dual | Existing | Miscellaneous | Natural Gas
F2 | Residential | Market | Single Family - Dual | Existing | Miscellaneous | Natural Gas
F3 | Residential | Market | Single Family - Dual | Existing | Miscellaneous | Natural Gas
F4 | Residential | Market | Single Family - Dual | Existing | Miscellaneous | Natural Gas
F1 | Residential | Central System | Single Family - Dual | Existing | Cooling | Electric
F2 | Residential | Central System | Single Family - Dual | Existing | Cooling | Electric
F3 | Residential | Central System | Single Family - Dual | Existing | Cooling | Electric
F4 | Residential | Central System | Single Family - Dual | Existing | Cooling | Electric
F1 | Residential | Central System | Single Family - Dual | Existing | Space Heating | Electric
F2 | Residential | Central System | Single Family - Dual | Existing | Space Heating | Electric
F3 | Residential | Central System | Single Family - Dual | Existing | Space Heating | Electric
F4 | Residential | Central System | Single Family - Dual | Existing | Space Heating | Electric
F1 | Residential | Central System | Single Family - Dual | Existing | Space Heating | Natural Gas
F2 | Residential | Central System | Single Family - Dual | Existing | Space Heating | Natural Gas
F3 | Residential | Central System | Single Family - Dual | Existing | Space Heating | Natural Gas
F4 | Residential | Central System | Single Family - Dual | Existing | Space Heating | Natural Gas
F1 | Residential | Resistance | Single Family - Dual | Existing | Cooling | Electric
F2 | Residential | Resistance | Single Family - Dual | Existing | Cooling | Electric
F3 | Residential | Resistance | Single Family - Dual | Existing | Cooling | Electric
F4 | Residential | Resistance | Single Family - Dual | Existing | Cooling | Electric
F1 | Residential | Resistance | Single Family - Dual | Existing | Space Heating | Electric
F2 | Residential | Resistance | Single Family - Dual | Existing | Space Heating | Electric
F3 | Residential | Resistance | Single Family - Dual | Existing | Space Heating | Electric
F4 | Residential | Resistance | Single Family - Dual | Existing | Space Heating | Electric
F1 | Residential | Heat Pump | Single Family - Dual | Existing | Cooling | Electric
F2 | Residential | Heat Pump | Single Family - Dual | Existing | Cooling | Electric
F3 | Residential | Heat Pump | Single Family - Dual | Existing | Cooling | Electric
F4 | Residential | Heat Pump | Single Family - Dual | Existing | Cooling | Electric
F1 | Residential | Heat Pump | Single Family - Dual | Existing | Space Heating | Electric
F2 | Residential | Heat Pump | Single Family - Dual | Existing | Space Heating | Electric
F3 | Residential | Heat Pump | Single Family - Dual | Existing | Space Heating | Electric
F4 | Residential | Heat Pump | Single Family - Dual | Existing | Space Heating | Electric
F1 | Residential | All | Single Family - Dual | New | Cooling | Electric
F2 | Residential | All | Single Family - Dual | New | Cooling | Electric
F3 | Residential | All | Single Family - Dual | New | Cooling | Electric
F4 | Residential | All | Single Family - Dual | New | Cooling | Electric
F1 | Residential | All | Single Family - Dual | New | Space Heating | Electric
F2 | Residential | All | Single Family - Dual | New | Space Heating | Electric
F3 | Residential | All | Single Family - Dual | New | Space Heating | Electric
F4 | Residential | All | Single Family - Dual | New | Space Heating | Electric
F1 | Residential | All | Single Family - Dual | New | Water Heating | Electric
F2 | Residential | All | Single Family - Dual | New | Water Heating | Electric
F3 | Residential | All | Single Family - Dual | New | Water Heating | Electric
F4 | Residential | All | Single Family - Dual | New | Water Heating | Electric
F1 | Residential | All | Single Family - Dual | New | Interior Lighting | Electric
F2 | Residential | All | Single Family - Dual | New | Interior Lighting | Electric
F3 | Residential | All | Single Family - Dual | New | Interior Lighting | Electric
F4 | Residential | All | Single Family - Dual | New | Interior Lighting | Electric
F1 | Residential | All | Single Family - Dual | New | Exterior Lighting | Electric
F2 | Residential | All | Single Family - Dual | New | Exterior Lighting | Electric
F3 | Residential | All | Single Family - Dual | New | Exterior Lighting | Electric
F4 | Residential | All | Single Family - Dual | New | Exterior Lighting | Electric
F1 | Residential | All | Single Family - Dual | New | Appliances | Electric
F2 | Residential | All | Single Family - Dual | New | Appliances | Electric
F3 | Residential | All | Single Family - Dual | New | Appliances | Electric
F4 | Residential | All | Single Family - Dual | New | Appliances | Electric
F1 | Residential | All | Single Family - Dual | New | Electronics | Electric
F2 | Residential | All | Single Family - Dual | New | Electronics | Electric
F3 | Residential | All | Single Family - Dual | New | Electronics | Electric
F4 | Residential | All | Single Family - Dual | New | Electronics | Electric
F1 | Residential | All | Single Family - Dual | New | Miscellaneous | Electric
F2 | Residential | All | Single Family - Dual | New | Miscellaneous | Electric
F3 | Residential | All | Single Family - Dual | New | Miscellaneous | Electric
F4 | Residential | All | Single Family - Dual | New | Miscellaneous | Electric
F1 | Residential | All | Single Family - Dual | New | Generation | Electric
F2 | Residential | All | Single Family - Dual | New | Generation | Electric
F3 | Residential | All | Single Family - Dual | New | Generation | Electric
F4 | Residential | All | Single Family - Dual | New | Generation | Electric
F1 | Residential | All | Single Family - Dual | New | Space Heating | Natural Gas
F2 | Residential | All | Single Family - Dual | New | Space Heating | Natural Gas
F3 | Residential | All | Single Family - Dual | New | Space Heating | Natural Gas
F4 | Residential | All | Single Family - Dual | New | Space Heating | Natural Gas
F1 | Residential | All | Single Family - Dual | New | Water Heating | Natural Gas
F2 | Residential | All | Single Family - Dual | New | Water Heating | Natural Gas
F3 | Residential | All | Single Family - Dual | New | Water Heating | Natural Gas
F4 | Residential | All | Single Family - Dual | New | Water Heating | Natural Gas
F1 | Residential | All | Single Family - Dual | New | Appliances | Natural Gas
F2 | Residential | All | Single Family - Dual | New | Appliances | Natural Gas
F3 | Residential | All | Single Family - Dual | New | Appliances | Natural Gas
F4 | Residential | All | Single Family - Dual | New | Appliances | Natural Gas
F1 | Residential | All | Single Family - Dual | New | Miscellaneous | Natural Gas
F2 | Residential | All | Single Family - Dual | New | Miscellaneous | Natural Gas
F3 | Residential | All | Single Family - Dual | New | Miscellaneous | Natural Gas
F4 | Residential | All | Single Family - Dual | New | Miscellaneous | Natural Gas
F1 | Residential | Market | Single Family - Dual | New | Cooling | Electric
F2 | Residential | Market | Single Family - Dual | New | Cooling | Electric
F3 | Residential | Market | Single Family - Dual | New | Cooling | Electric
F4 | Residential | Market | Single Family - Dual | New | Cooling | Electric
F1 | Residential | Market | Single Family - Dual | New | Space Heating | Electric
F2 | Residential | Market | Single Family - Dual | New | Space Heating | Electric
F3 | Residential | Market | Single Family - Dual | New | Space Heating | Electric
F4 | Residential | Market | Single Family - Dual | New | Space Heating | Electric
F1 | Residential | Market | Single Family - Dual | New | Water Heating | Electric
F2 | Residential | Market | Single Family - Dual | New | Water Heating | Electric
F3 | Residential | Market | Single Family - Dual | New | Water Heating | Electric
F4 | Residential | Market | Single Family - Dual | New | Water Heating | Electric
F1 | Residential | Market | Single Family - Dual | New | Interior Lighting | Electric
F2 | Residential | Market | Single Family - Dual | New | Interior Lighting | Electric
F3 | Residential | Market | Single Family - Dual | New | Interior Lighting | Electric
F4 | Residential | Market | Single Family - Dual | New | Interior Lighting | Electric
F1 | Residential | Market | Single Family - Dual | New | Exterior Lighting | Electric
F2 | Residential | Market | Single Family - Dual | New | Exterior Lighting | Electric
F3 | Residential | Market | Single Family - Dual | New | Exterior Lighting | Electric
F4 | Residential | Market | Single Family - Dual | New | Exterior Lighting | Electric
F1 | Residential | Market | Single Family - Dual | New | Appliances | Electric
F2 | Residential | Market | Single Family - Dual | New | Appliances | Electric
F3 | Residential | Market | Single Family - Dual | New | Appliances | Electric
F4 | Residential | Market | Single Family - Dual | New | Appliances | Electric
F1 | Residential | Market | Single Family - Dual | New | Electronics | Electric
F2 | Residential | Market | Single Family - Dual | New | Electronics | Electric
F3 | Residential | Market | Single Family - Dual | New | Electronics | Electric
F4 | Residential | Market | Single Family - Dual | New | Electronics | Electric
F1 | Residential | Market | Single Family - Dual | New | Miscellaneous | Electric
F2 | Residential | Market | Single Family - Dual | New | Miscellaneous | Electric
F3 | Residential | Market | Single Family - Dual | New | Miscellaneous | Electric
F4 | Residential | Market | Single Family - Dual | New | Miscellaneous | Electric
F1 | Residential | Market | Single Family - Dual | New | Generation | Electric
F2 | Residential | Market | Single Family - Dual | New | Generation | Electric
F3 | Residential | Market | Single Family - Dual | New | Generation | Electric
F4 | Residential | Market | Single Family - Dual | New | Generation | Electric
F1 | Residential | Market | Single Family - Dual | New | Space Heating | Natural Gas
F2 | Residential | Market | Single Family - Dual | New | Space Heating | Natural Gas
F3 | Residential | Market | Single Family - Dual | New | Space Heating | Natural Gas
F4 | Residential | Market | Single Family - Dual | New | Space Heating | Natural Gas
F1 | Residential | Market | Single Family - Dual | New | Water Heating | Natural Gas
F2 | Residential | Market | Single Family - Dual | New | Water Heating | Natural Gas
F3 | Residential | Market | Single Family - Dual | New | Water Heating | Natural Gas
F4 | Residential | Market | Single Family - Dual | New | Water Heating | Natural Gas
F1 | Residential | Market | Single Family - Dual | New | Appliances | Natural Gas
F2 | Residential | Market | Single Family - Dual | New | Appliances | Natural Gas
F3 | Residential | Market | Single Family - Dual | New | Appliances | Natural Gas
F4 | Residential | Market | Single Family - Dual | New | Appliances | Natural Gas
F1 | Residential | Market | Single Family - Dual | New | Miscellaneous | Natural Gas
F2 | Residential | Market | Single Family - Dual | New | Miscellaneous | Natural Gas
F3 | Residential | Market | Single Family - Dual | New | Miscellaneous | Natural Gas
F4 | Residential | Market | Single Family - Dual | New | Miscellaneous | Natural Gas
F1 | Residential | Central System | Single Family - Dual | New | Cooling | Electric
F2 | Residential | Central System | Single Family - Dual | New | Cooling | Electric
F3 | Residential | Central System | Single Family - Dual | New | Cooling | Electric
F4 | Residential | Central System | Single Family - Dual | New | Cooling | Electric
F1 | Residential | Central System | Single Family - Dual | New | Space Heating | Electric
F2 | Residential | Central System | Single Family - Dual | New | Space Heating | Electric
F3 | Residential | Central System | Single Family - Dual | New | Space Heating | Electric
F4 | Residential | Central System | Single Family - Dual | New | Space Heating | Electric
F1 | Residential | Central System | Single Family - Dual | New | Space Heating | Natural Gas
F2 | Residential | Central System | Single Family - Dual | New | Space Heating | Natural Gas
F3 | Residential | Central System | Single Family - Dual | New | Space Heating | Natural Gas
F4 | Residential | Central System | Single Family - Dual | New | Space Heating | Natural Gas
F1 | Residential | Resistance | Single Family - Dual | New | Cooling | Electric
F2 | Residential | Resistance | Single Family - Dual | New | Cooling | Electric
F3 | Residential | Resistance | Single Family - Dual | New | Cooling | Electric
F4 | Residential | Resistance | Single Family - Dual | New | Cooling | Electric
F1 | Residential | Resistance | Single Family - Dual | New | Space Heating | Electric
F2 | Residential | Resistance | Single Family - Dual | New | Space Heating | Electric
F3 | Residential | Resistance | Single Family - Dual | New | Space Heating | Electric
F4 | Residential | Resistance | Single Family - Dual | New | Space Heating | Electric
F1 | Residential | Heat Pump | Single Family - Dual | New | Cooling | Electric
F2 | Residential | Heat Pump | Single Family - Dual | New | Cooling | Electric
F3 | Residential | Heat Pump | Single Family - Dual | New | Cooling | Electric
F4 | Residential | Heat Pump | Single Family - Dual | New | Cooling | Electric
F1 | Residential | Heat Pump | Single Family - Dual | New | Space Heating | Electric
F2 | Residential | Heat Pump | Single Family - Dual | New | Space Heating | Electric
F3 | Residential | Heat Pump | Single Family - Dual | New | Space Heating | Electric
F4 | Residential | Heat Pump | Single Family - Dual | New | Space Heating | Electric
F1 | Residential | All | Single Family - LI - Dual | Existing | Cooling | Electric
F2 | Residential | All | Single Family - LI - Dual | Existing | Cooling | Electric
F3 | Residential | All | Single Family - LI - Dual | Existing | Cooling | Electric
F4 | Residential | All | Single Family - LI - Dual | Existing | Cooling | Electric
F1 | Residential | All | Single Family - LI - Dual | Existing | Space Heating | Electric
F2 | Residential | All | Single Family - LI - Dual | Existing | Space Heating | Electric
F3 | Residential | All | Single Family - LI - Dual | Existing | Space Heating | Electric
F4 | Residential | All | Single Family - LI - Dual | Existing | Space Heating | Electric
F1 | Residential | All | Single Family - LI - Dual | Existing | Water Heating | Electric
F2 | Residential | All | Single Family - LI - Dual | Existing | Water Heating | Electric
F3 | Residential | All | Single Family - LI - Dual | Existing | Water Heating | Electric
F4 | Residential | All | Single Family - LI - Dual | Existing | Water Heating | Electric
F1 | Residential | All | Single Family - LI - Dual | Existing | Interior Lighting | Electric
F2 | Residential | All | Single Family - LI - Dual | Existing | Interior Lighting | Electric
F3 | Residential | All | Single Family - LI - Dual | Existing | Interior Lighting | Electric
F4 | Residential | All | Single Family - LI - Dual | Existing | Interior Lighting | Electric
F1 | Residential | All | Single Family - LI - Dual | Existing | Exterior Lighting | Electric
F2 | Residential | All | Single Family - LI - Dual | Existing | Exterior Lighting | Electric
F3 | Residential | All | Single Family - LI - Dual | Existing | Exterior Lighting | Electric
F4 | Residential | All | Single Family - LI - Dual | Existing | Exterior Lighting | Electric
F1 | Residential | All | Single Family - LI - Dual | Existing | Appliances | Electric
F2 | Residential | All | Single Family - LI - Dual | Existing | Appliances | Electric
F3 | Residential | All | Single Family - LI - Dual | Existing | Appliances | Electric
F4 | Residential | All | Single Family - LI - Dual | Existing | Appliances | Electric
F1 | Residential | All | Single Family - LI - Dual | Existing | Electronics | Electric
F2 | Residential | All | Single Family - LI - Dual | Existing | Electronics | Electric
F3 | Residential | All | Single Family - LI - Dual | Existing | Electronics | Electric
F4 | Residential | All | Single Family - LI - Dual | Existing | Electronics | Electric
F1 | Residential | All | Single Family - LI - Dual | Existing | Miscellaneous | Electric
F2 | Residential | All | Single Family - LI - Dual | Existing | Miscellaneous | Electric
F3 | Residential | All | Single Family - LI - Dual | Existing | Miscellaneous | Electric
F4 | Residential | All | Single Family - LI - Dual | Existing | Miscellaneous | Electric
F1 | Residential | All | Single Family - LI - Dual | Existing | Generation | Electric
F2 | Residential | All | Single Family - LI - Dual | Existing | Generation | Electric
F3 | Residential | All | Single Family - LI - Dual | Existing | Generation | Electric
F4 | Residential | All | Single Family - LI - Dual | Existing | Generation | Electric
F1 | Residential | All | Single Family - LI - Dual | Existing | Space Heating | Natural Gas
F2 | Residential | All | Single Family - LI - Dual | Existing | Space Heating | Natural Gas
F3 | Residential | All | Single Family - LI - Dual | Existing | Space Heating | Natural Gas
F4 | Residential | All | Single Family - LI - Dual | Existing | Space Heating | Natural Gas
F1 | Residential | All | Single Family - LI - Dual | Existing | Water Heating | Natural Gas
F2 | Residential | All | Single Family - LI - Dual | Existing | Water Heating | Natural Gas
F3 | Residential | All | Single Family - LI - Dual | Existing | Water Heating | Natural Gas
F4 | Residential | All | Single Family - LI - Dual | Existing | Water Heating | Natural Gas
F1 | Residential | All | Single Family - LI - Dual | Existing | Appliances | Natural Gas
F2 | Residential | All | Single Family - LI - Dual | Existing | Appliances | Natural Gas
F3 | Residential | All | Single Family - LI - Dual | Existing | Appliances | Natural Gas
F4 | Residential | All | Single Family - LI - Dual | Existing | Appliances | Natural Gas
F1 | Residential | All | Single Family - LI - Dual | Existing | Miscellaneous | Natural Gas
F2 | Residential | All | Single Family - LI - Dual | Existing | Miscellaneous | Natural Gas
F3 | Residential | All | Single Family - LI - Dual | Existing | Miscellaneous | Natural Gas
F4 | Residential | All | Single Family - LI - Dual | Existing | Miscellaneous | Natural Gas
F1 | Residential | Market | Single Family - LI - Dual | Existing | Cooling | Electric
F2 | Residential | Market | Single Family - LI - Dual | Existing | Cooling | Electric
F3 | Residential | Market | Single Family - LI - Dual | Existing | Cooling | Electric
F4 | Residential | Market | Single Family - LI - Dual | Existing | Cooling | Electric
F1 | Residential | Market | Single Family - LI - Dual | Existing | Space Heating | Electric
F2 | Residential | Market | Single Family - LI - Dual | Existing | Space Heating | Electric
F3 | Residential | Market | Single Family - LI - Dual | Existing | Space Heating | Electric
F4 | Residential | Market | Single Family - LI - Dual | Existing | Space Heating | Electric
F1 | Residential | Market | Single Family - LI - Dual | Existing | Water Heating | Electric
F2 | Residential | Market | Single Family - LI - Dual | Existing | Water Heating | Electric
F3 | Residential | Market | Single Family - LI - Dual | Existing | Water Heating | Electric
F4 | Residential | Market | Single Family - LI - Dual | Existing | Water Heating | Electric
F1 | Residential | Market | Single Family - LI - Dual | Existing | Interior Lighting | Electric
F2 | Residential | Market | Single Family - LI - Dual | Existing | Interior Lighting | Electric
F3 | Residential | Market | Single Family - LI - Dual | Existing | Interior Lighting | Electric
F4 | Residential | Market | Single Family - LI - Dual | Existing | Interior Lighting | Electric
F1 | Residential | Market | Single Family - LI - Dual | Existing | Exterior Lighting | Electric
F2 | Residential | Market | Single Family - LI - Dual | Existing | Exterior Lighting | Electric
F3 | Residential | Market | Single Family - LI - Dual | Existing | Exterior Lighting | Electric
F4 | Residential | Market | Single Family - LI - Dual | Existing | Exterior Lighting | Electric
F1 | Residential | Market | Single Family - LI - Dual | Existing | Appliances | Electric
F2 | Residential | Market | Single Family - LI - Dual | Existing | Appliances | Electric
F3 | Residential | Market | Single Family - LI - Dual | Existing | Appliances | Electric
F4 | Residential | Market | Single Family - LI - Dual | Existing | Appliances | Electric
F1 | Residential | Market | Single Family - LI - Dual | Existing | Electronics | Electric
F2 | Residential | Market | Single Family - LI - Dual | Existing | Electronics | Electric
F3 | Residential | Market | Single Family - LI - Dual | Existing | Electronics | Electric
F4 | Residential | Market | Single Family - LI - Dual | Existing | Electronics | Electric
F1 | Residential | Market | Single Family - LI - Dual | Existing | Miscellaneous | Electric
F2 | Residential | Market | Single Family - LI - Dual | Existing | Miscellaneous | Electric
F3 | Residential | Market | Single Family - LI - Dual | Existing | Miscellaneous | Electric
F4 | Residential | Market | Single Family - LI - Dual | Existing | Miscellaneous | Electric
F1 | Residential | Market | Single Family - LI - Dual | Existing | Generation | Electric
F2 | Residential | Market | Single Family - LI - Dual | Existing | Generation | Electric
F3 | Residential | Market | Single Family - LI - Dual | Existing | Generation | Electric
F4 | Residential | Market | Single Family - LI - Dual | Existing | Generation | Electric
F1 | Residential | Market | Single Family - LI - Dual | Existing | Space Heating | Natural Gas
F2 | Residential | Market | Single Family - LI - Dual | Existing | Space Heating | Natural Gas
F3 | Residential | Market | Single Family - LI - Dual | Existing | Space Heating | Natural Gas
F4 | Residential | Market | Single Family - LI - Dual | Existing | Space Heating | Natural Gas
F1 | Residential | Market | Single Family - LI - Dual | Existing | Water Heating | Natural Gas
F2 | Residential | Market | Single Family - LI - Dual | Existing | Water Heating | Natural Gas
F3 | Residential | Market | Single Family - LI - Dual | Existing | Water Heating | Natural Gas
F4 | Residential | Market | Single Family - LI - Dual | Existing | Water Heating | Natural Gas
F1 | Residential | Market | Single Family - LI - Dual | Existing | Appliances | Natural Gas
F2 | Residential | Market | Single Family - LI - Dual | Existing | Appliances | Natural Gas
F3 | Residential | Market | Single Family - LI - Dual | Existing | Appliances | Natural Gas
F4 | Residential | Market | Single Family - LI - Dual | Existing | Appliances | Natural Gas
F1 | Residential | Market | Single Family - LI - Dual | Existing | Miscellaneous | Natural Gas
F2 | Residential | Market | Single Family - LI - Dual | Existing | Miscellaneous | Natural Gas
F3 | Residential | Market | Single Family - LI - Dual | Existing | Miscellaneous | Natural Gas
F4 | Residential | Market | Single Family - LI - Dual | Existing | Miscellaneous | Natural Gas
F1 | Residential | Central System | Single Family - LI - Dual | Existing | Cooling | Electric
F2 | Residential | Central System | Single Family - LI - Dual | Existing | Cooling | Electric
F3 | Residential | Central System | Single Family - LI - Dual | Existing | Cooling | Electric
F4 | Residential | Central System | Single Family - LI - Dual | Existing | Cooling | Electric
F1 | Residential | Central System | Single Family - LI - Dual | Existing | Space Heating | Electric
F2 | Residential | Central System | Single Family - LI - Dual | Existing | Space Heating | Electric
F3 | Residential | Central System | Single Family - LI - Dual | Existing | Space Heating | Electric
F4 | Residential | Central System | Single Family - LI - Dual | Existing | Space Heating | Electric
F1 | Residential | Central System | Single Family - LI - Dual | Existing | Space Heating | Natural Gas
F2 | Residential | Central System | Single Family - LI - Dual | Existing | Space Heating | Natural Gas
F3 | Residential | Central System | Single Family - LI - Dual | Existing | Space Heating | Natural Gas
F4 | Residential | Central System | Single Family - LI - Dual | Existing | Space Heating | Natural Gas
F1 | Residential | Resistance | Single Family - LI - Dual | Existing | Cooling | Electric
F2 | Residential | Resistance | Single Family - LI - Dual | Existing | Cooling | Electric
F3 | Residential | Resistance | Single Family - LI - Dual | Existing | Cooling | Electric
F4 | Residential | Resistance | Single Family - LI - Dual | Existing | Cooling | Electric
F1 | Residential | Resistance | Single Family - LI - Dual | Existing | Space Heating | Electric
F2 | Residential | Resistance | Single Family - LI - Dual | Existing | Space Heating | Electric
F3 | Residential | Resistance | Single Family - LI - Dual | Existing | Space Heating | Electric
F4 | Residential | Resistance | Single Family - LI - Dual | Existing | Space Heating | Electric
F1 | Residential | Heat Pump | Single Family - LI - Dual | Existing | Cooling | Electric
F2 | Residential | Heat Pump | Single Family - LI - Dual | Existing | Cooling | Electric
F3 | Residential | Heat Pump | Single Family - LI - Dual | Existing | Cooling | Electric
F4 | Residential | Heat Pump | Single Family - LI - Dual | Existing | Cooling | Electric
F1 | Residential | Heat Pump | Single Family - LI - Dual | Existing | Space Heating | Electric
F2 | Residential | Heat Pump | Single Family - LI - Dual | Existing | Space Heating | Electric
F3 | Residential | Heat Pump | Single Family - LI - Dual | Existing | Space Heating | Electric
F4 | Residential | Heat Pump | Single Family - LI - Dual | Existing | Space Heating | Electric
F1 | Residential | All | Single Family - LI - Dual | New | Cooling | Electric
F2 | Residential | All | Single Family - LI - Dual | New | Cooling | Electric
F3 | Residential | All | Single Family - LI - Dual | New | Cooling | Electric
F4 | Residential | All | Single Family - LI - Dual | New | Cooling | Electric
F1 | Residential | All | Single Family - LI - Dual | New | Space Heating | Electric
F2 | Residential | All | Single Family - LI - Dual | New | Space Heating | Electric
F3 | Residential | All | Single Family - LI - Dual | New | Space Heating | Electric
F4 | Residential | All | Single Family - LI - Dual | New | Space Heating | Electric
F1 | Residential | All | Single Family - LI - Dual | New | Water Heating | Electric
F2 | Residential | All | Single Family - LI - Dual | New | Water Heating | Electric
F3 | Residential | All | Single Family - LI - Dual | New | Water Heating | Electric
F4 | Residential | All | Single Family - LI - Dual | New | Water Heating | Electric
F1 | Residential | All | Single Family - LI - Dual | New | Interior Lighting | Electric
F2 | Residential | All | Single Family - LI - Dual | New | Interior Lighting | Electric
F3 | Residential | All | Single Family - LI - Dual | New | Interior Lighting | Electric
F4 | Residential | All | Single Family - LI - Dual | New | Interior Lighting | Electric
F1 | Residential | All | Single Family - LI - Dual | New | Exterior Lighting | Electric
F2 | Residential | All | Single Family - LI - Dual | New | Exterior Lighting | Electric
F3 | Residential | All | Single Family - LI - Dual | New | Exterior Lighting | Electric
F4 | Residential | All | Single Family - LI - Dual | New | Exterior Lighting | Electric
F1 | Residential | All | Single Family - LI - Dual | New | Appliances | Electric
F2 | Residential | All | Single Family - LI - Dual | New | Appliances | Electric
F3 | Residential | All | Single Family - LI - Dual | New | Appliances | Electric
F4 | Residential | All | Single Family - LI - Dual | New | Appliances | Electric
F1 | Residential | All | Single Family - LI - Dual | New | Electronics | Electric
F2 | Residential | All | Single Family - LI - Dual | New | Electronics | Electric
F3 | Residential | All | Single Family - LI - Dual | New | Electronics | Electric
F4 | Residential | All | Single Family - LI - Dual | New | Electronics | Electric
F1 | Residential | All | Single Family - LI - Dual | New | Miscellaneous | Electric
F2 | Residential | All | Single Family - LI - Dual | New | Miscellaneous | Electric
F3 | Residential | All | Single Family - LI - Dual | New | Miscellaneous | Electric
F4 | Residential | All | Single Family - LI - Dual | New | Miscellaneous | Electric
F1 | Residential | All | Single Family - LI - Dual | New | Generation | Electric
F2 | Residential | All | Single Family - LI - Dual | New | Generation | Electric
F3 | Residential | All | Single Family - LI - Dual | New | Generation | Electric
F4 | Residential | All | Single Family - LI - Dual | New | Generation | Electric
F1 | Residential | All | Single Family - LI - Dual | New | Space Heating | Natural Gas
F2 | Residential | All | Single Family - LI - Dual | New | Space Heating | Natural Gas
F3 | Residential | All | Single Family - LI - Dual | New | Space Heating | Natural Gas
F4 | Residential | All | Single Family - LI - Dual | New | Space Heating | Natural Gas
F1 | Residential | All | Single Family - LI - Dual | New | Water Heating | Natural Gas
F2 | Residential | All | Single Family - LI - Dual | New | Water Heating | Natural Gas
F3 | Residential | All | Single Family - LI - Dual | New | Water Heating | Natural Gas
F4 | Residential | All | Single Family - LI - Dual | New | Water Heating | Natural Gas
F1 | Residential | All | Single Family - LI - Dual | New | Appliances | Natural Gas
F2 | Residential | All | Single Family - LI - Dual | New | Appliances | Natural Gas
F3 | Residential | All | Single Family - LI - Dual | New | Appliances | Natural Gas
F4 | Residential | All | Single Family - LI - Dual | New | Appliances | Natural Gas
F1 | Residential | All | Single Family - LI - Dual | New | Miscellaneous | Natural Gas
F2 | Residential | All | Single Family - LI - Dual | New | Miscellaneous | Natural Gas
F3 | Residential | All | Single Family - LI - Dual | New | Miscellaneous | Natural Gas
F4 | Residential | All | Single Family - LI - Dual | New | Miscellaneous | Natural Gas
F1 | Residential | Market | Single Family - LI - Dual | New | Cooling | Electric
F2 | Residential | Market | Single Family - LI - Dual | New | Cooling | Electric
F3 | Residential | Market | Single Family - LI - Dual | New | Cooling | Electric
F4 | Residential | Market | Single Family - LI - Dual | New | Cooling | Electric
F1 | Residential | Market | Single Family - LI - Dual | New | Space Heating | Electric
F2 | Residential | Market | Single Family - LI - Dual | New | Space Heating | Electric
F3 | Residential | Market | Single Family - LI - Dual | New | Space Heating | Electric
F4 | Residential | Market | Single Family - LI - Dual | New | Space Heating | Electric
F1 | Residential | Market | Single Family - LI - Dual | New | Water Heating | Electric
F2 | Residential | Market | Single Family - LI - Dual | New | Water Heating | Electric
F3 | Residential | Market | Single Family - LI - Dual | New | Water Heating | Electric
F4 | Residential | Market | Single Family - LI - Dual | New | Water Heating | Electric
F1 | Residential | Market | Single Family - LI - Dual | New | Interior Lighting | Electric
F2 | Residential | Market | Single Family - LI - Dual | New | Interior Lighting | Electric
F3 | Residential | Market | Single Family - LI - Dual | New | Interior Lighting | Electric
F4 | Residential | Market | Single Family - LI - Dual | New | Interior Lighting | Electric
F1 | Residential | Market | Single Family - LI - Dual | New | Exterior Lighting | Electric
F2 | Residential | Market | Single Family - LI - Dual | New | Exterior Lighting | Electric
F3 | Residential | Market | Single Family - LI - Dual | New | Exterior Lighting | Electric
F4 | Residential | Market | Single Family - LI - Dual | New | Exterior Lighting | Electric
F1 | Residential | Market | Single Family - LI - Dual | New | Appliances | Electric
F2 | Residential | Market | Single Family - LI - Dual | New | Appliances | Electric
F3 | Residential | Market | Single Family - LI - Dual | New | Appliances | Electric
F4 | Residential | Market | Single Family - LI - Dual | New | Appliances | Electric
F1 | Residential | Market | Single Family - LI - Dual | New | Electronics | Electric
F2 | Residential | Market | Single Family - LI - Dual | New | Electronics | Electric
F3 | Residential | Market | Single Family - LI - Dual | New | Electronics | Electric
F4 | Residential | Market | Single Family - LI - Dual | New | Electronics | Electric
F1 | Residential | Market | Single Family - LI - Dual | New | Miscellaneous | Electric
F2 | Residential | Market | Single Family - LI - Dual | New | Miscellaneous | Electric
F3 | Residential | Market | Single Family - LI - Dual | New | Miscellaneous | Electric
F4 | Residential | Market | Single Family - LI - Dual | New | Miscellaneous | Electric
F1 | Residential | Market | Single Family - LI - Dual | New | Generation | Electric
F2 | Residential | Market | Single Family - LI - Dual | New | Generation | Electric
F3 | Residential | Market | Single Family - LI - Dual | New | Generation | Electric
F4 | Residential | Market | Single Family - LI - Dual | New | Generation | Electric
F1 | Residential | Market | Single Family - LI - Dual | New | Space Heating | Natural Gas
F2 | Residential | Market | Single Family - LI - Dual | New | Space Heating | Natural Gas
F3 | Residential | Market | Single Family - LI - Dual | New | Space Heating | Natural Gas
F4 | Residential | Market | Single Family - LI - Dual | New | Space Heating | Natural Gas
F1 | Residential | Market | Single Family - LI - Dual | New | Water Heating | Natural Gas
F2 | Residential | Market | Single Family - LI - Dual | New | Water Heating | Natural Gas
F3 | Residential | Market | Single Family - LI - Dual | New | Water Heating | Natural Gas
F4 | Residential | Market | Single Family - LI - Dual | New | Water Heating | Natural Gas
F1 | Residential | Market | Single Family - LI - Dual | New | Appliances | Natural Gas
F2 | Residential | Market | Single Family - LI - Dual | New | Appliances | Natural Gas
F3 | Residential | Market | Single Family - LI - Dual | New | Appliances | Natural Gas
F4 | Residential | Market | Single Family - LI - Dual | New | Appliances | Natural Gas
F1 | Residential | Market | Single Family - LI - Dual | New | Miscellaneous | Natural Gas
F2 | Residential | Market | Single Family - LI - Dual | New | Miscellaneous | Natural Gas
F3 | Residential | Market | Single Family - LI - Dual | New | Miscellaneous | Natural Gas
F4 | Residential | Market | Single Family - LI - Dual | New | Miscellaneous | Natural Gas
F1 | Residential | Central System | Single Family - LI - Dual | New | Cooling | Electric
F2 | Residential | Central System | Single Family - LI - Dual | New | Cooling | Electric
F3 | Residential | Central System | Single Family - LI - Dual | New | Cooling | Electric
F4 | Residential | Central System | Single Family - LI - Dual | New | Cooling | Electric
F1 | Residential | Central System | Single Family - LI - Dual | New | Space Heating | Electric
F2 | Residential | Central System | Single Family - LI - Dual | New | Space Heating | Electric
F3 | Residential | Central System | Single Family - LI - Dual | New | Space Heating | Electric
F4 | Residential | Central System | Single Family - LI - Dual | New | Space Heating | Electric
F1 | Residential | Central System | Single Family - LI - Dual | New | Space Heating | Natural Gas
F2 | Residential | Central System | Single Family - LI - Dual | New | Space Heating | Natural Gas
F3 | Residential | Central System | Single Family - LI - Dual | New | Space Heating | Natural Gas
F4 | Residential | Central System | Single Family - LI - Dual | New | Space Heating | Natural Gas
F1 | Residential | Resistance | Single Family - LI - Dual | New | Cooling | Electric
F2 | Residential | Resistance | Single Family - LI - Dual | New | Cooling | Electric
F3 | Residential | Resistance | Single Family - LI - Dual | New | Cooling | Electric
F4 | Residential | Resistance | Single Family - LI - Dual | New | Cooling | Electric
F1 | Residential | Resistance | Single Family - LI - Dual | New | Space Heating | Electric
F2 | Residential | Resistance | Single Family - LI - Dual | New | Space Heating | Electric
F3 | Residential | Resistance | Single Family - LI - Dual | New | Space Heating | Electric
F4 | Residential | Resistance | Single Family - LI - Dual | New | Space Heating | Electric
F1 | Residential | Heat Pump | Single Family - LI - Dual | New | Cooling | Electric
F2 | Residential | Heat Pump | Single Family - LI - Dual | New | Cooling | Electric
F3 | Residential | Heat Pump | Single Family - LI - Dual | New | Cooling | Electric
F4 | Residential | Heat Pump | Single Family - LI - Dual | New | Cooling | Electric
F1 | Residential | Heat Pump | Single Family - LI - Dual | New | Space Heating | Electric
F2 | Residential | Heat Pump | Single Family - LI - Dual | New | Space Heating | Electric
F3 | Residential | Heat Pump | Single Family - LI - Dual | New | Space Heating | Electric
F4 | Residential | Heat Pump | Single Family - LI - Dual | New | Space Heating | Electric
F1 | Residential | All | Multifamily - Dual | Existing | Cooling | Electric
F2 | Residential | All | Multifamily - Dual | Existing | Cooling | Electric
F3 | Residential | All | Multifamily - Dual | Existing | Cooling | Electric
F4 | Residential | All | Multifamily - Dual | Existing | Cooling | Electric
F1 | Residential | All | Multifamily - Dual | Existing | Space Heating | Electric
F2 | Residential | All | Multifamily - Dual | Existing | Space Heating | Electric
F3 | Residential | All | Multifamily - Dual | Existing | Space Heating | Electric
F4 | Residential | All | Multifamily - Dual | Existing | Space Heating | Electric
F1 | Residential | All | Multifamily - Dual | Existing | Water Heating | Electric
F2 | Residential | All | Multifamily - Dual | Existing | Water Heating | Electric
F3 | Residential | All | Multifamily - Dual | Existing | Water Heating | Electric
F4 | Residential | All | Multifamily - Dual | Existing | Water Heating | Electric
F1 | Residential | All | Multifamily - Dual | Existing | Interior Lighting | Electric
F2 | Residential | All | Multifamily - Dual | Existing | Interior Lighting | Electric
F3 | Residential | All | Multifamily - Dual | Existing | Interior Lighting | Electric
F4 | Residential | All | Multifamily - Dual | Existing | Interior Lighting | Electric
F1 | Residential | All | Multifamily - Dual | Existing | Exterior Lighting | Electric
F2 | Residential | All | Multifamily - Dual | Existing | Exterior Lighting | Electric
F3 | Residential | All | Multifamily - Dual | Existing | Exterior Lighting | Electric
F4 | Residential | All | Multifamily - Dual | Existing | Exterior Lighting | Electric
F1 | Residential | All | Multifamily - Dual | Existing | Appliances | Electric
F2 | Residential | All | Multifamily - Dual | Existing | Appliances | Electric
F3 | Residential | All | Multifamily - Dual | Existing | Appliances | Electric
F4 | Residential | All | Multifamily - Dual | Existing | Appliances | Electric
F1 | Residential | All | Multifamily - Dual | Existing | Electronics | Electric
F2 | Residential | All | Multifamily - Dual | Existing | Electronics | Electric
F3 | Residential | All | Multifamily - Dual | Existing | Electronics | Electric
F4 | Residential | All | Multifamily - Dual | Existing | Electronics | Electric
F1 | Residential | All | Multifamily - Dual | Existing | Miscellaneous | Electric
F2 | Residential | All | Multifamily - Dual | Existing | Miscellaneous | Electric
F3 | Residential | All | Multifamily - Dual | Existing | Miscellaneous | Electric
F4 | Residential | All | Multifamily - Dual | Existing | Miscellaneous | Electric
F1 | Residential | All | Multifamily - Dual | Existing | Generation | Electric
F2 | Residential | All | Multifamily - Dual | Existing | Generation | Electric
F3 | Residential | All | Multifamily - Dual | Existing | Generation | Electric
F4 | Residential | All | Multifamily - Dual | Existing | Generation | Electric
F1 | Residential | All | Multifamily - Dual | Existing | Space Heating | Natural Gas
F2 | Residential | All | Multifamily - Dual | Existing | Space Heating | Natural Gas
F3 | Residential | All | Multifamily - Dual | Existing | Space Heating | Natural Gas
F4 | Residential | All | Multifamily - Dual | Existing | Space Heating | Natural Gas
F1 | Residential | All | Multifamily - Dual | Existing | Water Heating | Natural Gas
F2 | Residential | All | Multifamily - Dual | Existing | Water Heating | Natural Gas
F3 | Residential | All | Multifamily - Dual | Existing | Water Heating | Natural Gas
F4 | Residential | All | Multifamily - Dual | Existing | Water Heating | Natural Gas
F1 | Residential | All | Multifamily - Dual | Existing | Appliances | Natural Gas
F2 | Residential | All | Multifamily - Dual | Existing | Appliances | Natural Gas
F3 | Residential | All | Multifamily - Dual | Existing | Appliances | Natural Gas
F4 | Residential | All | Multifamily - Dual | Existing | Appliances | Natural Gas
F1 | Residential | All | Multifamily - Dual | Existing | Miscellaneous | Natural Gas
F2 | Residential | All | Multifamily - Dual | Existing | Miscellaneous | Natural Gas
F3 | Residential | All | Multifamily - Dual | Existing | Miscellaneous | Natural Gas
F4 | Residential | All | Multifamily - Dual | Existing | Miscellaneous | Natural Gas
F1 | Residential | Market | Multifamily - Dual | Existing | Cooling | Electric
F2 | Residential | Market | Multifamily - Dual | Existing | Cooling | Electric
F3 | Residential | Market | Multifamily - Dual | Existing | Cooling | Electric
F4 | Residential | Market | Multifamily - Dual | Existing | Cooling | Electric
F1 | Residential | Market | Multifamily - Dual | Existing | Space Heating | Electric
F2 | Residential | Market | Multifamily - Dual | Existing | Space Heating | Electric
F3 | Residential | Market | Multifamily - Dual | Existing | Space Heating | Electric
F4 | Residential | Market | Multifamily - Dual | Existing | Space Heating | Electric
F1 | Residential | Market | Multifamily - Dual | Existing | Water Heating | Electric
F2 | Residential | Market | Multifamily - Dual | Existing | Water Heating | Electric
F3 | Residential | Market | Multifamily - Dual | Existing | Water Heating | Electric
F4 | Residential | Market | Multifamily - Dual | Existing | Water Heating | Electric
F1 | Residential | Market | Multifamily - Dual | Existing | Interior Lighting | Electric
F2 | Residential | Market | Multifamily - Dual | Existing | Interior Lighting | Electric
F3 | Residential | Market | Multifamily - Dual | Existing | Interior Lighting | Electric
F4 | Residential | Market | Multifamily - Dual | Existing | Interior Lighting | Electric
F1 | Residential | Market | Multifamily - Dual | Existing | Exterior Lighting | Electric
F2 | Residential | Market | Multifamily - Dual | Existing | Exterior Lighting | Electric
F3 | Residential | Market | Multifamily - Dual | Existing | Exterior Lighting | Electric
F4 | Residential | Market | Multifamily - Dual | Existing | Exterior Lighting | Electric
F1 | Residential | Market | Multifamily - Dual | Existing | Appliances | Electric
F2 | Residential | Market | Multifamily - Dual | Existing | Appliances | Electric
F3 | Residential | Market | Multifamily - Dual | Existing | Appliances | Electric
F4 | Residential | Market | Multifamily - Dual | Existing | Appliances | Electric
F1 | Residential | Market | Multifamily - Dual | Existing | Electronics | Electric
F2 | Residential | Market | Multifamily - Dual | Existing | Electronics | Electric
F3 | Residential | Market | Multifamily - Dual | Existing | Electronics | Electric
F4 | Residential | Market | Multifamily - Dual | Existing | Electronics | Electric
F1 | Residential | Market | Multifamily - Dual | Existing | Miscellaneous | Electric
F2 | Residential | Market | Multifamily - Dual | Existing | Miscellaneous | Electric
F3 | Residential | Market | Multifamily - Dual | Existing | Miscellaneous | Electric
F4 | Residential | Market | Multifamily - Dual | Existing | Miscellaneous | Electric
F1 | Residential | Market | Multifamily - Dual | Existing | Generation | Electric
F2 | Residential | Market | Multifamily - Dual | Existing | Generation | Electric
F3 | Residential | Market | Multifamily - Dual | Existing | Generation | Electric
F4 | Residential | Market | Multifamily - Dual | Existing | Generation | Electric
F1 | Residential | Market | Multifamily - Dual | Existing | Space Heating | Natural Gas
F2 | Residential | Market | Multifamily - Dual | Existing | Space Heating | Natural Gas
F3 | Residential | Market | Multifamily - Dual | Existing | Space Heating | Natural Gas
F4 | Residential | Market | Multifamily - Dual | Existing | Space Heating | Natural Gas
F1 | Residential | Market | Multifamily - Dual | Existing | Water Heating | Natural Gas
F2 | Residential | Market | Multifamily - Dual | Existing | Water Heating | Natural Gas
F3 | Residential | Market | Multifamily - Dual | Existing | Water Heating | Natural Gas
F4 | Residential | Market | Multifamily - Dual | Existing | Water Heating | Natural Gas
F1 | Residential | Market | Multifamily - Dual | Existing | Appliances | Natural Gas
F2 | Residential | Market | Multifamily - Dual | Existing | Appliances | Natural Gas
F3 | Residential | Market | Multifamily - Dual | Existing | Appliances | Natural Gas
F4 | Residential | Market | Multifamily - Dual | Existing | Appliances | Natural Gas
F1 | Residential | Market | Multifamily - Dual | Existing | Miscellaneous | Natural Gas
F2 | Residential | Market | Multifamily - Dual | Existing | Miscellaneous | Natural Gas
F3 | Residential | Market | Multifamily - Dual | Existing | Miscellaneous | Natural Gas
F4 | Residential | Market | Multifamily - Dual | Existing | Miscellaneous | Natural Gas
F1 | Residential | Central System | Multifamily - Dual | Existing | Cooling | Electric
F2 | Residential | Central System | Multifamily - Dual | Existing | Cooling | Electric
F3 | Residential | Central System | Multifamily - Dual | Existing | Cooling | Electric
F4 | Residential | Central System | Multifamily - Dual | Existing | Cooling | Electric
F1 | Residential | Central System | Multifamily - Dual | Existing | Space Heating | Electric
F2 | Residential | Central System | Multifamily - Dual | Existing | Space Heating | Electric
F3 | Residential | Central System | Multifamily - Dual | Existing | Space Heating | Electric
F4 | Residential | Central System | Multifamily - Dual | Existing | Space Heating | Electric
F1 | Residential | Central System | Multifamily - Dual | Existing | Space Heating | Natural Gas
F2 | Residential | Central System | Multifamily - Dual | Existing | Space Heating | Natural Gas
F3 | Residential | Central System | Multifamily - Dual | Existing | Space Heating | Natural Gas
F4 | Residential | Central System | Multifamily - Dual | Existing | Space Heating | Natural Gas
F1 | Residential | Resistance | Multifamily - Dual | Existing | Cooling | Electric
F2 | Residential | Resistance | Multifamily - Dual | Existing | Cooling | Electric
F3 | Residential | Resistance | Multifamily - Dual | Existing | Cooling | Electric
F4 | Residential | Resistance | Multifamily - Dual | Existing | Cooling | Electric
F1 | Residential | Resistance | Multifamily - Dual | Existing | Space Heating | Electric
F2 | Residential | Resistance | Multifamily - Dual | Existing | Space Heating | Electric
F3 | Residential | Resistance | Multifamily - Dual | Existing | Space Heating | Electric
F4 | Residential | Resistance | Multifamily - Dual | Existing | Space Heating | Electric
F1 | Residential | Heat Pump | Multifamily - Dual | Existing | Cooling | Electric
F2 | Residential | Heat Pump | Multifamily - Dual | Existing | Cooling | Electric
F3 | Residential | Heat Pump | Multifamily - Dual | Existing | Cooling | Electric
F4 | Residential | Heat Pump | Multifamily - Dual | Existing | Cooling | Electric
F1 | Residential | Heat Pump | Multifamily - Dual | Existing | Space Heating | Electric
F2 | Residential | Heat Pump | Multifamily - Dual | Existing | Space Heating | Electric
F3 | Residential | Heat Pump | Multifamily - Dual | Existing | Space Heating | Electric
F4 | Residential | Heat Pump | Multifamily - Dual | Existing | Space Heating | Electric
F1 | Residential | All | Multifamily - Dual | New | Cooling | Electric
F2 | Residential | All | Multifamily - Dual | New | Cooling | Electric
F3 | Residential | All | Multifamily - Dual | New | Cooling | Electric
F4 | Residential | All | Multifamily - Dual | New | Cooling | Electric
F1 | Residential | All | Multifamily - Dual | New | Space Heating | Electric
F2 | Residential | All | Multifamily - Dual | New | Space Heating | Electric
F3 | Residential | All | Multifamily - Dual | New | Space Heating | Electric
F4 | Residential | All | Multifamily - Dual | New | Space Heating | Electric
F1 | Residential | All | Multifamily - Dual | New | Water Heating | Electric
F2 | Residential | All | Multifamily - Dual | New | Water Heating | Electric
F3 | Residential | All | Multifamily - Dual | New | Water Heating | Electric
F4 | Residential | All | Multifamily - Dual | New | Water Heating | Electric
F1 | Residential | All | Multifamily - Dual | New | Interior Lighting | Electric
F2 | Residential | All | Multifamily - Dual | New | Interior Lighting | Electric
F3 | Residential | All | Multifamily - Dual | New | Interior Lighting | Electric
F4 | Residential | All | Multifamily - Dual | New | Interior Lighting | Electric
F1 | Residential | All | Multifamily - Dual | New | Exterior Lighting | Electric
F2 | Residential | All | Multifamily - Dual | New | Exterior Lighting | Electric
F3 | Residential | All | Multifamily - Dual | New | Exterior Lighting | Electric
F4 | Residential | All | Multifamily - Dual | New | Exterior Lighting | Electric
F1 | Residential | All | Multifamily - Dual | New | Appliances | Electric
F2 | Residential | All | Multifamily - Dual | New | Appliances | Electric
F3 | Residential | All | Multifamily - Dual | New | Appliances | Electric
F4 | Residential | All | Multifamily - Dual | New | Appliances | Electric
F1 | Residential | All | Multifamily - Dual | New | Electronics | Electric
F2 | Residential | All | Multifamily - Dual | New | Electronics | Electric
F3 | Residential | All | Multifamily - Dual | New | Electronics | Electric
F4 | Residential | All | Multifamily - Dual | New | Electronics | Electric
F1 | Residential | All | Multifamily - Dual | New | Miscellaneous | Electric
F2 | Residential | All | Multifamily - Dual | New | Miscellaneous | Electric
F3 | Residential | All | Multifamily - Dual | New | Miscellaneous | Electric
F4 | Residential | All | Multifamily - Dual | New | Miscellaneous | Electric
F1 | Residential | All | Multifamily - Dual | New | Generation | Electric
F2 | Residential | All | Multifamily - Dual | New | Generation | Electric
F3 | Residential | All | Multifamily - Dual | New | Generation | Electric
F4 | Residential | All | Multifamily - Dual | New | Generation | Electric
F1 | Residential | All | Multifamily - Dual | New | Space Heating | Natural Gas
F2 | Residential | All | Multifamily - Dual | New | Space Heating | Natural Gas
F3 | Residential | All | Multifamily - Dual | New | Space Heating | Natural Gas
F4 | Residential | All | Multifamily - Dual | New | Space Heating | Natural Gas
F1 | Residential | All | Multifamily - Dual | New | Water Heating | Natural Gas
F2 | Residential | All | Multifamily - Dual | New | Water Heating | Natural Gas
F3 | Residential | All | Multifamily - Dual | New | Water Heating | Natural Gas
F4 | Residential | All | Multifamily - Dual | New | Water Heating | Natural Gas
F1 | Residential | All | Multifamily - Dual | New | Appliances | Natural Gas
F2 | Residential | All | Multifamily - Dual | New | Appliances | Natural Gas
F3 | Residential | All | Multifamily - Dual | New | Appliances | Natural Gas
F4 | Residential | All | Multifamily - Dual | New | Appliances | Natural Gas
F1 | Residential | All | Multifamily - Dual | New | Miscellaneous | Natural Gas
F2 | Residential | All | Multifamily - Dual | New | Miscellaneous | Natural Gas
F3 | Residential | All | Multifamily - Dual | New | Miscellaneous | Natural Gas
F4 | Residential | All | Multifamily - Dual | New | Miscellaneous | Natural Gas
F1 | Residential | Market | Multifamily - Dual | New | Cooling | Electric
F2 | Residential | Market | Multifamily - Dual | New | Cooling | Electric
F3 | Residential | Market | Multifamily - Dual | New | Cooling | Electric
F4 | Residential | Market | Multifamily - Dual | New | Cooling | Electric
F1 | Residential | Market | Multifamily - Dual | New | Space Heating | Electric
F2 | Residential | Market | Multifamily - Dual | New | Space Heating | Electric
F3 | Residential | Market | Multifamily - Dual | New | Space Heating | Electric
F4 | Residential | Market | Multifamily - Dual | New | Space Heating | Electric
F1 | Residential | Market | Multifamily - Dual | New | Water Heating | Electric
F2 | Residential | Market | Multifamily - Dual | New | Water Heating | Electric
F3 | Residential | Market | Multifamily - Dual | New | Water Heating | Electric
F4 | Residential | Market | Multifamily - Dual | New | Water Heating | Electric
F1 | Residential | Market | Multifamily - Dual | New | Interior Lighting | Electric
F2 | Residential | Market | Multifamily - Dual | New | Interior Lighting | Electric
F3 | Residential | Market | Multifamily - Dual | New | Interior Lighting | Electric
F4 | Residential | Market | Multifamily - Dual | New | Interior Lighting | Electric
F1 | Residential | Market | Multifamily - Dual | New | Exterior Lighting | Electric
F2 | Residential | Market | Multifamily - Dual | New | Exterior Lighting | Electric
F3 | Residential | Market | Multifamily - Dual | New | Exterior Lighting | Electric
F4 | Residential | Market | Multifamily - Dual | New | Exterior Lighting | Electric
F1 | Residential | Market | Multifamily - Dual | New | Appliances | Electric
F2 | Residential | Market | Multifamily - Dual | New | Appliances | Electric
F3 | Residential | Market | Multifamily - Dual | New | Appliances | Electric
F4 | Residential | Market | Multifamily - Dual | New | Appliances | Electric
F1 | Residential | Market | Multifamily - Dual | New | Electronics | Electric
F2 | Residential | Market | Multifamily - Dual | New | Electronics | Electric
F3 | Residential | Market | Multifamily - Dual | New | Electronics | Electric
F4 | Residential | Market | Multifamily - Dual | New | Electronics | Electric
F1 | Residential | Market | Multifamily - Dual | New | Miscellaneous | Electric
F2 | Residential | Market | Multifamily - Dual | New | Miscellaneous | Electric
F3 | Residential | Market | Multifamily - Dual | New | Miscellaneous | Electric
F4 | Residential | Market | Multifamily - Dual | New | Miscellaneous | Electric
F1 | Residential | Market | Multifamily - Dual | New | Generation | Electric
F2 | Residential | Market | Multifamily - Dual | New | Generation | Electric
F3 | Residential | Market | Multifamily - Dual | New | Generation | Electric
F4 | Residential | Market | Multifamily - Dual | New | Generation | Electric
F1 | Residential | Market | Multifamily - Dual | New | Space Heating | Natural Gas
F2 | Residential | Market | Multifamily - Dual | New | Space Heating | Natural Gas
F3 | Residential | Market | Multifamily - Dual | New | Space Heating | Natural Gas
F4 | Residential | Market | Multifamily - Dual | New | Space Heating | Natural Gas
F1 | Residential | Market | Multifamily - Dual | New | Water Heating | Natural Gas
F2 | Residential | Market | Multifamily - Dual | New | Water Heating | Natural Gas
F3 | Residential | Market | Multifamily - Dual | New | Water Heating | Natural Gas
F4 | Residential | Market | Multifamily - Dual | New | Water Heating | Natural Gas
F1 | Residential | Market | Multifamily - Dual | New | Appliances | Natural Gas
F2 | Residential | Market | Multifamily - Dual | New | Appliances | Natural Gas
F3 | Residential | Market | Multifamily - Dual | New | Appliances | Natural Gas
F4 | Residential | Market | Multifamily - Dual | New | Appliances | Natural Gas
F1 | Residential | Market | Multifamily - Dual | New | Miscellaneous | Natural Gas
F2 | Residential | Market | Multifamily - Dual | New | Miscellaneous | Natural Gas
F3 | Residential | Market | Multifamily - Dual | New | Miscellaneous | Natural Gas
F4 | Residential | Market | Multifamily - Dual | New | Miscellaneous | Natural Gas
F1 | Residential | Central System | Multifamily - Dual | New | Cooling | Electric
F2 | Residential | Central System | Multifamily - Dual | New | Cooling | Electric
F3 | Residential | Central System | Multifamily - Dual | New | Cooling | Electric
F4 | Residential | Central System | Multifamily - Dual | New | Cooling | Electric
F1 | Residential | Central System | Multifamily - Dual | New | Space Heating | Electric
F2 | Residential | Central System | Multifamily - Dual | New | Space Heating | Electric
F3 | Residential | Central System | Multifamily - Dual | New | Space Heating | Electric
F4 | Residential | Central System | Multifamily - Dual | New | Space Heating | Electric
F1 | Residential | Central System | Multifamily - Dual | New | Space Heating | Natural Gas
F2 | Residential | Central System | Multifamily - Dual | New | Space Heating | Natural Gas
F3 | Residential | Central System | Multifamily - Dual | New | Space Heating | Natural Gas
F4 | Residential | Central System | Multifamily - Dual | New | Space Heating | Natural Gas
F1 | Residential | Resistance | Multifamily - Dual | New | Cooling | Electric
F2 | Residential | Resistance | Multifamily - Dual | New | Cooling | Electric
F3 | Residential | Resistance | Multifamily - Dual | New | Cooling | Electric
F4 | Residential | Resistance | Multifamily - Dual | New | Cooling | Electric
F1 | Residential | Resistance | Multifamily - Dual | New | Space Heating | Electric
F2 | Residential | Resistance | Multifamily - Dual | New | Space Heating | Electric
F3 | Residential | Resistance | Multifamily - Dual | New | Space Heating | Electric
F4 | Residential | Resistance | Multifamily - Dual | New | Space Heating | Electric
F1 | Residential | Heat Pump | Multifamily - Dual | New | Cooling | Electric
F2 | Residential | Heat Pump | Multifamily - Dual | New | Cooling | Electric
F3 | Residential | Heat Pump | Multifamily - Dual | New | Cooling | Electric
F4 | Residential | Heat Pump | Multifamily - Dual | New | Cooling | Electric
F1 | Residential | Heat Pump | Multifamily - Dual | New | Space Heating | Electric
F2 | Residential | Heat Pump | Multifamily - Dual | New | Space Heating | Electric
F3 | Residential | Heat Pump | Multifamily - Dual | New | Space Heating | Electric
F4 | Residential | Heat Pump | Multifamily - Dual | New | Space Heating | Electric
F1 | Residential | All | Multifamily - LI - Dual | Existing | Cooling | Electric
F2 | Residential | All | Multifamily - LI - Dual | Existing | Cooling | Electric
F3 | Residential | All | Multifamily - LI - Dual | Existing | Cooling | Electric
F4 | Residential | All | Multifamily - LI - Dual | Existing | Cooling | Electric
F1 | Residential | All | Multifamily - LI - Dual | Existing | Space Heating | Electric
F2 | Residential | All | Multifamily - LI - Dual | Existing | Space Heating | Electric
F3 | Residential | All | Multifamily - LI - Dual | Existing | Space Heating | Electric
F4 | Residential | All | Multifamily - LI - Dual | Existing | Space Heating | Electric
F1 | Residential | All | Multifamily - LI - Dual | Existing | Water Heating | Electric
F2 | Residential | All | Multifamily - LI - Dual | Existing | Water Heating | Electric
F3 | Residential | All | Multifamily - LI - Dual | Existing | Water Heating | Electric
F4 | Residential | All | Multifamily - LI - Dual | Existing | Water Heating | Electric
F1 | Residential | All | Multifamily - LI - Dual | Existing | Interior Lighting | Electric
F2 | Residential | All | Multifamily - LI - Dual | Existing | Interior Lighting | Electric
F3 | Residential | All | Multifamily - LI - Dual | Existing | Interior Lighting | Electric
F4 | Residential | All | Multifamily - LI - Dual | Existing | Interior Lighting | Electric
F1 | Residential | All | Multifamily - LI - Dual | Existing | Exterior Lighting | Electric
F2 | Residential | All | Multifamily - LI - Dual | Existing | Exterior Lighting | Electric
F3 | Residential | All | Multifamily - LI - Dual | Existing | Exterior Lighting | Electric
F4 | Residential | All | Multifamily - LI - Dual | Existing | Exterior Lighting | Electric
F1 | Residential | All | Multifamily - LI - Dual | Existing | Appliances | Electric
F2 | Residential | All | Multifamily - LI - Dual | Existing | Appliances | Electric
F3 | Residential | All | Multifamily - LI - Dual | Existing | Appliances | Electric
F4 | Residential | All | Multifamily - LI - Dual | Existing | Appliances | Electric
F1 | Residential | All | Multifamily - LI - Dual | Existing | Electronics | Electric
F2 | Residential | All | Multifamily - LI - Dual | Existing | Electronics | Electric
F3 | Residential | All | Multifamily - LI - Dual | Existing | Electronics | Electric
F4 | Residential | All | Multifamily - LI - Dual | Existing | Electronics | Electric
F1 | Residential | All | Multifamily - LI - Dual | Existing | Miscellaneous | Electric
F2 | Residential | All | Multifamily - LI - Dual | Existing | Miscellaneous | Electric
F3 | Residential | All | Multifamily - LI - Dual | Existing | Miscellaneous | Electric
F4 | Residential | All | Multifamily - LI - Dual | Existing | Miscellaneous | Electric
F1 | Residential | All | Multifamily - LI - Dual | Existing | Generation | Electric
F2 | Residential | All | Multifamily - LI - Dual | Existing | Generation | Electric
F3 | Residential | All | Multifamily - LI - Dual | Existing | Generation | Electric
F4 | Residential | All | Multifamily - LI - Dual | Existing | Generation | Electric
F1 | Residential | All | Multifamily - LI - Dual | Existing | Space Heating | Natural Gas
F2 | Residential | All | Multifamily - LI - Dual | Existing | Space Heating | Natural Gas
F3 | Residential | All | Multifamily - LI - Dual | Existing | Space Heating | Natural Gas
F4 | Residential | All | Multifamily - LI - Dual | Existing | Space Heating | Natural Gas
F1 | Residential | All | Multifamily - LI - Dual | Existing | Water Heating | Natural Gas
F2 | Residential | All | Multifamily - LI - Dual | Existing | Water Heating | Natural Gas
F3 | Residential | All | Multifamily - LI - Dual | Existing | Water Heating | Natural Gas
F4 | Residential | All | Multifamily - LI - Dual | Existing | Water Heating | Natural Gas
F1 | Residential | All | Multifamily - LI - Dual | Existing | Appliances | Natural Gas
F2 | Residential | All | Multifamily - LI - Dual | Existing | Appliances | Natural Gas
F3 | Residential | All | Multifamily - LI - Dual | Existing | Appliances | Natural Gas
F4 | Residential | All | Multifamily - LI - Dual | Existing | Appliances | Natural Gas
F1 | Residential | All | Multifamily - LI - Dual | Existing | Miscellaneous | Natural Gas
F2 | Residential | All | Multifamily - LI - Dual | Existing | Miscellaneous | Natural Gas
F3 | Residential | All | Multifamily - LI - Dual | Existing | Miscellaneous | Natural Gas
F4 | Residential | All | Multifamily - LI - Dual | Existing | Miscellaneous | Natural Gas
F1 | Residential | Market | Multifamily - LI - Dual | Existing | Cooling | Electric
F2 | Residential | Market | Multifamily - LI - Dual | Existing | Cooling | Electric
F3 | Residential | Market | Multifamily - LI - Dual | Existing | Cooling | Electric
F4 | Residential | Market | Multifamily - LI - Dual | Existing | Cooling | Electric
F1 | Residential | Market | Multifamily - LI - Dual | Existing | Space Heating | Electric
F2 | Residential | Market | Multifamily - LI - Dual | Existing | Space Heating | Electric
F3 | Residential | Market | Multifamily - LI - Dual | Existing | Space Heating | Electric
F4 | Residential | Market | Multifamily - LI - Dual | Existing | Space Heating | Electric
F1 | Residential | Market | Multifamily - LI - Dual | Existing | Water Heating | Electric
F2 | Residential | Market | Multifamily - LI - Dual | Existing | Water Heating | Electric
F3 | Residential | Market | Multifamily - LI - Dual | Existing | Water Heating | Electric
F4 | Residential | Market | Multifamily - LI - Dual | Existing | Water Heating | Electric
F1 | Residential | Market | Multifamily - LI - Dual | Existing | Interior Lighting | Electric
F2 | Residential | Market | Multifamily - LI - Dual | Existing | Interior Lighting | Electric
F3 | Residential | Market | Multifamily - LI - Dual | Existing | Interior Lighting | Electric
F4 | Residential | Market | Multifamily - LI - Dual | Existing | Interior Lighting | Electric
F1 | Residential | Market | Multifamily - LI - Dual | Existing | Exterior Lighting | Electric
F2 | Residential | Market | Multifamily - LI - Dual | Existing | Exterior Lighting | Electric
F3 | Residential | Market | Multifamily - LI - Dual | Existing | Exterior Lighting | Electric
F4 | Residential | Market | Multifamily - LI - Dual | Existing | Exterior Lighting | Electric
F1 | Residential | Market | Multifamily - LI - Dual | Existing | Appliances | Electric
F2 | Residential | Market | Multifamily - LI - Dual | Existing | Appliances | Electric
F3 | Residential | Market | Multifamily - LI - Dual | Existing | Appliances | Electric
F4 | Residential | Market | Multifamily - LI - Dual | Existing | Appliances | Electric
F1 | Residential | Market | Multifamily - LI - Dual | Existing | Electronics | Electric
F2 | Residential | Market | Multifamily - LI - Dual | Existing | Electronics | Electric
F3 | Residential | Market | Multifamily - LI - Dual | Existing | Electronics | Electric
F4 | Residential | Market | Multifamily - LI - Dual | Existing | Electronics | Electric
F1 | Residential | Market | Multifamily - LI - Dual | Existing | Miscellaneous | Electric
F2 | Residential | Market | Multifamily - LI - Dual | Existing | Miscellaneous | Electric
F3 | Residential | Market | Multifamily - LI - Dual | Existing | Miscellaneous | Electric
F4 | Residential | Market | Multifamily - LI - Dual | Existing | Miscellaneous | Electric
F1 | Residential | Market | Multifamily - LI - Dual | Existing | Generation | Electric
F2 | Residential | Market | Multifamily - LI - Dual | Existing | Generation | Electric
F3 | Residential | Market | Multifamily - LI - Dual | Existing | Generation | Electric
F4 | Residential | Market | Multifamily - LI - Dual | Existing | Generation | Electric
F1 | Residential | Market | Multifamily - LI - Dual | Existing | Space Heating | Natural Gas
F2 | Residential | Market | Multifamily - LI - Dual | Existing | Space Heating | Natural Gas
F3 | Residential | Market | Multifamily - LI - Dual | Existing | Space Heating | Natural Gas
F4 | Residential | Market | Multifamily - LI - Dual | Existing | Space Heating | Natural Gas
F1 | Residential | Market | Multifamily - LI - Dual | Existing | Water Heating | Natural Gas
F2 | Residential | Market | Multifamily - LI - Dual | Existing | Water Heating | Natural Gas
F3 | Residential | Market | Multifamily - LI - Dual | Existing | Water Heating | Natural Gas
F4 | Residential | Market | Multifamily - LI - Dual | Existing | Water Heating | Natural Gas
F1 | Residential | Market | Multifamily - LI - Dual | Existing | Appliances | Natural Gas
F2 | Residential | Market | Multifamily - LI - Dual | Existing | Appliances | Natural Gas
F3 | Residential | Market | Multifamily - LI - Dual | Existing | Appliances | Natural Gas
F4 | Residential | Market | Multifamily - LI - Dual | Existing | Appliances | Natural Gas
F1 | Residential | Market | Multifamily - LI - Dual | Existing | Miscellaneous | Natural Gas
F2 | Residential | Market | Multifamily - LI - Dual | Existing | Miscellaneous | Natural Gas
F3 | Residential | Market | Multifamily - LI - Dual | Existing | Miscellaneous | Natural Gas
F4 | Residential | Market | Multifamily - LI - Dual | Existing | Miscellaneous | Natural Gas
F1 | Residential | Central System | Multifamily - LI - Dual | Existing | Cooling | Electric
F2 | Residential | Central System | Multifamily - LI - Dual | Existing | Cooling | Electric
F3 | Residential | Central System | Multifamily - LI - Dual | Existing | Cooling | Electric
F4 | Residential | Central System | Multifamily - LI - Dual | Existing | Cooling | Electric
F1 | Residential | Central System | Multifamily - LI - Dual | Existing | Space Heating | Electric
F2 | Residential | Central System | Multifamily - LI - Dual | Existing | Space Heating | Electric
F3 | Residential | Central System | Multifamily - LI - Dual | Existing | Space Heating | Electric
F4 | Residential | Central System | Multifamily - LI - Dual | Existing | Space Heating | Electric
F1 | Residential | Central System | Multifamily - LI - Dual | Existing | Space Heating | Natural Gas
F2 | Residential | Central System | Multifamily - LI - Dual | Existing | Space Heating | Natural Gas
F3 | Residential | Central System | Multifamily - LI - Dual | Existing | Space Heating | Natural Gas
F4 | Residential | Central System | Multifamily - LI - Dual | Existing | Space Heating | Natural Gas
F1 | Residential | Resistance | Multifamily - LI - Dual | Existing | Cooling | Electric
F2 | Residential | Resistance | Multifamily - LI - Dual | Existing | Cooling | Electric
F3 | Residential | Resistance | Multifamily - LI - Dual | Existing | Cooling | Electric
F4 | Residential | Resistance | Multifamily - LI - Dual | Existing | Cooling | Electric
F1 | Residential | Resistance | Multifamily - LI - Dual | Existing | Space Heating | Electric
F2 | Residential | Resistance | Multifamily - LI - Dual | Existing | Space Heating | Electric
F3 | Residential | Resistance | Multifamily - LI - Dual | Existing | Space Heating | Electric
F4 | Residential | Resistance | Multifamily - LI - Dual | Existing | Space Heating | Electric
F1 | Residential | Heat Pump | Multifamily - LI - Dual | Existing | Cooling | Electric
F2 | Residential | Heat Pump | Multifamily - LI - Dual | Existing | Cooling | Electric
F3 | Residential | Heat Pump | Multifamily - LI - Dual | Existing | Cooling | Electric
F4 | Residential | Heat Pump | Multifamily - LI - Dual | Existing | Cooling | Electric
F1 | Residential | Heat Pump | Multifamily - LI - Dual | Existing | Space Heating | Electric
F2 | Residential | Heat Pump | Multifamily - LI - Dual | Existing | Space Heating | Electric
F3 | Residential | Heat Pump | Multifamily - LI - Dual | Existing | Space Heating | Electric
F4 | Residential | Heat Pump | Multifamily - LI - Dual | Existing | Space Heating | Electric
F1 | Residential | All | Multifamily - LI - Dual | New | Cooling | Electric
F2 | Residential | All | Multifamily - LI - Dual | New | Cooling | Electric
F3 | Residential | All | Multifamily - LI - Dual | New | Cooling | Electric
F4 | Residential | All | Multifamily - LI - Dual | New | Cooling | Electric
F1 | Residential | All | Multifamily - LI - Dual | New | Space Heating | Electric
F2 | Residential | All | Multifamily - LI - Dual | New | Space Heating | Electric
F3 | Residential | All | Multifamily - LI - Dual | New | Space Heating | Electric
F4 | Residential | All | Multifamily - LI - Dual | New | Space Heating | Electric
F1 | Residential | All | Multifamily - LI - Dual | New | Water Heating | Electric
F2 | Residential | All | Multifamily - LI - Dual | New | Water Heating | Electric
F3 | Residential | All | Multifamily - LI - Dual | New | Water Heating | Electric
F4 | Residential | All | Multifamily - LI - Dual | New | Water Heating | Electric
F1 | Residential | All | Multifamily - LI - Dual | New | Interior Lighting | Electric
F2 | Residential | All | Multifamily - LI - Dual | New | Interior Lighting | Electric
F3 | Residential | All | Multifamily - LI - Dual | New | Interior Lighting | Electric
F4 | Residential | All | Multifamily - LI - Dual | New | Interior Lighting | Electric
F1 | Residential | All | Multifamily - LI - Dual | New | Exterior Lighting | Electric
F2 | Residential | All | Multifamily - LI - Dual | New | Exterior Lighting | Electric
F3 | Residential | All | Multifamily - LI - Dual | New | Exterior Lighting | Electric
F4 | Residential | All | Multifamily - LI - Dual | New | Exterior Lighting | Electric
F1 | Residential | All | Multifamily - LI - Dual | New | Appliances | Electric
F2 | Residential | All | Multifamily - LI - Dual | New | Appliances | Electric
F3 | Residential | All | Multifamily - LI - Dual | New | Appliances | Electric
F4 | Residential | All | Multifamily - LI - Dual | New | Appliances | Electric
F1 | Residential | All | Multifamily - LI - Dual | New | Electronics | Electric
F2 | Residential | All | Multifamily - LI - Dual | New | Electronics | Electric
F3 | Residential | All | Multifamily - LI - Dual | New | Electronics | Electric
F4 | Residential | All | Multifamily - LI - Dual | New | Electronics | Electric
F1 | Residential | All | Multifamily - LI - Dual | New | Miscellaneous | Electric
F2 | Residential | All | Multifamily - LI - Dual | New | Miscellaneous | Electric
F3 | Residential | All | Multifamily - LI - Dual | New | Miscellaneous | Electric
F4 | Residential | All | Multifamily - LI - Dual | New | Miscellaneous | Electric
F1 | Residential | All | Multifamily - LI - Dual | New | Generation | Electric
F2 | Residential | All | Multifamily - LI - Dual | New | Generation | Electric
F3 | Residential | All | Multifamily - LI - Dual | New | Generation | Electric
F4 | Residential | All | Multifamily - LI - Dual | New | Generation | Electric
F1 | Residential | All | Multifamily - LI - Dual | New | Space Heating | Natural Gas
F2 | Residential | All | Multifamily - LI - Dual | New | Space Heating | Natural Gas
F3 | Residential | All | Multifamily - LI - Dual | New | Space Heating | Natural Gas
F4 | Residential | All | Multifamily - LI - Dual | New | Space Heating | Natural Gas
F1 | Residential | All | Multifamily - LI - Dual | New | Water Heating | Natural Gas
F2 | Residential | All | Multifamily - LI - Dual | New | Water Heating | Natural Gas
F3 | Residential | All | Multifamily - LI - Dual | New | Water Heating | Natural Gas
F4 | Residential | All | Multifamily - LI - Dual | New | Water Heating | Natural Gas
F1 | Residential | All | Multifamily - LI - Dual | New | Appliances | Natural Gas
F2 | Residential | All | Multifamily - LI - Dual | New | Appliances | Natural Gas
F3 | Residential | All | Multifamily - LI - Dual | New | Appliances | Natural Gas
F4 | Residential | All | Multifamily - LI - Dual | New | Appliances | Natural Gas
F1 | Residential | All | Multifamily - LI - Dual | New | Miscellaneous | Natural Gas
F2 | Residential | All | Multifamily - LI - Dual | New | Miscellaneous | Natural Gas
F3 | Residential | All | Multifamily - LI - Dual | New | Miscellaneous | Natural Gas
F4 | Residential | All | Multifamily - LI - Dual | New | Miscellaneous | Natural Gas
F1 | Residential | Market | Multifamily - LI - Dual | New | Cooling | Electric
F2 | Residential | Market | Multifamily - LI - Dual | New | Cooling | Electric
F3 | Residential | Market | Multifamily - LI - Dual | New | Cooling | Electric
F4 | Residential | Market | Multifamily - LI - Dual | New | Cooling | Electric
F1 | Residential | Market | Multifamily - LI - Dual | New | Space Heating | Electric
F2 | Residential | Market | Multifamily - LI - Dual | New | Space Heating | Electric
F3 | Residential | Market | Multifamily - LI - Dual | New | Space Heating | Electric
F4 | Residential | Market | Multifamily - LI - Dual | New | Space Heating | Electric
F1 | Residential | Market | Multifamily - LI - Dual | New | Water Heating | Electric
F2 | Residential | Market | Multifamily - LI - Dual | New | Water Heating | Electric
F3 | Residential | Market | Multifamily - LI - Dual | New | Water Heating | Electric
F4 | Residential | Market | Multifamily - LI - Dual | New | Water Heating | Electric
F1 | Residential | Market | Multifamily - LI - Dual | New | Interior Lighting | Electric
F2 | Residential | Market | Multifamily - LI - Dual | New | Interior Lighting | Electric
F3 | Residential | Market | Multifamily - LI - Dual | New | Interior Lighting | Electric
F4 | Residential | Market | Multifamily - LI - Dual | New | Interior Lighting | Electric
F1 | Residential | Market | Multifamily - LI - Dual | New | Exterior Lighting | Electric
F2 | Residential | Market | Multifamily - LI - Dual | New | Exterior Lighting | Electric
F3 | Residential | Market | Multifamily - LI - Dual | New | Exterior Lighting | Electric
F4 | Residential | Market | Multifamily - LI - Dual | New | Exterior Lighting | Electric
F1 | Residential | Market | Multifamily - LI - Dual | New | Appliances | Electric
F2 | Residential | Market | Multifamily - LI - Dual | New | Appliances | Electric
F3 | Residential | Market | Multifamily - LI - Dual | New | Appliances | Electric
F4 | Residential | Market | Multifamily - LI - Dual | New | Appliances | Electric
F1 | Residential | Market | Multifamily - LI - Dual | New | Electronics | Electric
F2 | Residential | Market | Multifamily - LI - Dual | New | Electronics | Electric
F3 | Residential | Market | Multifamily - LI - Dual | New | Electronics | Electric
F4 | Residential | Market | Multifamily - LI - Dual | New | Electronics | Electric
F1 | Residential | Market | Multifamily - LI - Dual | New | Miscellaneous | Electric
F2 | Residential | Market | Multifamily - LI - Dual | New | Miscellaneous | Electric
F3 | Residential | Market | Multifamily - LI - Dual | New | Miscellaneous | Electric
F4 | Residential | Market | Multifamily - LI - Dual | New | Miscellaneous | Electric
F1 | Residential | Market | Multifamily - LI - Dual | New | Generation | Electric
F2 | Residential | Market | Multifamily - LI - Dual | New | Generation | Electric
F3 | Residential | Market | Multifamily - LI - Dual | New | Generation | Electric
F4 | Residential | Market | Multifamily - LI - Dual | New | Generation | Electric
F1 | Residential | Market | Multifamily - LI - Dual | New | Space Heating | Natural Gas
F2 | Residential | Market | Multifamily - LI - Dual | New | Space Heating | Natural Gas
F3 | Residential | Market | Multifamily - LI - Dual | New | Space Heating | Natural Gas
F4 | Residential | Market | Multifamily - LI - Dual | New | Space Heating | Natural Gas
F1 | Residential | Market | Multifamily - LI - Dual | New | Water Heating | Natural Gas
F2 | Residential | Market | Multifamily - LI - Dual | New | Water Heating | Natural Gas
F3 | Residential | Market | Multifamily - LI - Dual | New | Water Heating | Natural Gas
F4 | Residential | Market | Multifamily - LI - Dual | New | Water Heating | Natural Gas
F1 | Residential | Market | Multifamily - LI - Dual | New | Appliances | Natural Gas
F2 | Residential | Market | Multifamily - LI - Dual | New | Appliances | Natural Gas
F3 | Residential | Market | Multifamily - LI - Dual | New | Appliances | Natural Gas
F4 | Residential | Market | Multifamily - LI - Dual | New | Appliances | Natural Gas
F1 | Residential | Market | Multifamily - LI - Dual | New | Miscellaneous | Natural Gas
F2 | Residential | Market | Multifamily - LI - Dual | New | Miscellaneous | Natural Gas
F3 | Residential | Market | Multifamily - LI - Dual | New | Miscellaneous | Natural Gas
F4 | Residential | Market | Multifamily - LI - Dual | New | Miscellaneous | Natural Gas
F1 | Residential | Central System | Multifamily - LI - Dual | New | Cooling | Electric
F2 | Residential | Central System | Multifamily - LI - Dual | New | Cooling | Electric
F3 | Residential | Central System | Multifamily - LI - Dual | New | Cooling | Electric
F4 | Residential | Central System | Multifamily - LI - Dual | New | Cooling | Electric
F1 | Residential | Central System | Multifamily - LI - Dual | New | Space Heating | Electric
F2 | Residential | Central System | Multifamily - LI - Dual | New | Space Heating | Electric
F3 | Residential | Central System | Multifamily - LI - Dual | New | Space Heating | Electric
F4 | Residential | Central System | Multifamily - LI - Dual | New | Space Heating | Electric
F1 | Residential | Central System | Multifamily - LI - Dual | New | Space Heating | Natural Gas
F2 | Residential | Central System | Multifamily - LI - Dual | New | Space Heating | Natural Gas
F3 | Residential | Central System | Multifamily - LI - Dual | New | Space Heating | Natural Gas
F4 | Residential | Central System | Multifamily - LI - Dual | New | Space Heating | Natural Gas
F1 | Residential | Resistance | Multifamily - LI - Dual | New | Cooling | Electric
F2 | Residential | Resistance | Multifamily - LI - Dual | New | Cooling | Electric
F3 | Residential | Resistance | Multifamily - LI - Dual | New | Cooling | Electric
F4 | Residential | Resistance | Multifamily - LI - Dual | New | Cooling | Electric
F1 | Residential | Resistance | Multifamily - LI - Dual | New | Space Heating | Electric
F2 | Residential | Resistance | Multifamily - LI - Dual | New | Space Heating | Electric
F3 | Residential | Resistance | Multifamily - LI - Dual | New | Space Heating | Electric
F4 | Residential | Resistance | Multifamily - LI - Dual | New | Space Heating | Electric
F1 | Residential | Heat Pump | Multifamily - LI - Dual | New | Cooling | Electric
F2 | Residential | Heat Pump | Multifamily - LI - Dual | New | Cooling | Electric
F3 | Residential | Heat Pump | Multifamily - LI - Dual | New | Cooling | Electric
F4 | Residential | Heat Pump | Multifamily - LI - Dual | New | Cooling | Electric
F1 | Residential | Heat Pump | Multifamily - LI - Dual | New | Space Heating | Electric
F2 | Residential | Heat Pump | Multifamily - LI - Dual | New | Space Heating | Electric
F3 | Residential | Heat Pump | Multifamily - LI - Dual | New | Space Heating | Electric
F4 | Residential | Heat Pump | Multifamily - LI - Dual | New | Space Heating | Electric

## Sys Costs (hidden)
Forecast
Base Year | 2018
Forecast End | 2040
Utility Economics
Utility Discount Rate | 6.91%
Participant Discount Rate | 6.742%
System Cost |  |  | System Vintage
Cost
Year
Year | 2018 | 2019 | 2020 | 2021 | 2022 | 2023 | 2024 | 2025 | 2026 | 2027 | 2028 | 2029 | 2030 | 2031 | 2032 | 2033 | 2034 | 2035 | 2036 | 2037 | 2038 | 2039 | 2040 | 2041 | 2042 | 2043 | 2044 | 2045 | 2046 | 2047 | 2048
Equipment Options - Component 1
Equipment | Label | Min. Lifetime | Max. Lifetime | On Market | Off Market | Available | On Date | Off Date
1 | [5 empty] | 0:00 | 0 | 0
2 | [5 empty] | 0:00 | 0 | 0
3 | [5 empty] | 0:00 | 0 | 0
4 | [5 empty] | 0:00 | 0 | 0
5 | [5 empty] | 0:00 | 0 | 0
6 | [5 empty] | 0:00 | 0 | 0
7 | [5 empty] | 0:00 | 0 | 0
8 | [5 empty] | 0:00 | 0 | 0
9 | [5 empty] | 0:00 | 0 | 0
10 | [5 empty] | 0:00 | 0 | 0
Purchase Shares - Component 1
Equipment | Year 0 | Year 1 | Year 2 | Year 3 | Year 4 | Year 5 | Year 6 | Year 7 | Year 8 | Year 9 | Year 10 | Year 11 | Year 12 | Year 13 | Year 14 | Year 15 | Year 16 | Year 17 | Year 18 | Year 19 | Year 20 | Year 21 | Year 22 | Year 23 | Year 24 | Year 25 | Year 26 | Year 27 | Year 28 | Year 29 | Year 30
1 | bar: Year 0 to Year 30
2 | bar: Year 0 to Year 30
3 | bar: Year 0 to Year 30
4 | bar: Year 0 to Year 30
5 | bar: Year 0 to Year 30
6 | bar: Year 0 to Year 30
7 | bar: Year 0 to Year 30
8 | bar: Year 0 to Year 30
9 | bar: Year 0 to Year 30
10 | bar: Year 0 to Year 30
Annualized Cost of Operation - Utility - Component 1
Equipment | Year 0 | Year 1 | Year 2 | Year 3 | Year 4 | Year 5 | Year 6 | Year 7 | Year 8 | Year 9 | Year 10 | Year 11 | Year 12 | Year 13 | Year 14 | Year 15 | Year 16 | Year 17 | Year 18 | Year 19 | Year 20 | Year 21 | Year 22 | Year 23 | Year 24 | Year 25 | Year 26 | Year 27 | Year 28 | Year 29 | Year 30
1 | 0 | 0 | 0 | 0 | 0 | 0 | 0 | 0 | 0 | 0 | 0 | 0 | 0 | 0 | 0 | 0 | 0 | 0 | 0 | 0 | 0 | 0 | 0 | 0 | 0 | 0 | 0 | 0 | 0 | 0 | 0
2 | 0 | 0 | 0 | 0 | 0 | 0 | 0 | 0 | 0 | 0 | 0 | 0 | 0 | 0 | 0 | 0 | 0 | 0 | 0 | 0 | 0 | 0 | 0 | 0 | 0 | 0 | 0 | 0 | 0 | 0 | 0
3 | 0 | 0 | 0 | 0 | 0 | 0 | 0 | 0 | 0 | 0 | 0 | 0 | 0 | 0 | 0 | 0 | 0 | 0 | 0 | 0 | 0 | 0 | 0 | 0 | 0 | 0 | 0 | 0 | 0 | 0 | 0
4 | 0 | 0 | 0 | 0 | 0 | 0 | 0 | 0 | 0 | 0 | 0 | 0 | 0 | 0 | 0 | 0 | 0 | 0 | 0 | 0 | 0 | 0 | 0 | 0 | 0 | 0 | 0 | 0 | 0 | 0 | 0
5 | 0 | 0 | 0 | 0 | 0 | 0 | 0 | 0 | 0 | 0 | 0 | 0 | 0 | 0 | 0 | 0 | 0 | 0 | 0 | 0 | 0 | 0 | 0 | 0 | 0 | 0 | 0 | 0 | 0 | 0 | 0
6 | 0 | 0 | 0 | 0 | 0 | 0 | 0 | 0 | 0 | 0 | 0 | 0 | 0 | 0 | 0 | 0 | 0 | 0 | 0 | 0 | 0 | 0 | 0 | 0 | 0 | 0 | 0 | 0 | 0 | 0 | 0
7 | 0 | 0 | 0 | 0 | 0 | 0 | 0 | 0 | 0 | 0 | 0 | 0 | 0 | 0 | 0 | 0 | 0 | 0 | 0 | 0 | 0 | 0 | 0 | 0 | 0 | 0 | 0 | 0 | 0 | 0 | 0
8 | 0 | 0 | 0 | 0 | 0 | 0 | 0 | 0 | 0 | 0 | 0 | 0 | 0 | 0 | 0 | 0 | 0 | 0 | 0 | 0 | 0 | 0 | 0 | 0 | 0 | 0 | 0 | 0 | 0 | 0 | 0
9 | 0 | 0 | 0 | 0 | 0 | 0 | 0 | 0 | 0 | 0 | 0 | 0 | 0 | 0 | 0 | 0 | 0 | 0 | 0 | 0 | 0 | 0 | 0 | 0 | 0 | 0 | 0 | 0 | 0 | 0 | 0
10 | 0 | 0 | 0 | 0 | 0 | 0 | 0 | 0 | 0 | 0 | 0 | 0 | 0 | 0 | 0 | 0 | 0 | 0 | 0 | 0 | 0 | 0 | 0 | 0 | 0 | 0 | 0 | 0 | 0 | 0 | 0
Annualized Sales from Operation - Utility - Component 1
Equipment | Year 0 | Year 1 | Year 2 | Year 3 | Year 4 | Year 5 | Year 6 | Year 7 | Year 8 | Year 9 | Year 10 | Year 11 | Year 12 | Year 13 | Year 14 | Year 15 | Year 16 | Year 17 | Year 18 | Year 19 | Year 20 | Year 21 | Year 22 | Year 23 | Year 24 | Year 25 | Year 26 | Year 27 | Year 28 | Year 29 | Year 30
1 | 0 | 0 | 0 | 0 | 0 | 0 | 0 | 0 | 0 | 0 | 0 | 0 | 0 | 0 | 0 | 0 | 0 | 0 | 0 | 0 | 0 | 0 | 0 | 0 | 0 | 0 | 0 | 0 | 0 | 0 | 0
2 | 0 | 0 | 0 | 0 | 0 | 0 | 0 | 0 | 0 | 0 | 0 | 0 | 0 | 0 | 0 | 0 | 0 | 0 | 0 | 0 | 0 | 0 | 0 | 0 | 0 | 0 | 0 | 0 | 0 | 0 | 0
3 | 0 | 0 | 0 | 0 | 0 | 0 | 0 | 0 | 0 | 0 | 0 | 0 | 0 | 0 | 0 | 0 | 0 | 0 | 0 | 0 | 0 | 0 | 0 | 0 | 0 | 0 | 0 | 0 | 0 | 0 | 0
4 | 0 | 0 | 0 | 0 | 0 | 0 | 0 | 0 | 0 | 0 | 0 | 0 | 0 | 0 | 0 | 0 | 0 | 0 | 0 | 0 | 0 | 0 | 0 | 0 | 0 | 0 | 0 | 0 | 0 | 0 | 0
5 | 0 | 0 | 0 | 0 | 0 | 0 | 0 | 0 | 0 | 0 | 0 | 0 | 0 | 0 | 0 | 0 | 0 | 0 | 0 | 0 | 0 | 0 | 0 | 0 | 0 | 0 | 0 | 0 | 0 | 0 | 0
6 | 0 | 0 | 0 | 0 | 0 | 0 | 0 | 0 | 0 | 0 | 0 | 0 | 0 | 0 | 0 | 0 | 0 | 0 | 0 | 0 | 0 | 0 | 0 | 0 | 0 | 0 | 0 | 0 | 0 | 0 | 0
7 | 0 | 0 | 0 | 0 | 0 | 0 | 0 | 0 | 0 | 0 | 0 | 0 | 0 | 0 | 0 | 0 | 0 | 0 | 0 | 0 | 0 | 0 | 0 | 0 | 0 | 0 | 0 | 0 | 0 | 0 | 0
8 | 0 | 0 | 0 | 0 | 0 | 0 | 0 | 0 | 0 | 0 | 0 | 0 | 0 | 0 | 0 | 0 | 0 | 0 | 0 | 0 | 0 | 0 | 0 | 0 | 0 | 0 | 0 | 0 | 0 | 0 | 0
9 | 0 | 0 | 0 | 0 | 0 | 0 | 0 | 0 | 0 | 0 | 0 | 0 | 0 | 0 | 0 | 0 | 0 | 0 | 0 | 0 | 0 | 0 | 0 | 0 | 0 | 0 | 0 | 0 | 0 | 0 | 0
10 | 0 | 0 | 0 | 0 | 0 | 0 | 0 | 0 | 0 | 0 | 0 | 0 | 0 | 0 | 0 | 0 | 0 | 0 | 0 | 0 | 0 | 0 | 0 | 0 | 0 | 0 | 0 | 0 | 0 | 0 | 0
Annualized Cost of Equipment - Utility - Component 1
Equipment | Year 0 | Year 1 | Year 2 | Year 3 | Year 4 | Year 5 | Year 6 | Year 7 | Year 8 | Year 9 | Year 10 | Year 11 | Year 12 | Year 13 | Year 14 | Year 15 | Year 16 | Year 17 | Year 18 | Year 19 | Year 20 | Year 21 | Year 22 | Year 23 | Year 24 | Year 25 | Year 26 | Year 27 | Year 28 | Year 29 | Year 30
1 | 0 | 0 | 0 | 0 | 0 | 0 | 0 | 0 | 0 | 0 | 0 | 0 | 0 | 0 | 0 | 0 | 0 | 0 | 0 | 0 | 0 | 0 | 0 | 0 | 0 | 0 | 0 | 0 | 0 | 0 | 0
2 | 0 | 0 | 0 | 0 | 0 | 0 | 0 | 0 | 0 | 0 | 0 | 0 | 0 | 0 | 0 | 0 | 0 | 0 | 0 | 0 | 0 | 0 | 0 | 0 | 0 | 0 | 0 | 0 | 0 | 0 | 0
3 | 0 | 0 | 0 | 0 | 0 | 0 | 0 | 0 | 0 | 0 | 0 | 0 | 0 | 0 | 0 | 0 | 0 | 0 | 0 | 0 | 0 | 0 | 0 | 0 | 0 | 0 | 0 | 0 | 0 | 0 | 0
4 | 0 | 0 | 0 | 0 | 0 | 0 | 0 | 0 | 0 | 0 | 0 | 0 | 0 | 0 | 0 | 0 | 0 | 0 | 0 | 0 | 0 | 0 | 0 | 0 | 0 | 0 | 0 | 0 | 0 | 0 | 0
5 | 0 | 0 | 0 | 0 | 0 | 0 | 0 | 0 | 0 | 0 | 0 | 0 | 0 | 0 | 0 | 0 | 0 | 0 | 0 | 0 | 0 | 0 | 0 | 0 | 0 | 0 | 0 | 0 | 0 | 0 | 0
6 | 0 | 0 | 0 | 0 | 0 | 0 | 0 | 0 | 0 | 0 | 0 | 0 | 0 | 0 | 0 | 0 | 0 | 0 | 0 | 0 | 0 | 0 | 0 | 0 | 0 | 0 | 0 | 0 | 0 | 0 | 0
7 | 0 | 0 | 0 | 0 | 0 | 0 | 0 | 0 | 0 | 0 | 0 | 0 | 0 | 0 | 0 | 0 | 0 | 0 | 0 | 0 | 0 | 0 | 0 | 0 | 0 | 0 | 0 | 0 | 0 | 0 | 0
8 | 0 | 0 | 0 | 0 | 0 | 0 | 0 | 0 | 0 | 0 | 0 | 0 | 0 | 0 | 0 | 0 | 0 | 0 | 0 | 0 | 0 | 0 | 0 | 0 | 0 | 0 | 0 | 0 | 0 | 0 | 0
9 | 0 | 0 | 0 | 0 | 0 | 0 | 0 | 0 | 0 | 0 | 0 | 0 | 0 | 0 | 0 | 0 | 0 | 0 | 0 | 0 | 0 | 0 | 0 | 0 | 0 | 0 | 0 | 0 | 0 | 0 | 0
10 | 0 | 0 | 0 | 0 | 0 | 0 | 0 | 0 | 0 | 0 | 0 | 0 | 0 | 0 | 0 | 0 | 0 | 0 | 0 | 0 | 0 | 0 | 0 | 0 | 0 | 0 | 0 | 0 | 0 | 0 | 0
Annualized Cost of Operation - Participant - Component 1
Equipment | Year 0 | Year 1 | Year 2 | Year 3 | Year 4 | Year 5 | Year 6 | Year 7 | Year 8 | Year 9 | Year 10 | Year 11 | Year 12 | Year 13 | Year 14 | Year 15 | Year 16 | Year 17 | Year 18 | Year 19 | Year 20 | Year 21 | Year 22 | Year 23 | Year 24 | Year 25 | Year 26 | Year 27 | Year 28 | Year 29 | Year 30
1 | 0 | 0 | 0 | 0 | 0 | 0 | 0 | 0 | 0 | 0 | 0 | 0 | 0 | 0 | 0 | 0 | 0 | 0 | 0 | 0 | 0 | 0 | 0 | 0 | 0 | 0 | 0 | 0 | 0 | 0 | 0
2 | 0 | 0 | 0 | 0 | 0 | 0 | 0 | 0 | 0 | 0 | 0 | 0 | 0 | 0 | 0 | 0 | 0 | 0 | 0 | 0 | 0 | 0 | 0 | 0 | 0 | 0 | 0 | 0 | 0 | 0 | 0
3 | 0 | 0 | 0 | 0 | 0 | 0 | 0 | 0 | 0 | 0 | 0 | 0 | 0 | 0 | 0 | 0 | 0 | 0 | 0 | 0 | 0 | 0 | 0 | 0 | 0 | 0 | 0 | 0 | 0 | 0 | 0
4 | 0 | 0 | 0 | 0 | 0 | 0 | 0 | 0 | 0 | 0 | 0 | 0 | 0 | 0 | 0 | 0 | 0 | 0 | 0 | 0 | 0 | 0 | 0 | 0 | 0 | 0 | 0 | 0 | 0 | 0 | 0
5 | 0 | 0 | 0 | 0 | 0 | 0 | 0 | 0 | 0 | 0 | 0 | 0 | 0 | 0 | 0 | 0 | 0 | 0 | 0 | 0 | 0 | 0 | 0 | 0 | 0 | 0 | 0 | 0 | 0 | 0 | 0
6 | 0 | 0 | 0 | 0 | 0 | 0 | 0 | 0 | 0 | 0 | 0 | 0 | 0 | 0 | 0 | 0 | 0 | 0 | 0 | 0 | 0 | 0 | 0 | 0 | 0 | 0 | 0 | 0 | 0 | 0 | 0
7 | 0 | 0 | 0 | 0 | 0 | 0 | 0 | 0 | 0 | 0 | 0 | 0 | 0 | 0 | 0 | 0 | 0 | 0 | 0 | 0 | 0 | 0 | 0 | 0 | 0 | 0 | 0 | 0 | 0 | 0 | 0
8 | 0 | 0 | 0 | 0 | 0 | 0 | 0 | 0 | 0 | 0 | 0 | 0 | 0 | 0 | 0 | 0 | 0 | 0 | 0 | 0 | 0 | 0 | 0 | 0 | 0 | 0 | 0 | 0 | 0 | 0 | 0
9 | 0 | 0 | 0 | 0 | 0 | 0 | 0 | 0 | 0 | 0 | 0 | 0 | 0 | 0 | 0 | 0 | 0 | 0 | 0 | 0 | 0 | 0 | 0 | 0 | 0 | 0 | 0 | 0 | 0 | 0 | 0
10 | 0 | 0 | 0 | 0 | 0 | 0 | 0 | 0 | 0 | 0 | 0 | 0 | 0 | 0 | 0 | 0 | 0 | 0 | 0 | 0 | 0 | 0 | 0 | 0 | 0 | 0 | 0 | 0 | 0 | 0 | 0
Annualized Cost of Equipment - Participant - Component 1
Equipment | Year 0 | Year 1 | Year 2 | Year 3 | Year 4 | Year 5 | Year 6 | Year 7 | Year 8 | Year 9 | Year 10 | Year 11 | Year 12 | Year 13 | Year 14 | Year 15 | Year 16 | Year 17 | Year 18 | Year 19 | Year 20 | Year 21 | Year 22 | Year 23 | Year 24 | Year 25 | Year 26 | Year 27 | Year 28 | Year 29 | Year 30
1 | 0 | 0 | 0 | 0 | 0 | 0 | 0 | 0 | 0 | 0 | 0 | 0 | 0 | 0 | 0 | 0 | 0 | 0 | 0 | 0 | 0 | 0 | 0 | 0 | 0 | 0 | 0 | 0 | 0 | 0 | 0
2 | 0 | 0 | 0 | 0 | 0 | 0 | 0 | 0 | 0 | 0 | 0 | 0 | 0 | 0 | 0 | 0 | 0 | 0 | 0 | 0 | 0 | 0 | 0 | 0 | 0 | 0 | 0 | 0 | 0 | 0 | 0
3 | 0 | 0 | 0 | 0 | 0 | 0 | 0 | 0 | 0 | 0 | 0 | 0 | 0 | 0 | 0 | 0 | 0 | 0 | 0 | 0 | 0 | 0 | 0 | 0 | 0 | 0 | 0 | 0 | 0 | 0 | 0
4 | 0 | 0 | 0 | 0 | 0 | 0 | 0 | 0 | 0 | 0 | 0 | 0 | 0 | 0 | 0 | 0 | 0 | 0 | 0 | 0 | 0 | 0 | 0 | 0 | 0 | 0 | 0 | 0 | 0 | 0 | 0
5 | 0 | 0 | 0 | 0 | 0 | 0 | 0 | 0 | 0 | 0 | 0 | 0 | 0 | 0 | 0 | 0 | 0 | 0 | 0 | 0 | 0 | 0 | 0 | 0 | 0 | 0 | 0 | 0 | 0 | 0 | 0
6 | 0 | 0 | 0 | 0 | 0 | 0 | 0 | 0 | 0 | 0 | 0 | 0 | 0 | 0 | 0 | 0 | 0 | 0 | 0 | 0 | 0 | 0 | 0 | 0 | 0 | 0 | 0 | 0 | 0 | 0 | 0
7 | 0 | 0 | 0 | 0 | 0 | 0 | 0 | 0 | 0 | 0 | 0 | 0 | 0 | 0 | 0 | 0 | 0 | 0 | 0 | 0 | 0 | 0 | 0 | 0 | 0 | 0 | 0 | 0 | 0 | 0 | 0
8 | 0 | 0 | 0 | 0 | 0 | 0 | 0 | 0 | 0 | 0 | 0 | 0 | 0 | 0 | 0 | 0 | 0 | 0 | 0 | 0 | 0 | 0 | 0 | 0 | 0 | 0 | 0 | 0 | 0 | 0 | 0
9 | 0 | 0 | 0 | 0 | 0 | 0 | 0 | 0 | 0 | 0 | 0 | 0 | 0 | 0 | 0 | 0 | 0 | 0 | 0 | 0 | 0 | 0 | 0 | 0 | 0 | 0 | 0 | 0 | 0 | 0 | 0
10 | 0 | 0 | 0 | 0 | 0 | 0 | 0 | 0 | 0 | 0 | 0 | 0 | 0 | 0 | 0 | 0 | 0 | 0 | 0 | 0 | 0 | 0 | 0 | 0 | 0 | 0 | 0 | 0 | 0 | 0 | 0
Annualized kBTUs - Component 1
Equipment | Year 0 | Year 1 | Year 2 | Year 3 | Year 4 | Year 5 | Year 6 | Year 7 | Year 8 | Year 9 | Year 10 | Year 11 | Year 12 | Year 13 | Year 14 | Year 15 | Year 16 | Year 17 | Year 18 | Year 19 | Year 20 | Year 21 | Year 22 | Year 23 | Year 24 | Year 25 | Year 26 | Year 27 | Year 28 | Year 29 | Year 30
1 | 0 | 0 | 0 | 0 | 0 | 0 | 0 | 0 | 0 | 0 | 0 | 0 | 0 | 0 | 0 | 0 | 0 | 0 | 0 | 0 | 0 | 0 | 0 | 0 | 0 | 0 | 0 | 0 | 0 | 0 | 0
2 | 0 | 0 | 0 | 0 | 0 | 0 | 0 | 0 | 0 | 0 | 0 | 0 | 0 | 0 | 0 | 0 | 0 | 0 | 0 | 0 | 0 | 0 | 0 | 0 | 0 | 0 | 0 | 0 | 0 | 0 | 0
3 | 0 | 0 | 0 | 0 | 0 | 0 | 0 | 0 | 0 | 0 | 0 | 0 | 0 | 0 | 0 | 0 | 0 | 0 | 0 | 0 | 0 | 0 | 0 | 0 | 0 | 0 | 0 | 0 | 0 | 0 | 0
4 | 0 | 0 | 0 | 0 | 0 | 0 | 0 | 0 | 0 | 0 | 0 | 0 | 0 | 0 | 0 | 0 | 0 | 0 | 0 | 0 | 0 | 0 | 0 | 0 | 0 | 0 | 0 | 0 | 0 | 0 | 0
5 | 0 | 0 | 0 | 0 | 0 | 0 | 0 | 0 | 0 | 0 | 0 | 0 | 0 | 0 | 0 | 0 | 0 | 0 | 0 | 0 | 0 | 0 | 0 | 0 | 0 | 0 | 0 | 0 | 0 | 0 | 0
6 | 0 | 0 | 0 | 0 | 0 | 0 | 0 | 0 | 0 | 0 | 0 | 0 | 0 | 0 | 0 | 0 | 0 | 0 | 0 | 0 | 0 | 0 | 0 | 0 | 0 | 0 | 0 | 0 | 0 | 0 | 0
7 | 0 | 0 | 0 | 0 | 0 | 0 | 0 | 0 | 0 | 0 | 0 | 0 | 0 | 0 | 0 | 0 | 0 | 0 | 0 | 0 | 0 | 0 | 0 | 0 | 0 | 0 | 0 | 0 | 0 | 0 | 0
8 | 0 | 0 | 0 | 0 | 0 | 0 | 0 | 0 | 0 | 0 | 0 | 0 | 0 | 0 | 0 | 0 | 0 | 0 | 0 | 0 | 0 | 0 | 0 | 0 | 0 | 0 | 0 | 0 | 0 | 0 | 0
9 | 0 | 0 | 0 | 0 | 0 | 0 | 0 | 0 | 0 | 0 | 0 | 0 | 0 | 0 | 0 | 0 | 0 | 0 | 0 | 0 | 0 | 0 | 0 | 0 | 0 | 0 | 0 | 0 | 0 | 0 | 0
10 | 0 | 0 | 0 | 0 | 0 | 0 | 0 | 0 | 0 | 0 | 0 | 0 | 0 | 0 | 0 | 0 | 0 | 0 | 0 | 0 | 0 | 0 | 0 | 0 | 0 | 0 | 0 | 0 | 0 | 0 | 0
On Market - Component 1
Equipment | Year 0 | Year 1 | Year 2 | Year 3 | Year 4 | Year 5 | Year 6 | Year 7 | Year 8 | Year 9 | Year 10 | Year 11 | Year 12 | Year 13 | Year 14 | Year 15 | Year 16 | Year 17 | Year 18 | Year 19 | Year 20 | Year 21 | Year 22 | Year 23 | Year 24 | Year 25 | Year 26 | Year 27 | Year 28 | Year 29 | Year 30
1 | 0 | 0 | 0 | 0 | 0 | 0 | 0 | 0 | 0 | 0 | 0 | 0 | 0 | 0 | 0 | 0 | 0 | 0 | 0 | 0 | 0 | 0 | 0 | 0 | 0 | 0 | 0 | 0 | 0 | 0 | 0
2 | 0 | 0 | 0 | 0 | 0 | 0 | 0 | 0 | 0 | 0 | 0 | 0 | 0 | 0 | 0 | 0 | 0 | 0 | 0 | 0 | 0 | 0 | 0 | 0 | 0 | 0 | 0 | 0 | 0 | 0 | 0
3 | 0 | 0 | 0 | 0 | 0 | 0 | 0 | 0 | 0 | 0 | 0 | 0 | 0 | 0 | 0 | 0 | 0 | 0 | 0 | 0 | 0 | 0 | 0 | 0 | 0 | 0 | 0 | 0 | 0 | 0 | 0
4 | 0 | 0 | 0 | 0 | 0 | 0 | 0 | 0 | 0 | 0 | 0 | 0 | 0 | 0 | 0 | 0 | 0 | 0 | 0 | 0 | 0 | 0 | 0 | 0 | 0 | 0 | 0 | 0 | 0 | 0 | 0
5 | 0 | 0 | 0 | 0 | 0 | 0 | 0 | 0 | 0 | 0 | 0 | 0 | 0 | 0 | 0 | 0 | 0 | 0 | 0 | 0 | 0 | 0 | 0 | 0 | 0 | 0 | 0 | 0 | 0 | 0 | 0
6 | 0 | 0 | 0 | 0 | 0 | 0 | 0 | 0 | 0 | 0 | 0 | 0 | 0 | 0 | 0 | 0 | 0 | 0 | 0 | 0 | 0 | 0 | 0 | 0 | 0 | 0 | 0 | 0 | 0 | 0 | 0
7 | 0 | 0 | 0 | 0 | 0 | 0 | 0 | 0 | 0 | 0 | 0 | 0 | 0 | 0 | 0 | 0 | 0 | 0 | 0 | 0 | 0 | 0 | 0 | 0 | 0 | 0 | 0 | 0 | 0 | 0 | 0
8 | 0 | 0 | 0 | 0 | 0 | 0 | 0 | 0 | 0 | 0 | 0 | 0 | 0 | 0 | 0 | 0 | 0 | 0 | 0 | 0 | 0 | 0 | 0 | 0 | 0 | 0 | 0 | 0 | 0 | 0 | 0
9 | 0 | 0 | 0 | 0 | 0 | 0 | 0 | 0 | 0 | 0 | 0 | 0 | 0 | 0 | 0 | 0 | 0 | 0 | 0 | 0 | 0 | 0 | 0 | 0 | 0 | 0 | 0 | 0 | 0 | 0 | 0
10 | 0 | 0 | 0 | 0 | 0 | 0 | 0 | 0 | 0 | 0 | 0 | 0 | 0 | 0 | 0 | 0 | 0 | 0 | 0 | 0 | 0 | 0 | 0 | 0 | 0 | 0 | 0 | 0 | 0 | 0 | 0
Technical kBTUs - Component 1
Value | Year 0 | Year 1 | Year 2 | Year 3 | Year 4 | Year 5 | Year 6 | Year 7 | Year 8 | Year 9 | Year 10 | Year 11 | Year 12 | Year 13 | Year 14 | Year 15 | Year 16 | Year 17 | Year 18 | Year 19 | Year 20 | Year 21 | Year 22 | Year 23 | Year 24 | Year 25 | Year 26 | Year 27 | Year 28 | Year 29 | Year 30
Annualized kBTUs | 0 | 0 | 0 | 0 | 0 | 0 | 0 | 0 | 0 | 0 | 0 | 0 | 0 | 0 | 0 | 0 | 0 | 0 | 0 | 0 | 0 | 0 | 0 | 0 | 0 | 0 | 0 | 0 | 0 | 0 | 0
Lifetimes - Component 1
Scenario | Year 0 | Year 1 | Year 2 | Year 3 | Year 4 | Year 5 | Year 6 | Year 7 | Year 8 | Year 9 | Year 10 | Year 11 | Year 12 | Year 13 | Year 14 | Year 15 | Year 16 | Year 17 | Year 18 | Year 19 | Year 20 | Year 21 | Year 22 | Year 23 | Year 24 | Year 25 | Year 26 | Year 27 | Year 28 | Year 29 | Year 30
NC - Min. Lifetime | 0 | 0 | 0 | 0 | 0 | 0 | 0 | 0 | 0 | 0 | 0 | 0 | 0 | 0 | 0 | 0 | 0 | 0 | 0 | 0 | 0 | 0 | 0 | 0 | 0 | 0 | 0 | 0 | 0 | 0 | 0
NC - Max. Lifetime | 0 | 0 | 0 | 0 | 0 | 0 | 0 | 0 | 0 | 0 | 0 | 0 | 0 | 0 | 0 | 0 | 0 | 0 | 0 | 0 | 0 | 0 | 0 | 0 | 0 | 0 | 0 | 0 | 0 | 0 | 0
Equipment Options - Component 2
Equipment | Year 0: Label; Year 1: Min. Lifetime; Year 2: Max. Lifetime; Year 3: On Market; Year 4: Off Market; Year 5: Available; Year 6: On Date; Year 7: Off Date
1 | Year 5: 0:00; Year 6: 0; Year 7: 0
2 | Year 5: 0:00; Year 6: 0; Year 7: 0
3 | Year 5: 0:00; Year 6: 0; Year 7: 0
4 | Year 5: 0:00; Year 6: 0; Year 7: 0
5 | Year 5: 0:00; Year 6: 0; Year 7: 0
6 | Year 5: 0:00; Year 6: 0; Year 7: 0
7 | Year 5: 0:00; Year 6: 0; Year 7: 0
8 | Year 5: 0:00; Year 6: 0; Year 7: 0
9 | Year 5: 0:00; Year 6: 0; Year 7: 0
10 | Year 5: 0:00; Year 6: 0; Year 7: 0
Purchase Shares - Component 2
Equipment | Year 0 | Year 1 | Year 2 | Year 3 | Year 4 | Year 5 | Year 6 | Year 7 | Year 8 | Year 9 | Year 10 | Year 11 | Year 12 | Year 13 | Year 14 | Year 15 | Year 16 | Year 17 | Year 18 | Year 19 | Year 20 | Year 21 | Year 22 | Year 23 | Year 24 | Year 25 | Year 26 | Year 27 | Year 28 | Year 29 | Year 30
1 | bar: Year 0 to Year 30
2 | bar: Year 0 to Year 30
3 | bar: Year 0 to Year 30
4 | bar: Year 0 to Year 30
5 | bar: Year 0 to Year 30
6 | bar: Year 0 to Year 30
7 | bar: Year 0 to Year 30
8 | bar: Year 0 to Year 30
9 | bar: Year 0 to Year 30
10 | bar: Year 0 to Year 30
Annualized Cost of Operation - Utility - Component 2
Equipment | Year 0 | Year 1 | Year 2 | Year 3 | Year 4 | Year 5 | Year 6 | Year 7 | Year 8 | Year 9 | Year 10 | Year 11 | Year 12 | Year 13 | Year 14 | Year 15 | Year 16 | Year 17 | Year 18 | Year 19 | Year 20 | Year 21 | Year 22 | Year 23 | Year 24 | Year 25 | Year 26 | Year 27 | Year 28 | Year 29 | Year 30
1 | 0 | 0 | 0 | 0 | 0 | 0 | 0 | 0 | 0 | 0 | 0 | 0 | 0 | 0 | 0 | 0 | 0 | 0 | 0 | 0 | 0 | 0 | 0 | 0 | 0 | 0 | 0 | 0 | 0 | 0 | 0
2 | 0 | 0 | 0 | 0 | 0 | 0 | 0 | 0 | 0 | 0 | 0 | 0 | 0 | 0 | 0 | 0 | 0 | 0 | 0 | 0 | 0 | 0 | 0 | 0 | 0 | 0 | 0 | 0 | 0 | 0 | 0
3 | 0 | 0 | 0 | 0 | 0 | 0 | 0 | 0 | 0 | 0 | 0 | 0 | 0 | 0 | 0 | 0 | 0 | 0 | 0 | 0 | 0 | 0 | 0 | 0 | 0 | 0 | 0 | 0 | 0 | 0 | 0
4 | 0 | 0 | 0 | 0 | 0 | 0 | 0 | 0 | 0 | 0 | 0 | 0 | 0 | 0 | 0 | 0 | 0 | 0 | 0 | 0 | 0 | 0 | 0 | 0 | 0 | 0 | 0 | 0 | 0 | 0 | 0
5 | 0 | 0 | 0 | 0 | 0 | 0 | 0 | 0 | 0 | 0 | 0 | 0 | 0 | 0 | 0 | 0 | 0 | 0 | 0 | 0 | 0 | 0 | 0 | 0 | 0 | 0 | 0 | 0 | 0 | 0 | 0
6 | 0 | 0 | 0 | 0 | 0 | 0 | 0 | 0 | 0 | 0 | 0 | 0 | 0 | 0 | 0 | 0 | 0 | 0 | 0 | 0 | 0 | 0 | 0 | 0 | 0 | 0 | 0 | 0 | 0 | 0 | 0
7 | 0 | 0 | 0 | 0 | 0 | 0 | 0 | 0 | 0 | 0 | 0 | 0 | 0 | 0 | 0 | 0 | 0 | 0 | 0 | 0 | 0 | 0 | 0 | 0 | 0 | 0 | 0 | 0 | 0 | 0 | 0
8 | 0 | 0 | 0 | 0 | 0 | 0 | 0 | 0 | 0 | 0 | 0 | 0 | 0 | 0 | 0 | 0 | 0 | 0 | 0 | 0 | 0 | 0 | 0 | 0 | 0 | 0 | 0 | 0 | 0 | 0 | 0
9 | 0 | 0 | 0 | 0 | 0 | 0 | 0 | 0 | 0 | 0 | 0 | 0 | 0 | 0 | 0 | 0 | 0 | 0 | 0 | 0 | 0 | 0 | 0 | 0 | 0 | 0 | 0 | 0 | 0 | 0 | 0
10 | 0 | 0 | 0 | 0 | 0 | 0 | 0 | 0 | 0 | 0 | 0 | 0 | 0 | 0 | 0 | 0 | 0 | 0 | 0 | 0 | 0 | 0 | 0 | 0 | 0 | 0 | 0 | 0 | 0 | 0 | 0
Annualized Sales from Operation - Utility - Component 2
Equipment | Year 0 | Year 1 | Year 2 | Year 3 | Year 4 | Year 5 | Year 6 | Year 7 | Year 8 | Year 9 | Year 10 | Year 11 | Year 12 | Year 13 | Year 14 | Year 15 | Year 16 | Year 17 | Year 18 | Year 19 | Year 20 | Year 21 | Year 22 | Year 23 | Year 24 | Year 25 | Year 26 | Year 27 | Year 28 | Year 29 | Year 30
1 | 0 | 0 | 0 | 0 | 0 | 0 | 0 | 0 | 0 | 0 | 0 | 0 | 0 | 0 | 0 | 0 | 0 | 0 | 0 | 0 | 0 | 0 | 0 | 0 | 0 | 0 | 0 | 0 | 0 | 0 | 0
2 | 0 | 0 | 0 | 0 | 0 | 0 | 0 | 0 | 0 | 0 | 0 | 0 | 0 | 0 | 0 | 0 | 0 | 0 | 0 | 0 | 0 | 0 | 0 | 0 | 0 | 0 | 0 | 0 | 0 | 0 | 0
3 | 0 | 0 | 0 | 0 | 0 | 0 | 0 | 0 | 0 | 0 | 0 | 0 | 0 | 0 | 0 | 0 | 0 | 0 | 0 | 0 | 0 | 0 | 0 | 0 | 0 | 0 | 0 | 0 | 0 | 0 | 0
4 | 0 | 0 | 0 | 0 | 0 | 0 | 0 | 0 | 0 | 0 | 0 | 0 | 0 | 0 | 0 | 0 | 0 | 0 | 0 | 0 | 0 | 0 | 0 | 0 | 0 | 0 | 0 | 0 | 0 | 0 | 0
5 | 0 | 0 | 0 | 0 | 0 | 0 | 0 | 0 | 0 | 0 | 0 | 0 | 0 | 0 | 0 | 0 | 0 | 0 | 0 | 0 | 0 | 0 | 0 | 0 | 0 | 0 | 0 | 0 | 0 | 0 | 0
6 | 0 | 0 | 0 | 0 | 0 | 0 | 0 | 0 | 0 | 0 | 0 | 0 | 0 | 0 | 0 | 0 | 0 | 0 | 0 | 0 | 0 | 0 | 0 | 0 | 0 | 0 | 0 | 0 | 0 | 0 | 0
7 | 0 | 0 | 0 | 0 | 0 | 0 | 0 | 0 | 0 | 0 | 0 | 0 | 0 | 0 | 0 | 0 | 0 | 0 | 0 | 0 | 0 | 0 | 0 | 0 | 0 | 0 | 0 | 0 | 0 | 0 | 0
8 | 0 | 0 | 0 | 0 | 0 | 0 | 0 | 0 | 0 | 0 | 0 | 0 | 0 | 0 | 0 | 0 | 0 | 0 | 0 | 0 | 0 | 0 | 0 | 0 | 0 | 0 | 0 | 0 | 0 | 0 | 0
9 | 0 | 0 | 0 | 0 | 0 | 0 | 0 | 0 | 0 | 0 | 0 | 0 | 0 | 0 | 0 | 0 | 0 | 0 | 0 | 0 | 0 | 0 | 0 | 0 | 0 | 0 | 0 | 0 | 0 | 0 | 0
10 | 0 | 0 | 0 | 0 | 0 | 0 | 0 | 0 | 0 | 0 | 0 | 0 | 0 | 0 | 0 | 0 | 0 | 0 | 0 | 0 | 0 | 0 | 0 | 0 | 0 | 0 | 0 | 0 | 0 | 0 | 0
Annualized Cost of Equipment - Utility - Component 2
Equipment | Year 0 | Year 1 | Year 2 | Year 3 | Year 4 | Year 5 | Year 6 | Year 7 | Year 8 | Year 9 | Year 10 | Year 11 | Year 12 | Year 13 | Year 14 | Year 15 | Year 16 | Year 17 | Year 18 | Year 19 | Year 20 | Year 21 | Year 22 | Year 23 | Year 24 | Year 25 | Year 26 | Year 27 | Year 28 | Year 29 | Year 30
1 | 0 | 0 | 0 | 0 | 0 | 0 | 0 | 0 | 0 | 0 | 0 | 0 | 0 | 0 | 0 | 0 | 0 | 0 | 0 | 0 | 0 | 0 | 0 | 0 | 0 | 0 | 0 | 0 | 0 | 0 | 0
2 | 0 | 0 | 0 | 0 | 0 | 0 | 0 | 0 | 0 | 0 | 0 | 0 | 0 | 0 | 0 | 0 | 0 | 0 | 0 | 0 | 0 | 0 | 0 | 0 | 0 | 0 | 0 | 0 | 0 | 0 | 0
3 | 0 | 0 | 0 | 0 | 0 | 0 | 0 | 0 | 0 | 0 | 0 | 0 | 0 | 0 | 0 | 0 | 0 | 0 | 0 | 0 | 0 | 0 | 0 | 0 | 0 | 0 | 0 | 0 | 0 | 0 | 0
4 | 0 | 0 | 0 | 0 | 0 | 0 | 0 | 0 | 0 | 0 | 0 | 0 | 0 | 0 | 0 | 0 | 0 | 0 | 0 | 0 | 0 | 0 | 0 | 0 | 0 | 0 | 0 | 0 | 0 | 0 | 0
5 | 0 | 0 | 0 | 0 | 0 | 0 | 0 | 0 | 0 | 0 | 0 | 0 | 0 | 0 | 0 | 0 | 0 | 0 | 0 | 0 | 0 | 0 | 0 | 0 | 0 | 0 | 0 | 0 | 0 | 0 | 0
6 | 0 | 0 | 0 | 0 | 0 | 0 | 0 | 0 | 0 | 0 | 0 | 0 | 0 | 0 | 0 | 0 | 0 | 0 | 0 | 0 | 0 | 0 | 0 | 0 | 0 | 0 | 0 | 0 | 0 | 0 | 0
7 | 0 | 0 | 0 | 0 | 0 | 0 | 0 | 0 | 0 | 0 | 0 | 0 | 0 | 0 | 0 | 0 | 0 | 0 | 0 | 0 | 0 | 0 | 0 | 0 | 0 | 0 | 0 | 0 | 0 | 0 | 0
8 | 0 | 0 | 0 | 0 | 0 | 0 | 0 | 0 | 0 | 0 | 0 | 0 | 0 | 0 | 0 | 0 | 0 | 0 | 0 | 0 | 0 | 0 | 0 | 0 | 0 | 0 | 0 | 0 | 0 | 0 | 0
9 | 0 | 0 | 0 | 0 | 0 | 0 | 0 | 0 | 0 | 0 | 0 | 0 | 0 | 0 | 0 | 0 | 0 | 0 | 0 | 0 | 0 | 0 | 0 | 0 | 0 | 0 | 0 | 0 | 0 | 0 | 0
10 | 0 | 0 | 0 | 0 | 0 | 0 | 0 | 0 | 0 | 0 | 0 | 0 | 0 | 0 | 0 | 0 | 0 | 0 | 0 | 0 | 0 | 0 | 0 | 0 | 0 | 0 | 0 | 0 | 0 | 0 | 0
Annualized Cost of Operation - Participant - Component 2
Equipment | Year 0 | Year 1 | Year 2 | Year 3 | Year 4 | Year 5 | Year 6 | Year 7 | Year 8 | Year 9 | Year 10 | Year 11 | Year 12 | Year 13 | Year 14 | Year 15 | Year 16 | Year 17 | Year 18 | Year 19 | Year 20 | Year 21 | Year 22 | Year 23 | Year 24 | Year 25 | Year 26 | Year 27 | Year 28 | Year 29 | Year 30
1 | 0 | 0 | 0 | 0 | 0 | 0 | 0 | 0 | 0 | 0 | 0 | 0 | 0 | 0 | 0 | 0 | 0 | 0 | 0 | 0 | 0 | 0 | 0 | 0 | 0 | 0 | 0 | 0 | 0 | 0 | 0
2 | 0 | 0 | 0 | 0 | 0 | 0 | 0 | 0 | 0 | 0 | 0 | 0 | 0 | 0 | 0 | 0 | 0 | 0 | 0 | 0 | 0 | 0 | 0 | 0 | 0 | 0 | 0 | 0 | 0 | 0 | 0
3 | 0 | 0 | 0 | 0 | 0 | 0 | 0 | 0 | 0 | 0 | 0 | 0 | 0 | 0 | 0 | 0 | 0 | 0 | 0 | 0 | 0 | 0 | 0 | 0 | 0 | 0 | 0 | 0 | 0 | 0 | 0
4 | 0 | 0 | 0 | 0 | 0 | 0 | 0 | 0 | 0 | 0 | 0 | 0 | 0 | 0 | 0 | 0 | 0 | 0 | 0 | 0 | 0 | 0 | 0 | 0 | 0 | 0 | 0 | 0 | 0 | 0 | 0
5 | 0 | 0 | 0 | 0 | 0 | 0 | 0 | 0 | 0 | 0 | 0 | 0 | 0 | 0 | 0 | 0 | 0 | 0 | 0 | 0 | 0 | 0 | 0 | 0 | 0 | 0 | 0 | 0 | 0 | 0 | 0
6 | 0 | 0 | 0 | 0 | 0 | 0 | 0 | 0 | 0 | 0 | 0 | 0 | 0 | 0 | 0 | 0 | 0 | 0 | 0 | 0 | 0 | 0 | 0 | 0 | 0 | 0 | 0 | 0 | 0 | 0 | 0
7 | 0 | 0 | 0 | 0 | 0 | 0 | 0 | 0 | 0 | 0 | 0 | 0 | 0 | 0 | 0 | 0 | 0 | 0 | 0 | 0 | 0 | 0 | 0 | 0 | 0 | 0 | 0 | 0 | 0 | 0 | 0
8 | 0 | 0 | 0 | 0 | 0 | 0 | 0 | 0 | 0 | 0 | 0 | 0 | 0 | 0 | 0 | 0 | 0 | 0 | 0 | 0 | 0 | 0 | 0 | 0 | 0 | 0 | 0 | 0 | 0 | 0 | 0
9 | 0 | 0 | 0 | 0 | 0 | 0 | 0 | 0 | 0 | 0 | 0 | 0 | 0 | 0 | 0 | 0 | 0 | 0 | 0 | 0 | 0 | 0 | 0 | 0 | 0 | 0 | 0 | 0 | 0 | 0 | 0
10 | 0 | 0 | 0 | 0 | 0 | 0 | 0 | 0 | 0 | 0 | 0 | 0 | 0 | 0 | 0 | 0 | 0 | 0 | 0 | 0 | 0 | 0 | 0 | 0 | 0 | 0 | 0 | 0 | 0 | 0 | 0
Annualized Cost of Equipment - Participant - Component 2
Equipment | Year 0 | Year 1 | Year 2 | Year 3 | Year 4 | Year 5 | Year 6 | Year 7 | Year 8 | Year 9 | Year 10 | Year 11 | Year 12 | Year 13 | Year 14 | Year 15 | Year 16 | Year 17 | Year 18 | Year 19 | Year 20 | Year 21 | Year 22 | Year 23 | Year 24 | Year 25 | Year 26 | Year 27 | Year 28 | Year 29 | Year 30
1 | 0 | 0 | 0 | 0 | 0 | 0 | 0 | 0 | 0 | 0 | 0 | 0 | 0 | 0 | 0 | 0 | 0 | 0 | 0 | 0 | 0 | 0 | 0 | 0 | 0 | 0 | 0 | 0 | 0 | 0 | 0
2 | 0 | 0 | 0 | 0 | 0 | 0 | 0 | 0 | 0 | 0 | 0 | 0 | 0 | 0 | 0 | 0 | 0 | 0 | 0 | 0 | 0 | 0 | 0 | 0 | 0 | 0 | 0 | 0 | 0 | 0 | 0
3 | 0 | 0 | 0 | 0 | 0 | 0 | 0 | 0 | 0 | 0 | 0 | 0 | 0 | 0 | 0 | 0 | 0 | 0 | 0 | 0 | 0 | 0 | 0 | 0 | 0 | 0 | 0 | 0 | 0 | 0 | 0
4 | 0 | 0 | 0 | 0 | 0 | 0 | 0 | 0 | 0 | 0 | 0 | 0 | 0 | 0 | 0 | 0 | 0 | 0 | 0 | 0 | 0 | 0 | 0 | 0 | 0 | 0 | 0 | 0 | 0 | 0 | 0
5 | 0 | 0 | 0 | 0 | 0 | 0 | 0 | 0 | 0 | 0 | 0 | 0 | 0 | 0 | 0 | 0 | 0 | 0 | 0 | 0 | 0 | 0 | 0 | 0 | 0 | 0 | 0 | 0 | 0 | 0 | 0
6 | 0 | 0 | 0 | 0 | 0 | 0 | 0 | 0 | 0 | 0 | 0 | 0 | 0 | 0 | 0 | 0 | 0 | 0 | 0 | 0 | 0 | 0 | 0 | 0 | 0 | 0 | 0 | 0 | 0 | 0 | 0
7 | 0 | 0 | 0 | 0 | 0 | 0 | 0 | 0 | 0 | 0 | 0 | 0 | 0 | 0 | 0 | 0 | 0 | 0 | 0 | 0 | 0 | 0 | 0 | 0 | 0 | 0 | 0 | 0 | 0 | 0 | 0
8 | 0 | 0 | 0 | 0 | 0 | 0 | 0 | 0 | 0 | 0 | 0 | 0 | 0 | 0 | 0 | 0 | 0 | 0 | 0 | 0 | 0 | 0 | 0 | 0 | 0 | 0 | 0 | 0 | 0 | 0 | 0
9 | 0 | 0 | 0 | 0 | 0 | 0 | 0 | 0 | 0 | 0 | 0 | 0 | 0 | 0 | 0 | 0 | 0 | 0 | 0 | 0 | 0 | 0 | 0 | 0 | 0 | 0 | 0 | 0 | 0 | 0 | 0
10 | 0 | 0 | 0 | 0 | 0 | 0 | 0 | 0 | 0 | 0 | 0 | 0 | 0 | 0 | 0 | 0 | 0 | 0 | 0 | 0 | 0 | 0 | 0 | 0 | 0 | 0 | 0 | 0 | 0 | 0 | 0
Annualized kBTUs - Component 2
Equipment | Year 0 | Year 1 | Year 2 | Year 3 | Year 4 | Year 5 | Year 6 | Year 7 | Year 8 | Year 9 | Year 10 | Year 11 | Year 12 | Year 13 | Year 14 | Year 15 | Year 16 | Year 17 | Year 18 | Year 19 | Year 20 | Year 21 | Year 22 | Year 23 | Year 24 | Year 25 | Year 26 | Year 27 | Year 28 | Year 29 | Year 30
1 | 0 | 0 | 0 | 0 | 0 | 0 | 0 | 0 | 0 | 0 | 0 | 0 | 0 | 0 | 0 | 0 | 0 | 0 | 0 | 0 | 0 | 0 | 0 | 0 | 0 | 0 | 0 | 0 | 0 | 0 | 0
2 | 0 | 0 | 0 | 0 | 0 | 0 | 0 | 0 | 0 | 0 | 0 | 0 | 0 | 0 | 0 | 0 | 0 | 0 | 0 | 0 | 0 | 0 | 0 | 0 | 0 | 0 | 0 | 0 | 0 | 0 | 0
3 | 0 | 0 | 0 | 0 | 0 | 0 | 0 | 0 | 0 | 0 | 0 | 0 | 0 | 0 | 0 | 0 | 0 | 0 | 0 | 0 | 0 | 0 | 0 | 0 | 0 | 0 | 0 | 0 | 0 | 0 | 0
4 | 0 | 0 | 0 | 0 | 0 | 0 | 0 | 0 | 0 | 0 | 0 | 0 | 0 | 0 | 0 | 0 | 0 | 0 | 0 | 0 | 0 | 0 | 0 | 0 | 0 | 0 | 0 | 0 | 0 | 0 | 0
5 | 0 | 0 | 0 | 0 | 0 | 0 | 0 | 0 | 0 | 0 | 0 | 0 | 0 | 0 | 0 | 0 | 0 | 0 | 0 | 0 | 0 | 0 | 0 | 0 | 0 | 0 | 0 | 0 | 0 | 0 | 0
6 | 0 | 0 | 0 | 0 | 0 | 0 | 0 | 0 | 0 | 0 | 0 | 0 | 0 | 0 | 0 | 0 | 0 | 0 | 0 | 0 | 0 | 0 | 0 | 0 | 0 | 0 | 0 | 0 | 0 | 0 | 0
7 | 0 | 0 | 0 | 0 | 0 | 0 | 0 | 0 | 0 | 0 | 0 | 0 | 0 | 0 | 0 | 0 | 0 | 0 | 0 | 0 | 0 | 0 | 0 | 0 | 0 | 0 | 0 | 0 | 0 | 0 | 0
8 | 0 | 0 | 0 | 0 | 0 | 0 | 0 | 0 | 0 | 0 | 0 | 0 | 0 | 0 | 0 | 0 | 0 | 0 | 0 | 0 | 0 | 0 | 0 | 0 | 0 | 0 | 0 | 0 | 0 | 0 | 0
9 | 0 | 0 | 0 | 0 | 0 | 0 | 0 | 0 | 0 | 0 | 0 | 0 | 0 | 0 | 0 | 0 | 0 | 0 | 0 | 0 | 0 | 0 | 0 | 0 | 0 | 0 | 0 | 0 | 0 | 0 | 0
10 | 0 | 0 | 0 | 0 | 0 | 0 | 0 | 0 | 0 | 0 | 0 | 0 | 0 | 0 | 0 | 0 | 0 | 0 | 0 | 0 | 0 | 0 | 0 | 0 | 0 | 0 | 0 | 0 | 0 | 0 | 0
On Market - Component 2
Equipment | Year 0 | Year 1 | Year 2 | Year 3 | Year 4 | Year 5 | Year 6 | Year 7 | Year 8 | Year 9 | Year 10 | Year 11 | Year 12 | Year 13 | Year 14 | Year 15 | Year 16 | Year 17 | Year 18 | Year 19 | Year 20 | Year 21 | Year 22 | Year 23 | Year 24 | Year 25 | Year 26 | Year 27 | Year 28 | Year 29 | Year 30
1 | 0 | 0 | 0 | 0 | 0 | 0 | 0 | 0 | 0 | 0 | 0 | 0 | 0 | 0 | 0 | 0 | 0 | 0 | 0 | 0 | 0 | 0 | 0 | 0 | 0 | 0 | 0 | 0 | 0 | 0 | 0
2 | 0 | 0 | 0 | 0 | 0 | 0 | 0 | 0 | 0 | 0 | 0 | 0 | 0 | 0 | 0 | 0 | 0 | 0 | 0 | 0 | 0 | 0 | 0 | 0 | 0 | 0 | 0 | 0 | 0 | 0 | 0
3 | 0 | 0 | 0 | 0 | 0 | 0 | 0 | 0 | 0 | 0 | 0 | 0 | 0 | 0 | 0 | 0 | 0 | 0 | 0 | 0 | 0 | 0 | 0 | 0 | 0 | 0 | 0 | 0 | 0 | 0 | 0
4 | 0 | 0 | 0 | 0 | 0 | 0 | 0 | 0 | 0 | 0 | 0 | 0 | 0 | 0 | 0 | 0 | 0 | 0 | 0 | 0 | 0 | 0 | 0 | 0 | 0 | 0 | 0 | 0 | 0 | 0 | 0
5 | 0 | 0 | 0 | 0 | 0 | 0 | 0 | 0 | 0 | 0 | 0 | 0 | 0 | 0 | 0 | 0 | 0 | 0 | 0 | 0 | 0 | 0 | 0 | 0 | 0 | 0 | 0 | 0 | 0 | 0 | 0
6 | 0 | 0 | 0 | 0 | 0 | 0 | 0 | 0 | 0 | 0 | 0 | 0 | 0 | 0 | 0 | 0 | 0 | 0 | 0 | 0 | 0 | 0 | 0 | 0 | 0 | 0 | 0 | 0 | 0 | 0 | 0
7 | 0 | 0 | 0 | 0 | 0 | 0 | 0 | 0 | 0 | 0 | 0 | 0 | 0 | 0 | 0 | 0 | 0 | 0 | 0 | 0 | 0 | 0 | 0 | 0 | 0 | 0 | 0 | 0 | 0 | 0 | 0
8 | 0 | 0 | 0 | 0 | 0 | 0 | 0 | 0 | 0 | 0 | 0 | 0 | 0 | 0 | 0 | 0 | 0 | 0 | 0 | 0 | 0 | 0 | 0 | 0 | 0 | 0 | 0 | 0 | 0 | 0 | 0
9 | 0 | 0 | 0 | 0 | 0 | 0 | 0 | 0 | 0 | 0 | 0 | 0 | 0 | 0 | 0 | 0 | 0 | 0 | 0 | 0 | 0 | 0 | 0 | 0 | 0 | 0 | 0 | 0 | 0 | 0 | 0
10 | 0 | 0 | 0 | 0 | 0 | 0 | 0 | 0 | 0 | 0 | 0 | 0 | 0 | 0 | 0 | 0 | 0 | 0 | 0 | 0 | 0 | 0 | 0 | 0 | 0 | 0 | 0 | 0 | 0 | 0 | 0
Technical kBTUs - Component 2
Value | Year 0 | Year 1 | Year 2 | Year 3 | Year 4 | Year 5 | Year 6 | Year 7 | Year 8 | Year 9 | Year 10 | Year 11 | Year 12 | Year 13 | Year 14 | Year 15 | Year 16 | Year 17 | Year 18 | Year 19 | Year 20 | Year 21 | Year 22 | Year 23 | Year 24 | Year 25 | Year 26 | Year 27 | Year 28 | Year 29 | Year 30
Annualized kBTUs | 0 | 0 | 0 | 0 | 0 | 0 | 0 | 0 | 0 | 0 | 0 | 0 | 0 | 0 | 0 | 0 | 0 | 0 | 0 | 0 | 0 | 0 | 0 | 0 | 0 | 0 | 0 | 0 | 0 | 0 | 0
Lifetimes - Component 2
Scenario | Year 0 | Year 1 | Year 2 | Year 3 | Year 4 | Year 5 | Year 6 | Year 7 | Year 8 | Year 9 | Year 10 | Year 11 | Year 12 | Year 13 | Year 14 | Year 15 | Year 16 | Year 17 | Year 18 | Year 19 | Year 20 | Year 21 | Year 22 | Year 23 | Year 24 | Year 25 | Year 26 | Year 27 | Year 28 | Year 29 | Year 30
NC - Min. Lifetime | 0 | 0 | 0 | 0 | 0 | 0 | 0 | 0 | 0 | 0 | 0 | 0 | 0 | 0 | 0 | 0 | 0 | 0 | 0 | 0 | 0 | 0 | 0 | 0 | 0 | 0 | 0 | 0 | 0 | 0 | 0
NC - Max. Lifetime | 0 | 0 | 0 | 0 | 0 | 0 | 0 | 0 | 0 | 0 | 0 | 0 | 0 | 0 | 0 | 0 | 0 | 0 | 0 | 0 | 0 | 0 | 0 | 0 | 0 | 0 | 0 | 0 | 0 | 0 | 0
Equipment Options - Component 3
Equipment | Year 0: Label; Year 1: Min. Lifetime; Year 2: Max. Lifetime; Year 3: On Market; Year 4: Off Market; Year 5: Available; Year 6: On Date; Year 7: Off Date
1 | Year 5: 0:00; Year 6: 0; Year 7: 0
2 | Year 5: 0:00; Year 6: 0; Year 7: 0
3 | Year 5: 0:00; Year 6: 0; Year 7: 0
4 | Year 5: 0:00; Year 6: 0; Year 7: 0
5 | Year 5: 0:00; Year 6: 0; Year 7: 0
6 | Year 5: 0:00; Year 6: 0; Year 7: 0
7 | Year 5: 0:00; Year 6: 0; Year 7: 0
8 | Year 5: 0:00; Year 6: 0; Year 7: 0
9 | Year 5: 0:00; Year 6: 0; Year 7: 0
10 | Year 5: 0:00; Year 6: 0; Year 7: 0
Purchase Shares - Component 3
Equipment | Year 0 | Year 1 | Year 2 | Year 3 | Year 4 | Year 5 | Year 6 | Year 7 | Year 8 | Year 9 | Year 10 | Year 11 | Year 12 | Year 13 | Year 14 | Year 15 | Year 16 | Year 17 | Year 18 | Year 19 | Year 20 | Year 21 | Year 22 | Year 23 | Year 24 | Year 25 | Year 26 | Year 27 | Year 28 | Year 29 | Year 30
1 | bar: Year 0 to Year 30
2 | bar: Year 0 to Year 30
3 | bar: Year 0 to Year 30
4 | bar: Year 0 to Year 30
5 | bar: Year 0 to Year 30
6 | bar: Year 0 to Year 30
7 | bar: Year 0 to Year 30
8 | bar: Year 0 to Year 30
9 | bar: Year 0 to Year 30
10 | bar: Year 0 to Year 30
Annualized Cost of Operation - Utility - Component 3
Equipment | Year 0 | Year 1 | Year 2 | Year 3 | Year 4 | Year 5 | Year 6 | Year 7 | Year 8 | Year 9 | Year 10 | Year 11 | Year 12 | Year 13 | Year 14 | Year 15 | Year 16 | Year 17 | Year 18 | Year 19 | Year 20 | Year 21 | Year 22 | Year 23 | Year 24 | Year 25 | Year 26 | Year 27 | Year 28 | Year 29 | Year 30
1 | 0 | 0 | 0 | 0 | 0 | 0 | 0 | 0 | 0 | 0 | 0 | 0 | 0 | 0 | 0 | 0 | 0 | 0 | 0 | 0 | 0 | 0 | 0 | 0 | 0 | 0 | 0 | 0 | 0 | 0 | 0
2 | 0 | 0 | 0 | 0 | 0 | 0 | 0 | 0 | 0 | 0 | 0 | 0 | 0 | 0 | 0 | 0 | 0 | 0 | 0 | 0 | 0 | 0 | 0 | 0 | 0 | 0 | 0 | 0 | 0 | 0 | 0
3 | 0 | 0 | 0 | 0 | 0 | 0 | 0 | 0 | 0 | 0 | 0 | 0 | 0 | 0 | 0 | 0 | 0 | 0 | 0 | 0 | 0 | 0 | 0 | 0 | 0 | 0 | 0 | 0 | 0 | 0 | 0
4 | 0 | 0 | 0 | 0 | 0 | 0 | 0 | 0 | 0 | 0 | 0 | 0 | 0 | 0 | 0 | 0 | 0 | 0 | 0 | 0 | 0 | 0 | 0 | 0 | 0 | 0 | 0 | 0 | 0 | 0 | 0
5 | 0 | 0 | 0 | 0 | 0 | 0 | 0 | 0 | 0 | 0 | 0 | 0 | 0 | 0 | 0 | 0 | 0 | 0 | 0 | 0 | 0 | 0 | 0 | 0 | 0 | 0 | 0 | 0 | 0 | 0 | 0
6 | 0 | 0 | 0 | 0 | 0 | 0 | 0 | 0 | 0 | 0 | 0 | 0 | 0 | 0 | 0 | 0 | 0 | 0 | 0 | 0 | 0 | 0 | 0 | 0 | 0 | 0 | 0 | 0 | 0 | 0 | 0
7 | 0 | 0 | 0 | 0 | 0 | 0 | 0 | 0 | 0 | 0 | 0 | 0 | 0 | 0 | 0 | 0 | 0 | 0 | 0 | 0 | 0 | 0 | 0 | 0 | 0 | 0 | 0 | 0 | 0 | 0 | 0
8 | 0 | 0 | 0 | 0 | 0 | 0 | 0 | 0 | 0 | 0 | 0 | 0 | 0 | 0 | 0 | 0 | 0 | 0 | 0 | 0 | 0 | 0 | 0 | 0 | 0 | 0 | 0 | 0 | 0 | 0 | 0
9 | 0 | 0 | 0 | 0 | 0 | 0 | 0 | 0 | 0 | 0 | 0 | 0 | 0 | 0 | 0 | 0 | 0 | 0 | 0 | 0 | 0 | 0 | 0 | 0 | 0 | 0 | 0 | 0 | 0 | 0 | 0
10 | 0 | 0 | 0 | 0 | 0 | 0 | 0 | 0 | 0 | 0 | 0 | 0 | 0 | 0 | 0 | 0 | 0 | 0 | 0 | 0 | 0 | 0 | 0 | 0 | 0 | 0 | 0 | 0 | 0 | 0 | 0
Annualized Sales from Operation - Utility - Component 3
Equipment | Year 0 | Year 1 | Year 2 | Year 3 | Year 4 | Year 5 | Year 6 | Year 7 | Year 8 | Year 9 | Year 10 | Year 11 | Year 12 | Year 13 | Year 14 | Year 15 | Year 16 | Year 17 | Year 18 | Year 19 | Year 20 | Year 21 | Year 22 | Year 23 | Year 24 | Year 25 | Year 26 | Year 27 | Year 28 | Year 29 | Year 30
1 | 0 | 0 | 0 | 0 | 0 | 0 | 0 | 0 | 0 | 0 | 0 | 0 | 0 | 0 | 0 | 0 | 0 | 0 | 0 | 0 | 0 | 0 | 0 | 0 | 0 | 0 | 0 | 0 | 0 | 0 | 0
2 | 0 | 0 | 0 | 0 | 0 | 0 | 0 | 0 | 0 | 0 | 0 | 0 | 0 | 0 | 0 | 0 | 0 | 0 | 0 | 0 | 0 | 0 | 0 | 0 | 0 | 0 | 0 | 0 | 0 | 0 | 0
3 | 0 | 0 | 0 | 0 | 0 | 0 | 0 | 0 | 0 | 0 | 0 | 0 | 0 | 0 | 0 | 0 | 0 | 0 | 0 | 0 | 0 | 0 | 0 | 0 | 0 | 0 | 0 | 0 | 0 | 0 | 0
4 | 0 | 0 | 0 | 0 | 0 | 0 | 0 | 0 | 0 | 0 | 0 | 0 | 0 | 0 | 0 | 0 | 0 | 0 | 0 | 0 | 0 | 0 | 0 | 0 | 0 | 0 | 0 | 0 | 0 | 0 | 0
5 | 0 | 0 | 0 | 0 | 0 | 0 | 0 | 0 | 0 | 0 | 0 | 0 | 0 | 0 | 0 | 0 | 0 | 0 | 0 | 0 | 0 | 0 | 0 | 0 | 0 | 0 | 0 | 0 | 0 | 0 | 0
6 | 0 | 0 | 0 | 0 | 0 | 0 | 0 | 0 | 0 | 0 | 0 | 0 | 0 | 0 | 0 | 0 | 0 | 0 | 0 | 0 | 0 | 0 | 0 | 0 | 0 | 0 | 0 | 0 | 0 | 0 | 0
7 | 0 | 0 | 0 | 0 | 0 | 0 | 0 | 0 | 0 | 0 | 0 | 0 | 0 | 0 | 0 | 0 | 0 | 0 | 0 | 0 | 0 | 0 | 0 | 0 | 0 | 0 | 0 | 0 | 0 | 0 | 0
8 | 0 | 0 | 0 | 0 | 0 | 0 | 0 | 0 | 0 | 0 | 0 | 0 | 0 | 0 | 0 | 0 | 0 | 0 | 0 | 0 | 0 | 0 | 0 | 0 | 0 | 0 | 0 | 0 | 0 | 0 | 0
9 | 0 | 0 | 0 | 0 | 0 | 0 | 0 | 0 | 0 | 0 | 0 | 0 | 0 | 0 | 0 | 0 | 0 | 0 | 0 | 0 | 0 | 0 | 0 | 0 | 0 | 0 | 0 | 0 | 0 | 0 | 0
10 | 0 | 0 | 0 | 0 | 0 | 0 | 0 | 0 | 0 | 0 | 0 | 0 | 0 | 0 | 0 | 0 | 0 | 0 | 0 | 0 | 0 | 0 | 0 | 0 | 0 | 0 | 0 | 0 | 0 | 0 | 0
Annualized Cost of Equipment - Utility - Component 3
Equipment | Year 0 | Year 1 | Year 2 | Year 3 | Year 4 | Year 5 | Year 6 | Year 7 | Year 8 | Year 9 | Year 10 | Year 11 | Year 12 | Year 13 | Year 14 | Year 15 | Year 16 | Year 17 | Year 18 | Year 19 | Year 20 | Year 21 | Year 22 | Year 23 | Year 24 | Year 25 | Year 26 | Year 27 | Year 28 | Year 29 | Year 30
1 | 0 | 0 | 0 | 0 | 0 | 0 | 0 | 0 | 0 | 0 | 0 | 0 | 0 | 0 | 0 | 0 | 0 | 0 | 0 | 0 | 0 | 0 | 0 | 0 | 0 | 0 | 0 | 0 | 0 | 0 | 0
2 | 0 | 0 | 0 | 0 | 0 | 0 | 0 | 0 | 0 | 0 | 0 | 0 | 0 | 0 | 0 | 0 | 0 | 0 | 0 | 0 | 0 | 0 | 0 | 0 | 0 | 0 | 0 | 0 | 0 | 0 | 0
3 | 0 | 0 | 0 | 0 | 0 | 0 | 0 | 0 | 0 | 0 | 0 | 0 | 0 | 0 | 0 | 0 | 0 | 0 | 0 | 0 | 0 | 0 | 0 | 0 | 0 | 0 | 0 | 0 | 0 | 0 | 0
4 | 0 | 0 | 0 | 0 | 0 | 0 | 0 | 0 | 0 | 0 | 0 | 0 | 0 | 0 | 0 | 0 | 0 | 0 | 0 | 0 | 0 | 0 | 0 | 0 | 0 | 0 | 0 | 0 | 0 | 0 | 0
5 | 0 | 0 | 0 | 0 | 0 | 0 | 0 | 0 | 0 | 0 | 0 | 0 | 0 | 0 | 0 | 0 | 0 | 0 | 0 | 0 | 0 | 0 | 0 | 0 | 0 | 0 | 0 | 0 | 0 | 0 | 0
6 | 0 | 0 | 0 | 0 | 0 | 0 | 0 | 0 | 0 | 0 | 0 | 0 | 0 | 0 | 0 | 0 | 0 | 0 | 0 | 0 | 0 | 0 | 0 | 0 | 0 | 0 | 0 | 0 | 0 | 0 | 0
7 | 0 | 0 | 0 | 0 | 0 | 0 | 0 | 0 | 0 | 0 | 0 | 0 | 0 | 0 | 0 | 0 | 0 | 0 | 0 | 0 | 0 | 0 | 0 | 0 | 0 | 0 | 0 | 0 | 0 | 0 | 0
8 | 0 | 0 | 0 | 0 | 0 | 0 | 0 | 0 | 0 | 0 | 0 | 0 | 0 | 0 | 0 | 0 | 0 | 0 | 0 | 0 | 0 | 0 | 0 | 0 | 0 | 0 | 0 | 0 | 0 | 0 | 0
9 | 0 | 0 | 0 | 0 | 0 | 0 | 0 | 0 | 0 | 0 | 0 | 0 | 0 | 0 | 0 | 0 | 0 | 0 | 0 | 0 | 0 | 0 | 0 | 0 | 0 | 0 | 0 | 0 | 0 | 0 | 0
10 | 0 | 0 | 0 | 0 | 0 | 0 | 0 | 0 | 0 | 0 | 0 | 0 | 0 | 0 | 0 | 0 | 0 | 0 | 0 | 0 | 0 | 0 | 0 | 0 | 0 | 0 | 0 | 0 | 0 | 0 | 0
Annualized Cost of Operation - Participant - Component 3
Equipment | Year 0 | Year 1 | Year 2 | Year 3 | Year 4 | Year 5 | Year 6 | Year 7 | Year 8 | Year 9 | Year 10 | Year 11 | Year 12 | Year 13 | Year 14 | Year 15 | Year 16 | Year 17 | Year 18 | Year 19 | Year 20 | Year 21 | Year 22 | Year 23 | Year 24 | Year 25 | Year 26 | Year 27 | Year 28 | Year 29 | Year 30
1 | 0 | 0 | 0 | 0 | 0 | 0 | 0 | 0 | 0 | 0 | 0 | 0 | 0 | 0 | 0 | 0 | 0 | 0 | 0 | 0 | 0 | 0 | 0 | 0 | 0 | 0 | 0 | 0 | 0 | 0 | 0
2 | 0 | 0 | 0 | 0 | 0 | 0 | 0 | 0 | 0 | 0 | 0 | 0 | 0 | 0 | 0 | 0 | 0 | 0 | 0 | 0 | 0 | 0 | 0 | 0 | 0 | 0 | 0 | 0 | 0 | 0 | 0
3 | 0 | 0 | 0 | 0 | 0 | 0 | 0 | 0 | 0 | 0 | 0 | 0 | 0 | 0 | 0 | 0 | 0 | 0 | 0 | 0 | 0 | 0 | 0 | 0 | 0 | 0 | 0 | 0 | 0 | 0 | 0
4 | 0 | 0 | 0 | 0 | 0 | 0 | 0 | 0 | 0 | 0 | 0 | 0 | 0 | 0 | 0 | 0 | 0 | 0 | 0 | 0 | 0 | 0 | 0 | 0 | 0 | 0 | 0 | 0 | 0 | 0 | 0
5 | 0 | 0 | 0 | 0 | 0 | 0 | 0 | 0 | 0 | 0 | 0 | 0 | 0 | 0 | 0 | 0 | 0 | 0 | 0 | 0 | 0 | 0 | 0 | 0 | 0 | 0 | 0 | 0 | 0 | 0 | 0
6 | 0 | 0 | 0 | 0 | 0 | 0 | 0 | 0 | 0 | 0 | 0 | 0 | 0 | 0 | 0 | 0 | 0 | 0 | 0 | 0 | 0 | 0 | 0 | 0 | 0 | 0 | 0 | 0 | 0 | 0 | 0
7 | 0 | 0 | 0 | 0 | 0 | 0 | 0 | 0 | 0 | 0 | 0 | 0 | 0 | 0 | 0 | 0 | 0 | 0 | 0 | 0 | 0 | 0 | 0 | 0 | 0 | 0 | 0 | 0 | 0 | 0 | 0
8 | 0 | 0 | 0 | 0 | 0 | 0 | 0 | 0 | 0 | 0 | 0 | 0 | 0 | 0 | 0 | 0 | 0 | 0 | 0 | 0 | 0 | 0 | 0 | 0 | 0 | 0 | 0 | 0 | 0 | 0 | 0
9 | 0 | 0 | 0 | 0 | 0 | 0 | 0 | 0 | 0 | 0 | 0 | 0 | 0 | 0 | 0 | 0 | 0 | 0 | 0 | 0 | 0 | 0 | 0 | 0 | 0 | 0 | 0 | 0 | 0 | 0 | 0
10 | 0 | 0 | 0 | 0 | 0 | 0 | 0 | 0 | 0 | 0 | 0 | 0 | 0 | 0 | 0 | 0 | 0 | 0 | 0 | 0 | 0 | 0 | 0 | 0 | 0 | 0 | 0 | 0 | 0 | 0 | 0
Annualized Cost of Equipment - Participant - Component 3
Equipment | Year 0 | Year 1 | Year 2 | Year 3 | Year 4 | Year 5 | Year 6 | Year 7 | Year 8 | Year 9 | Year 10 | Year 11 | Year 12 | Year 13 | Year 14 | Year 15 | Year 16 | Year 17 | Year 18 | Year 19 | Year 20 | Year 21 | Year 22 | Year 23 | Year 24 | Year 25 | Year 26 | Year 27 | Year 28 | Year 29 | Year 30
1 | 0 | 0 | 0 | 0 | 0 | 0 | 0 | 0 | 0 | 0 | 0 | 0 | 0 | 0 | 0 | 0 | 0 | 0 | 0 | 0 | 0 | 0 | 0 | 0 | 0 | 0 | 0 | 0 | 0 | 0 | 0
2 | 0 | 0 | 0 | 0 | 0 | 0 | 0 | 0 | 0 | 0 | 0 | 0 | 0 | 0 | 0 | 0 | 0 | 0 | 0 | 0 | 0 | 0 | 0 | 0 | 0 | 0 | 0 | 0 | 0 | 0 | 0
3 | 0 | 0 | 0 | 0 | 0 | 0 | 0 | 0 | 0 | 0 | 0 | 0 | 0 | 0 | 0 | 0 | 0 | 0 | 0 | 0 | 0 | 0 | 0 | 0 | 0 | 0 | 0 | 0 | 0 | 0 | 0
4 | 0 | 0 | 0 | 0 | 0 | 0 | 0 | 0 | 0 | 0 | 0 | 0 | 0 | 0 | 0 | 0 | 0 | 0 | 0 | 0 | 0 | 0 | 0 | 0 | 0 | 0 | 0 | 0 | 0 | 0 | 0
5 | 0 | 0 | 0 | 0 | 0 | 0 | 0 | 0 | 0 | 0 | 0 | 0 | 0 | 0 | 0 | 0 | 0 | 0 | 0 | 0 | 0 | 0 | 0 | 0 | 0 | 0 | 0 | 0 | 0 | 0 | 0
6 | 0 | 0 | 0 | 0 | 0 | 0 | 0 | 0 | 0 | 0 | 0 | 0 | 0 | 0 | 0 | 0 | 0 | 0 | 0 | 0 | 0 | 0 | 0 | 0 | 0 | 0 | 0 | 0 | 0 | 0 | 0
7 | 0 | 0 | 0 | 0 | 0 | 0 | 0 | 0 | 0 | 0 | 0 | 0 | 0 | 0 | 0 | 0 | 0 | 0 | 0 | 0 | 0 | 0 | 0 | 0 | 0 | 0 | 0 | 0 | 0 | 0 | 0
8 | 0 | 0 | 0 | 0 | 0 | 0 | 0 | 0 | 0 | 0 | 0 | 0 | 0 | 0 | 0 | 0 | 0 | 0 | 0 | 0 | 0 | 0 | 0 | 0 | 0 | 0 | 0 | 0 | 0 | 0 | 0
9 | 0 | 0 | 0 | 0 | 0 | 0 | 0 | 0 | 0 | 0 | 0 | 0 | 0 | 0 | 0 | 0 | 0 | 0 | 0 | 0 | 0 | 0 | 0 | 0 | 0 | 0 | 0 | 0 | 0 | 0 | 0
10 | 0 | 0 | 0 | 0 | 0 | 0 | 0 | 0 | 0 | 0 | 0 | 0 | 0 | 0 | 0 | 0 | 0 | 0 | 0 | 0 | 0 | 0 | 0 | 0 | 0 | 0 | 0 | 0 | 0 | 0 | 0
Annualized kBTUs - Component 3
Equipment | Year 0 | Year 1 | Year 2 | Year 3 | Year 4 | Year 5 | Year 6 | Year 7 | Year 8 | Year 9 | Year 10 | Year 11 | Year 12 | Year 13 | Year 14 | Year 15 | Year 16 | Year 17 | Year 18 | Year 19 | Year 20 | Year 21 | Year 22 | Year 23 | Year 24 | Year 25 | Year 26 | Year 27 | Year 28 | Year 29 | Year 30
1 | 0 | 0 | 0 | 0 | 0 | 0 | 0 | 0 | 0 | 0 | 0 | 0 | 0 | 0 | 0 | 0 | 0 | 0 | 0 | 0 | 0 | 0 | 0 | 0 | 0 | 0 | 0 | 0 | 0 | 0 | 0
2 | 0 | 0 | 0 | 0 | 0 | 0 | 0 | 0 | 0 | 0 | 0 | 0 | 0 | 0 | 0 | 0 | 0 | 0 | 0 | 0 | 0 | 0 | 0 | 0 | 0 | 0 | 0 | 0 | 0 | 0 | 0
3 | 0 | 0 | 0 | 0 | 0 | 0 | 0 | 0 | 0 | 0 | 0 | 0 | 0 | 0 | 0 | 0 | 0 | 0 | 0 | 0 | 0 | 0 | 0 | 0 | 0 | 0 | 0 | 0 | 0 | 0 | 0
4 | 0 | 0 | 0 | 0 | 0 | 0 | 0 | 0 | 0 | 0 | 0 | 0 | 0 | 0 | 0 | 0 | 0 | 0 | 0 | 0 | 0 | 0 | 0 | 0 | 0 | 0 | 0 | 0 | 0 | 0 | 0
5 | 0 | 0 | 0 | 0 | 0 | 0 | 0 | 0 | 0 | 0 | 0 | 0 | 0 | 0 | 0 | 0 | 0 | 0 | 0 | 0 | 0 | 0 | 0 | 0 | 0 | 0 | 0 | 0 | 0 | 0 | 0
6 | 0 | 0 | 0 | 0 | 0 | 0 | 0 | 0 | 0 | 0 | 0 | 0 | 0 | 0 | 0 | 0 | 0 | 0 | 0 | 0 | 0 | 0 | 0 | 0 | 0 | 0 | 0 | 0 | 0 | 0 | 0
7 | 0 | 0 | 0 | 0 | 0 | 0 | 0 | 0 | 0 | 0 | 0 | 0 | 0 | 0 | 0 | 0 | 0 | 0 | 0 | 0 | 0 | 0 | 0 | 0 | 0 | 0 | 0 | 0 | 0 | 0 | 0
8 | 0 | 0 | 0 | 0 | 0 | 0 | 0 | 0 | 0 | 0 | 0 | 0 | 0 | 0 | 0 | 0 | 0 | 0 | 0 | 0 | 0 | 0 | 0 | 0 | 0 | 0 | 0 | 0 | 0 | 0 | 0
9 | 0 | 0 | 0 | 0 | 0 | 0 | 0 | 0 | 0 | 0 | 0 | 0 | 0 | 0 | 0 | 0 | 0 | 0 | 0 | 0 | 0 | 0 | 0 | 0 | 0 | 0 | 0 | 0 | 0 | 0 | 0
10 | 0 | 0 | 0 | 0 | 0 | 0 | 0 | 0 | 0 | 0 | 0 | 0 | 0 | 0 | 0 | 0 | 0 | 0 | 0 | 0 | 0 | 0 | 0 | 0 | 0 | 0 | 0 | 0 | 0 | 0 | 0
On Market - Component 3
Equipment | Year 0 | Year 1 | Year 2 | Year 3 | Year 4 | Year 5 | Year 6 | Year 7 | Year 8 | Year 9 | Year 10 | Year 11 | Year 12 | Year 13 | Year 14 | Year 15 | Year 16 | Year 17 | Year 18 | Year 19 | Year 20 | Year 21 | Year 22 | Year 23 | Year 24 | Year 25 | Year 26 | Year 27 | Year 28 | Year 29 | Year 30
1 | 0 | 0 | 0 | 0 | 0 | 0 | 0 | 0 | 0 | 0 | 0 | 0 | 0 | 0 | 0 | 0 | 0 | 0 | 0 | 0 | 0 | 0 | 0 | 0 | 0 | 0 | 0 | 0 | 0 | 0 | 0
2 | 0 | 0 | 0 | 0 | 0 | 0 | 0 | 0 | 0 | 0 | 0 | 0 | 0 | 0 | 0 | 0 | 0 | 0 | 0 | 0 | 0 | 0 | 0 | 0 | 0 | 0 | 0 | 0 | 0 | 0 | 0
3 | 0 | 0 | 0 | 0 | 0 | 0 | 0 | 0 | 0 | 0 | 0 | 0 | 0 | 0 | 0 | 0 | 0 | 0 | 0 | 0 | 0 | 0 | 0 | 0 | 0 | 0 | 0 | 0 | 0 | 0 | 0
4 | 0 | 0 | 0 | 0 | 0 | 0 | 0 | 0 | 0 | 0 | 0 | 0 | 0 | 0 | 0 | 0 | 0 | 0 | 0 | 0 | 0 | 0 | 0 | 0 | 0 | 0 | 0 | 0 | 0 | 0 | 0
5 | 0 | 0 | 0 | 0 | 0 | 0 | 0 | 0 | 0 | 0 | 0 | 0 | 0 | 0 | 0 | 0 | 0 | 0 | 0 | 0 | 0 | 0 | 0 | 0 | 0 | 0 | 0 | 0 | 0 | 0 | 0
6 | 0 | 0 | 0 | 0 | 0 | 0 | 0 | 0 | 0 | 0 | 0 | 0 | 0 | 0 | 0 | 0 | 0 | 0 | 0 | 0 | 0 | 0 | 0 | 0 | 0 | 0 | 0 | 0 | 0 | 0 | 0
7 | 0 | 0 | 0 | 0 | 0 | 0 | 0 | 0 | 0 | 0 | 0 | 0 | 0 | 0 | 0 | 0 | 0 | 0 | 0 | 0 | 0 | 0 | 0 | 0 | 0 | 0 | 0 | 0 | 0 | 0 | 0
8 | 0 | 0 | 0 | 0 | 0 | 0 | 0 | 0 | 0 | 0 | 0 | 0 | 0 | 0 | 0 | 0 | 0 | 0 | 0 | 0 | 0 | 0 | 0 | 0 | 0 | 0 | 0 | 0 | 0 | 0 | 0
9 | 0 | 0 | 0 | 0 | 0 | 0 | 0 | 0 | 0 | 0 | 0 | 0 | 0 | 0 | 0 | 0 | 0 | 0 | 0 | 0 | 0 | 0 | 0 | 0 | 0 | 0 | 0 | 0 | 0 | 0 | 0
10 | 0 | 0 | 0 | 0 | 0 | 0 | 0 | 0 | 0 | 0 | 0 | 0 | 0 | 0 | 0 | 0 | 0 | 0 | 0 | 0 | 0 | 0 | 0 | 0 | 0 | 0 | 0 | 0 | 0 | 0 | 0
Technical kBTUs - Component 3
Value | Year 0 | Year 1 | Year 2 | Year 3 | Year 4 | Year 5 | Year 6 | Year 7 | Year 8 | Year 9 | Year 10 | Year 11 | Year 12 | Year 13 | Year 14 | Year 15 | Year 16 | Year 17 | Year 18 | Year 19 | Year 20 | Year 21 | Year 22 | Year 23 | Year 24 | Year 25 | Year 26 | Year 27 | Year 28 | Year 29 | Year 30
Annualized kBTUs | 0 | 0 | 0 | 0 | 0 | 0 | 0 | 0 | 0 | 0 | 0 | 0 | 0 | 0 | 0 | 0 | 0 | 0 | 0 | 0 | 0 | 0 | 0 | 0 | 0 | 0 | 0 | 0 | 0 | 0 | 0
Lifetimes - Component 3
Scenario | Year 0 | Year 1 | Year 2 | Year 3 | Year 4 | Year 5 | Year 6 | Year 7 | Year 8 | Year 9 | Year 10 | Year 11 | Year 12 | Year 13 | Year 14 | Year 15 | Year 16 | Year 17 | Year 18 | Year 19 | Year 20 | Year 21 | Year 22 | Year 23 | Year 24 | Year 25 | Year 26 | Year 27 | Year 28 | Year 29 | Year 30
NC - Min. Lifetime | 0 | 0 | 0 | 0 | 0 | 0 | 0 | 0 | 0 | 0 | 0 | 0 | 0 | 0 | 0 | 0 | 0 | 0 | 0 | 0 | 0 | 0 | 0 | 0 | 0 | 0 | 0 | 0 | 0 | 0 | 0
NC - Max. Lifetime | 0 | 0 | 0 | 0 | 0 | 0 | 0 | 0 | 0 | 0 | 0 | 0 | 0 | 0 | 0 | 0 | 0 | 0 | 0 | 0 | 0 | 0 | 0 | 0 | 0 | 0 | 0 | 0 | 0 | 0 | 0
Equipment Options - Component 4
Equipment | Year 0: Label; Year 1: Min. Lifetime; Year 2: Max. Lifetime; Year 3: On Market; Year 4: Off Market; Year 5: Available; Year 6: On Date; Year 7: Off Date
1 | Year 5: 0:00; Year 6: 0; Year 7: 0
2 | Year 5: 0:00; Year 6: 0; Year 7: 0
3 | Year 5: 0:00; Year 6: 0; Year 7: 0
4 | Year 5: 0:00; Year 6: 0; Year 7: 0
5 | Year 5: 0:00; Year 6: 0; Year 7: 0
6 | Year 5: 0:00; Year 6: 0; Year 7: 0
7 | Year 5: 0:00; Year 6: 0; Year 7: 0
8 | Year 5: 0:00; Year 6: 0; Year 7: 0
9 | Year 5: 0:00; Year 6: 0; Year 7: 0
10 | Year 5: 0:00; Year 6: 0; Year 7: 0
Purchase Shares - Component 4
Equipment | Year 0 | Year 1 | Year 2 | Year 3 | Year 4 | Year 5 | Year 6 | Year 7 | Year 8 | Year 9 | Year 10 | Year 11 | Year 12 | Year 13 | Year 14 | Year 15 | Year 16 | Year 17 | Year 18 | Year 19 | Year 20 | Year 21 | Year 22 | Year 23 | Year 24 | Year 25 | Year 26 | Year 27 | Year 28 | Year 29 | Year 30
1 | bar: Year 0 to Year 30
2 | bar: Year 0 to Year 30
3 | bar: Year 0 to Year 30
4 | bar: Year 0 to Year 30
5 | bar: Year 0 to Year 30
6 | bar: Year 0 to Year 30
7 | bar: Year 0 to Year 30
8 | bar: Year 0 to Year 30
9 | bar: Year 0 to Year 30
10 | bar: Year 0 to Year 30
Annualized Cost of Operation - Utility - Component 4
Equipment | Year 0 | Year 1 | Year 2 | Year 3 | Year 4 | Year 5 | Year 6 | Year 7 | Year 8 | Year 9 | Year 10 | Year 11 | Year 12 | Year 13 | Year 14 | Year 15 | Year 16 | Year 17 | Year 18 | Year 19 | Year 20 | Year 21 | Year 22 | Year 23 | Year 24 | Year 25 | Year 26 | Year 27 | Year 28 | Year 29 | Year 30
1 | 0 | 0 | 0 | 0 | 0 | 0 | 0 | 0 | 0 | 0 | 0 | 0 | 0 | 0 | 0 | 0 | 0 | 0 | 0 | 0 | 0 | 0 | 0 | 0 | 0 | 0 | 0 | 0 | 0 | 0 | 0
2 | 0 | 0 | 0 | 0 | 0 | 0 | 0 | 0 | 0 | 0 | 0 | 0 | 0 | 0 | 0 | 0 | 0 | 0 | 0 | 0 | 0 | 0 | 0 | 0 | 0 | 0 | 0 | 0 | 0 | 0 | 0
3 | 0 | 0 | 0 | 0 | 0 | 0 | 0 | 0 | 0 | 0 | 0 | 0 | 0 | 0 | 0 | 0 | 0 | 0 | 0 | 0 | 0 | 0 | 0 | 0 | 0 | 0 | 0 | 0 | 0 | 0 | 0
4 | 0 | 0 | 0 | 0 | 0 | 0 | 0 | 0 | 0 | 0 | 0 | 0 | 0 | 0 | 0 | 0 | 0 | 0 | 0 | 0 | 0 | 0 | 0 | 0 | 0 | 0 | 0 | 0 | 0 | 0 | 0
5 | 0 | 0 | 0 | 0 | 0 | 0 | 0 | 0 | 0 | 0 | 0 | 0 | 0 | 0 | 0 | 0 | 0 | 0 | 0 | 0 | 0 | 0 | 0 | 0 | 0 | 0 | 0 | 0 | 0 | 0 | 0
6 | 0 | 0 | 0 | 0 | 0 | 0 | 0 | 0 | 0 | 0 | 0 | 0 | 0 | 0 | 0 | 0 | 0 | 0 | 0 | 0 | 0 | 0 | 0 | 0 | 0 | 0 | 0 | 0 | 0 | 0 | 0
7 | 0 | 0 | 0 | 0 | 0 | 0 | 0 | 0 | 0 | 0 | 0 | 0 | 0 | 0 | 0 | 0 | 0 | 0 | 0 | 0 | 0 | 0 | 0 | 0 | 0 | 0 | 0 | 0 | 0 | 0 | 0
8 | 0 | 0 | 0 | 0 | 0 | 0 | 0 | 0 | 0 | 0 | 0 | 0 | 0 | 0 | 0 | 0 | 0 | 0 | 0 | 0 | 0 | 0 | 0 | 0 | 0 | 0 | 0 | 0 | 0 | 0 | 0
9 | 0 | 0 | 0 | 0 | 0 | 0 | 0 | 0 | 0 | 0 | 0 | 0 | 0 | 0 | 0 | 0 | 0 | 0 | 0 | 0 | 0 | 0 | 0 | 0 | 0 | 0 | 0 | 0 | 0 | 0 | 0
10 | 0 | 0 | 0 | 0 | 0 | 0 | 0 | 0 | 0 | 0 | 0 | 0 | 0 | 0 | 0 | 0 | 0 | 0 | 0 | 0 | 0 | 0 | 0 | 0 | 0 | 0 | 0 | 0 | 0 | 0 | 0
Annualized Sales from Operation - Utility - Component 4
Equipment | Year 0 | Year 1 | Year 2 | Year 3 | Year 4 | Year 5 | Year 6 | Year 7 | Year 8 | Year 9 | Year 10 | Year 11 | Year 12 | Year 13 | Year 14 | Year 15 | Year 16 | Year 17 | Year 18 | Year 19 | Year 20 | Year 21 | Year 22 | Year 23 | Year 24 | Year 25 | Year 26 | Year 27 | Year 28 | Year 29 | Year 30
1 | 0 | 0 | 0 | 0 | 0 | 0 | 0 | 0 | 0 | 0 | 0 | 0 | 0 | 0 | 0 | 0 | 0 | 0 | 0 | 0 | 0 | 0 | 0 | 0 | 0 | 0 | 0 | 0 | 0 | 0 | 0
2 | 0 | 0 | 0 | 0 | 0 | 0 | 0 | 0 | 0 | 0 | 0 | 0 | 0 | 0 | 0 | 0 | 0 | 0 | 0 | 0 | 0 | 0 | 0 | 0 | 0 | 0 | 0 | 0 | 0 | 0 | 0
3 | 0 | 0 | 0 | 0 | 0 | 0 | 0 | 0 | 0 | 0 | 0 | 0 | 0 | 0 | 0 | 0 | 0 | 0 | 0 | 0 | 0 | 0 | 0 | 0 | 0 | 0 | 0 | 0 | 0 | 0 | 0
4 | 0 | 0 | 0 | 0 | 0 | 0 | 0 | 0 | 0 | 0 | 0 | 0 | 0 | 0 | 0 | 0 | 0 | 0 | 0 | 0 | 0 | 0 | 0 | 0 | 0 | 0 | 0 | 0 | 0 | 0 | 0
5 | 0 | 0 | 0 | 0 | 0 | 0 | 0 | 0 | 0 | 0 | 0 | 0 | 0 | 0 | 0 | 0 | 0 | 0 | 0 | 0 | 0 | 0 | 0 | 0 | 0 | 0 | 0 | 0 | 0 | 0 | 0
6 | 0 | 0 | 0 | 0 | 0 | 0 | 0 | 0 | 0 | 0 | 0 | 0 | 0 | 0 | 0 | 0 | 0 | 0 | 0 | 0 | 0 | 0 | 0 | 0 | 0 | 0 | 0 | 0 | 0 | 0 | 0
7 | 0 | 0 | 0 | 0 | 0 | 0 | 0 | 0 | 0 | 0 | 0 | 0 | 0 | 0 | 0 | 0 | 0 | 0 | 0 | 0 | 0 | 0 | 0 | 0 | 0 | 0 | 0 | 0 | 0 | 0 | 0
8 | 0 | 0 | 0 | 0 | 0 | 0 | 0 | 0 | 0 | 0 | 0 | 0 | 0 | 0 | 0 | 0 | 0 | 0 | 0 | 0 | 0 | 0 | 0 | 0 | 0 | 0 | 0 | 0 | 0 | 0 | 0
9 | 0 | 0 | 0 | 0 | 0 | 0 | 0 | 0 | 0 | 0 | 0 | 0 | 0 | 0 | 0 | 0 | 0 | 0 | 0 | 0 | 0 | 0 | 0 | 0 | 0 | 0 | 0 | 0 | 0 | 0 | 0
10 | 0 | 0 | 0 | 0 | 0 | 0 | 0 | 0 | 0 | 0 | 0 | 0 | 0 | 0 | 0 | 0 | 0 | 0 | 0 | 0 | 0 | 0 | 0 | 0 | 0 | 0 | 0 | 0 | 0 | 0 | 0
Annualized Cost of Equipment - Utility - Component 4
Equipment | Year 0 | Year 1 | Year 2 | Year 3 | Year 4 | Year 5 | Year 6 | Year 7 | Year 8 | Year 9 | Year 10 | Year 11 | Year 12 | Year 13 | Year 14 | Year 15 | Year 16 | Year 17 | Year 18 | Year 19 | Year 20 | Year 21 | Year 22 | Year 23 | Year 24 | Year 25 | Year 26 | Year 27 | Year 28 | Year 29 | Year 30
1 | 0 | 0 | 0 | 0 | 0 | 0 | 0 | 0 | 0 | 0 | 0 | 0 | 0 | 0 | 0 | 0 | 0 | 0 | 0 | 0 | 0 | 0 | 0 | 0 | 0 | 0 | 0 | 0 | 0 | 0 | 0
2 | 0 | 0 | 0 | 0 | 0 | 0 | 0 | 0 | 0 | 0 | 0 | 0 | 0 | 0 | 0 | 0 | 0 | 0 | 0 | 0 | 0 | 0 | 0 | 0 | 0 | 0 | 0 | 0 | 0 | 0 | 0
3 | 0 | 0 | 0 | 0 | 0 | 0 | 0 | 0 | 0 | 0 | 0 | 0 | 0 | 0 | 0 | 0 | 0 | 0 | 0 | 0 | 0 | 0 | 0 | 0 | 0 | 0 | 0 | 0 | 0 | 0 | 0
4 | 0 | 0 | 0 | 0 | 0 | 0 | 0 | 0 | 0 | 0 | 0 | 0 | 0 | 0 | 0 | 0 | 0 | 0 | 0 | 0 | 0 | 0 | 0 | 0 | 0 | 0 | 0 | 0 | 0 | 0 | 0
5 | 0 | 0 | 0 | 0 | 0 | 0 | 0 | 0 | 0 | 0 | 0 | 0 | 0 | 0 | 0 | 0 | 0 | 0 | 0 | 0 | 0 | 0 | 0 | 0 | 0 | 0 | 0 | 0 | 0 | 0 | 0
6 | 0 | 0 | 0 | 0 | 0 | 0 | 0 | 0 | 0 | 0 | 0 | 0 | 0 | 0 | 0 | 0 | 0 | 0 | 0 | 0 | 0 | 0 | 0 | 0 | 0 | 0 | 0 | 0 | 0 | 0 | 0
7 | 0 | 0 | 0 | 0 | 0 | 0 | 0 | 0 | 0 | 0 | 0 | 0 | 0 | 0 | 0 | 0 | 0 | 0 | 0 | 0 | 0 | 0 | 0 | 0 | 0 | 0 | 0 | 0 | 0 | 0 | 0
8 | 0 | 0 | 0 | 0 | 0 | 0 | 0 | 0 | 0 | 0 | 0 | 0 | 0 | 0 | 0 | 0 | 0 | 0 | 0 | 0 | 0 | 0 | 0 | 0 | 0 | 0 | 0 | 0 | 0 | 0 | 0
9 | 0 | 0 | 0 | 0 | 0 | 0 | 0 | 0 | 0 | 0 | 0 | 0 | 0 | 0 | 0 | 0 | 0 | 0 | 0 | 0 | 0 | 0 | 0 | 0 | 0 | 0 | 0 | 0 | 0 | 0 | 0
10 | 0 | 0 | 0 | 0 | 0 | 0 | 0 | 0 | 0 | 0 | 0 | 0 | 0 | 0 | 0 | 0 | 0 | 0 | 0 | 0 | 0 | 0 | 0 | 0 | 0 | 0 | 0 | 0 | 0 | 0 | 0
Annualized Cost of Operation - Participant - Component 4
Equipment | Year 0 | Year 1 | Year 2 | Year 3 | Year 4 | Year 5 | Year 6 | Year 7 | Year 8 | Year 9 | Year 10 | Year 11 | Year 12 | Year 13 | Year 14 | Year 15 | Year 16 | Year 17 | Year 18 | Year 19 | Year 20 | Year 21 | Year 22 | Year 23 | Year 24 | Year 25 | Year 26 | Year 27 | Year 28 | Year 29 | Year 30
1 | 0 | 0 | 0 | 0 | 0 | 0 | 0 | 0 | 0 | 0 | 0 | 0 | 0 | 0 | 0 | 0 | 0 | 0 | 0 | 0 | 0 | 0 | 0 | 0 | 0 | 0 | 0 | 0 | 0 | 0 | 0
2 | 0 | 0 | 0 | 0 | 0 | 0 | 0 | 0 | 0 | 0 | 0 | 0 | 0 | 0 | 0 | 0 | 0 | 0 | 0 | 0 | 0 | 0 | 0 | 0 | 0 | 0 | 0 | 0 | 0 | 0 | 0
3 | 0 | 0 | 0 | 0 | 0 | 0 | 0 | 0 | 0 | 0 | 0 | 0 | 0 | 0 | 0 | 0 | 0 | 0 | 0 | 0 | 0 | 0 | 0 | 0 | 0 | 0 | 0 | 0 | 0 | 0 | 0
4 | 0 | 0 | 0 | 0 | 0 | 0 | 0 | 0 | 0 | 0 | 0 | 0 | 0 | 0 | 0 | 0 | 0 | 0 | 0 | 0 | 0 | 0 | 0 | 0 | 0 | 0 | 0 | 0 | 0 | 0 | 0
5 | 0 | 0 | 0 | 0 | 0 | 0 | 0 | 0 | 0 | 0 | 0 | 0 | 0 | 0 | 0 | 0 | 0 | 0 | 0 | 0 | 0 | 0 | 0 | 0 | 0 | 0 | 0 | 0 | 0 | 0 | 0
6 | 0 | 0 | 0 | 0 | 0 | 0 | 0 | 0 | 0 | 0 | 0 | 0 | 0 | 0 | 0 | 0 | 0 | 0 | 0 | 0 | 0 | 0 | 0 | 0 | 0 | 0 | 0 | 0 | 0 | 0 | 0
7 | 0 | 0 | 0 | 0 | 0 | 0 | 0 | 0 | 0 | 0 | 0 | 0 | 0 | 0 | 0 | 0 | 0 | 0 | 0 | 0 | 0 | 0 | 0 | 0 | 0 | 0 | 0 | 0 | 0 | 0 | 0
8 | 0 | 0 | 0 | 0 | 0 | 0 | 0 | 0 | 0 | 0 | 0 | 0 | 0 | 0 | 0 | 0 | 0 | 0 | 0 | 0 | 0 | 0 | 0 | 0 | 0 | 0 | 0 | 0 | 0 | 0 | 0
9 | 0 | 0 | 0 | 0 | 0 | 0 | 0 | 0 | 0 | 0 | 0 | 0 | 0 | 0 | 0 | 0 | 0 | 0 | 0 | 0 | 0 | 0 | 0 | 0 | 0 | 0 | 0 | 0 | 0 | 0 | 0
10 | 0 | 0 | 0 | 0 | 0 | 0 | 0 | 0 | 0 | 0 | 0 | 0 | 0 | 0 | 0 | 0 | 0 | 0 | 0 | 0 | 0 | 0 | 0 | 0 | 0 | 0 | 0 | 0 | 0 | 0 | 0
Annualized Cost of Equipment - Participant - Component 4
Equipment | Year 0 | Year 1 | Year 2 | Year 3 | Year 4 | Year 5 | Year 6 | Year 7 | Year 8 | Year 9 | Year 10 | Year 11 | Year 12 | Year 13 | Year 14 | Year 15 | Year 16 | Year 17 | Year 18 | Year 19 | Year 20 | Year 21 | Year 22 | Year 23 | Year 24 | Year 25 | Year 26 | Year 27 | Year 28 | Year 29 | Year 30
1 | 0 | 0 | 0 | 0 | 0 | 0 | 0 | 0 | 0 | 0 | 0 | 0 | 0 | 0 | 0 | 0 | 0 | 0 | 0 | 0 | 0 | 0 | 0 | 0 | 0 | 0 | 0 | 0 | 0 | 0 | 0
2 | 0 | 0 | 0 | 0 | 0 | 0 | 0 | 0 | 0 | 0 | 0 | 0 | 0 | 0 | 0 | 0 | 0 | 0 | 0 | 0 | 0 | 0 | 0 | 0 | 0 | 0 | 0 | 0 | 0 | 0 | 0
3 | 0 | 0 | 0 | 0 | 0 | 0 | 0 | 0 | 0 | 0 | 0 | 0 | 0 | 0 | 0 | 0 | 0 | 0 | 0 | 0 | 0 | 0 | 0 | 0 | 0 | 0 | 0 | 0 | 0 | 0 | 0
4 | 0 | 0 | 0 | 0 | 0 | 0 | 0 | 0 | 0 | 0 | 0 | 0 | 0 | 0 | 0 | 0 | 0 | 0 | 0 | 0 | 0 | 0 | 0 | 0 | 0 | 0 | 0 | 0 | 0 | 0 | 0
5 | 0 | 0 | 0 | 0 | 0 | 0 | 0 | 0 | 0 | 0 | 0 | 0 | 0 | 0 | 0 | 0 | 0 | 0 | 0 | 0 | 0 | 0 | 0 | 0 | 0 | 0 | 0 | 0 | 0 | 0 | 0
6 | 0 | 0 | 0 | 0 | 0 | 0 | 0 | 0 | 0 | 0 | 0 | 0 | 0 | 0 | 0 | 0 | 0 | 0 | 0 | 0 | 0 | 0 | 0 | 0 | 0 | 0 | 0 | 0 | 0 | 0 | 0
7 | 0 | 0 | 0 | 0 | 0 | 0 | 0 | 0 | 0 | 0 | 0 | 0 | 0 | 0 | 0 | 0 | 0 | 0 | 0 | 0 | 0 | 0 | 0 | 0 | 0 | 0 | 0 | 0 | 0 | 0 | 0
8 | 0 | 0 | 0 | 0 | 0 | 0 | 0 | 0 | 0 | 0 | 0 | 0 | 0 | 0 | 0 | 0 | 0 | 0 | 0 | 0 | 0 | 0 | 0 | 0 | 0 | 0 | 0 | 0 | 0 | 0 | 0
9 | 0 | 0 | 0 | 0 | 0 | 0 | 0 | 0 | 0 | 0 | 0 | 0 | 0 | 0 | 0 | 0 | 0 | 0 | 0 | 0 | 0 | 0 | 0 | 0 | 0 | 0 | 0 | 0 | 0 | 0 | 0
10 | 0 | 0 | 0 | 0 | 0 | 0 | 0 | 0 | 0 | 0 | 0 | 0 | 0 | 0 | 0 | 0 | 0 | 0 | 0 | 0 | 0 | 0 | 0 | 0 | 0 | 0 | 0 | 0 | 0 | 0 | 0
Annualized kBTUs - Component 4
Equipment | Year 0 | Year 1 | Year 2 | Year 3 | Year 4 | Year 5 | Year 6 | Year 7 | Year 8 | Year 9 | Year 10 | Year 11 | Year 12 | Year 13 | Year 14 | Year 15 | Year 16 | Year 17 | Year 18 | Year 19 | Year 20 | Year 21 | Year 22 | Year 23 | Year 24 | Year 25 | Year 26 | Year 27 | Year 28 | Year 29 | Year 30
1 | 0 | 0 | 0 | 0 | 0 | 0 | 0 | 0 | 0 | 0 | 0 | 0 | 0 | 0 | 0 | 0 | 0 | 0 | 0 | 0 | 0 | 0 | 0 | 0 | 0 | 0 | 0 | 0 | 0 | 0 | 0
2 | 0 | 0 | 0 | 0 | 0 | 0 | 0 | 0 | 0 | 0 | 0 | 0 | 0 | 0 | 0 | 0 | 0 | 0 | 0 | 0 | 0 | 0 | 0 | 0 | 0 | 0 | 0 | 0 | 0 | 0 | 0
3 | 0 | 0 | 0 | 0 | 0 | 0 | 0 | 0 | 0 | 0 | 0 | 0 | 0 | 0 | 0 | 0 | 0 | 0 | 0 | 0 | 0 | 0 | 0 | 0 | 0 | 0 | 0 | 0 | 0 | 0 | 0
4 | 0 | 0 | 0 | 0 | 0 | 0 | 0 | 0 | 0 | 0 | 0 | 0 | 0 | 0 | 0 | 0 | 0 | 0 | 0 | 0 | 0 | 0 | 0 | 0 | 0 | 0 | 0 | 0 | 0 | 0 | 0
5 | 0 | 0 | 0 | 0 | 0 | 0 | 0 | 0 | 0 | 0 | 0 | 0 | 0 | 0 | 0 | 0 | 0 | 0 | 0 | 0 | 0 | 0 | 0 | 0 | 0 | 0 | 0 | 0 | 0 | 0 | 0
6 | 0 | 0 | 0 | 0 | 0 | 0 | 0 | 0 | 0 | 0 | 0 | 0 | 0 | 0 | 0 | 0 | 0 | 0 | 0 | 0 | 0 | 0 | 0 | 0 | 0 | 0 | 0 | 0 | 0 | 0 | 0
7 | 0 | 0 | 0 | 0 | 0 | 0 | 0 | 0 | 0 | 0 | 0 | 0 | 0 | 0 | 0 | 0 | 0 | 0 | 0 | 0 | 0 | 0 | 0 | 0 | 0 | 0 | 0 | 0 | 0 | 0 | 0
8 | 0 | 0 | 0 | 0 | 0 | 0 | 0 | 0 | 0 | 0 | 0 | 0 | 0 | 0 | 0 | 0 | 0 | 0 | 0 | 0 | 0 | 0 | 0 | 0 | 0 | 0 | 0 | 0 | 0 | 0 | 0
9 | 0 | 0 | 0 | 0 | 0 | 0 | 0 | 0 | 0 | 0 | 0 | 0 | 0 | 0 | 0 | 0 | 0 | 0 | 0 | 0 | 0 | 0 | 0 | 0 | 0 | 0 | 0 | 0 | 0 | 0 | 0
10 | 0 | 0 | 0 | 0 | 0 | 0 | 0 | 0 | 0 | 0 | 0 | 0 | 0 | 0 | 0 | 0 | 0 | 0 | 0 | 0 | 0 | 0 | 0 | 0 | 0 | 0 | 0 | 0 | 0 | 0 | 0
On Market - Component 4
Equipment | Year 0 | Year 1 | Year 2 | Year 3 | Year 4 | Year 5 | Year 6 | Year 7 | Year 8 | Year 9 | Year 10 | Year 11 | Year 12 | Year 13 | Year 14 | Year 15 | Year 16 | Year 17 | Year 18 | Year 19 | Year 20 | Year 21 | Year 22 | Year 23 | Year 24 | Year 25 | Year 26 | Year 27 | Year 28 | Year 29 | Year 30
1 | 0 | 0 | 0 | 0 | 0 | 0 | 0 | 0 | 0 | 0 | 0 | 0 | 0 | 0 | 0 | 0 | 0 | 0 | 0 | 0 | 0 | 0 | 0 | 0 | 0 | 0 | 0 | 0 | 0 | 0 | 0
2 | 0 | 0 | 0 | 0 | 0 | 0 | 0 | 0 | 0 | 0 | 0 | 0 | 0 | 0 | 0 | 0 | 0 | 0 | 0 | 0 | 0 | 0 | 0 | 0 | 0 | 0 | 0 | 0 | 0 | 0 | 0
3 | 0 | 0 | 0 | 0 | 0 | 0 | 0 | 0 | 0 | 0 | 0 | 0 | 0 | 0 | 0 | 0 | 0 | 0 | 0 | 0 | 0 | 0 | 0 | 0 | 0 | 0 | 0 | 0 | 0 | 0 | 0
4 | 0 | 0 | 0 | 0 | 0 | 0 | 0 | 0 | 0 | 0 | 0 | 0 | 0 | 0 | 0 | 0 | 0 | 0 | 0 | 0 | 0 | 0 | 0 | 0 | 0 | 0 | 0 | 0 | 0 | 0 | 0
5 | 0 | 0 | 0 | 0 | 0 | 0 | 0 | 0 | 0 | 0 | 0 | 0 | 0 | 0 | 0 | 0 | 0 | 0 | 0 | 0 | 0 | 0 | 0 | 0 | 0 | 0 | 0 | 0 | 0 | 0 | 0
6 | 0 | 0 | 0 | 0 | 0 | 0 | 0 | 0 | 0 | 0 | 0 | 0 | 0 | 0 | 0 | 0 | 0 | 0 | 0 | 0 | 0 | 0 | 0 | 0 | 0 | 0 | 0 | 0 | 0 | 0 | 0
7 | 0 | 0 | 0 | 0 | 0 | 0 | 0 | 0 | 0 | 0 | 0 | 0 | 0 | 0 | 0 | 0 | 0 | 0 | 0 | 0 | 0 | 0 | 0 | 0 | 0 | 0 | 0 | 0 | 0 | 0 | 0
8 | 0 | 0 | 0 | 0 | 0 | 0 | 0 | 0 | 0 | 0 | 0 | 0 | 0 | 0 | 0 | 0 | 0 | 0 | 0 | 0 | 0 | 0 | 0 | 0 | 0 | 0 | 0 | 0 | 0 | 0 | 0
9 | 0 | 0 | 0 | 0 | 0 | 0 | 0 | 0 | 0 | 0 | 0 | 0 | 0 | 0 | 0 | 0 | 0 | 0 | 0 | 0 | 0 | 0 | 0 | 0 | 0 | 0 | 0 | 0 | 0 | 0 | 0
10 | 0 | 0 | 0 | 0 | 0 | 0 | 0 | 0 | 0 | 0 | 0 | 0 | 0 | 0 | 0 | 0 | 0 | 0 | 0 | 0 | 0 | 0 | 0 | 0 | 0 | 0 | 0 | 0 | 0 | 0 | 0
Technical kBTUs - Component 4
Value | Year 0 | Year 1 | Year 2 | Year 3 | Year 4 | Year 5 | Year 6 | Year 7 | Year 8 | Year 9 | Year 10 | Year 11 | Year 12 | Year 13 | Year 14 | Year 15 | Year 16 | Year 17 | Year 18 | Year 19 | Year 20 | Year 21 | Year 22 | Year 23 | Year 24 | Year 25 | Year 26 | Year 27 | Year 28 | Year 29 | Year 30
Annualized kBTUs | 0 | 0 | 0 | 0 | 0 | 0 | 0 | 0 | 0 | 0 | 0 | 0 | 0 | 0 | 0 | 0 | 0 | 0 | 0 | 0 | 0 | 0 | 0 | 0 | 0 | 0 | 0 | 0 | 0 | 0 | 0
Lifetimes - Component 4
Scenario | Year 0 | Year 1 | Year 2 | Year 3 | Year 4 | Year 5 | Year 6 | Year 7 | Year 8 | Year 9 | Year 10 | Year 11 | Year 12 | Year 13 | Year 14 | Year 15 | Year 16 | Year 17 | Year 18 | Year 19 | Year 20 | Year 21 | Year 22 | Year 23 | Year 24 | Year 25 | Year 26 | Year 27 | Year 28 | Year 29 | Year 30
NC - Min. Lifetime | 0 | 0 | 0 | 0 | 0 | 0 | 0 | 0 | 0 | 0 | 0 | 0 | 0 | 0 | 0 | 0 | 0 | 0 | 0 | 0 | 0 | 0 | 0 | 0 | 0 | 0 | 0 | 0 | 0 | 0 | 0
NC - Max. Lifetime | 0 | 0 | 0 | 0 | 0 | 0 | 0 | 0 | 0 | 0 | 0 | 0 | 0 | 0 | 0 | 0 | 0 | 0 | 0 | 0 | 0 | 0 | 0 | 0 | 0 | 0 | 0 | 0 | 0 | 0 | 0
Equipment Options - Component 5
Equipment | Year 0: Label; Year 1: Min. Lifetime; Year 2: Max. Lifetime; Year 3: On Market; Year 4: Off Market; Year 5: Available; Year 6: On Date; Year 7: Off Date
1 | Year 5: 0:00; Year 6: 0; Year 7: 0
2 | Year 5: 0:00; Year 6: 0; Year 7: 0
3 | Year 5: 0:00; Year 6: 0; Year 7: 0
4 | Year 5: 0:00; Year 6: 0; Year 7: 0
5 | Year 5: 0:00; Year 6: 0; Year 7: 0
6 | Year 5: 0:00; Year 6: 0; Year 7: 0
7 | Year 5: 0:00; Year 6: 0; Year 7: 0
8 | Year 5: 0:00; Year 6: 0; Year 7: 0
9 | Year 5: 0:00; Year 6: 0; Year 7: 0
10 | Year 5: 0:00; Year 6: 0; Year 7: 0
Purchase Shares - Component 5
Equipment | Year 0 | Year 1 | Year 2 | Year 3 | Year 4 | Year 5 | Year 6 | Year 7 | Year 8 | Year 9 | Year 10 | Year 11 | Year 12 | Year 13 | Year 14 | Year 15 | Year 16 | Year 17 | Year 18 | Year 19 | Year 20 | Year 21 | Year 22 | Year 23 | Year 24 | Year 25 | Year 26 | Year 27 | Year 28 | Year 29 | Year 30
1 | bar: Year 0 to Year 30
2 | bar: Year 0 to Year 30
3 | bar: Year 0 to Year 30
4 | bar: Year 0 to Year 30
5 | bar: Year 0 to Year 30
6 | bar: Year 0 to Year 30
7 | bar: Year 0 to Year 30
8 | bar: Year 0 to Year 30
9 | bar: Year 0 to Year 30
10 | bar: Year 0 to Year 30
Annualized Cost of Operation - Utility - Component 5
Equipment | Year 0 | Year 1 | Year 2 | Year 3 | Year 4 | Year 5 | Year 6 | Year 7 | Year 8 | Year 9 | Year 10 | Year 11 | Year 12 | Year 13 | Year 14 | Year 15 | Year 16 | Year 17 | Year 18 | Year 19 | Year 20 | Year 21 | Year 22 | Year 23 | Year 24 | Year 25 | Year 26 | Year 27 | Year 28 | Year 29 | Year 30
1 | 0 | 0 | 0 | 0 | 0 | 0 | 0 | 0 | 0 | 0 | 0 | 0 | 0 | 0 | 0 | 0 | 0 | 0 | 0 | 0 | 0 | 0 | 0 | 0 | 0 | 0 | 0 | 0 | 0 | 0 | 0
2 | 0 | 0 | 0 | 0 | 0 | 0 | 0 | 0 | 0 | 0 | 0 | 0 | 0 | 0 | 0 | 0 | 0 | 0 | 0 | 0 | 0 | 0 | 0 | 0 | 0 | 0 | 0 | 0 | 0 | 0 | 0
3 | 0 | 0 | 0 | 0 | 0 | 0 | 0 | 0 | 0 | 0 | 0 | 0 | 0 | 0 | 0 | 0 | 0 | 0 | 0 | 0 | 0 | 0 | 0 | 0 | 0 | 0 | 0 | 0 | 0 | 0 | 0
4 | 0 | 0 | 0 | 0 | 0 | 0 | 0 | 0 | 0 | 0 | 0 | 0 | 0 | 0 | 0 | 0 | 0 | 0 | 0 | 0 | 0 | 0 | 0 | 0 | 0 | 0 | 0 | 0 | 0 | 0 | 0
5 | 0 | 0 | 0 | 0 | 0 | 0 | 0 | 0 | 0 | 0 | 0 | 0 | 0 | 0 | 0 | 0 | 0 | 0 | 0 | 0 | 0 | 0 | 0 | 0 | 0 | 0 | 0 | 0 | 0 | 0 | 0
6 | 0 | 0 | 0 | 0 | 0 | 0 | 0 | 0 | 0 | 0 | 0 | 0 | 0 | 0 | 0 | 0 | 0 | 0 | 0 | 0 | 0 | 0 | 0 | 0 | 0 | 0 | 0 | 0 | 0 | 0 | 0
7 | 0 | 0 | 0 | 0 | 0 | 0 | 0 | 0 | 0 | 0 | 0 | 0 | 0 | 0 | 0 | 0 | 0 | 0 | 0 | 0 | 0 | 0 | 0 | 0 | 0 | 0 | 0 | 0 | 0 | 0 | 0
8 | 0 | 0 | 0 | 0 | 0 | 0 | 0 | 0 | 0 | 0 | 0 | 0 | 0 | 0 | 0 | 0 | 0 | 0 | 0 | 0 | 0 | 0 | 0 | 0 | 0 | 0 | 0 | 0 | 0 | 0 | 0
9 | 0 | 0 | 0 | 0 | 0 | 0 | 0 | 0 | 0 | 0 | 0 | 0 | 0 | 0 | 0 | 0 | 0 | 0 | 0 | 0 | 0 | 0 | 0 | 0 | 0 | 0 | 0 | 0 | 0 | 0 | 0
10 | 0 | 0 | 0 | 0 | 0 | 0 | 0 | 0 | 0 | 0 | 0 | 0 | 0 | 0 | 0 | 0 | 0 | 0 | 0 | 0 | 0 | 0 | 0 | 0 | 0 | 0 | 0 | 0 | 0 | 0 | 0
Annualized Sales from Operation - Utility - Component 5
Equipment | Year 0 | Year 1 | Year 2 | Year 3 | Year 4 | Year 5 | Year 6 | Year 7 | Year 8 | Year 9 | Year 10 | Year 11 | Year 12 | Year 13 | Year 14 | Year 15 | Year 16 | Year 17 | Year 18 | Year 19 | Year 20 | Year 21 | Year 22 | Year 23 | Year 24 | Year 25 | Year 26 | Year 27 | Year 28 | Year 29 | Year 30
1 | 0 | 0 | 0 | 0 | 0 | 0 | 0 | 0 | 0 | 0 | 0 | 0 | 0 | 0 | 0 | 0 | 0 | 0 | 0 | 0 | 0 | 0 | 0 | 0 | 0 | 0 | 0 | 0 | 0 | 0 | 0
2 | 0 | 0 | 0 | 0 | 0 | 0 | 0 | 0 | 0 | 0 | 0 | 0 | 0 | 0 | 0 | 0 | 0 | 0 | 0 | 0 | 0 | 0 | 0 | 0 | 0 | 0 | 0 | 0 | 0 | 0 | 0
3 | 0 | 0 | 0 | 0 | 0 | 0 | 0 | 0 | 0 | 0 | 0 | 0 | 0 | 0 | 0 | 0 | 0 | 0 | 0 | 0 | 0 | 0 | 0 | 0 | 0 | 0 | 0 | 0 | 0 | 0 | 0
4 | 0 | 0 | 0 | 0 | 0 | 0 | 0 | 0 | 0 | 0 | 0 | 0 | 0 | 0 | 0 | 0 | 0 | 0 | 0 | 0 | 0 | 0 | 0 | 0 | 0 | 0 | 0 | 0 | 0 | 0 | 0
5 | 0 | 0 | 0 | 0 | 0 | 0 | 0 | 0 | 0 | 0 | 0 | 0 | 0 | 0 | 0 | 0 | 0 | 0 | 0 | 0 | 0 | 0 | 0 | 0 | 0 | 0 | 0 | 0 | 0 | 0 | 0
6 | 0 | 0 | 0 | 0 | 0 | 0 | 0 | 0 | 0 | 0 | 0 | 0 | 0 | 0 | 0 | 0 | 0 | 0 | 0 | 0 | 0 | 0 | 0 | 0 | 0 | 0 | 0 | 0 | 0 | 0 | 0
7 | 0 | 0 | 0 | 0 | 0 | 0 | 0 | 0 | 0 | 0 | 0 | 0 | 0 | 0 | 0 | 0 | 0 | 0 | 0 | 0 | 0 | 0 | 0 | 0 | 0 | 0 | 0 | 0 | 0 | 0 | 0
8 | 0 | 0 | 0 | 0 | 0 | 0 | 0 | 0 | 0 | 0 | 0 | 0 | 0 | 0 | 0 | 0 | 0 | 0 | 0 | 0 | 0 | 0 | 0 | 0 | 0 | 0 | 0 | 0 | 0 | 0 | 0
9 | 0 | 0 | 0 | 0 | 0 | 0 | 0 | 0 | 0 | 0 | 0 | 0 | 0 | 0 | 0 | 0 | 0 | 0 | 0 | 0 | 0 | 0 | 0 | 0 | 0 | 0 | 0 | 0 | 0 | 0 | 0
10 | 0 | 0 | 0 | 0 | 0 | 0 | 0 | 0 | 0 | 0 | 0 | 0 | 0 | 0 | 0 | 0 | 0 | 0 | 0 | 0 | 0 | 0 | 0 | 0 | 0 | 0 | 0 | 0 | 0 | 0 | 0
Annualized Cost of Equipment - Utility - Component 5
Equipment | Year 0 | Year 1 | Year 2 | Year 3 | Year 4 | Year 5 | Year 6 | Year 7 | Year 8 | Year 9 | Year 10 | Year 11 | Year 12 | Year 13 | Year 14 | Year 15 | Year 16 | Year 17 | Year 18 | Year 19 | Year 20 | Year 21 | Year 22 | Year 23 | Year 24 | Year 25 | Year 26 | Year 27 | Year 28 | Year 29 | Year 30
1 | 0 | 0 | 0 | 0 | 0 | 0 | 0 | 0 | 0 | 0 | 0 | 0 | 0 | 0 | 0 | 0 | 0 | 0 | 0 | 0 | 0 | 0 | 0 | 0 | 0 | 0 | 0 | 0 | 0 | 0 | 0
2 | 0 | 0 | 0 | 0 | 0 | 0 | 0 | 0 | 0 | 0 | 0 | 0 | 0 | 0 | 0 | 0 | 0 | 0 | 0 | 0 | 0 | 0 | 0 | 0 | 0 | 0 | 0 | 0 | 0 | 0 | 0
3 | 0 | 0 | 0 | 0 | 0 | 0 | 0 | 0 | 0 | 0 | 0 | 0 | 0 | 0 | 0 | 0 | 0 | 0 | 0 | 0 | 0 | 0 | 0 | 0 | 0 | 0 | 0 | 0 | 0 | 0 | 0
4 | 0 | 0 | 0 | 0 | 0 | 0 | 0 | 0 | 0 | 0 | 0 | 0 | 0 | 0 | 0 | 0 | 0 | 0 | 0 | 0 | 0 | 0 | 0 | 0 | 0 | 0 | 0 | 0 | 0 | 0 | 0
5 | 0 | 0 | 0 | 0 | 0 | 0 | 0 | 0 | 0 | 0 | 0 | 0 | 0 | 0 | 0 | 0 | 0 | 0 | 0 | 0 | 0 | 0 | 0 | 0 | 0 | 0 | 0 | 0 | 0 | 0 | 0
6 | 0 | 0 | 0 | 0 | 0 | 0 | 0 | 0 | 0 | 0 | 0 | 0 | 0 | 0 | 0 | 0 | 0 | 0 | 0 | 0 | 0 | 0 | 0 | 0 | 0 | 0 | 0 | 0 | 0 | 0 | 0
7 | 0 | 0 | 0 | 0 | 0 | 0 | 0 | 0 | 0 | 0 | 0 | 0 | 0 | 0 | 0 | 0 | 0 | 0 | 0 | 0 | 0 | 0 | 0 | 0 | 0 | 0 | 0 | 0 | 0 | 0 | 0
8 | 0 | 0 | 0 | 0 | 0 | 0 | 0 | 0 | 0 | 0 | 0 | 0 | 0 | 0 | 0 | 0 | 0 | 0 | 0 | 0 | 0 | 0 | 0 | 0 | 0 | 0 | 0 | 0 | 0 | 0 | 0
9 | 0 | 0 | 0 | 0 | 0 | 0 | 0 | 0 | 0 | 0 | 0 | 0 | 0 | 0 | 0 | 0 | 0 | 0 | 0 | 0 | 0 | 0 | 0 | 0 | 0 | 0 | 0 | 0 | 0 | 0 | 0
10 | 0 | 0 | 0 | 0 | 0 | 0 | 0 | 0 | 0 | 0 | 0 | 0 | 0 | 0 | 0 | 0 | 0 | 0 | 0 | 0 | 0 | 0 | 0 | 0 | 0 | 0 | 0 | 0 | 0 | 0 | 0
Annualized Cost of Operation - Participant - Component 5
Equipment | Year 0 | Year 1 | Year 2 | Year 3 | Year 4 | Year 5 | Year 6 | Year 7 | Year 8 | Year 9 | Year 10 | Year 11 | Year 12 | Year 13 | Year 14 | Year 15 | Year 16 | Year 17 | Year 18 | Year 19 | Year 20 | Year 21 | Year 22 | Year 23 | Year 24 | Year 25 | Year 26 | Year 27 | Year 28 | Year 29 | Year 30
1 | 0 | 0 | 0 | 0 | 0 | 0 | 0 | 0 | 0 | 0 | 0 | 0 | 0 | 0 | 0 | 0 | 0 | 0 | 0 | 0 | 0 | 0 | 0 | 0 | 0 | 0 | 0 | 0 | 0 | 0 | 0
2 | 0 | 0 | 0 | 0 | 0 | 0 | 0 | 0 | 0 | 0 | 0 | 0 | 0 | 0 | 0 | 0 | 0 | 0 | 0 | 0 | 0 | 0 | 0 | 0 | 0 | 0 | 0 | 0 | 0 | 0 | 0
3 | 0 | 0 | 0 | 0 | 0 | 0 | 0 | 0 | 0 | 0 | 0 | 0 | 0 | 0 | 0 | 0 | 0 | 0 | 0 | 0 | 0 | 0 | 0 | 0 | 0 | 0 | 0 | 0 | 0 | 0 | 0
4 | 0 | 0 | 0 | 0 | 0 | 0 | 0 | 0 | 0 | 0 | 0 | 0 | 0 | 0 | 0 | 0 | 0 | 0 | 0 | 0 | 0 | 0 | 0 | 0 | 0 | 0 | 0 | 0 | 0 | 0 | 0
5 | 0 | 0 | 0 | 0 | 0 | 0 | 0 | 0 | 0 | 0 | 0 | 0 | 0 | 0 | 0 | 0 | 0 | 0 | 0 | 0 | 0 | 0 | 0 | 0 | 0 | 0 | 0 | 0 | 0 | 0 | 0
6 | 0 | 0 | 0 | 0 | 0 | 0 | 0 | 0 | 0 | 0 | 0 | 0 | 0 | 0 | 0 | 0 | 0 | 0 | 0 | 0 | 0 | 0 | 0 | 0 | 0 | 0 | 0 | 0 | 0 | 0 | 0
7 | 0 | 0 | 0 | 0 | 0 | 0 | 0 | 0 | 0 | 0 | 0 | 0 | 0 | 0 | 0 | 0 | 0 | 0 | 0 | 0 | 0 | 0 | 0 | 0 | 0 | 0 | 0 | 0 | 0 | 0 | 0
8 | 0 | 0 | 0 | 0 | 0 | 0 | 0 | 0 | 0 | 0 | 0 | 0 | 0 | 0 | 0 | 0 | 0 | 0 | 0 | 0 | 0 | 0 | 0 | 0 | 0 | 0 | 0 | 0 | 0 | 0 | 0
9 | 0 | 0 | 0 | 0 | 0 | 0 | 0 | 0 | 0 | 0 | 0 | 0 | 0 | 0 | 0 | 0 | 0 | 0 | 0 | 0 | 0 | 0 | 0 | 0 | 0 | 0 | 0 | 0 | 0 | 0 | 0
10 | 0 | 0 | 0 | 0 | 0 | 0 | 0 | 0 | 0 | 0 | 0 | 0 | 0 | 0 | 0 | 0 | 0 | 0 | 0 | 0 | 0 | 0 | 0 | 0 | 0 | 0 | 0 | 0 | 0 | 0 | 0
Annualized Cost of Equipment - Participant - Component 5
Equipment | Year 0 | Year 1 | Year 2 | Year 3 | Year 4 | Year 5 | Year 6 | Year 7 | Year 8 | Year 9 | Year 10 | Year 11 | Year 12 | Year 13 | Year 14 | Year 15 | Year 16 | Year 17 | Year 18 | Year 19 | Year 20 | Year 21 | Year 22 | Year 23 | Year 24 | Year 25 | Year 26 | Year 27 | Year 28 | Year 29 | Year 30
1 | 0 | 0 | 0 | 0 | 0 | 0 | 0 | 0 | 0 | 0 | 0 | 0 | 0 | 0 | 0 | 0 | 0 | 0 | 0 | 0 | 0 | 0 | 0 | 0 | 0 | 0 | 0 | 0 | 0 | 0 | 0
2 | 0 | 0 | 0 | 0 | 0 | 0 | 0 | 0 | 0 | 0 | 0 | 0 | 0 | 0 | 0 | 0 | 0 | 0 | 0 | 0 | 0 | 0 | 0 | 0 | 0 | 0 | 0 | 0 | 0 | 0 | 0
3 | 0 | 0 | 0 | 0 | 0 | 0 | 0 | 0 | 0 | 0 | 0 | 0 | 0 | 0 | 0 | 0 | 0 | 0 | 0 | 0 | 0 | 0 | 0 | 0 | 0 | 0 | 0 | 0 | 0 | 0 | 0
4 | 0 | 0 | 0 | 0 | 0 | 0 | 0 | 0 | 0 | 0 | 0 | 0 | 0 | 0 | 0 | 0 | 0 | 0 | 0 | 0 | 0 | 0 | 0 | 0 | 0 | 0 | 0 | 0 | 0 | 0 | 0
5 | 0 | 0 | 0 | 0 | 0 | 0 | 0 | 0 | 0 | 0 | 0 | 0 | 0 | 0 | 0 | 0 | 0 | 0 | 0 | 0 | 0 | 0 | 0 | 0 | 0 | 0 | 0 | 0 | 0 | 0 | 0
6 | 0 | 0 | 0 | 0 | 0 | 0 | 0 | 0 | 0 | 0 | 0 | 0 | 0 | 0 | 0 | 0 | 0 | 0 | 0 | 0 | 0 | 0 | 0 | 0 | 0 | 0 | 0 | 0 | 0 | 0 | 0
7 | 0 | 0 | 0 | 0 | 0 | 0 | 0 | 0 | 0 | 0 | 0 | 0 | 0 | 0 | 0 | 0 | 0 | 0 | 0 | 0 | 0 | 0 | 0 | 0 | 0 | 0 | 0 | 0 | 0 | 0 | 0
8 | 0 | 0 | 0 | 0 | 0 | 0 | 0 | 0 | 0 | 0 | 0 | 0 | 0 | 0 | 0 | 0 | 0 | 0 | 0 | 0 | 0 | 0 | 0 | 0 | 0 | 0 | 0 | 0 | 0 | 0 | 0
9 | 0 | 0 | 0 | 0 | 0 | 0 | 0 | 0 | 0 | 0 | 0 | 0 | 0 | 0 | 0 | 0 | 0 | 0 | 0 | 0 | 0 | 0 | 0 | 0 | 0 | 0 | 0 | 0 | 0 | 0 | 0
10 | 0 | 0 | 0 | 0 | 0 | 0 | 0 | 0 | 0 | 0 | 0 | 0 | 0 | 0 | 0 | 0 | 0 | 0 | 0 | 0 | 0 | 0 | 0 | 0 | 0 | 0 | 0 | 0 | 0 | 0 | 0
Annualized kBTUs - Component 5
Equipment | Year 0 | Year 1 | Year 2 | Year 3 | Year 4 | Year 5 | Year 6 | Year 7 | Year 8 | Year 9 | Year 10 | Year 11 | Year 12 | Year 13 | Year 14 | Year 15 | Year 16 | Year 17 | Year 18 | Year 19 | Year 20 | Year 21 | Year 22 | Year 23 | Year 24 | Year 25 | Year 26 | Year 27 | Year 28 | Year 29 | Year 30
1 | 0 | 0 | 0 | 0 | 0 | 0 | 0 | 0 | 0 | 0 | 0 | 0 | 0 | 0 | 0 | 0 | 0 | 0 | 0 | 0 | 0 | 0 | 0 | 0 | 0 | 0 | 0 | 0 | 0 | 0 | 0
2 | 0 | 0 | 0 | 0 | 0 | 0 | 0 | 0 | 0 | 0 | 0 | 0 | 0 | 0 | 0 | 0 | 0 | 0 | 0 | 0 | 0 | 0 | 0 | 0 | 0 | 0 | 0 | 0 | 0 | 0 | 0
3 | 0 | 0 | 0 | 0 | 0 | 0 | 0 | 0 | 0 | 0 | 0 | 0 | 0 | 0 | 0 | 0 | 0 | 0 | 0 | 0 | 0 | 0 | 0 | 0 | 0 | 0 | 0 | 0 | 0 | 0 | 0
4 | 0 | 0 | 0 | 0 | 0 | 0 | 0 | 0 | 0 | 0 | 0 | 0 | 0 | 0 | 0 | 0 | 0 | 0 | 0 | 0 | 0 | 0 | 0 | 0 | 0 | 0 | 0 | 0 | 0 | 0 | 0
5 | 0 | 0 | 0 | 0 | 0 | 0 | 0 | 0 | 0 | 0 | 0 | 0 | 0 | 0 | 0 | 0 | 0 | 0 | 0 | 0 | 0 | 0 | 0 | 0 | 0 | 0 | 0 | 0 | 0 | 0 | 0
6 | 0 | 0 | 0 | 0 | 0 | 0 | 0 | 0 | 0 | 0 | 0 | 0 | 0 | 0 | 0 | 0 | 0 | 0 | 0 | 0 | 0 | 0 | 0 | 0 | 0 | 0 | 0 | 0 | 0 | 0 | 0
7 | 0 | 0 | 0 | 0 | 0 | 0 | 0 | 0 | 0 | 0 | 0 | 0 | 0 | 0 | 0 | 0 | 0 | 0 | 0 | 0 | 0 | 0 | 0 | 0 | 0 | 0 | 0 | 0 | 0 | 0 | 0
8 | 0 | 0 | 0 | 0 | 0 | 0 | 0 | 0 | 0 | 0 | 0 | 0 | 0 | 0 | 0 | 0 | 0 | 0 | 0 | 0 | 0 | 0 | 0 | 0 | 0 | 0 | 0 | 0 | 0 | 0 | 0
9 | 0 | 0 | 0 | 0 | 0 | 0 | 0 | 0 | 0 | 0 | 0 | 0 | 0 | 0 | 0 | 0 | 0 | 0 | 0 | 0 | 0 | 0 | 0 | 0 | 0 | 0 | 0 | 0 | 0 | 0 | 0
10 | 0 | 0 | 0 | 0 | 0 | 0 | 0 | 0 | 0 | 0 | 0 | 0 | 0 | 0 | 0 | 0 | 0 | 0 | 0 | 0 | 0 | 0 | 0 | 0 | 0 | 0 | 0 | 0 | 0 | 0 | 0
On Market - Component 5
Equipment | Year 0 | Year 1 | Year 2 | Year 3 | Year 4 | Year 5 | Year 6 | Year 7 | Year 8 | Year 9 | Year 10 | Year 11 | Year 12 | Year 13 | Year 14 | Year 15 | Year 16 | Year 17 | Year 18 | Year 19 | Year 20 | Year 21 | Year 22 | Year 23 | Year 24 | Year 25 | Year 26 | Year 27 | Year 28 | Year 29 | Year 30
1 | 0 | 0 | 0 | 0 | 0 | 0 | 0 | 0 | 0 | 0 | 0 | 0 | 0 | 0 | 0 | 0 | 0 | 0 | 0 | 0 | 0 | 0 | 0 | 0 | 0 | 0 | 0 | 0 | 0 | 0 | 0
2 | 0 | 0 | 0 | 0 | 0 | 0 | 0 | 0 | 0 | 0 | 0 | 0 | 0 | 0 | 0 | 0 | 0 | 0 | 0 | 0 | 0 | 0 | 0 | 0 | 0 | 0 | 0 | 0 | 0 | 0 | 0
3 | 0 | 0 | 0 | 0 | 0 | 0 | 0 | 0 | 0 | 0 | 0 | 0 | 0 | 0 | 0 | 0 | 0 | 0 | 0 | 0 | 0 | 0 | 0 | 0 | 0 | 0 | 0 | 0 | 0 | 0 | 0
4 | 0 | 0 | 0 | 0 | 0 | 0 | 0 | 0 | 0 | 0 | 0 | 0 | 0 | 0 | 0 | 0 | 0 | 0 | 0 | 0 | 0 | 0 | 0 | 0 | 0 | 0 | 0 | 0 | 0 | 0 | 0
5 | 0 | 0 | 0 | 0 | 0 | 0 | 0 | 0 | 0 | 0 | 0 | 0 | 0 | 0 | 0 | 0 | 0 | 0 | 0 | 0 | 0 | 0 | 0 | 0 | 0 | 0 | 0 | 0 | 0 | 0 | 0
6 | 0 | 0 | 0 | 0 | 0 | 0 | 0 | 0 | 0 | 0 | 0 | 0 | 0 | 0 | 0 | 0 | 0 | 0 | 0 | 0 | 0 | 0 | 0 | 0 | 0 | 0 | 0 | 0 | 0 | 0 | 0
7 | 0 | 0 | 0 | 0 | 0 | 0 | 0 | 0 | 0 | 0 | 0 | 0 | 0 | 0 | 0 | 0 | 0 | 0 | 0 | 0 | 0 | 0 | 0 | 0 | 0 | 0 | 0 | 0 | 0 | 0 | 0
8 | 0 | 0 | 0 | 0 | 0 | 0 | 0 | 0 | 0 | 0 | 0 | 0 | 0 | 0 | 0 | 0 | 0 | 0 | 0 | 0 | 0 | 0 | 0 | 0 | 0 | 0 | 0 | 0 | 0 | 0 | 0
9 | 0 | 0 | 0 | 0 | 0 | 0 | 0 | 0 | 0 | 0 | 0 | 0 | 0 | 0 | 0 | 0 | 0 | 0 | 0 | 0 | 0 | 0 | 0 | 0 | 0 | 0 | 0 | 0 | 0 | 0 | 0
10 | 0 | 0 | 0 | 0 | 0 | 0 | 0 | 0 | 0 | 0 | 0 | 0 | 0 | 0 | 0 | 0 | 0 | 0 | 0 | 0 | 0 | 0 | 0 | 0 | 0 | 0 | 0 | 0 | 0 | 0 | 0
Technical kBTUs - Component 5
Value | Year 0 | Year 1 | Year 2 | Year 3 | Year 4 | Year 5 | Year 6 | Year 7 | Year 8 | Year 9 | Year 10 | Year 11 | Year 12 | Year 13 | Year 14 | Year 15 | Year 16 | Year 17 | Year 18 | Year 19 | Year 20 | Year 21 | Year 22 | Year 23 | Year 24 | Year 25 | Year 26 | Year 27 | Year 28 | Year 29 | Year 30
Annualized kBTUs | 0 | 0 | 0 | 0 | 0 | 0 | 0 | 0 | 0 | 0 | 0 | 0 | 0 | 0 | 0 | 0 | 0 | 0 | 0 | 0 | 0 | 0 | 0 | 0 | 0 | 0 | 0 | 0 | 0 | 0 | 0
Lifetimes - Component 5
Scenario | Year 0 | Year 1 | Year 2 | Year 3 | Year 4 | Year 5 | Year 6 | Year 7 | Year 8 | Year 9 | Year 10 | Year 11 | Year 12 | Year 13 | Year 14 | Year 15 | Year 16 | Year 17 | Year 18 | Year 19 | Year 20 | Year 21 | Year 22 | Year 23 | Year 24 | Year 25 | Year 26 | Year 27 | Year 28 | Year 29 | Year 30
NC - Min. Lifetime | 0 | 0 | 0 | 0 | 0 | 0 | 0 | 0 | 0 | 0 | 0 | 0 | 0 | 0 | 0 | 0 | 0 | 0 | 0 | 0 | 0 | 0 | 0 | 0 | 0 | 0 | 0 | 0 | 0 | 0 | 0
NC - Max. Lifetime | 0 | 0 | 0 | 0 | 0 | 0 | 0 | 0 | 0 | 0 | 0 | 0 | 0 | 0 | 0 | 0 | 0 | 0 | 0 | 0 | 0 | 0 | 0 | 0 | 0 | 0 | 0 | 0 | 0 | 0 | 0
New Construction Costs
Scenario | Year 0 | Year 1 | Year 2 | Year 3 | Year 4 | Year 5 | Year 6 | Year 7 | Year 8 | Year 9 | Year 10 | Year 11 | Year 12 | Year 13 | Year 14 | Year 15 | Year 16 | Year 17 | Year 18 | Year 19 | Year 20 | Year 21 | Year 22 | Year 23 | Year 24 | Year 25 | Year 26 | Year 27 | Year 28 | Year 29 | Year 30
Average Min. Lifetime - NC | 0 | 0 | 0 | 0 | 0 | 0 | 0 | 0 | 0 | 0 | 0 | 0 | 0 | 0 | 0 | 0 | 0 | 0 | 0 | 0 | 0 | 0 | 0 | 0 | 0 | 0 | 0 | 0 | 0 | 0 | 0
Average Max. Lifetime - NC | 0 | 0 | 0 | 0 | 0 | 0 | 0 | 0 | 0 | 0 | 0 | 0 | 0 | 0 | 0 | 0 | 0 | 0 | 0 | 0 | 0 | 0 | 0 | 0 | 0 | 0 | 0 | 0 | 0 | 0 | 0
Annualized Install Cost - Utility - NC | 0 | 0 | 0 | 0 | 0 | 0 | 0 | 0 | 0 | 0 | 0 | 0 | 0 | 0 | 0 | 0 | 0 | 0 | 0 | 0 | 0 | 0 | 0 | 0 | 0 | 0 | 0 | 0 | 0 | 0 | 0
Annualized Install Cost - Participant | 0 | 0 | 0 | 0 | 0 | 0 | 0 | 0 | 0 | 0 | 0 | 0 | 0 | 0 | 0 | 0 | 0 | 0 | 0 | 0 | 0 | 0 | 0 | 0 | 0 | 0 | 0 | 0 | 0 | 0 | 0
System Results
Value | Year 0 | Year 1 | Year 2 | Year 3 | Year 4 | Year 5 | Year 6 | Year 7 | Year 8 | Year 9 | Year 10 | Year 11 | Year 12 | Year 13 | Year 14 | Year 15 | Year 16 | Year 17 | Year 18 | Year 19 | Year 20 | Year 21 | Year 22 | Year 23 | Year 24 | Year 25 | Year 26 | Year 27 | Year 28 | Year 29 | Year 30
Utility - Cost of Operation | 0 | 0 | 0 | 0 | 0 | 0 | 0 | 0 | 0 | 0 | 0 | 0 | 0 | 0 | 0 | 0 | 0 | 0 | 0 | 0 | 0 | 0 | 0 | 0 | 0 | 0 | 0 | 0 | 0 | 0 | 0
Utility - Value of Sales | 0 | 0 | 0 | 0 | 0 | 0 | 0 | 0 | 0 | 0 | 0 | 0 | 0 | 0 | 0 | 0 | 0 | 0 | 0 | 0 | 0 | 0 | 0 | 0 | 0 | 0 | 0 | 0 | 0 | 0 | 0
Utility - Cost of Equipment | 0 | 0 | 0 | 0 | 0 | 0 | 0 | 0 | 0 | 0 | 0 | 0 | 0 | 0 | 0 | 0 | 0 | 0 | 0 | 0 | 0 | 0 | 0 | 0 | 0 | 0 | 0 | 0 | 0 | 0 | 0
Participant - Cost of Operation | 0 | 0 | 0 | 0 | 0 | 0 | 0 | 0 | 0 | 0 | 0 | 0 | 0 | 0 | 0 | 0 | 0 | 0 | 0 | 0 | 0 | 0 | 0 | 0 | 0 | 0 | 0 | 0 | 0 | 0 | 0
Participant - Cost of Equipment | 0 | 0 | 0 | 0 | 0 | 0 | 0 | 0 | 0 | 0 | 0 | 0 | 0 | 0 | 0 | 0 | 0 | 0 | 0 | 0 | 0 | 0 | 0 | 0 | 0 | 0 | 0 | 0 | 0 | 0 | 0
Annualized kBTUs | 0 | 0 | 0 | 0 | 0 | 0 | 0 | 0 | 0 | 0 | 0 | 0 | 0 | 0 | 0 | 0 | 0 | 0 | 0 | 0 | 0 | 0 | 0 | 0 | 0 | 0 | 0 | 0 | 0 | 0 | 0

## Sys Economics (hidden)
Forecast
Base Year | 2013
Forecast Start | 2015
Forecast End | 2035
Utility Economics
Test | TRC | 0
Incentive Rate | 100%
Admin Adder | 42.8%
Baseline Purchase Shares
Use Logit Model | 0%
Grow adoption | 0%
Allow decline | 100%
Achievable Case | Economic Potential
System Settings
System | Label | First Year On Market | Last Year On Market | Availability | Use Logit Model | Allow Growth | Allow decline | Available | On Date | Off Date
System 1 |  |  |  |  | 0% | 0% | 100% | FALSE | 0 | 0
System 2 |  |  |  |  | 0% | 0% | 100% | FALSE | 0 | 0
System 3 |  |  |  |  | 0% | 100% | 0% | FALSE | 0 | 0
System 4 |  |  |  |  | 0% | 100% | 0% | FALSE | 0 | 0
System 5 |  |  |  |  | 0% | 100% | 0% | FALSE | 0 | 0
Potential Factors - MAP
System | Year 0 | Year 1 | Year 2 | Year 3 | Year 4 | Year 5 | Year 6 | Year 7 | Year 8 | Year 9 | Year 10 | Year 11 | Year 12 | Year 13 | Year 14 | Year 15 | Year 16 | Year 17 | Year 18 | Year 19 | Year 20 | Year 21 | Year 22 | Year 23 | Year 24 | Year 25 | Year 26 | Year 27 | Year 28 | Year 29 | Year 30
System 1 | bar: Year 0 to Year 30
System 2 | bar: Year 0 to Year 30
System 3 | bar: Year 0 to Year 30
System 4 | bar: Year 0 to Year 30
System 5 | bar: Year 0 to Year 30
Potential Factors - RAP
System | Year 0 | Year 1 | Year 2 | Year 3 | Year 4 | Year 5 | Year 6 | Year 7 | Year 8 | Year 9 | Year 10 | Year 11 | Year 12 | Year 13 | Year 14 | Year 15 | Year 16 | Year 17 | Year 18 | Year 19 | Year 20 | Year 21 | Year 22 | Year 23 | Year 24 | Year 25 | Year 26 | Year 27 | Year 28 | Year 29 | Year 30
System 1 | bar: Year 0 to Year 30
System 2 | bar: Year 0 to Year 30
System 3 | bar: Year 0 to Year 30
System 4 | bar: Year 0 to Year 30
System 5 | bar: Year 0 to Year 30
System Purchase Shares
System | Year 0 | Year 1 | Year 2 | Year 3 | Year 4 | Year 5 | Year 6 | Year 7 | Year 8 | Year 9 | Year 10 | Year 11 | Year 12 | Year 13 | Year 14 | Year 15 | Year 16 | Year 17 | Year 18 | Year 19 | Year 20 | Year 21 | Year 22 | Year 23 | Year 24 | Year 25 | Year 26 | Year 27 | Year 28 | Year 29 | Year 30
System 1 | 0% | 0% | 0% | 0% | 0% | 0% | 0% | 0% | 0% | 0% | 0% | 0% | 0% | 0% | 0% | 0% | 0% | 0% | 0% | 0% | 0% | 0% | 0% | 22.29% | 22.29% | 22.29% | 22.29% | 22.29% | 22.29% | 22.29% | 22.29%
System 2 | bar: Year 0 to Year 30
System 3 | 0% | 0% | 0% | 0% | 0% | 0% | 0% | 0% | 0% | 0% | 0% | 0% | 0% | 0% | 0% | 0% | 0% | 0% | 0% | 0% | 0% | 0% | 0% | 21.79% | 21.79% | 21.79% | 21.79% | 21.79% | 21.79% | 21.79% | 21.79%
System 4 | bar: Year 0 to Year 30
System 5 | 0% | 0% | 0% | 0% | 0% | 0% | 0% | 0% | 0% | 0% | 0% | 0% | 0% | 0% | 0% | 0% | 0% | 0% | 0% | 0% | 0% | 0% | 0% | 55.86% | 55.86% | 55.86% | 55.86% | 55.86% | 55.86% | 55.86% | 55.86%
Total Shares | 0% | 0% | 0% | 0% | 0% | 0% | 0% | 0% | 0% | 0% | 0% | 0% | 0% | 0% | 0% | 0% | 0% | 0% | 0% | 0% | 0% | 0% | 0% | 99.93% | 99.93% | 99.93% | 99.93% | 99.93% | 99.93% | 99.93% | 99.93%
Availabl Shares | 0% | 0% | 0% | 0% | 0% | 0% | 0% | 0% | 0% | 0% | 0% | 0% | 0% | 0% | 0% | 0% | 0% | 0% | 0% | 0% | 0% | 0% | 0% | 99.93% | 99.93% | 99.93% | 99.93% | 99.93% | 99.93% | 99.93% | 99.93%
Utility - Cost of Operation
System | Year 0 | Year 1 | Year 2 | Year 3 | Year 4 | Year 5 | Year 6 | Year 7 | Year 8 | Year 9 | Year 10 | Year 11 | Year 12 | Year 13 | Year 14 | Year 15 | Year 16 | Year 17 | Year 18 | Year 19 | Year 20 | Year 21 | Year 22 | Year 23 | Year 24 | Year 25 | Year 26 | Year 27 | Year 28 | Year 29 | Year 30
System 1 | 0 | 0 | 0 | 0 | 0 | 0 | 0 | 0 | 0 | 0 | 0 | 0 | 0 | 0 | 0 | 0 | 0 | 0 | 0 | 0 | 0 | 0 | 0 | 0 | 0 | 0 | 0 | 0 | 0 | 0 | 0
System 2 | 0 | 0 | 0 | 0 | 0 | 0 | 0 | 0 | 0 | 0 | 0 | 0 | 0 | 0 | 0 | 0 | 0 | 0 | 0 | 0 | 0 | 0 | 0 | 0 | 0 | 0 | 0 | 0 | 0 | 0 | 0
System 3 | 0 | 0 | 0 | 0 | 0 | 0 | 0 | 0 | 0 | 0 | 0 | 0 | 0 | 0 | 0 | 0 | 0 | 0 | 0 | 0 | 0 | 0 | 0 | 0 | 0 | 0 | 0 | 0 | 0 | 0 | 0
System 4 | 0 | 0 | 0 | 0 | 0 | 0 | 0 | 0 | 0 | 0 | 0 | 0 | 0 | 0 | 0 | 0 | 0 | 0 | 0 | 0 | 0 | 0 | 0 | 0 | 0 | 0 | 0 | 0 | 0 | 0 | 0
System 5 | 0 | 0 | 0 | 0 | 0 | 0 | 0 | 0 | 0 | 0 | 0 | 0 | 0 | 0 | 0 | 0 | 0 | 0 | 0 | 0 | 0 | 0 | 0 | 0 | 0 | 0 | 0 | 0 | 0 | 0 | 0
Utility - Value of Sales
System | Year 0 | Year 1 | Year 2 | Year 3 | Year 4 | Year 5 | Year 6 | Year 7 | Year 8 | Year 9 | Year 10 | Year 11 | Year 12 | Year 13 | Year 14 | Year 15 | Year 16 | Year 17 | Year 18 | Year 19 | Year 20 | Year 21 | Year 22 | Year 23 | Year 24 | Year 25 | Year 26 | Year 27 | Year 28 | Year 29 | Year 30
System 1 | 0 | 0 | 0 | 0 | 0 | 0 | 0 | 0 | 0 | 0 | 0 | 0 | 0 | 0 | 0 | 0 | 0 | 0 | 0 | 0 | 0 | 0 | 0 | 0 | 0 | 0 | 0 | 0 | 0 | 0 | 0
System 2 | 0 | 0 | 0 | 0 | 0 | 0 | 0 | 0 | 0 | 0 | 0 | 0 | 0 | 0 | 0 | 0 | 0 | 0 | 0 | 0 | 0 | 0 | 0 | 0 | 0 | 0 | 0 | 0 | 0 | 0 | 0
System 3 | 0 | 0 | 0 | 0 | 0 | 0 | 0 | 0 | 0 | 0 | 0 | 0 | 0 | 0 | 0 | 0 | 0 | 0 | 0 | 0 | 0 | 0 | 0 | 0 | 0 | 0 | 0 | 0 | 0 | 0 | 0
System 4 | 0.50744 | 0.51289 | 0.51841 | 0.52358 | 0.52943 | 0.5348 | 0.54001 | 0.54443 | 0.54944 | 0.55459 | 0.56038 | 0.56652 | 0.57218 | 0 | 0 | 0 | 0 | 0 | 0 | 0 | 0 | 0 | 0 | 0 | 0 | 0 | 0 | 0 | 0 | 0 | 0
System 5 | 0 | 0 | 0 | 0 | 0 | 0 | 0 | 0 | 0 | 0 | 0 | 0 | 0 | 0 | 0 | 0 | 0 | 0 | 0 | 0 | 0 | 0 | 0 | 0 | 0 | 0 | 0 | 0 | 0 | 0 | 0
| 0 | 0 | 0 | 0 | 0 | 0 | 0 | 0 | 0 | 0 | 0 | 0 | 0 | 0 | 0 | 0 | 0 | 0 | 0 | 0 | 0 | 0 | 0
Utility - Cost of Equipment
System | Year 0 | Year 1 | Year 2 | Year 3 | Year 4 | Year 5 | Year 6 | Year 7 | Year 8 | Year 9 | Year 10 | Year 11 | Year 12 | Year 13 | Year 14 | Year 15 | Year 16 | Year 17 | Year 18 | Year 19 | Year 20 | Year 21 | Year 22 | Year 23 | Year 24 | Year 25 | Year 26 | Year 27 | Year 28 | Year 29 | Year 30
System 1 | 0 | 0 | 0 | 0 | 0 | 0 | 0 | 0 | 0 | 0 | 0 | 0 | 0 | 0 | 0 | 0 | 0 | 0 | 0 | 0 | 0 | 0 | 0 | 0 | 0 | 0 | 0 | 0 | 0 | 0 | 0
System 2 | 0 | 0 | 0 | 0 | 0 | 0 | 0 | 0 | 0 | 0 | 0 | 0 | 0 | 0 | 0 | 0 | 0 | 0 | 0 | 0 | 0 | 0 | 0 | 0 | 0 | 0 | 0 | 0 | 0 | 0 | 0
System 3 | 0 | 0 | 0 | 0 | 0 | 0 | 0 | 0 | 0 | 0 | 0 | 0 | 0 | 0 | 0 | 0 | 0 | 0 | 0 | 0 | 0 | 0 | 0 | 0 | 0 | 0 | 0 | 0 | 0 | 0 | 0
System 4 | 0 | 0 | 0 | 0 | 0 | 0 | 0 | 0 | 0 | 0 | 0 | 0 | 0 | 0 | 0 | 0 | 0 | 0 | 0 | 0 | 0 | 0 | 0 | 0 | 0 | 0 | 0 | 0 | 0 | 0 | 0
System 5 | 0 | 0 | 0 | 0 | 0 | 0 | 0 | 0 | 0 | 0 | 0 | 0 | 0 | 0 | 0 | 0 | 0 | 0 | 0 | 0 | 0 | 0 | 0 | 0 | 0 | 0 | 0 | 0 | 0 | 0 | 0
Participant - Cost of Operation
System | Year 0 | Year 1 | Year 2 | Year 3 | Year 4 | Year 5 | Year 6 | Year 7 | Year 8 | Year 9 | Year 10 | Year 11 | Year 12 | Year 13 | Year 14 | Year 15 | Year 16 | Year 17 | Year 18 | Year 19 | Year 20 | Year 21 | Year 22 | Year 23 | Year 24 | Year 25 | Year 26 | Year 27 | Year 28 | Year 29 | Year 30
System 1 | 0 | 0 | 0 | 0 | 0 | 0 | 0 | 0 | 0 | 0 | 0 | 0 | 0 | 0 | 0 | 0 | 0 | 0 | 0 | 0 | 0 | 0 | 0 | 0 | 0 | 0 | 0 | 0 | 0 | 0 | 0
System 2 | 0 | 0 | 0 | 0 | 0 | 0 | 0 | 0 | 0 | 0 | 0 | 0 | 0 | 0 | 0 | 0 | 0 | 0 | 0 | 0 | 0 | 0 | 0 | 0 | 0 | 0 | 0 | 0 | 0 | 0 | 0
System 3 | 0 | 0 | 0 | 0 | 0 | 0 | 0 | 0 | 0 | 0 | 0 | 0 | 0 | 0 | 0 | 0 | 0 | 0 | 0 | 0 | 0 | 0 | 0 | 0 | 0 | 0 | 0 | 0 | 0 | 0 | 0
System 4 | 0 | 0 | 0 | 0 | 0 | 0 | 0 | 0 | 0 | 0 | 0 | 0 | 0 | 0 | 0 | 0 | 0 | 0 | 0 | 0 | 0 | 0 | 0 | 0 | 0 | 0 | 0 | 0 | 0 | 0 | 0
System 5 | 0 | 0 | 0 | 0 | 0 | 0 | 0 | 0 | 0 | 0 | 0 | 0 | 0 | 0 | 0 | 0 | 0 | 0 | 0 | 0 | 0 | 0 | 0 | 0 | 0 | 0 | 0 | 0 | 0 | 0 | 0
Participant - Cost of Equipment
System | Year 0 | Year 1 | Year 2 | Year 3 | Year 4 | Year 5 | Year 6 | Year 7 | Year 8 | Year 9 | Year 10 | Year 11 | Year 12 | Year 13 | Year 14 | Year 15 | Year 16 | Year 17 | Year 18 | Year 19 | Year 20 | Year 21 | Year 22 | Year 23 | Year 24 | Year 25 | Year 26 | Year 27 | Year 28 | Year 29 | Year 30
System 1 | 0 | 0 | 0 | 0 | 0 | 0 | 0 | 0 | 0 | 0 | 0 | 0 | 0 | 0 | 0 | 0 | 0 | 0 | 0 | 0 | 0 | 0 | 0 | 0 | 0 | 0 | 0 | 0 | 0 | 0 | 0
System 2 | 0 | 0 | 0 | 0 | 0 | 0 | 0 | 0 | 0 | 0 | 0 | 0 | 0 | 0 | 0 | 0 | 0 | 0 | 0 | 0 | 0 | 0 | 0 | 0 | 0 | 0 | 0 | 0 | 0 | 0 | 0
System 3 | 0 | 0 | 0 | 0 | 0 | 0 | 0 | 0 | 0 | 0 | 0 | 0 | 0 | 0 | 0 | 0 | 0 | 0 | 0 | 0 | 0 | 0 | 0 | 0 | 0 | 0 | 0 | 0 | 0 | 0 | 0
System 4 | 0 | 0 | 0 | 0 | 0 | 0 | 0 | 0 | 0 | 0 | 0 | 0 | 0 | 0 | 0 | 0 | 0 | 0 | 0 | 0 | 0 | 0 | 0 | 0 | 0 | 0 | 0 | 0 | 0 | 0 | 0
System 5 | 0 | 0 | 0 | 0 | 0 | 0 | 0 | 0 | 0 | 0 | 0 | 0 | 0 | 0 | 0 | 0 | 0 | 0 | 0 | 0 | 0 | 0 | 0 | 0 | 0 | 0 | 0 | 0 | 0 | 0 | 0
System - Annual kBTUs
System | Year 0 | Year 1 | Year 2 | Year 3 | Year 4 | Year 5 | Year 6 | Year 7 | Year 8 | Year 9 | Year 10 | Year 11 | Year 12 | Year 13 | Year 14 | Year 15 | Year 16 | Year 17 | Year 18 | Year 19 | Year 20 | Year 21 | Year 22 | Year 23 | Year 24 | Year 25 | Year 26 | Year 27 | Year 28 | Year 29 | Year 30
1 | 0 | 0 | 0 | 0 | 0 | 0 | 0 | 0 | 0 | 0 | 0 | 0 | 0 | 0 | 0 | 0 | 0 | 0 | 0 | 0 | 0 | 0 | 0 | 0 | 0 | 0 | 0 | 0 | 0 | 0 | 0
2 | 0 | 0 | 0 | 0 | 0 | 0 | 0 | 0 | 0 | 0 | 0 | 0 | 0 | 0 | 0 | 0 | 0 | 0 | 0 | 0 | 0 | 0 | 0 | 0 | 0 | 0 | 0 | 0 | 0 | 0 | 0
3 | 0 | 0 | 0 | 0 | 0 | 0 | 0 | 0 | 0 | 0 | 0 | 0 | 0 | 0 | 0 | 0 | 0 | 0 | 0 | 0 | 0 | 0 | 0 | 0 | 0 | 0 | 0 | 0 | 0 | 0 | 0
4 | 0 | 0 | 0 | 0 | 0 | 0 | 0 | 0 | 0 | 0 | 0 | 0 | 0 | 0 | 0 | 0 | 0 | 0 | 0 | 0 | 0 | 0 | 0 | 0 | 0 | 0 | 0 | 0 | 0 | 0 | 0
5 | 0 | 0 | 0 | 0 | 0 | 0 | 0 | 0 | 0 | 0 | 0 | 0 | 0 | 0 | 0 | 0 | 0 | 0 | 0 | 0 | 0 | 0 | 0 | 0 | 0 | 0 | 0 | 0 | 0 | 0 | 0
Year
| Year 0 | Year 1 | Year 2 | Year 3 | Year 4 | Year 5 | Year 6 | Year 7 | Year 8 | Year 9 | Year 10 | Year 11 | Year 12 | Year 13 | Year 14 | Year 15 | Year 16 | Year 17 | Year 18 | Year 19 | Year 20 | Year 21 | Year 22 | Year 23 | Year 24 | Year 25 | Year 26 | Year 27 | Year 28 | Year 29 | Year 30
Year | 2013 | 2014 | 2015 | 2016 | 2017 | 2018 | 2019 | 2020 | 2021 | 2022 | 2023 | 2024 | 2025 | 2026 | 2027 | 2028 | 2029 | 2030 | 2031 | 2032 | 2033 | 2034 | 2035 | 2036 | 2037 | 2038 | 2039 | 2040 | 2041 | 2042 | 2043
Index | 0 | 1 | 2 | 3 | 4 | 5 | 6 | 7 | 8 | 9 | 10 | 11 | 12 | 13 | 14 | 15 | 16 | 17 | 18 | 19 | 20 | 21 | 22 | 23 | 24 | 25 | 26 | 27 | 28 | 29 | 30
On Market
Equipment | Year 0 | Year 1 | Year 2 | Year 3 | Year 4 | Year 5 | Year 6 | Year 7 | Year 8 | Year 9 | Year 10 | Year 11 | Year 12 | Year 13 | Year 14 | Year 15 | Year 16 | Year 17 | Year 18 | Year 19 | Year 20 | Year 21 | Year 22 | Year 23 | Year 24 | Year 25 | Year 26 | Year 27 | Year 28 | Year 29 | Year 30
1 | FALSE | FALSE | FALSE | FALSE | FALSE | FALSE | FALSE | FALSE | FALSE | FALSE | FALSE | FALSE | FALSE | FALSE | FALSE | FALSE | FALSE | FALSE | FALSE | FALSE | FALSE | FALSE | FALSE | FALSE | FALSE | FALSE | FALSE | FALSE | FALSE | FALSE | FALSE
2 | FALSE | FALSE | FALSE | FALSE | FALSE | FALSE | FALSE | FALSE | FALSE | FALSE | FALSE | FALSE | FALSE | FALSE | FALSE | FALSE | FALSE | FALSE | FALSE | FALSE | FALSE | FALSE | FALSE | FALSE | FALSE | FALSE | FALSE | FALSE | FALSE | FALSE | FALSE
3 | FALSE | FALSE | FALSE | FALSE | FALSE | FALSE | FALSE | FALSE | FALSE | FALSE | FALSE | FALSE | FALSE | FALSE | FALSE | FALSE | FALSE | FALSE | FALSE | FALSE | FALSE | FALSE | FALSE | FALSE | FALSE | FALSE | FALSE | FALSE | FALSE | FALSE | FALSE
4 | FALSE | FALSE | FALSE | FALSE | FALSE | FALSE | FALSE | FALSE | FALSE | FALSE | FALSE | FALSE | FALSE | FALSE | FALSE | FALSE | FALSE | FALSE | FALSE | FALSE | FALSE | FALSE | FALSE | FALSE | FALSE | FALSE | FALSE | FALSE | FALSE | FALSE | FALSE
5 | FALSE | FALSE | FALSE | FALSE | FALSE | FALSE | FALSE | FALSE | FALSE | FALSE | FALSE | FALSE | FALSE | FALSE | FALSE | FALSE | FALSE | FALSE | FALSE | FALSE | FALSE | FALSE | FALSE | FALSE | FALSE | FALSE | FALSE | FALSE | FALSE | FALSE | FALSE
Base Unit | #N/A | #N/A | #N/A | #N/A | #N/A | #N/A | #N/A | #N/A | #N/A | #N/A | #N/A | #N/A | #N/A | #N/A | #N/A | #N/A | #N/A | #N/A | #N/A | #N/A | #N/A | #N/A | #N/A | #N/A | #N/A | #N/A | #N/A | #N/A | #N/A | #N/A | #N/A
Options Available | 0 | 0 | 0 | 0 | 0 | 0 | 0 | 0 | 0 | 0 | 0 | 0 | 0 | 0 | 0 | 0 | 0 | 0 | 0 | 0 | 0 | 0 | 0 | 0 | 0 | 0 | 0 | 0 | 0 | 0 | 0
Total Resource Cost Test
Equipment | Year 0 | Year 1 | Year 2 | Year 3 | Year 4 | Year 5 | Year 6 | Year 7 | Year 8 | Year 9 | Year 10 | Year 11 | Year 12 | Year 13 | Year 14 | Year 15 | Year 16 | Year 17 | Year 18 | Year 19 | Year 20 | Year 21 | Year 22 | Year 23 | Year 24 | Year 25 | Year 26 | Year 27 | Year 28 | Year 29 | Year 30
1 | 0 | 0 | 0 | 0 | 0 | 0 | 0 | 0 | 0 | 0 | 0 | 0 | 0 | 0 | 0 | 0 | 0 | 0 | 0 | 0 | 0 | 0 | 0 | 0 | 0 | 0 | 0 | 0 | 0 | 0 | 0
2 | 0 | 0 | 0 | 0 | 0 | 0 | 0 | 0 | 0 | 0 | 0 | 0 | 0 | 0 | 0 | 0 | 0 | 0 | 0 | 0 | 0 | 0 | 0 | 0 | 0 | 0 | 0 | 0 | 0 | 0 | 0
3 | 0 | 0 | 0 | 0 | 0 | 0 | 0 | 0 | 0 | 0 | 0 | 0 | 0 | 0 | 0 | 0 | 0 | 0 | 0 | 0 | 0 | 0 | 0 | 0 | 0 | 0 | 0 | 0 | 0 | 0 | 0
4 | 0 | 0 | 0 | 0 | 0 | 0 | 0 | 0 | 0 | 0 | 0 | 0 | 0 | 0 | 0 | 0 | 0 | 0 | 0 | 0 | 0 | 0 | 0 | 0 | 0 | 0 | 0 | 0 | 0 | 0 | 0
5 | 0 | 0 | 0 | 0 | 0 | 0 | 0 | 0 | 0 | 0 | 0 | 0 | 0 | 0 | 0 | 0 | 0 | 0 | 0 | 0 | 0 | 0 | 0 | 0 | 0 | 0 | 0 | 0 | 0 | 0 | 0
Economical | bar: Year 0 to Year 30
Economical kBTUs | 0 | 0 | 0 | 0 | 0 | 0 | 0 | 0 | 0 | 0 | 0 | 0 | 0 | 0 | 0 | 0 | 0 | 0 | 0 | 0 | 0 | 0 | 0 | 0 | 0 | 0 | 0 | 0 | 0 | 0 | 0
Program Administrator Cost Test
Equipment | Year 0 | Year 1 | Year 2 | Year 3 | Year 4 | Year 5 | Year 6 | Year 7 | Year 8 | Year 9 | Year 10 | Year 11 | Year 12 | Year 13 | Year 14 | Year 15 | Year 16 | Year 17 | Year 18 | Year 19 | Year 20 | Year 21 | Year 22 | Year 23 | Year 24 | Year 25 | Year 26 | Year 27 | Year 28 | Year 29 | Year 30
1 | 0 | 0 | 0 | 0 | 0 | 0 | 0 | 0 | 0 | 0 | 0 | 0 | 0 | 0 | 0 | 0 | 0 | 0 | 0 | 0 | 0 | 0 | 0 | 0 | 0 | 0 | 0 | 0 | 0 | 0 | 0
2 | 0 | 0 | 0 | 0 | 0 | 0 | 0 | 0 | 0 | 0 | 0 | 0 | 0 | 0 | 0 | 0 | 0 | 0 | 0 | 0 | 0 | 0 | 0 | 0 | 0 | 0 | 0 | 0 | 0 | 0 | 0
3 | 0 | 0 | 0 | 0 | 0 | 0 | 0 | 0 | 0 | 0 | 0 | 0 | 0 | 0 | 0 | 0 | 0 | 0 | 0 | 0 | 0 | 0 | 0 | 0 | 0 | 0 | 0 | 0 | 0 | 0 | 0
4 | 0 | 0 | 0 | 0 | 0 | 0 | 0 | 0 | 0 | 0 | 0 | 0 | 0 | 0 | 0 | 0 | 0 | 0 | 0 | 0 | 0 | 0 | 0 | 0 | 0 | 0 | 0 | 0 | 0 | 0 | 0
5 | 0 | 0 | 0 | 0 | 0 | 0 | 0 | 0 | 0 | 0 | 0 | 0 | 0 | 0 | 0 | 0 | 0 | 0 | 0 | 0 | 0 | 0 | 0 | 0 | 0 | 0 | 0 | 0 | 0 | 0 | 0
Economical | bar: Year 0 to Year 30
Economical kBTUs | 0 | 0 | 0 | 0 | 0 | 0 | 0 | 0 | 0 | 0 | 0 | 0 | 0 | 0 | 0 | 0 | 0 | 0 | 0 | 0 | 0 | 0 | 0 | 0 | 0 | 0 | 0 | 0 | 0 | 0 | 0
Participant Cost Test
Equipment | Year 0 | Year 1 | Year 2 | Year 3 | Year 4 | Year 5 | Year 6 | Year 7 | Year 8 | Year 9 | Year 10 | Year 11 | Year 12 | Year 13 | Year 14 | Year 15 | Year 16 | Year 17 | Year 18 | Year 19 | Year 20 | Year 21 | Year 22 | Year 23 | Year 24 | Year 25 | Year 26 | Year 27 | Year 28 | Year 29 | Year 30
1 | 0 | 0 | 0 | 0 | 0 | 0 | 0 | 0 | 0 | 0 | 0 | 0 | 0 | 0 | 0 | 0 | 0 | 0 | 0 | 0 | 0 | 0 | 0 | 0 | 0 | 0 | 0 | 0 | 0 | 0 | 0
2 | 0 | 0 | 0 | 0 | 0 | 0 | 0 | 0 | 0 | 0 | 0 | 0 | 0 | 0 | 0 | 0 | 0 | 0 | 0 | 0 | 0 | 0 | 0 | 0 | 0 | 0 | 0 | 0 | 0 | 0 | 0
3 | 0 | 0 | 0 | 0 | 0 | 0 | 0 | 0 | 0 | 0 | 0 | 0 | 0 | 0 | 0 | 0 | 0 | 0 | 0 | 0 | 0 | 0 | 0 | 0 | 0 | 0 | 0 | 0 | 0 | 0 | 0
4 | 0 | 0 | 0 | 0 | 0 | 0 | 0 | 0 | 0 | 0 | 0 | 0 | 0 | 0 | 0 | 0 | 0 | 0 | 0 | 0 | 0 | 0 | 0 | 0 | 0 | 0 | 0 | 0 | 0 | 0 | 0
5 | 0 | 0 | 0 | 0 | 0 | 0 | 0 | 0 | 0 | 0 | 0 | 0 | 0 | 0 | 0 | 0 | 0 | 0 | 0 | 0 | 0 | 0 | 0 | 0 | 0 | 0 | 0 | 0 | 0 | 0 | 0
Economical | bar: Year 0 to Year 30
Economical kBTUs | 0 | 0 | 0 | 0 | 0 | 0 | 0 | 0 | 0 | 0 | 0 | 0 | 0 | 0 | 0 | 0 | 0 | 0 | 0 | 0 | 0 | 0 | 0 | 0 | 0 | 0 | 0 | 0 | 0 | 0 | 0
Ratepayer Impact Measure Test
Equipment | Year 0 | Year 1 | Year 2 | Year 3 | Year 4 | Year 5 | Year 6 | Year 7 | Year 8 | Year 9 | Year 10 | Year 11 | Year 12 | Year 13 | Year 14 | Year 15 | Year 16 | Year 17 | Year 18 | Year 19 | Year 20 | Year 21 | Year 22 | Year 23 | Year 24 | Year 25 | Year 26 | Year 27 | Year 28 | Year 29 | Year 30
1 | 0 | 0 | 0 | 0 | 0 | 0 | 0 | 0 | 0 | 0 | 0 | 0 | 0 | 0 | 0 | 0 | 0 | 0 | 0 | 0 | 0 | 0 | 0 | 0 | 0 | 0 | 0 | 0 | 0 | 0 | 0
2 | 0 | 0 | 0 | 0 | 0 | 0 | 0 | 0 | 0 | 0 | 0 | 0 | 0 | 0 | 0 | 0 | 0 | 0 | 0 | 0 | 0 | 0 | 0 | 0 | 0 | 0 | 0 | 0 | 0 | 0 | 0
3 | 0 | 0 | 0 | 0 | 0 | 0 | 0 | 0 | 0 | 0 | 0 | 0 | 0 | 0 | 0 | 0 | 0 | 0 | 0 | 0 | 0 | 0 | 0 | 0 | 0 | 0 | 0 | 0 | 0 | 0 | 0
4 | -0.50744 | -0.51289 | -0.51841 | -0.52358 | -0.52943 | -0.5348 | -0.54001 | -0.54443 | -0.54944 | -0.55459 | -0.56038 | -0.56652 | -0.57218 | 0 | 0 | 0 | 0 | 0 | 0 | 0 | 0 | 0 | 0 | 0 | 0 | 0 | 0 | 0 | 0 | 0 | 0
5 | 0 | 0 | 0 | 0 | 0 | 0 | 0 | 0 | 0 | 0 | 0 | 0 | 0 | 0 | 0 | 0 | 0 | 0 | 0 | 0 | 0 | 0 | 0 | 0 | 0 | 0 | 0 | 0 | 0 | 0 | 0
Economical | bar: Year 0 to Year 30
Economical kBTUs | 0 | 0 | 0 | 0 | 0 | 0 | 0 | 0 | 0 | 0 | 0 | 0 | 0 | 0 | 0 | 0 | 0 | 0 | 0 | 0 | 0 | 0 | 0 | 0 | 0 | 0 | 0 | 0 | 0 | 0 | 0
Technical Model Rank
System | Year 0 | Year 1 | Year 2 | Year 3 | Year 4 | Year 5 | Year 6 | Year 7 | Year 8 | Year 9 | Year 10 | Year 11 | Year 12 | Year 13 | Year 14 | Year 15 | Year 16 | Year 17 | Year 18 | Year 19 | Year 20 | Year 21 | Year 22 | Year 23 | Year 24 | Year 25 | Year 26 | Year 27 | Year 28 | Year 29 | Year 30
1 | 0 | 0 | 0 | 0 | 0 | 0 | 0 | 0 | 0 | 0 | 0 | 0 | 0 | 0 | 0 | 0 | 0 | 0 | 0 | 0 | 0 | 0 | 0 | 0 | 0 | 0 | 0 | 0 | 0 | 0 | 0
2 | 0 | 0 | 0 | 0 | 0 | 0 | 0 | 0 | 0 | 0 | 0 | 0 | 0 | 0 | 0 | 0 | 0 | 0 | 0 | 0 | 0 | 0 | 0 | 0 | 0 | 0 | 0 | 0 | 0 | 0 | 0
3 | 0 | 0 | 0 | 0 | 0 | 0 | 0 | 0 | 0 | 0 | 0 | 0 | 0 | 0 | 0 | 0 | 0 | 0 | 0 | 0 | 0 | 0 | 0 | 0 | 0 | 0 | 0 | 0 | 0 | 0 | 0
4 | 0 | 0 | 0 | 0 | 0 | 0 | 0 | 0 | 0 | 0 | 0 | 0 | 0 | 0 | 0 | 0 | 0 | 0 | 0 | 0 | 0 | 0 | 0 | 0 | 0 | 0 | 0 | 0 | 0 | 0 | 0
5 | 0 | 0 | 0 | 0 | 0 | 0 | 0 | 0 | 0 | 0 | 0 | 0 | 0 | 0 | 0 | 0 | 0 | 0 | 0 | 0 | 0 | 0 | 0 | 0 | 0 | 0 | 0 | 0 | 0 | 0 | 0
Economic Model Rank
System | Year 0 | Year 1 | Year 2 | Year 3 | Year 4 | Year 5 | Year 6 | Year 7 | Year 8 | Year 9 | Year 10 | Year 11 | Year 12 | Year 13 | Year 14 | Year 15 | Year 16 | Year 17 | Year 18 | Year 19 | Year 20 | Year 21 | Year 22 | Year 23 | Year 24 | Year 25 | Year 26 | Year 27 | Year 28 | Year 29 | Year 30
1 | 0 | 0 | 0 | 0 | 0 | 0 | 0 | 0 | 0 | 0 | 0 | 0 | 0 | 0 | 0 | 0 | 0 | 0 | 0 | 0 | 0 | 0 | 0 | 0 | 0 | 0 | 0 | 0 | 0 | 0 | 0
2 | 0 | 0 | 0 | 0 | 0 | 0 | 0 | 0 | 0 | 0 | 0 | 0 | 0 | 0 | 0 | 0 | 0 | 0 | 0 | 0 | 0 | 0 | 0 | 0 | 0 | 0 | 0 | 0 | 0 | 0 | 0
3 | 0 | 0 | 0 | 0 | 0 | 0 | 0 | 0 | 0 | 0 | 0 | 0 | 0 | 0 | 0 | 0 | 0 | 0 | 0 | 0 | 0 | 0 | 0 | 0 | 0 | 0 | 0 | 0 | 0 | 0 | 0
4 | 0 | 0 | 0 | 0 | 0 | 0 | 0 | 0 | 0 | 0 | 0 | 0 | 0 | 0 | 0 | 0 | 0 | 0 | 0 | 0 | 0 | 0 | 0 | 0 | 0 | 0 | 0 | 0 | 0 | 0 | 0
5 | 0 | 0 | 0 | 0 | 0 | 0 | 0 | 0 | 0 | 0 | 0 | 0 | 0 | 0 | 0 | 0 | 0 | 0 | 0 | 0 | 0 | 0 | 0 | 0 | 0 | 0 | 0 | 0 | 0 | 0 | 0
Major Unit
Scenario | Year 0 | Year 1 | Year 2 | Year 3 | Year 4 | Year 5 | Year 6 | Year 7 | Year 8 | Year 9 | Year 10 | Year 11 | Year 12 | Year 13 | Year 14 | Year 15 | Year 16 | Year 17 | Year 18 | Year 19 | Year 20 | Year 21 | Year 22 | Year 23 | Year 24 | Year 25 | Year 26 | Year 27 | Year 28 | Year 29 | Year 30
Economic | bar: Year 0 to Year 30
Economic kBTUs | 0 | 0 | 0 | 0 | 0 | 0 | 0 | 0 | 0 | 0 | 0 | 0 | 0 | 0 | 0 | 0 | 0 | 0 | 0 | 0 | 0 | 0 | 0 | 0 | 0 | 0 | 0 | 0 | 0 | 0 | 0
Technical | bar: Year 0 to Year 30
Savings against Economic Unit
Scenario | Year 0 | Year 1 | Year 2 | Year 3 | Year 4 | Year 5 | Year 6 | Year 7 | Year 8 | Year 9 | Year 10 | Year 11 | Year 12 | Year 13 | Year 14 | Year 15 | Year 16 | Year 17 | Year 18 | Year 19 | Year 20 | Year 21 | Year 22 | Year 23 | Year 24 | Year 25 | Year 26 | Year 27 | Year 28 | Year 29 | Year 30
1 | 0 | 0 | 0 | 0 | 0 | 0 | 0 | 0 | 0 | 0 | 0 | 0 | 0 | 0 | 0 | 0 | 0 | 0 | 0 | 0 | 0 | 0 | 0 | 0 | 0 | 0 | 0 | 0 | 0 | 0 | 0
2 | 0 | 0 | 0 | 0 | 0 | 0 | 0 | 0 | 0 | 0 | 0 | 0 | 0 | 0 | 0 | 0 | 0 | 0 | 0 | 0 | 0 | 0 | 0 | 0 | 0 | 0 | 0 | 0 | 0 | 0 | 0
3 | 0 | 0 | 0 | 0 | 0 | 0 | 0 | 0 | 0 | 0 | 0 | 0 | 0 | 0 | 0 | 0 | 0 | 0 | 0 | 0 | 0 | 0 | 0 | 0 | 0 | 0 | 0 | 0 | 0 | 0 | 0
4 | 0 | 0 | 0 | 0 | 0 | 0 | 0 | 0 | 0 | 0 | 0 | 0 | 0 | 0 | 0 | 0 | 0 | 0 | 0 | 0 | 0 | 0 | 0 | 0 | 0 | 0 | 0 | 0 | 0 | 0 | 0
5 | 0 | 0 | 0 | 0 | 0 | 0 | 0 | 0 | 0 | 0 | 0 | 0 | 0 | 0 | 0 | 0 | 0 | 0 | 0 | 0 | 0 | 0 | 0 | 0 | 0 | 0 | 0 | 0 | 0 | 0 | 0
Logit Model
System | Year 0: Actual Shares; Year 1: Annualized Cost; Year 2: Desirability Index; Year 3: Logit; Year 4: Uncalibrated Shares; Year 5: Coefficient; Year 6: Calibrated Desirability Index; Year 7: Calibrated Logit; Year 8: Coefficients available in base year; Year 9: Linear Interpolated Coefficients
1 | Year 0: 0%; Year 1: 0; Year 2: 0; Year 3: 0; Year 4: 0%; Year 5: 0; Year 6: 0; Year 7: 0; Year 8: 0; Year 9: 0
2 | Year 0: 0%; Year 1: 0; Year 2: 0; Year 3: 0; Year 4: 0%; Year 5: 0; Year 6: 0; Year 7: 0; Year 8: 0; Year 9: 0
3 | Year 0: 0%; Year 1: 0; Year 2: 0; Year 3: 0; Year 4: 0%; Year 5: 0; Year 6: 0; Year 7: 0; Year 8: 0; Year 9: 0
4 | Year 0: 0%; Year 1: 0; Year 2: 0; Year 3: 0; Year 4: 0%; Year 5: 0; Year 6: 0; Year 7: 0; Year 8: 0; Year 9: 0
5 | Year 0: 0%; Year 1: 0; Year 2: 0; Year 3: 0; Year 4: 0%; Year 5: 0; Year 6: 0; Year 7: 0; Year 8: 0; Year 9: 0
Nothing | Year 0: 100%; Year 1: 0; Year 2: 0; Year 3: 1; Year 4: #N/A; Year 5: #N/A; Year 6: #N/A; Year 7: #N/A; Year 8: #N/A; Year 9: 0
|  |  |  | 1 |  |  |  | #N/A
Calibrated Logit of Desirability Index
1 | 0 | 0 | 0 | 0 | 0 | 0 | 0 | 0 | 0 | 0 | 0 | 0 | 0 | 0 | 0 | 0 | 0 | 0 | 0 | 0 | 0 | 0 | 0 | 0 | 0 | 0 | 0 | 0 | 0 | 0 | 0
2 | 0 | 0 | 0 | 0 | 0 | 0 | 0 | 0 | 0 | 0 | 0 | 0 | 0 | 0 | 0 | 0 | 0 | 0 | 0 | 0 | 0 | 0 | 0 | 0 | 0 | 0 | 0 | 0 | 0 | 0 | 0
3 | 0 | 0 | 0 | 0 | 0 | 0 | 0 | 0 | 0 | 0 | 0 | 0 | 0 | 0 | 0 | 0 | 0 | 0 | 0 | 0 | 0 | 0 | 0 | 0 | 0 | 0 | 0 | 0 | 0 | 0 | 0
4 | 0 | 0 | 0 | 0 | 0 | 0 | 0 | 0 | 0 | 0 | 0 | 0 | 0 | 0 | 0 | 0 | 0 | 0 | 0 | 0 | 0 | 0 | 0 | 0 | 0 | 0 | 0 | 0 | 0 | 0 | 0
5 | 0 | 0 | 0 | 0 | 0 | 0 | 0 | 0 | 0 | 0 | 0 | 0 | 0 | 0 | 0 | 0 | 0 | 0 | 0 | 0 | 0 | 0 | 0 | 0 | 0 | 0 | 0 | 0 | 0 | 0 | 0
Nothing | 0 | 0 | 0 | 0 | 0 | 0 | 0 | 0 | 0 | 0 | 0 | 0 | 0 | 0 | 0 | 0 | 0 | 0 | 0 | 0 | 0 | 0 | 0 | 0 | 0 | 0 | 0 | 0 | 0 | 0 | 0
Total | 0 | 0 | 0 | 0 | 0 | 0 | 0 | 0 | 0 | 0 | 0 | 0 | 0 | 0 | 0 | 0 | 0 | 0 | 0 | 0 | 0 | 0 | 0 | 0 | 0 | 0 | 0 | 0 | 0 | 0 | 0
Linear Interpolated Purchase Shares
1 | bar: Year 0 to Year 30
2 | bar: Year 0 to Year 30
3 | bar: Year 0 to Year 30
4 | bar: Year 0 to Year 30
5 | bar: Year 0 to Year 30
Nothing | bar: Year 0 to Year 30
Baseline Forecast Purchase Shares
Equipment | Year 0 | Year 1 | Year 2 | Year 3 | Year 4 | Year 5 | Year 6 | Year 7 | Year 8 | Year 9 | Year 10 | Year 11 | Year 12 | Year 13 | Year 14 | Year 15 | Year 16 | Year 17 | Year 18 | Year 19 | Year 20 | Year 21 | Year 22 | Year 23 | Year 24 | Year 25 | Year 26 | Year 27 | Year 28 | Year 29 | Year 30
1 | 0% | 0% | 0% | 0% | 0% | 0% | 0% | 0% | 0% | 0% | 0% | 0% | 0% | 0% | 0% | 0% | 0% | 0% | 0% | 0% | 0% | 0% | 0% | 22.29% | 22.29% | 22.29% | 22.29% | 22.29% | 22.29% | 22.29% | 22.29%
2 | bar: Year 0 to Year 30
3 | 0% | 0% | 0% | 0% | 0% | 0% | 0% | 0% | 0% | 0% | 0% | 0% | 0% | 0% | 0% | 0% | 0% | 0% | 0% | 0% | 0% | 0% | 0% | 21.79% | 21.79% | 21.79% | 21.79% | 21.79% | 21.79% | 21.79% | 21.79%
4 | bar: Year 0 to Year 30
5 | 0% | 0% | 0% | 0% | 0% | 0% | 0% | 0% | 0% | 0% | 0% | 0% | 0% | 0% | 0% | 0% | 0% | 0% | 0% | 0% | 0% | 0% | 0% | 55.86% | 55.86% | 55.86% | 55.86% | 55.86% | 55.86% | 55.86% | 55.86%
Technical Potential Purchase Shares (Sorted)
Equipment | Year 0 | Year 1 | Year 2 | Year 3 | Year 4 | Year 5 | Year 6 | Year 7 | Year 8 | Year 9 | Year 10 | Year 11 | Year 12 | Year 13 | Year 14 | Year 15 | Year 16 | Year 17 | Year 18 | Year 19 | Year 20 | Year 21 | Year 22 | Year 23 | Year 24 | Year 25 | Year 26 | Year 27 | Year 28 | Year 29 | Year 30
1 | bar: Year 0 to Year 30
2 | bar: Year 0 to Year 30
3 | bar: Year 0 to Year 30
4 | bar: Year 0 to Year 30
5 | bar: Year 0 to Year 30
Economic Potential Purchase Shares (Sorted)
Equipment | Year 0 | Year 1 | Year 2 | Year 3 | Year 4 | Year 5 | Year 6 | Year 7 | Year 8 | Year 9 | Year 10 | Year 11 | Year 12 | Year 13 | Year 14 | Year 15 | Year 16 | Year 17 | Year 18 | Year 19 | Year 20 | Year 21 | Year 22 | Year 23 | Year 24 | Year 25 | Year 26 | Year 27 | Year 28 | Year 29 | Year 30
1 | bar: Year 0 to Year 30
2 | bar: Year 0 to Year 30
3 | bar: Year 0 to Year 30
4 | bar: Year 0 to Year 30
5 | bar: Year 0 to Year 30
Technical Potential Purchase Shares (Actual)
Equipment | Year 0 | Year 1 | Year 2 | Year 3 | Year 4 | Year 5 | Year 6 | Year 7 | Year 8 | Year 9 | Year 10 | Year 11 | Year 12 | Year 13 | Year 14 | Year 15 | Year 16 | Year 17 | Year 18 | Year 19 | Year 20 | Year 21 | Year 22 | Year 23 | Year 24 | Year 25 | Year 26 | Year 27 | Year 28 | Year 29 | Year 30
1 | bar: Year 0 to Year 30
2 | bar: Year 0 to Year 30
3 | bar: Year 0 to Year 30
4 | bar: Year 0 to Year 30
5 | bar: Year 0 to Year 30
Economic Potential Purchase Shares (Actual)
Equipment | Year 0 | Year 1 | Year 2 | Year 3 | Year 4 | Year 5 | Year 6 | Year 7 | Year 8 | Year 9 | Year 10 | Year 11 | Year 12 | Year 13 | Year 14 | Year 15 | Year 16 | Year 17 | Year 18 | Year 19 | Year 20 | Year 21 | Year 22 | Year 23 | Year 24 | Year 25 | Year 26 | Year 27 | Year 28 | Year 29 | Year 30
1 | bar: Year 0 to Year 30
2 | bar: Year 0 to Year 30
3 | bar: Year 0 to Year 30
4 | bar: Year 0 to Year 30
5 | bar: Year 0 to Year 30
Maximum Achievable Potential Purchase Shares
Equipment | Year 0 | Year 1 | Year 2 | Year 3 | Year 4 | Year 5 | Year 6 | Year 7 | Year 8 | Year 9 | Year 10 | Year 11 | Year 12 | Year 13 | Year 14 | Year 15 | Year 16 | Year 17 | Year 18 | Year 19 | Year 20 | Year 21 | Year 22 | Year 23 | Year 24 | Year 25 | Year 26 | Year 27 | Year 28 | Year 29 | Year 30
1 | 0% | 0% | 0% | 0% | 0% | 0% | 0% | 0% | 0% | 0% | 0% | 0% | 0% | 0% | 0% | 0% | 0% | 0% | 0% | 0% | 0% | 0% | 0% | 22.29% | 22.29% | 22.29% | 22.29% | 22.29% | 22.29% | 22.29% | 22.29%
2 | bar: Year 0 to Year 30
3 | 0% | 0% | 0% | 0% | 0% | 0% | 0% | 0% | 0% | 0% | 0% | 0% | 0% | 0% | 0% | 0% | 0% | 0% | 0% | 0% | 0% | 0% | 0% | 21.79% | 21.79% | 21.79% | 21.79% | 21.79% | 21.79% | 21.79% | 21.79%
4 | bar: Year 0 to Year 30
5 | 0% | 0% | 0% | 0% | 0% | 0% | 0% | 0% | 0% | 0% | 0% | 0% | 0% | 0% | 0% | 0% | 0% | 0% | 0% | 0% | 0% | 0% | 0% | 55.86% | 55.86% | 55.86% | 55.86% | 55.86% | 55.86% | 55.86% | 55.86%
Realistic Achievable Potential Purchase Shares
Equipment | Year 0 | Year 1 | Year 2 | Year 3 | Year 4 | Year 5 | Year 6 | Year 7 | Year 8 | Year 9 | Year 10 | Year 11 | Year 12 | Year 13 | Year 14 | Year 15 | Year 16 | Year 17 | Year 18 | Year 19 | Year 20 | Year 21 | Year 22 | Year 23 | Year 24 | Year 25 | Year 26 | Year 27 | Year 28 | Year 29 | Year 30
1 | 0% | 0% | 0% | 0% | 0% | 0% | 0% | 0% | 0% | 0% | 0% | 0% | 0% | 0% | 0% | 0% | 0% | 0% | 0% | 0% | 0% | 0% | 0% | 22.29% | 22.29% | 22.29% | 22.29% | 22.29% | 22.29% | 22.29% | 22.29%
2 | bar: Year 0 to Year 30
3 | 0% | 0% | 0% | 0% | 0% | 0% | 0% | 0% | 0% | 0% | 0% | 0% | 0% | 0% | 0% | 0% | 0% | 0% | 0% | 0% | 0% | 0% | 0% | 21.79% | 21.79% | 21.79% | 21.79% | 21.79% | 21.79% | 21.79% | 21.79%
4 | bar: Year 0 to Year 30
5 | 0% | 0% | 0% | 0% | 0% | 0% | 0% | 0% | 0% | 0% | 0% | 0% | 0% | 0% | 0% | 0% | 0% | 0% | 0% | 0% | 0% | 0% | 0% | 55.86% | 55.86% | 55.86% | 55.86% | 55.86% | 55.86% | 55.86% | 55.86%
Codes & Standards Forecast Purchase Shares
Equipment | Year 0 | Year 1 | Year 2 | Year 3 | Year 4 | Year 5 | Year 6 | Year 7 | Year 8 | Year 9 | Year 10 | Year 11 | Year 12 | Year 13 | Year 14 | Year 15 | Year 16 | Year 17 | Year 18 | Year 19 | Year 20 | Year 21 | Year 22 | Year 23 | Year 24 | Year 25 | Year 26 | Year 27 | Year 28 | Year 29 | Year 30
1 | 0% | 0% | 0% | 0% | 0% | 0% | 0% | 0% | 0% | 0% | 0% | 0% | 0% | 0% | 0% | 0% | 0% | 0% | 0% | 0% | 0% | 0% | 0% | 22.29% | 22.29% | 22.29% | 22.29% | 22.29% | 22.29% | 22.29% | 22.29%
2 | bar: Year 0 to Year 30
3 | 0% | 0% | 0% | 0% | 0% | 0% | 0% | 0% | 0% | 0% | 0% | 0% | 0% | 0% | 0% | 0% | 0% | 0% | 0% | 0% | 0% | 0% | 0% | 21.79% | 21.79% | 21.79% | 21.79% | 21.79% | 21.79% | 21.79% | 21.79%
4 | bar: Year 0 to Year 30
5 | 0% | 0% | 0% | 0% | 0% | 0% | 0% | 0% | 0% | 0% | 0% | 0% | 0% | 0% | 0% | 0% | 0% | 0% | 0% | 0% | 0% | 0% | 0% | 55.86% | 55.86% | 55.86% | 55.86% | 55.86% | 55.86% | 55.86% | 55.86%
Checks
Invalid Economic Test Chosen | Year 0: FALSE; Year 1: OK
Base Year Shares for Unavailable System | Year 0: FALSE; Year 1: OK

## Sys Forecast (hidden)
Model Year:
0
Row Offset
165
Units
| Year | Year 0 | Year 1 | Year 2 | Year 3 | Year 4 | Year 5 | Year 6 | Year 7 | Year 8 | Year 9 | Year 10 | Year 11 | Year 12 | Year 13 | Year 14 | Year 15 | Year 16 | Year 17 | Year 18 | Year 19 | Year 20 | Year 21 | Year 22 | Year 23 | Year 24 | Year 25 | Year 26 | Year 27 | Year 28 | Year 29 | Year 30 | Year 31 | Year 32 | Year 33 | Year 34 | Year 35
| Market Size | 0 | 0 | 0 | 0 | 0 | 0 | 0 | 0 | 0 | 0 | 0 | 0 | 0 | 0 | 0 | 0 | 0 | 0 | 0 | 0 | 0 | 0 | 0 | 0 | 0 | 0 | 0 | 0 | 0 | 0 | 0 | 0 | 0 | 0 | 0 | 0
S1 Purchase Shares | bar: Year 0 to Year 35
S2 Purchase Shares | bar: Year 0 to Year 35
S3 Purchase Shares | bar: Year 0 to Year 35
S4 Purchase Shares | bar: Year 0 to Year 35
S5 Purchase Shares | bar: Year 0 to Year 35
Base Year Systems
|  | Saturation | Count
| S1 Purchase Shares | Year 0: 0%; Year 1: 0
| S2 Purchase Shares | Year 0: 0%; Year 1: 0
| S3 Purchase Shares | Year 0: 0%; Year 1: 0
| S4 Purchase Shares | Year 0: 0%; Year 1: 0
| S5 Purchase Shares | Year 0: 0%; Year 1: 0
Turnover
|  | Year 0 | Year 1 | Year 2 | Year 3 | Year 4 | Year 5 | Year 6 | Year 7 | Year 8 | Year 9 | Year 10 | Year 11 | Year 12 | Year 13 | Year 14 | Year 15 | Year 16 | Year 17 | Year 18 | Year 19 | Year 20 | Year 21 | Year 22 | Year 23 | Year 24 | Year 25 | Year 26 | Year 27 | Year 28 | Year 29 | Year 30
| System 1 | 0 | 0 | 0 | 0 | 0 | 0 | 0 | 0 | 0 | 0 | 0 | 0 | 0 | 0 | 0 | 0 | 0 | 0 | 0 | 0 | 0 | 0 | 0 | 0 | 0 | 0 | 0 | 0 | 0 | 0 | 0
| System 2 | 0 | 0 | 0 | 0 | 0 | 0 | 0 | 0 | 0 | 0 | 0 | 0 | 0 | 0 | 0 | 0 | 0 | 0 | 0 | 0 | 0 | 0 | 0 | 0 | 0 | 0 | 0 | 0 | 0 | 0 | 0
| System 3 | 0 | 0 | 0 | 0 | 0 | 0 | 0 | 0 | 0 | 0 | 0 | 0 | 0 | 0 | 0 | 0 | 0 | 0 | 0 | 0 | 0 | 0 | 0 | 0 | 0 | 0 | 0 | 0 | 0 | 0 | 0
| System 4 | 0 | 0 | 0 | 0 | 0 | 0 | 0 | 0 | 0 | 0 | 0 | 0 | 0 | 0 | 0 | 0 | 0 | 0 | 0 | 0 | 0 | 0 | 0 | 0 | 0 | 0 | 0 | 0 | 0 | 0 | 0
| System 5 | 0 | 0 | 0 | 0 | 0 | 0 | 0 | 0 | 0 | 0 | 0 | 0 | 0 | 0 | 0 | 0 | 0 | 0 | 0 | 0 | 0 | 0 | 0 | 0 | 0 | 0 | 0 | 0 | 0 | 0 | 0
| Total: | 0 | 0 | 0 | 0 | 0 | 0 | 0 | 0 | 0 | 0 | 0 | 0 | 0 | 0 | 0 | 0 | 0 | 0 | 0 | 0 | 0 | 0 | 0 | 0 | 0 | 0 | 0 | 0 | 0 | 0 | 0
S1C1 |  | Year 0: System 1 Technology 1
Technology Variables
| Tech Key | Year 0: 0
| Peak Factor (S) | Year 0: 0
| Peak Factor (W) | Year 0: 0
| Min Vintage Lifetime | Year 0: 0
| Max Vintage Lifetime | Year 0: 0
| Turnover Style | Year 0: 0
Technology Variables
| Equipment | Year 0: Label; Year 1: Min Lifetime; Year 2: Max Lifetime; Year 3: Degradation; Year 4: Usage; Year 5: Available
| E1 | Year 1: 0; Year 2: 0; Year 3: 0%; Year 4: 0; Year 5: FALSE
| E2 | Year 1: 0; Year 2: 0; Year 3: 0%; Year 4: 0; Year 5: FALSE
| E3 | Year 1: 0; Year 2: 0; Year 3: 0%; Year 4: 0; Year 5: FALSE
| E4 | Year 1: 0; Year 2: 0; Year 3: 0%; Year 4: 0; Year 5: FALSE
| E5 | Year 1: 0; Year 2: 0; Year 3: 0%; Year 4: 0; Year 5: FALSE
| E6 | Year 1: 0; Year 2: 0; Year 3: 0%; Year 4: 0; Year 5: FALSE
| E7 | Year 1: 0; Year 2: 0; Year 3: 0%; Year 4: 0; Year 5: FALSE
| E8 | Year 1: 0; Year 2: 0; Year 3: 0%; Year 4: 0; Year 5: FALSE
| E9 | Year 1: 0; Year 2: 0; Year 3: 0%; Year 4: 0; Year 5: FALSE
| E10 | Year 1: 0; Year 2: 0; Year 3: 0%; Year 4: 0; Year 5: FALSE
Original Forecast Results
| Year | Year 0 | Year 1 | Year 2 | Year 3 | Year 4 | Year 5 | Year 6 | Year 7 | Year 8 | Year 9 | Year 10 | Year 11 | Year 12 | Year 13 | Year 14 | Year 15 | Year 16 | Year 17 | Year 18 | Year 19 | Year 20 | Year 21 | Year 22 | Year 23 | Year 24 | Year 25 | Year 26 | Year 27 | Year 28 | Year 29 | Year 30 | Key
| Units | 0 | 0 | 0 | 0 | 0 | 0 | 0 | 0 | 0 | 0 | 0 | 0 | 0 | 0 | 0 | 0 | 0 | 0 | 0 | 0 | 0 | 0 | 0 | 0 | 0 | 0 | 0 | 0 | 0 | 0 | 0 | #REF! |  |  |  |  | 301957.8232
| Usage | 0 | 0 | 0 | 0 | 0 | 0 | 0 | 0 | 0 | 0 | 0 | 0 | 0 | 0 | 0 | 0 | 0 | 0 | 0 | 0 | 0 | 0 | 0 | 0 | 0 | 0 | 0 | 0 | 0 | 0 | 0 | #REF! |  |  |  |  | 1698.6543
| Peak Demand (S) | 0 | 0 | 0 | 0 | 0 | 0 | 0 | 0 | 0 | 0 | 0 | 0 | 0 | 0 | 0 | 0 | 0 | 0 | 0 | 0 | 0 | 0 | 0 | 0 | 0 | 0 | 0 | 0 | 0 | 0 | 0 | #REF! |  |  |  |  | 0
| Peak Demand (W) | 0 | 0 | 0 | 0 | 0 | 0 | 0 | 0 | 0 | 0 | 0 | 0 | 0 | 0 | 0 | 0 | 0 | 0 | 0 | 0 | 0 | 0 | 0 | 0 | 0 | 0 | 0 | 0 | 0 | 0 | 0 | #REF! |  |  |  |  | 884.6119
| Turnover | 0 | 0 | 0 | 0 | 0 | 0 | 0 | 0 | 0 | 0 | 0 | 0 | 0 | 0 | 0 | 0 | 0 | 0 | 0 | 0 | 0 | 0 | 0 | 0 | 0 | 0 | 0 | 0 | 0 | 0 | 0 | #REF! |  |  |  |  | 6885.4476
| Avg. Replacement Usage | 0 | 0 | 0 | 0 | 0 | 0 | 0 | 0 | 0 | 0 | 0 | 0 | 0 | 0 | 0 | 0 | 0 | 0 | 0 | 0 | 0 | 0 | 0 | 0 | 0 | 0 | 0 | 0 | 0 | 0 | 0 | #REF! |  |  |  |  | 5638.8522
| Avg. Replacement Demand (S) | 0 | 0 | 0 | 0 | 0 | 0 | 0 | 0 | 0 | 0 | 0 | 0 | 0 | 0 | 0 | 0 | 0 | 0 | 0 | 0 | 0 | 0 | 0 | 0 | 0 | 0 | 0 | 0 | 0 | 0 | 0 | #REF! |  |  |  |  | 0
| Avg. Replacement Demand (W) | 0 | 0 | 0 | 0 | 0 | 0 | 0 | 0 | 0 | 0 | 0 | 0 | 0 | 0 | 0 | 0 | 0 | 0 | 0 | 0 | 0 | 0 | 0 | 0 | 0 | 0 | 0 | 0 | 0 | 0 | 0 | #REF! |  |  |  |  | 2.9366
Tech Forecast Stock
| Year | Year 0 | Year 1 | Year 2 | Year 3 | Year 4 | Year 5 | Year 6 | Year 7 | Year 8 | Year 9 | Year 10 | Year 11 | Year 12 | Year 13 | Year 14 | Year 15 | Year 16 | Year 17 | Year 18 | Year 19 | Year 20 | Year 21 | Year 22 | Year 23 | Year 24 | Year 25 | Year 26 | Year 27 | Year 28 | Year 29 | Year 30
| E1 | 0 | 0 | 0 | 0 | 0 | 0 | 0 | 0 | 0 | 0 | 0 | 0 | 0 | 0 | 0 | 0 | 0 | 0 | 0 | 0 | 0 | 0 | 0 | 0 | 0 | 0 | 0 | 0 | 0 | 0 | 0
| E2 | 0 | 0 | 0 | 0 | 0 | 0 | 0 | 0 | 0 | 0 | 0 | 0 | 0 | 0 | 0 | 0 | 0 | 0 | 0 | 0 | 0 | 0 | 0 | 0 | 0 | 0 | 0 | 0 | 0 | 0 | 0
| E3 | 0 | 0 | 0 | 0 | 0 | 0 | 0 | 0 | 0 | 0 | 0 | 0 | 0 | 0 | 0 | 0 | 0 | 0 | 0 | 0 | 0 | 0 | 0 | 0 | 0 | 0 | 0 | 0 | 0 | 0 | 0
| E4 | 0 | 0 | 0 | 0 | 0 | 0 | 0 | 0 | 0 | 0 | 0 | 0 | 0 | 0 | 0 | 0 | 0 | 0 | 0 | 0 | 0 | 0 | 0 | 0 | 0 | 0 | 0 | 0 | 0 | 0 | 0
| E5 | 0 | 0 | 0 | 0 | 0 | 0 | 0 | 0 | 0 | 0 | 0 | 0 | 0 | 0 | 0 | 0 | 0 | 0 | 0 | 0 | 0 | 0 | 0 | 0 | 0 | 0 | 0 | 0 | 0 | 0 | 0
| E6 | 0 | 0 | 0 | 0 | 0 | 0 | 0 | 0 | 0 | 0 | 0 | 0 | 0 | 0 | 0 | 0 | 0 | 0 | 0 | 0 | 0 | 0 | 0 | 0 | 0 | 0 | 0 | 0 | 0 | 0 | 0
| E7 | 0 | 0 | 0 | 0 | 0 | 0 | 0 | 0 | 0 | 0 | 0 | 0 | 0 | 0 | 0 | 0 | 0 | 0 | 0 | 0 | 0 | 0 | 0 | 0 | 0 | 0 | 0 | 0 | 0 | 0 | 0
| E8 | 0 | 0 | 0 | 0 | 0 | 0 | 0 | 0 | 0 | 0 | 0 | 0 | 0 | 0 | 0 | 0 | 0 | 0 | 0 | 0 | 0 | 0 | 0 | 0 | 0 | 0 | 0 | 0 | 0 | 0 | 0
| E9 | 0 | 0 | 0 | 0 | 0 | 0 | 0 | 0 | 0 | 0 | 0 | 0 | 0 | 0 | 0 | 0 | 0 | 0 | 0 | 0 | 0 | 0 | 0 | 0 | 0 | 0 | 0 | 0 | 0 | 0 | 0
| E10 | 0 | 0 | 0 | 0 | 0 | 0 | 0 | 0 | 0 | 0 | 0 | 0 | 0 | 0 | 0 | 0 | 0 | 0 | 0 | 0 | 0 | 0 | 0 | 0 | 0 | 0 | 0 | 0 | 0 | 0 | 0
| Vintage | 0 | 0 | 0 | 0 | 0 | 0 | 0 | 0 | 0 | 0 | 0 | 0 | 0 | 0 | 0 | 0 | 0 | 0 | 0 | 0 | 0 | 0 | 0 | 0 | 0 | 0 | 0 | 0 | 0 | 0 | 0
Stock for Switching
| Year | Year 0 | Year 1 | Year 2 | Year 3 | Year 4 | Year 5 | Year 6 | Year 7 | Year 8 | Year 9 | Year 10 | Year 11 | Year 12 | Year 13 | Year 14 | Year 15 | Year 16 | Year 17 | Year 18 | Year 19 | Year 20 | Year 21 | Year 22 | Year 23 | Year 24 | Year 25 | Year 26 | Year 27 | Year 28 | Year 29 | Year 30
| E1 | 0 | 0 | 0 | 0 | 0 | 0 | 0 | 0 | 0 | 0 | 0 | 0 | 0 | 0 | 0 | 0 | 0 | 0 | 0 | 0 | 0 | 0 | 0 | 0 | 0 | 0 | 0 | 0 | 0 | 0 | 0 | 0_E1_SysStock
| E2 | 0 | 0 | 0 | 0 | 0 | 0 | 0 | 0 | 0 | 0 | 0 | 0 | 0 | 0 | 0 | 0 | 0 | 0 | 0 | 0 | 0 | 0 | 0 | 0 | 0 | 0 | 0 | 0 | 0 | 0 | 0 | 0_E2_SysStock
| E3 | 0 | 0 | 0 | 0 | 0 | 0 | 0 | 0 | 0 | 0 | 0 | 0 | 0 | 0 | 0 | 0 | 0 | 0 | 0 | 0 | 0 | 0 | 0 | 0 | 0 | 0 | 0 | 0 | 0 | 0 | 0 | 0_E3_SysStock
| E4 | 0 | 0 | 0 | 0 | 0 | 0 | 0 | 0 | 0 | 0 | 0 | 0 | 0 | 0 | 0 | 0 | 0 | 0 | 0 | 0 | 0 | 0 | 0 | 0 | 0 | 0 | 0 | 0 | 0 | 0 | 0 | 0_E4_SysStock
| E5 | 0 | 0 | 0 | 0 | 0 | 0 | 0 | 0 | 0 | 0 | 0 | 0 | 0 | 0 | 0 | 0 | 0 | 0 | 0 | 0 | 0 | 0 | 0 | 0 | 0 | 0 | 0 | 0 | 0 | 0 | 0 | 0_E5_SysStock
| E6 | 0 | 0 | 0 | 0 | 0 | 0 | 0 | 0 | 0 | 0 | 0 | 0 | 0 | 0 | 0 | 0 | 0 | 0 | 0 | 0 | 0 | 0 | 0 | 0 | 0 | 0 | 0 | 0 | 0 | 0 | 0 | 0_E6_SysStock
| E7 | 0 | 0 | 0 | 0 | 0 | 0 | 0 | 0 | 0 | 0 | 0 | 0 | 0 | 0 | 0 | 0 | 0 | 0 | 0 | 0 | 0 | 0 | 0 | 0 | 0 | 0 | 0 | 0 | 0 | 0 | 0 | 0_E7_SysStock
| E8 | 0 | 0 | 0 | 0 | 0 | 0 | 0 | 0 | 0 | 0 | 0 | 0 | 0 | 0 | 0 | 0 | 0 | 0 | 0 | 0 | 0 | 0 | 0 | 0 | 0 | 0 | 0 | 0 | 0 | 0 | 0 | 0_E8_SysStock
| E9 | 0 | 0 | 0 | 0 | 0 | 0 | 0 | 0 | 0 | 0 | 0 | 0 | 0 | 0 | 0 | 0 | 0 | 0 | 0 | 0 | 0 | 0 | 0 | 0 | 0 | 0 | 0 | 0 | 0 | 0 | 0 | 0_E9_SysStock
| E10 | 0 | 0 | 0 | 0 | 0 | 0 | 0 | 0 | 0 | 0 | 0 | 0 | 0 | 0 | 0 | 0 | 0 | 0 | 0 | 0 | 0 | 0 | 0 | 0 | 0 | 0 | 0 | 0 | 0 | 0 | 0 | 0_E10_SysStock
| Vintage | 0 | 0 | 0 | 0 | 0 | 0 | 0 | 0 | 0 | 0 | 0 | 0 | 0 | 0 | 0 | 0 | 0 | 0 | 0 | 0 | 0 | 0 | 0 | 0 | 0 | 0 | 0 | 0 | 0 | 0 | 0 | 0_Vintage_SysStock
Tech Forecast Purchases
| Year | Year 0 | Year 1 | Year 2 | Year 3 | Year 4 | Year 5 | Year 6 | Year 7 | Year 8 | Year 9 | Year 10 | Year 11 | Year 12 | Year 13 | Year 14 | Year 15 | Year 16 | Year 17 | Year 18 | Year 19 | Year 20 | Year 21 | Year 22 | Year 23 | Year 24 | Year 25 | Year 26 | Year 27 | Year 28 | Year 29 | Year 30
| E1 | 0 | 0 | 0 | 0 | 0 | 0 | 0 | 0 | 0 | 0 | 0 | 0 | 0 | 0 | 0 | 0 | 0 | 0 | 0 | 0 | 0 | 0 | 0 | 0 | 0 | 0 | 0 | 0 | 0 | 0 | 0
| E2 | 0 | 0 | 0 | 0 | 0 | 0 | 0 | 0 | 0 | 0 | 0 | 0 | 0 | 0 | 0 | 0 | 0 | 0 | 0 | 0 | 0 | 0 | 0 | 0 | 0 | 0 | 0 | 0 | 0 | 0 | 0
| E3 | 0 | 0 | 0 | 0 | 0 | 0 | 0 | 0 | 0 | 0 | 0 | 0 | 0 | 0 | 0 | 0 | 0 | 0 | 0 | 0 | 0 | 0 | 0 | 0 | 0 | 0 | 0 | 0 | 0 | 0 | 0
| E4 | 0 | 0 | 0 | 0 | 0 | 0 | 0 | 0 | 0 | 0 | 0 | 0 | 0 | 0 | 0 | 0 | 0 | 0 | 0 | 0 | 0 | 0 | 0 | 0 | 0 | 0 | 0 | 0 | 0 | 0 | 0
| E5 | 0 | 0 | 0 | 0 | 0 | 0 | 0 | 0 | 0 | 0 | 0 | 0 | 0 | 0 | 0 | 0 | 0 | 0 | 0 | 0 | 0 | 0 | 0 | 0 | 0 | 0 | 0 | 0 | 0 | 0 | 0
| E6 | 0 | 0 | 0 | 0 | 0 | 0 | 0 | 0 | 0 | 0 | 0 | 0 | 0 | 0 | 0 | 0 | 0 | 0 | 0 | 0 | 0 | 0 | 0 | 0 | 0 | 0 | 0 | 0 | 0 | 0 | 0
| E7 | 0 | 0 | 0 | 0 | 0 | 0 | 0 | 0 | 0 | 0 | 0 | 0 | 0 | 0 | 0 | 0 | 0 | 0 | 0 | 0 | 0 | 0 | 0 | 0 | 0 | 0 | 0 | 0 | 0 | 0 | 0
| E8 | 0 | 0 | 0 | 0 | 0 | 0 | 0 | 0 | 0 | 0 | 0 | 0 | 0 | 0 | 0 | 0 | 0 | 0 | 0 | 0 | 0 | 0 | 0 | 0 | 0 | 0 | 0 | 0 | 0 | 0 | 0
| E9 | 0 | 0 | 0 | 0 | 0 | 0 | 0 | 0 | 0 | 0 | 0 | 0 | 0 | 0 | 0 | 0 | 0 | 0 | 0 | 0 | 0 | 0 | 0 | 0 | 0 | 0 | 0 | 0 | 0 | 0 | 0
| E10 | 0 | 0 | 0 | 0 | 0 | 0 | 0 | 0 | 0 | 0 | 0 | 0 | 0 | 0 | 0 | 0 | 0 | 0 | 0 | 0 | 0 | 0 | 0 | 0 | 0 | 0 | 0 | 0 | 0 | 0 | 0
Potential to Switch
| Year | Year 0 | Year 1 | Year 2 | Year 3 | Year 4 | Year 5 | Year 6 | Year 7 | Year 8 | Year 9 | Year 10 | Year 11 | Year 12 | Year 13 | Year 14 | Year 15 | Year 16 | Year 17 | Year 18 | Year 19 | Year 20 | Year 21 | Year 22 | Year 23 | Year 24 | Year 25 | Year 26 | Year 27 | Year 28 | Year 29 | Year 30
| E1 | 0 | 0 | 0 | 0 | 0 | 0 | 0 | 0 | 0 | 0 | 0 | 0 | 0 | 0 | 0 | 0 | 0 | 0 | 0 | 0 | 0 | 0 | 0 | 0 | 0 | 0 | 0 | 0 | 0 | 0 | 0 | 0_E1_Switched Out
| E2 | 0 | 0 | 0 | 0 | 0 | 0 | 0 | 0 | 0 | 0 | 0 | 0 | 0 | 0 | 0 | 0 | 0 | 0 | 0 | 0 | 0 | 0 | 0 | 0 | 0 | 0 | 0 | 0 | 0 | 0 | 0 | 0_E2_Switched Out
| E3 | 0 | 0 | 0 | 0 | 0 | 0 | 0 | 0 | 0 | 0 | 0 | 0 | 0 | 0 | 0 | 0 | 0 | 0 | 0 | 0 | 0 | 0 | 0 | 0 | 0 | 0 | 0 | 0 | 0 | 0 | 0 | 0_E3_Switched Out
| E4 | 0 | 0 | 0 | 0 | 0 | 0 | 0 | 0 | 0 | 0 | 0 | 0 | 0 | 0 | 0 | 0 | 0 | 0 | 0 | 0 | 0 | 0 | 0 | 0 | 0 | 0 | 0 | 0 | 0 | 0 | 0 | 0_E4_Switched Out
| E5 | 0 | 0 | 0 | 0 | 0 | 0 | 0 | 0 | 0 | 0 | 0 | 0 | 0 | 0 | 0 | 0 | 0 | 0 | 0 | 0 | 0 | 0 | 0 | 0 | 0 | 0 | 0 | 0 | 0 | 0 | 0 | 0_E5_Switched Out
| E6 | 0 | 0 | 0 | 0 | 0 | 0 | 0 | 0 | 0 | 0 | 0 | 0 | 0 | 0 | 0 | 0 | 0 | 0 | 0 | 0 | 0 | 0 | 0 | 0 | 0 | 0 | 0 | 0 | 0 | 0 | 0 | 0_E6_Switched Out
| E7 | 0 | 0 | 0 | 0 | 0 | 0 | 0 | 0 | 0 | 0 | 0 | 0 | 0 | 0 | 0 | 0 | 0 | 0 | 0 | 0 | 0 | 0 | 0 | 0 | 0 | 0 | 0 | 0 | 0 | 0 | 0 | 0_E7_Switched Out
| E8 | 0 | 0 | 0 | 0 | 0 | 0 | 0 | 0 | 0 | 0 | 0 | 0 | 0 | 0 | 0 | 0 | 0 | 0 | 0 | 0 | 0 | 0 | 0 | 0 | 0 | 0 | 0 | 0 | 0 | 0 | 0 | 0_E8_Switched Out
| E9 | 0 | 0 | 0 | 0 | 0 | 0 | 0 | 0 | 0 | 0 | 0 | 0 | 0 | 0 | 0 | 0 | 0 | 0 | 0 | 0 | 0 | 0 | 0 | 0 | 0 | 0 | 0 | 0 | 0 | 0 | 0 | 0_E9_Switched Out
| E10 | 0 | 0 | 0 | 0 | 0 | 0 | 0 | 0 | 0 | 0 | 0 | 0 | 0 | 0 | 0 | 0 | 0 | 0 | 0 | 0 | 0 | 0 | 0 | 0 | 0 | 0 | 0 | 0 | 0 | 0 | 0 | 0_E10_Switched Out
Units Out
| E1 | 0 | 0 | 0 | 0 | 0 | 0 | 0 | 0 | 0 | 0 | 0 | 0 | 0 | 0 | 0 | 0 | 0 | 0 | 0 | 0 | 0 | 0 | 0 | 0 | 0 | 0 | 0 | 0 | 0 | 0 | 0
| E2 | 0 | 0 | 0 | 0 | 0 | 0 | 0 | 0 | 0 | 0 | 0 | 0 | 0 | 0 | 0 | 0 | 0 | 0 | 0 | 0 | 0 | 0 | 0 | 0 | 0 | 0 | 0 | 0 | 0 | 0 | 0
| E3 | 0 | 0 | 0 | 0 | 0 | 0 | 0 | 0 | 0 | 0 | 0 | 0 | 0 | 0 | 0 | 0 | 0 | 0 | 0 | 0 | 0 | 0 | 0 | 0 | 0 | 0 | 0 | 0 | 0 | 0 | 0
| E4 | 0 | 0 | 0 | 0 | 0 | 0 | 0 | 0 | 0 | 0 | 0 | 0 | 0 | 0 | 0 | 0 | 0 | 0 | 0 | 0 | 0 | 0 | 0 | 0 | 0 | 0 | 0 | 0 | 0 | 0 | 0
| E5 | 0 | 0 | 0 | 0 | 0 | 0 | 0 | 0 | 0 | 0 | 0 | 0 | 0 | 0 | 0 | 0 | 0 | 0 | 0 | 0 | 0 | 0 | 0 | 0 | 0 | 0 | 0 | 0 | 0 | 0 | 0
| E6 | 0 | 0 | 0 | 0 | 0 | 0 | 0 | 0 | 0 | 0 | 0 | 0 | 0 | 0 | 0 | 0 | 0 | 0 | 0 | 0 | 0 | 0 | 0 | 0 | 0 | 0 | 0 | 0 | 0 | 0 | 0
| E7 | 0 | 0 | 0 | 0 | 0 | 0 | 0 | 0 | 0 | 0 | 0 | 0 | 0 | 0 | 0 | 0 | 0 | 0 | 0 | 0 | 0 | 0 | 0 | 0 | 0 | 0 | 0 | 0 | 0 | 0 | 0
| E8 | 0 | 0 | 0 | 0 | 0 | 0 | 0 | 0 | 0 | 0 | 0 | 0 | 0 | 0 | 0 | 0 | 0 | 0 | 0 | 0 | 0 | 0 | 0 | 0 | 0 | 0 | 0 | 0 | 0 | 0 | 0
| E9 | 0 | 0 | 0 | 0 | 0 | 0 | 0 | 0 | 0 | 0 | 0 | 0 | 0 | 0 | 0 | 0 | 0 | 0 | 0 | 0 | 0 | 0 | 0 | 0 | 0 | 0 | 0 | 0 | 0 | 0 | 0
| E10 | 0 | 0 | 0 | 0 | 0 | 0 | 0 | 0 | 0 | 0 | 0 | 0 | 0 | 0 | 0 | 0 | 0 | 0 | 0 | 0 | 0 | 0 | 0 | 0 | 0 | 0 | 0 | 0 | 0 | 0 | 0
| Vintage | 0 | 0 | 0 | 0 | 0 | 0 | 0 | 0 | 0 | 0 | 0 | 0 | 0 | 0 | 0 | 0 | 0 | 0 | 0 | 0 | 0 | 0 | 0 | 0 | 0 | 0 | 0 | 0 | 0 | 0 | 0
Tech Purchase Shares
| Year | Year 0 | Year 1 | Year 2 | Year 3 | Year 4 | Year 5 | Year 6 | Year 7 | Year 8 | Year 9 | Year 10 | Year 11 | Year 12 | Year 13 | Year 14 | Year 15 | Year 16 | Year 17 | Year 18 | Year 19 | Year 20 | Year 21 | Year 22 | Year 23 | Year 24 | Year 25 | Year 26 | Year 27 | Year 28 | Year 29 | Year 30
E1 | bar: Year 0 to Year 30
E2 | bar: Year 0 to Year 30
E3 | bar: Year 0 to Year 30
E4 | bar: Year 0 to Year 30
E5 | bar: Year 0 to Year 30
E6 | bar: Year 0 to Year 30
E7 | bar: Year 0 to Year 30
E8 | bar: Year 0 to Year 30
E9 | bar: Year 0 to Year 30
E10 | bar: Year 0 to Year 30
Units In from Switching
| E1 | 0 | 0 | 0 | 0 | 0 | 0 | 0 | 0 | 0 | 0 | 0 | 0 | 0 | 0 | 0 | 0 | 0 | 0 | 0 | 0 | 0 | 0 | 0 | 0 | 0 | 0 | 0 | 0 | 0 | 0 | 0
| E2 | 0 | 0 | 0 | 0 | 0 | 0 | 0 | 0 | 0 | 0 | 0 | 0 | 0 | 0 | 0 | 0 | 0 | 0 | 0 | 0 | 0 | 0 | 0 | 0 | 0 | 0 | 0 | 0 | 0 | 0 | 0
| E3 | 0 | 0 | 0 | 0 | 0 | 0 | 0 | 0 | 0 | 0 | 0 | 0 | 0 | 0 | 0 | 0 | 0 | 0 | 0 | 0 | 0 | 0 | 0 | 0 | 0 | 0 | 0 | 0 | 0 | 0 | 0
| E4 | 0 | 0 | 0 | 0 | 0 | 0 | 0 | 0 | 0 | 0 | 0 | 0 | 0 | 0 | 0 | 0 | 0 | 0 | 0 | 0 | 0 | 0 | 0 | 0 | 0 | 0 | 0 | 0 | 0 | 0 | 0
| E5 | 0 | 0 | 0 | 0 | 0 | 0 | 0 | 0 | 0 | 0 | 0 | 0 | 0 | 0 | 0 | 0 | 0 | 0 | 0 | 0 | 0 | 0 | 0 | 0 | 0 | 0 | 0 | 0 | 0 | 0 | 0
| E6 | 0 | 0 | 0 | 0 | 0 | 0 | 0 | 0 | 0 | 0 | 0 | 0 | 0 | 0 | 0 | 0 | 0 | 0 | 0 | 0 | 0 | 0 | 0 | 0 | 0 | 0 | 0 | 0 | 0 | 0 | 0
| E7 | 0 | 0 | 0 | 0 | 0 | 0 | 0 | 0 | 0 | 0 | 0 | 0 | 0 | 0 | 0 | 0 | 0 | 0 | 0 | 0 | 0 | 0 | 0 | 0 | 0 | 0 | 0 | 0 | 0 | 0 | 0
| E8 | 0 | 0 | 0 | 0 | 0 | 0 | 0 | 0 | 0 | 0 | 0 | 0 | 0 | 0 | 0 | 0 | 0 | 0 | 0 | 0 | 0 | 0 | 0 | 0 | 0 | 0 | 0 | 0 | 0 | 0 | 0
| E9 | 0 | 0 | 0 | 0 | 0 | 0 | 0 | 0 | 0 | 0 | 0 | 0 | 0 | 0 | 0 | 0 | 0 | 0 | 0 | 0 | 0 | 0 | 0 | 0 | 0 | 0 | 0 | 0 | 0 | 0 | 0
| E10 | 0 | 0 | 0 | 0 | 0 | 0 | 0 | 0 | 0 | 0 | 0 | 0 | 0 | 0 | 0 | 0 | 0 | 0 | 0 | 0 | 0 | 0 | 0 | 0 | 0 | 0 | 0 | 0 | 0 | 0 | 0
| Vintage | 0 | 0 | 0 | 0 | 0 | 0 | 0 | 0 | 0 | 0 | 0 | 0 | 0 | 0 | 0 | 0 | 0 | 0 | 0 | 0 | 0 | 0 | 0 | 0 | 0 | 0 | 0 | 0 | 0 | 0 | 0
Net Change
| Year | Year 0 | Year 1 | Year 2 | Year 3 | Year 4 | Year 5 | Year 6 | Year 7 | Year 8 | Year 9 | Year 10 | Year 11 | Year 12 | Year 13 | Year 14 | Year 15 | Year 16 | Year 17 | Year 18 | Year 19 | Year 20 | Year 21 | Year 22 | Year 23 | Year 24 | Year 25 | Year 26 | Year 27 | Year 28 | Year 29 | Year 30 | Key
| Units | 0 | 0 | 0 | 0 | 0 | 0 | 0 | 0 | 0 | 0 | 0 | 0 | 0 | 0 | 0 | 0 | 0 | 0 | 0 | 0 | 0 | 0 | 0 | 0 | 0 | 0 | 0 | 0 | 0 | 0 | 0 | 0_Units |  |  |  |  | 301957.8232
| Usage | 0 | 0 | 0 | 0 | 0 | 0 | 0 | 0 | 0 | 0 | 0 | 0 | 0 | 0 | 0 | 0 | 0 | 0 | 0 | 0 | 0 | 0 | 0 | 0 | 0 | 0 | 0 | 0 | 0 | 0 | 0 | 0_Usage |  |  |  |  | 1698.6543
| Peak Demand (S) | 0 | 0 | 0 | 0 | 0 | 0 | 0 | 0 | 0 | 0 | 0 | 0 | 0 | 0 | 0 | 0 | 0 | 0 | 0 | 0 | 0 | 0 | 0 | 0 | 0 | 0 | 0 | 0 | 0 | 0 | 0 | 0_Peak Demand (S) |  |  |  |  | 0
| Peak Demand (W) | 0 | 0 | 0 | 0 | 0 | 0 | 0 | 0 | 0 | 0 | 0 | 0 | 0 | 0 | 0 | 0 | 0 | 0 | 0 | 0 | 0 | 0 | 0 | 0 | 0 | 0 | 0 | 0 | 0 | 0 | 0 | 0_Peak Demand (W) |  |  |  |  | 884.6119
| Turnover | 0 | 0 | 0 | 0 | 0 | 0 | 0 | 0 | 0 | 0 | 0 | 0 | 0 | 0 | 0 | 0 | 0 | 0 | 0 | 0 | 0 | 0 | 0 | 0 | 0 | 0 | 0 | 0 | 0 | 0 | 0 | 0_Turnover |  |  |  |  | 6885.4476
| Avg. Replacement Usage | 0 | 0 | 0 | 0 | 0 | 0 | 0 | 0 | 0 | 0 | 0 | 0 | 0 | 0 | 0 | 0 | 0 | 0 | 0 | 0 | 0 | 0 | 0 | 0 | 0 | 0 | 0 | 0 | 0 | 0 | 0 | 0_Avg. Replacement Usage |  |  |  |  | 5638.8522
| Avg. Replacement Demand (S) | 0 | 0 | 0 | 0 | 0 | 0 | 0 | 0 | 0 | 0 | 0 | 0 | 0 | 0 | 0 | 0 | 0 | 0 | 0 | 0 | 0 | 0 | 0 | 0 | 0 | 0 | 0 | 0 | 0 | 0 | 0 | 0_Avg. Replacement Demand (S) |  |  |  |  | 0
| Avg. Replacement Demand (W) | 0 | 0 | 0 | 0 | 0 | 0 | 0 | 0 | 0 | 0 | 0 | 0 | 0 | 0 | 0 | 0 | 0 | 0 | 0 | 0 | 0 | 0 | 0 | 0 | 0 | 0 | 0 | 0 | 0 | 0 | 0 | 0_Avg. Replacement Demand (W) |  |  |  |  | 2.9366
Purchases
| Year | Year 0 | Year 1 | Year 2 | Year 3 | Year 4 | Year 5 | Year 6 | Year 7 | Year 8 | Year 9 | Year 10 | Year 11 | Year 12 | Year 13 | Year 14 | Year 15 | Year 16 | Year 17 | Year 18 | Year 19 | Year 20 | Year 21 | Year 22 | Year 23 | Year 24 | Year 25 | Year 26 | Year 27 | Year 28 | Year 29 | Year 30
| E1 | 0 | 0 | 0 | 0 | 0 | 0 | 0 | 0 | 0 | 0 | 0 | 0 | 0 | 0 | 0 | 0 | 0 | 0 | 0 | 0 | 0 | 0 | 0 | 0 | 0 | 0 | 0 | 0 | 0 | 0 | 0 | 0_E1_Purchases |  |  |  |  | 6885.4476
| E2 | 0 | 0 | 0 | 0 | 0 | 0 | 0 | 0 | 0 | 0 | 0 | 0 | 0 | 0 | 0 | 0 | 0 | 0 | 0 | 0 | 0 | 0 | 0 | 0 | 0 | 0 | 0 | 0 | 0 | 0 | 0 | 0_E2_Purchases |  |  |  |  | 0
| E3 | 0 | 0 | 0 | 0 | 0 | 0 | 0 | 0 | 0 | 0 | 0 | 0 | 0 | 0 | 0 | 0 | 0 | 0 | 0 | 0 | 0 | 0 | 0 | 0 | 0 | 0 | 0 | 0 | 0 | 0 | 0 | 0_E3_Purchases |  |  |  |  | 0
| E4 | 0 | 0 | 0 | 0 | 0 | 0 | 0 | 0 | 0 | 0 | 0 | 0 | 0 | 0 | 0 | 0 | 0 | 0 | 0 | 0 | 0 | 0 | 0 | 0 | 0 | 0 | 0 | 0 | 0 | 0 | 0 | 0_E4_Purchases |  |  |  |  | 0
| E5 | 0 | 0 | 0 | 0 | 0 | 0 | 0 | 0 | 0 | 0 | 0 | 0 | 0 | 0 | 0 | 0 | 0 | 0 | 0 | 0 | 0 | 0 | 0 | 0 | 0 | 0 | 0 | 0 | 0 | 0 | 0 | 0_E5_Purchases |  |  |  |  | 0
| E6 | 0 | 0 | 0 | 0 | 0 | 0 | 0 | 0 | 0 | 0 | 0 | 0 | 0 | 0 | 0 | 0 | 0 | 0 | 0 | 0 | 0 | 0 | 0 | 0 | 0 | 0 | 0 | 0 | 0 | 0 | 0 | 0_E6_Purchases |  |  |  |  | 0
| E7 | 0 | 0 | 0 | 0 | 0 | 0 | 0 | 0 | 0 | 0 | 0 | 0 | 0 | 0 | 0 | 0 | 0 | 0 | 0 | 0 | 0 | 0 | 0 | 0 | 0 | 0 | 0 | 0 | 0 | 0 | 0 | 0_E7_Purchases |  |  |  |  | 0
| E8 | 0 | 0 | 0 | 0 | 0 | 0 | 0 | 0 | 0 | 0 | 0 | 0 | 0 | 0 | 0 | 0 | 0 | 0 | 0 | 0 | 0 | 0 | 0 | 0 | 0 | 0 | 0 | 0 | 0 | 0 | 0 | 0_E8_Purchases |  |  |  |  | 0
| E9 | 0 | 0 | 0 | 0 | 0 | 0 | 0 | 0 | 0 | 0 | 0 | 0 | 0 | 0 | 0 | 0 | 0 | 0 | 0 | 0 | 0 | 0 | 0 | 0 | 0 | 0 | 0 | 0 | 0 | 0 | 0 | 0_E9_Purchases |  |  |  |  | 0
| E10 | 0 | 0 | 0 | 0 | 0 | 0 | 0 | 0 | 0 | 0 | 0 | 0 | 0 | 0 | 0 | 0 | 0 | 0 | 0 | 0 | 0 | 0 | 0 | 0 | 0 | 0 | 0 | 0 | 0 | 0 | 0 | 0_E10_Purchases |  |  |  |  | 0
Stock
| Year | Year 0 | Year 1 | Year 2 | Year 3 | Year 4 | Year 5 | Year 6 | Year 7 | Year 8 | Year 9 | Year 10 | Year 11 | Year 12 | Year 13 | Year 14 | Year 15 | Year 16 | Year 17 | Year 18 | Year 19 | Year 20 | Year 21 | Year 22 | Year 23 | Year 24 | Year 25 | Year 26 | Year 27 | Year 28 | Year 29 | Year 30
| E1 | 0 | 0 | 0 | 0 | 0 | 0 | 0 | 0 | 0 | 0 | 0 | 0 | 0 | 0 | 0 | 0 | 0 | 0 | 0 | 0 | 0 | 0 | 0 | 0 | 0 | 0 | 0 | 0 | 0 | 0 | 0 | 0_E1_Stock |  |  |  |  | 13576.6093
| E2 | 0 | 0 | 0 | 0 | 0 | 0 | 0 | 0 | 0 | 0 | 0 | 0 | 0 | 0 | 0 | 0 | 0 | 0 | 0 | 0 | 0 | 0 | 0 | 0 | 0 | 0 | 0 | 0 | 0 | 0 | 0 | 0_E2_Stock |  |  |  |  | 0
| E3 | 0 | 0 | 0 | 0 | 0 | 0 | 0 | 0 | 0 | 0 | 0 | 0 | 0 | 0 | 0 | 0 | 0 | 0 | 0 | 0 | 0 | 0 | 0 | 0 | 0 | 0 | 0 | 0 | 0 | 0 | 0 | 0_E3_Stock |  |  |  |  | 0
| E4 | 0 | 0 | 0 | 0 | 0 | 0 | 0 | 0 | 0 | 0 | 0 | 0 | 0 | 0 | 0 | 0 | 0 | 0 | 0 | 0 | 0 | 0 | 0 | 0 | 0 | 0 | 0 | 0 | 0 | 0 | 0 | 0_E4_Stock |  |  |  |  | 0
| E5 | 0 | 0 | 0 | 0 | 0 | 0 | 0 | 0 | 0 | 0 | 0 | 0 | 0 | 0 | 0 | 0 | 0 | 0 | 0 | 0 | 0 | 0 | 0 | 0 | 0 | 0 | 0 | 0 | 0 | 0 | 0 | 0_E5_Stock |  |  |  |  | 0
| E6 | 0 | 0 | 0 | 0 | 0 | 0 | 0 | 0 | 0 | 0 | 0 | 0 | 0 | 0 | 0 | 0 | 0 | 0 | 0 | 0 | 0 | 0 | 0 | 0 | 0 | 0 | 0 | 0 | 0 | 0 | 0 | 0_E6_Stock |  |  |  |  | 0
| E7 | 0 | 0 | 0 | 0 | 0 | 0 | 0 | 0 | 0 | 0 | 0 | 0 | 0 | 0 | 0 | 0 | 0 | 0 | 0 | 0 | 0 | 0 | 0 | 0 | 0 | 0 | 0 | 0 | 0 | 0 | 0 | 0_E7_Stock |  |  |  |  | 0
| E8 | 0 | 0 | 0 | 0 | 0 | 0 | 0 | 0 | 0 | 0 | 0 | 0 | 0 | 0 | 0 | 0 | 0 | 0 | 0 | 0 | 0 | 0 | 0 | 0 | 0 | 0 | 0 | 0 | 0 | 0 | 0 | 0_E8_Stock |  |  |  |  | 0
| E9 | 0 | 0 | 0 | 0 | 0 | 0 | 0 | 0 | 0 | 0 | 0 | 0 | 0 | 0 | 0 | 0 | 0 | 0 | 0 | 0 | 0 | 0 | 0 | 0 | 0 | 0 | 0 | 0 | 0 | 0 | 0 | 0_E9_Stock |  |  |  |  | 0
| E10 | 0 | 0 | 0 | 0 | 0 | 0 | 0 | 0 | 0 | 0 | 0 | 0 | 0 | 0 | 0 | 0 | 0 | 0 | 0 | 0 | 0 | 0 | 0 | 0 | 0 | 0 | 0 | 0 | 0 | 0 | 0 | 0_E10_Stock |  |  |  |  | 0
| Vintage | 0 | 0 | 0 | 0 | 0 | 0 | 0 | 0 | 0 | 0 | 0 | 0 | 0 | 0 | 0 | 0 | 0 | 0 | 0 | 0 | 0 | 0 | 0 | 0 | 0 | 0 | 0 | 0 | 0 | 0 | 0 | 0_Vintage_Stock |  |  |  |  | 288381.2139
S1C2 |  | Year 0: System 1 Technology 2
Technology Variables
| Tech Key | Year 0: 0
| Peak Factor (S) | Year 0: 0
| Peak Factor (W) | Year 0: 0
| Min Vintage Lifetime | Year 0: 0
| Max Vintage Lifetime | Year 0: 0
| Turnover Style | Year 0: 0
Technology Variables
| Equipment | Year 0: Label; Year 1: Min Lifetime; Year 2: Max Lifetime; Year 3: Degradation; Year 4: Usage; Year 5: Available
| E1 | Year 1: 0; Year 2: 0; Year 3: 0%; Year 4: 0; Year 5: FALSE
| E2 | Year 1: 0; Year 2: 0; Year 3: 0%; Year 4: 0; Year 5: FALSE
| E3 | Year 1: 0; Year 2: 0; Year 3: 0%; Year 4: 0; Year 5: FALSE
| E4 | Year 1: 0; Year 2: 0; Year 3: 0%; Year 4: 0; Year 5: FALSE
| E5 | Year 1: 0; Year 2: 0; Year 3: 0%; Year 4: 0; Year 5: FALSE
| E6 | Year 1: 0; Year 2: 0; Year 3: 0%; Year 4: 0; Year 5: FALSE
| E7 | Year 1: 0; Year 2: 0; Year 3: 0%; Year 4: 0; Year 5: FALSE
| E8 | Year 1: 0; Year 2: 0; Year 3: 0%; Year 4: 0; Year 5: FALSE
| E9 | Year 1: 0; Year 2: 0; Year 3: 0%; Year 4: 0; Year 5: FALSE
| E10 | Year 1: 0; Year 2: 0; Year 3: 0%; Year 4: 0; Year 5: FALSE
Original Forecast Results
| Year | Year 0 | Year 1 | Year 2 | Year 3 | Year 4 | Year 5 | Year 6 | Year 7 | Year 8 | Year 9 | Year 10 | Year 11 | Year 12 | Year 13 | Year 14 | Year 15 | Year 16 | Year 17 | Year 18 | Year 19 | Year 20 | Year 21 | Year 22 | Year 23 | Year 24 | Year 25 | Year 26 | Year 27 | Year 28 | Year 29 | Year 30 | Key
| Units | 0 | 0 | 0 | 0 | 0 | 0 | 0 | 0 | 0 | 0 | 0 | 0 | 0 | 0 | 0 | 0 | 0 | 0 | 0 | 0 | 0 | 0 | 0 | 0 | 0 | 0 | 0 | 0 | 0 | 0 | 0 | #REF! |  |  |  |  | 301957.8232
| Usage | 0 | 0 | 0 | 0 | 0 | 0 | 0 | 0 | 0 | 0 | 0 | 0 | 0 | 0 | 0 | 0 | 0 | 0 | 0 | 0 | 0 | 0 | 0 | 0 | 0 | 0 | 0 | 0 | 0 | 0 | 0 | #REF! |  |  |  |  | 1698.6543
| Peak Demand (S) | 0 | 0 | 0 | 0 | 0 | 0 | 0 | 0 | 0 | 0 | 0 | 0 | 0 | 0 | 0 | 0 | 0 | 0 | 0 | 0 | 0 | 0 | 0 | 0 | 0 | 0 | 0 | 0 | 0 | 0 | 0 | #REF! |  |  |  |  | 0
| Peak Demand (W) | 0 | 0 | 0 | 0 | 0 | 0 | 0 | 0 | 0 | 0 | 0 | 0 | 0 | 0 | 0 | 0 | 0 | 0 | 0 | 0 | 0 | 0 | 0 | 0 | 0 | 0 | 0 | 0 | 0 | 0 | 0 | #REF! |  |  |  |  | 884.6119
| Turnover | 0 | 0 | 0 | 0 | 0 | 0 | 0 | 0 | 0 | 0 | 0 | 0 | 0 | 0 | 0 | 0 | 0 | 0 | 0 | 0 | 0 | 0 | 0 | 0 | 0 | 0 | 0 | 0 | 0 | 0 | 0 | #REF! |  |  |  |  | 6885.4476
| Avg. Replacement Usage | 0 | 0 | 0 | 0 | 0 | 0 | 0 | 0 | 0 | 0 | 0 | 0 | 0 | 0 | 0 | 0 | 0 | 0 | 0 | 0 | 0 | 0 | 0 | 0 | 0 | 0 | 0 | 0 | 0 | 0 | 0 | #REF! |  |  |  |  | 5638.8522
| Avg. Replacement Demand (S) | 0 | 0 | 0 | 0 | 0 | 0 | 0 | 0 | 0 | 0 | 0 | 0 | 0 | 0 | 0 | 0 | 0 | 0 | 0 | 0 | 0 | 0 | 0 | 0 | 0 | 0 | 0 | 0 | 0 | 0 | 0 | #REF! |  |  |  |  | 0
| Avg. Replacement Demand (W) | 0 | 0 | 0 | 0 | 0 | 0 | 0 | 0 | 0 | 0 | 0 | 0 | 0 | 0 | 0 | 0 | 0 | 0 | 0 | 0 | 0 | 0 | 0 | 0 | 0 | 0 | 0 | 0 | 0 | 0 | 0 | #REF! |  |  |  |  | 2.9366
Tech Forecast Stock
| Year | Year 0 | Year 1 | Year 2 | Year 3 | Year 4 | Year 5 | Year 6 | Year 7 | Year 8 | Year 9 | Year 10 | Year 11 | Year 12 | Year 13 | Year 14 | Year 15 | Year 16 | Year 17 | Year 18 | Year 19 | Year 20 | Year 21 | Year 22 | Year 23 | Year 24 | Year 25 | Year 26 | Year 27 | Year 28 | Year 29 | Year 30
| E1 | 0 | 0 | 0 | 0 | 0 | 0 | 0 | 0 | 0 | 0 | 0 | 0 | 0 | 0 | 0 | 0 | 0 | 0 | 0 | 0 | 0 | 0 | 0 | 0 | 0 | 0 | 0 | 0 | 0 | 0 | 0
| E2 | 0 | 0 | 0 | 0 | 0 | 0 | 0 | 0 | 0 | 0 | 0 | 0 | 0 | 0 | 0 | 0 | 0 | 0 | 0 | 0 | 0 | 0 | 0 | 0 | 0 | 0 | 0 | 0 | 0 | 0 | 0
| E3 | 0 | 0 | 0 | 0 | 0 | 0 | 0 | 0 | 0 | 0 | 0 | 0 | 0 | 0 | 0 | 0 | 0 | 0 | 0 | 0 | 0 | 0 | 0 | 0 | 0 | 0 | 0 | 0 | 0 | 0 | 0
| E4 | 0 | 0 | 0 | 0 | 0 | 0 | 0 | 0 | 0 | 0 | 0 | 0 | 0 | 0 | 0 | 0 | 0 | 0 | 0 | 0 | 0 | 0 | 0 | 0 | 0 | 0 | 0 | 0 | 0 | 0 | 0
| E5 | 0 | 0 | 0 | 0 | 0 | 0 | 0 | 0 | 0 | 0 | 0 | 0 | 0 | 0 | 0 | 0 | 0 | 0 | 0 | 0 | 0 | 0 | 0 | 0 | 0 | 0 | 0 | 0 | 0 | 0 | 0
| E6 | 0 | 0 | 0 | 0 | 0 | 0 | 0 | 0 | 0 | 0 | 0 | 0 | 0 | 0 | 0 | 0 | 0 | 0 | 0 | 0 | 0 | 0 | 0 | 0 | 0 | 0 | 0 | 0 | 0 | 0 | 0
| E7 | 0 | 0 | 0 | 0 | 0 | 0 | 0 | 0 | 0 | 0 | 0 | 0 | 0 | 0 | 0 | 0 | 0 | 0 | 0 | 0 | 0 | 0 | 0 | 0 | 0 | 0 | 0 | 0 | 0 | 0 | 0
| E8 | 0 | 0 | 0 | 0 | 0 | 0 | 0 | 0 | 0 | 0 | 0 | 0 | 0 | 0 | 0 | 0 | 0 | 0 | 0 | 0 | 0 | 0 | 0 | 0 | 0 | 0 | 0 | 0 | 0 | 0 | 0
| E9 | 0 | 0 | 0 | 0 | 0 | 0 | 0 | 0 | 0 | 0 | 0 | 0 | 0 | 0 | 0 | 0 | 0 | 0 | 0 | 0 | 0 | 0 | 0 | 0 | 0 | 0 | 0 | 0 | 0 | 0 | 0
| E10 | 0 | 0 | 0 | 0 | 0 | 0 | 0 | 0 | 0 | 0 | 0 | 0 | 0 | 0 | 0 | 0 | 0 | 0 | 0 | 0 | 0 | 0 | 0 | 0 | 0 | 0 | 0 | 0 | 0 | 0 | 0
| Vintage | 0 | 0 | 0 | 0 | 0 | 0 | 0 | 0 | 0 | 0 | 0 | 0 | 0 | 0 | 0 | 0 | 0 | 0 | 0 | 0 | 0 | 0 | 0 | 0 | 0 | 0 | 0 | 0 | 0 | 0 | 0
|  | 0 | 0 | 0 | 0 | 0 | 0 | 0 | 0 | 0 | 0 | 0 | 0 | 0 | 0 | 0 | 0 | 0 | 0 | 0 | 0 | 0 | 0 | 0
Stock for Switching
| Year | Year 0 | Year 1 | Year 2 | Year 3 | Year 4 | Year 5 | Year 6 | Year 7 | Year 8 | Year 9 | Year 10 | Year 11 | Year 12 | Year 13 | Year 14 | Year 15 | Year 16 | Year 17 | Year 18 | Year 19 | Year 20 | Year 21 | Year 22 | Year 23 | Year 24 | Year 25 | Year 26 | Year 27 | Year 28 | Year 29 | Year 30
| E1 | 0 | 0 | 0 | 0 | 0 | 0 | 0 | 0 | 0 | 0 | 0 | 0 | 0 | 0 | 0 | 0 | 0 | 0 | 0 | 0 | 0 | 0 | 0 | 0 | 0 | 0 | 0 | 0 | 0 | 0 | 0 | 0_E1_SysStock
| E2 | 0 | 0 | 0 | 0 | 0 | 0 | 0 | 0 | 0 | 0 | 0 | 0 | 0 | 0 | 0 | 0 | 0 | 0 | 0 | 0 | 0 | 0 | 0 | 0 | 0 | 0 | 0 | 0 | 0 | 0 | 0 | 0_E2_SysStock
| E3 | 0 | 0 | 0 | 0 | 0 | 0 | 0 | 0 | 0 | 0 | 0 | 0 | 0 | 0 | 0 | 0 | 0 | 0 | 0 | 0 | 0 | 0 | 0 | 0 | 0 | 0 | 0 | 0 | 0 | 0 | 0 | 0_E3_SysStock
| E4 | 0 | 0 | 0 | 0 | 0 | 0 | 0 | 0 | 0 | 0 | 0 | 0 | 0 | 0 | 0 | 0 | 0 | 0 | 0 | 0 | 0 | 0 | 0 | 0 | 0 | 0 | 0 | 0 | 0 | 0 | 0 | 0_E4_SysStock
| E5 | 0 | 0 | 0 | 0 | 0 | 0 | 0 | 0 | 0 | 0 | 0 | 0 | 0 | 0 | 0 | 0 | 0 | 0 | 0 | 0 | 0 | 0 | 0 | 0 | 0 | 0 | 0 | 0 | 0 | 0 | 0 | 0_E5_SysStock
| E6 | 0 | 0 | 0 | 0 | 0 | 0 | 0 | 0 | 0 | 0 | 0 | 0 | 0 | 0 | 0 | 0 | 0 | 0 | 0 | 0 | 0 | 0 | 0 | 0 | 0 | 0 | 0 | 0 | 0 | 0 | 0 | 0_E6_SysStock
| E7 | 0 | 0 | 0 | 0 | 0 | 0 | 0 | 0 | 0 | 0 | 0 | 0 | 0 | 0 | 0 | 0 | 0 | 0 | 0 | 0 | 0 | 0 | 0 | 0 | 0 | 0 | 0 | 0 | 0 | 0 | 0 | 0_E7_SysStock
| E8 | 0 | 0 | 0 | 0 | 0 | 0 | 0 | 0 | 0 | 0 | 0 | 0 | 0 | 0 | 0 | 0 | 0 | 0 | 0 | 0 | 0 | 0 | 0 | 0 | 0 | 0 | 0 | 0 | 0 | 0 | 0 | 0_E8_SysStock
| E9 | 0 | 0 | 0 | 0 | 0 | 0 | 0 | 0 | 0 | 0 | 0 | 0 | 0 | 0 | 0 | 0 | 0 | 0 | 0 | 0 | 0 | 0 | 0 | 0 | 0 | 0 | 0 | 0 | 0 | 0 | 0 | 0_E9_SysStock
| E10 | 0 | 0 | 0 | 0 | 0 | 0 | 0 | 0 | 0 | 0 | 0 | 0 | 0 | 0 | 0 | 0 | 0 | 0 | 0 | 0 | 0 | 0 | 0 | 0 | 0 | 0 | 0 | 0 | 0 | 0 | 0 | 0_E10_SysStock
| Vintage | 0 | 0 | 0 | 0 | 0 | 0 | 0 | 0 | 0 | 0 | 0 | 0 | 0 | 0 | 0 | 0 | 0 | 0 | 0 | 0 | 0 | 0 | 0 | 0 | 0 | 0 | 0 | 0 | 0 | 0 | 0 | 0_Vintage_SysStock
|  | 0 | 0 | 0 | 0 | 0 | 0 | 0 | 0 | 0 | 0 | 0 | 0 | 0 | 0 | 0 | 0 | 0 | 0 | 0 | 0 | 0 | 0 | 0
Tech Forecast Purchases
| Year | Year 0 | Year 1 | Year 2 | Year 3 | Year 4 | Year 5 | Year 6 | Year 7 | Year 8 | Year 9 | Year 10 | Year 11 | Year 12 | Year 13 | Year 14 | Year 15 | Year 16 | Year 17 | Year 18 | Year 19 | Year 20 | Year 21 | Year 22 | Year 23 | Year 24 | Year 25 | Year 26 | Year 27 | Year 28 | Year 29 | Year 30
| E1 | 0 | 0 | 0 | 0 | 0 | 0 | 0 | 0 | 0 | 0 | 0 | 0 | 0 | 0 | 0 | 0 | 0 | 0 | 0 | 0 | 0 | 0 | 0 | 0 | 0 | 0 | 0 | 0 | 0 | 0 | 0
| E2 | 0 | 0 | 0 | 0 | 0 | 0 | 0 | 0 | 0 | 0 | 0 | 0 | 0 | 0 | 0 | 0 | 0 | 0 | 0 | 0 | 0 | 0 | 0 | 0 | 0 | 0 | 0 | 0 | 0 | 0 | 0
| E3 | 0 | 0 | 0 | 0 | 0 | 0 | 0 | 0 | 0 | 0 | 0 | 0 | 0 | 0 | 0 | 0 | 0 | 0 | 0 | 0 | 0 | 0 | 0 | 0 | 0 | 0 | 0 | 0 | 0 | 0 | 0
| E4 | 0 | 0 | 0 | 0 | 0 | 0 | 0 | 0 | 0 | 0 | 0 | 0 | 0 | 0 | 0 | 0 | 0 | 0 | 0 | 0 | 0 | 0 | 0 | 0 | 0 | 0 | 0 | 0 | 0 | 0 | 0
| E5 | 0 | 0 | 0 | 0 | 0 | 0 | 0 | 0 | 0 | 0 | 0 | 0 | 0 | 0 | 0 | 0 | 0 | 0 | 0 | 0 | 0 | 0 | 0 | 0 | 0 | 0 | 0 | 0 | 0 | 0 | 0
| E6 | 0 | 0 | 0 | 0 | 0 | 0 | 0 | 0 | 0 | 0 | 0 | 0 | 0 | 0 | 0 | 0 | 0 | 0 | 0 | 0 | 0 | 0 | 0 | 0 | 0 | 0 | 0 | 0 | 0 | 0 | 0
| E7 | 0 | 0 | 0 | 0 | 0 | 0 | 0 | 0 | 0 | 0 | 0 | 0 | 0 | 0 | 0 | 0 | 0 | 0 | 0 | 0 | 0 | 0 | 0 | 0 | 0 | 0 | 0 | 0 | 0 | 0 | 0
| E8 | 0 | 0 | 0 | 0 | 0 | 0 | 0 | 0 | 0 | 0 | 0 | 0 | 0 | 0 | 0 | 0 | 0 | 0 | 0 | 0 | 0 | 0 | 0 | 0 | 0 | 0 | 0 | 0 | 0 | 0 | 0
| E9 | 0 | 0 | 0 | 0 | 0 | 0 | 0 | 0 | 0 | 0 | 0 | 0 | 0 | 0 | 0 | 0 | 0 | 0 | 0 | 0 | 0 | 0 | 0 | 0 | 0 | 0 | 0 | 0 | 0 | 0 | 0
| E10 | 0 | 0 | 0 | 0 | 0 | 0 | 0 | 0 | 0 | 0 | 0 | 0 | 0 | 0 | 0 | 0 | 0 | 0 | 0 | 0 | 0 | 0 | 0 | 0 | 0 | 0 | 0 | 0 | 0 | 0 | 0
Potential to Switch
| Year | Year 0 | Year 1 | Year 2 | Year 3 | Year 4 | Year 5 | Year 6 | Year 7 | Year 8 | Year 9 | Year 10 | Year 11 | Year 12 | Year 13 | Year 14 | Year 15 | Year 16 | Year 17 | Year 18 | Year 19 | Year 20 | Year 21 | Year 22 | Year 23 | Year 24 | Year 25 | Year 26 | Year 27 | Year 28 | Year 29 | Year 30
| E1 | 0 | 0 | 0 | 0 | 0 | 0 | 0 | 0 | 0 | 0 | 0 | 0 | 0 | 0 | 0 | 0 | 0 | 0 | 0 | 0 | 0 | 0 | 0 | 0 | 0 | 0 | 0 | 0 | 0 | 0 | 0 | 0_E1_Switched Out
| E2 | 0 | 0 | 0 | 0 | 0 | 0 | 0 | 0 | 0 | 0 | 0 | 0 | 0 | 0 | 0 | 0 | 0 | 0 | 0 | 0 | 0 | 0 | 0 | 0 | 0 | 0 | 0 | 0 | 0 | 0 | 0 | 0_E2_Switched Out
| E3 | 0 | 0 | 0 | 0 | 0 | 0 | 0 | 0 | 0 | 0 | 0 | 0 | 0 | 0 | 0 | 0 | 0 | 0 | 0 | 0 | 0 | 0 | 0 | 0 | 0 | 0 | 0 | 0 | 0 | 0 | 0 | 0_E3_Switched Out
| E4 | 0 | 0 | 0 | 0 | 0 | 0 | 0 | 0 | 0 | 0 | 0 | 0 | 0 | 0 | 0 | 0 | 0 | 0 | 0 | 0 | 0 | 0 | 0 | 0 | 0 | 0 | 0 | 0 | 0 | 0 | 0 | 0_E4_Switched Out
| E5 | 0 | 0 | 0 | 0 | 0 | 0 | 0 | 0 | 0 | 0 | 0 | 0 | 0 | 0 | 0 | 0 | 0 | 0 | 0 | 0 | 0 | 0 | 0 | 0 | 0 | 0 | 0 | 0 | 0 | 0 | 0 | 0_E5_Switched Out
| E6 | 0 | 0 | 0 | 0 | 0 | 0 | 0 | 0 | 0 | 0 | 0 | 0 | 0 | 0 | 0 | 0 | 0 | 0 | 0 | 0 | 0 | 0 | 0 | 0 | 0 | 0 | 0 | 0 | 0 | 0 | 0 | 0_E6_Switched Out
| E7 | 0 | 0 | 0 | 0 | 0 | 0 | 0 | 0 | 0 | 0 | 0 | 0 | 0 | 0 | 0 | 0 | 0 | 0 | 0 | 0 | 0 | 0 | 0 | 0 | 0 | 0 | 0 | 0 | 0 | 0 | 0 | 0_E7_Switched Out
| E8 | 0 | 0 | 0 | 0 | 0 | 0 | 0 | 0 | 0 | 0 | 0 | 0 | 0 | 0 | 0 | 0 | 0 | 0 | 0 | 0 | 0 | 0 | 0 | 0 | 0 | 0 | 0 | 0 | 0 | 0 | 0 | 0_E8_Switched Out
| E9 | 0 | 0 | 0 | 0 | 0 | 0 | 0 | 0 | 0 | 0 | 0 | 0 | 0 | 0 | 0 | 0 | 0 | 0 | 0 | 0 | 0 | 0 | 0 | 0 | 0 | 0 | 0 | 0 | 0 | 0 | 0 | 0_E9_Switched Out
| E10 | 0 | 0 | 0 | 0 | 0 | 0 | 0 | 0 | 0 | 0 | 0 | 0 | 0 | 0 | 0 | 0 | 0 | 0 | 0 | 0 | 0 | 0 | 0 | 0 | 0 | 0 | 0 | 0 | 0 | 0 | 0 | 0_E10_Switched Out
Units Out
| E1 | 0 | 0 | 0 | 0 | 0 | 0 | 0 | 0 | 0 | 0 | 0 | 0 | 0 | 0 | 0 | 0 | 0 | 0 | 0 | 0 | 0 | 0 | 0 | 0 | 0 | 0 | 0 | 0 | 0 | 0 | 0
| E2 | 0 | 0 | 0 | 0 | 0 | 0 | 0 | 0 | 0 | 0 | 0 | 0 | 0 | 0 | 0 | 0 | 0 | 0 | 0 | 0 | 0 | 0 | 0 | 0 | 0 | 0 | 0 | 0 | 0 | 0 | 0
| E3 | 0 | 0 | 0 | 0 | 0 | 0 | 0 | 0 | 0 | 0 | 0 | 0 | 0 | 0 | 0 | 0 | 0 | 0 | 0 | 0 | 0 | 0 | 0 | 0 | 0 | 0 | 0 | 0 | 0 | 0 | 0
| E4 | 0 | 0 | 0 | 0 | 0 | 0 | 0 | 0 | 0 | 0 | 0 | 0 | 0 | 0 | 0 | 0 | 0 | 0 | 0 | 0 | 0 | 0 | 0 | 0 | 0 | 0 | 0 | 0 | 0 | 0 | 0
| E5 | 0 | 0 | 0 | 0 | 0 | 0 | 0 | 0 | 0 | 0 | 0 | 0 | 0 | 0 | 0 | 0 | 0 | 0 | 0 | 0 | 0 | 0 | 0 | 0 | 0 | 0 | 0 | 0 | 0 | 0 | 0
| E6 | 0 | 0 | 0 | 0 | 0 | 0 | 0 | 0 | 0 | 0 | 0 | 0 | 0 | 0 | 0 | 0 | 0 | 0 | 0 | 0 | 0 | 0 | 0 | 0 | 0 | 0 | 0 | 0 | 0 | 0 | 0
| E7 | 0 | 0 | 0 | 0 | 0 | 0 | 0 | 0 | 0 | 0 | 0 | 0 | 0 | 0 | 0 | 0 | 0 | 0 | 0 | 0 | 0 | 0 | 0 | 0 | 0 | 0 | 0 | 0 | 0 | 0 | 0
| E8 | 0 | 0 | 0 | 0 | 0 | 0 | 0 | 0 | 0 | 0 | 0 | 0 | 0 | 0 | 0 | 0 | 0 | 0 | 0 | 0 | 0 | 0 | 0 | 0 | 0 | 0 | 0 | 0 | 0 | 0 | 0
| E9 | 0 | 0 | 0 | 0 | 0 | 0 | 0 | 0 | 0 | 0 | 0 | 0 | 0 | 0 | 0 | 0 | 0 | 0 | 0 | 0 | 0 | 0 | 0 | 0 | 0 | 0 | 0 | 0 | 0 | 0 | 0
| E10 | 0 | 0 | 0 | 0 | 0 | 0 | 0 | 0 | 0 | 0 | 0 | 0 | 0 | 0 | 0 | 0 | 0 | 0 | 0 | 0 | 0 | 0 | 0 | 0 | 0 | 0 | 0 | 0 | 0 | 0 | 0
| Vintage | 0 | 0 | 0 | 0 | 0 | 0 | 0 | 0 | 0 | 0 | 0 | 0 | 0 | 0 | 0 | 0 | 0 | 0 | 0 | 0 | 0 | 0 | 0 | 0 | 0 | 0 | 0 | 0 | 0 | 0 | 0
Tech Purchase Shares
| Year | Year 0 | Year 1 | Year 2 | Year 3 | Year 4 | Year 5 | Year 6 | Year 7 | Year 8 | Year 9 | Year 10 | Year 11 | Year 12 | Year 13 | Year 14 | Year 15 | Year 16 | Year 17 | Year 18 | Year 19 | Year 20 | Year 21 | Year 22 | Year 23 | Year 24 | Year 25 | Year 26 | Year 27 | Year 28 | Year 29 | Year 30
E1 | bar: Year 0 to Year 30
E2 | bar: Year 0 to Year 30
E3 | bar: Year 0 to Year 30
E4 | bar: Year 0 to Year 30
E5 | bar: Year 0 to Year 30
E6 | bar: Year 0 to Year 30
E7 | bar: Year 0 to Year 30
E8 | bar: Year 0 to Year 30
E9 | bar: Year 0 to Year 30
E10 | bar: Year 0 to Year 30
Units In from Switching
| E1 | 0 | 0 | 0 | 0 | 0 | 0 | 0 | 0 | 0 | 0 | 0 | 0 | 0 | 0 | 0 | 0 | 0 | 0 | 0 | 0 | 0 | 0 | 0 | 0 | 0 | 0 | 0 | 0 | 0 | 0 | 0
| E2 | 0 | 0 | 0 | 0 | 0 | 0 | 0 | 0 | 0 | 0 | 0 | 0 | 0 | 0 | 0 | 0 | 0 | 0 | 0 | 0 | 0 | 0 | 0 | 0 | 0 | 0 | 0 | 0 | 0 | 0 | 0
| E3 | 0 | 0 | 0 | 0 | 0 | 0 | 0 | 0 | 0 | 0 | 0 | 0 | 0 | 0 | 0 | 0 | 0 | 0 | 0 | 0 | 0 | 0 | 0 | 0 | 0 | 0 | 0 | 0 | 0 | 0 | 0
| E4 | 0 | 0 | 0 | 0 | 0 | 0 | 0 | 0 | 0 | 0 | 0 | 0 | 0 | 0 | 0 | 0 | 0 | 0 | 0 | 0 | 0 | 0 | 0 | 0 | 0 | 0 | 0 | 0 | 0 | 0 | 0
| E5 | 0 | 0 | 0 | 0 | 0 | 0 | 0 | 0 | 0 | 0 | 0 | 0 | 0 | 0 | 0 | 0 | 0 | 0 | 0 | 0 | 0 | 0 | 0 | 0 | 0 | 0 | 0 | 0 | 0 | 0 | 0
| E6 | 0 | 0 | 0 | 0 | 0 | 0 | 0 | 0 | 0 | 0 | 0 | 0 | 0 | 0 | 0 | 0 | 0 | 0 | 0 | 0 | 0 | 0 | 0 | 0 | 0 | 0 | 0 | 0 | 0 | 0 | 0
| E7 | 0 | 0 | 0 | 0 | 0 | 0 | 0 | 0 | 0 | 0 | 0 | 0 | 0 | 0 | 0 | 0 | 0 | 0 | 0 | 0 | 0 | 0 | 0 | 0 | 0 | 0 | 0 | 0 | 0 | 0 | 0
| E8 | 0 | 0 | 0 | 0 | 0 | 0 | 0 | 0 | 0 | 0 | 0 | 0 | 0 | 0 | 0 | 0 | 0 | 0 | 0 | 0 | 0 | 0 | 0 | 0 | 0 | 0 | 0 | 0 | 0 | 0 | 0
| E9 | 0 | 0 | 0 | 0 | 0 | 0 | 0 | 0 | 0 | 0 | 0 | 0 | 0 | 0 | 0 | 0 | 0 | 0 | 0 | 0 | 0 | 0 | 0 | 0 | 0 | 0 | 0 | 0 | 0 | 0 | 0
| E10 | 0 | 0 | 0 | 0 | 0 | 0 | 0 | 0 | 0 | 0 | 0 | 0 | 0 | 0 | 0 | 0 | 0 | 0 | 0 | 0 | 0 | 0 | 0 | 0 | 0 | 0 | 0 | 0 | 0 | 0 | 0
| Vintage | 0 | 0 | 0 | 0 | 0 | 0 | 0 | 0 | 0 | 0 | 0 | 0 | 0 | 0 | 0 | 0 | 0 | 0 | 0 | 0 | 0 | 0 | 0 | 0 | 0 | 0 | 0 | 0 | 0 | 0 | 0
Net Change
| Year | Year 0 | Year 1 | Year 2 | Year 3 | Year 4 | Year 5 | Year 6 | Year 7 | Year 8 | Year 9 | Year 10 | Year 11 | Year 12 | Year 13 | Year 14 | Year 15 | Year 16 | Year 17 | Year 18 | Year 19 | Year 20 | Year 21 | Year 22 | Year 23 | Year 24 | Year 25 | Year 26 | Year 27 | Year 28 | Year 29 | Year 30 | Key
| Units | 0 | 0 | 0 | 0 | 0 | 0 | 0 | 0 | 0 | 0 | 0 | 0 | 0 | 0 | 0 | 0 | 0 | 0 | 0 | 0 | 0 | 0 | 0 | 0 | 0 | 0 | 0 | 0 | 0 | 0 | 0 | 0_Units |  |  |  |  | 301957.8232
| Usage | 0 | 0 | 0 | 0 | 0 | 0 | 0 | 0 | 0 | 0 | 0 | 0 | 0 | 0 | 0 | 0 | 0 | 0 | 0 | 0 | 0 | 0 | 0 | 0 | 0 | 0 | 0 | 0 | 0 | 0 | 0 | 0_Usage |  |  |  |  | 1698.6543
| Peak Demand (S) | 0 | 0 | 0 | 0 | 0 | 0 | 0 | 0 | 0 | 0 | 0 | 0 | 0 | 0 | 0 | 0 | 0 | 0 | 0 | 0 | 0 | 0 | 0 | 0 | 0 | 0 | 0 | 0 | 0 | 0 | 0 | 0_Peak Demand (S) |  |  |  |  | 0
| Peak Demand (W) | 0 | 0 | 0 | 0 | 0 | 0 | 0 | 0 | 0 | 0 | 0 | 0 | 0 | 0 | 0 | 0 | 0 | 0 | 0 | 0 | 0 | 0 | 0 | 0 | 0 | 0 | 0 | 0 | 0 | 0 | 0 | 0_Peak Demand (W) |  |  |  |  | 884.6119
| Turnover | 0 | 0 | 0 | 0 | 0 | 0 | 0 | 0 | 0 | 0 | 0 | 0 | 0 | 0 | 0 | 0 | 0 | 0 | 0 | 0 | 0 | 0 | 0 | 0 | 0 | 0 | 0 | 0 | 0 | 0 | 0 | 0_Turnover |  |  |  |  | 6885.4476
| Avg. Replacement Usage | 0 | 0 | 0 | 0 | 0 | 0 | 0 | 0 | 0 | 0 | 0 | 0 | 0 | 0 | 0 | 0 | 0 | 0 | 0 | 0 | 0 | 0 | 0 | 0 | 0 | 0 | 0 | 0 | 0 | 0 | 0 | 0_Avg. Replacement Usage |  |  |  |  | 5638.8522
| Avg. Replacement Demand (S) | 0 | 0 | 0 | 0 | 0 | 0 | 0 | 0 | 0 | 0 | 0 | 0 | 0 | 0 | 0 | 0 | 0 | 0 | 0 | 0 | 0 | 0 | 0 | 0 | 0 | 0 | 0 | 0 | 0 | 0 | 0 | 0_Avg. Replacement Demand (S) |  |  |  |  | 0
| Avg. Replacement Demand (W) | 0 | 0 | 0 | 0 | 0 | 0 | 0 | 0 | 0 | 0 | 0 | 0 | 0 | 0 | 0 | 0 | 0 | 0 | 0 | 0 | 0 | 0 | 0 | 0 | 0 | 0 | 0 | 0 | 0 | 0 | 0 | 0_Avg. Replacement Demand (W) |  |  |  |  | 2.9366
Purchases
| Year | Year 0 | Year 1 | Year 2 | Year 3 | Year 4 | Year 5 | Year 6 | Year 7 | Year 8 | Year 9 | Year 10 | Year 11 | Year 12 | Year 13 | Year 14 | Year 15 | Year 16 | Year 17 | Year 18 | Year 19 | Year 20 | Year 21 | Year 22 | Year 23 | Year 24 | Year 25 | Year 26 | Year 27 | Year 28 | Year 29 | Year 30
| E1 | 0 | 0 | 0 | 0 | 0 | 0 | 0 | 0 | 0 | 0 | 0 | 0 | 0 | 0 | 0 | 0 | 0 | 0 | 0 | 0 | 0 | 0 | 0 | 0 | 0 | 0 | 0 | 0 | 0 | 0 | 0 | 0_E1_Purchases |  |  |  |  | 6885.4476
| E2 | 0 | 0 | 0 | 0 | 0 | 0 | 0 | 0 | 0 | 0 | 0 | 0 | 0 | 0 | 0 | 0 | 0 | 0 | 0 | 0 | 0 | 0 | 0 | 0 | 0 | 0 | 0 | 0 | 0 | 0 | 0 | 0_E2_Purchases |  |  |  |  | 0
| E3 | 0 | 0 | 0 | 0 | 0 | 0 | 0 | 0 | 0 | 0 | 0 | 0 | 0 | 0 | 0 | 0 | 0 | 0 | 0 | 0 | 0 | 0 | 0 | 0 | 0 | 0 | 0 | 0 | 0 | 0 | 0 | 0_E3_Purchases |  |  |  |  | 0
| E4 | 0 | 0 | 0 | 0 | 0 | 0 | 0 | 0 | 0 | 0 | 0 | 0 | 0 | 0 | 0 | 0 | 0 | 0 | 0 | 0 | 0 | 0 | 0 | 0 | 0 | 0 | 0 | 0 | 0 | 0 | 0 | 0_E4_Purchases |  |  |  |  | 0
| E5 | 0 | 0 | 0 | 0 | 0 | 0 | 0 | 0 | 0 | 0 | 0 | 0 | 0 | 0 | 0 | 0 | 0 | 0 | 0 | 0 | 0 | 0 | 0 | 0 | 0 | 0 | 0 | 0 | 0 | 0 | 0 | 0_E5_Purchases |  |  |  |  | 0
| E6 | 0 | 0 | 0 | 0 | 0 | 0 | 0 | 0 | 0 | 0 | 0 | 0 | 0 | 0 | 0 | 0 | 0 | 0 | 0 | 0 | 0 | 0 | 0 | 0 | 0 | 0 | 0 | 0 | 0 | 0 | 0 | 0_E6_Purchases |  |  |  |  | 0
| E7 | 0 | 0 | 0 | 0 | 0 | 0 | 0 | 0 | 0 | 0 | 0 | 0 | 0 | 0 | 0 | 0 | 0 | 0 | 0 | 0 | 0 | 0 | 0 | 0 | 0 | 0 | 0 | 0 | 0 | 0 | 0 | 0_E7_Purchases |  |  |  |  | 0
| E8 | 0 | 0 | 0 | 0 | 0 | 0 | 0 | 0 | 0 | 0 | 0 | 0 | 0 | 0 | 0 | 0 | 0 | 0 | 0 | 0 | 0 | 0 | 0 | 0 | 0 | 0 | 0 | 0 | 0 | 0 | 0 | 0_E8_Purchases |  |  |  |  | 0
| E9 | 0 | 0 | 0 | 0 | 0 | 0 | 0 | 0 | 0 | 0 | 0 | 0 | 0 | 0 | 0 | 0 | 0 | 0 | 0 | 0 | 0 | 0 | 0 | 0 | 0 | 0 | 0 | 0 | 0 | 0 | 0 | 0_E9_Purchases |  |  |  |  | 0
| E10 | 0 | 0 | 0 | 0 | 0 | 0 | 0 | 0 | 0 | 0 | 0 | 0 | 0 | 0 | 0 | 0 | 0 | 0 | 0 | 0 | 0 | 0 | 0 | 0 | 0 | 0 | 0 | 0 | 0 | 0 | 0 | 0_E10_Purchases |  |  |  |  | 0
Stock
| Year | Year 0 | Year 1 | Year 2 | Year 3 | Year 4 | Year 5 | Year 6 | Year 7 | Year 8 | Year 9 | Year 10 | Year 11 | Year 12 | Year 13 | Year 14 | Year 15 | Year 16 | Year 17 | Year 18 | Year 19 | Year 20 | Year 21 | Year 22 | Year 23 | Year 24 | Year 25 | Year 26 | Year 27 | Year 28 | Year 29 | Year 30
| E1 | 0 | 0 | 0 | 0 | 0 | 0 | 0 | 0 | 0 | 0 | 0 | 0 | 0 | 0 | 0 | 0 | 0 | 0 | 0 | 0 | 0 | 0 | 0 | 0 | 0 | 0 | 0 | 0 | 0 | 0 | 0 | 0_E1_Stock |  |  |  |  | 13576.6093
| E2 | 0 | 0 | 0 | 0 | 0 | 0 | 0 | 0 | 0 | 0 | 0 | 0 | 0 | 0 | 0 | 0 | 0 | 0 | 0 | 0 | 0 | 0 | 0 | 0 | 0 | 0 | 0 | 0 | 0 | 0 | 0 | 0_E2_Stock |  |  |  |  | 0
| E3 | 0 | 0 | 0 | 0 | 0 | 0 | 0 | 0 | 0 | 0 | 0 | 0 | 0 | 0 | 0 | 0 | 0 | 0 | 0 | 0 | 0 | 0 | 0 | 0 | 0 | 0 | 0 | 0 | 0 | 0 | 0 | 0_E3_Stock |  |  |  |  | 0
| E4 | 0 | 0 | 0 | 0 | 0 | 0 | 0 | 0 | 0 | 0 | 0 | 0 | 0 | 0 | 0 | 0 | 0 | 0 | 0 | 0 | 0 | 0 | 0 | 0 | 0 | 0 | 0 | 0 | 0 | 0 | 0 | 0_E4_Stock |  |  |  |  | 0
| E5 | 0 | 0 | 0 | 0 | 0 | 0 | 0 | 0 | 0 | 0 | 0 | 0 | 0 | 0 | 0 | 0 | 0 | 0 | 0 | 0 | 0 | 0 | 0 | 0 | 0 | 0 | 0 | 0 | 0 | 0 | 0 | 0_E5_Stock |  |  |  |  | 0
| E6 | 0 | 0 | 0 | 0 | 0 | 0 | 0 | 0 | 0 | 0 | 0 | 0 | 0 | 0 | 0 | 0 | 0 | 0 | 0 | 0 | 0 | 0 | 0 | 0 | 0 | 0 | 0 | 0 | 0 | 0 | 0 | 0_E6_Stock |  |  |  |  | 0
| E7 | 0 | 0 | 0 | 0 | 0 | 0 | 0 | 0 | 0 | 0 | 0 | 0 | 0 | 0 | 0 | 0 | 0 | 0 | 0 | 0 | 0 | 0 | 0 | 0 | 0 | 0 | 0 | 0 | 0 | 0 | 0 | 0_E7_Stock |  |  |  |  | 0
| E8 | 0 | 0 | 0 | 0 | 0 | 0 | 0 | 0 | 0 | 0 | 0 | 0 | 0 | 0 | 0 | 0 | 0 | 0 | 0 | 0 | 0 | 0 | 0 | 0 | 0 | 0 | 0 | 0 | 0 | 0 | 0 | 0_E8_Stock |  |  |  |  | 0
| E9 | 0 | 0 | 0 | 0 | 0 | 0 | 0 | 0 | 0 | 0 | 0 | 0 | 0 | 0 | 0 | 0 | 0 | 0 | 0 | 0 | 0 | 0 | 0 | 0 | 0 | 0 | 0 | 0 | 0 | 0 | 0 | 0_E9_Stock |  |  |  |  | 0
| E10 | 0 | 0 | 0 | 0 | 0 | 0 | 0 | 0 | 0 | 0 | 0 | 0 | 0 | 0 | 0 | 0 | 0 | 0 | 0 | 0 | 0 | 0 | 0 | 0 | 0 | 0 | 0 | 0 | 0 | 0 | 0 | 0_E10_Stock |  |  |  |  | 0
| Vintage | 0 | 0 | 0 | 0 | 0 | 0 | 0 | 0 | 0 | 0 | 0 | 0 | 0 | 0 | 0 | 0 | 0 | 0 | 0 | 0 | 0 | 0 | 0 | 0 | 0 | 0 | 0 | 0 | 0 | 0 | 0 | 0_Vintage_Stock |  |  |  |  | 288381.2139
S1C3 |  | Year 0: System 1 Technology 3
Technology Variables
| Tech Key | Year 0: 0
| Peak Factor (S) | Year 0: 0
| Peak Factor (W) | Year 0: 0
| Min Vintage Lifetime | Year 0: 0
| Max Vintage Lifetime | Year 0: 0
| Turnover Style | Year 0: 0
Technology Variables
| Equipment | Year 0: Label; Year 1: Min Lifetime; Year 2: Max Lifetime; Year 3: Degradation; Year 4: Usage; Year 5: Available
| E1 | Year 1: 0; Year 2: 0; Year 3: 0%; Year 4: 0; Year 5: FALSE
| E2 | Year 1: 0; Year 2: 0; Year 3: 0%; Year 4: 0; Year 5: FALSE
| E3 | Year 1: 0; Year 2: 0; Year 3: 0%; Year 4: 0; Year 5: FALSE
| E4 | Year 1: 0; Year 2: 0; Year 3: 0%; Year 4: 0; Year 5: FALSE
| E5 | Year 1: 0; Year 2: 0; Year 3: 0%; Year 4: 0; Year 5: FALSE
| E6 | Year 1: 0; Year 2: 0; Year 3: 0%; Year 4: 0; Year 5: FALSE
| E7 | Year 1: 0; Year 2: 0; Year 3: 0%; Year 4: 0; Year 5: FALSE
| E8 | Year 1: 0; Year 2: 0; Year 3: 0%; Year 4: 0; Year 5: FALSE
| E9 | Year 1: 0; Year 2: 0; Year 3: 0%; Year 4: 0; Year 5: FALSE
| E10 | Year 1: 0; Year 2: 0; Year 3: 0%; Year 4: 0; Year 5: FALSE
Original Forecast Results
| Year | Year 0 | Year 1 | Year 2 | Year 3 | Year 4 | Year 5 | Year 6 | Year 7 | Year 8 | Year 9 | Year 10 | Year 11 | Year 12 | Year 13 | Year 14 | Year 15 | Year 16 | Year 17 | Year 18 | Year 19 | Year 20 | Year 21 | Year 22 | Year 23 | Year 24 | Year 25 | Year 26 | Year 27 | Year 28 | Year 29 | Year 30 | Key
| Units | 0 | 0 | 0 | 0 | 0 | 0 | 0 | 0 | 0 | 0 | 0 | 0 | 0 | 0 | 0 | 0 | 0 | 0 | 0 | 0 | 0 | 0 | 0 | 0 | 0 | 0 | 0 | 0 | 0 | 0 | 0 | #REF! |  |  |  |  | 301957.8232
| Usage | 0 | 0 | 0 | 0 | 0 | 0 | 0 | 0 | 0 | 0 | 0 | 0 | 0 | 0 | 0 | 0 | 0 | 0 | 0 | 0 | 0 | 0 | 0 | 0 | 0 | 0 | 0 | 0 | 0 | 0 | 0 | #REF! |  |  |  |  | 1698.6543
| Peak Demand (S) | 0 | 0 | 0 | 0 | 0 | 0 | 0 | 0 | 0 | 0 | 0 | 0 | 0 | 0 | 0 | 0 | 0 | 0 | 0 | 0 | 0 | 0 | 0 | 0 | 0 | 0 | 0 | 0 | 0 | 0 | 0 | #REF! |  |  |  |  | 0
| Peak Demand (W) | 0 | 0 | 0 | 0 | 0 | 0 | 0 | 0 | 0 | 0 | 0 | 0 | 0 | 0 | 0 | 0 | 0 | 0 | 0 | 0 | 0 | 0 | 0 | 0 | 0 | 0 | 0 | 0 | 0 | 0 | 0 | #REF! |  |  |  |  | 884.6119
| Turnover | 0 | 0 | 0 | 0 | 0 | 0 | 0 | 0 | 0 | 0 | 0 | 0 | 0 | 0 | 0 | 0 | 0 | 0 | 0 | 0 | 0 | 0 | 0 | 0 | 0 | 0 | 0 | 0 | 0 | 0 | 0 | #REF! |  |  |  |  | 6885.4476
| Avg. Replacement Usage | 0 | 0 | 0 | 0 | 0 | 0 | 0 | 0 | 0 | 0 | 0 | 0 | 0 | 0 | 0 | 0 | 0 | 0 | 0 | 0 | 0 | 0 | 0 | 0 | 0 | 0 | 0 | 0 | 0 | 0 | 0 | #REF! |  |  |  |  | 5638.8522
| Avg. Replacement Demand (S) | 0 | 0 | 0 | 0 | 0 | 0 | 0 | 0 | 0 | 0 | 0 | 0 | 0 | 0 | 0 | 0 | 0 | 0 | 0 | 0 | 0 | 0 | 0 | 0 | 0 | 0 | 0 | 0 | 0 | 0 | 0 | #REF! |  |  |  |  | 0
| Avg. Replacement Demand (W) | 0 | 0 | 0 | 0 | 0 | 0 | 0 | 0 | 0 | 0 | 0 | 0 | 0 | 0 | 0 | 0 | 0 | 0 | 0 | 0 | 0 | 0 | 0 | 0 | 0 | 0 | 0 | 0 | 0 | 0 | 0 | #REF! |  |  |  |  | 2.9366
Tech Forecast Stock
| Year | Year 0 | Year 1 | Year 2 | Year 3 | Year 4 | Year 5 | Year 6 | Year 7 | Year 8 | Year 9 | Year 10 | Year 11 | Year 12 | Year 13 | Year 14 | Year 15 | Year 16 | Year 17 | Year 18 | Year 19 | Year 20 | Year 21 | Year 22 | Year 23 | Year 24 | Year 25 | Year 26 | Year 27 | Year 28 | Year 29 | Year 30
| E1 | 0 | 0 | 0 | 0 | 0 | 0 | 0 | 0 | 0 | 0 | 0 | 0 | 0 | 0 | 0 | 0 | 0 | 0 | 0 | 0 | 0 | 0 | 0 | 0 | 0 | 0 | 0 | 0 | 0 | 0 | 0
| E2 | 0 | 0 | 0 | 0 | 0 | 0 | 0 | 0 | 0 | 0 | 0 | 0 | 0 | 0 | 0 | 0 | 0 | 0 | 0 | 0 | 0 | 0 | 0 | 0 | 0 | 0 | 0 | 0 | 0 | 0 | 0
| E3 | 0 | 0 | 0 | 0 | 0 | 0 | 0 | 0 | 0 | 0 | 0 | 0 | 0 | 0 | 0 | 0 | 0 | 0 | 0 | 0 | 0 | 0 | 0 | 0 | 0 | 0 | 0 | 0 | 0 | 0 | 0
| E4 | 0 | 0 | 0 | 0 | 0 | 0 | 0 | 0 | 0 | 0 | 0 | 0 | 0 | 0 | 0 | 0 | 0 | 0 | 0 | 0 | 0 | 0 | 0 | 0 | 0 | 0 | 0 | 0 | 0 | 0 | 0
| E5 | 0 | 0 | 0 | 0 | 0 | 0 | 0 | 0 | 0 | 0 | 0 | 0 | 0 | 0 | 0 | 0 | 0 | 0 | 0 | 0 | 0 | 0 | 0 | 0 | 0 | 0 | 0 | 0 | 0 | 0 | 0
| E6 | 0 | 0 | 0 | 0 | 0 | 0 | 0 | 0 | 0 | 0 | 0 | 0 | 0 | 0 | 0 | 0 | 0 | 0 | 0 | 0 | 0 | 0 | 0 | 0 | 0 | 0 | 0 | 0 | 0 | 0 | 0
| E7 | 0 | 0 | 0 | 0 | 0 | 0 | 0 | 0 | 0 | 0 | 0 | 0 | 0 | 0 | 0 | 0 | 0 | 0 | 0 | 0 | 0 | 0 | 0 | 0 | 0 | 0 | 0 | 0 | 0 | 0 | 0
| E8 | 0 | 0 | 0 | 0 | 0 | 0 | 0 | 0 | 0 | 0 | 0 | 0 | 0 | 0 | 0 | 0 | 0 | 0 | 0 | 0 | 0 | 0 | 0 | 0 | 0 | 0 | 0 | 0 | 0 | 0 | 0
| E9 | 0 | 0 | 0 | 0 | 0 | 0 | 0 | 0 | 0 | 0 | 0 | 0 | 0 | 0 | 0 | 0 | 0 | 0 | 0 | 0 | 0 | 0 | 0 | 0 | 0 | 0 | 0 | 0 | 0 | 0 | 0
| E10 | 0 | 0 | 0 | 0 | 0 | 0 | 0 | 0 | 0 | 0 | 0 | 0 | 0 | 0 | 0 | 0 | 0 | 0 | 0 | 0 | 0 | 0 | 0 | 0 | 0 | 0 | 0 | 0 | 0 | 0 | 0
| Vintage | 0 | 0 | 0 | 0 | 0 | 0 | 0 | 0 | 0 | 0 | 0 | 0 | 0 | 0 | 0 | 0 | 0 | 0 | 0 | 0 | 0 | 0 | 0 | 0 | 0 | 0 | 0 | 0 | 0 | 0 | 0
Stock for Switching
| Year | Year 0 | Year 1 | Year 2 | Year 3 | Year 4 | Year 5 | Year 6 | Year 7 | Year 8 | Year 9 | Year 10 | Year 11 | Year 12 | Year 13 | Year 14 | Year 15 | Year 16 | Year 17 | Year 18 | Year 19 | Year 20 | Year 21 | Year 22 | Year 23 | Year 24 | Year 25 | Year 26 | Year 27 | Year 28 | Year 29 | Year 30
| E1 | 0 | 0 | 0 | 0 | 0 | 0 | 0 | 0 | 0 | 0 | 0 | 0 | 0 | 0 | 0 | 0 | 0 | 0 | 0 | 0 | 0 | 0 | 0 | 0 | 0 | 0 | 0 | 0 | 0 | 0 | 0 | 0_E1_SysStock
| E2 | 0 | 0 | 0 | 0 | 0 | 0 | 0 | 0 | 0 | 0 | 0 | 0 | 0 | 0 | 0 | 0 | 0 | 0 | 0 | 0 | 0 | 0 | 0 | 0 | 0 | 0 | 0 | 0 | 0 | 0 | 0 | 0_E2_SysStock
| E3 | 0 | 0 | 0 | 0 | 0 | 0 | 0 | 0 | 0 | 0 | 0 | 0 | 0 | 0 | 0 | 0 | 0 | 0 | 0 | 0 | 0 | 0 | 0 | 0 | 0 | 0 | 0 | 0 | 0 | 0 | 0 | 0_E3_SysStock
| E4 | 0 | 0 | 0 | 0 | 0 | 0 | 0 | 0 | 0 | 0 | 0 | 0 | 0 | 0 | 0 | 0 | 0 | 0 | 0 | 0 | 0 | 0 | 0 | 0 | 0 | 0 | 0 | 0 | 0 | 0 | 0 | 0_E4_SysStock
| E5 | 0 | 0 | 0 | 0 | 0 | 0 | 0 | 0 | 0 | 0 | 0 | 0 | 0 | 0 | 0 | 0 | 0 | 0 | 0 | 0 | 0 | 0 | 0 | 0 | 0 | 0 | 0 | 0 | 0 | 0 | 0 | 0_E5_SysStock
| E6 | 0 | 0 | 0 | 0 | 0 | 0 | 0 | 0 | 0 | 0 | 0 | 0 | 0 | 0 | 0 | 0 | 0 | 0 | 0 | 0 | 0 | 0 | 0 | 0 | 0 | 0 | 0 | 0 | 0 | 0 | 0 | 0_E6_SysStock
| E7 | 0 | 0 | 0 | 0 | 0 | 0 | 0 | 0 | 0 | 0 | 0 | 0 | 0 | 0 | 0 | 0 | 0 | 0 | 0 | 0 | 0 | 0 | 0 | 0 | 0 | 0 | 0 | 0 | 0 | 0 | 0 | 0_E7_SysStock
| E8 | 0 | 0 | 0 | 0 | 0 | 0 | 0 | 0 | 0 | 0 | 0 | 0 | 0 | 0 | 0 | 0 | 0 | 0 | 0 | 0 | 0 | 0 | 0 | 0 | 0 | 0 | 0 | 0 | 0 | 0 | 0 | 0_E8_SysStock
| E9 | 0 | 0 | 0 | 0 | 0 | 0 | 0 | 0 | 0 | 0 | 0 | 0 | 0 | 0 | 0 | 0 | 0 | 0 | 0 | 0 | 0 | 0 | 0 | 0 | 0 | 0 | 0 | 0 | 0 | 0 | 0 | 0_E9_SysStock
| E10 | 0 | 0 | 0 | 0 | 0 | 0 | 0 | 0 | 0 | 0 | 0 | 0 | 0 | 0 | 0 | 0 | 0 | 0 | 0 | 0 | 0 | 0 | 0 | 0 | 0 | 0 | 0 | 0 | 0 | 0 | 0 | 0_E10_SysStock
| Vintage | 0 | 0 | 0 | 0 | 0 | 0 | 0 | 0 | 0 | 0 | 0 | 0 | 0 | 0 | 0 | 0 | 0 | 0 | 0 | 0 | 0 | 0 | 0 | 0 | 0 | 0 | 0 | 0 | 0 | 0 | 0 | 0_Vintage_SysStock
Tech Forecast Purchases
| Year | Year 0 | Year 1 | Year 2 | Year 3 | Year 4 | Year 5 | Year 6 | Year 7 | Year 8 | Year 9 | Year 10 | Year 11 | Year 12 | Year 13 | Year 14 | Year 15 | Year 16 | Year 17 | Year 18 | Year 19 | Year 20 | Year 21 | Year 22 | Year 23 | Year 24 | Year 25 | Year 26 | Year 27 | Year 28 | Year 29 | Year 30
| E1 | 0 | 0 | 0 | 0 | 0 | 0 | 0 | 0 | 0 | 0 | 0 | 0 | 0 | 0 | 0 | 0 | 0 | 0 | 0 | 0 | 0 | 0 | 0 | 0 | 0 | 0 | 0 | 0 | 0 | 0 | 0
| E2 | 0 | 0 | 0 | 0 | 0 | 0 | 0 | 0 | 0 | 0 | 0 | 0 | 0 | 0 | 0 | 0 | 0 | 0 | 0 | 0 | 0 | 0 | 0 | 0 | 0 | 0 | 0 | 0 | 0 | 0 | 0
| E3 | 0 | 0 | 0 | 0 | 0 | 0 | 0 | 0 | 0 | 0 | 0 | 0 | 0 | 0 | 0 | 0 | 0 | 0 | 0 | 0 | 0 | 0 | 0 | 0 | 0 | 0 | 0 | 0 | 0 | 0 | 0
| E4 | 0 | 0 | 0 | 0 | 0 | 0 | 0 | 0 | 0 | 0 | 0 | 0 | 0 | 0 | 0 | 0 | 0 | 0 | 0 | 0 | 0 | 0 | 0 | 0 | 0 | 0 | 0 | 0 | 0 | 0 | 0
| E5 | 0 | 0 | 0 | 0 | 0 | 0 | 0 | 0 | 0 | 0 | 0 | 0 | 0 | 0 | 0 | 0 | 0 | 0 | 0 | 0 | 0 | 0 | 0 | 0 | 0 | 0 | 0 | 0 | 0 | 0 | 0
| E6 | 0 | 0 | 0 | 0 | 0 | 0 | 0 | 0 | 0 | 0 | 0 | 0 | 0 | 0 | 0 | 0 | 0 | 0 | 0 | 0 | 0 | 0 | 0 | 0 | 0 | 0 | 0 | 0 | 0 | 0 | 0
| E7 | 0 | 0 | 0 | 0 | 0 | 0 | 0 | 0 | 0 | 0 | 0 | 0 | 0 | 0 | 0 | 0 | 0 | 0 | 0 | 0 | 0 | 0 | 0 | 0 | 0 | 0 | 0 | 0 | 0 | 0 | 0
| E8 | 0 | 0 | 0 | 0 | 0 | 0 | 0 | 0 | 0 | 0 | 0 | 0 | 0 | 0 | 0 | 0 | 0 | 0 | 0 | 0 | 0 | 0 | 0 | 0 | 0 | 0 | 0 | 0 | 0 | 0 | 0
| E9 | 0 | 0 | 0 | 0 | 0 | 0 | 0 | 0 | 0 | 0 | 0 | 0 | 0 | 0 | 0 | 0 | 0 | 0 | 0 | 0 | 0 | 0 | 0 | 0 | 0 | 0 | 0 | 0 | 0 | 0 | 0
| E10 | 0 | 0 | 0 | 0 | 0 | 0 | 0 | 0 | 0 | 0 | 0 | 0 | 0 | 0 | 0 | 0 | 0 | 0 | 0 | 0 | 0 | 0 | 0 | 0 | 0 | 0 | 0 | 0 | 0 | 0 | 0
Potential to Switch
| Year | Year 0 | Year 1 | Year 2 | Year 3 | Year 4 | Year 5 | Year 6 | Year 7 | Year 8 | Year 9 | Year 10 | Year 11 | Year 12 | Year 13 | Year 14 | Year 15 | Year 16 | Year 17 | Year 18 | Year 19 | Year 20 | Year 21 | Year 22 | Year 23 | Year 24 | Year 25 | Year 26 | Year 27 | Year 28 | Year 29 | Year 30
| E1 | 0 | 0 | 0 | 0 | 0 | 0 | 0 | 0 | 0 | 0 | 0 | 0 | 0 | 0 | 0 | 0 | 0 | 0 | 0 | 0 | 0 | 0 | 0 | 0 | 0 | 0 | 0 | 0 | 0 | 0 | 0 | 0_E1_Switched Out
| E2 | 0 | 0 | 0 | 0 | 0 | 0 | 0 | 0 | 0 | 0 | 0 | 0 | 0 | 0 | 0 | 0 | 0 | 0 | 0 | 0 | 0 | 0 | 0 | 0 | 0 | 0 | 0 | 0 | 0 | 0 | 0 | 0_E2_Switched Out
| E3 | 0 | 0 | 0 | 0 | 0 | 0 | 0 | 0 | 0 | 0 | 0 | 0 | 0 | 0 | 0 | 0 | 0 | 0 | 0 | 0 | 0 | 0 | 0 | 0 | 0 | 0 | 0 | 0 | 0 | 0 | 0 | 0_E3_Switched Out
| E4 | 0 | 0 | 0 | 0 | 0 | 0 | 0 | 0 | 0 | 0 | 0 | 0 | 0 | 0 | 0 | 0 | 0 | 0 | 0 | 0 | 0 | 0 | 0 | 0 | 0 | 0 | 0 | 0 | 0 | 0 | 0 | 0_E4_Switched Out
| E5 | 0 | 0 | 0 | 0 | 0 | 0 | 0 | 0 | 0 | 0 | 0 | 0 | 0 | 0 | 0 | 0 | 0 | 0 | 0 | 0 | 0 | 0 | 0 | 0 | 0 | 0 | 0 | 0 | 0 | 0 | 0 | 0_E5_Switched Out
| E6 | 0 | 0 | 0 | 0 | 0 | 0 | 0 | 0 | 0 | 0 | 0 | 0 | 0 | 0 | 0 | 0 | 0 | 0 | 0 | 0 | 0 | 0 | 0 | 0 | 0 | 0 | 0 | 0 | 0 | 0 | 0 | 0_E6_Switched Out
| E7 | 0 | 0 | 0 | 0 | 0 | 0 | 0 | 0 | 0 | 0 | 0 | 0 | 0 | 0 | 0 | 0 | 0 | 0 | 0 | 0 | 0 | 0 | 0 | 0 | 0 | 0 | 0 | 0 | 0 | 0 | 0 | 0_E7_Switched Out
| E8 | 0 | 0 | 0 | 0 | 0 | 0 | 0 | 0 | 0 | 0 | 0 | 0 | 0 | 0 | 0 | 0 | 0 | 0 | 0 | 0 | 0 | 0 | 0 | 0 | 0 | 0 | 0 | 0 | 0 | 0 | 0 | 0_E8_Switched Out
| E9 | 0 | 0 | 0 | 0 | 0 | 0 | 0 | 0 | 0 | 0 | 0 | 0 | 0 | 0 | 0 | 0 | 0 | 0 | 0 | 0 | 0 | 0 | 0 | 0 | 0 | 0 | 0 | 0 | 0 | 0 | 0 | 0_E9_Switched Out
| E10 | 0 | 0 | 0 | 0 | 0 | 0 | 0 | 0 | 0 | 0 | 0 | 0 | 0 | 0 | 0 | 0 | 0 | 0 | 0 | 0 | 0 | 0 | 0 | 0 | 0 | 0 | 0 | 0 | 0 | 0 | 0 | 0_E10_Switched Out
Units Out
| E1 | 0 | 0 | 0 | 0 | 0 | 0 | 0 | 0 | 0 | 0 | 0 | 0 | 0 | 0 | 0 | 0 | 0 | 0 | 0 | 0 | 0 | 0 | 0 | 0 | 0 | 0 | 0 | 0 | 0 | 0 | 0
| E2 | 0 | 0 | 0 | 0 | 0 | 0 | 0 | 0 | 0 | 0 | 0 | 0 | 0 | 0 | 0 | 0 | 0 | 0 | 0 | 0 | 0 | 0 | 0 | 0 | 0 | 0 | 0 | 0 | 0 | 0 | 0
| E3 | 0 | 0 | 0 | 0 | 0 | 0 | 0 | 0 | 0 | 0 | 0 | 0 | 0 | 0 | 0 | 0 | 0 | 0 | 0 | 0 | 0 | 0 | 0 | 0 | 0 | 0 | 0 | 0 | 0 | 0 | 0
| E4 | 0 | 0 | 0 | 0 | 0 | 0 | 0 | 0 | 0 | 0 | 0 | 0 | 0 | 0 | 0 | 0 | 0 | 0 | 0 | 0 | 0 | 0 | 0 | 0 | 0 | 0 | 0 | 0 | 0 | 0 | 0
| E5 | 0 | 0 | 0 | 0 | 0 | 0 | 0 | 0 | 0 | 0 | 0 | 0 | 0 | 0 | 0 | 0 | 0 | 0 | 0 | 0 | 0 | 0 | 0 | 0 | 0 | 0 | 0 | 0 | 0 | 0 | 0
| E6 | 0 | 0 | 0 | 0 | 0 | 0 | 0 | 0 | 0 | 0 | 0 | 0 | 0 | 0 | 0 | 0 | 0 | 0 | 0 | 0 | 0 | 0 | 0 | 0 | 0 | 0 | 0 | 0 | 0 | 0 | 0
| E7 | 0 | 0 | 0 | 0 | 0 | 0 | 0 | 0 | 0 | 0 | 0 | 0 | 0 | 0 | 0 | 0 | 0 | 0 | 0 | 0 | 0 | 0 | 0 | 0 | 0 | 0 | 0 | 0 | 0 | 0 | 0
| E8 | 0 | 0 | 0 | 0 | 0 | 0 | 0 | 0 | 0 | 0 | 0 | 0 | 0 | 0 | 0 | 0 | 0 | 0 | 0 | 0 | 0 | 0 | 0 | 0 | 0 | 0 | 0 | 0 | 0 | 0 | 0
| E9 | 0 | 0 | 0 | 0 | 0 | 0 | 0 | 0 | 0 | 0 | 0 | 0 | 0 | 0 | 0 | 0 | 0 | 0 | 0 | 0 | 0 | 0 | 0 | 0 | 0 | 0 | 0 | 0 | 0 | 0 | 0
| E10 | 0 | 0 | 0 | 0 | 0 | 0 | 0 | 0 | 0 | 0 | 0 | 0 | 0 | 0 | 0 | 0 | 0 | 0 | 0 | 0 | 0 | 0 | 0 | 0 | 0 | 0 | 0 | 0 | 0 | 0 | 0
| Vintage | 0 | 0 | 0 | 0 | 0 | 0 | 0 | 0 | 0 | 0 | 0 | 0 | 0 | 0 | 0 | 0 | 0 | 0 | 0 | 0 | 0 | 0 | 0 | 0 | 0 | 0 | 0 | 0 | 0 | 0 | 0
Tech Purchase Shares
| Year | Year 0 | Year 1 | Year 2 | Year 3 | Year 4 | Year 5 | Year 6 | Year 7 | Year 8 | Year 9 | Year 10 | Year 11 | Year 12 | Year 13 | Year 14 | Year 15 | Year 16 | Year 17 | Year 18 | Year 19 | Year 20 | Year 21 | Year 22 | Year 23 | Year 24 | Year 25 | Year 26 | Year 27 | Year 28 | Year 29 | Year 30
E1 | bar: Year 0 to Year 30
E2 | bar: Year 0 to Year 30
E3 | bar: Year 0 to Year 30
E4 | bar: Year 0 to Year 30
E5 | bar: Year 0 to Year 30
E6 | bar: Year 0 to Year 30
E7 | bar: Year 0 to Year 30
E8 | bar: Year 0 to Year 30
E9 | bar: Year 0 to Year 30
E10 | bar: Year 0 to Year 30
Units In from Switching
| E1 | 0 | 0 | 0 | 0 | 0 | 0 | 0 | 0 | 0 | 0 | 0 | 0 | 0 | 0 | 0 | 0 | 0 | 0 | 0 | 0 | 0 | 0 | 0 | 0 | 0 | 0 | 0 | 0 | 0 | 0 | 0
| E2 | 0 | 0 | 0 | 0 | 0 | 0 | 0 | 0 | 0 | 0 | 0 | 0 | 0 | 0 | 0 | 0 | 0 | 0 | 0 | 0 | 0 | 0 | 0 | 0 | 0 | 0 | 0 | 0 | 0 | 0 | 0
| E3 | 0 | 0 | 0 | 0 | 0 | 0 | 0 | 0 | 0 | 0 | 0 | 0 | 0 | 0 | 0 | 0 | 0 | 0 | 0 | 0 | 0 | 0 | 0 | 0 | 0 | 0 | 0 | 0 | 0 | 0 | 0
| E4 | 0 | 0 | 0 | 0 | 0 | 0 | 0 | 0 | 0 | 0 | 0 | 0 | 0 | 0 | 0 | 0 | 0 | 0 | 0 | 0 | 0 | 0 | 0 | 0 | 0 | 0 | 0 | 0 | 0 | 0 | 0
| E5 | 0 | 0 | 0 | 0 | 0 | 0 | 0 | 0 | 0 | 0 | 0 | 0 | 0 | 0 | 0 | 0 | 0 | 0 | 0 | 0 | 0 | 0 | 0 | 0 | 0 | 0 | 0 | 0 | 0 | 0 | 0
| E6 | 0 | 0 | 0 | 0 | 0 | 0 | 0 | 0 | 0 | 0 | 0 | 0 | 0 | 0 | 0 | 0 | 0 | 0 | 0 | 0 | 0 | 0 | 0 | 0 | 0 | 0 | 0 | 0 | 0 | 0 | 0
| E7 | 0 | 0 | 0 | 0 | 0 | 0 | 0 | 0 | 0 | 0 | 0 | 0 | 0 | 0 | 0 | 0 | 0 | 0 | 0 | 0 | 0 | 0 | 0 | 0 | 0 | 0 | 0 | 0 | 0 | 0 | 0
| E8 | 0 | 0 | 0 | 0 | 0 | 0 | 0 | 0 | 0 | 0 | 0 | 0 | 0 | 0 | 0 | 0 | 0 | 0 | 0 | 0 | 0 | 0 | 0 | 0 | 0 | 0 | 0 | 0 | 0 | 0 | 0
| E9 | 0 | 0 | 0 | 0 | 0 | 0 | 0 | 0 | 0 | 0 | 0 | 0 | 0 | 0 | 0 | 0 | 0 | 0 | 0 | 0 | 0 | 0 | 0 | 0 | 0 | 0 | 0 | 0 | 0 | 0 | 0
| E10 | 0 | 0 | 0 | 0 | 0 | 0 | 0 | 0 | 0 | 0 | 0 | 0 | 0 | 0 | 0 | 0 | 0 | 0 | 0 | 0 | 0 | 0 | 0 | 0 | 0 | 0 | 0 | 0 | 0 | 0 | 0
| Vintage | 0 | 0 | 0 | 0 | 0 | 0 | 0 | 0 | 0 | 0 | 0 | 0 | 0 | 0 | 0 | 0 | 0 | 0 | 0 | 0 | 0 | 0 | 0 | 0 | 0 | 0 | 0 | 0 | 0 | 0 | 0
Net Change
| Year | Year 0 | Year 1 | Year 2 | Year 3 | Year 4 | Year 5 | Year 6 | Year 7 | Year 8 | Year 9 | Year 10 | Year 11 | Year 12 | Year 13 | Year 14 | Year 15 | Year 16 | Year 17 | Year 18 | Year 19 | Year 20 | Year 21 | Year 22 | Year 23 | Year 24 | Year 25 | Year 26 | Year 27 | Year 28 | Year 29 | Year 30 | Key
| Units | 0 | 0 | 0 | 0 | 0 | 0 | 0 | 0 | 0 | 0 | 0 | 0 | 0 | 0 | 0 | 0 | 0 | 0 | 0 | 0 | 0 | 0 | 0 | 0 | 0 | 0 | 0 | 0 | 0 | 0 | 0 | 0_Units |  |  |  |  | 301957.8232
| Usage | 0 | 0 | 0 | 0 | 0 | 0 | 0 | 0 | 0 | 0 | 0 | 0 | 0 | 0 | 0 | 0 | 0 | 0 | 0 | 0 | 0 | 0 | 0 | 0 | 0 | 0 | 0 | 0 | 0 | 0 | 0 | 0_Usage |  |  |  |  | 1698.6543
| Peak Demand (S) | 0 | 0 | 0 | 0 | 0 | 0 | 0 | 0 | 0 | 0 | 0 | 0 | 0 | 0 | 0 | 0 | 0 | 0 | 0 | 0 | 0 | 0 | 0 | 0 | 0 | 0 | 0 | 0 | 0 | 0 | 0 | 0_Peak Demand (S) |  |  |  |  | 0
| Peak Demand (W) | 0 | 0 | 0 | 0 | 0 | 0 | 0 | 0 | 0 | 0 | 0 | 0 | 0 | 0 | 0 | 0 | 0 | 0 | 0 | 0 | 0 | 0 | 0 | 0 | 0 | 0 | 0 | 0 | 0 | 0 | 0 | 0_Peak Demand (W) |  |  |  |  | 884.6119
| Turnover | 0 | 0 | 0 | 0 | 0 | 0 | 0 | 0 | 0 | 0 | 0 | 0 | 0 | 0 | 0 | 0 | 0 | 0 | 0 | 0 | 0 | 0 | 0 | 0 | 0 | 0 | 0 | 0 | 0 | 0 | 0 | 0_Turnover |  |  |  |  | 6885.4476
| Avg. Replacement Usage | 0 | 0 | 0 | 0 | 0 | 0 | 0 | 0 | 0 | 0 | 0 | 0 | 0 | 0 | 0 | 0 | 0 | 0 | 0 | 0 | 0 | 0 | 0 | 0 | 0 | 0 | 0 | 0 | 0 | 0 | 0 | 0_Avg. Replacement Usage |  |  |  |  | 5638.8522
| Avg. Replacement Demand (S) | 0 | 0 | 0 | 0 | 0 | 0 | 0 | 0 | 0 | 0 | 0 | 0 | 0 | 0 | 0 | 0 | 0 | 0 | 0 | 0 | 0 | 0 | 0 | 0 | 0 | 0 | 0 | 0 | 0 | 0 | 0 | 0_Avg. Replacement Demand (S) |  |  |  |  | 0
| Avg. Replacement Demand (W) | 0 | 0 | 0 | 0 | 0 | 0 | 0 | 0 | 0 | 0 | 0 | 0 | 0 | 0 | 0 | 0 | 0 | 0 | 0 | 0 | 0 | 0 | 0 | 0 | 0 | 0 | 0 | 0 | 0 | 0 | 0 | 0_Avg. Replacement Demand (W) |  |  |  |  | 2.9366
Purchases
| Year | Year 0 | Year 1 | Year 2 | Year 3 | Year 4 | Year 5 | Year 6 | Year 7 | Year 8 | Year 9 | Year 10 | Year 11 | Year 12 | Year 13 | Year 14 | Year 15 | Year 16 | Year 17 | Year 18 | Year 19 | Year 20 | Year 21 | Year 22 | Year 23 | Year 24 | Year 25 | Year 26 | Year 27 | Year 28 | Year 29 | Year 30
| E1 | 0 | 0 | 0 | 0 | 0 | 0 | 0 | 0 | 0 | 0 | 0 | 0 | 0 | 0 | 0 | 0 | 0 | 0 | 0 | 0 | 0 | 0 | 0 | 0 | 0 | 0 | 0 | 0 | 0 | 0 | 0 | 0_E1_Purchases |  |  |  |  | 6885.4476
| E2 | 0 | 0 | 0 | 0 | 0 | 0 | 0 | 0 | 0 | 0 | 0 | 0 | 0 | 0 | 0 | 0 | 0 | 0 | 0 | 0 | 0 | 0 | 0 | 0 | 0 | 0 | 0 | 0 | 0 | 0 | 0 | 0_E2_Purchases |  |  |  |  | 0
| E3 | 0 | 0 | 0 | 0 | 0 | 0 | 0 | 0 | 0 | 0 | 0 | 0 | 0 | 0 | 0 | 0 | 0 | 0 | 0 | 0 | 0 | 0 | 0 | 0 | 0 | 0 | 0 | 0 | 0 | 0 | 0 | 0_E3_Purchases |  |  |  |  | 0
| E4 | 0 | 0 | 0 | 0 | 0 | 0 | 0 | 0 | 0 | 0 | 0 | 0 | 0 | 0 | 0 | 0 | 0 | 0 | 0 | 0 | 0 | 0 | 0 | 0 | 0 | 0 | 0 | 0 | 0 | 0 | 0 | 0_E4_Purchases |  |  |  |  | 0
| E5 | 0 | 0 | 0 | 0 | 0 | 0 | 0 | 0 | 0 | 0 | 0 | 0 | 0 | 0 | 0 | 0 | 0 | 0 | 0 | 0 | 0 | 0 | 0 | 0 | 0 | 0 | 0 | 0 | 0 | 0 | 0 | 0_E5_Purchases |  |  |  |  | 0
| E6 | 0 | 0 | 0 | 0 | 0 | 0 | 0 | 0 | 0 | 0 | 0 | 0 | 0 | 0 | 0 | 0 | 0 | 0 | 0 | 0 | 0 | 0 | 0 | 0 | 0 | 0 | 0 | 0 | 0 | 0 | 0 | 0_E6_Purchases |  |  |  |  | 0
| E7 | 0 | 0 | 0 | 0 | 0 | 0 | 0 | 0 | 0 | 0 | 0 | 0 | 0 | 0 | 0 | 0 | 0 | 0 | 0 | 0 | 0 | 0 | 0 | 0 | 0 | 0 | 0 | 0 | 0 | 0 | 0 | 0_E7_Purchases |  |  |  |  | 0
| E8 | 0 | 0 | 0 | 0 | 0 | 0 | 0 | 0 | 0 | 0 | 0 | 0 | 0 | 0 | 0 | 0 | 0 | 0 | 0 | 0 | 0 | 0 | 0 | 0 | 0 | 0 | 0 | 0 | 0 | 0 | 0 | 0_E8_Purchases |  |  |  |  | 0
| E9 | 0 | 0 | 0 | 0 | 0 | 0 | 0 | 0 | 0 | 0 | 0 | 0 | 0 | 0 | 0 | 0 | 0 | 0 | 0 | 0 | 0 | 0 | 0 | 0 | 0 | 0 | 0 | 0 | 0 | 0 | 0 | 0_E9_Purchases |  |  |  |  | 0
| E10 | 0 | 0 | 0 | 0 | 0 | 0 | 0 | 0 | 0 | 0 | 0 | 0 | 0 | 0 | 0 | 0 | 0 | 0 | 0 | 0 | 0 | 0 | 0 | 0 | 0 | 0 | 0 | 0 | 0 | 0 | 0 | 0_E10_Purchases |  |  |  |  | 0
Stock
| Year | Year 0 | Year 1 | Year 2 | Year 3 | Year 4 | Year 5 | Year 6 | Year 7 | Year 8 | Year 9 | Year 10 | Year 11 | Year 12 | Year 13 | Year 14 | Year 15 | Year 16 | Year 17 | Year 18 | Year 19 | Year 20 | Year 21 | Year 22 | Year 23 | Year 24 | Year 25 | Year 26 | Year 27 | Year 28 | Year 29 | Year 30
| E1 | 0 | 0 | 0 | 0 | 0 | 0 | 0 | 0 | 0 | 0 | 0 | 0 | 0 | 0 | 0 | 0 | 0 | 0 | 0 | 0 | 0 | 0 | 0 | 0 | 0 | 0 | 0 | 0 | 0 | 0 | 0 | 0_E1_Stock |  |  |  |  | 13576.6093
| E2 | 0 | 0 | 0 | 0 | 0 | 0 | 0 | 0 | 0 | 0 | 0 | 0 | 0 | 0 | 0 | 0 | 0 | 0 | 0 | 0 | 0 | 0 | 0 | 0 | 0 | 0 | 0 | 0 | 0 | 0 | 0 | 0_E2_Stock |  |  |  |  | 0
| E3 | 0 | 0 | 0 | 0 | 0 | 0 | 0 | 0 | 0 | 0 | 0 | 0 | 0 | 0 | 0 | 0 | 0 | 0 | 0 | 0 | 0 | 0 | 0 | 0 | 0 | 0 | 0 | 0 | 0 | 0 | 0 | 0_E3_Stock |  |  |  |  | 0
| E4 | 0 | 0 | 0 | 0 | 0 | 0 | 0 | 0 | 0 | 0 | 0 | 0 | 0 | 0 | 0 | 0 | 0 | 0 | 0 | 0 | 0 | 0 | 0 | 0 | 0 | 0 | 0 | 0 | 0 | 0 | 0 | 0_E4_Stock |  |  |  |  | 0
| E5 | 0 | 0 | 0 | 0 | 0 | 0 | 0 | 0 | 0 | 0 | 0 | 0 | 0 | 0 | 0 | 0 | 0 | 0 | 0 | 0 | 0 | 0 | 0 | 0 | 0 | 0 | 0 | 0 | 0 | 0 | 0 | 0_E5_Stock |  |  |  |  | 0
| E6 | 0 | 0 | 0 | 0 | 0 | 0 | 0 | 0 | 0 | 0 | 0 | 0 | 0 | 0 | 0 | 0 | 0 | 0 | 0 | 0 | 0 | 0 | 0 | 0 | 0 | 0 | 0 | 0 | 0 | 0 | 0 | 0_E6_Stock |  |  |  |  | 0
| E7 | 0 | 0 | 0 | 0 | 0 | 0 | 0 | 0 | 0 | 0 | 0 | 0 | 0 | 0 | 0 | 0 | 0 | 0 | 0 | 0 | 0 | 0 | 0 | 0 | 0 | 0 | 0 | 0 | 0 | 0 | 0 | 0_E7_Stock |  |  |  |  | 0
| E8 | 0 | 0 | 0 | 0 | 0 | 0 | 0 | 0 | 0 | 0 | 0 | 0 | 0 | 0 | 0 | 0 | 0 | 0 | 0 | 0 | 0 | 0 | 0 | 0 | 0 | 0 | 0 | 0 | 0 | 0 | 0 | 0_E8_Stock |  |  |  |  | 0
| E9 | 0 | 0 | 0 | 0 | 0 | 0 | 0 | 0 | 0 | 0 | 0 | 0 | 0 | 0 | 0 | 0 | 0 | 0 | 0 | 0 | 0 | 0 | 0 | 0 | 0 | 0 | 0 | 0 | 0 | 0 | 0 | 0_E9_Stock |  |  |  |  | 0
| E10 | 0 | 0 | 0 | 0 | 0 | 0 | 0 | 0 | 0 | 0 | 0 | 0 | 0 | 0 | 0 | 0 | 0 | 0 | 0 | 0 | 0 | 0 | 0 | 0 | 0 | 0 | 0 | 0 | 0 | 0 | 0 | 0_E10_Stock |  |  |  |  | 0
| Vintage | 0 | 0 | 0 | 0 | 0 | 0 | 0 | 0 | 0 | 0 | 0 | 0 | 0 | 0 | 0 | 0 | 0 | 0 | 0 | 0 | 0 | 0 | 0 | 0 | 0 | 0 | 0 | 0 | 0 | 0 | 0 | 0_Vintage_Stock |  |  |  |  | 288381.2139
S1C4 |  | Year 0: System 1 Technology 4
Technology Variables
| Tech Key | Year 0: 0
| Peak Factor (S) | Year 0: 0
| Peak Factor (W) | Year 0: 0
| Min Vintage Lifetime | Year 0: 0
| Max Vintage Lifetime | Year 0: 0
| Turnover Style | Year 0: 0
Technology Variables
| Equipment | Year 0: Label; Year 1: Min Lifetime; Year 2: Max Lifetime; Year 3: Degradation; Year 4: Usage; Year 5: Available
| E1 | Year 1: 0; Year 2: 0; Year 3: 0%; Year 4: 0; Year 5: FALSE
| E2 | Year 1: 0; Year 2: 0; Year 3: 0%; Year 4: 0; Year 5: FALSE
| E3 | Year 1: 0; Year 2: 0; Year 3: 0%; Year 4: 0; Year 5: FALSE
| E4 | Year 1: 0; Year 2: 0; Year 3: 0%; Year 4: 0; Year 5: FALSE
| E5 | Year 1: 0; Year 2: 0; Year 3: 0%; Year 4: 0; Year 5: FALSE
| E6 | Year 1: 0; Year 2: 0; Year 3: 0%; Year 4: 0; Year 5: FALSE
| E7 | Year 1: 0; Year 2: 0; Year 3: 0%; Year 4: 0; Year 5: FALSE
| E8 | Year 1: 0; Year 2: 0; Year 3: 0%; Year 4: 0; Year 5: FALSE
| E9 | Year 1: 0; Year 2: 0; Year 3: 0%; Year 4: 0; Year 5: FALSE
| E10 | Year 1: 0; Year 2: 0; Year 3: 0%; Year 4: 0; Year 5: FALSE
Original Forecast Results
| Year | Year 0 | Year 1 | Year 2 | Year 3 | Year 4 | Year 5 | Year 6 | Year 7 | Year 8 | Year 9 | Year 10 | Year 11 | Year 12 | Year 13 | Year 14 | Year 15 | Year 16 | Year 17 | Year 18 | Year 19 | Year 20 | Year 21 | Year 22 | Year 23 | Year 24 | Year 25 | Year 26 | Year 27 | Year 28 | Year 29 | Year 30 | Key
| Units | 0 | 0 | 0 | 0 | 0 | 0 | 0 | 0 | 0 | 0 | 0 | 0 | 0 | 0 | 0 | 0 | 0 | 0 | 0 | 0 | 0 | 0 | 0 | 0 | 0 | 0 | 0 | 0 | 0 | 0 | 0 | #REF! |  |  |  |  | 301957.8232
| Usage | 0 | 0 | 0 | 0 | 0 | 0 | 0 | 0 | 0 | 0 | 0 | 0 | 0 | 0 | 0 | 0 | 0 | 0 | 0 | 0 | 0 | 0 | 0 | 0 | 0 | 0 | 0 | 0 | 0 | 0 | 0 | #REF! |  |  |  |  | 1698.6543
| Peak Demand (S) | 0 | 0 | 0 | 0 | 0 | 0 | 0 | 0 | 0 | 0 | 0 | 0 | 0 | 0 | 0 | 0 | 0 | 0 | 0 | 0 | 0 | 0 | 0 | 0 | 0 | 0 | 0 | 0 | 0 | 0 | 0 | #REF! |  |  |  |  | 0
| Peak Demand (W) | 0 | 0 | 0 | 0 | 0 | 0 | 0 | 0 | 0 | 0 | 0 | 0 | 0 | 0 | 0 | 0 | 0 | 0 | 0 | 0 | 0 | 0 | 0 | 0 | 0 | 0 | 0 | 0 | 0 | 0 | 0 | #REF! |  |  |  |  | 884.6119
| Turnover | 0 | 0 | 0 | 0 | 0 | 0 | 0 | 0 | 0 | 0 | 0 | 0 | 0 | 0 | 0 | 0 | 0 | 0 | 0 | 0 | 0 | 0 | 0 | 0 | 0 | 0 | 0 | 0 | 0 | 0 | 0 | #REF! |  |  |  |  | 6885.4476
| Avg. Replacement Usage | 0 | 0 | 0 | 0 | 0 | 0 | 0 | 0 | 0 | 0 | 0 | 0 | 0 | 0 | 0 | 0 | 0 | 0 | 0 | 0 | 0 | 0 | 0 | 0 | 0 | 0 | 0 | 0 | 0 | 0 | 0 | #REF! |  |  |  |  | 5638.8522
| Avg. Replacement Demand (S) | 0 | 0 | 0 | 0 | 0 | 0 | 0 | 0 | 0 | 0 | 0 | 0 | 0 | 0 | 0 | 0 | 0 | 0 | 0 | 0 | 0 | 0 | 0 | 0 | 0 | 0 | 0 | 0 | 0 | 0 | 0 | #REF! |  |  |  |  | 0
| Avg. Replacement Demand (W) | 0 | 0 | 0 | 0 | 0 | 0 | 0 | 0 | 0 | 0 | 0 | 0 | 0 | 0 | 0 | 0 | 0 | 0 | 0 | 0 | 0 | 0 | 0 | 0 | 0 | 0 | 0 | 0 | 0 | 0 | 0 | #REF! |  |  |  |  | 2.9366
Tech Forecast Stock
| Year | Year 0 | Year 1 | Year 2 | Year 3 | Year 4 | Year 5 | Year 6 | Year 7 | Year 8 | Year 9 | Year 10 | Year 11 | Year 12 | Year 13 | Year 14 | Year 15 | Year 16 | Year 17 | Year 18 | Year 19 | Year 20 | Year 21 | Year 22 | Year 23 | Year 24 | Year 25 | Year 26 | Year 27 | Year 28 | Year 29 | Year 30
| E1 | 0 | 0 | 0 | 0 | 0 | 0 | 0 | 0 | 0 | 0 | 0 | 0 | 0 | 0 | 0 | 0 | 0 | 0 | 0 | 0 | 0 | 0 | 0 | 0 | 0 | 0 | 0 | 0 | 0 | 0 | 0
| E2 | 0 | 0 | 0 | 0 | 0 | 0 | 0 | 0 | 0 | 0 | 0 | 0 | 0 | 0 | 0 | 0 | 0 | 0 | 0 | 0 | 0 | 0 | 0 | 0 | 0 | 0 | 0 | 0 | 0 | 0 | 0
| E3 | 0 | 0 | 0 | 0 | 0 | 0 | 0 | 0 | 0 | 0 | 0 | 0 | 0 | 0 | 0 | 0 | 0 | 0 | 0 | 0 | 0 | 0 | 0 | 0 | 0 | 0 | 0 | 0 | 0 | 0 | 0
| E4 | 0 | 0 | 0 | 0 | 0 | 0 | 0 | 0 | 0 | 0 | 0 | 0 | 0 | 0 | 0 | 0 | 0 | 0 | 0 | 0 | 0 | 0 | 0 | 0 | 0 | 0 | 0 | 0 | 0 | 0 | 0
| E5 | 0 | 0 | 0 | 0 | 0 | 0 | 0 | 0 | 0 | 0 | 0 | 0 | 0 | 0 | 0 | 0 | 0 | 0 | 0 | 0 | 0 | 0 | 0 | 0 | 0 | 0 | 0 | 0 | 0 | 0 | 0
| E6 | 0 | 0 | 0 | 0 | 0 | 0 | 0 | 0 | 0 | 0 | 0 | 0 | 0 | 0 | 0 | 0 | 0 | 0 | 0 | 0 | 0 | 0 | 0 | 0 | 0 | 0 | 0 | 0 | 0 | 0 | 0
| E7 | 0 | 0 | 0 | 0 | 0 | 0 | 0 | 0 | 0 | 0 | 0 | 0 | 0 | 0 | 0 | 0 | 0 | 0 | 0 | 0 | 0 | 0 | 0 | 0 | 0 | 0 | 0 | 0 | 0 | 0 | 0
| E8 | 0 | 0 | 0 | 0 | 0 | 0 | 0 | 0 | 0 | 0 | 0 | 0 | 0 | 0 | 0 | 0 | 0 | 0 | 0 | 0 | 0 | 0 | 0 | 0 | 0 | 0 | 0 | 0 | 0 | 0 | 0
| E9 | 0 | 0 | 0 | 0 | 0 | 0 | 0 | 0 | 0 | 0 | 0 | 0 | 0 | 0 | 0 | 0 | 0 | 0 | 0 | 0 | 0 | 0 | 0 | 0 | 0 | 0 | 0 | 0 | 0 | 0 | 0
| E10 | 0 | 0 | 0 | 0 | 0 | 0 | 0 | 0 | 0 | 0 | 0 | 0 | 0 | 0 | 0 | 0 | 0 | 0 | 0 | 0 | 0 | 0 | 0 | 0 | 0 | 0 | 0 | 0 | 0 | 0 | 0
| Vintage | 0 | 0 | 0 | 0 | 0 | 0 | 0 | 0 | 0 | 0 | 0 | 0 | 0 | 0 | 0 | 0 | 0 | 0 | 0 | 0 | 0 | 0 | 0 | 0 | 0 | 0 | 0 | 0 | 0 | 0 | 0
Stock for Switching
| Year | Year 0 | Year 1 | Year 2 | Year 3 | Year 4 | Year 5 | Year 6 | Year 7 | Year 8 | Year 9 | Year 10 | Year 11 | Year 12 | Year 13 | Year 14 | Year 15 | Year 16 | Year 17 | Year 18 | Year 19 | Year 20 | Year 21 | Year 22 | Year 23 | Year 24 | Year 25 | Year 26 | Year 27 | Year 28 | Year 29 | Year 30
| E1 | 0 | 0 | 0 | 0 | 0 | 0 | 0 | 0 | 0 | 0 | 0 | 0 | 0 | 0 | 0 | 0 | 0 | 0 | 0 | 0 | 0 | 0 | 0 | 0 | 0 | 0 | 0 | 0 | 0 | 0 | 0 | 0_E1_SysStock
| E2 | 0 | 0 | 0 | 0 | 0 | 0 | 0 | 0 | 0 | 0 | 0 | 0 | 0 | 0 | 0 | 0 | 0 | 0 | 0 | 0 | 0 | 0 | 0 | 0 | 0 | 0 | 0 | 0 | 0 | 0 | 0 | 0_E2_SysStock
| E3 | 0 | 0 | 0 | 0 | 0 | 0 | 0 | 0 | 0 | 0 | 0 | 0 | 0 | 0 | 0 | 0 | 0 | 0 | 0 | 0 | 0 | 0 | 0 | 0 | 0 | 0 | 0 | 0 | 0 | 0 | 0 | 0_E3_SysStock
| E4 | 0 | 0 | 0 | 0 | 0 | 0 | 0 | 0 | 0 | 0 | 0 | 0 | 0 | 0 | 0 | 0 | 0 | 0 | 0 | 0 | 0 | 0 | 0 | 0 | 0 | 0 | 0 | 0 | 0 | 0 | 0 | 0_E4_SysStock
| E5 | 0 | 0 | 0 | 0 | 0 | 0 | 0 | 0 | 0 | 0 | 0 | 0 | 0 | 0 | 0 | 0 | 0 | 0 | 0 | 0 | 0 | 0 | 0 | 0 | 0 | 0 | 0 | 0 | 0 | 0 | 0 | 0_E5_SysStock
| E6 | 0 | 0 | 0 | 0 | 0 | 0 | 0 | 0 | 0 | 0 | 0 | 0 | 0 | 0 | 0 | 0 | 0 | 0 | 0 | 0 | 0 | 0 | 0 | 0 | 0 | 0 | 0 | 0 | 0 | 0 | 0 | 0_E6_SysStock
| E7 | 0 | 0 | 0 | 0 | 0 | 0 | 0 | 0 | 0 | 0 | 0 | 0 | 0 | 0 | 0 | 0 | 0 | 0 | 0 | 0 | 0 | 0 | 0 | 0 | 0 | 0 | 0 | 0 | 0 | 0 | 0 | 0_E7_SysStock
| E8 | 0 | 0 | 0 | 0 | 0 | 0 | 0 | 0 | 0 | 0 | 0 | 0 | 0 | 0 | 0 | 0 | 0 | 0 | 0 | 0 | 0 | 0 | 0 | 0 | 0 | 0 | 0 | 0 | 0 | 0 | 0 | 0_E8_SysStock
| E9 | 0 | 0 | 0 | 0 | 0 | 0 | 0 | 0 | 0 | 0 | 0 | 0 | 0 | 0 | 0 | 0 | 0 | 0 | 0 | 0 | 0 | 0 | 0 | 0 | 0 | 0 | 0 | 0 | 0 | 0 | 0 | 0_E9_SysStock
| E10 | 0 | 0 | 0 | 0 | 0 | 0 | 0 | 0 | 0 | 0 | 0 | 0 | 0 | 0 | 0 | 0 | 0 | 0 | 0 | 0 | 0 | 0 | 0 | 0 | 0 | 0 | 0 | 0 | 0 | 0 | 0 | 0_E10_SysStock
| Vintage | 0 | 0 | 0 | 0 | 0 | 0 | 0 | 0 | 0 | 0 | 0 | 0 | 0 | 0 | 0 | 0 | 0 | 0 | 0 | 0 | 0 | 0 | 0 | 0 | 0 | 0 | 0 | 0 | 0 | 0 | 0 | 0_Vintage_SysStock
Tech Forecast Purchases
| Year | Year 0 | Year 1 | Year 2 | Year 3 | Year 4 | Year 5 | Year 6 | Year 7 | Year 8 | Year 9 | Year 10 | Year 11 | Year 12 | Year 13 | Year 14 | Year 15 | Year 16 | Year 17 | Year 18 | Year 19 | Year 20 | Year 21 | Year 22 | Year 23 | Year 24 | Year 25 | Year 26 | Year 27 | Year 28 | Year 29 | Year 30
| E1 | 0 | 0 | 0 | 0 | 0 | 0 | 0 | 0 | 0 | 0 | 0 | 0 | 0 | 0 | 0 | 0 | 0 | 0 | 0 | 0 | 0 | 0 | 0 | 0 | 0 | 0 | 0 | 0 | 0 | 0 | 0
| E2 | 0 | 0 | 0 | 0 | 0 | 0 | 0 | 0 | 0 | 0 | 0 | 0 | 0 | 0 | 0 | 0 | 0 | 0 | 0 | 0 | 0 | 0 | 0 | 0 | 0 | 0 | 0 | 0 | 0 | 0 | 0
| E3 | 0 | 0 | 0 | 0 | 0 | 0 | 0 | 0 | 0 | 0 | 0 | 0 | 0 | 0 | 0 | 0 | 0 | 0 | 0 | 0 | 0 | 0 | 0 | 0 | 0 | 0 | 0 | 0 | 0 | 0 | 0
| E4 | 0 | 0 | 0 | 0 | 0 | 0 | 0 | 0 | 0 | 0 | 0 | 0 | 0 | 0 | 0 | 0 | 0 | 0 | 0 | 0 | 0 | 0 | 0 | 0 | 0 | 0 | 0 | 0 | 0 | 0 | 0
| E5 | 0 | 0 | 0 | 0 | 0 | 0 | 0 | 0 | 0 | 0 | 0 | 0 | 0 | 0 | 0 | 0 | 0 | 0 | 0 | 0 | 0 | 0 | 0 | 0 | 0 | 0 | 0 | 0 | 0 | 0 | 0
| E6 | 0 | 0 | 0 | 0 | 0 | 0 | 0 | 0 | 0 | 0 | 0 | 0 | 0 | 0 | 0 | 0 | 0 | 0 | 0 | 0 | 0 | 0 | 0 | 0 | 0 | 0 | 0 | 0 | 0 | 0 | 0
| E7 | 0 | 0 | 0 | 0 | 0 | 0 | 0 | 0 | 0 | 0 | 0 | 0 | 0 | 0 | 0 | 0 | 0 | 0 | 0 | 0 | 0 | 0 | 0 | 0 | 0 | 0 | 0 | 0 | 0 | 0 | 0
| E8 | 0 | 0 | 0 | 0 | 0 | 0 | 0 | 0 | 0 | 0 | 0 | 0 | 0 | 0 | 0 | 0 | 0 | 0 | 0 | 0 | 0 | 0 | 0 | 0 | 0 | 0 | 0 | 0 | 0 | 0 | 0
| E9 | 0 | 0 | 0 | 0 | 0 | 0 | 0 | 0 | 0 | 0 | 0 | 0 | 0 | 0 | 0 | 0 | 0 | 0 | 0 | 0 | 0 | 0 | 0 | 0 | 0 | 0 | 0 | 0 | 0 | 0 | 0
| E10 | 0 | 0 | 0 | 0 | 0 | 0 | 0 | 0 | 0 | 0 | 0 | 0 | 0 | 0 | 0 | 0 | 0 | 0 | 0 | 0 | 0 | 0 | 0 | 0 | 0 | 0 | 0 | 0 | 0 | 0 | 0
Potential to Switch
| Year | Year 0 | Year 1 | Year 2 | Year 3 | Year 4 | Year 5 | Year 6 | Year 7 | Year 8 | Year 9 | Year 10 | Year 11 | Year 12 | Year 13 | Year 14 | Year 15 | Year 16 | Year 17 | Year 18 | Year 19 | Year 20 | Year 21 | Year 22 | Year 23 | Year 24 | Year 25 | Year 26 | Year 27 | Year 28 | Year 29 | Year 30
| E1 | 0 | 0 | 0 | 0 | 0 | 0 | 0 | 0 | 0 | 0 | 0 | 0 | 0 | 0 | 0 | 0 | 0 | 0 | 0 | 0 | 0 | 0 | 0 | 0 | 0 | 0 | 0 | 0 | 0 | 0 | 0 | 0_E1_Switched Out
| E2 | 0 | 0 | 0 | 0 | 0 | 0 | 0 | 0 | 0 | 0 | 0 | 0 | 0 | 0 | 0 | 0 | 0 | 0 | 0 | 0 | 0 | 0 | 0 | 0 | 0 | 0 | 0 | 0 | 0 | 0 | 0 | 0_E2_Switched Out
| E3 | 0 | 0 | 0 | 0 | 0 | 0 | 0 | 0 | 0 | 0 | 0 | 0 | 0 | 0 | 0 | 0 | 0 | 0 | 0 | 0 | 0 | 0 | 0 | 0 | 0 | 0 | 0 | 0 | 0 | 0 | 0 | 0_E3_Switched Out
| E4 | 0 | 0 | 0 | 0 | 0 | 0 | 0 | 0 | 0 | 0 | 0 | 0 | 0 | 0 | 0 | 0 | 0 | 0 | 0 | 0 | 0 | 0 | 0 | 0 | 0 | 0 | 0 | 0 | 0 | 0 | 0 | 0_E4_Switched Out
| E5 | 0 | 0 | 0 | 0 | 0 | 0 | 0 | 0 | 0 | 0 | 0 | 0 | 0 | 0 | 0 | 0 | 0 | 0 | 0 | 0 | 0 | 0 | 0 | 0 | 0 | 0 | 0 | 0 | 0 | 0 | 0 | 0_E5_Switched Out
| E6 | 0 | 0 | 0 | 0 | 0 | 0 | 0 | 0 | 0 | 0 | 0 | 0 | 0 | 0 | 0 | 0 | 0 | 0 | 0 | 0 | 0 | 0 | 0 | 0 | 0 | 0 | 0 | 0 | 0 | 0 | 0 | 0_E6_Switched Out
| E7 | 0 | 0 | 0 | 0 | 0 | 0 | 0 | 0 | 0 | 0 | 0 | 0 | 0 | 0 | 0 | 0 | 0 | 0 | 0 | 0 | 0 | 0 | 0 | 0 | 0 | 0 | 0 | 0 | 0 | 0 | 0 | 0_E7_Switched Out
| E8 | 0 | 0 | 0 | 0 | 0 | 0 | 0 | 0 | 0 | 0 | 0 | 0 | 0 | 0 | 0 | 0 | 0 | 0 | 0 | 0 | 0 | 0 | 0 | 0 | 0 | 0 | 0 | 0 | 0 | 0 | 0 | 0_E8_Switched Out
| E9 | 0 | 0 | 0 | 0 | 0 | 0 | 0 | 0 | 0 | 0 | 0 | 0 | 0 | 0 | 0 | 0 | 0 | 0 | 0 | 0 | 0 | 0 | 0 | 0 | 0 | 0 | 0 | 0 | 0 | 0 | 0 | 0_E9_Switched Out
| E10 | 0 | 0 | 0 | 0 | 0 | 0 | 0 | 0 | 0 | 0 | 0 | 0 | 0 | 0 | 0 | 0 | 0 | 0 | 0 | 0 | 0 | 0 | 0 | 0 | 0 | 0 | 0 | 0 | 0 | 0 | 0 | 0_E10_Switched Out
Units Out
| E1 | 0 | 0 | 0 | 0 | 0 | 0 | 0 | 0 | 0 | 0 | 0 | 0 | 0 | 0 | 0 | 0 | 0 | 0 | 0 | 0 | 0 | 0 | 0 | 0 | 0 | 0 | 0 | 0 | 0 | 0 | 0
| E2 | 0 | 0 | 0 | 0 | 0 | 0 | 0 | 0 | 0 | 0 | 0 | 0 | 0 | 0 | 0 | 0 | 0 | 0 | 0 | 0 | 0 | 0 | 0 | 0 | 0 | 0 | 0 | 0 | 0 | 0 | 0
| E3 | 0 | 0 | 0 | 0 | 0 | 0 | 0 | 0 | 0 | 0 | 0 | 0 | 0 | 0 | 0 | 0 | 0 | 0 | 0 | 0 | 0 | 0 | 0 | 0 | 0 | 0 | 0 | 0 | 0 | 0 | 0
| E4 | 0 | 0 | 0 | 0 | 0 | 0 | 0 | 0 | 0 | 0 | 0 | 0 | 0 | 0 | 0 | 0 | 0 | 0 | 0 | 0 | 0 | 0 | 0 | 0 | 0 | 0 | 0 | 0 | 0 | 0 | 0
| E5 | 0 | 0 | 0 | 0 | 0 | 0 | 0 | 0 | 0 | 0 | 0 | 0 | 0 | 0 | 0 | 0 | 0 | 0 | 0 | 0 | 0 | 0 | 0 | 0 | 0 | 0 | 0 | 0 | 0 | 0 | 0
| E6 | 0 | 0 | 0 | 0 | 0 | 0 | 0 | 0 | 0 | 0 | 0 | 0 | 0 | 0 | 0 | 0 | 0 | 0 | 0 | 0 | 0 | 0 | 0 | 0 | 0 | 0 | 0 | 0 | 0 | 0 | 0
| E7 | 0 | 0 | 0 | 0 | 0 | 0 | 0 | 0 | 0 | 0 | 0 | 0 | 0 | 0 | 0 | 0 | 0 | 0 | 0 | 0 | 0 | 0 | 0 | 0 | 0 | 0 | 0 | 0 | 0 | 0 | 0
| E8 | 0 | 0 | 0 | 0 | 0 | 0 | 0 | 0 | 0 | 0 | 0 | 0 | 0 | 0 | 0 | 0 | 0 | 0 | 0 | 0 | 0 | 0 | 0 | 0 | 0 | 0 | 0 | 0 | 0 | 0 | 0
| E9 | 0 | 0 | 0 | 0 | 0 | 0 | 0 | 0 | 0 | 0 | 0 | 0 | 0 | 0 | 0 | 0 | 0 | 0 | 0 | 0 | 0 | 0 | 0 | 0 | 0 | 0 | 0 | 0 | 0 | 0 | 0
| E10 | 0 | 0 | 0 | 0 | 0 | 0 | 0 | 0 | 0 | 0 | 0 | 0 | 0 | 0 | 0 | 0 | 0 | 0 | 0 | 0 | 0 | 0 | 0 | 0 | 0 | 0 | 0 | 0 | 0 | 0 | 0
| Vintage | 0 | 0 | 0 | 0 | 0 | 0 | 0 | 0 | 0 | 0 | 0 | 0 | 0 | 0 | 0 | 0 | 0 | 0 | 0 | 0 | 0 | 0 | 0 | 0 | 0 | 0 | 0 | 0 | 0 | 0 | 0
Tech Purchase Shares
| Year | Year 0 | Year 1 | Year 2 | Year 3 | Year 4 | Year 5 | Year 6 | Year 7 | Year 8 | Year 9 | Year 10 | Year 11 | Year 12 | Year 13 | Year 14 | Year 15 | Year 16 | Year 17 | Year 18 | Year 19 | Year 20 | Year 21 | Year 22 | Year 23 | Year 24 | Year 25 | Year 26 | Year 27 | Year 28 | Year 29 | Year 30
E1 | bar: Year 0 to Year 30
E2 | bar: Year 0 to Year 30
E3 | bar: Year 0 to Year 30
E4 | bar: Year 0 to Year 30
E5 | bar: Year 0 to Year 30
E6 | bar: Year 0 to Year 30
E7 | bar: Year 0 to Year 30
E8 | bar: Year 0 to Year 30
E9 | bar: Year 0 to Year 30
E10 | bar: Year 0 to Year 30
Units In from Switching
| E1 | 0 | 0 | 0 | 0 | 0 | 0 | 0 | 0 | 0 | 0 | 0 | 0 | 0 | 0 | 0 | 0 | 0 | 0 | 0 | 0 | 0 | 0 | 0 | 0 | 0 | 0 | 0 | 0 | 0 | 0 | 0
| E2 | 0 | 0 | 0 | 0 | 0 | 0 | 0 | 0 | 0 | 0 | 0 | 0 | 0 | 0 | 0 | 0 | 0 | 0 | 0 | 0 | 0 | 0 | 0 | 0 | 0 | 0 | 0 | 0 | 0 | 0 | 0
| E3 | 0 | 0 | 0 | 0 | 0 | 0 | 0 | 0 | 0 | 0 | 0 | 0 | 0 | 0 | 0 | 0 | 0 | 0 | 0 | 0 | 0 | 0 | 0 | 0 | 0 | 0 | 0 | 0 | 0 | 0 | 0
| E4 | 0 | 0 | 0 | 0 | 0 | 0 | 0 | 0 | 0 | 0 | 0 | 0 | 0 | 0 | 0 | 0 | 0 | 0 | 0 | 0 | 0 | 0 | 0 | 0 | 0 | 0 | 0 | 0 | 0 | 0 | 0
| E5 | 0 | 0 | 0 | 0 | 0 | 0 | 0 | 0 | 0 | 0 | 0 | 0 | 0 | 0 | 0 | 0 | 0 | 0 | 0 | 0 | 0 | 0 | 0 | 0 | 0 | 0 | 0 | 0 | 0 | 0 | 0
| E6 | 0 | 0 | 0 | 0 | 0 | 0 | 0 | 0 | 0 | 0 | 0 | 0 | 0 | 0 | 0 | 0 | 0 | 0 | 0 | 0 | 0 | 0 | 0 | 0 | 0 | 0 | 0 | 0 | 0 | 0 | 0
| E7 | 0 | 0 | 0 | 0 | 0 | 0 | 0 | 0 | 0 | 0 | 0 | 0 | 0 | 0 | 0 | 0 | 0 | 0 | 0 | 0 | 0 | 0 | 0 | 0 | 0 | 0 | 0 | 0 | 0 | 0 | 0
| E8 | 0 | 0 | 0 | 0 | 0 | 0 | 0 | 0 | 0 | 0 | 0 | 0 | 0 | 0 | 0 | 0 | 0 | 0 | 0 | 0 | 0 | 0 | 0 | 0 | 0 | 0 | 0 | 0 | 0 | 0 | 0
| E9 | 0 | 0 | 0 | 0 | 0 | 0 | 0 | 0 | 0 | 0 | 0 | 0 | 0 | 0 | 0 | 0 | 0 | 0 | 0 | 0 | 0 | 0 | 0 | 0 | 0 | 0 | 0 | 0 | 0 | 0 | 0
| E10 | 0 | 0 | 0 | 0 | 0 | 0 | 0 | 0 | 0 | 0 | 0 | 0 | 0 | 0 | 0 | 0 | 0 | 0 | 0 | 0 | 0 | 0 | 0 | 0 | 0 | 0 | 0 | 0 | 0 | 0 | 0
| Vintage | 0 | 0 | 0 | 0 | 0 | 0 | 0 | 0 | 0 | 0 | 0 | 0 | 0 | 0 | 0 | 0 | 0 | 0 | 0 | 0 | 0 | 0 | 0 | 0 | 0 | 0 | 0 | 0 | 0 | 0 | 0
Net Change
| Year | Year 0 | Year 1 | Year 2 | Year 3 | Year 4 | Year 5 | Year 6 | Year 7 | Year 8 | Year 9 | Year 10 | Year 11 | Year 12 | Year 13 | Year 14 | Year 15 | Year 16 | Year 17 | Year 18 | Year 19 | Year 20 | Year 21 | Year 22 | Year 23 | Year 24 | Year 25 | Year 26 | Year 27 | Year 28 | Year 29 | Year 30 | Key
| Units | 0 | 0 | 0 | 0 | 0 | 0 | 0 | 0 | 0 | 0 | 0 | 0 | 0 | 0 | 0 | 0 | 0 | 0 | 0 | 0 | 0 | 0 | 0 | 0 | 0 | 0 | 0 | 0 | 0 | 0 | 0 | 0_Units |  |  |  |  | 301957.8232
| Usage | 0 | 0 | 0 | 0 | 0 | 0 | 0 | 0 | 0 | 0 | 0 | 0 | 0 | 0 | 0 | 0 | 0 | 0 | 0 | 0 | 0 | 0 | 0 | 0 | 0 | 0 | 0 | 0 | 0 | 0 | 0 | 0_Usage |  |  |  |  | 1698.6543
| Peak Demand (S) | 0 | 0 | 0 | 0 | 0 | 0 | 0 | 0 | 0 | 0 | 0 | 0 | 0 | 0 | 0 | 0 | 0 | 0 | 0 | 0 | 0 | 0 | 0 | 0 | 0 | 0 | 0 | 0 | 0 | 0 | 0 | 0_Peak Demand (S) |  |  |  |  | 0
| Peak Demand (W) | 0 | 0 | 0 | 0 | 0 | 0 | 0 | 0 | 0 | 0 | 0 | 0 | 0 | 0 | 0 | 0 | 0 | 0 | 0 | 0 | 0 | 0 | 0 | 0 | 0 | 0 | 0 | 0 | 0 | 0 | 0 | 0_Peak Demand (W) |  |  |  |  | 884.6119
| Turnover | 0 | 0 | 0 | 0 | 0 | 0 | 0 | 0 | 0 | 0 | 0 | 0 | 0 | 0 | 0 | 0 | 0 | 0 | 0 | 0 | 0 | 0 | 0 | 0 | 0 | 0 | 0 | 0 | 0 | 0 | 0 | 0_Turnover |  |  |  |  | 6885.4476
| Avg. Replacement Usage | 0 | 0 | 0 | 0 | 0 | 0 | 0 | 0 | 0 | 0 | 0 | 0 | 0 | 0 | 0 | 0 | 0 | 0 | 0 | 0 | 0 | 0 | 0 | 0 | 0 | 0 | 0 | 0 | 0 | 0 | 0 | 0_Avg. Replacement Usage |  |  |  |  | 5638.8522
| Avg. Replacement Demand (S) | 0 | 0 | 0 | 0 | 0 | 0 | 0 | 0 | 0 | 0 | 0 | 0 | 0 | 0 | 0 | 0 | 0 | 0 | 0 | 0 | 0 | 0 | 0 | 0 | 0 | 0 | 0 | 0 | 0 | 0 | 0 | 0_Avg. Replacement Demand (S) |  |  |  |  | 0
| Avg. Replacement Demand (W) | 0 | 0 | 0 | 0 | 0 | 0 | 0 | 0 | 0 | 0 | 0 | 0 | 0 | 0 | 0 | 0 | 0 | 0 | 0 | 0 | 0 | 0 | 0 | 0 | 0 | 0 | 0 | 0 | 0 | 0 | 0 | 0_Avg. Replacement Demand (W) |  |  |  |  | 2.9366
Purchases
| Year | Year 0 | Year 1 | Year 2 | Year 3 | Year 4 | Year 5 | Year 6 | Year 7 | Year 8 | Year 9 | Year 10 | Year 11 | Year 12 | Year 13 | Year 14 | Year 15 | Year 16 | Year 17 | Year 18 | Year 19 | Year 20 | Year 21 | Year 22 | Year 23 | Year 24 | Year 25 | Year 26 | Year 27 | Year 28 | Year 29 | Year 30
| E1 | 0 | 0 | 0 | 0 | 0 | 0 | 0 | 0 | 0 | 0 | 0 | 0 | 0 | 0 | 0 | 0 | 0 | 0 | 0 | 0 | 0 | 0 | 0 | 0 | 0 | 0 | 0 | 0 | 0 | 0 | 0 | 0_E1_Purchases |  |  |  |  | 6885.4476
| E2 | 0 | 0 | 0 | 0 | 0 | 0 | 0 | 0 | 0 | 0 | 0 | 0 | 0 | 0 | 0 | 0 | 0 | 0 | 0 | 0 | 0 | 0 | 0 | 0 | 0 | 0 | 0 | 0 | 0 | 0 | 0 | 0_E2_Purchases |  |  |  |  | 0
| E3 | 0 | 0 | 0 | 0 | 0 | 0 | 0 | 0 | 0 | 0 | 0 | 0 | 0 | 0 | 0 | 0 | 0 | 0 | 0 | 0 | 0 | 0 | 0 | 0 | 0 | 0 | 0 | 0 | 0 | 0 | 0 | 0_E3_Purchases |  |  |  |  | 0
| E4 | 0 | 0 | 0 | 0 | 0 | 0 | 0 | 0 | 0 | 0 | 0 | 0 | 0 | 0 | 0 | 0 | 0 | 0 | 0 | 0 | 0 | 0 | 0 | 0 | 0 | 0 | 0 | 0 | 0 | 0 | 0 | 0_E4_Purchases |  |  |  |  | 0
| E5 | 0 | 0 | 0 | 0 | 0 | 0 | 0 | 0 | 0 | 0 | 0 | 0 | 0 | 0 | 0 | 0 | 0 | 0 | 0 | 0 | 0 | 0 | 0 | 0 | 0 | 0 | 0 | 0 | 0 | 0 | 0 | 0_E5_Purchases |  |  |  |  | 0
| E6 | 0 | 0 | 0 | 0 | 0 | 0 | 0 | 0 | 0 | 0 | 0 | 0 | 0 | 0 | 0 | 0 | 0 | 0 | 0 | 0 | 0 | 0 | 0 | 0 | 0 | 0 | 0 | 0 | 0 | 0 | 0 | 0_E6_Purchases |  |  |  |  | 0
| E7 | 0 | 0 | 0 | 0 | 0 | 0 | 0 | 0 | 0 | 0 | 0 | 0 | 0 | 0 | 0 | 0 | 0 | 0 | 0 | 0 | 0 | 0 | 0 | 0 | 0 | 0 | 0 | 0 | 0 | 0 | 0 | 0_E7_Purchases |  |  |  |  | 0
| E8 | 0 | 0 | 0 | 0 | 0 | 0 | 0 | 0 | 0 | 0 | 0 | 0 | 0 | 0 | 0 | 0 | 0 | 0 | 0 | 0 | 0 | 0 | 0 | 0 | 0 | 0 | 0 | 0 | 0 | 0 | 0 | 0_E8_Purchases |  |  |  |  | 0
| E9 | 0 | 0 | 0 | 0 | 0 | 0 | 0 | 0 | 0 | 0 | 0 | 0 | 0 | 0 | 0 | 0 | 0 | 0 | 0 | 0 | 0 | 0 | 0 | 0 | 0 | 0 | 0 | 0 | 0 | 0 | 0 | 0_E9_Purchases |  |  |  |  | 0
| E10 | 0 | 0 | 0 | 0 | 0 | 0 | 0 | 0 | 0 | 0 | 0 | 0 | 0 | 0 | 0 | 0 | 0 | 0 | 0 | 0 | 0 | 0 | 0 | 0 | 0 | 0 | 0 | 0 | 0 | 0 | 0 | 0_E10_Purchases |  |  |  |  | 0
Stock
| Year | Year 0 | Year 1 | Year 2 | Year 3 | Year 4 | Year 5 | Year 6 | Year 7 | Year 8 | Year 9 | Year 10 | Year 11 | Year 12 | Year 13 | Year 14 | Year 15 | Year 16 | Year 17 | Year 18 | Year 19 | Year 20 | Year 21 | Year 22 | Year 23 | Year 24 | Year 25 | Year 26 | Year 27 | Year 28 | Year 29 | Year 30
| E1 | 0 | 0 | 0 | 0 | 0 | 0 | 0 | 0 | 0 | 0 | 0 | 0 | 0 | 0 | 0 | 0 | 0 | 0 | 0 | 0 | 0 | 0 | 0 | 0 | 0 | 0 | 0 | 0 | 0 | 0 | 0 | 0_E1_Stock |  |  |  |  | 13576.6093
| E2 | 0 | 0 | 0 | 0 | 0 | 0 | 0 | 0 | 0 | 0 | 0 | 0 | 0 | 0 | 0 | 0 | 0 | 0 | 0 | 0 | 0 | 0 | 0 | 0 | 0 | 0 | 0 | 0 | 0 | 0 | 0 | 0_E2_Stock |  |  |  |  | 0
| E3 | 0 | 0 | 0 | 0 | 0 | 0 | 0 | 0 | 0 | 0 | 0 | 0 | 0 | 0 | 0 | 0 | 0 | 0 | 0 | 0 | 0 | 0 | 0 | 0 | 0 | 0 | 0 | 0 | 0 | 0 | 0 | 0_E3_Stock |  |  |  |  | 0
| E4 | 0 | 0 | 0 | 0 | 0 | 0 | 0 | 0 | 0 | 0 | 0 | 0 | 0 | 0 | 0 | 0 | 0 | 0 | 0 | 0 | 0 | 0 | 0 | 0 | 0 | 0 | 0 | 0 | 0 | 0 | 0 | 0_E4_Stock |  |  |  |  | 0
| E5 | 0 | 0 | 0 | 0 | 0 | 0 | 0 | 0 | 0 | 0 | 0 | 0 | 0 | 0 | 0 | 0 | 0 | 0 | 0 | 0 | 0 | 0 | 0 | 0 | 0 | 0 | 0 | 0 | 0 | 0 | 0 | 0_E5_Stock |  |  |  |  | 0
| E6 | 0 | 0 | 0 | 0 | 0 | 0 | 0 | 0 | 0 | 0 | 0 | 0 | 0 | 0 | 0 | 0 | 0 | 0 | 0 | 0 | 0 | 0 | 0 | 0 | 0 | 0 | 0 | 0 | 0 | 0 | 0 | 0_E6_Stock |  |  |  |  | 0
| E7 | 0 | 0 | 0 | 0 | 0 | 0 | 0 | 0 | 0 | 0 | 0 | 0 | 0 | 0 | 0 | 0 | 0 | 0 | 0 | 0 | 0 | 0 | 0 | 0 | 0 | 0 | 0 | 0 | 0 | 0 | 0 | 0_E7_Stock |  |  |  |  | 0
| E8 | 0 | 0 | 0 | 0 | 0 | 0 | 0 | 0 | 0 | 0 | 0 | 0 | 0 | 0 | 0 | 0 | 0 | 0 | 0 | 0 | 0 | 0 | 0 | 0 | 0 | 0 | 0 | 0 | 0 | 0 | 0 | 0_E8_Stock |  |  |  |  | 0
| E9 | 0 | 0 | 0 | 0 | 0 | 0 | 0 | 0 | 0 | 0 | 0 | 0 | 0 | 0 | 0 | 0 | 0 | 0 | 0 | 0 | 0 | 0 | 0 | 0 | 0 | 0 | 0 | 0 | 0 | 0 | 0 | 0_E9_Stock |  |  |  |  | 0
| E10 | 0 | 0 | 0 | 0 | 0 | 0 | 0 | 0 | 0 | 0 | 0 | 0 | 0 | 0 | 0 | 0 | 0 | 0 | 0 | 0 | 0 | 0 | 0 | 0 | 0 | 0 | 0 | 0 | 0 | 0 | 0 | 0_E10_Stock |  |  |  |  | 0
| Vintage | 0 | 0 | 0 | 0 | 0 | 0 | 0 | 0 | 0 | 0 | 0 | 0 | 0 | 0 | 0 | 0 | 0 | 0 | 0 | 0 | 0 | 0 | 0 | 0 | 0 | 0 | 0 | 0 | 0 | 0 | 0 | 0_Vintage_Stock |  |  |  |  | 288381.2139
S1C5 |  | Year 0: System 1 Technology 5
Technology Variables
| Tech Key | Year 0: 0
| Peak Factor (S) | Year 0: 0
| Peak Factor (W) | Year 0: 0
| Min Vintage Lifetime | Year 0: 0
| Max Vintage Lifetime | Year 0: 0
| Turnover Style | Year 0: 0
Technology Variables
| Equipment | Year 0: Label; Year 1: Min Lifetime; Year 2: Max Lifetime; Year 3: Degradation; Year 4: Usage; Year 5: Available
| E1 | Year 1: 0; Year 2: 0; Year 3: 0%; Year 4: 0; Year 5: FALSE
| E2 | Year 1: 0; Year 2: 0; Year 3: 0%; Year 4: 0; Year 5: FALSE
| E3 | Year 1: 0; Year 2: 0; Year 3: 0%; Year 4: 0; Year 5: FALSE
| E4 | Year 1: 0; Year 2: 0; Year 3: 0%; Year 4: 0; Year 5: FALSE
| E5 | Year 1: 0; Year 2: 0; Year 3: 0%; Year 4: 0; Year 5: FALSE
| E6 | Year 1: 0; Year 2: 0; Year 3: 0%; Year 4: 0; Year 5: FALSE
| E7 | Year 1: 0; Year 2: 0; Year 3: 0%; Year 4: 0; Year 5: FALSE
| E8 | Year 1: 0; Year 2: 0; Year 3: 0%; Year 4: 0; Year 5: FALSE
| E9 | Year 1: 0; Year 2: 0; Year 3: 0%; Year 4: 0; Year 5: FALSE
| E10 | Year 1: 0; Year 2: 0; Year 3: 0%; Year 4: 0; Year 5: FALSE
Original Forecast Results
| Year | Year 0 | Year 1 | Year 2 | Year 3 | Year 4 | Year 5 | Year 6 | Year 7 | Year 8 | Year 9 | Year 10 | Year 11 | Year 12 | Year 13 | Year 14 | Year 15 | Year 16 | Year 17 | Year 18 | Year 19 | Year 20 | Year 21 | Year 22 | Year 23 | Year 24 | Year 25 | Year 26 | Year 27 | Year 28 | Year 29 | Year 30 | Key
| Units | 0 | 0 | 0 | 0 | 0 | 0 | 0 | 0 | 0 | 0 | 0 | 0 | 0 | 0 | 0 | 0 | 0 | 0 | 0 | 0 | 0 | 0 | 0 | 0 | 0 | 0 | 0 | 0 | 0 | 0 | 0 | #REF! |  |  |  |  | 301957.8232
| Usage | 0 | 0 | 0 | 0 | 0 | 0 | 0 | 0 | 0 | 0 | 0 | 0 | 0 | 0 | 0 | 0 | 0 | 0 | 0 | 0 | 0 | 0 | 0 | 0 | 0 | 0 | 0 | 0 | 0 | 0 | 0 | #REF! |  |  |  |  | 1698.6543
| Peak Demand (S) | 0 | 0 | 0 | 0 | 0 | 0 | 0 | 0 | 0 | 0 | 0 | 0 | 0 | 0 | 0 | 0 | 0 | 0 | 0 | 0 | 0 | 0 | 0 | 0 | 0 | 0 | 0 | 0 | 0 | 0 | 0 | #REF! |  |  |  |  | 0
| Peak Demand (W) | 0 | 0 | 0 | 0 | 0 | 0 | 0 | 0 | 0 | 0 | 0 | 0 | 0 | 0 | 0 | 0 | 0 | 0 | 0 | 0 | 0 | 0 | 0 | 0 | 0 | 0 | 0 | 0 | 0 | 0 | 0 | #REF! |  |  |  |  | 884.6119
| Turnover | 0 | 0 | 0 | 0 | 0 | 0 | 0 | 0 | 0 | 0 | 0 | 0 | 0 | 0 | 0 | 0 | 0 | 0 | 0 | 0 | 0 | 0 | 0 | 0 | 0 | 0 | 0 | 0 | 0 | 0 | 0 | #REF! |  |  |  |  | 6885.4476
| Avg. Replacement Usage | 0 | 0 | 0 | 0 | 0 | 0 | 0 | 0 | 0 | 0 | 0 | 0 | 0 | 0 | 0 | 0 | 0 | 0 | 0 | 0 | 0 | 0 | 0 | 0 | 0 | 0 | 0 | 0 | 0 | 0 | 0 | #REF! |  |  |  |  | 5638.8522
| Avg. Replacement Demand (S) | 0 | 0 | 0 | 0 | 0 | 0 | 0 | 0 | 0 | 0 | 0 | 0 | 0 | 0 | 0 | 0 | 0 | 0 | 0 | 0 | 0 | 0 | 0 | 0 | 0 | 0 | 0 | 0 | 0 | 0 | 0 | #REF! |  |  |  |  | 0
| Avg. Replacement Demand (W) | 0 | 0 | 0 | 0 | 0 | 0 | 0 | 0 | 0 | 0 | 0 | 0 | 0 | 0 | 0 | 0 | 0 | 0 | 0 | 0 | 0 | 0 | 0 | 0 | 0 | 0 | 0 | 0 | 0 | 0 | 0 | #REF! |  |  |  |  | 2.9366
Tech Forecast Stock
| Year | Year 0 | Year 1 | Year 2 | Year 3 | Year 4 | Year 5 | Year 6 | Year 7 | Year 8 | Year 9 | Year 10 | Year 11 | Year 12 | Year 13 | Year 14 | Year 15 | Year 16 | Year 17 | Year 18 | Year 19 | Year 20 | Year 21 | Year 22 | Year 23 | Year 24 | Year 25 | Year 26 | Year 27 | Year 28 | Year 29 | Year 30
| E1 | 0 | 0 | 0 | 0 | 0 | 0 | 0 | 0 | 0 | 0 | 0 | 0 | 0 | 0 | 0 | 0 | 0 | 0 | 0 | 0 | 0 | 0 | 0 | 0 | 0 | 0 | 0 | 0 | 0 | 0 | 0
| E2 | 0 | 0 | 0 | 0 | 0 | 0 | 0 | 0 | 0 | 0 | 0 | 0 | 0 | 0 | 0 | 0 | 0 | 0 | 0 | 0 | 0 | 0 | 0 | 0 | 0 | 0 | 0 | 0 | 0 | 0 | 0
| E3 | 0 | 0 | 0 | 0 | 0 | 0 | 0 | 0 | 0 | 0 | 0 | 0 | 0 | 0 | 0 | 0 | 0 | 0 | 0 | 0 | 0 | 0 | 0 | 0 | 0 | 0 | 0 | 0 | 0 | 0 | 0
| E4 | 0 | 0 | 0 | 0 | 0 | 0 | 0 | 0 | 0 | 0 | 0 | 0 | 0 | 0 | 0 | 0 | 0 | 0 | 0 | 0 | 0 | 0 | 0 | 0 | 0 | 0 | 0 | 0 | 0 | 0 | 0
| E5 | 0 | 0 | 0 | 0 | 0 | 0 | 0 | 0 | 0 | 0 | 0 | 0 | 0 | 0 | 0 | 0 | 0 | 0 | 0 | 0 | 0 | 0 | 0 | 0 | 0 | 0 | 0 | 0 | 0 | 0 | 0
| E6 | 0 | 0 | 0 | 0 | 0 | 0 | 0 | 0 | 0 | 0 | 0 | 0 | 0 | 0 | 0 | 0 | 0 | 0 | 0 | 0 | 0 | 0 | 0 | 0 | 0 | 0 | 0 | 0 | 0 | 0 | 0
| E7 | 0 | 0 | 0 | 0 | 0 | 0 | 0 | 0 | 0 | 0 | 0 | 0 | 0 | 0 | 0 | 0 | 0 | 0 | 0 | 0 | 0 | 0 | 0 | 0 | 0 | 0 | 0 | 0 | 0 | 0 | 0
| E8 | 0 | 0 | 0 | 0 | 0 | 0 | 0 | 0 | 0 | 0 | 0 | 0 | 0 | 0 | 0 | 0 | 0 | 0 | 0 | 0 | 0 | 0 | 0 | 0 | 0 | 0 | 0 | 0 | 0 | 0 | 0
| E9 | 0 | 0 | 0 | 0 | 0 | 0 | 0 | 0 | 0 | 0 | 0 | 0 | 0 | 0 | 0 | 0 | 0 | 0 | 0 | 0 | 0 | 0 | 0 | 0 | 0 | 0 | 0 | 0 | 0 | 0 | 0
| E10 | 0 | 0 | 0 | 0 | 0 | 0 | 0 | 0 | 0 | 0 | 0 | 0 | 0 | 0 | 0 | 0 | 0 | 0 | 0 | 0 | 0 | 0 | 0 | 0 | 0 | 0 | 0 | 0 | 0 | 0 | 0
| Vintage | 0 | 0 | 0 | 0 | 0 | 0 | 0 | 0 | 0 | 0 | 0 | 0 | 0 | 0 | 0 | 0 | 0 | 0 | 0 | 0 | 0 | 0 | 0 | 0 | 0 | 0 | 0 | 0 | 0 | 0 | 0
Stock for Switching
| Year | Year 0 | Year 1 | Year 2 | Year 3 | Year 4 | Year 5 | Year 6 | Year 7 | Year 8 | Year 9 | Year 10 | Year 11 | Year 12 | Year 13 | Year 14 | Year 15 | Year 16 | Year 17 | Year 18 | Year 19 | Year 20 | Year 21 | Year 22 | Year 23 | Year 24 | Year 25 | Year 26 | Year 27 | Year 28 | Year 29 | Year 30
| E1 | 0 | 0 | 0 | 0 | 0 | 0 | 0 | 0 | 0 | 0 | 0 | 0 | 0 | 0 | 0 | 0 | 0 | 0 | 0 | 0 | 0 | 0 | 0 | 0 | 0 | 0 | 0 | 0 | 0 | 0 | 0 | 0_E1_SysStock
| E2 | 0 | 0 | 0 | 0 | 0 | 0 | 0 | 0 | 0 | 0 | 0 | 0 | 0 | 0 | 0 | 0 | 0 | 0 | 0 | 0 | 0 | 0 | 0 | 0 | 0 | 0 | 0 | 0 | 0 | 0 | 0 | 0_E2_SysStock
| E3 | 0 | 0 | 0 | 0 | 0 | 0 | 0 | 0 | 0 | 0 | 0 | 0 | 0 | 0 | 0 | 0 | 0 | 0 | 0 | 0 | 0 | 0 | 0 | 0 | 0 | 0 | 0 | 0 | 0 | 0 | 0 | 0_E3_SysStock
| E4 | 0 | 0 | 0 | 0 | 0 | 0 | 0 | 0 | 0 | 0 | 0 | 0 | 0 | 0 | 0 | 0 | 0 | 0 | 0 | 0 | 0 | 0 | 0 | 0 | 0 | 0 | 0 | 0 | 0 | 0 | 0 | 0_E4_SysStock
| E5 | 0 | 0 | 0 | 0 | 0 | 0 | 0 | 0 | 0 | 0 | 0 | 0 | 0 | 0 | 0 | 0 | 0 | 0 | 0 | 0 | 0 | 0 | 0 | 0 | 0 | 0 | 0 | 0 | 0 | 0 | 0 | 0_E5_SysStock
| E6 | 0 | 0 | 0 | 0 | 0 | 0 | 0 | 0 | 0 | 0 | 0 | 0 | 0 | 0 | 0 | 0 | 0 | 0 | 0 | 0 | 0 | 0 | 0 | 0 | 0 | 0 | 0 | 0 | 0 | 0 | 0 | 0_E6_SysStock
| E7 | 0 | 0 | 0 | 0 | 0 | 0 | 0 | 0 | 0 | 0 | 0 | 0 | 0 | 0 | 0 | 0 | 0 | 0 | 0 | 0 | 0 | 0 | 0 | 0 | 0 | 0 | 0 | 0 | 0 | 0 | 0 | 0_E7_SysStock
| E8 | 0 | 0 | 0 | 0 | 0 | 0 | 0 | 0 | 0 | 0 | 0 | 0 | 0 | 0 | 0 | 0 | 0 | 0 | 0 | 0 | 0 | 0 | 0 | 0 | 0 | 0 | 0 | 0 | 0 | 0 | 0 | 0_E8_SysStock
| E9 | 0 | 0 | 0 | 0 | 0 | 0 | 0 | 0 | 0 | 0 | 0 | 0 | 0 | 0 | 0 | 0 | 0 | 0 | 0 | 0 | 0 | 0 | 0 | 0 | 0 | 0 | 0 | 0 | 0 | 0 | 0 | 0_E9_SysStock
| E10 | 0 | 0 | 0 | 0 | 0 | 0 | 0 | 0 | 0 | 0 | 0 | 0 | 0 | 0 | 0 | 0 | 0 | 0 | 0 | 0 | 0 | 0 | 0 | 0 | 0 | 0 | 0 | 0 | 0 | 0 | 0 | 0_E10_SysStock
| Vintage | 0 | 0 | 0 | 0 | 0 | 0 | 0 | 0 | 0 | 0 | 0 | 0 | 0 | 0 | 0 | 0 | 0 | 0 | 0 | 0 | 0 | 0 | 0 | 0 | 0 | 0 | 0 | 0 | 0 | 0 | 0 | 0_Vintage_SysStock
Tech Forecast Purchases
| Year | Year 0 | Year 1 | Year 2 | Year 3 | Year 4 | Year 5 | Year 6 | Year 7 | Year 8 | Year 9 | Year 10 | Year 11 | Year 12 | Year 13 | Year 14 | Year 15 | Year 16 | Year 17 | Year 18 | Year 19 | Year 20 | Year 21 | Year 22 | Year 23 | Year 24 | Year 25 | Year 26 | Year 27 | Year 28 | Year 29 | Year 30
| E1 | 0 | 0 | 0 | 0 | 0 | 0 | 0 | 0 | 0 | 0 | 0 | 0 | 0 | 0 | 0 | 0 | 0 | 0 | 0 | 0 | 0 | 0 | 0 | 0 | 0 | 0 | 0 | 0 | 0 | 0 | 0
| E2 | 0 | 0 | 0 | 0 | 0 | 0 | 0 | 0 | 0 | 0 | 0 | 0 | 0 | 0 | 0 | 0 | 0 | 0 | 0 | 0 | 0 | 0 | 0 | 0 | 0 | 0 | 0 | 0 | 0 | 0 | 0
| E3 | 0 | 0 | 0 | 0 | 0 | 0 | 0 | 0 | 0 | 0 | 0 | 0 | 0 | 0 | 0 | 0 | 0 | 0 | 0 | 0 | 0 | 0 | 0 | 0 | 0 | 0 | 0 | 0 | 0 | 0 | 0
| E4 | 0 | 0 | 0 | 0 | 0 | 0 | 0 | 0 | 0 | 0 | 0 | 0 | 0 | 0 | 0 | 0 | 0 | 0 | 0 | 0 | 0 | 0 | 0 | 0 | 0 | 0 | 0 | 0 | 0 | 0 | 0
| E5 | 0 | 0 | 0 | 0 | 0 | 0 | 0 | 0 | 0 | 0 | 0 | 0 | 0 | 0 | 0 | 0 | 0 | 0 | 0 | 0 | 0 | 0 | 0 | 0 | 0 | 0 | 0 | 0 | 0 | 0 | 0
| E6 | 0 | 0 | 0 | 0 | 0 | 0 | 0 | 0 | 0 | 0 | 0 | 0 | 0 | 0 | 0 | 0 | 0 | 0 | 0 | 0 | 0 | 0 | 0 | 0 | 0 | 0 | 0 | 0 | 0 | 0 | 0
| E7 | 0 | 0 | 0 | 0 | 0 | 0 | 0 | 0 | 0 | 0 | 0 | 0 | 0 | 0 | 0 | 0 | 0 | 0 | 0 | 0 | 0 | 0 | 0 | 0 | 0 | 0 | 0 | 0 | 0 | 0 | 0
| E8 | 0 | 0 | 0 | 0 | 0 | 0 | 0 | 0 | 0 | 0 | 0 | 0 | 0 | 0 | 0 | 0 | 0 | 0 | 0 | 0 | 0 | 0 | 0 | 0 | 0 | 0 | 0 | 0 | 0 | 0 | 0
| E9 | 0 | 0 | 0 | 0 | 0 | 0 | 0 | 0 | 0 | 0 | 0 | 0 | 0 | 0 | 0 | 0 | 0 | 0 | 0 | 0 | 0 | 0 | 0 | 0 | 0 | 0 | 0 | 0 | 0 | 0 | 0
| E10 | 0 | 0 | 0 | 0 | 0 | 0 | 0 | 0 | 0 | 0 | 0 | 0 | 0 | 0 | 0 | 0 | 0 | 0 | 0 | 0 | 0 | 0 | 0 | 0 | 0 | 0 | 0 | 0 | 0 | 0 | 0
Potential to Switch
| Year | Year 0 | Year 1 | Year 2 | Year 3 | Year 4 | Year 5 | Year 6 | Year 7 | Year 8 | Year 9 | Year 10 | Year 11 | Year 12 | Year 13 | Year 14 | Year 15 | Year 16 | Year 17 | Year 18 | Year 19 | Year 20 | Year 21 | Year 22 | Year 23 | Year 24 | Year 25 | Year 26 | Year 27 | Year 28 | Year 29 | Year 30
| E1 | 0 | 0 | 0 | 0 | 0 | 0 | 0 | 0 | 0 | 0 | 0 | 0 | 0 | 0 | 0 | 0 | 0 | 0 | 0 | 0 | 0 | 0 | 0 | 0 | 0 | 0 | 0 | 0 | 0 | 0 | 0 | 0_E1_Switched Out
| E2 | 0 | 0 | 0 | 0 | 0 | 0 | 0 | 0 | 0 | 0 | 0 | 0 | 0 | 0 | 0 | 0 | 0 | 0 | 0 | 0 | 0 | 0 | 0 | 0 | 0 | 0 | 0 | 0 | 0 | 0 | 0 | 0_E2_Switched Out
| E3 | 0 | 0 | 0 | 0 | 0 | 0 | 0 | 0 | 0 | 0 | 0 | 0 | 0 | 0 | 0 | 0 | 0 | 0 | 0 | 0 | 0 | 0 | 0 | 0 | 0 | 0 | 0 | 0 | 0 | 0 | 0 | 0_E3_Switched Out
| E4 | 0 | 0 | 0 | 0 | 0 | 0 | 0 | 0 | 0 | 0 | 0 | 0 | 0 | 0 | 0 | 0 | 0 | 0 | 0 | 0 | 0 | 0 | 0 | 0 | 0 | 0 | 0 | 0 | 0 | 0 | 0 | 0_E4_Switched Out
| E5 | 0 | 0 | 0 | 0 | 0 | 0 | 0 | 0 | 0 | 0 | 0 | 0 | 0 | 0 | 0 | 0 | 0 | 0 | 0 | 0 | 0 | 0 | 0 | 0 | 0 | 0 | 0 | 0 | 0 | 0 | 0 | 0_E5_Switched Out
| E6 | 0 | 0 | 0 | 0 | 0 | 0 | 0 | 0 | 0 | 0 | 0 | 0 | 0 | 0 | 0 | 0 | 0 | 0 | 0 | 0 | 0 | 0 | 0 | 0 | 0 | 0 | 0 | 0 | 0 | 0 | 0 | 0_E6_Switched Out
| E7 | 0 | 0 | 0 | 0 | 0 | 0 | 0 | 0 | 0 | 0 | 0 | 0 | 0 | 0 | 0 | 0 | 0 | 0 | 0 | 0 | 0 | 0 | 0 | 0 | 0 | 0 | 0 | 0 | 0 | 0 | 0 | 0_E7_Switched Out
| E8 | 0 | 0 | 0 | 0 | 0 | 0 | 0 | 0 | 0 | 0 | 0 | 0 | 0 | 0 | 0 | 0 | 0 | 0 | 0 | 0 | 0 | 0 | 0 | 0 | 0 | 0 | 0 | 0 | 0 | 0 | 0 | 0_E8_Switched Out
| E9 | 0 | 0 | 0 | 0 | 0 | 0 | 0 | 0 | 0 | 0 | 0 | 0 | 0 | 0 | 0 | 0 | 0 | 0 | 0 | 0 | 0 | 0 | 0 | 0 | 0 | 0 | 0 | 0 | 0 | 0 | 0 | 0_E9_Switched Out
| E10 | 0 | 0 | 0 | 0 | 0 | 0 | 0 | 0 | 0 | 0 | 0 | 0 | 0 | 0 | 0 | 0 | 0 | 0 | 0 | 0 | 0 | 0 | 0 | 0 | 0 | 0 | 0 | 0 | 0 | 0 | 0 | 0_E10_Switched Out
Units Out
| E1 | 0 | 0 | 0 | 0 | 0 | 0 | 0 | 0 | 0 | 0 | 0 | 0 | 0 | 0 | 0 | 0 | 0 | 0 | 0 | 0 | 0 | 0 | 0 | 0 | 0 | 0 | 0 | 0 | 0 | 0 | 0
| E2 | 0 | 0 | 0 | 0 | 0 | 0 | 0 | 0 | 0 | 0 | 0 | 0 | 0 | 0 | 0 | 0 | 0 | 0 | 0 | 0 | 0 | 0 | 0 | 0 | 0 | 0 | 0 | 0 | 0 | 0 | 0
| E3 | 0 | 0 | 0 | 0 | 0 | 0 | 0 | 0 | 0 | 0 | 0 | 0 | 0 | 0 | 0 | 0 | 0 | 0 | 0 | 0 | 0 | 0 | 0 | 0 | 0 | 0 | 0 | 0 | 0 | 0 | 0
| E4 | 0 | 0 | 0 | 0 | 0 | 0 | 0 | 0 | 0 | 0 | 0 | 0 | 0 | 0 | 0 | 0 | 0 | 0 | 0 | 0 | 0 | 0 | 0 | 0 | 0 | 0 | 0 | 0 | 0 | 0 | 0
| E5 | 0 | 0 | 0 | 0 | 0 | 0 | 0 | 0 | 0 | 0 | 0 | 0 | 0 | 0 | 0 | 0 | 0 | 0 | 0 | 0 | 0 | 0 | 0 | 0 | 0 | 0 | 0 | 0 | 0 | 0 | 0
| E6 | 0 | 0 | 0 | 0 | 0 | 0 | 0 | 0 | 0 | 0 | 0 | 0 | 0 | 0 | 0 | 0 | 0 | 0 | 0 | 0 | 0 | 0 | 0 | 0 | 0 | 0 | 0 | 0 | 0 | 0 | 0
| E7 | 0 | 0 | 0 | 0 | 0 | 0 | 0 | 0 | 0 | 0 | 0 | 0 | 0 | 0 | 0 | 0 | 0 | 0 | 0 | 0 | 0 | 0 | 0 | 0 | 0 | 0 | 0 | 0 | 0 | 0 | 0
| E8 | 0 | 0 | 0 | 0 | 0 | 0 | 0 | 0 | 0 | 0 | 0 | 0 | 0 | 0 | 0 | 0 | 0 | 0 | 0 | 0 | 0 | 0 | 0 | 0 | 0 | 0 | 0 | 0 | 0 | 0 | 0
| E9 | 0 | 0 | 0 | 0 | 0 | 0 | 0 | 0 | 0 | 0 | 0 | 0 | 0 | 0 | 0 | 0 | 0 | 0 | 0 | 0 | 0 | 0 | 0 | 0 | 0 | 0 | 0 | 0 | 0 | 0 | 0
| E10 | 0 | 0 | 0 | 0 | 0 | 0 | 0 | 0 | 0 | 0 | 0 | 0 | 0 | 0 | 0 | 0 | 0 | 0 | 0 | 0 | 0 | 0 | 0 | 0 | 0 | 0 | 0 | 0 | 0 | 0 | 0
| Vintage | 0 | 0 | 0 | 0 | 0 | 0 | 0 | 0 | 0 | 0 | 0 | 0 | 0 | 0 | 0 | 0 | 0 | 0 | 0 | 0 | 0 | 0 | 0 | 0 | 0 | 0 | 0 | 0 | 0 | 0 | 0
Tech Purchase Shares
| Year | Year 0 | Year 1 | Year 2 | Year 3 | Year 4 | Year 5 | Year 6 | Year 7 | Year 8 | Year 9 | Year 10 | Year 11 | Year 12 | Year 13 | Year 14 | Year 15 | Year 16 | Year 17 | Year 18 | Year 19 | Year 20 | Year 21 | Year 22 | Year 23 | Year 24 | Year 25 | Year 26 | Year 27 | Year 28 | Year 29 | Year 30
E1 | bar: Year 0 to Year 30
E2 | bar: Year 0 to Year 30
E3 | bar: Year 0 to Year 30
E4 | bar: Year 0 to Year 30
E5 | bar: Year 0 to Year 30
E6 | bar: Year 0 to Year 30
E7 | bar: Year 0 to Year 30
E8 | bar: Year 0 to Year 30
E9 | bar: Year 0 to Year 30
E10 | bar: Year 0 to Year 30
Units In from Switching
| E1 | 0 | 0 | 0 | 0 | 0 | 0 | 0 | 0 | 0 | 0 | 0 | 0 | 0 | 0 | 0 | 0 | 0 | 0 | 0 | 0 | 0 | 0 | 0 | 0 | 0 | 0 | 0 | 0 | 0 | 0 | 0
| E2 | 0 | 0 | 0 | 0 | 0 | 0 | 0 | 0 | 0 | 0 | 0 | 0 | 0 | 0 | 0 | 0 | 0 | 0 | 0 | 0 | 0 | 0 | 0 | 0 | 0 | 0 | 0 | 0 | 0 | 0 | 0
| E3 | 0 | 0 | 0 | 0 | 0 | 0 | 0 | 0 | 0 | 0 | 0 | 0 | 0 | 0 | 0 | 0 | 0 | 0 | 0 | 0 | 0 | 0 | 0 | 0 | 0 | 0 | 0 | 0 | 0 | 0 | 0
| E4 | 0 | 0 | 0 | 0 | 0 | 0 | 0 | 0 | 0 | 0 | 0 | 0 | 0 | 0 | 0 | 0 | 0 | 0 | 0 | 0 | 0 | 0 | 0 | 0 | 0 | 0 | 0 | 0 | 0 | 0 | 0
| E5 | 0 | 0 | 0 | 0 | 0 | 0 | 0 | 0 | 0 | 0 | 0 | 0 | 0 | 0 | 0 | 0 | 0 | 0 | 0 | 0 | 0 | 0 | 0 | 0 | 0 | 0 | 0 | 0 | 0 | 0 | 0
| E6 | 0 | 0 | 0 | 0 | 0 | 0 | 0 | 0 | 0 | 0 | 0 | 0 | 0 | 0 | 0 | 0 | 0 | 0 | 0 | 0 | 0 | 0 | 0 | 0 | 0 | 0 | 0 | 0 | 0 | 0 | 0
| E7 | 0 | 0 | 0 | 0 | 0 | 0 | 0 | 0 | 0 | 0 | 0 | 0 | 0 | 0 | 0 | 0 | 0 | 0 | 0 | 0 | 0 | 0 | 0 | 0 | 0 | 0 | 0 | 0 | 0 | 0 | 0
| E8 | 0 | 0 | 0 | 0 | 0 | 0 | 0 | 0 | 0 | 0 | 0 | 0 | 0 | 0 | 0 | 0 | 0 | 0 | 0 | 0 | 0 | 0 | 0 | 0 | 0 | 0 | 0 | 0 | 0 | 0 | 0
| E9 | 0 | 0 | 0 | 0 | 0 | 0 | 0 | 0 | 0 | 0 | 0 | 0 | 0 | 0 | 0 | 0 | 0 | 0 | 0 | 0 | 0 | 0 | 0 | 0 | 0 | 0 | 0 | 0 | 0 | 0 | 0
| E10 | 0 | 0 | 0 | 0 | 0 | 0 | 0 | 0 | 0 | 0 | 0 | 0 | 0 | 0 | 0 | 0 | 0 | 0 | 0 | 0 | 0 | 0 | 0 | 0 | 0 | 0 | 0 | 0 | 0 | 0 | 0
| Vintage | 0 | 0 | 0 | 0 | 0 | 0 | 0 | 0 | 0 | 0 | 0 | 0 | 0 | 0 | 0 | 0 | 0 | 0 | 0 | 0 | 0 | 0 | 0 | 0 | 0 | 0 | 0 | 0 | 0 | 0 | 0
Net Change
| Year | Year 0 | Year 1 | Year 2 | Year 3 | Year 4 | Year 5 | Year 6 | Year 7 | Year 8 | Year 9 | Year 10 | Year 11 | Year 12 | Year 13 | Year 14 | Year 15 | Year 16 | Year 17 | Year 18 | Year 19 | Year 20 | Year 21 | Year 22 | Year 23 | Year 24 | Year 25 | Year 26 | Year 27 | Year 28 | Year 29 | Year 30 | Key
| Units | 0 | 0 | 0 | 0 | 0 | 0 | 0 | 0 | 0 | 0 | 0 | 0 | 0 | 0 | 0 | 0 | 0 | 0 | 0 | 0 | 0 | 0 | 0 | 0 | 0 | 0 | 0 | 0 | 0 | 0 | 0 | 0_Units |  |  |  |  | 301957.8232
| Usage | 0 | 0 | 0 | 0 | 0 | 0 | 0 | 0 | 0 | 0 | 0 | 0 | 0 | 0 | 0 | 0 | 0 | 0 | 0 | 0 | 0 | 0 | 0 | 0 | 0 | 0 | 0 | 0 | 0 | 0 | 0 | 0_Usage |  |  |  |  | 1698.6543
| Peak Demand (S) | 0 | 0 | 0 | 0 | 0 | 0 | 0 | 0 | 0 | 0 | 0 | 0 | 0 | 0 | 0 | 0 | 0 | 0 | 0 | 0 | 0 | 0 | 0 | 0 | 0 | 0 | 0 | 0 | 0 | 0 | 0 | 0_Peak Demand (S) |  |  |  |  | 0
| Peak Demand (W) | 0 | 0 | 0 | 0 | 0 | 0 | 0 | 0 | 0 | 0 | 0 | 0 | 0 | 0 | 0 | 0 | 0 | 0 | 0 | 0 | 0 | 0 | 0 | 0 | 0 | 0 | 0 | 0 | 0 | 0 | 0 | 0_Peak Demand (W) |  |  |  |  | 884.6119
| Turnover | 0 | 0 | 0 | 0 | 0 | 0 | 0 | 0 | 0 | 0 | 0 | 0 | 0 | 0 | 0 | 0 | 0 | 0 | 0 | 0 | 0 | 0 | 0 | 0 | 0 | 0 | 0 | 0 | 0 | 0 | 0 | 0_Turnover |  |  |  |  | 6885.4476
| Avg. Replacement Usage | 0 | 0 | 0 | 0 | 0 | 0 | 0 | 0 | 0 | 0 | 0 | 0 | 0 | 0 | 0 | 0 | 0 | 0 | 0 | 0 | 0 | 0 | 0 | 0 | 0 | 0 | 0 | 0 | 0 | 0 | 0 | 0_Avg. Replacement Usage |  |  |  |  | 5638.8522
| Avg. Replacement Demand (S) | 0 | 0 | 0 | 0 | 0 | 0 | 0 | 0 | 0 | 0 | 0 | 0 | 0 | 0 | 0 | 0 | 0 | 0 | 0 | 0 | 0 | 0 | 0 | 0 | 0 | 0 | 0 | 0 | 0 | 0 | 0 | 0_Avg. Replacement Demand (S) |  |  |  |  | 0
| Avg. Replacement Demand (W) | 0 | 0 | 0 | 0 | 0 | 0 | 0 | 0 | 0 | 0 | 0 | 0 | 0 | 0 | 0 | 0 | 0 | 0 | 0 | 0 | 0 | 0 | 0 | 0 | 0 | 0 | 0 | 0 | 0 | 0 | 0 | 0_Avg. Replacement Demand (W) |  |  |  |  | 2.9366
Purchases
| Year | Year 0 | Year 1 | Year 2 | Year 3 | Year 4 | Year 5 | Year 6 | Year 7 | Year 8 | Year 9 | Year 10 | Year 11 | Year 12 | Year 13 | Year 14 | Year 15 | Year 16 | Year 17 | Year 18 | Year 19 | Year 20 | Year 21 | Year 22 | Year 23 | Year 24 | Year 25 | Year 26 | Year 27 | Year 28 | Year 29 | Year 30
| E1 | 0 | 0 | 0 | 0 | 0 | 0 | 0 | 0 | 0 | 0 | 0 | 0 | 0 | 0 | 0 | 0 | 0 | 0 | 0 | 0 | 0 | 0 | 0 | 0 | 0 | 0 | 0 | 0 | 0 | 0 | 0 | 0_E1_Purchases |  |  |  |  | 6885.4476
| E2 | 0 | 0 | 0 | 0 | 0 | 0 | 0 | 0 | 0 | 0 | 0 | 0 | 0 | 0 | 0 | 0 | 0 | 0 | 0 | 0 | 0 | 0 | 0 | 0 | 0 | 0 | 0 | 0 | 0 | 0 | 0 | 0_E2_Purchases |  |  |  |  | 0
| E3 | 0 | 0 | 0 | 0 | 0 | 0 | 0 | 0 | 0 | 0 | 0 | 0 | 0 | 0 | 0 | 0 | 0 | 0 | 0 | 0 | 0 | 0 | 0 | 0 | 0 | 0 | 0 | 0 | 0 | 0 | 0 | 0_E3_Purchases |  |  |  |  | 0
| E4 | 0 | 0 | 0 | 0 | 0 | 0 | 0 | 0 | 0 | 0 | 0 | 0 | 0 | 0 | 0 | 0 | 0 | 0 | 0 | 0 | 0 | 0 | 0 | 0 | 0 | 0 | 0 | 0 | 0 | 0 | 0 | 0_E4_Purchases |  |  |  |  | 0
| E5 | 0 | 0 | 0 | 0 | 0 | 0 | 0 | 0 | 0 | 0 | 0 | 0 | 0 | 0 | 0 | 0 | 0 | 0 | 0 | 0 | 0 | 0 | 0 | 0 | 0 | 0 | 0 | 0 | 0 | 0 | 0 | 0_E5_Purchases |  |  |  |  | 0
| E6 | 0 | 0 | 0 | 0 | 0 | 0 | 0 | 0 | 0 | 0 | 0 | 0 | 0 | 0 | 0 | 0 | 0 | 0 | 0 | 0 | 0 | 0 | 0 | 0 | 0 | 0 | 0 | 0 | 0 | 0 | 0 | 0_E6_Purchases |  |  |  |  | 0
| E7 | 0 | 0 | 0 | 0 | 0 | 0 | 0 | 0 | 0 | 0 | 0 | 0 | 0 | 0 | 0 | 0 | 0 | 0 | 0 | 0 | 0 | 0 | 0 | 0 | 0 | 0 | 0 | 0 | 0 | 0 | 0 | 0_E7_Purchases |  |  |  |  | 0
| E8 | 0 | 0 | 0 | 0 | 0 | 0 | 0 | 0 | 0 | 0 | 0 | 0 | 0 | 0 | 0 | 0 | 0 | 0 | 0 | 0 | 0 | 0 | 0 | 0 | 0 | 0 | 0 | 0 | 0 | 0 | 0 | 0_E8_Purchases |  |  |  |  | 0
| E9 | 0 | 0 | 0 | 0 | 0 | 0 | 0 | 0 | 0 | 0 | 0 | 0 | 0 | 0 | 0 | 0 | 0 | 0 | 0 | 0 | 0 | 0 | 0 | 0 | 0 | 0 | 0 | 0 | 0 | 0 | 0 | 0_E9_Purchases |  |  |  |  | 0
| E10 | 0 | 0 | 0 | 0 | 0 | 0 | 0 | 0 | 0 | 0 | 0 | 0 | 0 | 0 | 0 | 0 | 0 | 0 | 0 | 0 | 0 | 0 | 0 | 0 | 0 | 0 | 0 | 0 | 0 | 0 | 0 | 0_E10_Purchases |  |  |  |  | 0
Stock
| Year | Year 0 | Year 1 | Year 2 | Year 3 | Year 4 | Year 5 | Year 6 | Year 7 | Year 8 | Year 9 | Year 10 | Year 11 | Year 12 | Year 13 | Year 14 | Year 15 | Year 16 | Year 17 | Year 18 | Year 19 | Year 20 | Year 21 | Year 22 | Year 23 | Year 24 | Year 25 | Year 26 | Year 27 | Year 28 | Year 29 | Year 30
| E1 | 0 | 0 | 0 | 0 | 0 | 0 | 0 | 0 | 0 | 0 | 0 | 0 | 0 | 0 | 0 | 0 | 0 | 0 | 0 | 0 | 0 | 0 | 0 | 0 | 0 | 0 | 0 | 0 | 0 | 0 | 0 | 0_E1_Stock |  |  |  |  | 13576.6093
| E2 | 0 | 0 | 0 | 0 | 0 | 0 | 0 | 0 | 0 | 0 | 0 | 0 | 0 | 0 | 0 | 0 | 0 | 0 | 0 | 0 | 0 | 0 | 0 | 0 | 0 | 0 | 0 | 0 | 0 | 0 | 0 | 0_E2_Stock |  |  |  |  | 0
| E3 | 0 | 0 | 0 | 0 | 0 | 0 | 0 | 0 | 0 | 0 | 0 | 0 | 0 | 0 | 0 | 0 | 0 | 0 | 0 | 0 | 0 | 0 | 0 | 0 | 0 | 0 | 0 | 0 | 0 | 0 | 0 | 0_E3_Stock |  |  |  |  | 0
| E4 | 0 | 0 | 0 | 0 | 0 | 0 | 0 | 0 | 0 | 0 | 0 | 0 | 0 | 0 | 0 | 0 | 0 | 0 | 0 | 0 | 0 | 0 | 0 | 0 | 0 | 0 | 0 | 0 | 0 | 0 | 0 | 0_E4_Stock |  |  |  |  | 0
| E5 | 0 | 0 | 0 | 0 | 0 | 0 | 0 | 0 | 0 | 0 | 0 | 0 | 0 | 0 | 0 | 0 | 0 | 0 | 0 | 0 | 0 | 0 | 0 | 0 | 0 | 0 | 0 | 0 | 0 | 0 | 0 | 0_E5_Stock |  |  |  |  | 0
| E6 | 0 | 0 | 0 | 0 | 0 | 0 | 0 | 0 | 0 | 0 | 0 | 0 | 0 | 0 | 0 | 0 | 0 | 0 | 0 | 0 | 0 | 0 | 0 | 0 | 0 | 0 | 0 | 0 | 0 | 0 | 0 | 0_E6_Stock |  |  |  |  | 0
| E7 | 0 | 0 | 0 | 0 | 0 | 0 | 0 | 0 | 0 | 0 | 0 | 0 | 0 | 0 | 0 | 0 | 0 | 0 | 0 | 0 | 0 | 0 | 0 | 0 | 0 | 0 | 0 | 0 | 0 | 0 | 0 | 0_E7_Stock |  |  |  |  | 0
| E8 | 0 | 0 | 0 | 0 | 0 | 0 | 0 | 0 | 0 | 0 | 0 | 0 | 0 | 0 | 0 | 0 | 0 | 0 | 0 | 0 | 0 | 0 | 0 | 0 | 0 | 0 | 0 | 0 | 0 | 0 | 0 | 0_E8_Stock |  |  |  |  | 0
| E9 | 0 | 0 | 0 | 0 | 0 | 0 | 0 | 0 | 0 | 0 | 0 | 0 | 0 | 0 | 0 | 0 | 0 | 0 | 0 | 0 | 0 | 0 | 0 | 0 | 0 | 0 | 0 | 0 | 0 | 0 | 0 | 0_E9_Stock |  |  |  |  | 0
| E10 | 0 | 0 | 0 | 0 | 0 | 0 | 0 | 0 | 0 | 0 | 0 | 0 | 0 | 0 | 0 | 0 | 0 | 0 | 0 | 0 | 0 | 0 | 0 | 0 | 0 | 0 | 0 | 0 | 0 | 0 | 0 | 0_E10_Stock |  |  |  |  | 0
| Vintage | 0 | 0 | 0 | 0 | 0 | 0 | 0 | 0 | 0 | 0 | 0 | 0 | 0 | 0 | 0 | 0 | 0 | 0 | 0 | 0 | 0 | 0 | 0 | 0 | 0 | 0 | 0 | 0 | 0 | 0 | 0 | 0_Vintage_Stock |  |  |  |  | 288381.2139
S2C1 |  | Year 0: System 2 Technology 1
Technology Variables
| Tech Key | Year 0: 0
| Peak Factor (S) | Year 0: 0
| Peak Factor (W) | Year 0: 0
| Min Vintage Lifetime | Year 0: 0
| Max Vintage Lifetime | Year 0: 0
| Turnover Style | Year 0: 0
Technology Variables
| Equipment | Year 0: Label; Year 1: Min Lifetime; Year 2: Max Lifetime; Year 3: Degradation; Year 4: Usage; Year 5: Available
| E1 | Year 1: 0; Year 2: 0; Year 3: 0%; Year 4: 0; Year 5: FALSE
| E2 | Year 1: 0; Year 2: 0; Year 3: 0%; Year 4: 0; Year 5: FALSE
| E3 | Year 1: 0; Year 2: 0; Year 3: 0%; Year 4: 0; Year 5: FALSE
| E4 | Year 1: 0; Year 2: 0; Year 3: 0%; Year 4: 0; Year 5: FALSE
| E5 | Year 1: 0; Year 2: 0; Year 3: 0%; Year 4: 0; Year 5: FALSE
| E6 | Year 1: 0; Year 2: 0; Year 3: 0%; Year 4: 0; Year 5: FALSE
| E7 | Year 1: 0; Year 2: 0; Year 3: 0%; Year 4: 0; Year 5: FALSE
| E8 | Year 1: 0; Year 2: 0; Year 3: 0%; Year 4: 0; Year 5: FALSE
| E9 | Year 1: 0; Year 2: 0; Year 3: 0%; Year 4: 0; Year 5: FALSE
| E10 | Year 1: 0; Year 2: 0; Year 3: 0%; Year 4: 0; Year 5: FALSE
Original Forecast Results
| Year | Year 0 | Year 1 | Year 2 | Year 3 | Year 4 | Year 5 | Year 6 | Year 7 | Year 8 | Year 9 | Year 10 | Year 11 | Year 12 | Year 13 | Year 14 | Year 15 | Year 16 | Year 17 | Year 18 | Year 19 | Year 20 | Year 21 | Year 22 | Year 23 | Year 24 | Year 25 | Year 26 | Year 27 | Year 28 | Year 29 | Year 30 | Key
| Units | 0 | 0 | 0 | 0 | 0 | 0 | 0 | 0 | 0 | 0 | 0 | 0 | 0 | 0 | 0 | 0 | 0 | 0 | 0 | 0 | 0 | 0 | 0 | 0 | 0 | 0 | 0 | 0 | 0 | 0 | 0 | #REF! |  |  |  |  | 301957.8232
| Usage | 0 | 0 | 0 | 0 | 0 | 0 | 0 | 0 | 0 | 0 | 0 | 0 | 0 | 0 | 0 | 0 | 0 | 0 | 0 | 0 | 0 | 0 | 0 | 0 | 0 | 0 | 0 | 0 | 0 | 0 | 0 | #REF! |  |  |  |  | 1698.6543
| Peak Demand (S) | 0 | 0 | 0 | 0 | 0 | 0 | 0 | 0 | 0 | 0 | 0 | 0 | 0 | 0 | 0 | 0 | 0 | 0 | 0 | 0 | 0 | 0 | 0 | 0 | 0 | 0 | 0 | 0 | 0 | 0 | 0 | #REF! |  |  |  |  | 0
| Peak Demand (W) | 0 | 0 | 0 | 0 | 0 | 0 | 0 | 0 | 0 | 0 | 0 | 0 | 0 | 0 | 0 | 0 | 0 | 0 | 0 | 0 | 0 | 0 | 0 | 0 | 0 | 0 | 0 | 0 | 0 | 0 | 0 | #REF! |  |  |  |  | 884.6119
| Turnover | 0 | 0 | 0 | 0 | 0 | 0 | 0 | 0 | 0 | 0 | 0 | 0 | 0 | 0 | 0 | 0 | 0 | 0 | 0 | 0 | 0 | 0 | 0 | 0 | 0 | 0 | 0 | 0 | 0 | 0 | 0 | #REF! |  |  |  |  | 6885.4476
| Avg. Replacement Usage | 0 | 0 | 0 | 0 | 0 | 0 | 0 | 0 | 0 | 0 | 0 | 0 | 0 | 0 | 0 | 0 | 0 | 0 | 0 | 0 | 0 | 0 | 0 | 0 | 0 | 0 | 0 | 0 | 0 | 0 | 0 | #REF! |  |  |  |  | 5638.8522
| Avg. Replacement Demand (S) | 0 | 0 | 0 | 0 | 0 | 0 | 0 | 0 | 0 | 0 | 0 | 0 | 0 | 0 | 0 | 0 | 0 | 0 | 0 | 0 | 0 | 0 | 0 | 0 | 0 | 0 | 0 | 0 | 0 | 0 | 0 | #REF! |  |  |  |  | 0
| Avg. Replacement Demand (W) | 0 | 0 | 0 | 0 | 0 | 0 | 0 | 0 | 0 | 0 | 0 | 0 | 0 | 0 | 0 | 0 | 0 | 0 | 0 | 0 | 0 | 0 | 0 | 0 | 0 | 0 | 0 | 0 | 0 | 0 | 0 | #REF! |  |  |  |  | 2.9366
Tech Forecast Stock
| Year | Year 0 | Year 1 | Year 2 | Year 3 | Year 4 | Year 5 | Year 6 | Year 7 | Year 8 | Year 9 | Year 10 | Year 11 | Year 12 | Year 13 | Year 14 | Year 15 | Year 16 | Year 17 | Year 18 | Year 19 | Year 20 | Year 21 | Year 22 | Year 23 | Year 24 | Year 25 | Year 26 | Year 27 | Year 28 | Year 29 | Year 30
| E1 | 0 | 0 | 0 | 0 | 0 | 0 | 0 | 0 | 0 | 0 | 0 | 0 | 0 | 0 | 0 | 0 | 0 | 0 | 0 | 0 | 0 | 0 | 0 | 0 | 0 | 0 | 0 | 0 | 0 | 0 | 0
| E2 | 0 | 0 | 0 | 0 | 0 | 0 | 0 | 0 | 0 | 0 | 0 | 0 | 0 | 0 | 0 | 0 | 0 | 0 | 0 | 0 | 0 | 0 | 0 | 0 | 0 | 0 | 0 | 0 | 0 | 0 | 0
| E3 | 0 | 0 | 0 | 0 | 0 | 0 | 0 | 0 | 0 | 0 | 0 | 0 | 0 | 0 | 0 | 0 | 0 | 0 | 0 | 0 | 0 | 0 | 0 | 0 | 0 | 0 | 0 | 0 | 0 | 0 | 0
| E4 | 0 | 0 | 0 | 0 | 0 | 0 | 0 | 0 | 0 | 0 | 0 | 0 | 0 | 0 | 0 | 0 | 0 | 0 | 0 | 0 | 0 | 0 | 0 | 0 | 0 | 0 | 0 | 0 | 0 | 0 | 0
| E5 | 0 | 0 | 0 | 0 | 0 | 0 | 0 | 0 | 0 | 0 | 0 | 0 | 0 | 0 | 0 | 0 | 0 | 0 | 0 | 0 | 0 | 0 | 0 | 0 | 0 | 0 | 0 | 0 | 0 | 0 | 0
| E6 | 0 | 0 | 0 | 0 | 0 | 0 | 0 | 0 | 0 | 0 | 0 | 0 | 0 | 0 | 0 | 0 | 0 | 0 | 0 | 0 | 0 | 0 | 0 | 0 | 0 | 0 | 0 | 0 | 0 | 0 | 0
| E7 | 0 | 0 | 0 | 0 | 0 | 0 | 0 | 0 | 0 | 0 | 0 | 0 | 0 | 0 | 0 | 0 | 0 | 0 | 0 | 0 | 0 | 0 | 0 | 0 | 0 | 0 | 0 | 0 | 0 | 0 | 0
| E8 | 0 | 0 | 0 | 0 | 0 | 0 | 0 | 0 | 0 | 0 | 0 | 0 | 0 | 0 | 0 | 0 | 0 | 0 | 0 | 0 | 0 | 0 | 0 | 0 | 0 | 0 | 0 | 0 | 0 | 0 | 0
| E9 | 0 | 0 | 0 | 0 | 0 | 0 | 0 | 0 | 0 | 0 | 0 | 0 | 0 | 0 | 0 | 0 | 0 | 0 | 0 | 0 | 0 | 0 | 0 | 0 | 0 | 0 | 0 | 0 | 0 | 0 | 0
| E10 | 0 | 0 | 0 | 0 | 0 | 0 | 0 | 0 | 0 | 0 | 0 | 0 | 0 | 0 | 0 | 0 | 0 | 0 | 0 | 0 | 0 | 0 | 0 | 0 | 0 | 0 | 0 | 0 | 0 | 0 | 0
| Vintage | 0 | 0 | 0 | 0 | 0 | 0 | 0 | 0 | 0 | 0 | 0 | 0 | 0 | 0 | 0 | 0 | 0 | 0 | 0 | 0 | 0 | 0 | 0 | 0 | 0 | 0 | 0 | 0 | 0 | 0 | 0
Stock for Switching
| Year | Year 0 | Year 1 | Year 2 | Year 3 | Year 4 | Year 5 | Year 6 | Year 7 | Year 8 | Year 9 | Year 10 | Year 11 | Year 12 | Year 13 | Year 14 | Year 15 | Year 16 | Year 17 | Year 18 | Year 19 | Year 20 | Year 21 | Year 22 | Year 23 | Year 24 | Year 25 | Year 26 | Year 27 | Year 28 | Year 29 | Year 30
| E1 | 0 | 0 | 0 | 0 | 0 | 0 | 0 | 0 | 0 | 0 | 0 | 0 | 0 | 0 | 0 | 0 | 0 | 0 | 0 | 0 | 0 | 0 | 0 | 0 | 0 | 0 | 0 | 0 | 0 | 0 | 0 | 0_E1_SysStock
| E2 | 0 | 0 | 0 | 0 | 0 | 0 | 0 | 0 | 0 | 0 | 0 | 0 | 0 | 0 | 0 | 0 | 0 | 0 | 0 | 0 | 0 | 0 | 0 | 0 | 0 | 0 | 0 | 0 | 0 | 0 | 0 | 0_E2_SysStock
| E3 | 0 | 0 | 0 | 0 | 0 | 0 | 0 | 0 | 0 | 0 | 0 | 0 | 0 | 0 | 0 | 0 | 0 | 0 | 0 | 0 | 0 | 0 | 0 | 0 | 0 | 0 | 0 | 0 | 0 | 0 | 0 | 0_E3_SysStock
| E4 | 0 | 0 | 0 | 0 | 0 | 0 | 0 | 0 | 0 | 0 | 0 | 0 | 0 | 0 | 0 | 0 | 0 | 0 | 0 | 0 | 0 | 0 | 0 | 0 | 0 | 0 | 0 | 0 | 0 | 0 | 0 | 0_E4_SysStock
| E5 | 0 | 0 | 0 | 0 | 0 | 0 | 0 | 0 | 0 | 0 | 0 | 0 | 0 | 0 | 0 | 0 | 0 | 0 | 0 | 0 | 0 | 0 | 0 | 0 | 0 | 0 | 0 | 0 | 0 | 0 | 0 | 0_E5_SysStock
| E6 | 0 | 0 | 0 | 0 | 0 | 0 | 0 | 0 | 0 | 0 | 0 | 0 | 0 | 0 | 0 | 0 | 0 | 0 | 0 | 0 | 0 | 0 | 0 | 0 | 0 | 0 | 0 | 0 | 0 | 0 | 0 | 0_E6_SysStock
| E7 | 0 | 0 | 0 | 0 | 0 | 0 | 0 | 0 | 0 | 0 | 0 | 0 | 0 | 0 | 0 | 0 | 0 | 0 | 0 | 0 | 0 | 0 | 0 | 0 | 0 | 0 | 0 | 0 | 0 | 0 | 0 | 0_E7_SysStock
| E8 | 0 | 0 | 0 | 0 | 0 | 0 | 0 | 0 | 0 | 0 | 0 | 0 | 0 | 0 | 0 | 0 | 0 | 0 | 0 | 0 | 0 | 0 | 0 | 0 | 0 | 0 | 0 | 0 | 0 | 0 | 0 | 0_E8_SysStock
| E9 | 0 | 0 | 0 | 0 | 0 | 0 | 0 | 0 | 0 | 0 | 0 | 0 | 0 | 0 | 0 | 0 | 0 | 0 | 0 | 0 | 0 | 0 | 0 | 0 | 0 | 0 | 0 | 0 | 0 | 0 | 0 | 0_E9_SysStock
| E10 | 0 | 0 | 0 | 0 | 0 | 0 | 0 | 0 | 0 | 0 | 0 | 0 | 0 | 0 | 0 | 0 | 0 | 0 | 0 | 0 | 0 | 0 | 0 | 0 | 0 | 0 | 0 | 0 | 0 | 0 | 0 | 0_E10_SysStock
| Vintage | 0 | 0 | 0 | 0 | 0 | 0 | 0 | 0 | 0 | 0 | 0 | 0 | 0 | 0 | 0 | 0 | 0 | 0 | 0 | 0 | 0 | 0 | 0 | 0 | 0 | 0 | 0 | 0 | 0 | 0 | 0 | 0_Vintage_SysStock
Tech Forecast Purchases
| Year | Year 0 | Year 1 | Year 2 | Year 3 | Year 4 | Year 5 | Year 6 | Year 7 | Year 8 | Year 9 | Year 10 | Year 11 | Year 12 | Year 13 | Year 14 | Year 15 | Year 16 | Year 17 | Year 18 | Year 19 | Year 20 | Year 21 | Year 22 | Year 23 | Year 24 | Year 25 | Year 26 | Year 27 | Year 28 | Year 29 | Year 30
| E1 | 0 | 0 | 0 | 0 | 0 | 0 | 0 | 0 | 0 | 0 | 0 | 0 | 0 | 0 | 0 | 0 | 0 | 0 | 0 | 0 | 0 | 0 | 0 | 0 | 0 | 0 | 0 | 0 | 0 | 0 | 0
| E2 | 0 | 0 | 0 | 0 | 0 | 0 | 0 | 0 | 0 | 0 | 0 | 0 | 0 | 0 | 0 | 0 | 0 | 0 | 0 | 0 | 0 | 0 | 0 | 0 | 0 | 0 | 0 | 0 | 0 | 0 | 0
| E3 | 0 | 0 | 0 | 0 | 0 | 0 | 0 | 0 | 0 | 0 | 0 | 0 | 0 | 0 | 0 | 0 | 0 | 0 | 0 | 0 | 0 | 0 | 0 | 0 | 0 | 0 | 0 | 0 | 0 | 0 | 0
| E4 | 0 | 0 | 0 | 0 | 0 | 0 | 0 | 0 | 0 | 0 | 0 | 0 | 0 | 0 | 0 | 0 | 0 | 0 | 0 | 0 | 0 | 0 | 0 | 0 | 0 | 0 | 0 | 0 | 0 | 0 | 0
| E5 | 0 | 0 | 0 | 0 | 0 | 0 | 0 | 0 | 0 | 0 | 0 | 0 | 0 | 0 | 0 | 0 | 0 | 0 | 0 | 0 | 0 | 0 | 0 | 0 | 0 | 0 | 0 | 0 | 0 | 0 | 0
| E6 | 0 | 0 | 0 | 0 | 0 | 0 | 0 | 0 | 0 | 0 | 0 | 0 | 0 | 0 | 0 | 0 | 0 | 0 | 0 | 0 | 0 | 0 | 0 | 0 | 0 | 0 | 0 | 0 | 0 | 0 | 0
| E7 | 0 | 0 | 0 | 0 | 0 | 0 | 0 | 0 | 0 | 0 | 0 | 0 | 0 | 0 | 0 | 0 | 0 | 0 | 0 | 0 | 0 | 0 | 0 | 0 | 0 | 0 | 0 | 0 | 0 | 0 | 0
| E8 | 0 | 0 | 0 | 0 | 0 | 0 | 0 | 0 | 0 | 0 | 0 | 0 | 0 | 0 | 0 | 0 | 0 | 0 | 0 | 0 | 0 | 0 | 0 | 0 | 0 | 0 | 0 | 0 | 0 | 0 | 0
| E9 | 0 | 0 | 0 | 0 | 0 | 0 | 0 | 0 | 0 | 0 | 0 | 0 | 0 | 0 | 0 | 0 | 0 | 0 | 0 | 0 | 0 | 0 | 0 | 0 | 0 | 0 | 0 | 0 | 0 | 0 | 0
| E10 | 0 | 0 | 0 | 0 | 0 | 0 | 0 | 0 | 0 | 0 | 0 | 0 | 0 | 0 | 0 | 0 | 0 | 0 | 0 | 0 | 0 | 0 | 0 | 0 | 0 | 0 | 0 | 0 | 0 | 0 | 0
Potential to Switch
| Year | Year 0 | Year 1 | Year 2 | Year 3 | Year 4 | Year 5 | Year 6 | Year 7 | Year 8 | Year 9 | Year 10 | Year 11 | Year 12 | Year 13 | Year 14 | Year 15 | Year 16 | Year 17 | Year 18 | Year 19 | Year 20 | Year 21 | Year 22 | Year 23 | Year 24 | Year 25 | Year 26 | Year 27 | Year 28 | Year 29 | Year 30
| E1 | 0 | 0 | 0 | 0 | 0 | 0 | 0 | 0 | 0 | 0 | 0 | 0 | 0 | 0 | 0 | 0 | 0 | 0 | 0 | 0 | 0 | 0 | 0 | 0 | 0 | 0 | 0 | 0 | 0 | 0 | 0 | 0_E1_Switched Out
| E2 | 0 | 0 | 0 | 0 | 0 | 0 | 0 | 0 | 0 | 0 | 0 | 0 | 0 | 0 | 0 | 0 | 0 | 0 | 0 | 0 | 0 | 0 | 0 | 0 | 0 | 0 | 0 | 0 | 0 | 0 | 0 | 0_E2_Switched Out
| E3 | 0 | 0 | 0 | 0 | 0 | 0 | 0 | 0 | 0 | 0 | 0 | 0 | 0 | 0 | 0 | 0 | 0 | 0 | 0 | 0 | 0 | 0 | 0 | 0 | 0 | 0 | 0 | 0 | 0 | 0 | 0 | 0_E3_Switched Out
| E4 | 0 | 0 | 0 | 0 | 0 | 0 | 0 | 0 | 0 | 0 | 0 | 0 | 0 | 0 | 0 | 0 | 0 | 0 | 0 | 0 | 0 | 0 | 0 | 0 | 0 | 0 | 0 | 0 | 0 | 0 | 0 | 0_E4_Switched Out
| E5 | 0 | 0 | 0 | 0 | 0 | 0 | 0 | 0 | 0 | 0 | 0 | 0 | 0 | 0 | 0 | 0 | 0 | 0 | 0 | 0 | 0 | 0 | 0 | 0 | 0 | 0 | 0 | 0 | 0 | 0 | 0 | 0_E5_Switched Out
| E6 | 0 | 0 | 0 | 0 | 0 | 0 | 0 | 0 | 0 | 0 | 0 | 0 | 0 | 0 | 0 | 0 | 0 | 0 | 0 | 0 | 0 | 0 | 0 | 0 | 0 | 0 | 0 | 0 | 0 | 0 | 0 | 0_E6_Switched Out
| E7 | 0 | 0 | 0 | 0 | 0 | 0 | 0 | 0 | 0 | 0 | 0 | 0 | 0 | 0 | 0 | 0 | 0 | 0 | 0 | 0 | 0 | 0 | 0 | 0 | 0 | 0 | 0 | 0 | 0 | 0 | 0 | 0_E7_Switched Out
| E8 | 0 | 0 | 0 | 0 | 0 | 0 | 0 | 0 | 0 | 0 | 0 | 0 | 0 | 0 | 0 | 0 | 0 | 0 | 0 | 0 | 0 | 0 | 0 | 0 | 0 | 0 | 0 | 0 | 0 | 0 | 0 | 0_E8_Switched Out
| E9 | 0 | 0 | 0 | 0 | 0 | 0 | 0 | 0 | 0 | 0 | 0 | 0 | 0 | 0 | 0 | 0 | 0 | 0 | 0 | 0 | 0 | 0 | 0 | 0 | 0 | 0 | 0 | 0 | 0 | 0 | 0 | 0_E9_Switched Out
| E10 | 0 | 0 | 0 | 0 | 0 | 0 | 0 | 0 | 0 | 0 | 0 | 0 | 0 | 0 | 0 | 0 | 0 | 0 | 0 | 0 | 0 | 0 | 0 | 0 | 0 | 0 | 0 | 0 | 0 | 0 | 0 | 0_E10_Switched Out
Units Out
| E1 | 0 | 0 | 0 | 0 | 0 | 0 | 0 | 0 | 0 | 0 | 0 | 0 | 0 | 0 | 0 | 0 | 0 | 0 | 0 | 0 | 0 | 0 | 0 | 0 | 0 | 0 | 0 | 0 | 0 | 0 | 0
| E2 | 0 | 0 | 0 | 0 | 0 | 0 | 0 | 0 | 0 | 0 | 0 | 0 | 0 | 0 | 0 | 0 | 0 | 0 | 0 | 0 | 0 | 0 | 0 | 0 | 0 | 0 | 0 | 0 | 0 | 0 | 0
| E3 | 0 | 0 | 0 | 0 | 0 | 0 | 0 | 0 | 0 | 0 | 0 | 0 | 0 | 0 | 0 | 0 | 0 | 0 | 0 | 0 | 0 | 0 | 0 | 0 | 0 | 0 | 0 | 0 | 0 | 0 | 0
| E4 | 0 | 0 | 0 | 0 | 0 | 0 | 0 | 0 | 0 | 0 | 0 | 0 | 0 | 0 | 0 | 0 | 0 | 0 | 0 | 0 | 0 | 0 | 0 | 0 | 0 | 0 | 0 | 0 | 0 | 0 | 0
| E5 | 0 | 0 | 0 | 0 | 0 | 0 | 0 | 0 | 0 | 0 | 0 | 0 | 0 | 0 | 0 | 0 | 0 | 0 | 0 | 0 | 0 | 0 | 0 | 0 | 0 | 0 | 0 | 0 | 0 | 0 | 0
| E6 | 0 | 0 | 0 | 0 | 0 | 0 | 0 | 0 | 0 | 0 | 0 | 0 | 0 | 0 | 0 | 0 | 0 | 0 | 0 | 0 | 0 | 0 | 0 | 0 | 0 | 0 | 0 | 0 | 0 | 0 | 0
| E7 | 0 | 0 | 0 | 0 | 0 | 0 | 0 | 0 | 0 | 0 | 0 | 0 | 0 | 0 | 0 | 0 | 0 | 0 | 0 | 0 | 0 | 0 | 0 | 0 | 0 | 0 | 0 | 0 | 0 | 0 | 0
| E8 | 0 | 0 | 0 | 0 | 0 | 0 | 0 | 0 | 0 | 0 | 0 | 0 | 0 | 0 | 0 | 0 | 0 | 0 | 0 | 0 | 0 | 0 | 0 | 0 | 0 | 0 | 0 | 0 | 0 | 0 | 0
| E9 | 0 | 0 | 0 | 0 | 0 | 0 | 0 | 0 | 0 | 0 | 0 | 0 | 0 | 0 | 0 | 0 | 0 | 0 | 0 | 0 | 0 | 0 | 0 | 0 | 0 | 0 | 0 | 0 | 0 | 0 | 0
| E10 | 0 | 0 | 0 | 0 | 0 | 0 | 0 | 0 | 0 | 0 | 0 | 0 | 0 | 0 | 0 | 0 | 0 | 0 | 0 | 0 | 0 | 0 | 0 | 0 | 0 | 0 | 0 | 0 | 0 | 0 | 0
| Vintage | 0 | 0 | 0 | 0 | 0 | 0 | 0 | 0 | 0 | 0 | 0 | 0 | 0 | 0 | 0 | 0 | 0 | 0 | 0 | 0 | 0 | 0 | 0 | 0 | 0 | 0 | 0 | 0 | 0 | 0 | 0
Tech Purchase Shares
| Year | Year 0 | Year 1 | Year 2 | Year 3 | Year 4 | Year 5 | Year 6 | Year 7 | Year 8 | Year 9 | Year 10 | Year 11 | Year 12 | Year 13 | Year 14 | Year 15 | Year 16 | Year 17 | Year 18 | Year 19 | Year 20 | Year 21 | Year 22 | Year 23 | Year 24 | Year 25 | Year 26 | Year 27 | Year 28 | Year 29 | Year 30
E1 | bar: Year 0 to Year 30
E2 | bar: Year 0 to Year 30
E3 | bar: Year 0 to Year 30
E4 | bar: Year 0 to Year 30
E5 | bar: Year 0 to Year 30
E6 | bar: Year 0 to Year 30
E7 | bar: Year 0 to Year 30
E8 | bar: Year 0 to Year 30
E9 | bar: Year 0 to Year 30
E10 | bar: Year 0 to Year 30
Units In from Switching
| E1 | 0 | 0 | 0 | 0 | 0 | 0 | 0 | 0 | 0 | 0 | 0 | 0 | 0 | 0 | 0 | 0 | 0 | 0 | 0 | 0 | 0 | 0 | 0 | 0 | 0 | 0 | 0 | 0 | 0 | 0 | 0
| E2 | 0 | 0 | 0 | 0 | 0 | 0 | 0 | 0 | 0 | 0 | 0 | 0 | 0 | 0 | 0 | 0 | 0 | 0 | 0 | 0 | 0 | 0 | 0 | 0 | 0 | 0 | 0 | 0 | 0 | 0 | 0
| E3 | 0 | 0 | 0 | 0 | 0 | 0 | 0 | 0 | 0 | 0 | 0 | 0 | 0 | 0 | 0 | 0 | 0 | 0 | 0 | 0 | 0 | 0 | 0 | 0 | 0 | 0 | 0 | 0 | 0 | 0 | 0
| E4 | 0 | 0 | 0 | 0 | 0 | 0 | 0 | 0 | 0 | 0 | 0 | 0 | 0 | 0 | 0 | 0 | 0 | 0 | 0 | 0 | 0 | 0 | 0 | 0 | 0 | 0 | 0 | 0 | 0 | 0 | 0
| E5 | 0 | 0 | 0 | 0 | 0 | 0 | 0 | 0 | 0 | 0 | 0 | 0 | 0 | 0 | 0 | 0 | 0 | 0 | 0 | 0 | 0 | 0 | 0 | 0 | 0 | 0 | 0 | 0 | 0 | 0 | 0
| E6 | 0 | 0 | 0 | 0 | 0 | 0 | 0 | 0 | 0 | 0 | 0 | 0 | 0 | 0 | 0 | 0 | 0 | 0 | 0 | 0 | 0 | 0 | 0 | 0 | 0 | 0 | 0 | 0 | 0 | 0 | 0
| E7 | 0 | 0 | 0 | 0 | 0 | 0 | 0 | 0 | 0 | 0 | 0 | 0 | 0 | 0 | 0 | 0 | 0 | 0 | 0 | 0 | 0 | 0 | 0 | 0 | 0 | 0 | 0 | 0 | 0 | 0 | 0
| E8 | 0 | 0 | 0 | 0 | 0 | 0 | 0 | 0 | 0 | 0 | 0 | 0 | 0 | 0 | 0 | 0 | 0 | 0 | 0 | 0 | 0 | 0 | 0 | 0 | 0 | 0 | 0 | 0 | 0 | 0 | 0
| E9 | 0 | 0 | 0 | 0 | 0 | 0 | 0 | 0 | 0 | 0 | 0 | 0 | 0 | 0 | 0 | 0 | 0 | 0 | 0 | 0 | 0 | 0 | 0 | 0 | 0 | 0 | 0 | 0 | 0 | 0 | 0
| E10 | 0 | 0 | 0 | 0 | 0 | 0 | 0 | 0 | 0 | 0 | 0 | 0 | 0 | 0 | 0 | 0 | 0 | 0 | 0 | 0 | 0 | 0 | 0 | 0 | 0 | 0 | 0 | 0 | 0 | 0 | 0
| Vintage | 0 | 0 | 0 | 0 | 0 | 0 | 0 | 0 | 0 | 0 | 0 | 0 | 0 | 0 | 0 | 0 | 0 | 0 | 0 | 0 | 0 | 0 | 0 | 0 | 0 | 0 | 0 | 0 | 0 | 0 | 0
Net Change
| Year | Year 0 | Year 1 | Year 2 | Year 3 | Year 4 | Year 5 | Year 6 | Year 7 | Year 8 | Year 9 | Year 10 | Year 11 | Year 12 | Year 13 | Year 14 | Year 15 | Year 16 | Year 17 | Year 18 | Year 19 | Year 20 | Year 21 | Year 22 | Year 23 | Year 24 | Year 25 | Year 26 | Year 27 | Year 28 | Year 29 | Year 30 | Key
| Units | 0 | 0 | 0 | 0 | 0 | 0 | 0 | 0 | 0 | 0 | 0 | 0 | 0 | 0 | 0 | 0 | 0 | 0 | 0 | 0 | 0 | 0 | 0 | 0 | 0 | 0 | 0 | 0 | 0 | 0 | 0 | 0_Units |  |  |  |  | 301957.8232
| Usage | 0 | 0 | 0 | 0 | 0 | 0 | 0 | 0 | 0 | 0 | 0 | 0 | 0 | 0 | 0 | 0 | 0 | 0 | 0 | 0 | 0 | 0 | 0 | 0 | 0 | 0 | 0 | 0 | 0 | 0 | 0 | 0_Usage |  |  |  |  | 1698.6543
| Peak Demand (S) | 0 | 0 | 0 | 0 | 0 | 0 | 0 | 0 | 0 | 0 | 0 | 0 | 0 | 0 | 0 | 0 | 0 | 0 | 0 | 0 | 0 | 0 | 0 | 0 | 0 | 0 | 0 | 0 | 0 | 0 | 0 | 0_Peak Demand (S) |  |  |  |  | 0
| Peak Demand (W) | 0 | 0 | 0 | 0 | 0 | 0 | 0 | 0 | 0 | 0 | 0 | 0 | 0 | 0 | 0 | 0 | 0 | 0 | 0 | 0 | 0 | 0 | 0 | 0 | 0 | 0 | 0 | 0 | 0 | 0 | 0 | 0_Peak Demand (W) |  |  |  |  | 884.6119
| Turnover | 0 | 0 | 0 | 0 | 0 | 0 | 0 | 0 | 0 | 0 | 0 | 0 | 0 | 0 | 0 | 0 | 0 | 0 | 0 | 0 | 0 | 0 | 0 | 0 | 0 | 0 | 0 | 0 | 0 | 0 | 0 | 0_Turnover |  |  |  |  | 6885.4476
| Avg. Replacement Usage | 0 | 0 | 0 | 0 | 0 | 0 | 0 | 0 | 0 | 0 | 0 | 0 | 0 | 0 | 0 | 0 | 0 | 0 | 0 | 0 | 0 | 0 | 0 | 0 | 0 | 0 | 0 | 0 | 0 | 0 | 0 | 0_Avg. Replacement Usage |  |  |  |  | 5638.8522
| Avg. Replacement Demand (S) | 0 | 0 | 0 | 0 | 0 | 0 | 0 | 0 | 0 | 0 | 0 | 0 | 0 | 0 | 0 | 0 | 0 | 0 | 0 | 0 | 0 | 0 | 0 | 0 | 0 | 0 | 0 | 0 | 0 | 0 | 0 | 0_Avg. Replacement Demand (S) |  |  |  |  | 0
| Avg. Replacement Demand (W) | 0 | 0 | 0 | 0 | 0 | 0 | 0 | 0 | 0 | 0 | 0 | 0 | 0 | 0 | 0 | 0 | 0 | 0 | 0 | 0 | 0 | 0 | 0 | 0 | 0 | 0 | 0 | 0 | 0 | 0 | 0 | 0_Avg. Replacement Demand (W) |  |  |  |  | 2.9366
Purchases
| Year | Year 0 | Year 1 | Year 2 | Year 3 | Year 4 | Year 5 | Year 6 | Year 7 | Year 8 | Year 9 | Year 10 | Year 11 | Year 12 | Year 13 | Year 14 | Year 15 | Year 16 | Year 17 | Year 18 | Year 19 | Year 20 | Year 21 | Year 22 | Year 23 | Year 24 | Year 25 | Year 26 | Year 27 | Year 28 | Year 29 | Year 30
| E1 | 0 | 0 | 0 | 0 | 0 | 0 | 0 | 0 | 0 | 0 | 0 | 0 | 0 | 0 | 0 | 0 | 0 | 0 | 0 | 0 | 0 | 0 | 0 | 0 | 0 | 0 | 0 | 0 | 0 | 0 | 0 | 0_E1_Purchases |  |  |  |  | 6885.4476
| E2 | 0 | 0 | 0 | 0 | 0 | 0 | 0 | 0 | 0 | 0 | 0 | 0 | 0 | 0 | 0 | 0 | 0 | 0 | 0 | 0 | 0 | 0 | 0 | 0 | 0 | 0 | 0 | 0 | 0 | 0 | 0 | 0_E2_Purchases |  |  |  |  | 0
| E3 | 0 | 0 | 0 | 0 | 0 | 0 | 0 | 0 | 0 | 0 | 0 | 0 | 0 | 0 | 0 | 0 | 0 | 0 | 0 | 0 | 0 | 0 | 0 | 0 | 0 | 0 | 0 | 0 | 0 | 0 | 0 | 0_E3_Purchases |  |  |  |  | 0
| E4 | 0 | 0 | 0 | 0 | 0 | 0 | 0 | 0 | 0 | 0 | 0 | 0 | 0 | 0 | 0 | 0 | 0 | 0 | 0 | 0 | 0 | 0 | 0 | 0 | 0 | 0 | 0 | 0 | 0 | 0 | 0 | 0_E4_Purchases |  |  |  |  | 0
| E5 | 0 | 0 | 0 | 0 | 0 | 0 | 0 | 0 | 0 | 0 | 0 | 0 | 0 | 0 | 0 | 0 | 0 | 0 | 0 | 0 | 0 | 0 | 0 | 0 | 0 | 0 | 0 | 0 | 0 | 0 | 0 | 0_E5_Purchases |  |  |  |  | 0
| E6 | 0 | 0 | 0 | 0 | 0 | 0 | 0 | 0 | 0 | 0 | 0 | 0 | 0 | 0 | 0 | 0 | 0 | 0 | 0 | 0 | 0 | 0 | 0 | 0 | 0 | 0 | 0 | 0 | 0 | 0 | 0 | 0_E6_Purchases |  |  |  |  | 0
| E7 | 0 | 0 | 0 | 0 | 0 | 0 | 0 | 0 | 0 | 0 | 0 | 0 | 0 | 0 | 0 | 0 | 0 | 0 | 0 | 0 | 0 | 0 | 0 | 0 | 0 | 0 | 0 | 0 | 0 | 0 | 0 | 0_E7_Purchases |  |  |  |  | 0
| E8 | 0 | 0 | 0 | 0 | 0 | 0 | 0 | 0 | 0 | 0 | 0 | 0 | 0 | 0 | 0 | 0 | 0 | 0 | 0 | 0 | 0 | 0 | 0 | 0 | 0 | 0 | 0 | 0 | 0 | 0 | 0 | 0_E8_Purchases |  |  |  |  | 0
| E9 | 0 | 0 | 0 | 0 | 0 | 0 | 0 | 0 | 0 | 0 | 0 | 0 | 0 | 0 | 0 | 0 | 0 | 0 | 0 | 0 | 0 | 0 | 0 | 0 | 0 | 0 | 0 | 0 | 0 | 0 | 0 | 0_E9_Purchases |  |  |  |  | 0
| E10 | 0 | 0 | 0 | 0 | 0 | 0 | 0 | 0 | 0 | 0 | 0 | 0 | 0 | 0 | 0 | 0 | 0 | 0 | 0 | 0 | 0 | 0 | 0 | 0 | 0 | 0 | 0 | 0 | 0 | 0 | 0 | 0_E10_Purchases |  |  |  |  | 0
Stock
| Year | Year 0 | Year 1 | Year 2 | Year 3 | Year 4 | Year 5 | Year 6 | Year 7 | Year 8 | Year 9 | Year 10 | Year 11 | Year 12 | Year 13 | Year 14 | Year 15 | Year 16 | Year 17 | Year 18 | Year 19 | Year 20 | Year 21 | Year 22 | Year 23 | Year 24 | Year 25 | Year 26 | Year 27 | Year 28 | Year 29 | Year 30
| E1 | 0 | 0 | 0 | 0 | 0 | 0 | 0 | 0 | 0 | 0 | 0 | 0 | 0 | 0 | 0 | 0 | 0 | 0 | 0 | 0 | 0 | 0 | 0 | 0 | 0 | 0 | 0 | 0 | 0 | 0 | 0 | 0_E1_Stock |  |  |  |  | 13576.6093
| E2 | 0 | 0 | 0 | 0 | 0 | 0 | 0 | 0 | 0 | 0 | 0 | 0 | 0 | 0 | 0 | 0 | 0 | 0 | 0 | 0 | 0 | 0 | 0 | 0 | 0 | 0 | 0 | 0 | 0 | 0 | 0 | 0_E2_Stock |  |  |  |  | 0
| E3 | 0 | 0 | 0 | 0 | 0 | 0 | 0 | 0 | 0 | 0 | 0 | 0 | 0 | 0 | 0 | 0 | 0 | 0 | 0 | 0 | 0 | 0 | 0 | 0 | 0 | 0 | 0 | 0 | 0 | 0 | 0 | 0_E3_Stock |  |  |  |  | 0
| E4 | 0 | 0 | 0 | 0 | 0 | 0 | 0 | 0 | 0 | 0 | 0 | 0 | 0 | 0 | 0 | 0 | 0 | 0 | 0 | 0 | 0 | 0 | 0 | 0 | 0 | 0 | 0 | 0 | 0 | 0 | 0 | 0_E4_Stock |  |  |  |  | 0
| E5 | 0 | 0 | 0 | 0 | 0 | 0 | 0 | 0 | 0 | 0 | 0 | 0 | 0 | 0 | 0 | 0 | 0 | 0 | 0 | 0 | 0 | 0 | 0 | 0 | 0 | 0 | 0 | 0 | 0 | 0 | 0 | 0_E5_Stock |  |  |  |  | 0
| E6 | 0 | 0 | 0 | 0 | 0 | 0 | 0 | 0 | 0 | 0 | 0 | 0 | 0 | 0 | 0 | 0 | 0 | 0 | 0 | 0 | 0 | 0 | 0 | 0 | 0 | 0 | 0 | 0 | 0 | 0 | 0 | 0_E6_Stock |  |  |  |  | 0
| E7 | 0 | 0 | 0 | 0 | 0 | 0 | 0 | 0 | 0 | 0 | 0 | 0 | 0 | 0 | 0 | 0 | 0 | 0 | 0 | 0 | 0 | 0 | 0 | 0 | 0 | 0 | 0 | 0 | 0 | 0 | 0 | 0_E7_Stock |  |  |  |  | 0
| E8 | 0 | 0 | 0 | 0 | 0 | 0 | 0 | 0 | 0 | 0 | 0 | 0 | 0 | 0 | 0 | 0 | 0 | 0 | 0 | 0 | 0 | 0 | 0 | 0 | 0 | 0 | 0 | 0 | 0 | 0 | 0 | 0_E8_Stock |  |  |  |  | 0
| E9 | 0 | 0 | 0 | 0 | 0 | 0 | 0 | 0 | 0 | 0 | 0 | 0 | 0 | 0 | 0 | 0 | 0 | 0 | 0 | 0 | 0 | 0 | 0 | 0 | 0 | 0 | 0 | 0 | 0 | 0 | 0 | 0_E9_Stock |  |  |  |  | 0
| E10 | 0 | 0 | 0 | 0 | 0 | 0 | 0 | 0 | 0 | 0 | 0 | 0 | 0 | 0 | 0 | 0 | 0 | 0 | 0 | 0 | 0 | 0 | 0 | 0 | 0 | 0 | 0 | 0 | 0 | 0 | 0 | 0_E10_Stock |  |  |  |  | 0
| Vintage | 0 | 0 | 0 | 0 | 0 | 0 | 0 | 0 | 0 | 0 | 0 | 0 | 0 | 0 | 0 | 0 | 0 | 0 | 0 | 0 | 0 | 0 | 0 | 0 | 0 | 0 | 0 | 0 | 0 | 0 | 0 | 0_Vintage_Stock |  |  |  |  | 288381.2139
S2C2 |  | Year 0: System 2 Technology 2
Technology Variables
| Tech Key | Year 0: 0
| Peak Factor (S) | Year 0: 0
| Peak Factor (W) | Year 0: 0
| Min Vintage Lifetime | Year 0: 0
| Max Vintage Lifetime | Year 0: 0
| Turnover Style | Year 0: 0
Technology Variables
| Equipment | Year 0: Label; Year 1: Min Lifetime; Year 2: Max Lifetime; Year 3: Degradation; Year 4: Usage; Year 5: Available
| E1 | Year 1: 0; Year 2: 0; Year 3: 0%; Year 4: 0; Year 5: FALSE
| E2 | Year 1: 0; Year 2: 0; Year 3: 0%; Year 4: 0; Year 5: FALSE
| E3 | Year 1: 0; Year 2: 0; Year 3: 0%; Year 4: 0; Year 5: FALSE
| E4 | Year 1: 0; Year 2: 0; Year 3: 0%; Year 4: 0; Year 5: FALSE
| E5 | Year 1: 0; Year 2: 0; Year 3: 0%; Year 4: 0; Year 5: FALSE
| E6 | Year 1: 0; Year 2: 0; Year 3: 0%; Year 4: 0; Year 5: FALSE
| E7 | Year 1: 0; Year 2: 0; Year 3: 0%; Year 4: 0; Year 5: FALSE
| E8 | Year 1: 0; Year 2: 0; Year 3: 0%; Year 4: 0; Year 5: FALSE
| E9 | Year 1: 0; Year 2: 0; Year 3: 0%; Year 4: 0; Year 5: FALSE
| E10 | Year 1: 0; Year 2: 0; Year 3: 0%; Year 4: 0; Year 5: FALSE
Original Forecast Results
| Year | Year 0 | Year 1 | Year 2 | Year 3 | Year 4 | Year 5 | Year 6 | Year 7 | Year 8 | Year 9 | Year 10 | Year 11 | Year 12 | Year 13 | Year 14 | Year 15 | Year 16 | Year 17 | Year 18 | Year 19 | Year 20 | Year 21 | Year 22 | Year 23 | Year 24 | Year 25 | Year 26 | Year 27 | Year 28 | Year 29 | Year 30 | Key
| Units | 0 | 0 | 0 | 0 | 0 | 0 | 0 | 0 | 0 | 0 | 0 | 0 | 0 | 0 | 0 | 0 | 0 | 0 | 0 | 0 | 0 | 0 | 0 | 0 | 0 | 0 | 0 | 0 | 0 | 0 | 0 | #REF! |  |  |  |  | 301957.8232
| Usage | 0 | 0 | 0 | 0 | 0 | 0 | 0 | 0 | 0 | 0 | 0 | 0 | 0 | 0 | 0 | 0 | 0 | 0 | 0 | 0 | 0 | 0 | 0 | 0 | 0 | 0 | 0 | 0 | 0 | 0 | 0 | #REF! |  |  |  |  | 1698.6543
| Peak Demand (S) | 0 | 0 | 0 | 0 | 0 | 0 | 0 | 0 | 0 | 0 | 0 | 0 | 0 | 0 | 0 | 0 | 0 | 0 | 0 | 0 | 0 | 0 | 0 | 0 | 0 | 0 | 0 | 0 | 0 | 0 | 0 | #REF! |  |  |  |  | 0
| Peak Demand (W) | 0 | 0 | 0 | 0 | 0 | 0 | 0 | 0 | 0 | 0 | 0 | 0 | 0 | 0 | 0 | 0 | 0 | 0 | 0 | 0 | 0 | 0 | 0 | 0 | 0 | 0 | 0 | 0 | 0 | 0 | 0 | #REF! |  |  |  |  | 884.6119
| Turnover | 0 | 0 | 0 | 0 | 0 | 0 | 0 | 0 | 0 | 0 | 0 | 0 | 0 | 0 | 0 | 0 | 0 | 0 | 0 | 0 | 0 | 0 | 0 | 0 | 0 | 0 | 0 | 0 | 0 | 0 | 0 | #REF! |  |  |  |  | 6885.4476
| Avg. Replacement Usage | 0 | 0 | 0 | 0 | 0 | 0 | 0 | 0 | 0 | 0 | 0 | 0 | 0 | 0 | 0 | 0 | 0 | 0 | 0 | 0 | 0 | 0 | 0 | 0 | 0 | 0 | 0 | 0 | 0 | 0 | 0 | #REF! |  |  |  |  | 5638.8522
| Avg. Replacement Demand (S) | 0 | 0 | 0 | 0 | 0 | 0 | 0 | 0 | 0 | 0 | 0 | 0 | 0 | 0 | 0 | 0 | 0 | 0 | 0 | 0 | 0 | 0 | 0 | 0 | 0 | 0 | 0 | 0 | 0 | 0 | 0 | #REF! |  |  |  |  | 0
| Avg. Replacement Demand (W) | 0 | 0 | 0 | 0 | 0 | 0 | 0 | 0 | 0 | 0 | 0 | 0 | 0 | 0 | 0 | 0 | 0 | 0 | 0 | 0 | 0 | 0 | 0 | 0 | 0 | 0 | 0 | 0 | 0 | 0 | 0 | #REF! |  |  |  |  | 2.9366
Tech Forecast Stock
| Year | Year 0 | Year 1 | Year 2 | Year 3 | Year 4 | Year 5 | Year 6 | Year 7 | Year 8 | Year 9 | Year 10 | Year 11 | Year 12 | Year 13 | Year 14 | Year 15 | Year 16 | Year 17 | Year 18 | Year 19 | Year 20 | Year 21 | Year 22 | Year 23 | Year 24 | Year 25 | Year 26 | Year 27 | Year 28 | Year 29 | Year 30
| E1 | 0 | 0 | 0 | 0 | 0 | 0 | 0 | 0 | 0 | 0 | 0 | 0 | 0 | 0 | 0 | 0 | 0 | 0 | 0 | 0 | 0 | 0 | 0 | 0 | 0 | 0 | 0 | 0 | 0 | 0 | 0
| E2 | 0 | 0 | 0 | 0 | 0 | 0 | 0 | 0 | 0 | 0 | 0 | 0 | 0 | 0 | 0 | 0 | 0 | 0 | 0 | 0 | 0 | 0 | 0 | 0 | 0 | 0 | 0 | 0 | 0 | 0 | 0
| E3 | 0 | 0 | 0 | 0 | 0 | 0 | 0 | 0 | 0 | 0 | 0 | 0 | 0 | 0 | 0 | 0 | 0 | 0 | 0 | 0 | 0 | 0 | 0 | 0 | 0 | 0 | 0 | 0 | 0 | 0 | 0
| E4 | 0 | 0 | 0 | 0 | 0 | 0 | 0 | 0 | 0 | 0 | 0 | 0 | 0 | 0 | 0 | 0 | 0 | 0 | 0 | 0 | 0 | 0 | 0 | 0 | 0 | 0 | 0 | 0 | 0 | 0 | 0
| E5 | 0 | 0 | 0 | 0 | 0 | 0 | 0 | 0 | 0 | 0 | 0 | 0 | 0 | 0 | 0 | 0 | 0 | 0 | 0 | 0 | 0 | 0 | 0 | 0 | 0 | 0 | 0 | 0 | 0 | 0 | 0
| E6 | 0 | 0 | 0 | 0 | 0 | 0 | 0 | 0 | 0 | 0 | 0 | 0 | 0 | 0 | 0 | 0 | 0 | 0 | 0 | 0 | 0 | 0 | 0 | 0 | 0 | 0 | 0 | 0 | 0 | 0 | 0
| E7 | 0 | 0 | 0 | 0 | 0 | 0 | 0 | 0 | 0 | 0 | 0 | 0 | 0 | 0 | 0 | 0 | 0 | 0 | 0 | 0 | 0 | 0 | 0 | 0 | 0 | 0 | 0 | 0 | 0 | 0 | 0
| E8 | 0 | 0 | 0 | 0 | 0 | 0 | 0 | 0 | 0 | 0 | 0 | 0 | 0 | 0 | 0 | 0 | 0 | 0 | 0 | 0 | 0 | 0 | 0 | 0 | 0 | 0 | 0 | 0 | 0 | 0 | 0
| E9 | 0 | 0 | 0 | 0 | 0 | 0 | 0 | 0 | 0 | 0 | 0 | 0 | 0 | 0 | 0 | 0 | 0 | 0 | 0 | 0 | 0 | 0 | 0 | 0 | 0 | 0 | 0 | 0 | 0 | 0 | 0
| E10 | 0 | 0 | 0 | 0 | 0 | 0 | 0 | 0 | 0 | 0 | 0 | 0 | 0 | 0 | 0 | 0 | 0 | 0 | 0 | 0 | 0 | 0 | 0 | 0 | 0 | 0 | 0 | 0 | 0 | 0 | 0
| Vintage | 0 | 0 | 0 | 0 | 0 | 0 | 0 | 0 | 0 | 0 | 0 | 0 | 0 | 0 | 0 | 0 | 0 | 0 | 0 | 0 | 0 | 0 | 0 | 0 | 0 | 0 | 0 | 0 | 0 | 0 | 0
Stock for Switching
| Year | Year 0 | Year 1 | Year 2 | Year 3 | Year 4 | Year 5 | Year 6 | Year 7 | Year 8 | Year 9 | Year 10 | Year 11 | Year 12 | Year 13 | Year 14 | Year 15 | Year 16 | Year 17 | Year 18 | Year 19 | Year 20 | Year 21 | Year 22 | Year 23 | Year 24 | Year 25 | Year 26 | Year 27 | Year 28 | Year 29 | Year 30
| E1 | 0 | 0 | 0 | 0 | 0 | 0 | 0 | 0 | 0 | 0 | 0 | 0 | 0 | 0 | 0 | 0 | 0 | 0 | 0 | 0 | 0 | 0 | 0 | 0 | 0 | 0 | 0 | 0 | 0 | 0 | 0 | 0_E1_SysStock
| E2 | 0 | 0 | 0 | 0 | 0 | 0 | 0 | 0 | 0 | 0 | 0 | 0 | 0 | 0 | 0 | 0 | 0 | 0 | 0 | 0 | 0 | 0 | 0 | 0 | 0 | 0 | 0 | 0 | 0 | 0 | 0 | 0_E2_SysStock
| E3 | 0 | 0 | 0 | 0 | 0 | 0 | 0 | 0 | 0 | 0 | 0 | 0 | 0 | 0 | 0 | 0 | 0 | 0 | 0 | 0 | 0 | 0 | 0 | 0 | 0 | 0 | 0 | 0 | 0 | 0 | 0 | 0_E3_SysStock
| E4 | 0 | 0 | 0 | 0 | 0 | 0 | 0 | 0 | 0 | 0 | 0 | 0 | 0 | 0 | 0 | 0 | 0 | 0 | 0 | 0 | 0 | 0 | 0 | 0 | 0 | 0 | 0 | 0 | 0 | 0 | 0 | 0_E4_SysStock
| E5 | 0 | 0 | 0 | 0 | 0 | 0 | 0 | 0 | 0 | 0 | 0 | 0 | 0 | 0 | 0 | 0 | 0 | 0 | 0 | 0 | 0 | 0 | 0 | 0 | 0 | 0 | 0 | 0 | 0 | 0 | 0 | 0_E5_SysStock
| E6 | 0 | 0 | 0 | 0 | 0 | 0 | 0 | 0 | 0 | 0 | 0 | 0 | 0 | 0 | 0 | 0 | 0 | 0 | 0 | 0 | 0 | 0 | 0 | 0 | 0 | 0 | 0 | 0 | 0 | 0 | 0 | 0_E6_SysStock
| E7 | 0 | 0 | 0 | 0 | 0 | 0 | 0 | 0 | 0 | 0 | 0 | 0 | 0 | 0 | 0 | 0 | 0 | 0 | 0 | 0 | 0 | 0 | 0 | 0 | 0 | 0 | 0 | 0 | 0 | 0 | 0 | 0_E7_SysStock
| E8 | 0 | 0 | 0 | 0 | 0 | 0 | 0 | 0 | 0 | 0 | 0 | 0 | 0 | 0 | 0 | 0 | 0 | 0 | 0 | 0 | 0 | 0 | 0 | 0 | 0 | 0 | 0 | 0 | 0 | 0 | 0 | 0_E8_SysStock
| E9 | 0 | 0 | 0 | 0 | 0 | 0 | 0 | 0 | 0 | 0 | 0 | 0 | 0 | 0 | 0 | 0 | 0 | 0 | 0 | 0 | 0 | 0 | 0 | 0 | 0 | 0 | 0 | 0 | 0 | 0 | 0 | 0_E9_SysStock
| E10 | 0 | 0 | 0 | 0 | 0 | 0 | 0 | 0 | 0 | 0 | 0 | 0 | 0 | 0 | 0 | 0 | 0 | 0 | 0 | 0 | 0 | 0 | 0 | 0 | 0 | 0 | 0 | 0 | 0 | 0 | 0 | 0_E10_SysStock
| Vintage | 0 | 0 | 0 | 0 | 0 | 0 | 0 | 0 | 0 | 0 | 0 | 0 | 0 | 0 | 0 | 0 | 0 | 0 | 0 | 0 | 0 | 0 | 0 | 0 | 0 | 0 | 0 | 0 | 0 | 0 | 0 | 0_Vintage_SysStock
Tech Forecast Purchases
| Year | Year 0 | Year 1 | Year 2 | Year 3 | Year 4 | Year 5 | Year 6 | Year 7 | Year 8 | Year 9 | Year 10 | Year 11 | Year 12 | Year 13 | Year 14 | Year 15 | Year 16 | Year 17 | Year 18 | Year 19 | Year 20 | Year 21 | Year 22 | Year 23 | Year 24 | Year 25 | Year 26 | Year 27 | Year 28 | Year 29 | Year 30
| E1 | 0 | 0 | 0 | 0 | 0 | 0 | 0 | 0 | 0 | 0 | 0 | 0 | 0 | 0 | 0 | 0 | 0 | 0 | 0 | 0 | 0 | 0 | 0 | 0 | 0 | 0 | 0 | 0 | 0 | 0 | 0
| E2 | 0 | 0 | 0 | 0 | 0 | 0 | 0 | 0 | 0 | 0 | 0 | 0 | 0 | 0 | 0 | 0 | 0 | 0 | 0 | 0 | 0 | 0 | 0 | 0 | 0 | 0 | 0 | 0 | 0 | 0 | 0
| E3 | 0 | 0 | 0 | 0 | 0 | 0 | 0 | 0 | 0 | 0 | 0 | 0 | 0 | 0 | 0 | 0 | 0 | 0 | 0 | 0 | 0 | 0 | 0 | 0 | 0 | 0 | 0 | 0 | 0 | 0 | 0
| E4 | 0 | 0 | 0 | 0 | 0 | 0 | 0 | 0 | 0 | 0 | 0 | 0 | 0 | 0 | 0 | 0 | 0 | 0 | 0 | 0 | 0 | 0 | 0 | 0 | 0 | 0 | 0 | 0 | 0 | 0 | 0
| E5 | 0 | 0 | 0 | 0 | 0 | 0 | 0 | 0 | 0 | 0 | 0 | 0 | 0 | 0 | 0 | 0 | 0 | 0 | 0 | 0 | 0 | 0 | 0 | 0 | 0 | 0 | 0 | 0 | 0 | 0 | 0
| E6 | 0 | 0 | 0 | 0 | 0 | 0 | 0 | 0 | 0 | 0 | 0 | 0 | 0 | 0 | 0 | 0 | 0 | 0 | 0 | 0 | 0 | 0 | 0 | 0 | 0 | 0 | 0 | 0 | 0 | 0 | 0
| E7 | 0 | 0 | 0 | 0 | 0 | 0 | 0 | 0 | 0 | 0 | 0 | 0 | 0 | 0 | 0 | 0 | 0 | 0 | 0 | 0 | 0 | 0 | 0 | 0 | 0 | 0 | 0 | 0 | 0 | 0 | 0
| E8 | 0 | 0 | 0 | 0 | 0 | 0 | 0 | 0 | 0 | 0 | 0 | 0 | 0 | 0 | 0 | 0 | 0 | 0 | 0 | 0 | 0 | 0 | 0 | 0 | 0 | 0 | 0 | 0 | 0 | 0 | 0
| E9 | 0 | 0 | 0 | 0 | 0 | 0 | 0 | 0 | 0 | 0 | 0 | 0 | 0 | 0 | 0 | 0 | 0 | 0 | 0 | 0 | 0 | 0 | 0 | 0 | 0 | 0 | 0 | 0 | 0 | 0 | 0
| E10 | 0 | 0 | 0 | 0 | 0 | 0 | 0 | 0 | 0 | 0 | 0 | 0 | 0 | 0 | 0 | 0 | 0 | 0 | 0 | 0 | 0 | 0 | 0 | 0 | 0 | 0 | 0 | 0 | 0 | 0 | 0
Potential to Switch
| Year | Year 0 | Year 1 | Year 2 | Year 3 | Year 4 | Year 5 | Year 6 | Year 7 | Year 8 | Year 9 | Year 10 | Year 11 | Year 12 | Year 13 | Year 14 | Year 15 | Year 16 | Year 17 | Year 18 | Year 19 | Year 20 | Year 21 | Year 22 | Year 23 | Year 24 | Year 25 | Year 26 | Year 27 | Year 28 | Year 29 | Year 30
| E1 | 0 | 0 | 0 | 0 | 0 | 0 | 0 | 0 | 0 | 0 | 0 | 0 | 0 | 0 | 0 | 0 | 0 | 0 | 0 | 0 | 0 | 0 | 0 | 0 | 0 | 0 | 0 | 0 | 0 | 0 | 0 | 0_E1_Switched Out
| E2 | 0 | 0 | 0 | 0 | 0 | 0 | 0 | 0 | 0 | 0 | 0 | 0 | 0 | 0 | 0 | 0 | 0 | 0 | 0 | 0 | 0 | 0 | 0 | 0 | 0 | 0 | 0 | 0 | 0 | 0 | 0 | 0_E2_Switched Out
| E3 | 0 | 0 | 0 | 0 | 0 | 0 | 0 | 0 | 0 | 0 | 0 | 0 | 0 | 0 | 0 | 0 | 0 | 0 | 0 | 0 | 0 | 0 | 0 | 0 | 0 | 0 | 0 | 0 | 0 | 0 | 0 | 0_E3_Switched Out
| E4 | 0 | 0 | 0 | 0 | 0 | 0 | 0 | 0 | 0 | 0 | 0 | 0 | 0 | 0 | 0 | 0 | 0 | 0 | 0 | 0 | 0 | 0 | 0 | 0 | 0 | 0 | 0 | 0 | 0 | 0 | 0 | 0_E4_Switched Out
| E5 | 0 | 0 | 0 | 0 | 0 | 0 | 0 | 0 | 0 | 0 | 0 | 0 | 0 | 0 | 0 | 0 | 0 | 0 | 0 | 0 | 0 | 0 | 0 | 0 | 0 | 0 | 0 | 0 | 0 | 0 | 0 | 0_E5_Switched Out
| E6 | 0 | 0 | 0 | 0 | 0 | 0 | 0 | 0 | 0 | 0 | 0 | 0 | 0 | 0 | 0 | 0 | 0 | 0 | 0 | 0 | 0 | 0 | 0 | 0 | 0 | 0 | 0 | 0 | 0 | 0 | 0 | 0_E6_Switched Out
| E7 | 0 | 0 | 0 | 0 | 0 | 0 | 0 | 0 | 0 | 0 | 0 | 0 | 0 | 0 | 0 | 0 | 0 | 0 | 0 | 0 | 0 | 0 | 0 | 0 | 0 | 0 | 0 | 0 | 0 | 0 | 0 | 0_E7_Switched Out
| E8 | 0 | 0 | 0 | 0 | 0 | 0 | 0 | 0 | 0 | 0 | 0 | 0 | 0 | 0 | 0 | 0 | 0 | 0 | 0 | 0 | 0 | 0 | 0 | 0 | 0 | 0 | 0 | 0 | 0 | 0 | 0 | 0_E8_Switched Out
| E9 | 0 | 0 | 0 | 0 | 0 | 0 | 0 | 0 | 0 | 0 | 0 | 0 | 0 | 0 | 0 | 0 | 0 | 0 | 0 | 0 | 0 | 0 | 0 | 0 | 0 | 0 | 0 | 0 | 0 | 0 | 0 | 0_E9_Switched Out
| E10 | 0 | 0 | 0 | 0 | 0 | 0 | 0 | 0 | 0 | 0 | 0 | 0 | 0 | 0 | 0 | 0 | 0 | 0 | 0 | 0 | 0 | 0 | 0 | 0 | 0 | 0 | 0 | 0 | 0 | 0 | 0 | 0_E10_Switched Out
Units Out
| E1 | 0 | 0 | 0 | 0 | 0 | 0 | 0 | 0 | 0 | 0 | 0 | 0 | 0 | 0 | 0 | 0 | 0 | 0 | 0 | 0 | 0 | 0 | 0 | 0 | 0 | 0 | 0 | 0 | 0 | 0 | 0
| E2 | 0 | 0 | 0 | 0 | 0 | 0 | 0 | 0 | 0 | 0 | 0 | 0 | 0 | 0 | 0 | 0 | 0 | 0 | 0 | 0 | 0 | 0 | 0 | 0 | 0 | 0 | 0 | 0 | 0 | 0 | 0
| E3 | 0 | 0 | 0 | 0 | 0 | 0 | 0 | 0 | 0 | 0 | 0 | 0 | 0 | 0 | 0 | 0 | 0 | 0 | 0 | 0 | 0 | 0 | 0 | 0 | 0 | 0 | 0 | 0 | 0 | 0 | 0
| E4 | 0 | 0 | 0 | 0 | 0 | 0 | 0 | 0 | 0 | 0 | 0 | 0 | 0 | 0 | 0 | 0 | 0 | 0 | 0 | 0 | 0 | 0 | 0 | 0 | 0 | 0 | 0 | 0 | 0 | 0 | 0
| E5 | 0 | 0 | 0 | 0 | 0 | 0 | 0 | 0 | 0 | 0 | 0 | 0 | 0 | 0 | 0 | 0 | 0 | 0 | 0 | 0 | 0 | 0 | 0 | 0 | 0 | 0 | 0 | 0 | 0 | 0 | 0
| E6 | 0 | 0 | 0 | 0 | 0 | 0 | 0 | 0 | 0 | 0 | 0 | 0 | 0 | 0 | 0 | 0 | 0 | 0 | 0 | 0 | 0 | 0 | 0 | 0 | 0 | 0 | 0 | 0 | 0 | 0 | 0
| E7 | 0 | 0 | 0 | 0 | 0 | 0 | 0 | 0 | 0 | 0 | 0 | 0 | 0 | 0 | 0 | 0 | 0 | 0 | 0 | 0 | 0 | 0 | 0 | 0 | 0 | 0 | 0 | 0 | 0 | 0 | 0
| E8 | 0 | 0 | 0 | 0 | 0 | 0 | 0 | 0 | 0 | 0 | 0 | 0 | 0 | 0 | 0 | 0 | 0 | 0 | 0 | 0 | 0 | 0 | 0 | 0 | 0 | 0 | 0 | 0 | 0 | 0 | 0
| E9 | 0 | 0 | 0 | 0 | 0 | 0 | 0 | 0 | 0 | 0 | 0 | 0 | 0 | 0 | 0 | 0 | 0 | 0 | 0 | 0 | 0 | 0 | 0 | 0 | 0 | 0 | 0 | 0 | 0 | 0 | 0
| E10 | 0 | 0 | 0 | 0 | 0 | 0 | 0 | 0 | 0 | 0 | 0 | 0 | 0 | 0 | 0 | 0 | 0 | 0 | 0 | 0 | 0 | 0 | 0 | 0 | 0 | 0 | 0 | 0 | 0 | 0 | 0
| Vintage | 0 | 0 | 0 | 0 | 0 | 0 | 0 | 0 | 0 | 0 | 0 | 0 | 0 | 0 | 0 | 0 | 0 | 0 | 0 | 0 | 0 | 0 | 0 | 0 | 0 | 0 | 0 | 0 | 0 | 0 | 0
Tech Purchase Shares
| Year | Year 0 | Year 1 | Year 2 | Year 3 | Year 4 | Year 5 | Year 6 | Year 7 | Year 8 | Year 9 | Year 10 | Year 11 | Year 12 | Year 13 | Year 14 | Year 15 | Year 16 | Year 17 | Year 18 | Year 19 | Year 20 | Year 21 | Year 22 | Year 23 | Year 24 | Year 25 | Year 26 | Year 27 | Year 28 | Year 29 | Year 30
E1 | bar: Year 0 to Year 30
E2 | bar: Year 0 to Year 30
E3 | bar: Year 0 to Year 30
E4 | bar: Year 0 to Year 30
E5 | bar: Year 0 to Year 30
E6 | bar: Year 0 to Year 30
E7 | bar: Year 0 to Year 30
E8 | bar: Year 0 to Year 30
E9 | bar: Year 0 to Year 30
E10 | bar: Year 0 to Year 30
Units In from Switching
| E1 | 0 | 0 | 0 | 0 | 0 | 0 | 0 | 0 | 0 | 0 | 0 | 0 | 0 | 0 | 0 | 0 | 0 | 0 | 0 | 0 | 0 | 0 | 0 | 0 | 0 | 0 | 0 | 0 | 0 | 0 | 0
| E2 | 0 | 0 | 0 | 0 | 0 | 0 | 0 | 0 | 0 | 0 | 0 | 0 | 0 | 0 | 0 | 0 | 0 | 0 | 0 | 0 | 0 | 0 | 0 | 0 | 0 | 0 | 0 | 0 | 0 | 0 | 0
| E3 | 0 | 0 | 0 | 0 | 0 | 0 | 0 | 0 | 0 | 0 | 0 | 0 | 0 | 0 | 0 | 0 | 0 | 0 | 0 | 0 | 0 | 0 | 0 | 0 | 0 | 0 | 0 | 0 | 0 | 0 | 0
| E4 | 0 | 0 | 0 | 0 | 0 | 0 | 0 | 0 | 0 | 0 | 0 | 0 | 0 | 0 | 0 | 0 | 0 | 0 | 0 | 0 | 0 | 0 | 0 | 0 | 0 | 0 | 0 | 0 | 0 | 0 | 0
| E5 | 0 | 0 | 0 | 0 | 0 | 0 | 0 | 0 | 0 | 0 | 0 | 0 | 0 | 0 | 0 | 0 | 0 | 0 | 0 | 0 | 0 | 0 | 0 | 0 | 0 | 0 | 0 | 0 | 0 | 0 | 0
| E6 | 0 | 0 | 0 | 0 | 0 | 0 | 0 | 0 | 0 | 0 | 0 | 0 | 0 | 0 | 0 | 0 | 0 | 0 | 0 | 0 | 0 | 0 | 0 | 0 | 0 | 0 | 0 | 0 | 0 | 0 | 0
| E7 | 0 | 0 | 0 | 0 | 0 | 0 | 0 | 0 | 0 | 0 | 0 | 0 | 0 | 0 | 0 | 0 | 0 | 0 | 0 | 0 | 0 | 0 | 0 | 0 | 0 | 0 | 0 | 0 | 0 | 0 | 0
| E8 | 0 | 0 | 0 | 0 | 0 | 0 | 0 | 0 | 0 | 0 | 0 | 0 | 0 | 0 | 0 | 0 | 0 | 0 | 0 | 0 | 0 | 0 | 0 | 0 | 0 | 0 | 0 | 0 | 0 | 0 | 0
| E9 | 0 | 0 | 0 | 0 | 0 | 0 | 0 | 0 | 0 | 0 | 0 | 0 | 0 | 0 | 0 | 0 | 0 | 0 | 0 | 0 | 0 | 0 | 0 | 0 | 0 | 0 | 0 | 0 | 0 | 0 | 0
| E10 | 0 | 0 | 0 | 0 | 0 | 0 | 0 | 0 | 0 | 0 | 0 | 0 | 0 | 0 | 0 | 0 | 0 | 0 | 0 | 0 | 0 | 0 | 0 | 0 | 0 | 0 | 0 | 0 | 0 | 0 | 0
| Vintage | 0 | 0 | 0 | 0 | 0 | 0 | 0 | 0 | 0 | 0 | 0 | 0 | 0 | 0 | 0 | 0 | 0 | 0 | 0 | 0 | 0 | 0 | 0 | 0 | 0 | 0 | 0 | 0 | 0 | 0 | 0
Net Change
| Year | Year 0 | Year 1 | Year 2 | Year 3 | Year 4 | Year 5 | Year 6 | Year 7 | Year 8 | Year 9 | Year 10 | Year 11 | Year 12 | Year 13 | Year 14 | Year 15 | Year 16 | Year 17 | Year 18 | Year 19 | Year 20 | Year 21 | Year 22 | Year 23 | Year 24 | Year 25 | Year 26 | Year 27 | Year 28 | Year 29 | Year 30 | Key
| Units | 0 | 0 | 0 | 0 | 0 | 0 | 0 | 0 | 0 | 0 | 0 | 0 | 0 | 0 | 0 | 0 | 0 | 0 | 0 | 0 | 0 | 0 | 0 | 0 | 0 | 0 | 0 | 0 | 0 | 0 | 0 | 0_Units |  |  |  |  | 301957.8232
| Usage | 0 | 0 | 0 | 0 | 0 | 0 | 0 | 0 | 0 | 0 | 0 | 0 | 0 | 0 | 0 | 0 | 0 | 0 | 0 | 0 | 0 | 0 | 0 | 0 | 0 | 0 | 0 | 0 | 0 | 0 | 0 | 0_Usage |  |  |  |  | 1698.6543
| Peak Demand (S) | 0 | 0 | 0 | 0 | 0 | 0 | 0 | 0 | 0 | 0 | 0 | 0 | 0 | 0 | 0 | 0 | 0 | 0 | 0 | 0 | 0 | 0 | 0 | 0 | 0 | 0 | 0 | 0 | 0 | 0 | 0 | 0_Peak Demand (S) |  |  |  |  | 0
| Peak Demand (W) | 0 | 0 | 0 | 0 | 0 | 0 | 0 | 0 | 0 | 0 | 0 | 0 | 0 | 0 | 0 | 0 | 0 | 0 | 0 | 0 | 0 | 0 | 0 | 0 | 0 | 0 | 0 | 0 | 0 | 0 | 0 | 0_Peak Demand (W) |  |  |  |  | 884.6119
| Turnover | 0 | 0 | 0 | 0 | 0 | 0 | 0 | 0 | 0 | 0 | 0 | 0 | 0 | 0 | 0 | 0 | 0 | 0 | 0 | 0 | 0 | 0 | 0 | 0 | 0 | 0 | 0 | 0 | 0 | 0 | 0 | 0_Turnover |  |  |  |  | 6885.4476
| Avg. Replacement Usage | 0 | 0 | 0 | 0 | 0 | 0 | 0 | 0 | 0 | 0 | 0 | 0 | 0 | 0 | 0 | 0 | 0 | 0 | 0 | 0 | 0 | 0 | 0 | 0 | 0 | 0 | 0 | 0 | 0 | 0 | 0 | 0_Avg. Replacement Usage |  |  |  |  | 5638.8522
| Avg. Replacement Demand (S) | 0 | 0 | 0 | 0 | 0 | 0 | 0 | 0 | 0 | 0 | 0 | 0 | 0 | 0 | 0 | 0 | 0 | 0 | 0 | 0 | 0 | 0 | 0 | 0 | 0 | 0 | 0 | 0 | 0 | 0 | 0 | 0_Avg. Replacement Demand (S) |  |  |  |  | 0
| Avg. Replacement Demand (W) | 0 | 0 | 0 | 0 | 0 | 0 | 0 | 0 | 0 | 0 | 0 | 0 | 0 | 0 | 0 | 0 | 0 | 0 | 0 | 0 | 0 | 0 | 0 | 0 | 0 | 0 | 0 | 0 | 0 | 0 | 0 | 0_Avg. Replacement Demand (W) |  |  |  |  | 2.9366
Purchases
| Year | Year 0 | Year 1 | Year 2 | Year 3 | Year 4 | Year 5 | Year 6 | Year 7 | Year 8 | Year 9 | Year 10 | Year 11 | Year 12 | Year 13 | Year 14 | Year 15 | Year 16 | Year 17 | Year 18 | Year 19 | Year 20 | Year 21 | Year 22 | Year 23 | Year 24 | Year 25 | Year 26 | Year 27 | Year 28 | Year 29 | Year 30
| E1 | 0 | 0 | 0 | 0 | 0 | 0 | 0 | 0 | 0 | 0 | 0 | 0 | 0 | 0 | 0 | 0 | 0 | 0 | 0 | 0 | 0 | 0 | 0 | 0 | 0 | 0 | 0 | 0 | 0 | 0 | 0 | 0_E1_Purchases |  |  |  |  | 6885.4476
| E2 | 0 | 0 | 0 | 0 | 0 | 0 | 0 | 0 | 0 | 0 | 0 | 0 | 0 | 0 | 0 | 0 | 0 | 0 | 0 | 0 | 0 | 0 | 0 | 0 | 0 | 0 | 0 | 0 | 0 | 0 | 0 | 0_E2_Purchases |  |  |  |  | 0
| E3 | 0 | 0 | 0 | 0 | 0 | 0 | 0 | 0 | 0 | 0 | 0 | 0 | 0 | 0 | 0 | 0 | 0 | 0 | 0 | 0 | 0 | 0 | 0 | 0 | 0 | 0 | 0 | 0 | 0 | 0 | 0 | 0_E3_Purchases |  |  |  |  | 0
| E4 | 0 | 0 | 0 | 0 | 0 | 0 | 0 | 0 | 0 | 0 | 0 | 0 | 0 | 0 | 0 | 0 | 0 | 0 | 0 | 0 | 0 | 0 | 0 | 0 | 0 | 0 | 0 | 0 | 0 | 0 | 0 | 0_E4_Purchases |  |  |  |  | 0
| E5 | 0 | 0 | 0 | 0 | 0 | 0 | 0 | 0 | 0 | 0 | 0 | 0 | 0 | 0 | 0 | 0 | 0 | 0 | 0 | 0 | 0 | 0 | 0 | 0 | 0 | 0 | 0 | 0 | 0 | 0 | 0 | 0_E5_Purchases |  |  |  |  | 0
| E6 | 0 | 0 | 0 | 0 | 0 | 0 | 0 | 0 | 0 | 0 | 0 | 0 | 0 | 0 | 0 | 0 | 0 | 0 | 0 | 0 | 0 | 0 | 0 | 0 | 0 | 0 | 0 | 0 | 0 | 0 | 0 | 0_E6_Purchases |  |  |  |  | 0
| E7 | 0 | 0 | 0 | 0 | 0 | 0 | 0 | 0 | 0 | 0 | 0 | 0 | 0 | 0 | 0 | 0 | 0 | 0 | 0 | 0 | 0 | 0 | 0 | 0 | 0 | 0 | 0 | 0 | 0 | 0 | 0 | 0_E7_Purchases |  |  |  |  | 0
| E8 | 0 | 0 | 0 | 0 | 0 | 0 | 0 | 0 | 0 | 0 | 0 | 0 | 0 | 0 | 0 | 0 | 0 | 0 | 0 | 0 | 0 | 0 | 0 | 0 | 0 | 0 | 0 | 0 | 0 | 0 | 0 | 0_E8_Purchases |  |  |  |  | 0
| E9 | 0 | 0 | 0 | 0 | 0 | 0 | 0 | 0 | 0 | 0 | 0 | 0 | 0 | 0 | 0 | 0 | 0 | 0 | 0 | 0 | 0 | 0 | 0 | 0 | 0 | 0 | 0 | 0 | 0 | 0 | 0 | 0_E9_Purchases |  |  |  |  | 0
| E10 | 0 | 0 | 0 | 0 | 0 | 0 | 0 | 0 | 0 | 0 | 0 | 0 | 0 | 0 | 0 | 0 | 0 | 0 | 0 | 0 | 0 | 0 | 0 | 0 | 0 | 0 | 0 | 0 | 0 | 0 | 0 | 0_E10_Purchases |  |  |  |  | 0
Stock
| Year | Year 0 | Year 1 | Year 2 | Year 3 | Year 4 | Year 5 | Year 6 | Year 7 | Year 8 | Year 9 | Year 10 | Year 11 | Year 12 | Year 13 | Year 14 | Year 15 | Year 16 | Year 17 | Year 18 | Year 19 | Year 20 | Year 21 | Year 22 | Year 23 | Year 24 | Year 25 | Year 26 | Year 27 | Year 28 | Year 29 | Year 30
| E1 | 0 | 0 | 0 | 0 | 0 | 0 | 0 | 0 | 0 | 0 | 0 | 0 | 0 | 0 | 0 | 0 | 0 | 0 | 0 | 0 | 0 | 0 | 0 | 0 | 0 | 0 | 0 | 0 | 0 | 0 | 0 | 0_E1_Stock |  |  |  |  | 13576.6093
| E2 | 0 | 0 | 0 | 0 | 0 | 0 | 0 | 0 | 0 | 0 | 0 | 0 | 0 | 0 | 0 | 0 | 0 | 0 | 0 | 0 | 0 | 0 | 0 | 0 | 0 | 0 | 0 | 0 | 0 | 0 | 0 | 0_E2_Stock |  |  |  |  | 0
| E3 | 0 | 0 | 0 | 0 | 0 | 0 | 0 | 0 | 0 | 0 | 0 | 0 | 0 | 0 | 0 | 0 | 0 | 0 | 0 | 0 | 0 | 0 | 0 | 0 | 0 | 0 | 0 | 0 | 0 | 0 | 0 | 0_E3_Stock |  |  |  |  | 0
| E4 | 0 | 0 | 0 | 0 | 0 | 0 | 0 | 0 | 0 | 0 | 0 | 0 | 0 | 0 | 0 | 0 | 0 | 0 | 0 | 0 | 0 | 0 | 0 | 0 | 0 | 0 | 0 | 0 | 0 | 0 | 0 | 0_E4_Stock |  |  |  |  | 0
| E5 | 0 | 0 | 0 | 0 | 0 | 0 | 0 | 0 | 0 | 0 | 0 | 0 | 0 | 0 | 0 | 0 | 0 | 0 | 0 | 0 | 0 | 0 | 0 | 0 | 0 | 0 | 0 | 0 | 0 | 0 | 0 | 0_E5_Stock |  |  |  |  | 0
| E6 | 0 | 0 | 0 | 0 | 0 | 0 | 0 | 0 | 0 | 0 | 0 | 0 | 0 | 0 | 0 | 0 | 0 | 0 | 0 | 0 | 0 | 0 | 0 | 0 | 0 | 0 | 0 | 0 | 0 | 0 | 0 | 0_E6_Stock |  |  |  |  | 0
| E7 | 0 | 0 | 0 | 0 | 0 | 0 | 0 | 0 | 0 | 0 | 0 | 0 | 0 | 0 | 0 | 0 | 0 | 0 | 0 | 0 | 0 | 0 | 0 | 0 | 0 | 0 | 0 | 0 | 0 | 0 | 0 | 0_E7_Stock |  |  |  |  | 0
| E8 | 0 | 0 | 0 | 0 | 0 | 0 | 0 | 0 | 0 | 0 | 0 | 0 | 0 | 0 | 0 | 0 | 0 | 0 | 0 | 0 | 0 | 0 | 0 | 0 | 0 | 0 | 0 | 0 | 0 | 0 | 0 | 0_E8_Stock |  |  |  |  | 0
| E9 | 0 | 0 | 0 | 0 | 0 | 0 | 0 | 0 | 0 | 0 | 0 | 0 | 0 | 0 | 0 | 0 | 0 | 0 | 0 | 0 | 0 | 0 | 0 | 0 | 0 | 0 | 0 | 0 | 0 | 0 | 0 | 0_E9_Stock |  |  |  |  | 0
| E10 | 0 | 0 | 0 | 0 | 0 | 0 | 0 | 0 | 0 | 0 | 0 | 0 | 0 | 0 | 0 | 0 | 0 | 0 | 0 | 0 | 0 | 0 | 0 | 0 | 0 | 0 | 0 | 0 | 0 | 0 | 0 | 0_E10_Stock |  |  |  |  | 0
| Vintage | 0 | 0 | 0 | 0 | 0 | 0 | 0 | 0 | 0 | 0 | 0 | 0 | 0 | 0 | 0 | 0 | 0 | 0 | 0 | 0 | 0 | 0 | 0 | 0 | 0 | 0 | 0 | 0 | 0 | 0 | 0 | 0_Vintage_Stock |  |  |  |  | 288381.2139
S2C3 |  | Year 0: System 2 Technology 3
Technology Variables
| Tech Key | Year 0: 0
| Peak Factor (S) | Year 0: 0
| Peak Factor (W) | Year 0: 0
| Min Vintage Lifetime | Year 0: 0
| Max Vintage Lifetime | Year 0: 0
| Turnover Style | Year 0: 0
Technology Variables
| Equipment | Year 0: Label; Year 1: Min Lifetime; Year 2: Max Lifetime; Year 3: Degradation; Year 4: Usage; Year 5: Available
| E1 | Year 1: 0; Year 2: 0; Year 3: 0%; Year 4: 0; Year 5: FALSE
| E2 | Year 1: 0; Year 2: 0; Year 3: 0%; Year 4: 0; Year 5: FALSE
| E3 | Year 1: 0; Year 2: 0; Year 3: 0%; Year 4: 0; Year 5: FALSE
| E4 | Year 1: 0; Year 2: 0; Year 3: 0%; Year 4: 0; Year 5: FALSE
| E5 | Year 1: 0; Year 2: 0; Year 3: 0%; Year 4: 0; Year 5: FALSE
| E6 | Year 1: 0; Year 2: 0; Year 3: 0%; Year 4: 0; Year 5: FALSE
| E7 | Year 1: 0; Year 2: 0; Year 3: 0%; Year 4: 0; Year 5: FALSE
| E8 | Year 1: 0; Year 2: 0; Year 3: 0%; Year 4: 0; Year 5: FALSE
| E9 | Year 1: 0; Year 2: 0; Year 3: 0%; Year 4: 0; Year 5: FALSE
| E10 | Year 1: 0; Year 2: 0; Year 3: 0%; Year 4: 0; Year 5: FALSE
Original Forecast Results
| Year | Year 0 | Year 1 | Year 2 | Year 3 | Year 4 | Year 5 | Year 6 | Year 7 | Year 8 | Year 9 | Year 10 | Year 11 | Year 12 | Year 13 | Year 14 | Year 15 | Year 16 | Year 17 | Year 18 | Year 19 | Year 20 | Year 21 | Year 22 | Year 23 | Year 24 | Year 25 | Year 26 | Year 27 | Year 28 | Year 29 | Year 30 | Key
| Units | 0 | 0 | 0 | 0 | 0 | 0 | 0 | 0 | 0 | 0 | 0 | 0 | 0 | 0 | 0 | 0 | 0 | 0 | 0 | 0 | 0 | 0 | 0 | 0 | 0 | 0 | 0 | 0 | 0 | 0 | 0 | #REF! |  |  |  |  | 301957.8232
| Usage | 0 | 0 | 0 | 0 | 0 | 0 | 0 | 0 | 0 | 0 | 0 | 0 | 0 | 0 | 0 | 0 | 0 | 0 | 0 | 0 | 0 | 0 | 0 | 0 | 0 | 0 | 0 | 0 | 0 | 0 | 0 | #REF! |  |  |  |  | 1698.6543
| Peak Demand (S) | 0 | 0 | 0 | 0 | 0 | 0 | 0 | 0 | 0 | 0 | 0 | 0 | 0 | 0 | 0 | 0 | 0 | 0 | 0 | 0 | 0 | 0 | 0 | 0 | 0 | 0 | 0 | 0 | 0 | 0 | 0 | #REF! |  |  |  |  | 0
| Peak Demand (W) | 0 | 0 | 0 | 0 | 0 | 0 | 0 | 0 | 0 | 0 | 0 | 0 | 0 | 0 | 0 | 0 | 0 | 0 | 0 | 0 | 0 | 0 | 0 | 0 | 0 | 0 | 0 | 0 | 0 | 0 | 0 | #REF! |  |  |  |  | 884.6119
| Turnover | 0 | 0 | 0 | 0 | 0 | 0 | 0 | 0 | 0 | 0 | 0 | 0 | 0 | 0 | 0 | 0 | 0 | 0 | 0 | 0 | 0 | 0 | 0 | 0 | 0 | 0 | 0 | 0 | 0 | 0 | 0 | #REF! |  |  |  |  | 6885.4476
| Avg. Replacement Usage | 0 | 0 | 0 | 0 | 0 | 0 | 0 | 0 | 0 | 0 | 0 | 0 | 0 | 0 | 0 | 0 | 0 | 0 | 0 | 0 | 0 | 0 | 0 | 0 | 0 | 0 | 0 | 0 | 0 | 0 | 0 | #REF! |  |  |  |  | 5638.8522
| Avg. Replacement Demand (S) | 0 | 0 | 0 | 0 | 0 | 0 | 0 | 0 | 0 | 0 | 0 | 0 | 0 | 0 | 0 | 0 | 0 | 0 | 0 | 0 | 0 | 0 | 0 | 0 | 0 | 0 | 0 | 0 | 0 | 0 | 0 | #REF! |  |  |  |  | 0
| Avg. Replacement Demand (W) | 0 | 0 | 0 | 0 | 0 | 0 | 0 | 0 | 0 | 0 | 0 | 0 | 0 | 0 | 0 | 0 | 0 | 0 | 0 | 0 | 0 | 0 | 0 | 0 | 0 | 0 | 0 | 0 | 0 | 0 | 0 | #REF! |  |  |  |  | 2.9366
Tech Forecast Stock
| Year | Year 0 | Year 1 | Year 2 | Year 3 | Year 4 | Year 5 | Year 6 | Year 7 | Year 8 | Year 9 | Year 10 | Year 11 | Year 12 | Year 13 | Year 14 | Year 15 | Year 16 | Year 17 | Year 18 | Year 19 | Year 20 | Year 21 | Year 22 | Year 23 | Year 24 | Year 25 | Year 26 | Year 27 | Year 28 | Year 29 | Year 30
| E1 | 0 | 0 | 0 | 0 | 0 | 0 | 0 | 0 | 0 | 0 | 0 | 0 | 0 | 0 | 0 | 0 | 0 | 0 | 0 | 0 | 0 | 0 | 0 | 0 | 0 | 0 | 0 | 0 | 0 | 0 | 0
| E2 | 0 | 0 | 0 | 0 | 0 | 0 | 0 | 0 | 0 | 0 | 0 | 0 | 0 | 0 | 0 | 0 | 0 | 0 | 0 | 0 | 0 | 0 | 0 | 0 | 0 | 0 | 0 | 0 | 0 | 0 | 0
| E3 | 0 | 0 | 0 | 0 | 0 | 0 | 0 | 0 | 0 | 0 | 0 | 0 | 0 | 0 | 0 | 0 | 0 | 0 | 0 | 0 | 0 | 0 | 0 | 0 | 0 | 0 | 0 | 0 | 0 | 0 | 0
| E4 | 0 | 0 | 0 | 0 | 0 | 0 | 0 | 0 | 0 | 0 | 0 | 0 | 0 | 0 | 0 | 0 | 0 | 0 | 0 | 0 | 0 | 0 | 0 | 0 | 0 | 0 | 0 | 0 | 0 | 0 | 0
| E5 | 0 | 0 | 0 | 0 | 0 | 0 | 0 | 0 | 0 | 0 | 0 | 0 | 0 | 0 | 0 | 0 | 0 | 0 | 0 | 0 | 0 | 0 | 0 | 0 | 0 | 0 | 0 | 0 | 0 | 0 | 0
| E6 | 0 | 0 | 0 | 0 | 0 | 0 | 0 | 0 | 0 | 0 | 0 | 0 | 0 | 0 | 0 | 0 | 0 | 0 | 0 | 0 | 0 | 0 | 0 | 0 | 0 | 0 | 0 | 0 | 0 | 0 | 0
| E7 | 0 | 0 | 0 | 0 | 0 | 0 | 0 | 0 | 0 | 0 | 0 | 0 | 0 | 0 | 0 | 0 | 0 | 0 | 0 | 0 | 0 | 0 | 0 | 0 | 0 | 0 | 0 | 0 | 0 | 0 | 0
| E8 | 0 | 0 | 0 | 0 | 0 | 0 | 0 | 0 | 0 | 0 | 0 | 0 | 0 | 0 | 0 | 0 | 0 | 0 | 0 | 0 | 0 | 0 | 0 | 0 | 0 | 0 | 0 | 0 | 0 | 0 | 0
| E9 | 0 | 0 | 0 | 0 | 0 | 0 | 0 | 0 | 0 | 0 | 0 | 0 | 0 | 0 | 0 | 0 | 0 | 0 | 0 | 0 | 0 | 0 | 0 | 0 | 0 | 0 | 0 | 0 | 0 | 0 | 0
| E10 | 0 | 0 | 0 | 0 | 0 | 0 | 0 | 0 | 0 | 0 | 0 | 0 | 0 | 0 | 0 | 0 | 0 | 0 | 0 | 0 | 0 | 0 | 0 | 0 | 0 | 0 | 0 | 0 | 0 | 0 | 0
| Vintage | 0 | 0 | 0 | 0 | 0 | 0 | 0 | 0 | 0 | 0 | 0 | 0 | 0 | 0 | 0 | 0 | 0 | 0 | 0 | 0 | 0 | 0 | 0 | 0 | 0 | 0 | 0 | 0 | 0 | 0 | 0
Stock for Switching
| Year | Year 0 | Year 1 | Year 2 | Year 3 | Year 4 | Year 5 | Year 6 | Year 7 | Year 8 | Year 9 | Year 10 | Year 11 | Year 12 | Year 13 | Year 14 | Year 15 | Year 16 | Year 17 | Year 18 | Year 19 | Year 20 | Year 21 | Year 22 | Year 23 | Year 24 | Year 25 | Year 26 | Year 27 | Year 28 | Year 29 | Year 30
| E1 | 0 | 0 | 0 | 0 | 0 | 0 | 0 | 0 | 0 | 0 | 0 | 0 | 0 | 0 | 0 | 0 | 0 | 0 | 0 | 0 | 0 | 0 | 0 | 0 | 0 | 0 | 0 | 0 | 0 | 0 | 0 | 0_E1_SysStock
| E2 | 0 | 0 | 0 | 0 | 0 | 0 | 0 | 0 | 0 | 0 | 0 | 0 | 0 | 0 | 0 | 0 | 0 | 0 | 0 | 0 | 0 | 0 | 0 | 0 | 0 | 0 | 0 | 0 | 0 | 0 | 0 | 0_E2_SysStock
| E3 | 0 | 0 | 0 | 0 | 0 | 0 | 0 | 0 | 0 | 0 | 0 | 0 | 0 | 0 | 0 | 0 | 0 | 0 | 0 | 0 | 0 | 0 | 0 | 0 | 0 | 0 | 0 | 0 | 0 | 0 | 0 | 0_E3_SysStock
| E4 | 0 | 0 | 0 | 0 | 0 | 0 | 0 | 0 | 0 | 0 | 0 | 0 | 0 | 0 | 0 | 0 | 0 | 0 | 0 | 0 | 0 | 0 | 0 | 0 | 0 | 0 | 0 | 0 | 0 | 0 | 0 | 0_E4_SysStock
| E5 | 0 | 0 | 0 | 0 | 0 | 0 | 0 | 0 | 0 | 0 | 0 | 0 | 0 | 0 | 0 | 0 | 0 | 0 | 0 | 0 | 0 | 0 | 0 | 0 | 0 | 0 | 0 | 0 | 0 | 0 | 0 | 0_E5_SysStock
| E6 | 0 | 0 | 0 | 0 | 0 | 0 | 0 | 0 | 0 | 0 | 0 | 0 | 0 | 0 | 0 | 0 | 0 | 0 | 0 | 0 | 0 | 0 | 0 | 0 | 0 | 0 | 0 | 0 | 0 | 0 | 0 | 0_E6_SysStock
| E7 | 0 | 0 | 0 | 0 | 0 | 0 | 0 | 0 | 0 | 0 | 0 | 0 | 0 | 0 | 0 | 0 | 0 | 0 | 0 | 0 | 0 | 0 | 0 | 0 | 0 | 0 | 0 | 0 | 0 | 0 | 0 | 0_E7_SysStock
| E8 | 0 | 0 | 0 | 0 | 0 | 0 | 0 | 0 | 0 | 0 | 0 | 0 | 0 | 0 | 0 | 0 | 0 | 0 | 0 | 0 | 0 | 0 | 0 | 0 | 0 | 0 | 0 | 0 | 0 | 0 | 0 | 0_E8_SysStock
| E9 | 0 | 0 | 0 | 0 | 0 | 0 | 0 | 0 | 0 | 0 | 0 | 0 | 0 | 0 | 0 | 0 | 0 | 0 | 0 | 0 | 0 | 0 | 0 | 0 | 0 | 0 | 0 | 0 | 0 | 0 | 0 | 0_E9_SysStock
| E10 | 0 | 0 | 0 | 0 | 0 | 0 | 0 | 0 | 0 | 0 | 0 | 0 | 0 | 0 | 0 | 0 | 0 | 0 | 0 | 0 | 0 | 0 | 0 | 0 | 0 | 0 | 0 | 0 | 0 | 0 | 0 | 0_E10_SysStock
| Vintage | 0 | 0 | 0 | 0 | 0 | 0 | 0 | 0 | 0 | 0 | 0 | 0 | 0 | 0 | 0 | 0 | 0 | 0 | 0 | 0 | 0 | 0 | 0 | 0 | 0 | 0 | 0 | 0 | 0 | 0 | 0 | 0_Vintage_SysStock
Tech Forecast Purchases
| Year | Year 0 | Year 1 | Year 2 | Year 3 | Year 4 | Year 5 | Year 6 | Year 7 | Year 8 | Year 9 | Year 10 | Year 11 | Year 12 | Year 13 | Year 14 | Year 15 | Year 16 | Year 17 | Year 18 | Year 19 | Year 20 | Year 21 | Year 22 | Year 23 | Year 24 | Year 25 | Year 26 | Year 27 | Year 28 | Year 29 | Year 30
| E1 | 0 | 0 | 0 | 0 | 0 | 0 | 0 | 0 | 0 | 0 | 0 | 0 | 0 | 0 | 0 | 0 | 0 | 0 | 0 | 0 | 0 | 0 | 0 | 0 | 0 | 0 | 0 | 0 | 0 | 0 | 0
| E2 | 0 | 0 | 0 | 0 | 0 | 0 | 0 | 0 | 0 | 0 | 0 | 0 | 0 | 0 | 0 | 0 | 0 | 0 | 0 | 0 | 0 | 0 | 0 | 0 | 0 | 0 | 0 | 0 | 0 | 0 | 0
| E3 | 0 | 0 | 0 | 0 | 0 | 0 | 0 | 0 | 0 | 0 | 0 | 0 | 0 | 0 | 0 | 0 | 0 | 0 | 0 | 0 | 0 | 0 | 0 | 0 | 0 | 0 | 0 | 0 | 0 | 0 | 0
| E4 | 0 | 0 | 0 | 0 | 0 | 0 | 0 | 0 | 0 | 0 | 0 | 0 | 0 | 0 | 0 | 0 | 0 | 0 | 0 | 0 | 0 | 0 | 0 | 0 | 0 | 0 | 0 | 0 | 0 | 0 | 0
| E5 | 0 | 0 | 0 | 0 | 0 | 0 | 0 | 0 | 0 | 0 | 0 | 0 | 0 | 0 | 0 | 0 | 0 | 0 | 0 | 0 | 0 | 0 | 0 | 0 | 0 | 0 | 0 | 0 | 0 | 0 | 0
| E6 | 0 | 0 | 0 | 0 | 0 | 0 | 0 | 0 | 0 | 0 | 0 | 0 | 0 | 0 | 0 | 0 | 0 | 0 | 0 | 0 | 0 | 0 | 0 | 0 | 0 | 0 | 0 | 0 | 0 | 0 | 0
| E7 | 0 | 0 | 0 | 0 | 0 | 0 | 0 | 0 | 0 | 0 | 0 | 0 | 0 | 0 | 0 | 0 | 0 | 0 | 0 | 0 | 0 | 0 | 0 | 0 | 0 | 0 | 0 | 0 | 0 | 0 | 0
| E8 | 0 | 0 | 0 | 0 | 0 | 0 | 0 | 0 | 0 | 0 | 0 | 0 | 0 | 0 | 0 | 0 | 0 | 0 | 0 | 0 | 0 | 0 | 0 | 0 | 0 | 0 | 0 | 0 | 0 | 0 | 0
| E9 | 0 | 0 | 0 | 0 | 0 | 0 | 0 | 0 | 0 | 0 | 0 | 0 | 0 | 0 | 0 | 0 | 0 | 0 | 0 | 0 | 0 | 0 | 0 | 0 | 0 | 0 | 0 | 0 | 0 | 0 | 0
| E10 | 0 | 0 | 0 | 0 | 0 | 0 | 0 | 0 | 0 | 0 | 0 | 0 | 0 | 0 | 0 | 0 | 0 | 0 | 0 | 0 | 0 | 0 | 0 | 0 | 0 | 0 | 0 | 0 | 0 | 0 | 0
Potential to Switch
| Year | Year 0 | Year 1 | Year 2 | Year 3 | Year 4 | Year 5 | Year 6 | Year 7 | Year 8 | Year 9 | Year 10 | Year 11 | Year 12 | Year 13 | Year 14 | Year 15 | Year 16 | Year 17 | Year 18 | Year 19 | Year 20 | Year 21 | Year 22 | Year 23 | Year 24 | Year 25 | Year 26 | Year 27 | Year 28 | Year 29 | Year 30
| E1 | 0 | 0 | 0 | 0 | 0 | 0 | 0 | 0 | 0 | 0 | 0 | 0 | 0 | 0 | 0 | 0 | 0 | 0 | 0 | 0 | 0 | 0 | 0 | 0 | 0 | 0 | 0 | 0 | 0 | 0 | 0 | 0_E1_Switched Out
| E2 | 0 | 0 | 0 | 0 | 0 | 0 | 0 | 0 | 0 | 0 | 0 | 0 | 0 | 0 | 0 | 0 | 0 | 0 | 0 | 0 | 0 | 0 | 0 | 0 | 0 | 0 | 0 | 0 | 0 | 0 | 0 | 0_E2_Switched Out
| E3 | 0 | 0 | 0 | 0 | 0 | 0 | 0 | 0 | 0 | 0 | 0 | 0 | 0 | 0 | 0 | 0 | 0 | 0 | 0 | 0 | 0 | 0 | 0 | 0 | 0 | 0 | 0 | 0 | 0 | 0 | 0 | 0_E3_Switched Out
| E4 | 0 | 0 | 0 | 0 | 0 | 0 | 0 | 0 | 0 | 0 | 0 | 0 | 0 | 0 | 0 | 0 | 0 | 0 | 0 | 0 | 0 | 0 | 0 | 0 | 0 | 0 | 0 | 0 | 0 | 0 | 0 | 0_E4_Switched Out
| E5 | 0 | 0 | 0 | 0 | 0 | 0 | 0 | 0 | 0 | 0 | 0 | 0 | 0 | 0 | 0 | 0 | 0 | 0 | 0 | 0 | 0 | 0 | 0 | 0 | 0 | 0 | 0 | 0 | 0 | 0 | 0 | 0_E5_Switched Out
| E6 | 0 | 0 | 0 | 0 | 0 | 0 | 0 | 0 | 0 | 0 | 0 | 0 | 0 | 0 | 0 | 0 | 0 | 0 | 0 | 0 | 0 | 0 | 0 | 0 | 0 | 0 | 0 | 0 | 0 | 0 | 0 | 0_E6_Switched Out
| E7 | 0 | 0 | 0 | 0 | 0 | 0 | 0 | 0 | 0 | 0 | 0 | 0 | 0 | 0 | 0 | 0 | 0 | 0 | 0 | 0 | 0 | 0 | 0 | 0 | 0 | 0 | 0 | 0 | 0 | 0 | 0 | 0_E7_Switched Out
| E8 | 0 | 0 | 0 | 0 | 0 | 0 | 0 | 0 | 0 | 0 | 0 | 0 | 0 | 0 | 0 | 0 | 0 | 0 | 0 | 0 | 0 | 0 | 0 | 0 | 0 | 0 | 0 | 0 | 0 | 0 | 0 | 0_E8_Switched Out
| E9 | 0 | 0 | 0 | 0 | 0 | 0 | 0 | 0 | 0 | 0 | 0 | 0 | 0 | 0 | 0 | 0 | 0 | 0 | 0 | 0 | 0 | 0 | 0 | 0 | 0 | 0 | 0 | 0 | 0 | 0 | 0 | 0_E9_Switched Out
| E10 | 0 | 0 | 0 | 0 | 0 | 0 | 0 | 0 | 0 | 0 | 0 | 0 | 0 | 0 | 0 | 0 | 0 | 0 | 0 | 0 | 0 | 0 | 0 | 0 | 0 | 0 | 0 | 0 | 0 | 0 | 0 | 0_E10_Switched Out
Units Out
| E1 | 0 | 0 | 0 | 0 | 0 | 0 | 0 | 0 | 0 | 0 | 0 | 0 | 0 | 0 | 0 | 0 | 0 | 0 | 0 | 0 | 0 | 0 | 0 | 0 | 0 | 0 | 0 | 0 | 0 | 0 | 0
| E2 | 0 | 0 | 0 | 0 | 0 | 0 | 0 | 0 | 0 | 0 | 0 | 0 | 0 | 0 | 0 | 0 | 0 | 0 | 0 | 0 | 0 | 0 | 0 | 0 | 0 | 0 | 0 | 0 | 0 | 0 | 0
| E3 | 0 | 0 | 0 | 0 | 0 | 0 | 0 | 0 | 0 | 0 | 0 | 0 | 0 | 0 | 0 | 0 | 0 | 0 | 0 | 0 | 0 | 0 | 0 | 0 | 0 | 0 | 0 | 0 | 0 | 0 | 0
| E4 | 0 | 0 | 0 | 0 | 0 | 0 | 0 | 0 | 0 | 0 | 0 | 0 | 0 | 0 | 0 | 0 | 0 | 0 | 0 | 0 | 0 | 0 | 0 | 0 | 0 | 0 | 0 | 0 | 0 | 0 | 0
| E5 | 0 | 0 | 0 | 0 | 0 | 0 | 0 | 0 | 0 | 0 | 0 | 0 | 0 | 0 | 0 | 0 | 0 | 0 | 0 | 0 | 0 | 0 | 0 | 0 | 0 | 0 | 0 | 0 | 0 | 0 | 0
| E6 | 0 | 0 | 0 | 0 | 0 | 0 | 0 | 0 | 0 | 0 | 0 | 0 | 0 | 0 | 0 | 0 | 0 | 0 | 0 | 0 | 0 | 0 | 0 | 0 | 0 | 0 | 0 | 0 | 0 | 0 | 0
| E7 | 0 | 0 | 0 | 0 | 0 | 0 | 0 | 0 | 0 | 0 | 0 | 0 | 0 | 0 | 0 | 0 | 0 | 0 | 0 | 0 | 0 | 0 | 0 | 0 | 0 | 0 | 0 | 0 | 0 | 0 | 0
| E8 | 0 | 0 | 0 | 0 | 0 | 0 | 0 | 0 | 0 | 0 | 0 | 0 | 0 | 0 | 0 | 0 | 0 | 0 | 0 | 0 | 0 | 0 | 0 | 0 | 0 | 0 | 0 | 0 | 0 | 0 | 0
| E9 | 0 | 0 | 0 | 0 | 0 | 0 | 0 | 0 | 0 | 0 | 0 | 0 | 0 | 0 | 0 | 0 | 0 | 0 | 0 | 0 | 0 | 0 | 0 | 0 | 0 | 0 | 0 | 0 | 0 | 0 | 0
| E10 | 0 | 0 | 0 | 0 | 0 | 0 | 0 | 0 | 0 | 0 | 0 | 0 | 0 | 0 | 0 | 0 | 0 | 0 | 0 | 0 | 0 | 0 | 0 | 0 | 0 | 0 | 0 | 0 | 0 | 0 | 0
| Vintage | 0 | 0 | 0 | 0 | 0 | 0 | 0 | 0 | 0 | 0 | 0 | 0 | 0 | 0 | 0 | 0 | 0 | 0 | 0 | 0 | 0 | 0 | 0 | 0 | 0 | 0 | 0 | 0 | 0 | 0 | 0
Tech Purchase Shares
| Year | Year 0 | Year 1 | Year 2 | Year 3 | Year 4 | Year 5 | Year 6 | Year 7 | Year 8 | Year 9 | Year 10 | Year 11 | Year 12 | Year 13 | Year 14 | Year 15 | Year 16 | Year 17 | Year 18 | Year 19 | Year 20 | Year 21 | Year 22 | Year 23 | Year 24 | Year 25 | Year 26 | Year 27 | Year 28 | Year 29 | Year 30
E1 | bar: Year 0 to Year 30
E2 | bar: Year 0 to Year 30
E3 | bar: Year 0 to Year 30
E4 | bar: Year 0 to Year 30
E5 | bar: Year 0 to Year 30
E6 | bar: Year 0 to Year 30
E7 | bar: Year 0 to Year 30
E8 | bar: Year 0 to Year 30
E9 | bar: Year 0 to Year 30
E10 | bar: Year 0 to Year 30
Units In from Switching
| E1 | 0 | 0 | 0 | 0 | 0 | 0 | 0 | 0 | 0 | 0 | 0 | 0 | 0 | 0 | 0 | 0 | 0 | 0 | 0 | 0 | 0 | 0 | 0 | 0 | 0 | 0 | 0 | 0 | 0 | 0 | 0
| E2 | 0 | 0 | 0 | 0 | 0 | 0 | 0 | 0 | 0 | 0 | 0 | 0 | 0 | 0 | 0 | 0 | 0 | 0 | 0 | 0 | 0 | 0 | 0 | 0 | 0 | 0 | 0 | 0 | 0 | 0 | 0
| E3 | 0 | 0 | 0 | 0 | 0 | 0 | 0 | 0 | 0 | 0 | 0 | 0 | 0 | 0 | 0 | 0 | 0 | 0 | 0 | 0 | 0 | 0 | 0 | 0 | 0 | 0 | 0 | 0 | 0 | 0 | 0
| E4 | 0 | 0 | 0 | 0 | 0 | 0 | 0 | 0 | 0 | 0 | 0 | 0 | 0 | 0 | 0 | 0 | 0 | 0 | 0 | 0 | 0 | 0 | 0 | 0 | 0 | 0 | 0 | 0 | 0 | 0 | 0
| E5 | 0 | 0 | 0 | 0 | 0 | 0 | 0 | 0 | 0 | 0 | 0 | 0 | 0 | 0 | 0 | 0 | 0 | 0 | 0 | 0 | 0 | 0 | 0 | 0 | 0 | 0 | 0 | 0 | 0 | 0 | 0
| E6 | 0 | 0 | 0 | 0 | 0 | 0 | 0 | 0 | 0 | 0 | 0 | 0 | 0 | 0 | 0 | 0 | 0 | 0 | 0 | 0 | 0 | 0 | 0 | 0 | 0 | 0 | 0 | 0 | 0 | 0 | 0
| E7 | 0 | 0 | 0 | 0 | 0 | 0 | 0 | 0 | 0 | 0 | 0 | 0 | 0 | 0 | 0 | 0 | 0 | 0 | 0 | 0 | 0 | 0 | 0 | 0 | 0 | 0 | 0 | 0 | 0 | 0 | 0
| E8 | 0 | 0 | 0 | 0 | 0 | 0 | 0 | 0 | 0 | 0 | 0 | 0 | 0 | 0 | 0 | 0 | 0 | 0 | 0 | 0 | 0 | 0 | 0 | 0 | 0 | 0 | 0 | 0 | 0 | 0 | 0
| E9 | 0 | 0 | 0 | 0 | 0 | 0 | 0 | 0 | 0 | 0 | 0 | 0 | 0 | 0 | 0 | 0 | 0 | 0 | 0 | 0 | 0 | 0 | 0 | 0 | 0 | 0 | 0 | 0 | 0 | 0 | 0
| E10 | 0 | 0 | 0 | 0 | 0 | 0 | 0 | 0 | 0 | 0 | 0 | 0 | 0 | 0 | 0 | 0 | 0 | 0 | 0 | 0 | 0 | 0 | 0 | 0 | 0 | 0 | 0 | 0 | 0 | 0 | 0
| Vintage | 0 | 0 | 0 | 0 | 0 | 0 | 0 | 0 | 0 | 0 | 0 | 0 | 0 | 0 | 0 | 0 | 0 | 0 | 0 | 0 | 0 | 0 | 0 | 0 | 0 | 0 | 0 | 0 | 0 | 0 | 0
Net Change
| Year | Year 0 | Year 1 | Year 2 | Year 3 | Year 4 | Year 5 | Year 6 | Year 7 | Year 8 | Year 9 | Year 10 | Year 11 | Year 12 | Year 13 | Year 14 | Year 15 | Year 16 | Year 17 | Year 18 | Year 19 | Year 20 | Year 21 | Year 22 | Year 23 | Year 24 | Year 25 | Year 26 | Year 27 | Year 28 | Year 29 | Year 30 | Key
| Units | 0 | 0 | 0 | 0 | 0 | 0 | 0 | 0 | 0 | 0 | 0 | 0 | 0 | 0 | 0 | 0 | 0 | 0 | 0 | 0 | 0 | 0 | 0 | 0 | 0 | 0 | 0 | 0 | 0 | 0 | 0 | 0_Units |  |  |  |  | 301957.8232
| Usage | 0 | 0 | 0 | 0 | 0 | 0 | 0 | 0 | 0 | 0 | 0 | 0 | 0 | 0 | 0 | 0 | 0 | 0 | 0 | 0 | 0 | 0 | 0 | 0 | 0 | 0 | 0 | 0 | 0 | 0 | 0 | 0_Usage |  |  |  |  | 1698.6543
| Peak Demand (S) | 0 | 0 | 0 | 0 | 0 | 0 | 0 | 0 | 0 | 0 | 0 | 0 | 0 | 0 | 0 | 0 | 0 | 0 | 0 | 0 | 0 | 0 | 0 | 0 | 0 | 0 | 0 | 0 | 0 | 0 | 0 | 0_Peak Demand (S) |  |  |  |  | 0
| Peak Demand (W) | 0 | 0 | 0 | 0 | 0 | 0 | 0 | 0 | 0 | 0 | 0 | 0 | 0 | 0 | 0 | 0 | 0 | 0 | 0 | 0 | 0 | 0 | 0 | 0 | 0 | 0 | 0 | 0 | 0 | 0 | 0 | 0_Peak Demand (W) |  |  |  |  | 884.6119
| Turnover | 0 | 0 | 0 | 0 | 0 | 0 | 0 | 0 | 0 | 0 | 0 | 0 | 0 | 0 | 0 | 0 | 0 | 0 | 0 | 0 | 0 | 0 | 0 | 0 | 0 | 0 | 0 | 0 | 0 | 0 | 0 | 0_Turnover |  |  |  |  | 6885.4476
| Avg. Replacement Usage | 0 | 0 | 0 | 0 | 0 | 0 | 0 | 0 | 0 | 0 | 0 | 0 | 0 | 0 | 0 | 0 | 0 | 0 | 0 | 0 | 0 | 0 | 0 | 0 | 0 | 0 | 0 | 0 | 0 | 0 | 0 | 0_Avg. Replacement Usage |  |  |  |  | 5638.8522
| Avg. Replacement Demand (S) | 0 | 0 | 0 | 0 | 0 | 0 | 0 | 0 | 0 | 0 | 0 | 0 | 0 | 0 | 0 | 0 | 0 | 0 | 0 | 0 | 0 | 0 | 0 | 0 | 0 | 0 | 0 | 0 | 0 | 0 | 0 | 0_Avg. Replacement Demand (S) |  |  |  |  | 0
| Avg. Replacement Demand (W) | 0 | 0 | 0 | 0 | 0 | 0 | 0 | 0 | 0 | 0 | 0 | 0 | 0 | 0 | 0 | 0 | 0 | 0 | 0 | 0 | 0 | 0 | 0 | 0 | 0 | 0 | 0 | 0 | 0 | 0 | 0 | 0_Avg. Replacement Demand (W) |  |  |  |  | 2.9366
Purchases
| Year | Year 0 | Year 1 | Year 2 | Year 3 | Year 4 | Year 5 | Year 6 | Year 7 | Year 8 | Year 9 | Year 10 | Year 11 | Year 12 | Year 13 | Year 14 | Year 15 | Year 16 | Year 17 | Year 18 | Year 19 | Year 20 | Year 21 | Year 22 | Year 23 | Year 24 | Year 25 | Year 26 | Year 27 | Year 28 | Year 29 | Year 30
| E1 | 0 | 0 | 0 | 0 | 0 | 0 | 0 | 0 | 0 | 0 | 0 | 0 | 0 | 0 | 0 | 0 | 0 | 0 | 0 | 0 | 0 | 0 | 0 | 0 | 0 | 0 | 0 | 0 | 0 | 0 | 0 | 0_E1_Purchases |  |  |  |  | 6885.4476
| E2 | 0 | 0 | 0 | 0 | 0 | 0 | 0 | 0 | 0 | 0 | 0 | 0 | 0 | 0 | 0 | 0 | 0 | 0 | 0 | 0 | 0 | 0 | 0 | 0 | 0 | 0 | 0 | 0 | 0 | 0 | 0 | 0_E2_Purchases |  |  |  |  | 0
| E3 | 0 | 0 | 0 | 0 | 0 | 0 | 0 | 0 | 0 | 0 | 0 | 0 | 0 | 0 | 0 | 0 | 0 | 0 | 0 | 0 | 0 | 0 | 0 | 0 | 0 | 0 | 0 | 0 | 0 | 0 | 0 | 0_E3_Purchases |  |  |  |  | 0
| E4 | 0 | 0 | 0 | 0 | 0 | 0 | 0 | 0 | 0 | 0 | 0 | 0 | 0 | 0 | 0 | 0 | 0 | 0 | 0 | 0 | 0 | 0 | 0 | 0 | 0 | 0 | 0 | 0 | 0 | 0 | 0 | 0_E4_Purchases |  |  |  |  | 0
| E5 | 0 | 0 | 0 | 0 | 0 | 0 | 0 | 0 | 0 | 0 | 0 | 0 | 0 | 0 | 0 | 0 | 0 | 0 | 0 | 0 | 0 | 0 | 0 | 0 | 0 | 0 | 0 | 0 | 0 | 0 | 0 | 0_E5_Purchases |  |  |  |  | 0
| E6 | 0 | 0 | 0 | 0 | 0 | 0 | 0 | 0 | 0 | 0 | 0 | 0 | 0 | 0 | 0 | 0 | 0 | 0 | 0 | 0 | 0 | 0 | 0 | 0 | 0 | 0 | 0 | 0 | 0 | 0 | 0 | 0_E6_Purchases |  |  |  |  | 0
| E7 | 0 | 0 | 0 | 0 | 0 | 0 | 0 | 0 | 0 | 0 | 0 | 0 | 0 | 0 | 0 | 0 | 0 | 0 | 0 | 0 | 0 | 0 | 0 | 0 | 0 | 0 | 0 | 0 | 0 | 0 | 0 | 0_E7_Purchases |  |  |  |  | 0
| E8 | 0 | 0 | 0 | 0 | 0 | 0 | 0 | 0 | 0 | 0 | 0 | 0 | 0 | 0 | 0 | 0 | 0 | 0 | 0 | 0 | 0 | 0 | 0 | 0 | 0 | 0 | 0 | 0 | 0 | 0 | 0 | 0_E8_Purchases |  |  |  |  | 0
| E9 | 0 | 0 | 0 | 0 | 0 | 0 | 0 | 0 | 0 | 0 | 0 | 0 | 0 | 0 | 0 | 0 | 0 | 0 | 0 | 0 | 0 | 0 | 0 | 0 | 0 | 0 | 0 | 0 | 0 | 0 | 0 | 0_E9_Purchases |  |  |  |  | 0
| E10 | 0 | 0 | 0 | 0 | 0 | 0 | 0 | 0 | 0 | 0 | 0 | 0 | 0 | 0 | 0 | 0 | 0 | 0 | 0 | 0 | 0 | 0 | 0 | 0 | 0 | 0 | 0 | 0 | 0 | 0 | 0 | 0_E10_Purchases |  |  |  |  | 0
Stock
| Year | Year 0 | Year 1 | Year 2 | Year 3 | Year 4 | Year 5 | Year 6 | Year 7 | Year 8 | Year 9 | Year 10 | Year 11 | Year 12 | Year 13 | Year 14 | Year 15 | Year 16 | Year 17 | Year 18 | Year 19 | Year 20 | Year 21 | Year 22 | Year 23 | Year 24 | Year 25 | Year 26 | Year 27 | Year 28 | Year 29 | Year 30
| E1 | 0 | 0 | 0 | 0 | 0 | 0 | 0 | 0 | 0 | 0 | 0 | 0 | 0 | 0 | 0 | 0 | 0 | 0 | 0 | 0 | 0 | 0 | 0 | 0 | 0 | 0 | 0 | 0 | 0 | 0 | 0 | 0_E1_Stock |  |  |  |  | 13576.6093
| E2 | 0 | 0 | 0 | 0 | 0 | 0 | 0 | 0 | 0 | 0 | 0 | 0 | 0 | 0 | 0 | 0 | 0 | 0 | 0 | 0 | 0 | 0 | 0 | 0 | 0 | 0 | 0 | 0 | 0 | 0 | 0 | 0_E2_Stock |  |  |  |  | 0
| E3 | 0 | 0 | 0 | 0 | 0 | 0 | 0 | 0 | 0 | 0 | 0 | 0 | 0 | 0 | 0 | 0 | 0 | 0 | 0 | 0 | 0 | 0 | 0 | 0 | 0 | 0 | 0 | 0 | 0 | 0 | 0 | 0_E3_Stock |  |  |  |  | 0
| E4 | 0 | 0 | 0 | 0 | 0 | 0 | 0 | 0 | 0 | 0 | 0 | 0 | 0 | 0 | 0 | 0 | 0 | 0 | 0 | 0 | 0 | 0 | 0 | 0 | 0 | 0 | 0 | 0 | 0 | 0 | 0 | 0_E4_Stock |  |  |  |  | 0
| E5 | 0 | 0 | 0 | 0 | 0 | 0 | 0 | 0 | 0 | 0 | 0 | 0 | 0 | 0 | 0 | 0 | 0 | 0 | 0 | 0 | 0 | 0 | 0 | 0 | 0 | 0 | 0 | 0 | 0 | 0 | 0 | 0_E5_Stock |  |  |  |  | 0
| E6 | 0 | 0 | 0 | 0 | 0 | 0 | 0 | 0 | 0 | 0 | 0 | 0 | 0 | 0 | 0 | 0 | 0 | 0 | 0 | 0 | 0 | 0 | 0 | 0 | 0 | 0 | 0 | 0 | 0 | 0 | 0 | 0_E6_Stock |  |  |  |  | 0
| E7 | 0 | 0 | 0 | 0 | 0 | 0 | 0 | 0 | 0 | 0 | 0 | 0 | 0 | 0 | 0 | 0 | 0 | 0 | 0 | 0 | 0 | 0 | 0 | 0 | 0 | 0 | 0 | 0 | 0 | 0 | 0 | 0_E7_Stock |  |  |  |  | 0
| E8 | 0 | 0 | 0 | 0 | 0 | 0 | 0 | 0 | 0 | 0 | 0 | 0 | 0 | 0 | 0 | 0 | 0 | 0 | 0 | 0 | 0 | 0 | 0 | 0 | 0 | 0 | 0 | 0 | 0 | 0 | 0 | 0_E8_Stock |  |  |  |  | 0
| E9 | 0 | 0 | 0 | 0 | 0 | 0 | 0 | 0 | 0 | 0 | 0 | 0 | 0 | 0 | 0 | 0 | 0 | 0 | 0 | 0 | 0 | 0 | 0 | 0 | 0 | 0 | 0 | 0 | 0 | 0 | 0 | 0_E9_Stock |  |  |  |  | 0
| E10 | 0 | 0 | 0 | 0 | 0 | 0 | 0 | 0 | 0 | 0 | 0 | 0 | 0 | 0 | 0 | 0 | 0 | 0 | 0 | 0 | 0 | 0 | 0 | 0 | 0 | 0 | 0 | 0 | 0 | 0 | 0 | 0_E10_Stock |  |  |  |  | 0
| Vintage | 0 | 0 | 0 | 0 | 0 | 0 | 0 | 0 | 0 | 0 | 0 | 0 | 0 | 0 | 0 | 0 | 0 | 0 | 0 | 0 | 0 | 0 | 0 | 0 | 0 | 0 | 0 | 0 | 0 | 0 | 0 | 0_Vintage_Stock |  |  |  |  | 288381.2139
S2C4 |  | Year 0: System 2 Technology 4
Technology Variables
| Tech Key | Year 0: 0
| Peak Factor (S) | Year 0: 0
| Peak Factor (W) | Year 0: 0
| Min Vintage Lifetime | Year 0: 0
| Max Vintage Lifetime | Year 0: 0
| Turnover Style | Year 0: 0
Technology Variables
| Equipment | Year 0: Label; Year 1: Min Lifetime; Year 2: Max Lifetime; Year 3: Degradation; Year 4: Usage; Year 5: Available
| E1 | Year 1: 0; Year 2: 0; Year 3: 0%; Year 4: 0; Year 5: FALSE
| E2 | Year 1: 0; Year 2: 0; Year 3: 0%; Year 4: 0; Year 5: FALSE
| E3 | Year 1: 0; Year 2: 0; Year 3: 0%; Year 4: 0; Year 5: FALSE
| E4 | Year 1: 0; Year 2: 0; Year 3: 0%; Year 4: 0; Year 5: FALSE
| E5 | Year 1: 0; Year 2: 0; Year 3: 0%; Year 4: 0; Year 5: FALSE
| E6 | Year 1: 0; Year 2: 0; Year 3: 0%; Year 4: 0; Year 5: FALSE
| E7 | Year 1: 0; Year 2: 0; Year 3: 0%; Year 4: 0; Year 5: FALSE
| E8 | Year 1: 0; Year 2: 0; Year 3: 0%; Year 4: 0; Year 5: FALSE
| E9 | Year 1: 0; Year 2: 0; Year 3: 0%; Year 4: 0; Year 5: FALSE
| E10 | Year 1: 0; Year 2: 0; Year 3: 0%; Year 4: 0; Year 5: FALSE
Original Forecast Results
| Year | Year 0 | Year 1 | Year 2 | Year 3 | Year 4 | Year 5 | Year 6 | Year 7 | Year 8 | Year 9 | Year 10 | Year 11 | Year 12 | Year 13 | Year 14 | Year 15 | Year 16 | Year 17 | Year 18 | Year 19 | Year 20 | Year 21 | Year 22 | Year 23 | Year 24 | Year 25 | Year 26 | Year 27 | Year 28 | Year 29 | Year 30 | Key
| Units | 0 | 0 | 0 | 0 | 0 | 0 | 0 | 0 | 0 | 0 | 0 | 0 | 0 | 0 | 0 | 0 | 0 | 0 | 0 | 0 | 0 | 0 | 0 | 0 | 0 | 0 | 0 | 0 | 0 | 0 | 0 | #REF! |  |  |  |  | 301957.8232
| Usage | 0 | 0 | 0 | 0 | 0 | 0 | 0 | 0 | 0 | 0 | 0 | 0 | 0 | 0 | 0 | 0 | 0 | 0 | 0 | 0 | 0 | 0 | 0 | 0 | 0 | 0 | 0 | 0 | 0 | 0 | 0 | #REF! |  |  |  |  | 1698.6543
| Peak Demand (S) | 0 | 0 | 0 | 0 | 0 | 0 | 0 | 0 | 0 | 0 | 0 | 0 | 0 | 0 | 0 | 0 | 0 | 0 | 0 | 0 | 0 | 0 | 0 | 0 | 0 | 0 | 0 | 0 | 0 | 0 | 0 | #REF! |  |  |  |  | 0
| Peak Demand (W) | 0 | 0 | 0 | 0 | 0 | 0 | 0 | 0 | 0 | 0 | 0 | 0 | 0 | 0 | 0 | 0 | 0 | 0 | 0 | 0 | 0 | 0 | 0 | 0 | 0 | 0 | 0 | 0 | 0 | 0 | 0 | #REF! |  |  |  |  | 884.6119
| Turnover | 0 | 0 | 0 | 0 | 0 | 0 | 0 | 0 | 0 | 0 | 0 | 0 | 0 | 0 | 0 | 0 | 0 | 0 | 0 | 0 | 0 | 0 | 0 | 0 | 0 | 0 | 0 | 0 | 0 | 0 | 0 | #REF! |  |  |  |  | 6885.4476
| Avg. Replacement Usage | 0 | 0 | 0 | 0 | 0 | 0 | 0 | 0 | 0 | 0 | 0 | 0 | 0 | 0 | 0 | 0 | 0 | 0 | 0 | 0 | 0 | 0 | 0 | 0 | 0 | 0 | 0 | 0 | 0 | 0 | 0 | #REF! |  |  |  |  | 5638.8522
| Avg. Replacement Demand (S) | 0 | 0 | 0 | 0 | 0 | 0 | 0 | 0 | 0 | 0 | 0 | 0 | 0 | 0 | 0 | 0 | 0 | 0 | 0 | 0 | 0 | 0 | 0 | 0 | 0 | 0 | 0 | 0 | 0 | 0 | 0 | #REF! |  |  |  |  | 0
| Avg. Replacement Demand (W) | 0 | 0 | 0 | 0 | 0 | 0 | 0 | 0 | 0 | 0 | 0 | 0 | 0 | 0 | 0 | 0 | 0 | 0 | 0 | 0 | 0 | 0 | 0 | 0 | 0 | 0 | 0 | 0 | 0 | 0 | 0 | #REF! |  |  |  |  | 2.9366
Tech Forecast Stock
| Year | Year 0 | Year 1 | Year 2 | Year 3 | Year 4 | Year 5 | Year 6 | Year 7 | Year 8 | Year 9 | Year 10 | Year 11 | Year 12 | Year 13 | Year 14 | Year 15 | Year 16 | Year 17 | Year 18 | Year 19 | Year 20 | Year 21 | Year 22 | Year 23 | Year 24 | Year 25 | Year 26 | Year 27 | Year 28 | Year 29 | Year 30
| E1 | 0 | 0 | 0 | 0 | 0 | 0 | 0 | 0 | 0 | 0 | 0 | 0 | 0 | 0 | 0 | 0 | 0 | 0 | 0 | 0 | 0 | 0 | 0 | 0 | 0 | 0 | 0 | 0 | 0 | 0 | 0
| E2 | 0 | 0 | 0 | 0 | 0 | 0 | 0 | 0 | 0 | 0 | 0 | 0 | 0 | 0 | 0 | 0 | 0 | 0 | 0 | 0 | 0 | 0 | 0 | 0 | 0 | 0 | 0 | 0 | 0 | 0 | 0
| E3 | 0 | 0 | 0 | 0 | 0 | 0 | 0 | 0 | 0 | 0 | 0 | 0 | 0 | 0 | 0 | 0 | 0 | 0 | 0 | 0 | 0 | 0 | 0 | 0 | 0 | 0 | 0 | 0 | 0 | 0 | 0
| E4 | 0 | 0 | 0 | 0 | 0 | 0 | 0 | 0 | 0 | 0 | 0 | 0 | 0 | 0 | 0 | 0 | 0 | 0 | 0 | 0 | 0 | 0 | 0 | 0 | 0 | 0 | 0 | 0 | 0 | 0 | 0
| E5 | 0 | 0 | 0 | 0 | 0 | 0 | 0 | 0 | 0 | 0 | 0 | 0 | 0 | 0 | 0 | 0 | 0 | 0 | 0 | 0 | 0 | 0 | 0 | 0 | 0 | 0 | 0 | 0 | 0 | 0 | 0
| E6 | 0 | 0 | 0 | 0 | 0 | 0 | 0 | 0 | 0 | 0 | 0 | 0 | 0 | 0 | 0 | 0 | 0 | 0 | 0 | 0 | 0 | 0 | 0 | 0 | 0 | 0 | 0 | 0 | 0 | 0 | 0
| E7 | 0 | 0 | 0 | 0 | 0 | 0 | 0 | 0 | 0 | 0 | 0 | 0 | 0 | 0 | 0 | 0 | 0 | 0 | 0 | 0 | 0 | 0 | 0 | 0 | 0 | 0 | 0 | 0 | 0 | 0 | 0
| E8 | 0 | 0 | 0 | 0 | 0 | 0 | 0 | 0 | 0 | 0 | 0 | 0 | 0 | 0 | 0 | 0 | 0 | 0 | 0 | 0 | 0 | 0 | 0 | 0 | 0 | 0 | 0 | 0 | 0 | 0 | 0
| E9 | 0 | 0 | 0 | 0 | 0 | 0 | 0 | 0 | 0 | 0 | 0 | 0 | 0 | 0 | 0 | 0 | 0 | 0 | 0 | 0 | 0 | 0 | 0 | 0 | 0 | 0 | 0 | 0 | 0 | 0 | 0
| E10 | 0 | 0 | 0 | 0 | 0 | 0 | 0 | 0 | 0 | 0 | 0 | 0 | 0 | 0 | 0 | 0 | 0 | 0 | 0 | 0 | 0 | 0 | 0 | 0 | 0 | 0 | 0 | 0 | 0 | 0 | 0
| Vintage | 0 | 0 | 0 | 0 | 0 | 0 | 0 | 0 | 0 | 0 | 0 | 0 | 0 | 0 | 0 | 0 | 0 | 0 | 0 | 0 | 0 | 0 | 0 | 0 | 0 | 0 | 0 | 0 | 0 | 0 | 0
Stock for Switching
| Year | Year 0 | Year 1 | Year 2 | Year 3 | Year 4 | Year 5 | Year 6 | Year 7 | Year 8 | Year 9 | Year 10 | Year 11 | Year 12 | Year 13 | Year 14 | Year 15 | Year 16 | Year 17 | Year 18 | Year 19 | Year 20 | Year 21 | Year 22 | Year 23 | Year 24 | Year 25 | Year 26 | Year 27 | Year 28 | Year 29 | Year 30
| E1 | 0 | 0 | 0 | 0 | 0 | 0 | 0 | 0 | 0 | 0 | 0 | 0 | 0 | 0 | 0 | 0 | 0 | 0 | 0 | 0 | 0 | 0 | 0 | 0 | 0 | 0 | 0 | 0 | 0 | 0 | 0 | 0_E1_SysStock
| E2 | 0 | 0 | 0 | 0 | 0 | 0 | 0 | 0 | 0 | 0 | 0 | 0 | 0 | 0 | 0 | 0 | 0 | 0 | 0 | 0 | 0 | 0 | 0 | 0 | 0 | 0 | 0 | 0 | 0 | 0 | 0 | 0_E2_SysStock
| E3 | 0 | 0 | 0 | 0 | 0 | 0 | 0 | 0 | 0 | 0 | 0 | 0 | 0 | 0 | 0 | 0 | 0 | 0 | 0 | 0 | 0 | 0 | 0 | 0 | 0 | 0 | 0 | 0 | 0 | 0 | 0 | 0_E3_SysStock
| E4 | 0 | 0 | 0 | 0 | 0 | 0 | 0 | 0 | 0 | 0 | 0 | 0 | 0 | 0 | 0 | 0 | 0 | 0 | 0 | 0 | 0 | 0 | 0 | 0 | 0 | 0 | 0 | 0 | 0 | 0 | 0 | 0_E4_SysStock
| E5 | 0 | 0 | 0 | 0 | 0 | 0 | 0 | 0 | 0 | 0 | 0 | 0 | 0 | 0 | 0 | 0 | 0 | 0 | 0 | 0 | 0 | 0 | 0 | 0 | 0 | 0 | 0 | 0 | 0 | 0 | 0 | 0_E5_SysStock
| E6 | 0 | 0 | 0 | 0 | 0 | 0 | 0 | 0 | 0 | 0 | 0 | 0 | 0 | 0 | 0 | 0 | 0 | 0 | 0 | 0 | 0 | 0 | 0 | 0 | 0 | 0 | 0 | 0 | 0 | 0 | 0 | 0_E6_SysStock
| E7 | 0 | 0 | 0 | 0 | 0 | 0 | 0 | 0 | 0 | 0 | 0 | 0 | 0 | 0 | 0 | 0 | 0 | 0 | 0 | 0 | 0 | 0 | 0 | 0 | 0 | 0 | 0 | 0 | 0 | 0 | 0 | 0_E7_SysStock
| E8 | 0 | 0 | 0 | 0 | 0 | 0 | 0 | 0 | 0 | 0 | 0 | 0 | 0 | 0 | 0 | 0 | 0 | 0 | 0 | 0 | 0 | 0 | 0 | 0 | 0 | 0 | 0 | 0 | 0 | 0 | 0 | 0_E8_SysStock
| E9 | 0 | 0 | 0 | 0 | 0 | 0 | 0 | 0 | 0 | 0 | 0 | 0 | 0 | 0 | 0 | 0 | 0 | 0 | 0 | 0 | 0 | 0 | 0 | 0 | 0 | 0 | 0 | 0 | 0 | 0 | 0 | 0_E9_SysStock
| E10 | 0 | 0 | 0 | 0 | 0 | 0 | 0 | 0 | 0 | 0 | 0 | 0 | 0 | 0 | 0 | 0 | 0 | 0 | 0 | 0 | 0 | 0 | 0 | 0 | 0 | 0 | 0 | 0 | 0 | 0 | 0 | 0_E10_SysStock
| Vintage | 0 | 0 | 0 | 0 | 0 | 0 | 0 | 0 | 0 | 0 | 0 | 0 | 0 | 0 | 0 | 0 | 0 | 0 | 0 | 0 | 0 | 0 | 0 | 0 | 0 | 0 | 0 | 0 | 0 | 0 | 0 | 0_Vintage_SysStock
Tech Forecast Purchases
| Year | Year 0 | Year 1 | Year 2 | Year 3 | Year 4 | Year 5 | Year 6 | Year 7 | Year 8 | Year 9 | Year 10 | Year 11 | Year 12 | Year 13 | Year 14 | Year 15 | Year 16 | Year 17 | Year 18 | Year 19 | Year 20 | Year 21 | Year 22 | Year 23 | Year 24 | Year 25 | Year 26 | Year 27 | Year 28 | Year 29 | Year 30
| E1 | 0 | 0 | 0 | 0 | 0 | 0 | 0 | 0 | 0 | 0 | 0 | 0 | 0 | 0 | 0 | 0 | 0 | 0 | 0 | 0 | 0 | 0 | 0 | 0 | 0 | 0 | 0 | 0 | 0 | 0 | 0
| E2 | 0 | 0 | 0 | 0 | 0 | 0 | 0 | 0 | 0 | 0 | 0 | 0 | 0 | 0 | 0 | 0 | 0 | 0 | 0 | 0 | 0 | 0 | 0 | 0 | 0 | 0 | 0 | 0 | 0 | 0 | 0
| E3 | 0 | 0 | 0 | 0 | 0 | 0 | 0 | 0 | 0 | 0 | 0 | 0 | 0 | 0 | 0 | 0 | 0 | 0 | 0 | 0 | 0 | 0 | 0 | 0 | 0 | 0 | 0 | 0 | 0 | 0 | 0
| E4 | 0 | 0 | 0 | 0 | 0 | 0 | 0 | 0 | 0 | 0 | 0 | 0 | 0 | 0 | 0 | 0 | 0 | 0 | 0 | 0 | 0 | 0 | 0 | 0 | 0 | 0 | 0 | 0 | 0 | 0 | 0
| E5 | 0 | 0 | 0 | 0 | 0 | 0 | 0 | 0 | 0 | 0 | 0 | 0 | 0 | 0 | 0 | 0 | 0 | 0 | 0 | 0 | 0 | 0 | 0 | 0 | 0 | 0 | 0 | 0 | 0 | 0 | 0
| E6 | 0 | 0 | 0 | 0 | 0 | 0 | 0 | 0 | 0 | 0 | 0 | 0 | 0 | 0 | 0 | 0 | 0 | 0 | 0 | 0 | 0 | 0 | 0 | 0 | 0 | 0 | 0 | 0 | 0 | 0 | 0
| E7 | 0 | 0 | 0 | 0 | 0 | 0 | 0 | 0 | 0 | 0 | 0 | 0 | 0 | 0 | 0 | 0 | 0 | 0 | 0 | 0 | 0 | 0 | 0 | 0 | 0 | 0 | 0 | 0 | 0 | 0 | 0
| E8 | 0 | 0 | 0 | 0 | 0 | 0 | 0 | 0 | 0 | 0 | 0 | 0 | 0 | 0 | 0 | 0 | 0 | 0 | 0 | 0 | 0 | 0 | 0 | 0 | 0 | 0 | 0 | 0 | 0 | 0 | 0
| E9 | 0 | 0 | 0 | 0 | 0 | 0 | 0 | 0 | 0 | 0 | 0 | 0 | 0 | 0 | 0 | 0 | 0 | 0 | 0 | 0 | 0 | 0 | 0 | 0 | 0 | 0 | 0 | 0 | 0 | 0 | 0
| E10 | 0 | 0 | 0 | 0 | 0 | 0 | 0 | 0 | 0 | 0 | 0 | 0 | 0 | 0 | 0 | 0 | 0 | 0 | 0 | 0 | 0 | 0 | 0 | 0 | 0 | 0 | 0 | 0 | 0 | 0 | 0
Potential to Switch
| Year | Year 0 | Year 1 | Year 2 | Year 3 | Year 4 | Year 5 | Year 6 | Year 7 | Year 8 | Year 9 | Year 10 | Year 11 | Year 12 | Year 13 | Year 14 | Year 15 | Year 16 | Year 17 | Year 18 | Year 19 | Year 20 | Year 21 | Year 22 | Year 23 | Year 24 | Year 25 | Year 26 | Year 27 | Year 28 | Year 29 | Year 30
| E1 | 0 | 0 | 0 | 0 | 0 | 0 | 0 | 0 | 0 | 0 | 0 | 0 | 0 | 0 | 0 | 0 | 0 | 0 | 0 | 0 | 0 | 0 | 0 | 0 | 0 | 0 | 0 | 0 | 0 | 0 | 0 | 0_E1_Switched Out
| E2 | 0 | 0 | 0 | 0 | 0 | 0 | 0 | 0 | 0 | 0 | 0 | 0 | 0 | 0 | 0 | 0 | 0 | 0 | 0 | 0 | 0 | 0 | 0 | 0 | 0 | 0 | 0 | 0 | 0 | 0 | 0 | 0_E2_Switched Out
| E3 | 0 | 0 | 0 | 0 | 0 | 0 | 0 | 0 | 0 | 0 | 0 | 0 | 0 | 0 | 0 | 0 | 0 | 0 | 0 | 0 | 0 | 0 | 0 | 0 | 0 | 0 | 0 | 0 | 0 | 0 | 0 | 0_E3_Switched Out
| E4 | 0 | 0 | 0 | 0 | 0 | 0 | 0 | 0 | 0 | 0 | 0 | 0 | 0 | 0 | 0 | 0 | 0 | 0 | 0 | 0 | 0 | 0 | 0 | 0 | 0 | 0 | 0 | 0 | 0 | 0 | 0 | 0_E4_Switched Out
| E5 | 0 | 0 | 0 | 0 | 0 | 0 | 0 | 0 | 0 | 0 | 0 | 0 | 0 | 0 | 0 | 0 | 0 | 0 | 0 | 0 | 0 | 0 | 0 | 0 | 0 | 0 | 0 | 0 | 0 | 0 | 0 | 0_E5_Switched Out
| E6 | 0 | 0 | 0 | 0 | 0 | 0 | 0 | 0 | 0 | 0 | 0 | 0 | 0 | 0 | 0 | 0 | 0 | 0 | 0 | 0 | 0 | 0 | 0 | 0 | 0 | 0 | 0 | 0 | 0 | 0 | 0 | 0_E6_Switched Out
| E7 | 0 | 0 | 0 | 0 | 0 | 0 | 0 | 0 | 0 | 0 | 0 | 0 | 0 | 0 | 0 | 0 | 0 | 0 | 0 | 0 | 0 | 0 | 0 | 0 | 0 | 0 | 0 | 0 | 0 | 0 | 0 | 0_E7_Switched Out
| E8 | 0 | 0 | 0 | 0 | 0 | 0 | 0 | 0 | 0 | 0 | 0 | 0 | 0 | 0 | 0 | 0 | 0 | 0 | 0 | 0 | 0 | 0 | 0 | 0 | 0 | 0 | 0 | 0 | 0 | 0 | 0 | 0_E8_Switched Out
| E9 | 0 | 0 | 0 | 0 | 0 | 0 | 0 | 0 | 0 | 0 | 0 | 0 | 0 | 0 | 0 | 0 | 0 | 0 | 0 | 0 | 0 | 0 | 0 | 0 | 0 | 0 | 0 | 0 | 0 | 0 | 0 | 0_E9_Switched Out
| E10 | 0 | 0 | 0 | 0 | 0 | 0 | 0 | 0 | 0 | 0 | 0 | 0 | 0 | 0 | 0 | 0 | 0 | 0 | 0 | 0 | 0 | 0 | 0 | 0 | 0 | 0 | 0 | 0 | 0 | 0 | 0 | 0_E10_Switched Out
Units Out
| E1 | 0 | 0 | 0 | 0 | 0 | 0 | 0 | 0 | 0 | 0 | 0 | 0 | 0 | 0 | 0 | 0 | 0 | 0 | 0 | 0 | 0 | 0 | 0 | 0 | 0 | 0 | 0 | 0 | 0 | 0 | 0
| E2 | 0 | 0 | 0 | 0 | 0 | 0 | 0 | 0 | 0 | 0 | 0 | 0 | 0 | 0 | 0 | 0 | 0 | 0 | 0 | 0 | 0 | 0 | 0 | 0 | 0 | 0 | 0 | 0 | 0 | 0 | 0
| E3 | 0 | 0 | 0 | 0 | 0 | 0 | 0 | 0 | 0 | 0 | 0 | 0 | 0 | 0 | 0 | 0 | 0 | 0 | 0 | 0 | 0 | 0 | 0 | 0 | 0 | 0 | 0 | 0 | 0 | 0 | 0
| E4 | 0 | 0 | 0 | 0 | 0 | 0 | 0 | 0 | 0 | 0 | 0 | 0 | 0 | 0 | 0 | 0 | 0 | 0 | 0 | 0 | 0 | 0 | 0 | 0 | 0 | 0 | 0 | 0 | 0 | 0 | 0
| E5 | 0 | 0 | 0 | 0 | 0 | 0 | 0 | 0 | 0 | 0 | 0 | 0 | 0 | 0 | 0 | 0 | 0 | 0 | 0 | 0 | 0 | 0 | 0 | 0 | 0 | 0 | 0 | 0 | 0 | 0 | 0
| E6 | 0 | 0 | 0 | 0 | 0 | 0 | 0 | 0 | 0 | 0 | 0 | 0 | 0 | 0 | 0 | 0 | 0 | 0 | 0 | 0 | 0 | 0 | 0 | 0 | 0 | 0 | 0 | 0 | 0 | 0 | 0
| E7 | 0 | 0 | 0 | 0 | 0 | 0 | 0 | 0 | 0 | 0 | 0 | 0 | 0 | 0 | 0 | 0 | 0 | 0 | 0 | 0 | 0 | 0 | 0 | 0 | 0 | 0 | 0 | 0 | 0 | 0 | 0
| E8 | 0 | 0 | 0 | 0 | 0 | 0 | 0 | 0 | 0 | 0 | 0 | 0 | 0 | 0 | 0 | 0 | 0 | 0 | 0 | 0 | 0 | 0 | 0 | 0 | 0 | 0 | 0 | 0 | 0 | 0 | 0
| E9 | 0 | 0 | 0 | 0 | 0 | 0 | 0 | 0 | 0 | 0 | 0 | 0 | 0 | 0 | 0 | 0 | 0 | 0 | 0 | 0 | 0 | 0 | 0 | 0 | 0 | 0 | 0 | 0 | 0 | 0 | 0
| E10 | 0 | 0 | 0 | 0 | 0 | 0 | 0 | 0 | 0 | 0 | 0 | 0 | 0 | 0 | 0 | 0 | 0 | 0 | 0 | 0 | 0 | 0 | 0 | 0 | 0 | 0 | 0 | 0 | 0 | 0 | 0
| Vintage | 0 | 0 | 0 | 0 | 0 | 0 | 0 | 0 | 0 | 0 | 0 | 0 | 0 | 0 | 0 | 0 | 0 | 0 | 0 | 0 | 0 | 0 | 0 | 0 | 0 | 0 | 0 | 0 | 0 | 0 | 0
Tech Purchase Shares
| Year | Year 0 | Year 1 | Year 2 | Year 3 | Year 4 | Year 5 | Year 6 | Year 7 | Year 8 | Year 9 | Year 10 | Year 11 | Year 12 | Year 13 | Year 14 | Year 15 | Year 16 | Year 17 | Year 18 | Year 19 | Year 20 | Year 21 | Year 22 | Year 23 | Year 24 | Year 25 | Year 26 | Year 27 | Year 28 | Year 29 | Year 30
E1 | bar: Year 0 to Year 30
E2 | bar: Year 0 to Year 30
E3 | bar: Year 0 to Year 30
E4 | bar: Year 0 to Year 30
E5 | bar: Year 0 to Year 30
E6 | bar: Year 0 to Year 30
E7 | bar: Year 0 to Year 30
E8 | bar: Year 0 to Year 30
E9 | bar: Year 0 to Year 30
E10 | bar: Year 0 to Year 30
Units In from Switching
| E1 | 0 | 0 | 0 | 0 | 0 | 0 | 0 | 0 | 0 | 0 | 0 | 0 | 0 | 0 | 0 | 0 | 0 | 0 | 0 | 0 | 0 | 0 | 0 | 0 | 0 | 0 | 0 | 0 | 0 | 0 | 0
| E2 | 0 | 0 | 0 | 0 | 0 | 0 | 0 | 0 | 0 | 0 | 0 | 0 | 0 | 0 | 0 | 0 | 0 | 0 | 0 | 0 | 0 | 0 | 0 | 0 | 0 | 0 | 0 | 0 | 0 | 0 | 0
| E3 | 0 | 0 | 0 | 0 | 0 | 0 | 0 | 0 | 0 | 0 | 0 | 0 | 0 | 0 | 0 | 0 | 0 | 0 | 0 | 0 | 0 | 0 | 0 | 0 | 0 | 0 | 0 | 0 | 0 | 0 | 0
| E4 | 0 | 0 | 0 | 0 | 0 | 0 | 0 | 0 | 0 | 0 | 0 | 0 | 0 | 0 | 0 | 0 | 0 | 0 | 0 | 0 | 0 | 0 | 0 | 0 | 0 | 0 | 0 | 0 | 0 | 0 | 0
| E5 | 0 | 0 | 0 | 0 | 0 | 0 | 0 | 0 | 0 | 0 | 0 | 0 | 0 | 0 | 0 | 0 | 0 | 0 | 0 | 0 | 0 | 0 | 0 | 0 | 0 | 0 | 0 | 0 | 0 | 0 | 0
| E6 | 0 | 0 | 0 | 0 | 0 | 0 | 0 | 0 | 0 | 0 | 0 | 0 | 0 | 0 | 0 | 0 | 0 | 0 | 0 | 0 | 0 | 0 | 0 | 0 | 0 | 0 | 0 | 0 | 0 | 0 | 0
| E7 | 0 | 0 | 0 | 0 | 0 | 0 | 0 | 0 | 0 | 0 | 0 | 0 | 0 | 0 | 0 | 0 | 0 | 0 | 0 | 0 | 0 | 0 | 0 | 0 | 0 | 0 | 0 | 0 | 0 | 0 | 0
| E8 | 0 | 0 | 0 | 0 | 0 | 0 | 0 | 0 | 0 | 0 | 0 | 0 | 0 | 0 | 0 | 0 | 0 | 0 | 0 | 0 | 0 | 0 | 0 | 0 | 0 | 0 | 0 | 0 | 0 | 0 | 0
| E9 | 0 | 0 | 0 | 0 | 0 | 0 | 0 | 0 | 0 | 0 | 0 | 0 | 0 | 0 | 0 | 0 | 0 | 0 | 0 | 0 | 0 | 0 | 0 | 0 | 0 | 0 | 0 | 0 | 0 | 0 | 0
| E10 | 0 | 0 | 0 | 0 | 0 | 0 | 0 | 0 | 0 | 0 | 0 | 0 | 0 | 0 | 0 | 0 | 0 | 0 | 0 | 0 | 0 | 0 | 0 | 0 | 0 | 0 | 0 | 0 | 0 | 0 | 0
| Vintage | 0 | 0 | 0 | 0 | 0 | 0 | 0 | 0 | 0 | 0 | 0 | 0 | 0 | 0 | 0 | 0 | 0 | 0 | 0 | 0 | 0 | 0 | 0 | 0 | 0 | 0 | 0 | 0 | 0 | 0 | 0
Net Change
| Year | Year 0 | Year 1 | Year 2 | Year 3 | Year 4 | Year 5 | Year 6 | Year 7 | Year 8 | Year 9 | Year 10 | Year 11 | Year 12 | Year 13 | Year 14 | Year 15 | Year 16 | Year 17 | Year 18 | Year 19 | Year 20 | Year 21 | Year 22 | Year 23 | Year 24 | Year 25 | Year 26 | Year 27 | Year 28 | Year 29 | Year 30 | Key
| Units | 0 | 0 | 0 | 0 | 0 | 0 | 0 | 0 | 0 | 0 | 0 | 0 | 0 | 0 | 0 | 0 | 0 | 0 | 0 | 0 | 0 | 0 | 0 | 0 | 0 | 0 | 0 | 0 | 0 | 0 | 0 | 0_Units |  |  |  |  | 301957.8232
| Usage | 0 | 0 | 0 | 0 | 0 | 0 | 0 | 0 | 0 | 0 | 0 | 0 | 0 | 0 | 0 | 0 | 0 | 0 | 0 | 0 | 0 | 0 | 0 | 0 | 0 | 0 | 0 | 0 | 0 | 0 | 0 | 0_Usage |  |  |  |  | 1698.6543
| Peak Demand (S) | 0 | 0 | 0 | 0 | 0 | 0 | 0 | 0 | 0 | 0 | 0 | 0 | 0 | 0 | 0 | 0 | 0 | 0 | 0 | 0 | 0 | 0 | 0 | 0 | 0 | 0 | 0 | 0 | 0 | 0 | 0 | 0_Peak Demand (S) |  |  |  |  | 0
| Peak Demand (W) | 0 | 0 | 0 | 0 | 0 | 0 | 0 | 0 | 0 | 0 | 0 | 0 | 0 | 0 | 0 | 0 | 0 | 0 | 0 | 0 | 0 | 0 | 0 | 0 | 0 | 0 | 0 | 0 | 0 | 0 | 0 | 0_Peak Demand (W) |  |  |  |  | 884.6119
| Turnover | 0 | 0 | 0 | 0 | 0 | 0 | 0 | 0 | 0 | 0 | 0 | 0 | 0 | 0 | 0 | 0 | 0 | 0 | 0 | 0 | 0 | 0 | 0 | 0 | 0 | 0 | 0 | 0 | 0 | 0 | 0 | 0_Turnover |  |  |  |  | 6885.4476
| Avg. Replacement Usage | 0 | 0 | 0 | 0 | 0 | 0 | 0 | 0 | 0 | 0 | 0 | 0 | 0 | 0 | 0 | 0 | 0 | 0 | 0 | 0 | 0 | 0 | 0 | 0 | 0 | 0 | 0 | 0 | 0 | 0 | 0 | 0_Avg. Replacement Usage |  |  |  |  | 5638.8522
| Avg. Replacement Demand (S) | 0 | 0 | 0 | 0 | 0 | 0 | 0 | 0 | 0 | 0 | 0 | 0 | 0 | 0 | 0 | 0 | 0 | 0 | 0 | 0 | 0 | 0 | 0 | 0 | 0 | 0 | 0 | 0 | 0 | 0 | 0 | 0_Avg. Replacement Demand (S) |  |  |  |  | 0
| Avg. Replacement Demand (W) | 0 | 0 | 0 | 0 | 0 | 0 | 0 | 0 | 0 | 0 | 0 | 0 | 0 | 0 | 0 | 0 | 0 | 0 | 0 | 0 | 0 | 0 | 0 | 0 | 0 | 0 | 0 | 0 | 0 | 0 | 0 | 0_Avg. Replacement Demand (W) |  |  |  |  | 2.9366
Purchases
| Year | Year 0 | Year 1 | Year 2 | Year 3 | Year 4 | Year 5 | Year 6 | Year 7 | Year 8 | Year 9 | Year 10 | Year 11 | Year 12 | Year 13 | Year 14 | Year 15 | Year 16 | Year 17 | Year 18 | Year 19 | Year 20 | Year 21 | Year 22 | Year 23 | Year 24 | Year 25 | Year 26 | Year 27 | Year 28 | Year 29 | Year 30
| E1 | 0 | 0 | 0 | 0 | 0 | 0 | 0 | 0 | 0 | 0 | 0 | 0 | 0 | 0 | 0 | 0 | 0 | 0 | 0 | 0 | 0 | 0 | 0 | 0 | 0 | 0 | 0 | 0 | 0 | 0 | 0 | 0_E1_Purchases |  |  |  |  | 6885.4476
| E2 | 0 | 0 | 0 | 0 | 0 | 0 | 0 | 0 | 0 | 0 | 0 | 0 | 0 | 0 | 0 | 0 | 0 | 0 | 0 | 0 | 0 | 0 | 0 | 0 | 0 | 0 | 0 | 0 | 0 | 0 | 0 | 0_E2_Purchases |  |  |  |  | 0
| E3 | 0 | 0 | 0 | 0 | 0 | 0 | 0 | 0 | 0 | 0 | 0 | 0 | 0 | 0 | 0 | 0 | 0 | 0 | 0 | 0 | 0 | 0 | 0 | 0 | 0 | 0 | 0 | 0 | 0 | 0 | 0 | 0_E3_Purchases |  |  |  |  | 0
| E4 | 0 | 0 | 0 | 0 | 0 | 0 | 0 | 0 | 0 | 0 | 0 | 0 | 0 | 0 | 0 | 0 | 0 | 0 | 0 | 0 | 0 | 0 | 0 | 0 | 0 | 0 | 0 | 0 | 0 | 0 | 0 | 0_E4_Purchases |  |  |  |  | 0
| E5 | 0 | 0 | 0 | 0 | 0 | 0 | 0 | 0 | 0 | 0 | 0 | 0 | 0 | 0 | 0 | 0 | 0 | 0 | 0 | 0 | 0 | 0 | 0 | 0 | 0 | 0 | 0 | 0 | 0 | 0 | 0 | 0_E5_Purchases |  |  |  |  | 0
| E6 | 0 | 0 | 0 | 0 | 0 | 0 | 0 | 0 | 0 | 0 | 0 | 0 | 0 | 0 | 0 | 0 | 0 | 0 | 0 | 0 | 0 | 0 | 0 | 0 | 0 | 0 | 0 | 0 | 0 | 0 | 0 | 0_E6_Purchases |  |  |  |  | 0
| E7 | 0 | 0 | 0 | 0 | 0 | 0 | 0 | 0 | 0 | 0 | 0 | 0 | 0 | 0 | 0 | 0 | 0 | 0 | 0 | 0 | 0 | 0 | 0 | 0 | 0 | 0 | 0 | 0 | 0 | 0 | 0 | 0_E7_Purchases |  |  |  |  | 0
| E8 | 0 | 0 | 0 | 0 | 0 | 0 | 0 | 0 | 0 | 0 | 0 | 0 | 0 | 0 | 0 | 0 | 0 | 0 | 0 | 0 | 0 | 0 | 0 | 0 | 0 | 0 | 0 | 0 | 0 | 0 | 0 | 0_E8_Purchases |  |  |  |  | 0
| E9 | 0 | 0 | 0 | 0 | 0 | 0 | 0 | 0 | 0 | 0 | 0 | 0 | 0 | 0 | 0 | 0 | 0 | 0 | 0 | 0 | 0 | 0 | 0 | 0 | 0 | 0 | 0 | 0 | 0 | 0 | 0 | 0_E9_Purchases |  |  |  |  | 0
| E10 | 0 | 0 | 0 | 0 | 0 | 0 | 0 | 0 | 0 | 0 | 0 | 0 | 0 | 0 | 0 | 0 | 0 | 0 | 0 | 0 | 0 | 0 | 0 | 0 | 0 | 0 | 0 | 0 | 0 | 0 | 0 | 0_E10_Purchases |  |  |  |  | 0
Stock
| Year | Year 0 | Year 1 | Year 2 | Year 3 | Year 4 | Year 5 | Year 6 | Year 7 | Year 8 | Year 9 | Year 10 | Year 11 | Year 12 | Year 13 | Year 14 | Year 15 | Year 16 | Year 17 | Year 18 | Year 19 | Year 20 | Year 21 | Year 22 | Year 23 | Year 24 | Year 25 | Year 26 | Year 27 | Year 28 | Year 29 | Year 30
| E1 | 0 | 0 | 0 | 0 | 0 | 0 | 0 | 0 | 0 | 0 | 0 | 0 | 0 | 0 | 0 | 0 | 0 | 0 | 0 | 0 | 0 | 0 | 0 | 0 | 0 | 0 | 0 | 0 | 0 | 0 | 0 | 0_E1_Stock |  |  |  |  | 13576.6093
| E2 | 0 | 0 | 0 | 0 | 0 | 0 | 0 | 0 | 0 | 0 | 0 | 0 | 0 | 0 | 0 | 0 | 0 | 0 | 0 | 0 | 0 | 0 | 0 | 0 | 0 | 0 | 0 | 0 | 0 | 0 | 0 | 0_E2_Stock |  |  |  |  | 0
| E3 | 0 | 0 | 0 | 0 | 0 | 0 | 0 | 0 | 0 | 0 | 0 | 0 | 0 | 0 | 0 | 0 | 0 | 0 | 0 | 0 | 0 | 0 | 0 | 0 | 0 | 0 | 0 | 0 | 0 | 0 | 0 | 0_E3_Stock |  |  |  |  | 0
| E4 | 0 | 0 | 0 | 0 | 0 | 0 | 0 | 0 | 0 | 0 | 0 | 0 | 0 | 0 | 0 | 0 | 0 | 0 | 0 | 0 | 0 | 0 | 0 | 0 | 0 | 0 | 0 | 0 | 0 | 0 | 0 | 0_E4_Stock |  |  |  |  | 0
| E5 | 0 | 0 | 0 | 0 | 0 | 0 | 0 | 0 | 0 | 0 | 0 | 0 | 0 | 0 | 0 | 0 | 0 | 0 | 0 | 0 | 0 | 0 | 0 | 0 | 0 | 0 | 0 | 0 | 0 | 0 | 0 | 0_E5_Stock |  |  |  |  | 0
| E6 | 0 | 0 | 0 | 0 | 0 | 0 | 0 | 0 | 0 | 0 | 0 | 0 | 0 | 0 | 0 | 0 | 0 | 0 | 0 | 0 | 0 | 0 | 0 | 0 | 0 | 0 | 0 | 0 | 0 | 0 | 0 | 0_E6_Stock |  |  |  |  | 0
| E7 | 0 | 0 | 0 | 0 | 0 | 0 | 0 | 0 | 0 | 0 | 0 | 0 | 0 | 0 | 0 | 0 | 0 | 0 | 0 | 0 | 0 | 0 | 0 | 0 | 0 | 0 | 0 | 0 | 0 | 0 | 0 | 0_E7_Stock |  |  |  |  | 0
| E8 | 0 | 0 | 0 | 0 | 0 | 0 | 0 | 0 | 0 | 0 | 0 | 0 | 0 | 0 | 0 | 0 | 0 | 0 | 0 | 0 | 0 | 0 | 0 | 0 | 0 | 0 | 0 | 0 | 0 | 0 | 0 | 0_E8_Stock |  |  |  |  | 0
| E9 | 0 | 0 | 0 | 0 | 0 | 0 | 0 | 0 | 0 | 0 | 0 | 0 | 0 | 0 | 0 | 0 | 0 | 0 | 0 | 0 | 0 | 0 | 0 | 0 | 0 | 0 | 0 | 0 | 0 | 0 | 0 | 0_E9_Stock |  |  |  |  | 0
| E10 | 0 | 0 | 0 | 0 | 0 | 0 | 0 | 0 | 0 | 0 | 0 | 0 | 0 | 0 | 0 | 0 | 0 | 0 | 0 | 0 | 0 | 0 | 0 | 0 | 0 | 0 | 0 | 0 | 0 | 0 | 0 | 0_E10_Stock |  |  |  |  | 0
| Vintage | 0 | 0 | 0 | 0 | 0 | 0 | 0 | 0 | 0 | 0 | 0 | 0 | 0 | 0 | 0 | 0 | 0 | 0 | 0 | 0 | 0 | 0 | 0 | 0 | 0 | 0 | 0 | 0 | 0 | 0 | 0 | 0_Vintage_Stock |  |  |  |  | 288381.2139
S2C5 |  | Year 0: System 2 Technology 5
Technology Variables
| Tech Key | Year 0: 0
| Peak Factor (S) | Year 0: 0
| Peak Factor (W) | Year 0: 0
| Min Vintage Lifetime | Year 0: 0
| Max Vintage Lifetime | Year 0: 0
| Turnover Style | Year 0: 0
Technology Variables
| Equipment | Year 0: Label; Year 1: Min Lifetime; Year 2: Max Lifetime; Year 3: Degradation; Year 4: Usage; Year 5: Available
| E1 | Year 1: 0; Year 2: 0; Year 3: 0%; Year 4: 0; Year 5: FALSE
| E2 | Year 1: 0; Year 2: 0; Year 3: 0%; Year 4: 0; Year 5: FALSE
| E3 | Year 1: 0; Year 2: 0; Year 3: 0%; Year 4: 0; Year 5: FALSE
| E4 | Year 1: 0; Year 2: 0; Year 3: 0%; Year 4: 0; Year 5: FALSE
| E5 | Year 1: 0; Year 2: 0; Year 3: 0%; Year 4: 0; Year 5: FALSE
| E6 | Year 1: 0; Year 2: 0; Year 3: 0%; Year 4: 0; Year 5: FALSE
| E7 | Year 1: 0; Year 2: 0; Year 3: 0%; Year 4: 0; Year 5: FALSE
| E8 | Year 1: 0; Year 2: 0; Year 3: 0%; Year 4: 0; Year 5: FALSE
| E9 | Year 1: 0; Year 2: 0; Year 3: 0%; Year 4: 0; Year 5: FALSE
| E10 | Year 1: 0; Year 2: 0; Year 3: 0%; Year 4: 0; Year 5: FALSE
Original Forecast Results
| Year | Year 0 | Year 1 | Year 2 | Year 3 | Year 4 | Year 5 | Year 6 | Year 7 | Year 8 | Year 9 | Year 10 | Year 11 | Year 12 | Year 13 | Year 14 | Year 15 | Year 16 | Year 17 | Year 18 | Year 19 | Year 20 | Year 21 | Year 22 | Year 23 | Year 24 | Year 25 | Year 26 | Year 27 | Year 28 | Year 29 | Year 30 | Key
| Units | 0 | 0 | 0 | 0 | 0 | 0 | 0 | 0 | 0 | 0 | 0 | 0 | 0 | 0 | 0 | 0 | 0 | 0 | 0 | 0 | 0 | 0 | 0 | 0 | 0 | 0 | 0 | 0 | 0 | 0 | 0 | #REF! |  |  |  |  | 301957.8232
| Usage | 0 | 0 | 0 | 0 | 0 | 0 | 0 | 0 | 0 | 0 | 0 | 0 | 0 | 0 | 0 | 0 | 0 | 0 | 0 | 0 | 0 | 0 | 0 | 0 | 0 | 0 | 0 | 0 | 0 | 0 | 0 | #REF! |  |  |  |  | 1698.6543
| Peak Demand (S) | 0 | 0 | 0 | 0 | 0 | 0 | 0 | 0 | 0 | 0 | 0 | 0 | 0 | 0 | 0 | 0 | 0 | 0 | 0 | 0 | 0 | 0 | 0 | 0 | 0 | 0 | 0 | 0 | 0 | 0 | 0 | #REF! |  |  |  |  | 0
| Peak Demand (W) | 0 | 0 | 0 | 0 | 0 | 0 | 0 | 0 | 0 | 0 | 0 | 0 | 0 | 0 | 0 | 0 | 0 | 0 | 0 | 0 | 0 | 0 | 0 | 0 | 0 | 0 | 0 | 0 | 0 | 0 | 0 | #REF! |  |  |  |  | 884.6119
| Turnover | 0 | 0 | 0 | 0 | 0 | 0 | 0 | 0 | 0 | 0 | 0 | 0 | 0 | 0 | 0 | 0 | 0 | 0 | 0 | 0 | 0 | 0 | 0 | 0 | 0 | 0 | 0 | 0 | 0 | 0 | 0 | #REF! |  |  |  |  | 6885.4476
| Avg. Replacement Usage | 0 | 0 | 0 | 0 | 0 | 0 | 0 | 0 | 0 | 0 | 0 | 0 | 0 | 0 | 0 | 0 | 0 | 0 | 0 | 0 | 0 | 0 | 0 | 0 | 0 | 0 | 0 | 0 | 0 | 0 | 0 | #REF! |  |  |  |  | 5638.8522
| Avg. Replacement Demand (S) | 0 | 0 | 0 | 0 | 0 | 0 | 0 | 0 | 0 | 0 | 0 | 0 | 0 | 0 | 0 | 0 | 0 | 0 | 0 | 0 | 0 | 0 | 0 | 0 | 0 | 0 | 0 | 0 | 0 | 0 | 0 | #REF! |  |  |  |  | 0
| Avg. Replacement Demand (W) | 0 | 0 | 0 | 0 | 0 | 0 | 0 | 0 | 0 | 0 | 0 | 0 | 0 | 0 | 0 | 0 | 0 | 0 | 0 | 0 | 0 | 0 | 0 | 0 | 0 | 0 | 0 | 0 | 0 | 0 | 0 | #REF! |  |  |  |  | 2.9366
Tech Forecast Stock
| Year | Year 0 | Year 1 | Year 2 | Year 3 | Year 4 | Year 5 | Year 6 | Year 7 | Year 8 | Year 9 | Year 10 | Year 11 | Year 12 | Year 13 | Year 14 | Year 15 | Year 16 | Year 17 | Year 18 | Year 19 | Year 20 | Year 21 | Year 22 | Year 23 | Year 24 | Year 25 | Year 26 | Year 27 | Year 28 | Year 29 | Year 30
| E1 | 0 | 0 | 0 | 0 | 0 | 0 | 0 | 0 | 0 | 0 | 0 | 0 | 0 | 0 | 0 | 0 | 0 | 0 | 0 | 0 | 0 | 0 | 0 | 0 | 0 | 0 | 0 | 0 | 0 | 0 | 0
| E2 | 0 | 0 | 0 | 0 | 0 | 0 | 0 | 0 | 0 | 0 | 0 | 0 | 0 | 0 | 0 | 0 | 0 | 0 | 0 | 0 | 0 | 0 | 0 | 0 | 0 | 0 | 0 | 0 | 0 | 0 | 0
| E3 | 0 | 0 | 0 | 0 | 0 | 0 | 0 | 0 | 0 | 0 | 0 | 0 | 0 | 0 | 0 | 0 | 0 | 0 | 0 | 0 | 0 | 0 | 0 | 0 | 0 | 0 | 0 | 0 | 0 | 0 | 0
| E4 | 0 | 0 | 0 | 0 | 0 | 0 | 0 | 0 | 0 | 0 | 0 | 0 | 0 | 0 | 0 | 0 | 0 | 0 | 0 | 0 | 0 | 0 | 0 | 0 | 0 | 0 | 0 | 0 | 0 | 0 | 0
| E5 | 0 | 0 | 0 | 0 | 0 | 0 | 0 | 0 | 0 | 0 | 0 | 0 | 0 | 0 | 0 | 0 | 0 | 0 | 0 | 0 | 0 | 0 | 0 | 0 | 0 | 0 | 0 | 0 | 0 | 0 | 0
| E6 | 0 | 0 | 0 | 0 | 0 | 0 | 0 | 0 | 0 | 0 | 0 | 0 | 0 | 0 | 0 | 0 | 0 | 0 | 0 | 0 | 0 | 0 | 0 | 0 | 0 | 0 | 0 | 0 | 0 | 0 | 0
| E7 | 0 | 0 | 0 | 0 | 0 | 0 | 0 | 0 | 0 | 0 | 0 | 0 | 0 | 0 | 0 | 0 | 0 | 0 | 0 | 0 | 0 | 0 | 0 | 0 | 0 | 0 | 0 | 0 | 0 | 0 | 0
| E8 | 0 | 0 | 0 | 0 | 0 | 0 | 0 | 0 | 0 | 0 | 0 | 0 | 0 | 0 | 0 | 0 | 0 | 0 | 0 | 0 | 0 | 0 | 0 | 0 | 0 | 0 | 0 | 0 | 0 | 0 | 0
| E9 | 0 | 0 | 0 | 0 | 0 | 0 | 0 | 0 | 0 | 0 | 0 | 0 | 0 | 0 | 0 | 0 | 0 | 0 | 0 | 0 | 0 | 0 | 0 | 0 | 0 | 0 | 0 | 0 | 0 | 0 | 0
| E10 | 0 | 0 | 0 | 0 | 0 | 0 | 0 | 0 | 0 | 0 | 0 | 0 | 0 | 0 | 0 | 0 | 0 | 0 | 0 | 0 | 0 | 0 | 0 | 0 | 0 | 0 | 0 | 0 | 0 | 0 | 0
| Vintage | 0 | 0 | 0 | 0 | 0 | 0 | 0 | 0 | 0 | 0 | 0 | 0 | 0 | 0 | 0 | 0 | 0 | 0 | 0 | 0 | 0 | 0 | 0 | 0 | 0 | 0 | 0 | 0 | 0 | 0 | 0
Stock for Switching
| Year | Year 0 | Year 1 | Year 2 | Year 3 | Year 4 | Year 5 | Year 6 | Year 7 | Year 8 | Year 9 | Year 10 | Year 11 | Year 12 | Year 13 | Year 14 | Year 15 | Year 16 | Year 17 | Year 18 | Year 19 | Year 20 | Year 21 | Year 22 | Year 23 | Year 24 | Year 25 | Year 26 | Year 27 | Year 28 | Year 29 | Year 30
| E1 | 0 | 0 | 0 | 0 | 0 | 0 | 0 | 0 | 0 | 0 | 0 | 0 | 0 | 0 | 0 | 0 | 0 | 0 | 0 | 0 | 0 | 0 | 0 | 0 | 0 | 0 | 0 | 0 | 0 | 0 | 0 | 0_E1_SysStock
| E2 | 0 | 0 | 0 | 0 | 0 | 0 | 0 | 0 | 0 | 0 | 0 | 0 | 0 | 0 | 0 | 0 | 0 | 0 | 0 | 0 | 0 | 0 | 0 | 0 | 0 | 0 | 0 | 0 | 0 | 0 | 0 | 0_E2_SysStock
| E3 | 0 | 0 | 0 | 0 | 0 | 0 | 0 | 0 | 0 | 0 | 0 | 0 | 0 | 0 | 0 | 0 | 0 | 0 | 0 | 0 | 0 | 0 | 0 | 0 | 0 | 0 | 0 | 0 | 0 | 0 | 0 | 0_E3_SysStock
| E4 | 0 | 0 | 0 | 0 | 0 | 0 | 0 | 0 | 0 | 0 | 0 | 0 | 0 | 0 | 0 | 0 | 0 | 0 | 0 | 0 | 0 | 0 | 0 | 0 | 0 | 0 | 0 | 0 | 0 | 0 | 0 | 0_E4_SysStock
| E5 | 0 | 0 | 0 | 0 | 0 | 0 | 0 | 0 | 0 | 0 | 0 | 0 | 0 | 0 | 0 | 0 | 0 | 0 | 0 | 0 | 0 | 0 | 0 | 0 | 0 | 0 | 0 | 0 | 0 | 0 | 0 | 0_E5_SysStock
| E6 | 0 | 0 | 0 | 0 | 0 | 0 | 0 | 0 | 0 | 0 | 0 | 0 | 0 | 0 | 0 | 0 | 0 | 0 | 0 | 0 | 0 | 0 | 0 | 0 | 0 | 0 | 0 | 0 | 0 | 0 | 0 | 0_E6_SysStock
| E7 | 0 | 0 | 0 | 0 | 0 | 0 | 0 | 0 | 0 | 0 | 0 | 0 | 0 | 0 | 0 | 0 | 0 | 0 | 0 | 0 | 0 | 0 | 0 | 0 | 0 | 0 | 0 | 0 | 0 | 0 | 0 | 0_E7_SysStock
| E8 | 0 | 0 | 0 | 0 | 0 | 0 | 0 | 0 | 0 | 0 | 0 | 0 | 0 | 0 | 0 | 0 | 0 | 0 | 0 | 0 | 0 | 0 | 0 | 0 | 0 | 0 | 0 | 0 | 0 | 0 | 0 | 0_E8_SysStock
| E9 | 0 | 0 | 0 | 0 | 0 | 0 | 0 | 0 | 0 | 0 | 0 | 0 | 0 | 0 | 0 | 0 | 0 | 0 | 0 | 0 | 0 | 0 | 0 | 0 | 0 | 0 | 0 | 0 | 0 | 0 | 0 | 0_E9_SysStock
| E10 | 0 | 0 | 0 | 0 | 0 | 0 | 0 | 0 | 0 | 0 | 0 | 0 | 0 | 0 | 0 | 0 | 0 | 0 | 0 | 0 | 0 | 0 | 0 | 0 | 0 | 0 | 0 | 0 | 0 | 0 | 0 | 0_E10_SysStock
| Vintage | 0 | 0 | 0 | 0 | 0 | 0 | 0 | 0 | 0 | 0 | 0 | 0 | 0 | 0 | 0 | 0 | 0 | 0 | 0 | 0 | 0 | 0 | 0 | 0 | 0 | 0 | 0 | 0 | 0 | 0 | 0 | 0_Vintage_SysStock
Tech Forecast Purchases
| Year | Year 0 | Year 1 | Year 2 | Year 3 | Year 4 | Year 5 | Year 6 | Year 7 | Year 8 | Year 9 | Year 10 | Year 11 | Year 12 | Year 13 | Year 14 | Year 15 | Year 16 | Year 17 | Year 18 | Year 19 | Year 20 | Year 21 | Year 22 | Year 23 | Year 24 | Year 25 | Year 26 | Year 27 | Year 28 | Year 29 | Year 30
| E1 | 0 | 0 | 0 | 0 | 0 | 0 | 0 | 0 | 0 | 0 | 0 | 0 | 0 | 0 | 0 | 0 | 0 | 0 | 0 | 0 | 0 | 0 | 0 | 0 | 0 | 0 | 0 | 0 | 0 | 0 | 0
| E2 | 0 | 0 | 0 | 0 | 0 | 0 | 0 | 0 | 0 | 0 | 0 | 0 | 0 | 0 | 0 | 0 | 0 | 0 | 0 | 0 | 0 | 0 | 0 | 0 | 0 | 0 | 0 | 0 | 0 | 0 | 0
| E3 | 0 | 0 | 0 | 0 | 0 | 0 | 0 | 0 | 0 | 0 | 0 | 0 | 0 | 0 | 0 | 0 | 0 | 0 | 0 | 0 | 0 | 0 | 0 | 0 | 0 | 0 | 0 | 0 | 0 | 0 | 0
| E4 | 0 | 0 | 0 | 0 | 0 | 0 | 0 | 0 | 0 | 0 | 0 | 0 | 0 | 0 | 0 | 0 | 0 | 0 | 0 | 0 | 0 | 0 | 0 | 0 | 0 | 0 | 0 | 0 | 0 | 0 | 0
| E5 | 0 | 0 | 0 | 0 | 0 | 0 | 0 | 0 | 0 | 0 | 0 | 0 | 0 | 0 | 0 | 0 | 0 | 0 | 0 | 0 | 0 | 0 | 0 | 0 | 0 | 0 | 0 | 0 | 0 | 0 | 0
| E6 | 0 | 0 | 0 | 0 | 0 | 0 | 0 | 0 | 0 | 0 | 0 | 0 | 0 | 0 | 0 | 0 | 0 | 0 | 0 | 0 | 0 | 0 | 0 | 0 | 0 | 0 | 0 | 0 | 0 | 0 | 0
| E7 | 0 | 0 | 0 | 0 | 0 | 0 | 0 | 0 | 0 | 0 | 0 | 0 | 0 | 0 | 0 | 0 | 0 | 0 | 0 | 0 | 0 | 0 | 0 | 0 | 0 | 0 | 0 | 0 | 0 | 0 | 0
| E8 | 0 | 0 | 0 | 0 | 0 | 0 | 0 | 0 | 0 | 0 | 0 | 0 | 0 | 0 | 0 | 0 | 0 | 0 | 0 | 0 | 0 | 0 | 0 | 0 | 0 | 0 | 0 | 0 | 0 | 0 | 0
| E9 | 0 | 0 | 0 | 0 | 0 | 0 | 0 | 0 | 0 | 0 | 0 | 0 | 0 | 0 | 0 | 0 | 0 | 0 | 0 | 0 | 0 | 0 | 0 | 0 | 0 | 0 | 0 | 0 | 0 | 0 | 0
| E10 | 0 | 0 | 0 | 0 | 0 | 0 | 0 | 0 | 0 | 0 | 0 | 0 | 0 | 0 | 0 | 0 | 0 | 0 | 0 | 0 | 0 | 0 | 0 | 0 | 0 | 0 | 0 | 0 | 0 | 0 | 0
Potential to Switch
| Year | Year 0 | Year 1 | Year 2 | Year 3 | Year 4 | Year 5 | Year 6 | Year 7 | Year 8 | Year 9 | Year 10 | Year 11 | Year 12 | Year 13 | Year 14 | Year 15 | Year 16 | Year 17 | Year 18 | Year 19 | Year 20 | Year 21 | Year 22 | Year 23 | Year 24 | Year 25 | Year 26 | Year 27 | Year 28 | Year 29 | Year 30
| E1 | 0 | 0 | 0 | 0 | 0 | 0 | 0 | 0 | 0 | 0 | 0 | 0 | 0 | 0 | 0 | 0 | 0 | 0 | 0 | 0 | 0 | 0 | 0 | 0 | 0 | 0 | 0 | 0 | 0 | 0 | 0 | 0_E1_Switched Out
| E2 | 0 | 0 | 0 | 0 | 0 | 0 | 0 | 0 | 0 | 0 | 0 | 0 | 0 | 0 | 0 | 0 | 0 | 0 | 0 | 0 | 0 | 0 | 0 | 0 | 0 | 0 | 0 | 0 | 0 | 0 | 0 | 0_E2_Switched Out
| E3 | 0 | 0 | 0 | 0 | 0 | 0 | 0 | 0 | 0 | 0 | 0 | 0 | 0 | 0 | 0 | 0 | 0 | 0 | 0 | 0 | 0 | 0 | 0 | 0 | 0 | 0 | 0 | 0 | 0 | 0 | 0 | 0_E3_Switched Out
| E4 | 0 | 0 | 0 | 0 | 0 | 0 | 0 | 0 | 0 | 0 | 0 | 0 | 0 | 0 | 0 | 0 | 0 | 0 | 0 | 0 | 0 | 0 | 0 | 0 | 0 | 0 | 0 | 0 | 0 | 0 | 0 | 0_E4_Switched Out
| E5 | 0 | 0 | 0 | 0 | 0 | 0 | 0 | 0 | 0 | 0 | 0 | 0 | 0 | 0 | 0 | 0 | 0 | 0 | 0 | 0 | 0 | 0 | 0 | 0 | 0 | 0 | 0 | 0 | 0 | 0 | 0 | 0_E5_Switched Out
| E6 | 0 | 0 | 0 | 0 | 0 | 0 | 0 | 0 | 0 | 0 | 0 | 0 | 0 | 0 | 0 | 0 | 0 | 0 | 0 | 0 | 0 | 0 | 0 | 0 | 0 | 0 | 0 | 0 | 0 | 0 | 0 | 0_E6_Switched Out
| E7 | 0 | 0 | 0 | 0 | 0 | 0 | 0 | 0 | 0 | 0 | 0 | 0 | 0 | 0 | 0 | 0 | 0 | 0 | 0 | 0 | 0 | 0 | 0 | 0 | 0 | 0 | 0 | 0 | 0 | 0 | 0 | 0_E7_Switched Out
| E8 | 0 | 0 | 0 | 0 | 0 | 0 | 0 | 0 | 0 | 0 | 0 | 0 | 0 | 0 | 0 | 0 | 0 | 0 | 0 | 0 | 0 | 0 | 0 | 0 | 0 | 0 | 0 | 0 | 0 | 0 | 0 | 0_E8_Switched Out
| E9 | 0 | 0 | 0 | 0 | 0 | 0 | 0 | 0 | 0 | 0 | 0 | 0 | 0 | 0 | 0 | 0 | 0 | 0 | 0 | 0 | 0 | 0 | 0 | 0 | 0 | 0 | 0 | 0 | 0 | 0 | 0 | 0_E9_Switched Out
| E10 | 0 | 0 | 0 | 0 | 0 | 0 | 0 | 0 | 0 | 0 | 0 | 0 | 0 | 0 | 0 | 0 | 0 | 0 | 0 | 0 | 0 | 0 | 0 | 0 | 0 | 0 | 0 | 0 | 0 | 0 | 0 | 0_E10_Switched Out
Units Out
| E1 | 0 | 0 | 0 | 0 | 0 | 0 | 0 | 0 | 0 | 0 | 0 | 0 | 0 | 0 | 0 | 0 | 0 | 0 | 0 | 0 | 0 | 0 | 0 | 0 | 0 | 0 | 0 | 0 | 0 | 0 | 0
| E2 | 0 | 0 | 0 | 0 | 0 | 0 | 0 | 0 | 0 | 0 | 0 | 0 | 0 | 0 | 0 | 0 | 0 | 0 | 0 | 0 | 0 | 0 | 0 | 0 | 0 | 0 | 0 | 0 | 0 | 0 | 0
| E3 | 0 | 0 | 0 | 0 | 0 | 0 | 0 | 0 | 0 | 0 | 0 | 0 | 0 | 0 | 0 | 0 | 0 | 0 | 0 | 0 | 0 | 0 | 0 | 0 | 0 | 0 | 0 | 0 | 0 | 0 | 0
| E4 | 0 | 0 | 0 | 0 | 0 | 0 | 0 | 0 | 0 | 0 | 0 | 0 | 0 | 0 | 0 | 0 | 0 | 0 | 0 | 0 | 0 | 0 | 0 | 0 | 0 | 0 | 0 | 0 | 0 | 0 | 0
| E5 | 0 | 0 | 0 | 0 | 0 | 0 | 0 | 0 | 0 | 0 | 0 | 0 | 0 | 0 | 0 | 0 | 0 | 0 | 0 | 0 | 0 | 0 | 0 | 0 | 0 | 0 | 0 | 0 | 0 | 0 | 0
| E6 | 0 | 0 | 0 | 0 | 0 | 0 | 0 | 0 | 0 | 0 | 0 | 0 | 0 | 0 | 0 | 0 | 0 | 0 | 0 | 0 | 0 | 0 | 0 | 0 | 0 | 0 | 0 | 0 | 0 | 0 | 0
| E7 | 0 | 0 | 0 | 0 | 0 | 0 | 0 | 0 | 0 | 0 | 0 | 0 | 0 | 0 | 0 | 0 | 0 | 0 | 0 | 0 | 0 | 0 | 0 | 0 | 0 | 0 | 0 | 0 | 0 | 0 | 0
| E8 | 0 | 0 | 0 | 0 | 0 | 0 | 0 | 0 | 0 | 0 | 0 | 0 | 0 | 0 | 0 | 0 | 0 | 0 | 0 | 0 | 0 | 0 | 0 | 0 | 0 | 0 | 0 | 0 | 0 | 0 | 0
| E9 | 0 | 0 | 0 | 0 | 0 | 0 | 0 | 0 | 0 | 0 | 0 | 0 | 0 | 0 | 0 | 0 | 0 | 0 | 0 | 0 | 0 | 0 | 0 | 0 | 0 | 0 | 0 | 0 | 0 | 0 | 0
| E10 | 0 | 0 | 0 | 0 | 0 | 0 | 0 | 0 | 0 | 0 | 0 | 0 | 0 | 0 | 0 | 0 | 0 | 0 | 0 | 0 | 0 | 0 | 0 | 0 | 0 | 0 | 0 | 0 | 0 | 0 | 0
| Vintage | 0 | 0 | 0 | 0 | 0 | 0 | 0 | 0 | 0 | 0 | 0 | 0 | 0 | 0 | 0 | 0 | 0 | 0 | 0 | 0 | 0 | 0 | 0 | 0 | 0 | 0 | 0 | 0 | 0 | 0 | 0
Tech Purchase Shares
| Year | Year 0 | Year 1 | Year 2 | Year 3 | Year 4 | Year 5 | Year 6 | Year 7 | Year 8 | Year 9 | Year 10 | Year 11 | Year 12 | Year 13 | Year 14 | Year 15 | Year 16 | Year 17 | Year 18 | Year 19 | Year 20 | Year 21 | Year 22 | Year 23 | Year 24 | Year 25 | Year 26 | Year 27 | Year 28 | Year 29 | Year 30
E1 | bar: Year 0 to Year 30
E2 | bar: Year 0 to Year 30
E3 | bar: Year 0 to Year 30
E4 | bar: Year 0 to Year 30
E5 | bar: Year 0 to Year 30
E6 | bar: Year 0 to Year 30
E7 | bar: Year 0 to Year 30
E8 | bar: Year 0 to Year 30
E9 | bar: Year 0 to Year 30
E10 | bar: Year 0 to Year 30
Units In from Switching
| E1 | 0 | 0 | 0 | 0 | 0 | 0 | 0 | 0 | 0 | 0 | 0 | 0 | 0 | 0 | 0 | 0 | 0 | 0 | 0 | 0 | 0 | 0 | 0 | 0 | 0 | 0 | 0 | 0 | 0 | 0 | 0
| E2 | 0 | 0 | 0 | 0 | 0 | 0 | 0 | 0 | 0 | 0 | 0 | 0 | 0 | 0 | 0 | 0 | 0 | 0 | 0 | 0 | 0 | 0 | 0 | 0 | 0 | 0 | 0 | 0 | 0 | 0 | 0
| E3 | 0 | 0 | 0 | 0 | 0 | 0 | 0 | 0 | 0 | 0 | 0 | 0 | 0 | 0 | 0 | 0 | 0 | 0 | 0 | 0 | 0 | 0 | 0 | 0 | 0 | 0 | 0 | 0 | 0 | 0 | 0
| E4 | 0 | 0 | 0 | 0 | 0 | 0 | 0 | 0 | 0 | 0 | 0 | 0 | 0 | 0 | 0 | 0 | 0 | 0 | 0 | 0 | 0 | 0 | 0 | 0 | 0 | 0 | 0 | 0 | 0 | 0 | 0
| E5 | 0 | 0 | 0 | 0 | 0 | 0 | 0 | 0 | 0 | 0 | 0 | 0 | 0 | 0 | 0 | 0 | 0 | 0 | 0 | 0 | 0 | 0 | 0 | 0 | 0 | 0 | 0 | 0 | 0 | 0 | 0
| E6 | 0 | 0 | 0 | 0 | 0 | 0 | 0 | 0 | 0 | 0 | 0 | 0 | 0 | 0 | 0 | 0 | 0 | 0 | 0 | 0 | 0 | 0 | 0 | 0 | 0 | 0 | 0 | 0 | 0 | 0 | 0
| E7 | 0 | 0 | 0 | 0 | 0 | 0 | 0 | 0 | 0 | 0 | 0 | 0 | 0 | 0 | 0 | 0 | 0 | 0 | 0 | 0 | 0 | 0 | 0 | 0 | 0 | 0 | 0 | 0 | 0 | 0 | 0
| E8 | 0 | 0 | 0 | 0 | 0 | 0 | 0 | 0 | 0 | 0 | 0 | 0 | 0 | 0 | 0 | 0 | 0 | 0 | 0 | 0 | 0 | 0 | 0 | 0 | 0 | 0 | 0 | 0 | 0 | 0 | 0
| E9 | 0 | 0 | 0 | 0 | 0 | 0 | 0 | 0 | 0 | 0 | 0 | 0 | 0 | 0 | 0 | 0 | 0 | 0 | 0 | 0 | 0 | 0 | 0 | 0 | 0 | 0 | 0 | 0 | 0 | 0 | 0
| E10 | 0 | 0 | 0 | 0 | 0 | 0 | 0 | 0 | 0 | 0 | 0 | 0 | 0 | 0 | 0 | 0 | 0 | 0 | 0 | 0 | 0 | 0 | 0 | 0 | 0 | 0 | 0 | 0 | 0 | 0 | 0
| Vintage | 0 | 0 | 0 | 0 | 0 | 0 | 0 | 0 | 0 | 0 | 0 | 0 | 0 | 0 | 0 | 0 | 0 | 0 | 0 | 0 | 0 | 0 | 0 | 0 | 0 | 0 | 0 | 0 | 0 | 0 | 0
Net Change
| Year | Year 0 | Year 1 | Year 2 | Year 3 | Year 4 | Year 5 | Year 6 | Year 7 | Year 8 | Year 9 | Year 10 | Year 11 | Year 12 | Year 13 | Year 14 | Year 15 | Year 16 | Year 17 | Year 18 | Year 19 | Year 20 | Year 21 | Year 22 | Year 23 | Year 24 | Year 25 | Year 26 | Year 27 | Year 28 | Year 29 | Year 30 | Key
| Units | 0 | 0 | 0 | 0 | 0 | 0 | 0 | 0 | 0 | 0 | 0 | 0 | 0 | 0 | 0 | 0 | 0 | 0 | 0 | 0 | 0 | 0 | 0 | 0 | 0 | 0 | 0 | 0 | 0 | 0 | 0 | 0_Units |  |  |  |  | 301957.8232
| Usage | 0 | 0 | 0 | 0 | 0 | 0 | 0 | 0 | 0 | 0 | 0 | 0 | 0 | 0 | 0 | 0 | 0 | 0 | 0 | 0 | 0 | 0 | 0 | 0 | 0 | 0 | 0 | 0 | 0 | 0 | 0 | 0_Usage |  |  |  |  | 1698.6543
| Peak Demand (S) | 0 | 0 | 0 | 0 | 0 | 0 | 0 | 0 | 0 | 0 | 0 | 0 | 0 | 0 | 0 | 0 | 0 | 0 | 0 | 0 | 0 | 0 | 0 | 0 | 0 | 0 | 0 | 0 | 0 | 0 | 0 | 0_Peak Demand (S) |  |  |  |  | 0
| Peak Demand (W) | 0 | 0 | 0 | 0 | 0 | 0 | 0 | 0 | 0 | 0 | 0 | 0 | 0 | 0 | 0 | 0 | 0 | 0 | 0 | 0 | 0 | 0 | 0 | 0 | 0 | 0 | 0 | 0 | 0 | 0 | 0 | 0_Peak Demand (W) |  |  |  |  | 884.6119
| Turnover | 0 | 0 | 0 | 0 | 0 | 0 | 0 | 0 | 0 | 0 | 0 | 0 | 0 | 0 | 0 | 0 | 0 | 0 | 0 | 0 | 0 | 0 | 0 | 0 | 0 | 0 | 0 | 0 | 0 | 0 | 0 | 0_Turnover |  |  |  |  | 6885.4476
| Avg. Replacement Usage | 0 | 0 | 0 | 0 | 0 | 0 | 0 | 0 | 0 | 0 | 0 | 0 | 0 | 0 | 0 | 0 | 0 | 0 | 0 | 0 | 0 | 0 | 0 | 0 | 0 | 0 | 0 | 0 | 0 | 0 | 0 | 0_Avg. Replacement Usage |  |  |  |  | 5638.8522
| Avg. Replacement Demand (S) | 0 | 0 | 0 | 0 | 0 | 0 | 0 | 0 | 0 | 0 | 0 | 0 | 0 | 0 | 0 | 0 | 0 | 0 | 0 | 0 | 0 | 0 | 0 | 0 | 0 | 0 | 0 | 0 | 0 | 0 | 0 | 0_Avg. Replacement Demand (S) |  |  |  |  | 0
| Avg. Replacement Demand (W) | 0 | 0 | 0 | 0 | 0 | 0 | 0 | 0 | 0 | 0 | 0 | 0 | 0 | 0 | 0 | 0 | 0 | 0 | 0 | 0 | 0 | 0 | 0 | 0 | 0 | 0 | 0 | 0 | 0 | 0 | 0 | 0_Avg. Replacement Demand (W) |  |  |  |  | 2.9366
Purchases
| Year | Year 0 | Year 1 | Year 2 | Year 3 | Year 4 | Year 5 | Year 6 | Year 7 | Year 8 | Year 9 | Year 10 | Year 11 | Year 12 | Year 13 | Year 14 | Year 15 | Year 16 | Year 17 | Year 18 | Year 19 | Year 20 | Year 21 | Year 22 | Year 23 | Year 24 | Year 25 | Year 26 | Year 27 | Year 28 | Year 29 | Year 30
| E1 | 0 | 0 | 0 | 0 | 0 | 0 | 0 | 0 | 0 | 0 | 0 | 0 | 0 | 0 | 0 | 0 | 0 | 0 | 0 | 0 | 0 | 0 | 0 | 0 | 0 | 0 | 0 | 0 | 0 | 0 | 0 | 0_E1_Purchases |  |  |  |  | 6885.4476
| E2 | 0 | 0 | 0 | 0 | 0 | 0 | 0 | 0 | 0 | 0 | 0 | 0 | 0 | 0 | 0 | 0 | 0 | 0 | 0 | 0 | 0 | 0 | 0 | 0 | 0 | 0 | 0 | 0 | 0 | 0 | 0 | 0_E2_Purchases |  |  |  |  | 0
| E3 | 0 | 0 | 0 | 0 | 0 | 0 | 0 | 0 | 0 | 0 | 0 | 0 | 0 | 0 | 0 | 0 | 0 | 0 | 0 | 0 | 0 | 0 | 0 | 0 | 0 | 0 | 0 | 0 | 0 | 0 | 0 | 0_E3_Purchases |  |  |  |  | 0
| E4 | 0 | 0 | 0 | 0 | 0 | 0 | 0 | 0 | 0 | 0 | 0 | 0 | 0 | 0 | 0 | 0 | 0 | 0 | 0 | 0 | 0 | 0 | 0 | 0 | 0 | 0 | 0 | 0 | 0 | 0 | 0 | 0_E4_Purchases |  |  |  |  | 0
| E5 | 0 | 0 | 0 | 0 | 0 | 0 | 0 | 0 | 0 | 0 | 0 | 0 | 0 | 0 | 0 | 0 | 0 | 0 | 0 | 0 | 0 | 0 | 0 | 0 | 0 | 0 | 0 | 0 | 0 | 0 | 0 | 0_E5_Purchases |  |  |  |  | 0
| E6 | 0 | 0 | 0 | 0 | 0 | 0 | 0 | 0 | 0 | 0 | 0 | 0 | 0 | 0 | 0 | 0 | 0 | 0 | 0 | 0 | 0 | 0 | 0 | 0 | 0 | 0 | 0 | 0 | 0 | 0 | 0 | 0_E6_Purchases |  |  |  |  | 0
| E7 | 0 | 0 | 0 | 0 | 0 | 0 | 0 | 0 | 0 | 0 | 0 | 0 | 0 | 0 | 0 | 0 | 0 | 0 | 0 | 0 | 0 | 0 | 0 | 0 | 0 | 0 | 0 | 0 | 0 | 0 | 0 | 0_E7_Purchases |  |  |  |  | 0
| E8 | 0 | 0 | 0 | 0 | 0 | 0 | 0 | 0 | 0 | 0 | 0 | 0 | 0 | 0 | 0 | 0 | 0 | 0 | 0 | 0 | 0 | 0 | 0 | 0 | 0 | 0 | 0 | 0 | 0 | 0 | 0 | 0_E8_Purchases |  |  |  |  | 0
| E9 | 0 | 0 | 0 | 0 | 0 | 0 | 0 | 0 | 0 | 0 | 0 | 0 | 0 | 0 | 0 | 0 | 0 | 0 | 0 | 0 | 0 | 0 | 0 | 0 | 0 | 0 | 0 | 0 | 0 | 0 | 0 | 0_E9_Purchases |  |  |  |  | 0
| E10 | 0 | 0 | 0 | 0 | 0 | 0 | 0 | 0 | 0 | 0 | 0 | 0 | 0 | 0 | 0 | 0 | 0 | 0 | 0 | 0 | 0 | 0 | 0 | 0 | 0 | 0 | 0 | 0 | 0 | 0 | 0 | 0_E10_Purchases |  |  |  |  | 0
Stock
| Year | Year 0 | Year 1 | Year 2 | Year 3 | Year 4 | Year 5 | Year 6 | Year 7 | Year 8 | Year 9 | Year 10 | Year 11 | Year 12 | Year 13 | Year 14 | Year 15 | Year 16 | Year 17 | Year 18 | Year 19 | Year 20 | Year 21 | Year 22 | Year 23 | Year 24 | Year 25 | Year 26 | Year 27 | Year 28 | Year 29 | Year 30
| E1 | 0 | 0 | 0 | 0 | 0 | 0 | 0 | 0 | 0 | 0 | 0 | 0 | 0 | 0 | 0 | 0 | 0 | 0 | 0 | 0 | 0 | 0 | 0 | 0 | 0 | 0 | 0 | 0 | 0 | 0 | 0 | 0_E1_Stock |  |  |  |  | 13576.6093
| E2 | 0 | 0 | 0 | 0 | 0 | 0 | 0 | 0 | 0 | 0 | 0 | 0 | 0 | 0 | 0 | 0 | 0 | 0 | 0 | 0 | 0 | 0 | 0 | 0 | 0 | 0 | 0 | 0 | 0 | 0 | 0 | 0_E2_Stock |  |  |  |  | 0
| E3 | 0 | 0 | 0 | 0 | 0 | 0 | 0 | 0 | 0 | 0 | 0 | 0 | 0 | 0 | 0 | 0 | 0 | 0 | 0 | 0 | 0 | 0 | 0 | 0 | 0 | 0 | 0 | 0 | 0 | 0 | 0 | 0_E3_Stock |  |  |  |  | 0
| E4 | 0 | 0 | 0 | 0 | 0 | 0 | 0 | 0 | 0 | 0 | 0 | 0 | 0 | 0 | 0 | 0 | 0 | 0 | 0 | 0 | 0 | 0 | 0 | 0 | 0 | 0 | 0 | 0 | 0 | 0 | 0 | 0_E4_Stock |  |  |  |  | 0
| E5 | 0 | 0 | 0 | 0 | 0 | 0 | 0 | 0 | 0 | 0 | 0 | 0 | 0 | 0 | 0 | 0 | 0 | 0 | 0 | 0 | 0 | 0 | 0 | 0 | 0 | 0 | 0 | 0 | 0 | 0 | 0 | 0_E5_Stock |  |  |  |  | 0
| E6 | 0 | 0 | 0 | 0 | 0 | 0 | 0 | 0 | 0 | 0 | 0 | 0 | 0 | 0 | 0 | 0 | 0 | 0 | 0 | 0 | 0 | 0 | 0 | 0 | 0 | 0 | 0 | 0 | 0 | 0 | 0 | 0_E6_Stock |  |  |  |  | 0
| E7 | 0 | 0 | 0 | 0 | 0 | 0 | 0 | 0 | 0 | 0 | 0 | 0 | 0 | 0 | 0 | 0 | 0 | 0 | 0 | 0 | 0 | 0 | 0 | 0 | 0 | 0 | 0 | 0 | 0 | 0 | 0 | 0_E7_Stock |  |  |  |  | 0
| E8 | 0 | 0 | 0 | 0 | 0 | 0 | 0 | 0 | 0 | 0 | 0 | 0 | 0 | 0 | 0 | 0 | 0 | 0 | 0 | 0 | 0 | 0 | 0 | 0 | 0 | 0 | 0 | 0 | 0 | 0 | 0 | 0_E8_Stock |  |  |  |  | 0
| E9 | 0 | 0 | 0 | 0 | 0 | 0 | 0 | 0 | 0 | 0 | 0 | 0 | 0 | 0 | 0 | 0 | 0 | 0 | 0 | 0 | 0 | 0 | 0 | 0 | 0 | 0 | 0 | 0 | 0 | 0 | 0 | 0_E9_Stock |  |  |  |  | 0
| E10 | 0 | 0 | 0 | 0 | 0 | 0 | 0 | 0 | 0 | 0 | 0 | 0 | 0 | 0 | 0 | 0 | 0 | 0 | 0 | 0 | 0 | 0 | 0 | 0 | 0 | 0 | 0 | 0 | 0 | 0 | 0 | 0_E10_Stock |  |  |  |  | 0
| Vintage | 0 | 0 | 0 | 0 | 0 | 0 | 0 | 0 | 0 | 0 | 0 | 0 | 0 | 0 | 0 | 0 | 0 | 0 | 0 | 0 | 0 | 0 | 0 | 0 | 0 | 0 | 0 | 0 | 0 | 0 | 0 | 0_Vintage_Stock |  |  |  |  | 288381.2139
S3C1 |  | Year 0: System 3 Technology 1
Technology Variables
| Tech Key | Year 0: 0
| Peak Factor (S) | Year 0: 0
| Peak Factor (W) | Year 0: 0
| Min Vintage Lifetime | Year 0: 0
| Max Vintage Lifetime | Year 0: 0
| Turnover Style | Year 0: 0
Technology Variables
| Equipment | Year 0: Label; Year 1: Min Lifetime; Year 2: Max Lifetime; Year 3: Degradation; Year 4: Usage; Year 5: Available
| E1 | Year 1: 0; Year 2: 0; Year 3: 0%; Year 4: 0; Year 5: FALSE
| E2 | Year 1: 0; Year 2: 0; Year 3: 0%; Year 4: 0; Year 5: FALSE
| E3 | Year 1: 0; Year 2: 0; Year 3: 0%; Year 4: 0; Year 5: FALSE
| E4 | Year 1: 0; Year 2: 0; Year 3: 0%; Year 4: 0; Year 5: FALSE
| E5 | Year 1: 0; Year 2: 0; Year 3: 0%; Year 4: 0; Year 5: FALSE
| E6 | Year 1: 0; Year 2: 0; Year 3: 0%; Year 4: 0; Year 5: FALSE
| E7 | Year 1: 0; Year 2: 0; Year 3: 0%; Year 4: 0; Year 5: FALSE
| E8 | Year 1: 0; Year 2: 0; Year 3: 0%; Year 4: 0; Year 5: FALSE
| E9 | Year 1: 0; Year 2: 0; Year 3: 0%; Year 4: 0; Year 5: FALSE
| E10 | Year 1: 0; Year 2: 0; Year 3: 0%; Year 4: 0; Year 5: FALSE
Original Forecast Results
| Year | Year 0 | Year 1 | Year 2 | Year 3 | Year 4 | Year 5 | Year 6 | Year 7 | Year 8 | Year 9 | Year 10 | Year 11 | Year 12 | Year 13 | Year 14 | Year 15 | Year 16 | Year 17 | Year 18 | Year 19 | Year 20 | Year 21 | Year 22 | Year 23 | Year 24 | Year 25 | Year 26 | Year 27 | Year 28 | Year 29 | Year 30 | Key
| Units | 0 | 0 | 0 | 0 | 0 | 0 | 0 | 0 | 0 | 0 | 0 | 0 | 0 | 0 | 0 | 0 | 0 | 0 | 0 | 0 | 0 | 0 | 0 | 0 | 0 | 0 | 0 | 0 | 0 | 0 | 0 | #REF! |  |  |  |  | 301957.8232
| Usage | 0 | 0 | 0 | 0 | 0 | 0 | 0 | 0 | 0 | 0 | 0 | 0 | 0 | 0 | 0 | 0 | 0 | 0 | 0 | 0 | 0 | 0 | 0 | 0 | 0 | 0 | 0 | 0 | 0 | 0 | 0 | #REF! |  |  |  |  | 1698.6543
| Peak Demand (S) | 0 | 0 | 0 | 0 | 0 | 0 | 0 | 0 | 0 | 0 | 0 | 0 | 0 | 0 | 0 | 0 | 0 | 0 | 0 | 0 | 0 | 0 | 0 | 0 | 0 | 0 | 0 | 0 | 0 | 0 | 0 | #REF! |  |  |  |  | 0
| Peak Demand (W) | 0 | 0 | 0 | 0 | 0 | 0 | 0 | 0 | 0 | 0 | 0 | 0 | 0 | 0 | 0 | 0 | 0 | 0 | 0 | 0 | 0 | 0 | 0 | 0 | 0 | 0 | 0 | 0 | 0 | 0 | 0 | #REF! |  |  |  |  | 884.6119
| Turnover | 0 | 0 | 0 | 0 | 0 | 0 | 0 | 0 | 0 | 0 | 0 | 0 | 0 | 0 | 0 | 0 | 0 | 0 | 0 | 0 | 0 | 0 | 0 | 0 | 0 | 0 | 0 | 0 | 0 | 0 | 0 | #REF! |  |  |  |  | 6885.4476
| Avg. Replacement Usage | 0 | 0 | 0 | 0 | 0 | 0 | 0 | 0 | 0 | 0 | 0 | 0 | 0 | 0 | 0 | 0 | 0 | 0 | 0 | 0 | 0 | 0 | 0 | 0 | 0 | 0 | 0 | 0 | 0 | 0 | 0 | #REF! |  |  |  |  | 5638.8522
| Avg. Replacement Demand (S) | 0 | 0 | 0 | 0 | 0 | 0 | 0 | 0 | 0 | 0 | 0 | 0 | 0 | 0 | 0 | 0 | 0 | 0 | 0 | 0 | 0 | 0 | 0 | 0 | 0 | 0 | 0 | 0 | 0 | 0 | 0 | #REF! |  |  |  |  | 0
| Avg. Replacement Demand (W) | 0 | 0 | 0 | 0 | 0 | 0 | 0 | 0 | 0 | 0 | 0 | 0 | 0 | 0 | 0 | 0 | 0 | 0 | 0 | 0 | 0 | 0 | 0 | 0 | 0 | 0 | 0 | 0 | 0 | 0 | 0 | #REF! |  |  |  |  | 2.9366
Tech Forecast Stock
| Year | Year 0 | Year 1 | Year 2 | Year 3 | Year 4 | Year 5 | Year 6 | Year 7 | Year 8 | Year 9 | Year 10 | Year 11 | Year 12 | Year 13 | Year 14 | Year 15 | Year 16 | Year 17 | Year 18 | Year 19 | Year 20 | Year 21 | Year 22 | Year 23 | Year 24 | Year 25 | Year 26 | Year 27 | Year 28 | Year 29 | Year 30
| E1 | 0 | 0 | 0 | 0 | 0 | 0 | 0 | 0 | 0 | 0 | 0 | 0 | 0 | 0 | 0 | 0 | 0 | 0 | 0 | 0 | 0 | 0 | 0 | 0 | 0 | 0 | 0 | 0 | 0 | 0 | 0
| E2 | 0 | 0 | 0 | 0 | 0 | 0 | 0 | 0 | 0 | 0 | 0 | 0 | 0 | 0 | 0 | 0 | 0 | 0 | 0 | 0 | 0 | 0 | 0 | 0 | 0 | 0 | 0 | 0 | 0 | 0 | 0
| E3 | 0 | 0 | 0 | 0 | 0 | 0 | 0 | 0 | 0 | 0 | 0 | 0 | 0 | 0 | 0 | 0 | 0 | 0 | 0 | 0 | 0 | 0 | 0 | 0 | 0 | 0 | 0 | 0 | 0 | 0 | 0
| E4 | 0 | 0 | 0 | 0 | 0 | 0 | 0 | 0 | 0 | 0 | 0 | 0 | 0 | 0 | 0 | 0 | 0 | 0 | 0 | 0 | 0 | 0 | 0 | 0 | 0 | 0 | 0 | 0 | 0 | 0 | 0
| E5 | 0 | 0 | 0 | 0 | 0 | 0 | 0 | 0 | 0 | 0 | 0 | 0 | 0 | 0 | 0 | 0 | 0 | 0 | 0 | 0 | 0 | 0 | 0 | 0 | 0 | 0 | 0 | 0 | 0 | 0 | 0
| E6 | 0 | 0 | 0 | 0 | 0 | 0 | 0 | 0 | 0 | 0 | 0 | 0 | 0 | 0 | 0 | 0 | 0 | 0 | 0 | 0 | 0 | 0 | 0 | 0 | 0 | 0 | 0 | 0 | 0 | 0 | 0
| E7 | 0 | 0 | 0 | 0 | 0 | 0 | 0 | 0 | 0 | 0 | 0 | 0 | 0 | 0 | 0 | 0 | 0 | 0 | 0 | 0 | 0 | 0 | 0 | 0 | 0 | 0 | 0 | 0 | 0 | 0 | 0
| E8 | 0 | 0 | 0 | 0 | 0 | 0 | 0 | 0 | 0 | 0 | 0 | 0 | 0 | 0 | 0 | 0 | 0 | 0 | 0 | 0 | 0 | 0 | 0 | 0 | 0 | 0 | 0 | 0 | 0 | 0 | 0
| E9 | 0 | 0 | 0 | 0 | 0 | 0 | 0 | 0 | 0 | 0 | 0 | 0 | 0 | 0 | 0 | 0 | 0 | 0 | 0 | 0 | 0 | 0 | 0 | 0 | 0 | 0 | 0 | 0 | 0 | 0 | 0
| E10 | 0 | 0 | 0 | 0 | 0 | 0 | 0 | 0 | 0 | 0 | 0 | 0 | 0 | 0 | 0 | 0 | 0 | 0 | 0 | 0 | 0 | 0 | 0 | 0 | 0 | 0 | 0 | 0 | 0 | 0 | 0
| Vintage | 0 | 0 | 0 | 0 | 0 | 0 | 0 | 0 | 0 | 0 | 0 | 0 | 0 | 0 | 0 | 0 | 0 | 0 | 0 | 0 | 0 | 0 | 0 | 0 | 0 | 0 | 0 | 0 | 0 | 0 | 0
Stock for Switching
| Year | Year 0 | Year 1 | Year 2 | Year 3 | Year 4 | Year 5 | Year 6 | Year 7 | Year 8 | Year 9 | Year 10 | Year 11 | Year 12 | Year 13 | Year 14 | Year 15 | Year 16 | Year 17 | Year 18 | Year 19 | Year 20 | Year 21 | Year 22 | Year 23 | Year 24 | Year 25 | Year 26 | Year 27 | Year 28 | Year 29 | Year 30
| E1 | 0 | 0 | 0 | 0 | 0 | 0 | 0 | 0 | 0 | 0 | 0 | 0 | 0 | 0 | 0 | 0 | 0 | 0 | 0 | 0 | 0 | 0 | 0 | 0 | 0 | 0 | 0 | 0 | 0 | 0 | 0 | 0_E1_SysStock
| E2 | 0 | 0 | 0 | 0 | 0 | 0 | 0 | 0 | 0 | 0 | 0 | 0 | 0 | 0 | 0 | 0 | 0 | 0 | 0 | 0 | 0 | 0 | 0 | 0 | 0 | 0 | 0 | 0 | 0 | 0 | 0 | 0_E2_SysStock
| E3 | 0 | 0 | 0 | 0 | 0 | 0 | 0 | 0 | 0 | 0 | 0 | 0 | 0 | 0 | 0 | 0 | 0 | 0 | 0 | 0 | 0 | 0 | 0 | 0 | 0 | 0 | 0 | 0 | 0 | 0 | 0 | 0_E3_SysStock
| E4 | 0 | 0 | 0 | 0 | 0 | 0 | 0 | 0 | 0 | 0 | 0 | 0 | 0 | 0 | 0 | 0 | 0 | 0 | 0 | 0 | 0 | 0 | 0 | 0 | 0 | 0 | 0 | 0 | 0 | 0 | 0 | 0_E4_SysStock
| E5 | 0 | 0 | 0 | 0 | 0 | 0 | 0 | 0 | 0 | 0 | 0 | 0 | 0 | 0 | 0 | 0 | 0 | 0 | 0 | 0 | 0 | 0 | 0 | 0 | 0 | 0 | 0 | 0 | 0 | 0 | 0 | 0_E5_SysStock
| E6 | 0 | 0 | 0 | 0 | 0 | 0 | 0 | 0 | 0 | 0 | 0 | 0 | 0 | 0 | 0 | 0 | 0 | 0 | 0 | 0 | 0 | 0 | 0 | 0 | 0 | 0 | 0 | 0 | 0 | 0 | 0 | 0_E6_SysStock
| E7 | 0 | 0 | 0 | 0 | 0 | 0 | 0 | 0 | 0 | 0 | 0 | 0 | 0 | 0 | 0 | 0 | 0 | 0 | 0 | 0 | 0 | 0 | 0 | 0 | 0 | 0 | 0 | 0 | 0 | 0 | 0 | 0_E7_SysStock
| E8 | 0 | 0 | 0 | 0 | 0 | 0 | 0 | 0 | 0 | 0 | 0 | 0 | 0 | 0 | 0 | 0 | 0 | 0 | 0 | 0 | 0 | 0 | 0 | 0 | 0 | 0 | 0 | 0 | 0 | 0 | 0 | 0_E8_SysStock
| E9 | 0 | 0 | 0 | 0 | 0 | 0 | 0 | 0 | 0 | 0 | 0 | 0 | 0 | 0 | 0 | 0 | 0 | 0 | 0 | 0 | 0 | 0 | 0 | 0 | 0 | 0 | 0 | 0 | 0 | 0 | 0 | 0_E9_SysStock
| E10 | 0 | 0 | 0 | 0 | 0 | 0 | 0 | 0 | 0 | 0 | 0 | 0 | 0 | 0 | 0 | 0 | 0 | 0 | 0 | 0 | 0 | 0 | 0 | 0 | 0 | 0 | 0 | 0 | 0 | 0 | 0 | 0_E10_SysStock
| Vintage | 0 | 0 | 0 | 0 | 0 | 0 | 0 | 0 | 0 | 0 | 0 | 0 | 0 | 0 | 0 | 0 | 0 | 0 | 0 | 0 | 0 | 0 | 0 | 0 | 0 | 0 | 0 | 0 | 0 | 0 | 0 | 0_Vintage_SysStock
Tech Forecast Purchases
| Year | Year 0 | Year 1 | Year 2 | Year 3 | Year 4 | Year 5 | Year 6 | Year 7 | Year 8 | Year 9 | Year 10 | Year 11 | Year 12 | Year 13 | Year 14 | Year 15 | Year 16 | Year 17 | Year 18 | Year 19 | Year 20 | Year 21 | Year 22 | Year 23 | Year 24 | Year 25 | Year 26 | Year 27 | Year 28 | Year 29 | Year 30
| E1 | 0 | 0 | 0 | 0 | 0 | 0 | 0 | 0 | 0 | 0 | 0 | 0 | 0 | 0 | 0 | 0 | 0 | 0 | 0 | 0 | 0 | 0 | 0 | 0 | 0 | 0 | 0 | 0 | 0 | 0 | 0
| E2 | 0 | 0 | 0 | 0 | 0 | 0 | 0 | 0 | 0 | 0 | 0 | 0 | 0 | 0 | 0 | 0 | 0 | 0 | 0 | 0 | 0 | 0 | 0 | 0 | 0 | 0 | 0 | 0 | 0 | 0 | 0
| E3 | 0 | 0 | 0 | 0 | 0 | 0 | 0 | 0 | 0 | 0 | 0 | 0 | 0 | 0 | 0 | 0 | 0 | 0 | 0 | 0 | 0 | 0 | 0 | 0 | 0 | 0 | 0 | 0 | 0 | 0 | 0
| E4 | 0 | 0 | 0 | 0 | 0 | 0 | 0 | 0 | 0 | 0 | 0 | 0 | 0 | 0 | 0 | 0 | 0 | 0 | 0 | 0 | 0 | 0 | 0 | 0 | 0 | 0 | 0 | 0 | 0 | 0 | 0
| E5 | 0 | 0 | 0 | 0 | 0 | 0 | 0 | 0 | 0 | 0 | 0 | 0 | 0 | 0 | 0 | 0 | 0 | 0 | 0 | 0 | 0 | 0 | 0 | 0 | 0 | 0 | 0 | 0 | 0 | 0 | 0
| E6 | 0 | 0 | 0 | 0 | 0 | 0 | 0 | 0 | 0 | 0 | 0 | 0 | 0 | 0 | 0 | 0 | 0 | 0 | 0 | 0 | 0 | 0 | 0 | 0 | 0 | 0 | 0 | 0 | 0 | 0 | 0
| E7 | 0 | 0 | 0 | 0 | 0 | 0 | 0 | 0 | 0 | 0 | 0 | 0 | 0 | 0 | 0 | 0 | 0 | 0 | 0 | 0 | 0 | 0 | 0 | 0 | 0 | 0 | 0 | 0 | 0 | 0 | 0
| E8 | 0 | 0 | 0 | 0 | 0 | 0 | 0 | 0 | 0 | 0 | 0 | 0 | 0 | 0 | 0 | 0 | 0 | 0 | 0 | 0 | 0 | 0 | 0 | 0 | 0 | 0 | 0 | 0 | 0 | 0 | 0
| E9 | 0 | 0 | 0 | 0 | 0 | 0 | 0 | 0 | 0 | 0 | 0 | 0 | 0 | 0 | 0 | 0 | 0 | 0 | 0 | 0 | 0 | 0 | 0 | 0 | 0 | 0 | 0 | 0 | 0 | 0 | 0
| E10 | 0 | 0 | 0 | 0 | 0 | 0 | 0 | 0 | 0 | 0 | 0 | 0 | 0 | 0 | 0 | 0 | 0 | 0 | 0 | 0 | 0 | 0 | 0 | 0 | 0 | 0 | 0 | 0 | 0 | 0 | 0
Potential to Switch
| Year | Year 0 | Year 1 | Year 2 | Year 3 | Year 4 | Year 5 | Year 6 | Year 7 | Year 8 | Year 9 | Year 10 | Year 11 | Year 12 | Year 13 | Year 14 | Year 15 | Year 16 | Year 17 | Year 18 | Year 19 | Year 20 | Year 21 | Year 22 | Year 23 | Year 24 | Year 25 | Year 26 | Year 27 | Year 28 | Year 29 | Year 30
| E1 | 0 | 0 | 0 | 0 | 0 | 0 | 0 | 0 | 0 | 0 | 0 | 0 | 0 | 0 | 0 | 0 | 0 | 0 | 0 | 0 | 0 | 0 | 0 | 0 | 0 | 0 | 0 | 0 | 0 | 0 | 0 | 0_E1_Switched Out
| E2 | 0 | 0 | 0 | 0 | 0 | 0 | 0 | 0 | 0 | 0 | 0 | 0 | 0 | 0 | 0 | 0 | 0 | 0 | 0 | 0 | 0 | 0 | 0 | 0 | 0 | 0 | 0 | 0 | 0 | 0 | 0 | 0_E2_Switched Out
| E3 | 0 | 0 | 0 | 0 | 0 | 0 | 0 | 0 | 0 | 0 | 0 | 0 | 0 | 0 | 0 | 0 | 0 | 0 | 0 | 0 | 0 | 0 | 0 | 0 | 0 | 0 | 0 | 0 | 0 | 0 | 0 | 0_E3_Switched Out
| E4 | 0 | 0 | 0 | 0 | 0 | 0 | 0 | 0 | 0 | 0 | 0 | 0 | 0 | 0 | 0 | 0 | 0 | 0 | 0 | 0 | 0 | 0 | 0 | 0 | 0 | 0 | 0 | 0 | 0 | 0 | 0 | 0_E4_Switched Out
| E5 | 0 | 0 | 0 | 0 | 0 | 0 | 0 | 0 | 0 | 0 | 0 | 0 | 0 | 0 | 0 | 0 | 0 | 0 | 0 | 0 | 0 | 0 | 0 | 0 | 0 | 0 | 0 | 0 | 0 | 0 | 0 | 0_E5_Switched Out
| E6 | 0 | 0 | 0 | 0 | 0 | 0 | 0 | 0 | 0 | 0 | 0 | 0 | 0 | 0 | 0 | 0 | 0 | 0 | 0 | 0 | 0 | 0 | 0 | 0 | 0 | 0 | 0 | 0 | 0 | 0 | 0 | 0_E6_Switched Out
| E7 | 0 | 0 | 0 | 0 | 0 | 0 | 0 | 0 | 0 | 0 | 0 | 0 | 0 | 0 | 0 | 0 | 0 | 0 | 0 | 0 | 0 | 0 | 0 | 0 | 0 | 0 | 0 | 0 | 0 | 0 | 0 | 0_E7_Switched Out
| E8 | 0 | 0 | 0 | 0 | 0 | 0 | 0 | 0 | 0 | 0 | 0 | 0 | 0 | 0 | 0 | 0 | 0 | 0 | 0 | 0 | 0 | 0 | 0 | 0 | 0 | 0 | 0 | 0 | 0 | 0 | 0 | 0_E8_Switched Out
| E9 | 0 | 0 | 0 | 0 | 0 | 0 | 0 | 0 | 0 | 0 | 0 | 0 | 0 | 0 | 0 | 0 | 0 | 0 | 0 | 0 | 0 | 0 | 0 | 0 | 0 | 0 | 0 | 0 | 0 | 0 | 0 | 0_E9_Switched Out
| E10 | 0 | 0 | 0 | 0 | 0 | 0 | 0 | 0 | 0 | 0 | 0 | 0 | 0 | 0 | 0 | 0 | 0 | 0 | 0 | 0 | 0 | 0 | 0 | 0 | 0 | 0 | 0 | 0 | 0 | 0 | 0 | 0_E10_Switched Out
Units Out
| E1 | 0 | 0 | 0 | 0 | 0 | 0 | 0 | 0 | 0 | 0 | 0 | 0 | 0 | 0 | 0 | 0 | 0 | 0 | 0 | 0 | 0 | 0 | 0 | 0 | 0 | 0 | 0 | 0 | 0 | 0 | 0
| E2 | 0 | 0 | 0 | 0 | 0 | 0 | 0 | 0 | 0 | 0 | 0 | 0 | 0 | 0 | 0 | 0 | 0 | 0 | 0 | 0 | 0 | 0 | 0 | 0 | 0 | 0 | 0 | 0 | 0 | 0 | 0
| E3 | 0 | 0 | 0 | 0 | 0 | 0 | 0 | 0 | 0 | 0 | 0 | 0 | 0 | 0 | 0 | 0 | 0 | 0 | 0 | 0 | 0 | 0 | 0 | 0 | 0 | 0 | 0 | 0 | 0 | 0 | 0
| E4 | 0 | 0 | 0 | 0 | 0 | 0 | 0 | 0 | 0 | 0 | 0 | 0 | 0 | 0 | 0 | 0 | 0 | 0 | 0 | 0 | 0 | 0 | 0 | 0 | 0 | 0 | 0 | 0 | 0 | 0 | 0
| E5 | 0 | 0 | 0 | 0 | 0 | 0 | 0 | 0 | 0 | 0 | 0 | 0 | 0 | 0 | 0 | 0 | 0 | 0 | 0 | 0 | 0 | 0 | 0 | 0 | 0 | 0 | 0 | 0 | 0 | 0 | 0
| E6 | 0 | 0 | 0 | 0 | 0 | 0 | 0 | 0 | 0 | 0 | 0 | 0 | 0 | 0 | 0 | 0 | 0 | 0 | 0 | 0 | 0 | 0 | 0 | 0 | 0 | 0 | 0 | 0 | 0 | 0 | 0
| E7 | 0 | 0 | 0 | 0 | 0 | 0 | 0 | 0 | 0 | 0 | 0 | 0 | 0 | 0 | 0 | 0 | 0 | 0 | 0 | 0 | 0 | 0 | 0 | 0 | 0 | 0 | 0 | 0 | 0 | 0 | 0
| E8 | 0 | 0 | 0 | 0 | 0 | 0 | 0 | 0 | 0 | 0 | 0 | 0 | 0 | 0 | 0 | 0 | 0 | 0 | 0 | 0 | 0 | 0 | 0 | 0 | 0 | 0 | 0 | 0 | 0 | 0 | 0
| E9 | 0 | 0 | 0 | 0 | 0 | 0 | 0 | 0 | 0 | 0 | 0 | 0 | 0 | 0 | 0 | 0 | 0 | 0 | 0 | 0 | 0 | 0 | 0 | 0 | 0 | 0 | 0 | 0 | 0 | 0 | 0
| E10 | 0 | 0 | 0 | 0 | 0 | 0 | 0 | 0 | 0 | 0 | 0 | 0 | 0 | 0 | 0 | 0 | 0 | 0 | 0 | 0 | 0 | 0 | 0 | 0 | 0 | 0 | 0 | 0 | 0 | 0 | 0
| Vintage | 0 | 0 | 0 | 0 | 0 | 0 | 0 | 0 | 0 | 0 | 0 | 0 | 0 | 0 | 0 | 0 | 0 | 0 | 0 | 0 | 0 | 0 | 0 | 0 | 0 | 0 | 0 | 0 | 0 | 0 | 0
Tech Purchase Shares
| Year | Year 0 | Year 1 | Year 2 | Year 3 | Year 4 | Year 5 | Year 6 | Year 7 | Year 8 | Year 9 | Year 10 | Year 11 | Year 12 | Year 13 | Year 14 | Year 15 | Year 16 | Year 17 | Year 18 | Year 19 | Year 20 | Year 21 | Year 22 | Year 23 | Year 24 | Year 25 | Year 26 | Year 27 | Year 28 | Year 29 | Year 30
E1 | bar: Year 0 to Year 30
E2 | bar: Year 0 to Year 30
E3 | bar: Year 0 to Year 30
E4 | bar: Year 0 to Year 30
E5 | bar: Year 0 to Year 30
E6 | bar: Year 0 to Year 30
E7 | bar: Year 0 to Year 30
E8 | bar: Year 0 to Year 30
E9 | bar: Year 0 to Year 30
E10 | bar: Year 0 to Year 30
Units In from Switching
| E1 | 0 | 0 | 0 | 0 | 0 | 0 | 0 | 0 | 0 | 0 | 0 | 0 | 0 | 0 | 0 | 0 | 0 | 0 | 0 | 0 | 0 | 0 | 0 | 0 | 0 | 0 | 0 | 0 | 0 | 0 | 0
| E2 | 0 | 0 | 0 | 0 | 0 | 0 | 0 | 0 | 0 | 0 | 0 | 0 | 0 | 0 | 0 | 0 | 0 | 0 | 0 | 0 | 0 | 0 | 0 | 0 | 0 | 0 | 0 | 0 | 0 | 0 | 0
| E3 | 0 | 0 | 0 | 0 | 0 | 0 | 0 | 0 | 0 | 0 | 0 | 0 | 0 | 0 | 0 | 0 | 0 | 0 | 0 | 0 | 0 | 0 | 0 | 0 | 0 | 0 | 0 | 0 | 0 | 0 | 0
| E4 | 0 | 0 | 0 | 0 | 0 | 0 | 0 | 0 | 0 | 0 | 0 | 0 | 0 | 0 | 0 | 0 | 0 | 0 | 0 | 0 | 0 | 0 | 0 | 0 | 0 | 0 | 0 | 0 | 0 | 0 | 0
| E5 | 0 | 0 | 0 | 0 | 0 | 0 | 0 | 0 | 0 | 0 | 0 | 0 | 0 | 0 | 0 | 0 | 0 | 0 | 0 | 0 | 0 | 0 | 0 | 0 | 0 | 0 | 0 | 0 | 0 | 0 | 0
| E6 | 0 | 0 | 0 | 0 | 0 | 0 | 0 | 0 | 0 | 0 | 0 | 0 | 0 | 0 | 0 | 0 | 0 | 0 | 0 | 0 | 0 | 0 | 0 | 0 | 0 | 0 | 0 | 0 | 0 | 0 | 0
| E7 | 0 | 0 | 0 | 0 | 0 | 0 | 0 | 0 | 0 | 0 | 0 | 0 | 0 | 0 | 0 | 0 | 0 | 0 | 0 | 0 | 0 | 0 | 0 | 0 | 0 | 0 | 0 | 0 | 0 | 0 | 0
| E8 | 0 | 0 | 0 | 0 | 0 | 0 | 0 | 0 | 0 | 0 | 0 | 0 | 0 | 0 | 0 | 0 | 0 | 0 | 0 | 0 | 0 | 0 | 0 | 0 | 0 | 0 | 0 | 0 | 0 | 0 | 0
| E9 | 0 | 0 | 0 | 0 | 0 | 0 | 0 | 0 | 0 | 0 | 0 | 0 | 0 | 0 | 0 | 0 | 0 | 0 | 0 | 0 | 0 | 0 | 0 | 0 | 0 | 0 | 0 | 0 | 0 | 0 | 0
| E10 | 0 | 0 | 0 | 0 | 0 | 0 | 0 | 0 | 0 | 0 | 0 | 0 | 0 | 0 | 0 | 0 | 0 | 0 | 0 | 0 | 0 | 0 | 0 | 0 | 0 | 0 | 0 | 0 | 0 | 0 | 0
| Vintage | 0 | 0 | 0 | 0 | 0 | 0 | 0 | 0 | 0 | 0 | 0 | 0 | 0 | 0 | 0 | 0 | 0 | 0 | 0 | 0 | 0 | 0 | 0 | 0 | 0 | 0 | 0 | 0 | 0 | 0 | 0
Net Change
| Year | Year 0 | Year 1 | Year 2 | Year 3 | Year 4 | Year 5 | Year 6 | Year 7 | Year 8 | Year 9 | Year 10 | Year 11 | Year 12 | Year 13 | Year 14 | Year 15 | Year 16 | Year 17 | Year 18 | Year 19 | Year 20 | Year 21 | Year 22 | Year 23 | Year 24 | Year 25 | Year 26 | Year 27 | Year 28 | Year 29 | Year 30 | Key
| Units | 0 | 0 | 0 | 0 | 0 | 0 | 0 | 0 | 0 | 0 | 0 | 0 | 0 | 0 | 0 | 0 | 0 | 0 | 0 | 0 | 0 | 0 | 0 | 0 | 0 | 0 | 0 | 0 | 0 | 0 | 0 | 0_Units |  |  |  |  | 301957.8232
| Usage | 0 | 0 | 0 | 0 | 0 | 0 | 0 | 0 | 0 | 0 | 0 | 0 | 0 | 0 | 0 | 0 | 0 | 0 | 0 | 0 | 0 | 0 | 0 | 0 | 0 | 0 | 0 | 0 | 0 | 0 | 0 | 0_Usage |  |  |  |  | 1698.6543
| Peak Demand (S) | 0 | 0 | 0 | 0 | 0 | 0 | 0 | 0 | 0 | 0 | 0 | 0 | 0 | 0 | 0 | 0 | 0 | 0 | 0 | 0 | 0 | 0 | 0 | 0 | 0 | 0 | 0 | 0 | 0 | 0 | 0 | 0_Peak Demand (S) |  |  |  |  | 0
| Peak Demand (W) | 0 | 0 | 0 | 0 | 0 | 0 | 0 | 0 | 0 | 0 | 0 | 0 | 0 | 0 | 0 | 0 | 0 | 0 | 0 | 0 | 0 | 0 | 0 | 0 | 0 | 0 | 0 | 0 | 0 | 0 | 0 | 0_Peak Demand (W) |  |  |  |  | 884.6119
| Turnover | 0 | 0 | 0 | 0 | 0 | 0 | 0 | 0 | 0 | 0 | 0 | 0 | 0 | 0 | 0 | 0 | 0 | 0 | 0 | 0 | 0 | 0 | 0 | 0 | 0 | 0 | 0 | 0 | 0 | 0 | 0 | 0_Turnover |  |  |  |  | 6885.4476
| Avg. Replacement Usage | 0 | 0 | 0 | 0 | 0 | 0 | 0 | 0 | 0 | 0 | 0 | 0 | 0 | 0 | 0 | 0 | 0 | 0 | 0 | 0 | 0 | 0 | 0 | 0 | 0 | 0 | 0 | 0 | 0 | 0 | 0 | 0_Avg. Replacement Usage |  |  |  |  | 5638.8522
| Avg. Replacement Demand (S) | 0 | 0 | 0 | 0 | 0 | 0 | 0 | 0 | 0 | 0 | 0 | 0 | 0 | 0 | 0 | 0 | 0 | 0 | 0 | 0 | 0 | 0 | 0 | 0 | 0 | 0 | 0 | 0 | 0 | 0 | 0 | 0_Avg. Replacement Demand (S) |  |  |  |  | 0
| Avg. Replacement Demand (W) | 0 | 0 | 0 | 0 | 0 | 0 | 0 | 0 | 0 | 0 | 0 | 0 | 0 | 0 | 0 | 0 | 0 | 0 | 0 | 0 | 0 | 0 | 0 | 0 | 0 | 0 | 0 | 0 | 0 | 0 | 0 | 0_Avg. Replacement Demand (W) |  |  |  |  | 2.9366
Purchases
| Year | Year 0 | Year 1 | Year 2 | Year 3 | Year 4 | Year 5 | Year 6 | Year 7 | Year 8 | Year 9 | Year 10 | Year 11 | Year 12 | Year 13 | Year 14 | Year 15 | Year 16 | Year 17 | Year 18 | Year 19 | Year 20 | Year 21 | Year 22 | Year 23 | Year 24 | Year 25 | Year 26 | Year 27 | Year 28 | Year 29 | Year 30
| E1 | 0 | 0 | 0 | 0 | 0 | 0 | 0 | 0 | 0 | 0 | 0 | 0 | 0 | 0 | 0 | 0 | 0 | 0 | 0 | 0 | 0 | 0 | 0 | 0 | 0 | 0 | 0 | 0 | 0 | 0 | 0 | 0_E1_Purchases |  |  |  |  | 6885.4476
| E2 | 0 | 0 | 0 | 0 | 0 | 0 | 0 | 0 | 0 | 0 | 0 | 0 | 0 | 0 | 0 | 0 | 0 | 0 | 0 | 0 | 0 | 0 | 0 | 0 | 0 | 0 | 0 | 0 | 0 | 0 | 0 | 0_E2_Purchases |  |  |  |  | 0
| E3 | 0 | 0 | 0 | 0 | 0 | 0 | 0 | 0 | 0 | 0 | 0 | 0 | 0 | 0 | 0 | 0 | 0 | 0 | 0 | 0 | 0 | 0 | 0 | 0 | 0 | 0 | 0 | 0 | 0 | 0 | 0 | 0_E3_Purchases |  |  |  |  | 0
| E4 | 0 | 0 | 0 | 0 | 0 | 0 | 0 | 0 | 0 | 0 | 0 | 0 | 0 | 0 | 0 | 0 | 0 | 0 | 0 | 0 | 0 | 0 | 0 | 0 | 0 | 0 | 0 | 0 | 0 | 0 | 0 | 0_E4_Purchases |  |  |  |  | 0
| E5 | 0 | 0 | 0 | 0 | 0 | 0 | 0 | 0 | 0 | 0 | 0 | 0 | 0 | 0 | 0 | 0 | 0 | 0 | 0 | 0 | 0 | 0 | 0 | 0 | 0 | 0 | 0 | 0 | 0 | 0 | 0 | 0_E5_Purchases |  |  |  |  | 0
| E6 | 0 | 0 | 0 | 0 | 0 | 0 | 0 | 0 | 0 | 0 | 0 | 0 | 0 | 0 | 0 | 0 | 0 | 0 | 0 | 0 | 0 | 0 | 0 | 0 | 0 | 0 | 0 | 0 | 0 | 0 | 0 | 0_E6_Purchases |  |  |  |  | 0
| E7 | 0 | 0 | 0 | 0 | 0 | 0 | 0 | 0 | 0 | 0 | 0 | 0 | 0 | 0 | 0 | 0 | 0 | 0 | 0 | 0 | 0 | 0 | 0 | 0 | 0 | 0 | 0 | 0 | 0 | 0 | 0 | 0_E7_Purchases |  |  |  |  | 0
| E8 | 0 | 0 | 0 | 0 | 0 | 0 | 0 | 0 | 0 | 0 | 0 | 0 | 0 | 0 | 0 | 0 | 0 | 0 | 0 | 0 | 0 | 0 | 0 | 0 | 0 | 0 | 0 | 0 | 0 | 0 | 0 | 0_E8_Purchases |  |  |  |  | 0
| E9 | 0 | 0 | 0 | 0 | 0 | 0 | 0 | 0 | 0 | 0 | 0 | 0 | 0 | 0 | 0 | 0 | 0 | 0 | 0 | 0 | 0 | 0 | 0 | 0 | 0 | 0 | 0 | 0 | 0 | 0 | 0 | 0_E9_Purchases |  |  |  |  | 0
| E10 | 0 | 0 | 0 | 0 | 0 | 0 | 0 | 0 | 0 | 0 | 0 | 0 | 0 | 0 | 0 | 0 | 0 | 0 | 0 | 0 | 0 | 0 | 0 | 0 | 0 | 0 | 0 | 0 | 0 | 0 | 0 | 0_E10_Purchases |  |  |  |  | 0
Stock
| Year | Year 0 | Year 1 | Year 2 | Year 3 | Year 4 | Year 5 | Year 6 | Year 7 | Year 8 | Year 9 | Year 10 | Year 11 | Year 12 | Year 13 | Year 14 | Year 15 | Year 16 | Year 17 | Year 18 | Year 19 | Year 20 | Year 21 | Year 22 | Year 23 | Year 24 | Year 25 | Year 26 | Year 27 | Year 28 | Year 29 | Year 30
| E1 | 0 | 0 | 0 | 0 | 0 | 0 | 0 | 0 | 0 | 0 | 0 | 0 | 0 | 0 | 0 | 0 | 0 | 0 | 0 | 0 | 0 | 0 | 0 | 0 | 0 | 0 | 0 | 0 | 0 | 0 | 0 | 0_E1_Stock |  |  |  |  | 13576.6093
| E2 | 0 | 0 | 0 | 0 | 0 | 0 | 0 | 0 | 0 | 0 | 0 | 0 | 0 | 0 | 0 | 0 | 0 | 0 | 0 | 0 | 0 | 0 | 0 | 0 | 0 | 0 | 0 | 0 | 0 | 0 | 0 | 0_E2_Stock |  |  |  |  | 0
| E3 | 0 | 0 | 0 | 0 | 0 | 0 | 0 | 0 | 0 | 0 | 0 | 0 | 0 | 0 | 0 | 0 | 0 | 0 | 0 | 0 | 0 | 0 | 0 | 0 | 0 | 0 | 0 | 0 | 0 | 0 | 0 | 0_E3_Stock |  |  |  |  | 0
| E4 | 0 | 0 | 0 | 0 | 0 | 0 | 0 | 0 | 0 | 0 | 0 | 0 | 0 | 0 | 0 | 0 | 0 | 0 | 0 | 0 | 0 | 0 | 0 | 0 | 0 | 0 | 0 | 0 | 0 | 0 | 0 | 0_E4_Stock |  |  |  |  | 0
| E5 | 0 | 0 | 0 | 0 | 0 | 0 | 0 | 0 | 0 | 0 | 0 | 0 | 0 | 0 | 0 | 0 | 0 | 0 | 0 | 0 | 0 | 0 | 0 | 0 | 0 | 0 | 0 | 0 | 0 | 0 | 0 | 0_E5_Stock |  |  |  |  | 0
| E6 | 0 | 0 | 0 | 0 | 0 | 0 | 0 | 0 | 0 | 0 | 0 | 0 | 0 | 0 | 0 | 0 | 0 | 0 | 0 | 0 | 0 | 0 | 0 | 0 | 0 | 0 | 0 | 0 | 0 | 0 | 0 | 0_E6_Stock |  |  |  |  | 0
| E7 | 0 | 0 | 0 | 0 | 0 | 0 | 0 | 0 | 0 | 0 | 0 | 0 | 0 | 0 | 0 | 0 | 0 | 0 | 0 | 0 | 0 | 0 | 0 | 0 | 0 | 0 | 0 | 0 | 0 | 0 | 0 | 0_E7_Stock |  |  |  |  | 0
| E8 | 0 | 0 | 0 | 0 | 0 | 0 | 0 | 0 | 0 | 0 | 0 | 0 | 0 | 0 | 0 | 0 | 0 | 0 | 0 | 0 | 0 | 0 | 0 | 0 | 0 | 0 | 0 | 0 | 0 | 0 | 0 | 0_E8_Stock |  |  |  |  | 0
| E9 | 0 | 0 | 0 | 0 | 0 | 0 | 0 | 0 | 0 | 0 | 0 | 0 | 0 | 0 | 0 | 0 | 0 | 0 | 0 | 0 | 0 | 0 | 0 | 0 | 0 | 0 | 0 | 0 | 0 | 0 | 0 | 0_E9_Stock |  |  |  |  | 0
| E10 | 0 | 0 | 0 | 0 | 0 | 0 | 0 | 0 | 0 | 0 | 0 | 0 | 0 | 0 | 0 | 0 | 0 | 0 | 0 | 0 | 0 | 0 | 0 | 0 | 0 | 0 | 0 | 0 | 0 | 0 | 0 | 0_E10_Stock |  |  |  |  | 0
| Vintage | 0 | 0 | 0 | 0 | 0 | 0 | 0 | 0 | 0 | 0 | 0 | 0 | 0 | 0 | 0 | 0 | 0 | 0 | 0 | 0 | 0 | 0 | 0 | 0 | 0 | 0 | 0 | 0 | 0 | 0 | 0 | 0_Vintage_Stock |  |  |  |  | 288381.2139
S3C2 |  | Year 0: System 3 Technology 2
Technology Variables
| Tech Key | Year 0: 0
| Peak Factor (S) | Year 0: 0
| Peak Factor (W) | Year 0: 0
| Min Vintage Lifetime | Year 0: 0
| Max Vintage Lifetime | Year 0: 0
| Turnover Style | Year 0: 0
Technology Variables
| Equipment | Year 0: Label; Year 1: Min Lifetime; Year 2: Max Lifetime; Year 3: Degradation; Year 4: Usage; Year 5: Available
| E1 | Year 1: 0; Year 2: 0; Year 3: 0%; Year 4: 0; Year 5: FALSE
| E2 | Year 1: 0; Year 2: 0; Year 3: 0%; Year 4: 0; Year 5: FALSE
| E3 | Year 1: 0; Year 2: 0; Year 3: 0%; Year 4: 0; Year 5: FALSE
| E4 | Year 1: 0; Year 2: 0; Year 3: 0%; Year 4: 0; Year 5: FALSE
| E5 | Year 1: 0; Year 2: 0; Year 3: 0%; Year 4: 0; Year 5: FALSE
| E6 | Year 1: 0; Year 2: 0; Year 3: 0%; Year 4: 0; Year 5: FALSE
| E7 | Year 1: 0; Year 2: 0; Year 3: 0%; Year 4: 0; Year 5: FALSE
| E8 | Year 1: 0; Year 2: 0; Year 3: 0%; Year 4: 0; Year 5: FALSE
| E9 | Year 1: 0; Year 2: 0; Year 3: 0%; Year 4: 0; Year 5: FALSE
| E10 | Year 1: 0; Year 2: 0; Year 3: 0%; Year 4: 0; Year 5: FALSE
Original Forecast Results
| Year | Year 0 | Year 1 | Year 2 | Year 3 | Year 4 | Year 5 | Year 6 | Year 7 | Year 8 | Year 9 | Year 10 | Year 11 | Year 12 | Year 13 | Year 14 | Year 15 | Year 16 | Year 17 | Year 18 | Year 19 | Year 20 | Year 21 | Year 22 | Year 23 | Year 24 | Year 25 | Year 26 | Year 27 | Year 28 | Year 29 | Year 30 | Key
| Units | 0 | 0 | 0 | 0 | 0 | 0 | 0 | 0 | 0 | 0 | 0 | 0 | 0 | 0 | 0 | 0 | 0 | 0 | 0 | 0 | 0 | 0 | 0 | 0 | 0 | 0 | 0 | 0 | 0 | 0 | 0 | #REF! |  |  |  |  | 301957.8232
| Usage | 0 | 0 | 0 | 0 | 0 | 0 | 0 | 0 | 0 | 0 | 0 | 0 | 0 | 0 | 0 | 0 | 0 | 0 | 0 | 0 | 0 | 0 | 0 | 0 | 0 | 0 | 0 | 0 | 0 | 0 | 0 | #REF! |  |  |  |  | 1698.6543
| Peak Demand (S) | 0 | 0 | 0 | 0 | 0 | 0 | 0 | 0 | 0 | 0 | 0 | 0 | 0 | 0 | 0 | 0 | 0 | 0 | 0 | 0 | 0 | 0 | 0 | 0 | 0 | 0 | 0 | 0 | 0 | 0 | 0 | #REF! |  |  |  |  | 0
| Peak Demand (W) | 0 | 0 | 0 | 0 | 0 | 0 | 0 | 0 | 0 | 0 | 0 | 0 | 0 | 0 | 0 | 0 | 0 | 0 | 0 | 0 | 0 | 0 | 0 | 0 | 0 | 0 | 0 | 0 | 0 | 0 | 0 | #REF! |  |  |  |  | 884.6119
| Turnover | 0 | 0 | 0 | 0 | 0 | 0 | 0 | 0 | 0 | 0 | 0 | 0 | 0 | 0 | 0 | 0 | 0 | 0 | 0 | 0 | 0 | 0 | 0 | 0 | 0 | 0 | 0 | 0 | 0 | 0 | 0 | #REF! |  |  |  |  | 6885.4476
| Avg. Replacement Usage | 0 | 0 | 0 | 0 | 0 | 0 | 0 | 0 | 0 | 0 | 0 | 0 | 0 | 0 | 0 | 0 | 0 | 0 | 0 | 0 | 0 | 0 | 0 | 0 | 0 | 0 | 0 | 0 | 0 | 0 | 0 | #REF! |  |  |  |  | 5638.8522
| Avg. Replacement Demand (S) | 0 | 0 | 0 | 0 | 0 | 0 | 0 | 0 | 0 | 0 | 0 | 0 | 0 | 0 | 0 | 0 | 0 | 0 | 0 | 0 | 0 | 0 | 0 | 0 | 0 | 0 | 0 | 0 | 0 | 0 | 0 | #REF! |  |  |  |  | 0
| Avg. Replacement Demand (W) | 0 | 0 | 0 | 0 | 0 | 0 | 0 | 0 | 0 | 0 | 0 | 0 | 0 | 0 | 0 | 0 | 0 | 0 | 0 | 0 | 0 | 0 | 0 | 0 | 0 | 0 | 0 | 0 | 0 | 0 | 0 | #REF! |  |  |  |  | 2.9366
Tech Forecast Stock
| Year | Year 0 | Year 1 | Year 2 | Year 3 | Year 4 | Year 5 | Year 6 | Year 7 | Year 8 | Year 9 | Year 10 | Year 11 | Year 12 | Year 13 | Year 14 | Year 15 | Year 16 | Year 17 | Year 18 | Year 19 | Year 20 | Year 21 | Year 22 | Year 23 | Year 24 | Year 25 | Year 26 | Year 27 | Year 28 | Year 29 | Year 30
| E1 | 0 | 0 | 0 | 0 | 0 | 0 | 0 | 0 | 0 | 0 | 0 | 0 | 0 | 0 | 0 | 0 | 0 | 0 | 0 | 0 | 0 | 0 | 0 | 0 | 0 | 0 | 0 | 0 | 0 | 0 | 0
| E2 | 0 | 0 | 0 | 0 | 0 | 0 | 0 | 0 | 0 | 0 | 0 | 0 | 0 | 0 | 0 | 0 | 0 | 0 | 0 | 0 | 0 | 0 | 0 | 0 | 0 | 0 | 0 | 0 | 0 | 0 | 0
| E3 | 0 | 0 | 0 | 0 | 0 | 0 | 0 | 0 | 0 | 0 | 0 | 0 | 0 | 0 | 0 | 0 | 0 | 0 | 0 | 0 | 0 | 0 | 0 | 0 | 0 | 0 | 0 | 0 | 0 | 0 | 0
| E4 | 0 | 0 | 0 | 0 | 0 | 0 | 0 | 0 | 0 | 0 | 0 | 0 | 0 | 0 | 0 | 0 | 0 | 0 | 0 | 0 | 0 | 0 | 0 | 0 | 0 | 0 | 0 | 0 | 0 | 0 | 0
| E5 | 0 | 0 | 0 | 0 | 0 | 0 | 0 | 0 | 0 | 0 | 0 | 0 | 0 | 0 | 0 | 0 | 0 | 0 | 0 | 0 | 0 | 0 | 0 | 0 | 0 | 0 | 0 | 0 | 0 | 0 | 0
| E6 | 0 | 0 | 0 | 0 | 0 | 0 | 0 | 0 | 0 | 0 | 0 | 0 | 0 | 0 | 0 | 0 | 0 | 0 | 0 | 0 | 0 | 0 | 0 | 0 | 0 | 0 | 0 | 0 | 0 | 0 | 0
| E7 | 0 | 0 | 0 | 0 | 0 | 0 | 0 | 0 | 0 | 0 | 0 | 0 | 0 | 0 | 0 | 0 | 0 | 0 | 0 | 0 | 0 | 0 | 0 | 0 | 0 | 0 | 0 | 0 | 0 | 0 | 0
| E8 | 0 | 0 | 0 | 0 | 0 | 0 | 0 | 0 | 0 | 0 | 0 | 0 | 0 | 0 | 0 | 0 | 0 | 0 | 0 | 0 | 0 | 0 | 0 | 0 | 0 | 0 | 0 | 0 | 0 | 0 | 0
| E9 | 0 | 0 | 0 | 0 | 0 | 0 | 0 | 0 | 0 | 0 | 0 | 0 | 0 | 0 | 0 | 0 | 0 | 0 | 0 | 0 | 0 | 0 | 0 | 0 | 0 | 0 | 0 | 0 | 0 | 0 | 0
| E10 | 0 | 0 | 0 | 0 | 0 | 0 | 0 | 0 | 0 | 0 | 0 | 0 | 0 | 0 | 0 | 0 | 0 | 0 | 0 | 0 | 0 | 0 | 0 | 0 | 0 | 0 | 0 | 0 | 0 | 0 | 0
| Vintage | 0 | 0 | 0 | 0 | 0 | 0 | 0 | 0 | 0 | 0 | 0 | 0 | 0 | 0 | 0 | 0 | 0 | 0 | 0 | 0 | 0 | 0 | 0 | 0 | 0 | 0 | 0 | 0 | 0 | 0 | 0
Stock for Switching
| Year | Year 0 | Year 1 | Year 2 | Year 3 | Year 4 | Year 5 | Year 6 | Year 7 | Year 8 | Year 9 | Year 10 | Year 11 | Year 12 | Year 13 | Year 14 | Year 15 | Year 16 | Year 17 | Year 18 | Year 19 | Year 20 | Year 21 | Year 22 | Year 23 | Year 24 | Year 25 | Year 26 | Year 27 | Year 28 | Year 29 | Year 30
| E1 | 0 | 0 | 0 | 0 | 0 | 0 | 0 | 0 | 0 | 0 | 0 | 0 | 0 | 0 | 0 | 0 | 0 | 0 | 0 | 0 | 0 | 0 | 0 | 0 | 0 | 0 | 0 | 0 | 0 | 0 | 0 | 0_E1_SysStock
| E2 | 0 | 0 | 0 | 0 | 0 | 0 | 0 | 0 | 0 | 0 | 0 | 0 | 0 | 0 | 0 | 0 | 0 | 0 | 0 | 0 | 0 | 0 | 0 | 0 | 0 | 0 | 0 | 0 | 0 | 0 | 0 | 0_E2_SysStock
| E3 | 0 | 0 | 0 | 0 | 0 | 0 | 0 | 0 | 0 | 0 | 0 | 0 | 0 | 0 | 0 | 0 | 0 | 0 | 0 | 0 | 0 | 0 | 0 | 0 | 0 | 0 | 0 | 0 | 0 | 0 | 0 | 0_E3_SysStock
| E4 | 0 | 0 | 0 | 0 | 0 | 0 | 0 | 0 | 0 | 0 | 0 | 0 | 0 | 0 | 0 | 0 | 0 | 0 | 0 | 0 | 0 | 0 | 0 | 0 | 0 | 0 | 0 | 0 | 0 | 0 | 0 | 0_E4_SysStock
| E5 | 0 | 0 | 0 | 0 | 0 | 0 | 0 | 0 | 0 | 0 | 0 | 0 | 0 | 0 | 0 | 0 | 0 | 0 | 0 | 0 | 0 | 0 | 0 | 0 | 0 | 0 | 0 | 0 | 0 | 0 | 0 | 0_E5_SysStock
| E6 | 0 | 0 | 0 | 0 | 0 | 0 | 0 | 0 | 0 | 0 | 0 | 0 | 0 | 0 | 0 | 0 | 0 | 0 | 0 | 0 | 0 | 0 | 0 | 0 | 0 | 0 | 0 | 0 | 0 | 0 | 0 | 0_E6_SysStock
| E7 | 0 | 0 | 0 | 0 | 0 | 0 | 0 | 0 | 0 | 0 | 0 | 0 | 0 | 0 | 0 | 0 | 0 | 0 | 0 | 0 | 0 | 0 | 0 | 0 | 0 | 0 | 0 | 0 | 0 | 0 | 0 | 0_E7_SysStock
| E8 | 0 | 0 | 0 | 0 | 0 | 0 | 0 | 0 | 0 | 0 | 0 | 0 | 0 | 0 | 0 | 0 | 0 | 0 | 0 | 0 | 0 | 0 | 0 | 0 | 0 | 0 | 0 | 0 | 0 | 0 | 0 | 0_E8_SysStock
| E9 | 0 | 0 | 0 | 0 | 0 | 0 | 0 | 0 | 0 | 0 | 0 | 0 | 0 | 0 | 0 | 0 | 0 | 0 | 0 | 0 | 0 | 0 | 0 | 0 | 0 | 0 | 0 | 0 | 0 | 0 | 0 | 0_E9_SysStock
| E10 | 0 | 0 | 0 | 0 | 0 | 0 | 0 | 0 | 0 | 0 | 0 | 0 | 0 | 0 | 0 | 0 | 0 | 0 | 0 | 0 | 0 | 0 | 0 | 0 | 0 | 0 | 0 | 0 | 0 | 0 | 0 | 0_E10_SysStock
| Vintage | 0 | 0 | 0 | 0 | 0 | 0 | 0 | 0 | 0 | 0 | 0 | 0 | 0 | 0 | 0 | 0 | 0 | 0 | 0 | 0 | 0 | 0 | 0 | 0 | 0 | 0 | 0 | 0 | 0 | 0 | 0 | 0_Vintage_SysStock
Tech Forecast Purchases
| Year | Year 0 | Year 1 | Year 2 | Year 3 | Year 4 | Year 5 | Year 6 | Year 7 | Year 8 | Year 9 | Year 10 | Year 11 | Year 12 | Year 13 | Year 14 | Year 15 | Year 16 | Year 17 | Year 18 | Year 19 | Year 20 | Year 21 | Year 22 | Year 23 | Year 24 | Year 25 | Year 26 | Year 27 | Year 28 | Year 29 | Year 30
| E1 | 0 | 0 | 0 | 0 | 0 | 0 | 0 | 0 | 0 | 0 | 0 | 0 | 0 | 0 | 0 | 0 | 0 | 0 | 0 | 0 | 0 | 0 | 0 | 0 | 0 | 0 | 0 | 0 | 0 | 0 | 0
| E2 | 0 | 0 | 0 | 0 | 0 | 0 | 0 | 0 | 0 | 0 | 0 | 0 | 0 | 0 | 0 | 0 | 0 | 0 | 0 | 0 | 0 | 0 | 0 | 0 | 0 | 0 | 0 | 0 | 0 | 0 | 0
| E3 | 0 | 0 | 0 | 0 | 0 | 0 | 0 | 0 | 0 | 0 | 0 | 0 | 0 | 0 | 0 | 0 | 0 | 0 | 0 | 0 | 0 | 0 | 0 | 0 | 0 | 0 | 0 | 0 | 0 | 0 | 0
| E4 | 0 | 0 | 0 | 0 | 0 | 0 | 0 | 0 | 0 | 0 | 0 | 0 | 0 | 0 | 0 | 0 | 0 | 0 | 0 | 0 | 0 | 0 | 0 | 0 | 0 | 0 | 0 | 0 | 0 | 0 | 0
| E5 | 0 | 0 | 0 | 0 | 0 | 0 | 0 | 0 | 0 | 0 | 0 | 0 | 0 | 0 | 0 | 0 | 0 | 0 | 0 | 0 | 0 | 0 | 0 | 0 | 0 | 0 | 0 | 0 | 0 | 0 | 0
| E6 | 0 | 0 | 0 | 0 | 0 | 0 | 0 | 0 | 0 | 0 | 0 | 0 | 0 | 0 | 0 | 0 | 0 | 0 | 0 | 0 | 0 | 0 | 0 | 0 | 0 | 0 | 0 | 0 | 0 | 0 | 0
| E7 | 0 | 0 | 0 | 0 | 0 | 0 | 0 | 0 | 0 | 0 | 0 | 0 | 0 | 0 | 0 | 0 | 0 | 0 | 0 | 0 | 0 | 0 | 0 | 0 | 0 | 0 | 0 | 0 | 0 | 0 | 0
| E8 | 0 | 0 | 0 | 0 | 0 | 0 | 0 | 0 | 0 | 0 | 0 | 0 | 0 | 0 | 0 | 0 | 0 | 0 | 0 | 0 | 0 | 0 | 0 | 0 | 0 | 0 | 0 | 0 | 0 | 0 | 0
| E9 | 0 | 0 | 0 | 0 | 0 | 0 | 0 | 0 | 0 | 0 | 0 | 0 | 0 | 0 | 0 | 0 | 0 | 0 | 0 | 0 | 0 | 0 | 0 | 0 | 0 | 0 | 0 | 0 | 0 | 0 | 0
| E10 | 0 | 0 | 0 | 0 | 0 | 0 | 0 | 0 | 0 | 0 | 0 | 0 | 0 | 0 | 0 | 0 | 0 | 0 | 0 | 0 | 0 | 0 | 0 | 0 | 0 | 0 | 0 | 0 | 0 | 0 | 0
Potential to Switch
| Year | Year 0 | Year 1 | Year 2 | Year 3 | Year 4 | Year 5 | Year 6 | Year 7 | Year 8 | Year 9 | Year 10 | Year 11 | Year 12 | Year 13 | Year 14 | Year 15 | Year 16 | Year 17 | Year 18 | Year 19 | Year 20 | Year 21 | Year 22 | Year 23 | Year 24 | Year 25 | Year 26 | Year 27 | Year 28 | Year 29 | Year 30
| E1 | 0 | 0 | 0 | 0 | 0 | 0 | 0 | 0 | 0 | 0 | 0 | 0 | 0 | 0 | 0 | 0 | 0 | 0 | 0 | 0 | 0 | 0 | 0 | 0 | 0 | 0 | 0 | 0 | 0 | 0 | 0 | 0_E1_Switched Out
| E2 | 0 | 0 | 0 | 0 | 0 | 0 | 0 | 0 | 0 | 0 | 0 | 0 | 0 | 0 | 0 | 0 | 0 | 0 | 0 | 0 | 0 | 0 | 0 | 0 | 0 | 0 | 0 | 0 | 0 | 0 | 0 | 0_E2_Switched Out
| E3 | 0 | 0 | 0 | 0 | 0 | 0 | 0 | 0 | 0 | 0 | 0 | 0 | 0 | 0 | 0 | 0 | 0 | 0 | 0 | 0 | 0 | 0 | 0 | 0 | 0 | 0 | 0 | 0 | 0 | 0 | 0 | 0_E3_Switched Out
| E4 | 0 | 0 | 0 | 0 | 0 | 0 | 0 | 0 | 0 | 0 | 0 | 0 | 0 | 0 | 0 | 0 | 0 | 0 | 0 | 0 | 0 | 0 | 0 | 0 | 0 | 0 | 0 | 0 | 0 | 0 | 0 | 0_E4_Switched Out
| E5 | 0 | 0 | 0 | 0 | 0 | 0 | 0 | 0 | 0 | 0 | 0 | 0 | 0 | 0 | 0 | 0 | 0 | 0 | 0 | 0 | 0 | 0 | 0 | 0 | 0 | 0 | 0 | 0 | 0 | 0 | 0 | 0_E5_Switched Out
| E6 | 0 | 0 | 0 | 0 | 0 | 0 | 0 | 0 | 0 | 0 | 0 | 0 | 0 | 0 | 0 | 0 | 0 | 0 | 0 | 0 | 0 | 0 | 0 | 0 | 0 | 0 | 0 | 0 | 0 | 0 | 0 | 0_E6_Switched Out
| E7 | 0 | 0 | 0 | 0 | 0 | 0 | 0 | 0 | 0 | 0 | 0 | 0 | 0 | 0 | 0 | 0 | 0 | 0 | 0 | 0 | 0 | 0 | 0 | 0 | 0 | 0 | 0 | 0 | 0 | 0 | 0 | 0_E7_Switched Out
| E8 | 0 | 0 | 0 | 0 | 0 | 0 | 0 | 0 | 0 | 0 | 0 | 0 | 0 | 0 | 0 | 0 | 0 | 0 | 0 | 0 | 0 | 0 | 0 | 0 | 0 | 0 | 0 | 0 | 0 | 0 | 0 | 0_E8_Switched Out
| E9 | 0 | 0 | 0 | 0 | 0 | 0 | 0 | 0 | 0 | 0 | 0 | 0 | 0 | 0 | 0 | 0 | 0 | 0 | 0 | 0 | 0 | 0 | 0 | 0 | 0 | 0 | 0 | 0 | 0 | 0 | 0 | 0_E9_Switched Out
| E10 | 0 | 0 | 0 | 0 | 0 | 0 | 0 | 0 | 0 | 0 | 0 | 0 | 0 | 0 | 0 | 0 | 0 | 0 | 0 | 0 | 0 | 0 | 0 | 0 | 0 | 0 | 0 | 0 | 0 | 0 | 0 | 0_E10_Switched Out
Units Out
| E1 | 0 | 0 | 0 | 0 | 0 | 0 | 0 | 0 | 0 | 0 | 0 | 0 | 0 | 0 | 0 | 0 | 0 | 0 | 0 | 0 | 0 | 0 | 0 | 0 | 0 | 0 | 0 | 0 | 0 | 0 | 0
| E2 | 0 | 0 | 0 | 0 | 0 | 0 | 0 | 0 | 0 | 0 | 0 | 0 | 0 | 0 | 0 | 0 | 0 | 0 | 0 | 0 | 0 | 0 | 0 | 0 | 0 | 0 | 0 | 0 | 0 | 0 | 0
| E3 | 0 | 0 | 0 | 0 | 0 | 0 | 0 | 0 | 0 | 0 | 0 | 0 | 0 | 0 | 0 | 0 | 0 | 0 | 0 | 0 | 0 | 0 | 0 | 0 | 0 | 0 | 0 | 0 | 0 | 0 | 0
| E4 | 0 | 0 | 0 | 0 | 0 | 0 | 0 | 0 | 0 | 0 | 0 | 0 | 0 | 0 | 0 | 0 | 0 | 0 | 0 | 0 | 0 | 0 | 0 | 0 | 0 | 0 | 0 | 0 | 0 | 0 | 0
| E5 | 0 | 0 | 0 | 0 | 0 | 0 | 0 | 0 | 0 | 0 | 0 | 0 | 0 | 0 | 0 | 0 | 0 | 0 | 0 | 0 | 0 | 0 | 0 | 0 | 0 | 0 | 0 | 0 | 0 | 0 | 0
| E6 | 0 | 0 | 0 | 0 | 0 | 0 | 0 | 0 | 0 | 0 | 0 | 0 | 0 | 0 | 0 | 0 | 0 | 0 | 0 | 0 | 0 | 0 | 0 | 0 | 0 | 0 | 0 | 0 | 0 | 0 | 0
| E7 | 0 | 0 | 0 | 0 | 0 | 0 | 0 | 0 | 0 | 0 | 0 | 0 | 0 | 0 | 0 | 0 | 0 | 0 | 0 | 0 | 0 | 0 | 0 | 0 | 0 | 0 | 0 | 0 | 0 | 0 | 0
| E8 | 0 | 0 | 0 | 0 | 0 | 0 | 0 | 0 | 0 | 0 | 0 | 0 | 0 | 0 | 0 | 0 | 0 | 0 | 0 | 0 | 0 | 0 | 0 | 0 | 0 | 0 | 0 | 0 | 0 | 0 | 0
| E9 | 0 | 0 | 0 | 0 | 0 | 0 | 0 | 0 | 0 | 0 | 0 | 0 | 0 | 0 | 0 | 0 | 0 | 0 | 0 | 0 | 0 | 0 | 0 | 0 | 0 | 0 | 0 | 0 | 0 | 0 | 0
| E10 | 0 | 0 | 0 | 0 | 0 | 0 | 0 | 0 | 0 | 0 | 0 | 0 | 0 | 0 | 0 | 0 | 0 | 0 | 0 | 0 | 0 | 0 | 0 | 0 | 0 | 0 | 0 | 0 | 0 | 0 | 0
| Vintage | 0 | 0 | 0 | 0 | 0 | 0 | 0 | 0 | 0 | 0 | 0 | 0 | 0 | 0 | 0 | 0 | 0 | 0 | 0 | 0 | 0 | 0 | 0 | 0 | 0 | 0 | 0 | 0 | 0 | 0 | 0
Tech Purchase Shares
| Year | Year 0 | Year 1 | Year 2 | Year 3 | Year 4 | Year 5 | Year 6 | Year 7 | Year 8 | Year 9 | Year 10 | Year 11 | Year 12 | Year 13 | Year 14 | Year 15 | Year 16 | Year 17 | Year 18 | Year 19 | Year 20 | Year 21 | Year 22 | Year 23 | Year 24 | Year 25 | Year 26 | Year 27 | Year 28 | Year 29 | Year 30
E1 | bar: Year 0 to Year 30
E2 | bar: Year 0 to Year 30
E3 | bar: Year 0 to Year 30
E4 | bar: Year 0 to Year 30
E5 | bar: Year 0 to Year 30
E6 | bar: Year 0 to Year 30
E7 | bar: Year 0 to Year 30
E8 | bar: Year 0 to Year 30
E9 | bar: Year 0 to Year 30
E10 | bar: Year 0 to Year 30
Units In from Switching
| E1 | 0 | 0 | 0 | 0 | 0 | 0 | 0 | 0 | 0 | 0 | 0 | 0 | 0 | 0 | 0 | 0 | 0 | 0 | 0 | 0 | 0 | 0 | 0 | 0 | 0 | 0 | 0 | 0 | 0 | 0 | 0
| E2 | 0 | 0 | 0 | 0 | 0 | 0 | 0 | 0 | 0 | 0 | 0 | 0 | 0 | 0 | 0 | 0 | 0 | 0 | 0 | 0 | 0 | 0 | 0 | 0 | 0 | 0 | 0 | 0 | 0 | 0 | 0
| E3 | 0 | 0 | 0 | 0 | 0 | 0 | 0 | 0 | 0 | 0 | 0 | 0 | 0 | 0 | 0 | 0 | 0 | 0 | 0 | 0 | 0 | 0 | 0 | 0 | 0 | 0 | 0 | 0 | 0 | 0 | 0
| E4 | 0 | 0 | 0 | 0 | 0 | 0 | 0 | 0 | 0 | 0 | 0 | 0 | 0 | 0 | 0 | 0 | 0 | 0 | 0 | 0 | 0 | 0 | 0 | 0 | 0 | 0 | 0 | 0 | 0 | 0 | 0
| E5 | 0 | 0 | 0 | 0 | 0 | 0 | 0 | 0 | 0 | 0 | 0 | 0 | 0 | 0 | 0 | 0 | 0 | 0 | 0 | 0 | 0 | 0 | 0 | 0 | 0 | 0 | 0 | 0 | 0 | 0 | 0
| E6 | 0 | 0 | 0 | 0 | 0 | 0 | 0 | 0 | 0 | 0 | 0 | 0 | 0 | 0 | 0 | 0 | 0 | 0 | 0 | 0 | 0 | 0 | 0 | 0 | 0 | 0 | 0 | 0 | 0 | 0 | 0
| E7 | 0 | 0 | 0 | 0 | 0 | 0 | 0 | 0 | 0 | 0 | 0 | 0 | 0 | 0 | 0 | 0 | 0 | 0 | 0 | 0 | 0 | 0 | 0 | 0 | 0 | 0 | 0 | 0 | 0 | 0 | 0
| E8 | 0 | 0 | 0 | 0 | 0 | 0 | 0 | 0 | 0 | 0 | 0 | 0 | 0 | 0 | 0 | 0 | 0 | 0 | 0 | 0 | 0 | 0 | 0 | 0 | 0 | 0 | 0 | 0 | 0 | 0 | 0
| E9 | 0 | 0 | 0 | 0 | 0 | 0 | 0 | 0 | 0 | 0 | 0 | 0 | 0 | 0 | 0 | 0 | 0 | 0 | 0 | 0 | 0 | 0 | 0 | 0 | 0 | 0 | 0 | 0 | 0 | 0 | 0
| E10 | 0 | 0 | 0 | 0 | 0 | 0 | 0 | 0 | 0 | 0 | 0 | 0 | 0 | 0 | 0 | 0 | 0 | 0 | 0 | 0 | 0 | 0 | 0 | 0 | 0 | 0 | 0 | 0 | 0 | 0 | 0
| Vintage | 0 | 0 | 0 | 0 | 0 | 0 | 0 | 0 | 0 | 0 | 0 | 0 | 0 | 0 | 0 | 0 | 0 | 0 | 0 | 0 | 0 | 0 | 0 | 0 | 0 | 0 | 0 | 0 | 0 | 0 | 0
Net Change
| Year | Year 0 | Year 1 | Year 2 | Year 3 | Year 4 | Year 5 | Year 6 | Year 7 | Year 8 | Year 9 | Year 10 | Year 11 | Year 12 | Year 13 | Year 14 | Year 15 | Year 16 | Year 17 | Year 18 | Year 19 | Year 20 | Year 21 | Year 22 | Year 23 | Year 24 | Year 25 | Year 26 | Year 27 | Year 28 | Year 29 | Year 30 | Key
| Units | 0 | 0 | 0 | 0 | 0 | 0 | 0 | 0 | 0 | 0 | 0 | 0 | 0 | 0 | 0 | 0 | 0 | 0 | 0 | 0 | 0 | 0 | 0 | 0 | 0 | 0 | 0 | 0 | 0 | 0 | 0 | 0_Units |  |  |  |  | 301957.8232
| Usage | 0 | 0 | 0 | 0 | 0 | 0 | 0 | 0 | 0 | 0 | 0 | 0 | 0 | 0 | 0 | 0 | 0 | 0 | 0 | 0 | 0 | 0 | 0 | 0 | 0 | 0 | 0 | 0 | 0 | 0 | 0 | 0_Usage |  |  |  |  | 1698.6543
| Peak Demand (S) | 0 | 0 | 0 | 0 | 0 | 0 | 0 | 0 | 0 | 0 | 0 | 0 | 0 | 0 | 0 | 0 | 0 | 0 | 0 | 0 | 0 | 0 | 0 | 0 | 0 | 0 | 0 | 0 | 0 | 0 | 0 | 0_Peak Demand (S) |  |  |  |  | 0
| Peak Demand (W) | 0 | 0 | 0 | 0 | 0 | 0 | 0 | 0 | 0 | 0 | 0 | 0 | 0 | 0 | 0 | 0 | 0 | 0 | 0 | 0 | 0 | 0 | 0 | 0 | 0 | 0 | 0 | 0 | 0 | 0 | 0 | 0_Peak Demand (W) |  |  |  |  | 884.6119
| Turnover | 0 | 0 | 0 | 0 | 0 | 0 | 0 | 0 | 0 | 0 | 0 | 0 | 0 | 0 | 0 | 0 | 0 | 0 | 0 | 0 | 0 | 0 | 0 | 0 | 0 | 0 | 0 | 0 | 0 | 0 | 0 | 0_Turnover |  |  |  |  | 6885.4476
| Avg. Replacement Usage | 0 | 0 | 0 | 0 | 0 | 0 | 0 | 0 | 0 | 0 | 0 | 0 | 0 | 0 | 0 | 0 | 0 | 0 | 0 | 0 | 0 | 0 | 0 | 0 | 0 | 0 | 0 | 0 | 0 | 0 | 0 | 0_Avg. Replacement Usage |  |  |  |  | 5638.8522
| Avg. Replacement Demand (S) | 0 | 0 | 0 | 0 | 0 | 0 | 0 | 0 | 0 | 0 | 0 | 0 | 0 | 0 | 0 | 0 | 0 | 0 | 0 | 0 | 0 | 0 | 0 | 0 | 0 | 0 | 0 | 0 | 0 | 0 | 0 | 0_Avg. Replacement Demand (S) |  |  |  |  | 0
| Avg. Replacement Demand (W) | 0 | 0 | 0 | 0 | 0 | 0 | 0 | 0 | 0 | 0 | 0 | 0 | 0 | 0 | 0 | 0 | 0 | 0 | 0 | 0 | 0 | 0 | 0 | 0 | 0 | 0 | 0 | 0 | 0 | 0 | 0 | 0_Avg. Replacement Demand (W) |  |  |  |  | 2.9366
Purchases
| Year | Year 0 | Year 1 | Year 2 | Year 3 | Year 4 | Year 5 | Year 6 | Year 7 | Year 8 | Year 9 | Year 10 | Year 11 | Year 12 | Year 13 | Year 14 | Year 15 | Year 16 | Year 17 | Year 18 | Year 19 | Year 20 | Year 21 | Year 22 | Year 23 | Year 24 | Year 25 | Year 26 | Year 27 | Year 28 | Year 29 | Year 30
| E1 | 0 | 0 | 0 | 0 | 0 | 0 | 0 | 0 | 0 | 0 | 0 | 0 | 0 | 0 | 0 | 0 | 0 | 0 | 0 | 0 | 0 | 0 | 0 | 0 | 0 | 0 | 0 | 0 | 0 | 0 | 0 | 0_E1_Purchases |  |  |  |  | 6885.4476
| E2 | 0 | 0 | 0 | 0 | 0 | 0 | 0 | 0 | 0 | 0 | 0 | 0 | 0 | 0 | 0 | 0 | 0 | 0 | 0 | 0 | 0 | 0 | 0 | 0 | 0 | 0 | 0 | 0 | 0 | 0 | 0 | 0_E2_Purchases |  |  |  |  | 0
| E3 | 0 | 0 | 0 | 0 | 0 | 0 | 0 | 0 | 0 | 0 | 0 | 0 | 0 | 0 | 0 | 0 | 0 | 0 | 0 | 0 | 0 | 0 | 0 | 0 | 0 | 0 | 0 | 0 | 0 | 0 | 0 | 0_E3_Purchases |  |  |  |  | 0
| E4 | 0 | 0 | 0 | 0 | 0 | 0 | 0 | 0 | 0 | 0 | 0 | 0 | 0 | 0 | 0 | 0 | 0 | 0 | 0 | 0 | 0 | 0 | 0 | 0 | 0 | 0 | 0 | 0 | 0 | 0 | 0 | 0_E4_Purchases |  |  |  |  | 0
| E5 | 0 | 0 | 0 | 0 | 0 | 0 | 0 | 0 | 0 | 0 | 0 | 0 | 0 | 0 | 0 | 0 | 0 | 0 | 0 | 0 | 0 | 0 | 0 | 0 | 0 | 0 | 0 | 0 | 0 | 0 | 0 | 0_E5_Purchases |  |  |  |  | 0
| E6 | 0 | 0 | 0 | 0 | 0 | 0 | 0 | 0 | 0 | 0 | 0 | 0 | 0 | 0 | 0 | 0 | 0 | 0 | 0 | 0 | 0 | 0 | 0 | 0 | 0 | 0 | 0 | 0 | 0 | 0 | 0 | 0_E6_Purchases |  |  |  |  | 0
| E7 | 0 | 0 | 0 | 0 | 0 | 0 | 0 | 0 | 0 | 0 | 0 | 0 | 0 | 0 | 0 | 0 | 0 | 0 | 0 | 0 | 0 | 0 | 0 | 0 | 0 | 0 | 0 | 0 | 0 | 0 | 0 | 0_E7_Purchases |  |  |  |  | 0
| E8 | 0 | 0 | 0 | 0 | 0 | 0 | 0 | 0 | 0 | 0 | 0 | 0 | 0 | 0 | 0 | 0 | 0 | 0 | 0 | 0 | 0 | 0 | 0 | 0 | 0 | 0 | 0 | 0 | 0 | 0 | 0 | 0_E8_Purchases |  |  |  |  | 0
| E9 | 0 | 0 | 0 | 0 | 0 | 0 | 0 | 0 | 0 | 0 | 0 | 0 | 0 | 0 | 0 | 0 | 0 | 0 | 0 | 0 | 0 | 0 | 0 | 0 | 0 | 0 | 0 | 0 | 0 | 0 | 0 | 0_E9_Purchases |  |  |  |  | 0
| E10 | 0 | 0 | 0 | 0 | 0 | 0 | 0 | 0 | 0 | 0 | 0 | 0 | 0 | 0 | 0 | 0 | 0 | 0 | 0 | 0 | 0 | 0 | 0 | 0 | 0 | 0 | 0 | 0 | 0 | 0 | 0 | 0_E10_Purchases |  |  |  |  | 0
Stock
| Year | Year 0 | Year 1 | Year 2 | Year 3 | Year 4 | Year 5 | Year 6 | Year 7 | Year 8 | Year 9 | Year 10 | Year 11 | Year 12 | Year 13 | Year 14 | Year 15 | Year 16 | Year 17 | Year 18 | Year 19 | Year 20 | Year 21 | Year 22 | Year 23 | Year 24 | Year 25 | Year 26 | Year 27 | Year 28 | Year 29 | Year 30
| E1 | 0 | 0 | 0 | 0 | 0 | 0 | 0 | 0 | 0 | 0 | 0 | 0 | 0 | 0 | 0 | 0 | 0 | 0 | 0 | 0 | 0 | 0 | 0 | 0 | 0 | 0 | 0 | 0 | 0 | 0 | 0 | 0_E1_Stock |  |  |  |  | 13576.6093
| E2 | 0 | 0 | 0 | 0 | 0 | 0 | 0 | 0 | 0 | 0 | 0 | 0 | 0 | 0 | 0 | 0 | 0 | 0 | 0 | 0 | 0 | 0 | 0 | 0 | 0 | 0 | 0 | 0 | 0 | 0 | 0 | 0_E2_Stock |  |  |  |  | 0
| E3 | 0 | 0 | 0 | 0 | 0 | 0 | 0 | 0 | 0 | 0 | 0 | 0 | 0 | 0 | 0 | 0 | 0 | 0 | 0 | 0 | 0 | 0 | 0 | 0 | 0 | 0 | 0 | 0 | 0 | 0 | 0 | 0_E3_Stock |  |  |  |  | 0
| E4 | 0 | 0 | 0 | 0 | 0 | 0 | 0 | 0 | 0 | 0 | 0 | 0 | 0 | 0 | 0 | 0 | 0 | 0 | 0 | 0 | 0 | 0 | 0 | 0 | 0 | 0 | 0 | 0 | 0 | 0 | 0 | 0_E4_Stock |  |  |  |  | 0
| E5 | 0 | 0 | 0 | 0 | 0 | 0 | 0 | 0 | 0 | 0 | 0 | 0 | 0 | 0 | 0 | 0 | 0 | 0 | 0 | 0 | 0 | 0 | 0 | 0 | 0 | 0 | 0 | 0 | 0 | 0 | 0 | 0_E5_Stock |  |  |  |  | 0
| E6 | 0 | 0 | 0 | 0 | 0 | 0 | 0 | 0 | 0 | 0 | 0 | 0 | 0 | 0 | 0 | 0 | 0 | 0 | 0 | 0 | 0 | 0 | 0 | 0 | 0 | 0 | 0 | 0 | 0 | 0 | 0 | 0_E6_Stock |  |  |  |  | 0
| E7 | 0 | 0 | 0 | 0 | 0 | 0 | 0 | 0 | 0 | 0 | 0 | 0 | 0 | 0 | 0 | 0 | 0 | 0 | 0 | 0 | 0 | 0 | 0 | 0 | 0 | 0 | 0 | 0 | 0 | 0 | 0 | 0_E7_Stock |  |  |  |  | 0
| E8 | 0 | 0 | 0 | 0 | 0 | 0 | 0 | 0 | 0 | 0 | 0 | 0 | 0 | 0 | 0 | 0 | 0 | 0 | 0 | 0 | 0 | 0 | 0 | 0 | 0 | 0 | 0 | 0 | 0 | 0 | 0 | 0_E8_Stock |  |  |  |  | 0
| E9 | 0 | 0 | 0 | 0 | 0 | 0 | 0 | 0 | 0 | 0 | 0 | 0 | 0 | 0 | 0 | 0 | 0 | 0 | 0 | 0 | 0 | 0 | 0 | 0 | 0 | 0 | 0 | 0 | 0 | 0 | 0 | 0_E9_Stock |  |  |  |  | 0
| E10 | 0 | 0 | 0 | 0 | 0 | 0 | 0 | 0 | 0 | 0 | 0 | 0 | 0 | 0 | 0 | 0 | 0 | 0 | 0 | 0 | 0 | 0 | 0 | 0 | 0 | 0 | 0 | 0 | 0 | 0 | 0 | 0_E10_Stock |  |  |  |  | 0
| Vintage | 0 | 0 | 0 | 0 | 0 | 0 | 0 | 0 | 0 | 0 | 0 | 0 | 0 | 0 | 0 | 0 | 0 | 0 | 0 | 0 | 0 | 0 | 0 | 0 | 0 | 0 | 0 | 0 | 0 | 0 | 0 | 0_Vintage_Stock |  |  |  |  | 288381.2139
S3C3 |  | Year 0: System 3 Technology 3
Technology Variables
| Tech Key | Year 0: 0
| Peak Factor (S) | Year 0: 0
| Peak Factor (W) | Year 0: 0
| Min Vintage Lifetime | Year 0: 0
| Max Vintage Lifetime | Year 0: 0
| Turnover Style | Year 0: 0
Technology Variables
| Equipment | Year 0: Label; Year 1: Min Lifetime; Year 2: Max Lifetime; Year 3: Degradation; Year 4: Usage; Year 5: Available
| E1 | Year 1: 0; Year 2: 0; Year 3: 0%; Year 4: 0; Year 5: FALSE
| E2 | Year 1: 0; Year 2: 0; Year 3: 0%; Year 4: 0; Year 5: FALSE
| E3 | Year 1: 0; Year 2: 0; Year 3: 0%; Year 4: 0; Year 5: FALSE
| E4 | Year 1: 0; Year 2: 0; Year 3: 0%; Year 4: 0; Year 5: FALSE
| E5 | Year 1: 0; Year 2: 0; Year 3: 0%; Year 4: 0; Year 5: FALSE
| E6 | Year 1: 0; Year 2: 0; Year 3: 0%; Year 4: 0; Year 5: FALSE
| E7 | Year 1: 0; Year 2: 0; Year 3: 0%; Year 4: 0; Year 5: FALSE
| E8 | Year 1: 0; Year 2: 0; Year 3: 0%; Year 4: 0; Year 5: FALSE
| E9 | Year 1: 0; Year 2: 0; Year 3: 0%; Year 4: 0; Year 5: FALSE
| E10 | Year 1: 0; Year 2: 0; Year 3: 0%; Year 4: 0; Year 5: FALSE
Original Forecast Results
| Year | Year 0 | Year 1 | Year 2 | Year 3 | Year 4 | Year 5 | Year 6 | Year 7 | Year 8 | Year 9 | Year 10 | Year 11 | Year 12 | Year 13 | Year 14 | Year 15 | Year 16 | Year 17 | Year 18 | Year 19 | Year 20 | Year 21 | Year 22 | Year 23 | Year 24 | Year 25 | Year 26 | Year 27 | Year 28 | Year 29 | Year 30 | Key
| Units | 0 | 0 | 0 | 0 | 0 | 0 | 0 | 0 | 0 | 0 | 0 | 0 | 0 | 0 | 0 | 0 | 0 | 0 | 0 | 0 | 0 | 0 | 0 | 0 | 0 | 0 | 0 | 0 | 0 | 0 | 0 | #REF! |  |  |  |  | 301957.8232
| Usage | 0 | 0 | 0 | 0 | 0 | 0 | 0 | 0 | 0 | 0 | 0 | 0 | 0 | 0 | 0 | 0 | 0 | 0 | 0 | 0 | 0 | 0 | 0 | 0 | 0 | 0 | 0 | 0 | 0 | 0 | 0 | #REF! |  |  |  |  | 1698.6543
| Peak Demand (S) | 0 | 0 | 0 | 0 | 0 | 0 | 0 | 0 | 0 | 0 | 0 | 0 | 0 | 0 | 0 | 0 | 0 | 0 | 0 | 0 | 0 | 0 | 0 | 0 | 0 | 0 | 0 | 0 | 0 | 0 | 0 | #REF! |  |  |  |  | 0
| Peak Demand (W) | 0 | 0 | 0 | 0 | 0 | 0 | 0 | 0 | 0 | 0 | 0 | 0 | 0 | 0 | 0 | 0 | 0 | 0 | 0 | 0 | 0 | 0 | 0 | 0 | 0 | 0 | 0 | 0 | 0 | 0 | 0 | #REF! |  |  |  |  | 884.6119
| Turnover | 0 | 0 | 0 | 0 | 0 | 0 | 0 | 0 | 0 | 0 | 0 | 0 | 0 | 0 | 0 | 0 | 0 | 0 | 0 | 0 | 0 | 0 | 0 | 0 | 0 | 0 | 0 | 0 | 0 | 0 | 0 | #REF! |  |  |  |  | 6885.4476
| Avg. Replacement Usage | 0 | 0 | 0 | 0 | 0 | 0 | 0 | 0 | 0 | 0 | 0 | 0 | 0 | 0 | 0 | 0 | 0 | 0 | 0 | 0 | 0 | 0 | 0 | 0 | 0 | 0 | 0 | 0 | 0 | 0 | 0 | #REF! |  |  |  |  | 5638.8522
| Avg. Replacement Demand (S) | 0 | 0 | 0 | 0 | 0 | 0 | 0 | 0 | 0 | 0 | 0 | 0 | 0 | 0 | 0 | 0 | 0 | 0 | 0 | 0 | 0 | 0 | 0 | 0 | 0 | 0 | 0 | 0 | 0 | 0 | 0 | #REF! |  |  |  |  | 0
| Avg. Replacement Demand (W) | 0 | 0 | 0 | 0 | 0 | 0 | 0 | 0 | 0 | 0 | 0 | 0 | 0 | 0 | 0 | 0 | 0 | 0 | 0 | 0 | 0 | 0 | 0 | 0 | 0 | 0 | 0 | 0 | 0 | 0 | 0 | #REF! |  |  |  |  | 2.9366
Tech Forecast Stock
| Year | Year 0 | Year 1 | Year 2 | Year 3 | Year 4 | Year 5 | Year 6 | Year 7 | Year 8 | Year 9 | Year 10 | Year 11 | Year 12 | Year 13 | Year 14 | Year 15 | Year 16 | Year 17 | Year 18 | Year 19 | Year 20 | Year 21 | Year 22 | Year 23 | Year 24 | Year 25 | Year 26 | Year 27 | Year 28 | Year 29 | Year 30
| E1 | 0 | 0 | 0 | 0 | 0 | 0 | 0 | 0 | 0 | 0 | 0 | 0 | 0 | 0 | 0 | 0 | 0 | 0 | 0 | 0 | 0 | 0 | 0 | 0 | 0 | 0 | 0 | 0 | 0 | 0 | 0
| E2 | 0 | 0 | 0 | 0 | 0 | 0 | 0 | 0 | 0 | 0 | 0 | 0 | 0 | 0 | 0 | 0 | 0 | 0 | 0 | 0 | 0 | 0 | 0 | 0 | 0 | 0 | 0 | 0 | 0 | 0 | 0
| E3 | 0 | 0 | 0 | 0 | 0 | 0 | 0 | 0 | 0 | 0 | 0 | 0 | 0 | 0 | 0 | 0 | 0 | 0 | 0 | 0 | 0 | 0 | 0 | 0 | 0 | 0 | 0 | 0 | 0 | 0 | 0
| E4 | 0 | 0 | 0 | 0 | 0 | 0 | 0 | 0 | 0 | 0 | 0 | 0 | 0 | 0 | 0 | 0 | 0 | 0 | 0 | 0 | 0 | 0 | 0 | 0 | 0 | 0 | 0 | 0 | 0 | 0 | 0
| E5 | 0 | 0 | 0 | 0 | 0 | 0 | 0 | 0 | 0 | 0 | 0 | 0 | 0 | 0 | 0 | 0 | 0 | 0 | 0 | 0 | 0 | 0 | 0 | 0 | 0 | 0 | 0 | 0 | 0 | 0 | 0
| E6 | 0 | 0 | 0 | 0 | 0 | 0 | 0 | 0 | 0 | 0 | 0 | 0 | 0 | 0 | 0 | 0 | 0 | 0 | 0 | 0 | 0 | 0 | 0 | 0 | 0 | 0 | 0 | 0 | 0 | 0 | 0
| E7 | 0 | 0 | 0 | 0 | 0 | 0 | 0 | 0 | 0 | 0 | 0 | 0 | 0 | 0 | 0 | 0 | 0 | 0 | 0 | 0 | 0 | 0 | 0 | 0 | 0 | 0 | 0 | 0 | 0 | 0 | 0
| E8 | 0 | 0 | 0 | 0 | 0 | 0 | 0 | 0 | 0 | 0 | 0 | 0 | 0 | 0 | 0 | 0 | 0 | 0 | 0 | 0 | 0 | 0 | 0 | 0 | 0 | 0 | 0 | 0 | 0 | 0 | 0
| E9 | 0 | 0 | 0 | 0 | 0 | 0 | 0 | 0 | 0 | 0 | 0 | 0 | 0 | 0 | 0 | 0 | 0 | 0 | 0 | 0 | 0 | 0 | 0 | 0 | 0 | 0 | 0 | 0 | 0 | 0 | 0
| E10 | 0 | 0 | 0 | 0 | 0 | 0 | 0 | 0 | 0 | 0 | 0 | 0 | 0 | 0 | 0 | 0 | 0 | 0 | 0 | 0 | 0 | 0 | 0 | 0 | 0 | 0 | 0 | 0 | 0 | 0 | 0
| Vintage | 0 | 0 | 0 | 0 | 0 | 0 | 0 | 0 | 0 | 0 | 0 | 0 | 0 | 0 | 0 | 0 | 0 | 0 | 0 | 0 | 0 | 0 | 0 | 0 | 0 | 0 | 0 | 0 | 0 | 0 | 0
Stock for Switching
| Year | Year 0 | Year 1 | Year 2 | Year 3 | Year 4 | Year 5 | Year 6 | Year 7 | Year 8 | Year 9 | Year 10 | Year 11 | Year 12 | Year 13 | Year 14 | Year 15 | Year 16 | Year 17 | Year 18 | Year 19 | Year 20 | Year 21 | Year 22 | Year 23 | Year 24 | Year 25 | Year 26 | Year 27 | Year 28 | Year 29 | Year 30
| E1 | 0 | 0 | 0 | 0 | 0 | 0 | 0 | 0 | 0 | 0 | 0 | 0 | 0 | 0 | 0 | 0 | 0 | 0 | 0 | 0 | 0 | 0 | 0 | 0 | 0 | 0 | 0 | 0 | 0 | 0 | 0 | 0_E1_SysStock
| E2 | 0 | 0 | 0 | 0 | 0 | 0 | 0 | 0 | 0 | 0 | 0 | 0 | 0 | 0 | 0 | 0 | 0 | 0 | 0 | 0 | 0 | 0 | 0 | 0 | 0 | 0 | 0 | 0 | 0 | 0 | 0 | 0_E2_SysStock
| E3 | 0 | 0 | 0 | 0 | 0 | 0 | 0 | 0 | 0 | 0 | 0 | 0 | 0 | 0 | 0 | 0 | 0 | 0 | 0 | 0 | 0 | 0 | 0 | 0 | 0 | 0 | 0 | 0 | 0 | 0 | 0 | 0_E3_SysStock
| E4 | 0 | 0 | 0 | 0 | 0 | 0 | 0 | 0 | 0 | 0 | 0 | 0 | 0 | 0 | 0 | 0 | 0 | 0 | 0 | 0 | 0 | 0 | 0 | 0 | 0 | 0 | 0 | 0 | 0 | 0 | 0 | 0_E4_SysStock
| E5 | 0 | 0 | 0 | 0 | 0 | 0 | 0 | 0 | 0 | 0 | 0 | 0 | 0 | 0 | 0 | 0 | 0 | 0 | 0 | 0 | 0 | 0 | 0 | 0 | 0 | 0 | 0 | 0 | 0 | 0 | 0 | 0_E5_SysStock
| E6 | 0 | 0 | 0 | 0 | 0 | 0 | 0 | 0 | 0 | 0 | 0 | 0 | 0 | 0 | 0 | 0 | 0 | 0 | 0 | 0 | 0 | 0 | 0 | 0 | 0 | 0 | 0 | 0 | 0 | 0 | 0 | 0_E6_SysStock
| E7 | 0 | 0 | 0 | 0 | 0 | 0 | 0 | 0 | 0 | 0 | 0 | 0 | 0 | 0 | 0 | 0 | 0 | 0 | 0 | 0 | 0 | 0 | 0 | 0 | 0 | 0 | 0 | 0 | 0 | 0 | 0 | 0_E7_SysStock
| E8 | 0 | 0 | 0 | 0 | 0 | 0 | 0 | 0 | 0 | 0 | 0 | 0 | 0 | 0 | 0 | 0 | 0 | 0 | 0 | 0 | 0 | 0 | 0 | 0 | 0 | 0 | 0 | 0 | 0 | 0 | 0 | 0_E8_SysStock
| E9 | 0 | 0 | 0 | 0 | 0 | 0 | 0 | 0 | 0 | 0 | 0 | 0 | 0 | 0 | 0 | 0 | 0 | 0 | 0 | 0 | 0 | 0 | 0 | 0 | 0 | 0 | 0 | 0 | 0 | 0 | 0 | 0_E9_SysStock
| E10 | 0 | 0 | 0 | 0 | 0 | 0 | 0 | 0 | 0 | 0 | 0 | 0 | 0 | 0 | 0 | 0 | 0 | 0 | 0 | 0 | 0 | 0 | 0 | 0 | 0 | 0 | 0 | 0 | 0 | 0 | 0 | 0_E10_SysStock
| Vintage | 0 | 0 | 0 | 0 | 0 | 0 | 0 | 0 | 0 | 0 | 0 | 0 | 0 | 0 | 0 | 0 | 0 | 0 | 0 | 0 | 0 | 0 | 0 | 0 | 0 | 0 | 0 | 0 | 0 | 0 | 0 | 0_Vintage_SysStock
Tech Forecast Purchases
| Year | Year 0 | Year 1 | Year 2 | Year 3 | Year 4 | Year 5 | Year 6 | Year 7 | Year 8 | Year 9 | Year 10 | Year 11 | Year 12 | Year 13 | Year 14 | Year 15 | Year 16 | Year 17 | Year 18 | Year 19 | Year 20 | Year 21 | Year 22 | Year 23 | Year 24 | Year 25 | Year 26 | Year 27 | Year 28 | Year 29 | Year 30
| E1 | 0 | 0 | 0 | 0 | 0 | 0 | 0 | 0 | 0 | 0 | 0 | 0 | 0 | 0 | 0 | 0 | 0 | 0 | 0 | 0 | 0 | 0 | 0 | 0 | 0 | 0 | 0 | 0 | 0 | 0 | 0
| E2 | 0 | 0 | 0 | 0 | 0 | 0 | 0 | 0 | 0 | 0 | 0 | 0 | 0 | 0 | 0 | 0 | 0 | 0 | 0 | 0 | 0 | 0 | 0 | 0 | 0 | 0 | 0 | 0 | 0 | 0 | 0
| E3 | 0 | 0 | 0 | 0 | 0 | 0 | 0 | 0 | 0 | 0 | 0 | 0 | 0 | 0 | 0 | 0 | 0 | 0 | 0 | 0 | 0 | 0 | 0 | 0 | 0 | 0 | 0 | 0 | 0 | 0 | 0
| E4 | 0 | 0 | 0 | 0 | 0 | 0 | 0 | 0 | 0 | 0 | 0 | 0 | 0 | 0 | 0 | 0 | 0 | 0 | 0 | 0 | 0 | 0 | 0 | 0 | 0 | 0 | 0 | 0 | 0 | 0 | 0
| E5 | 0 | 0 | 0 | 0 | 0 | 0 | 0 | 0 | 0 | 0 | 0 | 0 | 0 | 0 | 0 | 0 | 0 | 0 | 0 | 0 | 0 | 0 | 0 | 0 | 0 | 0 | 0 | 0 | 0 | 0 | 0
| E6 | 0 | 0 | 0 | 0 | 0 | 0 | 0 | 0 | 0 | 0 | 0 | 0 | 0 | 0 | 0 | 0 | 0 | 0 | 0 | 0 | 0 | 0 | 0 | 0 | 0 | 0 | 0 | 0 | 0 | 0 | 0
| E7 | 0 | 0 | 0 | 0 | 0 | 0 | 0 | 0 | 0 | 0 | 0 | 0 | 0 | 0 | 0 | 0 | 0 | 0 | 0 | 0 | 0 | 0 | 0 | 0 | 0 | 0 | 0 | 0 | 0 | 0 | 0
| E8 | 0 | 0 | 0 | 0 | 0 | 0 | 0 | 0 | 0 | 0 | 0 | 0 | 0 | 0 | 0 | 0 | 0 | 0 | 0 | 0 | 0 | 0 | 0 | 0 | 0 | 0 | 0 | 0 | 0 | 0 | 0
| E9 | 0 | 0 | 0 | 0 | 0 | 0 | 0 | 0 | 0 | 0 | 0 | 0 | 0 | 0 | 0 | 0 | 0 | 0 | 0 | 0 | 0 | 0 | 0 | 0 | 0 | 0 | 0 | 0 | 0 | 0 | 0
| E10 | 0 | 0 | 0 | 0 | 0 | 0 | 0 | 0 | 0 | 0 | 0 | 0 | 0 | 0 | 0 | 0 | 0 | 0 | 0 | 0 | 0 | 0 | 0 | 0 | 0 | 0 | 0 | 0 | 0 | 0 | 0
Potential to Switch
| Year | Year 0 | Year 1 | Year 2 | Year 3 | Year 4 | Year 5 | Year 6 | Year 7 | Year 8 | Year 9 | Year 10 | Year 11 | Year 12 | Year 13 | Year 14 | Year 15 | Year 16 | Year 17 | Year 18 | Year 19 | Year 20 | Year 21 | Year 22 | Year 23 | Year 24 | Year 25 | Year 26 | Year 27 | Year 28 | Year 29 | Year 30
| E1 | 0 | 0 | 0 | 0 | 0 | 0 | 0 | 0 | 0 | 0 | 0 | 0 | 0 | 0 | 0 | 0 | 0 | 0 | 0 | 0 | 0 | 0 | 0 | 0 | 0 | 0 | 0 | 0 | 0 | 0 | 0 | 0_E1_Switched Out
| E2 | 0 | 0 | 0 | 0 | 0 | 0 | 0 | 0 | 0 | 0 | 0 | 0 | 0 | 0 | 0 | 0 | 0 | 0 | 0 | 0 | 0 | 0 | 0 | 0 | 0 | 0 | 0 | 0 | 0 | 0 | 0 | 0_E2_Switched Out
| E3 | 0 | 0 | 0 | 0 | 0 | 0 | 0 | 0 | 0 | 0 | 0 | 0 | 0 | 0 | 0 | 0 | 0 | 0 | 0 | 0 | 0 | 0 | 0 | 0 | 0 | 0 | 0 | 0 | 0 | 0 | 0 | 0_E3_Switched Out
| E4 | 0 | 0 | 0 | 0 | 0 | 0 | 0 | 0 | 0 | 0 | 0 | 0 | 0 | 0 | 0 | 0 | 0 | 0 | 0 | 0 | 0 | 0 | 0 | 0 | 0 | 0 | 0 | 0 | 0 | 0 | 0 | 0_E4_Switched Out
| E5 | 0 | 0 | 0 | 0 | 0 | 0 | 0 | 0 | 0 | 0 | 0 | 0 | 0 | 0 | 0 | 0 | 0 | 0 | 0 | 0 | 0 | 0 | 0 | 0 | 0 | 0 | 0 | 0 | 0 | 0 | 0 | 0_E5_Switched Out
| E6 | 0 | 0 | 0 | 0 | 0 | 0 | 0 | 0 | 0 | 0 | 0 | 0 | 0 | 0 | 0 | 0 | 0 | 0 | 0 | 0 | 0 | 0 | 0 | 0 | 0 | 0 | 0 | 0 | 0 | 0 | 0 | 0_E6_Switched Out
| E7 | 0 | 0 | 0 | 0 | 0 | 0 | 0 | 0 | 0 | 0 | 0 | 0 | 0 | 0 | 0 | 0 | 0 | 0 | 0 | 0 | 0 | 0 | 0 | 0 | 0 | 0 | 0 | 0 | 0 | 0 | 0 | 0_E7_Switched Out
| E8 | 0 | 0 | 0 | 0 | 0 | 0 | 0 | 0 | 0 | 0 | 0 | 0 | 0 | 0 | 0 | 0 | 0 | 0 | 0 | 0 | 0 | 0 | 0 | 0 | 0 | 0 | 0 | 0 | 0 | 0 | 0 | 0_E8_Switched Out
| E9 | 0 | 0 | 0 | 0 | 0 | 0 | 0 | 0 | 0 | 0 | 0 | 0 | 0 | 0 | 0 | 0 | 0 | 0 | 0 | 0 | 0 | 0 | 0 | 0 | 0 | 0 | 0 | 0 | 0 | 0 | 0 | 0_E9_Switched Out
| E10 | 0 | 0 | 0 | 0 | 0 | 0 | 0 | 0 | 0 | 0 | 0 | 0 | 0 | 0 | 0 | 0 | 0 | 0 | 0 | 0 | 0 | 0 | 0 | 0 | 0 | 0 | 0 | 0 | 0 | 0 | 0 | 0_E10_Switched Out
Units Out
| E1 | 0 | 0 | 0 | 0 | 0 | 0 | 0 | 0 | 0 | 0 | 0 | 0 | 0 | 0 | 0 | 0 | 0 | 0 | 0 | 0 | 0 | 0 | 0 | 0 | 0 | 0 | 0 | 0 | 0 | 0 | 0
| E2 | 0 | 0 | 0 | 0 | 0 | 0 | 0 | 0 | 0 | 0 | 0 | 0 | 0 | 0 | 0 | 0 | 0 | 0 | 0 | 0 | 0 | 0 | 0 | 0 | 0 | 0 | 0 | 0 | 0 | 0 | 0
| E3 | 0 | 0 | 0 | 0 | 0 | 0 | 0 | 0 | 0 | 0 | 0 | 0 | 0 | 0 | 0 | 0 | 0 | 0 | 0 | 0 | 0 | 0 | 0 | 0 | 0 | 0 | 0 | 0 | 0 | 0 | 0
| E4 | 0 | 0 | 0 | 0 | 0 | 0 | 0 | 0 | 0 | 0 | 0 | 0 | 0 | 0 | 0 | 0 | 0 | 0 | 0 | 0 | 0 | 0 | 0 | 0 | 0 | 0 | 0 | 0 | 0 | 0 | 0
| E5 | 0 | 0 | 0 | 0 | 0 | 0 | 0 | 0 | 0 | 0 | 0 | 0 | 0 | 0 | 0 | 0 | 0 | 0 | 0 | 0 | 0 | 0 | 0 | 0 | 0 | 0 | 0 | 0 | 0 | 0 | 0
| E6 | 0 | 0 | 0 | 0 | 0 | 0 | 0 | 0 | 0 | 0 | 0 | 0 | 0 | 0 | 0 | 0 | 0 | 0 | 0 | 0 | 0 | 0 | 0 | 0 | 0 | 0 | 0 | 0 | 0 | 0 | 0
| E7 | 0 | 0 | 0 | 0 | 0 | 0 | 0 | 0 | 0 | 0 | 0 | 0 | 0 | 0 | 0 | 0 | 0 | 0 | 0 | 0 | 0 | 0 | 0 | 0 | 0 | 0 | 0 | 0 | 0 | 0 | 0
| E8 | 0 | 0 | 0 | 0 | 0 | 0 | 0 | 0 | 0 | 0 | 0 | 0 | 0 | 0 | 0 | 0 | 0 | 0 | 0 | 0 | 0 | 0 | 0 | 0 | 0 | 0 | 0 | 0 | 0 | 0 | 0
| E9 | 0 | 0 | 0 | 0 | 0 | 0 | 0 | 0 | 0 | 0 | 0 | 0 | 0 | 0 | 0 | 0 | 0 | 0 | 0 | 0 | 0 | 0 | 0 | 0 | 0 | 0 | 0 | 0 | 0 | 0 | 0
| E10 | 0 | 0 | 0 | 0 | 0 | 0 | 0 | 0 | 0 | 0 | 0 | 0 | 0 | 0 | 0 | 0 | 0 | 0 | 0 | 0 | 0 | 0 | 0 | 0 | 0 | 0 | 0 | 0 | 0 | 0 | 0
| Vintage | 0 | 0 | 0 | 0 | 0 | 0 | 0 | 0 | 0 | 0 | 0 | 0 | 0 | 0 | 0 | 0 | 0 | 0 | 0 | 0 | 0 | 0 | 0 | 0 | 0 | 0 | 0 | 0 | 0 | 0 | 0
Tech Purchase Shares
| Year | Year 0 | Year 1 | Year 2 | Year 3 | Year 4 | Year 5 | Year 6 | Year 7 | Year 8 | Year 9 | Year 10 | Year 11 | Year 12 | Year 13 | Year 14 | Year 15 | Year 16 | Year 17 | Year 18 | Year 19 | Year 20 | Year 21 | Year 22 | Year 23 | Year 24 | Year 25 | Year 26 | Year 27 | Year 28 | Year 29 | Year 30
E1 | bar: Year 0 to Year 30
E2 | bar: Year 0 to Year 30
E3 | bar: Year 0 to Year 30
E4 | bar: Year 0 to Year 30
E5 | bar: Year 0 to Year 30
E6 | bar: Year 0 to Year 30
E7 | bar: Year 0 to Year 30
E8 | bar: Year 0 to Year 30
E9 | bar: Year 0 to Year 30
E10 | bar: Year 0 to Year 30
Units In from Switching
| E1 | 0 | 0 | 0 | 0 | 0 | 0 | 0 | 0 | 0 | 0 | 0 | 0 | 0 | 0 | 0 | 0 | 0 | 0 | 0 | 0 | 0 | 0 | 0 | 0 | 0 | 0 | 0 | 0 | 0 | 0 | 0
| E2 | 0 | 0 | 0 | 0 | 0 | 0 | 0 | 0 | 0 | 0 | 0 | 0 | 0 | 0 | 0 | 0 | 0 | 0 | 0 | 0 | 0 | 0 | 0 | 0 | 0 | 0 | 0 | 0 | 0 | 0 | 0
| E3 | 0 | 0 | 0 | 0 | 0 | 0 | 0 | 0 | 0 | 0 | 0 | 0 | 0 | 0 | 0 | 0 | 0 | 0 | 0 | 0 | 0 | 0 | 0 | 0 | 0 | 0 | 0 | 0 | 0 | 0 | 0
| E4 | 0 | 0 | 0 | 0 | 0 | 0 | 0 | 0 | 0 | 0 | 0 | 0 | 0 | 0 | 0 | 0 | 0 | 0 | 0 | 0 | 0 | 0 | 0 | 0 | 0 | 0 | 0 | 0 | 0 | 0 | 0
| E5 | 0 | 0 | 0 | 0 | 0 | 0 | 0 | 0 | 0 | 0 | 0 | 0 | 0 | 0 | 0 | 0 | 0 | 0 | 0 | 0 | 0 | 0 | 0 | 0 | 0 | 0 | 0 | 0 | 0 | 0 | 0
| E6 | 0 | 0 | 0 | 0 | 0 | 0 | 0 | 0 | 0 | 0 | 0 | 0 | 0 | 0 | 0 | 0 | 0 | 0 | 0 | 0 | 0 | 0 | 0 | 0 | 0 | 0 | 0 | 0 | 0 | 0 | 0
| E7 | 0 | 0 | 0 | 0 | 0 | 0 | 0 | 0 | 0 | 0 | 0 | 0 | 0 | 0 | 0 | 0 | 0 | 0 | 0 | 0 | 0 | 0 | 0 | 0 | 0 | 0 | 0 | 0 | 0 | 0 | 0
| E8 | 0 | 0 | 0 | 0 | 0 | 0 | 0 | 0 | 0 | 0 | 0 | 0 | 0 | 0 | 0 | 0 | 0 | 0 | 0 | 0 | 0 | 0 | 0 | 0 | 0 | 0 | 0 | 0 | 0 | 0 | 0
| E9 | 0 | 0 | 0 | 0 | 0 | 0 | 0 | 0 | 0 | 0 | 0 | 0 | 0 | 0 | 0 | 0 | 0 | 0 | 0 | 0 | 0 | 0 | 0 | 0 | 0 | 0 | 0 | 0 | 0 | 0 | 0
| E10 | 0 | 0 | 0 | 0 | 0 | 0 | 0 | 0 | 0 | 0 | 0 | 0 | 0 | 0 | 0 | 0 | 0 | 0 | 0 | 0 | 0 | 0 | 0 | 0 | 0 | 0 | 0 | 0 | 0 | 0 | 0
| Vintage | 0 | 0 | 0 | 0 | 0 | 0 | 0 | 0 | 0 | 0 | 0 | 0 | 0 | 0 | 0 | 0 | 0 | 0 | 0 | 0 | 0 | 0 | 0 | 0 | 0 | 0 | 0 | 0 | 0 | 0 | 0
Net Change
| Year | Year 0 | Year 1 | Year 2 | Year 3 | Year 4 | Year 5 | Year 6 | Year 7 | Year 8 | Year 9 | Year 10 | Year 11 | Year 12 | Year 13 | Year 14 | Year 15 | Year 16 | Year 17 | Year 18 | Year 19 | Year 20 | Year 21 | Year 22 | Year 23 | Year 24 | Year 25 | Year 26 | Year 27 | Year 28 | Year 29 | Year 30 | Key
| Units | 0 | 0 | 0 | 0 | 0 | 0 | 0 | 0 | 0 | 0 | 0 | 0 | 0 | 0 | 0 | 0 | 0 | 0 | 0 | 0 | 0 | 0 | 0 | 0 | 0 | 0 | 0 | 0 | 0 | 0 | 0 | 0_Units |  |  |  |  | 301957.8232
| Usage | 0 | 0 | 0 | 0 | 0 | 0 | 0 | 0 | 0 | 0 | 0 | 0 | 0 | 0 | 0 | 0 | 0 | 0 | 0 | 0 | 0 | 0 | 0 | 0 | 0 | 0 | 0 | 0 | 0 | 0 | 0 | 0_Usage |  |  |  |  | 1698.6543
| Peak Demand (S) | 0 | 0 | 0 | 0 | 0 | 0 | 0 | 0 | 0 | 0 | 0 | 0 | 0 | 0 | 0 | 0 | 0 | 0 | 0 | 0 | 0 | 0 | 0 | 0 | 0 | 0 | 0 | 0 | 0 | 0 | 0 | 0_Peak Demand (S) |  |  |  |  | 0
| Peak Demand (W) | 0 | 0 | 0 | 0 | 0 | 0 | 0 | 0 | 0 | 0 | 0 | 0 | 0 | 0 | 0 | 0 | 0 | 0 | 0 | 0 | 0 | 0 | 0 | 0 | 0 | 0 | 0 | 0 | 0 | 0 | 0 | 0_Peak Demand (W) |  |  |  |  | 884.6119
| Turnover | 0 | 0 | 0 | 0 | 0 | 0 | 0 | 0 | 0 | 0 | 0 | 0 | 0 | 0 | 0 | 0 | 0 | 0 | 0 | 0 | 0 | 0 | 0 | 0 | 0 | 0 | 0 | 0 | 0 | 0 | 0 | 0_Turnover |  |  |  |  | 6885.4476
| Avg. Replacement Usage | 0 | 0 | 0 | 0 | 0 | 0 | 0 | 0 | 0 | 0 | 0 | 0 | 0 | 0 | 0 | 0 | 0 | 0 | 0 | 0 | 0 | 0 | 0 | 0 | 0 | 0 | 0 | 0 | 0 | 0 | 0 | 0_Avg. Replacement Usage |  |  |  |  | 5638.8522
| Avg. Replacement Demand (S) | 0 | 0 | 0 | 0 | 0 | 0 | 0 | 0 | 0 | 0 | 0 | 0 | 0 | 0 | 0 | 0 | 0 | 0 | 0 | 0 | 0 | 0 | 0 | 0 | 0 | 0 | 0 | 0 | 0 | 0 | 0 | 0_Avg. Replacement Demand (S) |  |  |  |  | 0
| Avg. Replacement Demand (W) | 0 | 0 | 0 | 0 | 0 | 0 | 0 | 0 | 0 | 0 | 0 | 0 | 0 | 0 | 0 | 0 | 0 | 0 | 0 | 0 | 0 | 0 | 0 | 0 | 0 | 0 | 0 | 0 | 0 | 0 | 0 | 0_Avg. Replacement Demand (W) |  |  |  |  | 2.9366
Purchases
| Year | Year 0 | Year 1 | Year 2 | Year 3 | Year 4 | Year 5 | Year 6 | Year 7 | Year 8 | Year 9 | Year 10 | Year 11 | Year 12 | Year 13 | Year 14 | Year 15 | Year 16 | Year 17 | Year 18 | Year 19 | Year 20 | Year 21 | Year 22 | Year 23 | Year 24 | Year 25 | Year 26 | Year 27 | Year 28 | Year 29 | Year 30
| E1 | 0 | 0 | 0 | 0 | 0 | 0 | 0 | 0 | 0 | 0 | 0 | 0 | 0 | 0 | 0 | 0 | 0 | 0 | 0 | 0 | 0 | 0 | 0 | 0 | 0 | 0 | 0 | 0 | 0 | 0 | 0 | 0_E1_Purchases |  |  |  |  | 6885.4476
| E2 | 0 | 0 | 0 | 0 | 0 | 0 | 0 | 0 | 0 | 0 | 0 | 0 | 0 | 0 | 0 | 0 | 0 | 0 | 0 | 0 | 0 | 0 | 0 | 0 | 0 | 0 | 0 | 0 | 0 | 0 | 0 | 0_E2_Purchases |  |  |  |  | 0
| E3 | 0 | 0 | 0 | 0 | 0 | 0 | 0 | 0 | 0 | 0 | 0 | 0 | 0 | 0 | 0 | 0 | 0 | 0 | 0 | 0 | 0 | 0 | 0 | 0 | 0 | 0 | 0 | 0 | 0 | 0 | 0 | 0_E3_Purchases |  |  |  |  | 0
| E4 | 0 | 0 | 0 | 0 | 0 | 0 | 0 | 0 | 0 | 0 | 0 | 0 | 0 | 0 | 0 | 0 | 0 | 0 | 0 | 0 | 0 | 0 | 0 | 0 | 0 | 0 | 0 | 0 | 0 | 0 | 0 | 0_E4_Purchases |  |  |  |  | 0
| E5 | 0 | 0 | 0 | 0 | 0 | 0 | 0 | 0 | 0 | 0 | 0 | 0 | 0 | 0 | 0 | 0 | 0 | 0 | 0 | 0 | 0 | 0 | 0 | 0 | 0 | 0 | 0 | 0 | 0 | 0 | 0 | 0_E5_Purchases |  |  |  |  | 0
| E6 | 0 | 0 | 0 | 0 | 0 | 0 | 0 | 0 | 0 | 0 | 0 | 0 | 0 | 0 | 0 | 0 | 0 | 0 | 0 | 0 | 0 | 0 | 0 | 0 | 0 | 0 | 0 | 0 | 0 | 0 | 0 | 0_E6_Purchases |  |  |  |  | 0
| E7 | 0 | 0 | 0 | 0 | 0 | 0 | 0 | 0 | 0 | 0 | 0 | 0 | 0 | 0 | 0 | 0 | 0 | 0 | 0 | 0 | 0 | 0 | 0 | 0 | 0 | 0 | 0 | 0 | 0 | 0 | 0 | 0_E7_Purchases |  |  |  |  | 0
| E8 | 0 | 0 | 0 | 0 | 0 | 0 | 0 | 0 | 0 | 0 | 0 | 0 | 0 | 0 | 0 | 0 | 0 | 0 | 0 | 0 | 0 | 0 | 0 | 0 | 0 | 0 | 0 | 0 | 0 | 0 | 0 | 0_E8_Purchases |  |  |  |  | 0
| E9 | 0 | 0 | 0 | 0 | 0 | 0 | 0 | 0 | 0 | 0 | 0 | 0 | 0 | 0 | 0 | 0 | 0 | 0 | 0 | 0 | 0 | 0 | 0 | 0 | 0 | 0 | 0 | 0 | 0 | 0 | 0 | 0_E9_Purchases |  |  |  |  | 0
| E10 | 0 | 0 | 0 | 0 | 0 | 0 | 0 | 0 | 0 | 0 | 0 | 0 | 0 | 0 | 0 | 0 | 0 | 0 | 0 | 0 | 0 | 0 | 0 | 0 | 0 | 0 | 0 | 0 | 0 | 0 | 0 | 0_E10_Purchases |  |  |  |  | 0
Stock
| Year | Year 0 | Year 1 | Year 2 | Year 3 | Year 4 | Year 5 | Year 6 | Year 7 | Year 8 | Year 9 | Year 10 | Year 11 | Year 12 | Year 13 | Year 14 | Year 15 | Year 16 | Year 17 | Year 18 | Year 19 | Year 20 | Year 21 | Year 22 | Year 23 | Year 24 | Year 25 | Year 26 | Year 27 | Year 28 | Year 29 | Year 30
| E1 | 0 | 0 | 0 | 0 | 0 | 0 | 0 | 0 | 0 | 0 | 0 | 0 | 0 | 0 | 0 | 0 | 0 | 0 | 0 | 0 | 0 | 0 | 0 | 0 | 0 | 0 | 0 | 0 | 0 | 0 | 0 | 0_E1_Stock |  |  |  |  | 13576.6093
| E2 | 0 | 0 | 0 | 0 | 0 | 0 | 0 | 0 | 0 | 0 | 0 | 0 | 0 | 0 | 0 | 0 | 0 | 0 | 0 | 0 | 0 | 0 | 0 | 0 | 0 | 0 | 0 | 0 | 0 | 0 | 0 | 0_E2_Stock |  |  |  |  | 0
| E3 | 0 | 0 | 0 | 0 | 0 | 0 | 0 | 0 | 0 | 0 | 0 | 0 | 0 | 0 | 0 | 0 | 0 | 0 | 0 | 0 | 0 | 0 | 0 | 0 | 0 | 0 | 0 | 0 | 0 | 0 | 0 | 0_E3_Stock |  |  |  |  | 0
| E4 | 0 | 0 | 0 | 0 | 0 | 0 | 0 | 0 | 0 | 0 | 0 | 0 | 0 | 0 | 0 | 0 | 0 | 0 | 0 | 0 | 0 | 0 | 0 | 0 | 0 | 0 | 0 | 0 | 0 | 0 | 0 | 0_E4_Stock |  |  |  |  | 0
| E5 | 0 | 0 | 0 | 0 | 0 | 0 | 0 | 0 | 0 | 0 | 0 | 0 | 0 | 0 | 0 | 0 | 0 | 0 | 0 | 0 | 0 | 0 | 0 | 0 | 0 | 0 | 0 | 0 | 0 | 0 | 0 | 0_E5_Stock |  |  |  |  | 0
| E6 | 0 | 0 | 0 | 0 | 0 | 0 | 0 | 0 | 0 | 0 | 0 | 0 | 0 | 0 | 0 | 0 | 0 | 0 | 0 | 0 | 0 | 0 | 0 | 0 | 0 | 0 | 0 | 0 | 0 | 0 | 0 | 0_E6_Stock |  |  |  |  | 0
| E7 | 0 | 0 | 0 | 0 | 0 | 0 | 0 | 0 | 0 | 0 | 0 | 0 | 0 | 0 | 0 | 0 | 0 | 0 | 0 | 0 | 0 | 0 | 0 | 0 | 0 | 0 | 0 | 0 | 0 | 0 | 0 | 0_E7_Stock |  |  |  |  | 0
| E8 | 0 | 0 | 0 | 0 | 0 | 0 | 0 | 0 | 0 | 0 | 0 | 0 | 0 | 0 | 0 | 0 | 0 | 0 | 0 | 0 | 0 | 0 | 0 | 0 | 0 | 0 | 0 | 0 | 0 | 0 | 0 | 0_E8_Stock |  |  |  |  | 0
| E9 | 0 | 0 | 0 | 0 | 0 | 0 | 0 | 0 | 0 | 0 | 0 | 0 | 0 | 0 | 0 | 0 | 0 | 0 | 0 | 0 | 0 | 0 | 0 | 0 | 0 | 0 | 0 | 0 | 0 | 0 | 0 | 0_E9_Stock |  |  |  |  | 0
| E10 | 0 | 0 | 0 | 0 | 0 | 0 | 0 | 0 | 0 | 0 | 0 | 0 | 0 | 0 | 0 | 0 | 0 | 0 | 0 | 0 | 0 | 0 | 0 | 0 | 0 | 0 | 0 | 0 | 0 | 0 | 0 | 0_E10_Stock |  |  |  |  | 0
| Vintage | 0 | 0 | 0 | 0 | 0 | 0 | 0 | 0 | 0 | 0 | 0 | 0 | 0 | 0 | 0 | 0 | 0 | 0 | 0 | 0 | 0 | 0 | 0 | 0 | 0 | 0 | 0 | 0 | 0 | 0 | 0 | 0_Vintage_Stock |  |  |  |  | 288381.2139
S3C4 |  | Year 0: System 3 Technology 4
Technology Variables
| Tech Key | Year 0: 0
| Peak Factor (S) | Year 0: 0
| Peak Factor (W) | Year 0: 0
| Min Vintage Lifetime | Year 0: 0
| Max Vintage Lifetime | Year 0: 0
| Turnover Style | Year 0: 0
Technology Variables
| Equipment | Year 0: Label; Year 1: Min Lifetime; Year 2: Max Lifetime; Year 3: Degradation; Year 4: Usage; Year 5: Available
| E1 | Year 1: 0; Year 2: 0; Year 3: 0%; Year 4: 0; Year 5: FALSE
| E2 | Year 1: 0; Year 2: 0; Year 3: 0%; Year 4: 0; Year 5: FALSE
| E3 | Year 1: 0; Year 2: 0; Year 3: 0%; Year 4: 0; Year 5: FALSE
| E4 | Year 1: 0; Year 2: 0; Year 3: 0%; Year 4: 0; Year 5: FALSE
| E5 | Year 1: 0; Year 2: 0; Year 3: 0%; Year 4: 0; Year 5: FALSE
| E6 | Year 1: 0; Year 2: 0; Year 3: 0%; Year 4: 0; Year 5: FALSE
| E7 | Year 1: 0; Year 2: 0; Year 3: 0%; Year 4: 0; Year 5: FALSE
| E8 | Year 1: 0; Year 2: 0; Year 3: 0%; Year 4: 0; Year 5: FALSE
| E9 | Year 1: 0; Year 2: 0; Year 3: 0%; Year 4: 0; Year 5: FALSE
| E10 | Year 1: 0; Year 2: 0; Year 3: 0%; Year 4: 0; Year 5: FALSE
Original Forecast Results
| Year | Year 0 | Year 1 | Year 2 | Year 3 | Year 4 | Year 5 | Year 6 | Year 7 | Year 8 | Year 9 | Year 10 | Year 11 | Year 12 | Year 13 | Year 14 | Year 15 | Year 16 | Year 17 | Year 18 | Year 19 | Year 20 | Year 21 | Year 22 | Year 23 | Year 24 | Year 25 | Year 26 | Year 27 | Year 28 | Year 29 | Year 30 | Key
| Units | 0 | 0 | 0 | 0 | 0 | 0 | 0 | 0 | 0 | 0 | 0 | 0 | 0 | 0 | 0 | 0 | 0 | 0 | 0 | 0 | 0 | 0 | 0 | 0 | 0 | 0 | 0 | 0 | 0 | 0 | 0 | #REF! |  |  |  |  | 301957.8232
| Usage | 0 | 0 | 0 | 0 | 0 | 0 | 0 | 0 | 0 | 0 | 0 | 0 | 0 | 0 | 0 | 0 | 0 | 0 | 0 | 0 | 0 | 0 | 0 | 0 | 0 | 0 | 0 | 0 | 0 | 0 | 0 | #REF! |  |  |  |  | 1698.6543
| Peak Demand (S) | 0 | 0 | 0 | 0 | 0 | 0 | 0 | 0 | 0 | 0 | 0 | 0 | 0 | 0 | 0 | 0 | 0 | 0 | 0 | 0 | 0 | 0 | 0 | 0 | 0 | 0 | 0 | 0 | 0 | 0 | 0 | #REF! |  |  |  |  | 0
| Peak Demand (W) | 0 | 0 | 0 | 0 | 0 | 0 | 0 | 0 | 0 | 0 | 0 | 0 | 0 | 0 | 0 | 0 | 0 | 0 | 0 | 0 | 0 | 0 | 0 | 0 | 0 | 0 | 0 | 0 | 0 | 0 | 0 | #REF! |  |  |  |  | 884.6119
| Turnover | 0 | 0 | 0 | 0 | 0 | 0 | 0 | 0 | 0 | 0 | 0 | 0 | 0 | 0 | 0 | 0 | 0 | 0 | 0 | 0 | 0 | 0 | 0 | 0 | 0 | 0 | 0 | 0 | 0 | 0 | 0 | #REF! |  |  |  |  | 6885.4476
| Avg. Replacement Usage | 0 | 0 | 0 | 0 | 0 | 0 | 0 | 0 | 0 | 0 | 0 | 0 | 0 | 0 | 0 | 0 | 0 | 0 | 0 | 0 | 0 | 0 | 0 | 0 | 0 | 0 | 0 | 0 | 0 | 0 | 0 | #REF! |  |  |  |  | 5638.8522
| Avg. Replacement Demand (S) | 0 | 0 | 0 | 0 | 0 | 0 | 0 | 0 | 0 | 0 | 0 | 0 | 0 | 0 | 0 | 0 | 0 | 0 | 0 | 0 | 0 | 0 | 0 | 0 | 0 | 0 | 0 | 0 | 0 | 0 | 0 | #REF! |  |  |  |  | 0
| Avg. Replacement Demand (W) | 0 | 0 | 0 | 0 | 0 | 0 | 0 | 0 | 0 | 0 | 0 | 0 | 0 | 0 | 0 | 0 | 0 | 0 | 0 | 0 | 0 | 0 | 0 | 0 | 0 | 0 | 0 | 0 | 0 | 0 | 0 | #REF! |  |  |  |  | 2.9366
Tech Forecast Stock
| Year | Year 0 | Year 1 | Year 2 | Year 3 | Year 4 | Year 5 | Year 6 | Year 7 | Year 8 | Year 9 | Year 10 | Year 11 | Year 12 | Year 13 | Year 14 | Year 15 | Year 16 | Year 17 | Year 18 | Year 19 | Year 20 | Year 21 | Year 22 | Year 23 | Year 24 | Year 25 | Year 26 | Year 27 | Year 28 | Year 29 | Year 30
| E1 | 0 | 0 | 0 | 0 | 0 | 0 | 0 | 0 | 0 | 0 | 0 | 0 | 0 | 0 | 0 | 0 | 0 | 0 | 0 | 0 | 0 | 0 | 0 | 0 | 0 | 0 | 0 | 0 | 0 | 0 | 0
| E2 | 0 | 0 | 0 | 0 | 0 | 0 | 0 | 0 | 0 | 0 | 0 | 0 | 0 | 0 | 0 | 0 | 0 | 0 | 0 | 0 | 0 | 0 | 0 | 0 | 0 | 0 | 0 | 0 | 0 | 0 | 0
| E3 | 0 | 0 | 0 | 0 | 0 | 0 | 0 | 0 | 0 | 0 | 0 | 0 | 0 | 0 | 0 | 0 | 0 | 0 | 0 | 0 | 0 | 0 | 0 | 0 | 0 | 0 | 0 | 0 | 0 | 0 | 0
| E4 | 0 | 0 | 0 | 0 | 0 | 0 | 0 | 0 | 0 | 0 | 0 | 0 | 0 | 0 | 0 | 0 | 0 | 0 | 0 | 0 | 0 | 0 | 0 | 0 | 0 | 0 | 0 | 0 | 0 | 0 | 0
| E5 | 0 | 0 | 0 | 0 | 0 | 0 | 0 | 0 | 0 | 0 | 0 | 0 | 0 | 0 | 0 | 0 | 0 | 0 | 0 | 0 | 0 | 0 | 0 | 0 | 0 | 0 | 0 | 0 | 0 | 0 | 0
| E6 | 0 | 0 | 0 | 0 | 0 | 0 | 0 | 0 | 0 | 0 | 0 | 0 | 0 | 0 | 0 | 0 | 0 | 0 | 0 | 0 | 0 | 0 | 0 | 0 | 0 | 0 | 0 | 0 | 0 | 0 | 0
| E7 | 0 | 0 | 0 | 0 | 0 | 0 | 0 | 0 | 0 | 0 | 0 | 0 | 0 | 0 | 0 | 0 | 0 | 0 | 0 | 0 | 0 | 0 | 0 | 0 | 0 | 0 | 0 | 0 | 0 | 0 | 0
| E8 | 0 | 0 | 0 | 0 | 0 | 0 | 0 | 0 | 0 | 0 | 0 | 0 | 0 | 0 | 0 | 0 | 0 | 0 | 0 | 0 | 0 | 0 | 0 | 0 | 0 | 0 | 0 | 0 | 0 | 0 | 0
| E9 | 0 | 0 | 0 | 0 | 0 | 0 | 0 | 0 | 0 | 0 | 0 | 0 | 0 | 0 | 0 | 0 | 0 | 0 | 0 | 0 | 0 | 0 | 0 | 0 | 0 | 0 | 0 | 0 | 0 | 0 | 0
| E10 | 0 | 0 | 0 | 0 | 0 | 0 | 0 | 0 | 0 | 0 | 0 | 0 | 0 | 0 | 0 | 0 | 0 | 0 | 0 | 0 | 0 | 0 | 0 | 0 | 0 | 0 | 0 | 0 | 0 | 0 | 0
| Vintage | 0 | 0 | 0 | 0 | 0 | 0 | 0 | 0 | 0 | 0 | 0 | 0 | 0 | 0 | 0 | 0 | 0 | 0 | 0 | 0 | 0 | 0 | 0 | 0 | 0 | 0 | 0 | 0 | 0 | 0 | 0
Stock for Switching
| Year | Year 0 | Year 1 | Year 2 | Year 3 | Year 4 | Year 5 | Year 6 | Year 7 | Year 8 | Year 9 | Year 10 | Year 11 | Year 12 | Year 13 | Year 14 | Year 15 | Year 16 | Year 17 | Year 18 | Year 19 | Year 20 | Year 21 | Year 22 | Year 23 | Year 24 | Year 25 | Year 26 | Year 27 | Year 28 | Year 29 | Year 30
| E1 | 0 | 0 | 0 | 0 | 0 | 0 | 0 | 0 | 0 | 0 | 0 | 0 | 0 | 0 | 0 | 0 | 0 | 0 | 0 | 0 | 0 | 0 | 0 | 0 | 0 | 0 | 0 | 0 | 0 | 0 | 0 | 0_E1_SysStock
| E2 | 0 | 0 | 0 | 0 | 0 | 0 | 0 | 0 | 0 | 0 | 0 | 0 | 0 | 0 | 0 | 0 | 0 | 0 | 0 | 0 | 0 | 0 | 0 | 0 | 0 | 0 | 0 | 0 | 0 | 0 | 0 | 0_E2_SysStock
| E3 | 0 | 0 | 0 | 0 | 0 | 0 | 0 | 0 | 0 | 0 | 0 | 0 | 0 | 0 | 0 | 0 | 0 | 0 | 0 | 0 | 0 | 0 | 0 | 0 | 0 | 0 | 0 | 0 | 0 | 0 | 0 | 0_E3_SysStock
| E4 | 0 | 0 | 0 | 0 | 0 | 0 | 0 | 0 | 0 | 0 | 0 | 0 | 0 | 0 | 0 | 0 | 0 | 0 | 0 | 0 | 0 | 0 | 0 | 0 | 0 | 0 | 0 | 0 | 0 | 0 | 0 | 0_E4_SysStock
| E5 | 0 | 0 | 0 | 0 | 0 | 0 | 0 | 0 | 0 | 0 | 0 | 0 | 0 | 0 | 0 | 0 | 0 | 0 | 0 | 0 | 0 | 0 | 0 | 0 | 0 | 0 | 0 | 0 | 0 | 0 | 0 | 0_E5_SysStock
| E6 | 0 | 0 | 0 | 0 | 0 | 0 | 0 | 0 | 0 | 0 | 0 | 0 | 0 | 0 | 0 | 0 | 0 | 0 | 0 | 0 | 0 | 0 | 0 | 0 | 0 | 0 | 0 | 0 | 0 | 0 | 0 | 0_E6_SysStock
| E7 | 0 | 0 | 0 | 0 | 0 | 0 | 0 | 0 | 0 | 0 | 0 | 0 | 0 | 0 | 0 | 0 | 0 | 0 | 0 | 0 | 0 | 0 | 0 | 0 | 0 | 0 | 0 | 0 | 0 | 0 | 0 | 0_E7_SysStock
| E8 | 0 | 0 | 0 | 0 | 0 | 0 | 0 | 0 | 0 | 0 | 0 | 0 | 0 | 0 | 0 | 0 | 0 | 0 | 0 | 0 | 0 | 0 | 0 | 0 | 0 | 0 | 0 | 0 | 0 | 0 | 0 | 0_E8_SysStock
| E9 | 0 | 0 | 0 | 0 | 0 | 0 | 0 | 0 | 0 | 0 | 0 | 0 | 0 | 0 | 0 | 0 | 0 | 0 | 0 | 0 | 0 | 0 | 0 | 0 | 0 | 0 | 0 | 0 | 0 | 0 | 0 | 0_E9_SysStock
| E10 | 0 | 0 | 0 | 0 | 0 | 0 | 0 | 0 | 0 | 0 | 0 | 0 | 0 | 0 | 0 | 0 | 0 | 0 | 0 | 0 | 0 | 0 | 0 | 0 | 0 | 0 | 0 | 0 | 0 | 0 | 0 | 0_E10_SysStock
| Vintage | 0 | 0 | 0 | 0 | 0 | 0 | 0 | 0 | 0 | 0 | 0 | 0 | 0 | 0 | 0 | 0 | 0 | 0 | 0 | 0 | 0 | 0 | 0 | 0 | 0 | 0 | 0 | 0 | 0 | 0 | 0 | 0_Vintage_SysStock
Tech Forecast Purchases
| Year | Year 0 | Year 1 | Year 2 | Year 3 | Year 4 | Year 5 | Year 6 | Year 7 | Year 8 | Year 9 | Year 10 | Year 11 | Year 12 | Year 13 | Year 14 | Year 15 | Year 16 | Year 17 | Year 18 | Year 19 | Year 20 | Year 21 | Year 22 | Year 23 | Year 24 | Year 25 | Year 26 | Year 27 | Year 28 | Year 29 | Year 30
| E1 | 0 | 0 | 0 | 0 | 0 | 0 | 0 | 0 | 0 | 0 | 0 | 0 | 0 | 0 | 0 | 0 | 0 | 0 | 0 | 0 | 0 | 0 | 0 | 0 | 0 | 0 | 0 | 0 | 0 | 0 | 0
| E2 | 0 | 0 | 0 | 0 | 0 | 0 | 0 | 0 | 0 | 0 | 0 | 0 | 0 | 0 | 0 | 0 | 0 | 0 | 0 | 0 | 0 | 0 | 0 | 0 | 0 | 0 | 0 | 0 | 0 | 0 | 0
| E3 | 0 | 0 | 0 | 0 | 0 | 0 | 0 | 0 | 0 | 0 | 0 | 0 | 0 | 0 | 0 | 0 | 0 | 0 | 0 | 0 | 0 | 0 | 0 | 0 | 0 | 0 | 0 | 0 | 0 | 0 | 0
| E4 | 0 | 0 | 0 | 0 | 0 | 0 | 0 | 0 | 0 | 0 | 0 | 0 | 0 | 0 | 0 | 0 | 0 | 0 | 0 | 0 | 0 | 0 | 0 | 0 | 0 | 0 | 0 | 0 | 0 | 0 | 0
| E5 | 0 | 0 | 0 | 0 | 0 | 0 | 0 | 0 | 0 | 0 | 0 | 0 | 0 | 0 | 0 | 0 | 0 | 0 | 0 | 0 | 0 | 0 | 0 | 0 | 0 | 0 | 0 | 0 | 0 | 0 | 0
| E6 | 0 | 0 | 0 | 0 | 0 | 0 | 0 | 0 | 0 | 0 | 0 | 0 | 0 | 0 | 0 | 0 | 0 | 0 | 0 | 0 | 0 | 0 | 0 | 0 | 0 | 0 | 0 | 0 | 0 | 0 | 0
| E7 | 0 | 0 | 0 | 0 | 0 | 0 | 0 | 0 | 0 | 0 | 0 | 0 | 0 | 0 | 0 | 0 | 0 | 0 | 0 | 0 | 0 | 0 | 0 | 0 | 0 | 0 | 0 | 0 | 0 | 0 | 0
| E8 | 0 | 0 | 0 | 0 | 0 | 0 | 0 | 0 | 0 | 0 | 0 | 0 | 0 | 0 | 0 | 0 | 0 | 0 | 0 | 0 | 0 | 0 | 0 | 0 | 0 | 0 | 0 | 0 | 0 | 0 | 0
| E9 | 0 | 0 | 0 | 0 | 0 | 0 | 0 | 0 | 0 | 0 | 0 | 0 | 0 | 0 | 0 | 0 | 0 | 0 | 0 | 0 | 0 | 0 | 0 | 0 | 0 | 0 | 0 | 0 | 0 | 0 | 0
| E10 | 0 | 0 | 0 | 0 | 0 | 0 | 0 | 0 | 0 | 0 | 0 | 0 | 0 | 0 | 0 | 0 | 0 | 0 | 0 | 0 | 0 | 0 | 0 | 0 | 0 | 0 | 0 | 0 | 0 | 0 | 0
Potential to Switch
| Year | Year 0 | Year 1 | Year 2 | Year 3 | Year 4 | Year 5 | Year 6 | Year 7 | Year 8 | Year 9 | Year 10 | Year 11 | Year 12 | Year 13 | Year 14 | Year 15 | Year 16 | Year 17 | Year 18 | Year 19 | Year 20 | Year 21 | Year 22 | Year 23 | Year 24 | Year 25 | Year 26 | Year 27 | Year 28 | Year 29 | Year 30
| E1 | 0 | 0 | 0 | 0 | 0 | 0 | 0 | 0 | 0 | 0 | 0 | 0 | 0 | 0 | 0 | 0 | 0 | 0 | 0 | 0 | 0 | 0 | 0 | 0 | 0 | 0 | 0 | 0 | 0 | 0 | 0 | 0_E1_Switched Out
| E2 | 0 | 0 | 0 | 0 | 0 | 0 | 0 | 0 | 0 | 0 | 0 | 0 | 0 | 0 | 0 | 0 | 0 | 0 | 0 | 0 | 0 | 0 | 0 | 0 | 0 | 0 | 0 | 0 | 0 | 0 | 0 | 0_E2_Switched Out
| E3 | 0 | 0 | 0 | 0 | 0 | 0 | 0 | 0 | 0 | 0 | 0 | 0 | 0 | 0 | 0 | 0 | 0 | 0 | 0 | 0 | 0 | 0 | 0 | 0 | 0 | 0 | 0 | 0 | 0 | 0 | 0 | 0_E3_Switched Out
| E4 | 0 | 0 | 0 | 0 | 0 | 0 | 0 | 0 | 0 | 0 | 0 | 0 | 0 | 0 | 0 | 0 | 0 | 0 | 0 | 0 | 0 | 0 | 0 | 0 | 0 | 0 | 0 | 0 | 0 | 0 | 0 | 0_E4_Switched Out
| E5 | 0 | 0 | 0 | 0 | 0 | 0 | 0 | 0 | 0 | 0 | 0 | 0 | 0 | 0 | 0 | 0 | 0 | 0 | 0 | 0 | 0 | 0 | 0 | 0 | 0 | 0 | 0 | 0 | 0 | 0 | 0 | 0_E5_Switched Out
| E6 | 0 | 0 | 0 | 0 | 0 | 0 | 0 | 0 | 0 | 0 | 0 | 0 | 0 | 0 | 0 | 0 | 0 | 0 | 0 | 0 | 0 | 0 | 0 | 0 | 0 | 0 | 0 | 0 | 0 | 0 | 0 | 0_E6_Switched Out
| E7 | 0 | 0 | 0 | 0 | 0 | 0 | 0 | 0 | 0 | 0 | 0 | 0 | 0 | 0 | 0 | 0 | 0 | 0 | 0 | 0 | 0 | 0 | 0 | 0 | 0 | 0 | 0 | 0 | 0 | 0 | 0 | 0_E7_Switched Out
| E8 | 0 | 0 | 0 | 0 | 0 | 0 | 0 | 0 | 0 | 0 | 0 | 0 | 0 | 0 | 0 | 0 | 0 | 0 | 0 | 0 | 0 | 0 | 0 | 0 | 0 | 0 | 0 | 0 | 0 | 0 | 0 | 0_E8_Switched Out
| E9 | 0 | 0 | 0 | 0 | 0 | 0 | 0 | 0 | 0 | 0 | 0 | 0 | 0 | 0 | 0 | 0 | 0 | 0 | 0 | 0 | 0 | 0 | 0 | 0 | 0 | 0 | 0 | 0 | 0 | 0 | 0 | 0_E9_Switched Out
| E10 | 0 | 0 | 0 | 0 | 0 | 0 | 0 | 0 | 0 | 0 | 0 | 0 | 0 | 0 | 0 | 0 | 0 | 0 | 0 | 0 | 0 | 0 | 0 | 0 | 0 | 0 | 0 | 0 | 0 | 0 | 0 | 0_E10_Switched Out
Units Out
| E1 | 0 | 0 | 0 | 0 | 0 | 0 | 0 | 0 | 0 | 0 | 0 | 0 | 0 | 0 | 0 | 0 | 0 | 0 | 0 | 0 | 0 | 0 | 0 | 0 | 0 | 0 | 0 | 0 | 0 | 0 | 0
| E2 | 0 | 0 | 0 | 0 | 0 | 0 | 0 | 0 | 0 | 0 | 0 | 0 | 0 | 0 | 0 | 0 | 0 | 0 | 0 | 0 | 0 | 0 | 0 | 0 | 0 | 0 | 0 | 0 | 0 | 0 | 0
| E3 | 0 | 0 | 0 | 0 | 0 | 0 | 0 | 0 | 0 | 0 | 0 | 0 | 0 | 0 | 0 | 0 | 0 | 0 | 0 | 0 | 0 | 0 | 0 | 0 | 0 | 0 | 0 | 0 | 0 | 0 | 0
| E4 | 0 | 0 | 0 | 0 | 0 | 0 | 0 | 0 | 0 | 0 | 0 | 0 | 0 | 0 | 0 | 0 | 0 | 0 | 0 | 0 | 0 | 0 | 0 | 0 | 0 | 0 | 0 | 0 | 0 | 0 | 0
| E5 | 0 | 0 | 0 | 0 | 0 | 0 | 0 | 0 | 0 | 0 | 0 | 0 | 0 | 0 | 0 | 0 | 0 | 0 | 0 | 0 | 0 | 0 | 0 | 0 | 0 | 0 | 0 | 0 | 0 | 0 | 0
| E6 | 0 | 0 | 0 | 0 | 0 | 0 | 0 | 0 | 0 | 0 | 0 | 0 | 0 | 0 | 0 | 0 | 0 | 0 | 0 | 0 | 0 | 0 | 0 | 0 | 0 | 0 | 0 | 0 | 0 | 0 | 0
| E7 | 0 | 0 | 0 | 0 | 0 | 0 | 0 | 0 | 0 | 0 | 0 | 0 | 0 | 0 | 0 | 0 | 0 | 0 | 0 | 0 | 0 | 0 | 0 | 0 | 0 | 0 | 0 | 0 | 0 | 0 | 0
| E8 | 0 | 0 | 0 | 0 | 0 | 0 | 0 | 0 | 0 | 0 | 0 | 0 | 0 | 0 | 0 | 0 | 0 | 0 | 0 | 0 | 0 | 0 | 0 | 0 | 0 | 0 | 0 | 0 | 0 | 0 | 0
| E9 | 0 | 0 | 0 | 0 | 0 | 0 | 0 | 0 | 0 | 0 | 0 | 0 | 0 | 0 | 0 | 0 | 0 | 0 | 0 | 0 | 0 | 0 | 0 | 0 | 0 | 0 | 0 | 0 | 0 | 0 | 0
| E10 | 0 | 0 | 0 | 0 | 0 | 0 | 0 | 0 | 0 | 0 | 0 | 0 | 0 | 0 | 0 | 0 | 0 | 0 | 0 | 0 | 0 | 0 | 0 | 0 | 0 | 0 | 0 | 0 | 0 | 0 | 0
| Vintage | 0 | 0 | 0 | 0 | 0 | 0 | 0 | 0 | 0 | 0 | 0 | 0 | 0 | 0 | 0 | 0 | 0 | 0 | 0 | 0 | 0 | 0 | 0 | 0 | 0 | 0 | 0 | 0 | 0 | 0 | 0
Tech Purchase Shares
| Year | Year 0 | Year 1 | Year 2 | Year 3 | Year 4 | Year 5 | Year 6 | Year 7 | Year 8 | Year 9 | Year 10 | Year 11 | Year 12 | Year 13 | Year 14 | Year 15 | Year 16 | Year 17 | Year 18 | Year 19 | Year 20 | Year 21 | Year 22 | Year 23 | Year 24 | Year 25 | Year 26 | Year 27 | Year 28 | Year 29 | Year 30
E1 | bar: Year 0 to Year 30
E2 | bar: Year 0 to Year 30
E3 | bar: Year 0 to Year 30
E4 | bar: Year 0 to Year 30
E5 | bar: Year 0 to Year 30
E6 | bar: Year 0 to Year 30
E7 | bar: Year 0 to Year 30
E8 | bar: Year 0 to Year 30
E9 | bar: Year 0 to Year 30
E10 | bar: Year 0 to Year 30
Units In from Switching
| E1 | 0 | 0 | 0 | 0 | 0 | 0 | 0 | 0 | 0 | 0 | 0 | 0 | 0 | 0 | 0 | 0 | 0 | 0 | 0 | 0 | 0 | 0 | 0 | 0 | 0 | 0 | 0 | 0 | 0 | 0 | 0
| E2 | 0 | 0 | 0 | 0 | 0 | 0 | 0 | 0 | 0 | 0 | 0 | 0 | 0 | 0 | 0 | 0 | 0 | 0 | 0 | 0 | 0 | 0 | 0 | 0 | 0 | 0 | 0 | 0 | 0 | 0 | 0
| E3 | 0 | 0 | 0 | 0 | 0 | 0 | 0 | 0 | 0 | 0 | 0 | 0 | 0 | 0 | 0 | 0 | 0 | 0 | 0 | 0 | 0 | 0 | 0 | 0 | 0 | 0 | 0 | 0 | 0 | 0 | 0
| E4 | 0 | 0 | 0 | 0 | 0 | 0 | 0 | 0 | 0 | 0 | 0 | 0 | 0 | 0 | 0 | 0 | 0 | 0 | 0 | 0 | 0 | 0 | 0 | 0 | 0 | 0 | 0 | 0 | 0 | 0 | 0
| E5 | 0 | 0 | 0 | 0 | 0 | 0 | 0 | 0 | 0 | 0 | 0 | 0 | 0 | 0 | 0 | 0 | 0 | 0 | 0 | 0 | 0 | 0 | 0 | 0 | 0 | 0 | 0 | 0 | 0 | 0 | 0
| E6 | 0 | 0 | 0 | 0 | 0 | 0 | 0 | 0 | 0 | 0 | 0 | 0 | 0 | 0 | 0 | 0 | 0 | 0 | 0 | 0 | 0 | 0 | 0 | 0 | 0 | 0 | 0 | 0 | 0 | 0 | 0
| E7 | 0 | 0 | 0 | 0 | 0 | 0 | 0 | 0 | 0 | 0 | 0 | 0 | 0 | 0 | 0 | 0 | 0 | 0 | 0 | 0 | 0 | 0 | 0 | 0 | 0 | 0 | 0 | 0 | 0 | 0 | 0
| E8 | 0 | 0 | 0 | 0 | 0 | 0 | 0 | 0 | 0 | 0 | 0 | 0 | 0 | 0 | 0 | 0 | 0 | 0 | 0 | 0 | 0 | 0 | 0 | 0 | 0 | 0 | 0 | 0 | 0 | 0 | 0
| E9 | 0 | 0 | 0 | 0 | 0 | 0 | 0 | 0 | 0 | 0 | 0 | 0 | 0 | 0 | 0 | 0 | 0 | 0 | 0 | 0 | 0 | 0 | 0 | 0 | 0 | 0 | 0 | 0 | 0 | 0 | 0
| E10 | 0 | 0 | 0 | 0 | 0 | 0 | 0 | 0 | 0 | 0 | 0 | 0 | 0 | 0 | 0 | 0 | 0 | 0 | 0 | 0 | 0 | 0 | 0 | 0 | 0 | 0 | 0 | 0 | 0 | 0 | 0
| Vintage | 0 | 0 | 0 | 0 | 0 | 0 | 0 | 0 | 0 | 0 | 0 | 0 | 0 | 0 | 0 | 0 | 0 | 0 | 0 | 0 | 0 | 0 | 0 | 0 | 0 | 0 | 0 | 0 | 0 | 0 | 0
Net Change
| Year | Year 0 | Year 1 | Year 2 | Year 3 | Year 4 | Year 5 | Year 6 | Year 7 | Year 8 | Year 9 | Year 10 | Year 11 | Year 12 | Year 13 | Year 14 | Year 15 | Year 16 | Year 17 | Year 18 | Year 19 | Year 20 | Year 21 | Year 22 | Year 23 | Year 24 | Year 25 | Year 26 | Year 27 | Year 28 | Year 29 | Year 30 | Key
| Units | 0 | 0 | 0 | 0 | 0 | 0 | 0 | 0 | 0 | 0 | 0 | 0 | 0 | 0 | 0 | 0 | 0 | 0 | 0 | 0 | 0 | 0 | 0 | 0 | 0 | 0 | 0 | 0 | 0 | 0 | 0 | 0_Units |  |  |  |  | 301957.8232
| Usage | 0 | 0 | 0 | 0 | 0 | 0 | 0 | 0 | 0 | 0 | 0 | 0 | 0 | 0 | 0 | 0 | 0 | 0 | 0 | 0 | 0 | 0 | 0 | 0 | 0 | 0 | 0 | 0 | 0 | 0 | 0 | 0_Usage |  |  |  |  | 1698.6543
| Peak Demand (S) | 0 | 0 | 0 | 0 | 0 | 0 | 0 | 0 | 0 | 0 | 0 | 0 | 0 | 0 | 0 | 0 | 0 | 0 | 0 | 0 | 0 | 0 | 0 | 0 | 0 | 0 | 0 | 0 | 0 | 0 | 0 | 0_Peak Demand (S) |  |  |  |  | 0
| Peak Demand (W) | 0 | 0 | 0 | 0 | 0 | 0 | 0 | 0 | 0 | 0 | 0 | 0 | 0 | 0 | 0 | 0 | 0 | 0 | 0 | 0 | 0 | 0 | 0 | 0 | 0 | 0 | 0 | 0 | 0 | 0 | 0 | 0_Peak Demand (W) |  |  |  |  | 884.6119
| Turnover | 0 | 0 | 0 | 0 | 0 | 0 | 0 | 0 | 0 | 0 | 0 | 0 | 0 | 0 | 0 | 0 | 0 | 0 | 0 | 0 | 0 | 0 | 0 | 0 | 0 | 0 | 0 | 0 | 0 | 0 | 0 | 0_Turnover |  |  |  |  | 6885.4476
| Avg. Replacement Usage | 0 | 0 | 0 | 0 | 0 | 0 | 0 | 0 | 0 | 0 | 0 | 0 | 0 | 0 | 0 | 0 | 0 | 0 | 0 | 0 | 0 | 0 | 0 | 0 | 0 | 0 | 0 | 0 | 0 | 0 | 0 | 0_Avg. Replacement Usage |  |  |  |  | 5638.8522
| Avg. Replacement Demand (S) | 0 | 0 | 0 | 0 | 0 | 0 | 0 | 0 | 0 | 0 | 0 | 0 | 0 | 0 | 0 | 0 | 0 | 0 | 0 | 0 | 0 | 0 | 0 | 0 | 0 | 0 | 0 | 0 | 0 | 0 | 0 | 0_Avg. Replacement Demand (S) |  |  |  |  | 0
| Avg. Replacement Demand (W) | 0 | 0 | 0 | 0 | 0 | 0 | 0 | 0 | 0 | 0 | 0 | 0 | 0 | 0 | 0 | 0 | 0 | 0 | 0 | 0 | 0 | 0 | 0 | 0 | 0 | 0 | 0 | 0 | 0 | 0 | 0 | 0_Avg. Replacement Demand (W) |  |  |  |  | 2.9366
Purchases
| Year | Year 0 | Year 1 | Year 2 | Year 3 | Year 4 | Year 5 | Year 6 | Year 7 | Year 8 | Year 9 | Year 10 | Year 11 | Year 12 | Year 13 | Year 14 | Year 15 | Year 16 | Year 17 | Year 18 | Year 19 | Year 20 | Year 21 | Year 22 | Year 23 | Year 24 | Year 25 | Year 26 | Year 27 | Year 28 | Year 29 | Year 30
| E1 | 0 | 0 | 0 | 0 | 0 | 0 | 0 | 0 | 0 | 0 | 0 | 0 | 0 | 0 | 0 | 0 | 0 | 0 | 0 | 0 | 0 | 0 | 0 | 0 | 0 | 0 | 0 | 0 | 0 | 0 | 0 | 0_E1_Purchases |  |  |  |  | 6885.4476
| E2 | 0 | 0 | 0 | 0 | 0 | 0 | 0 | 0 | 0 | 0 | 0 | 0 | 0 | 0 | 0 | 0 | 0 | 0 | 0 | 0 | 0 | 0 | 0 | 0 | 0 | 0 | 0 | 0 | 0 | 0 | 0 | 0_E2_Purchases |  |  |  |  | 0
| E3 | 0 | 0 | 0 | 0 | 0 | 0 | 0 | 0 | 0 | 0 | 0 | 0 | 0 | 0 | 0 | 0 | 0 | 0 | 0 | 0 | 0 | 0 | 0 | 0 | 0 | 0 | 0 | 0 | 0 | 0 | 0 | 0_E3_Purchases |  |  |  |  | 0
| E4 | 0 | 0 | 0 | 0 | 0 | 0 | 0 | 0 | 0 | 0 | 0 | 0 | 0 | 0 | 0 | 0 | 0 | 0 | 0 | 0 | 0 | 0 | 0 | 0 | 0 | 0 | 0 | 0 | 0 | 0 | 0 | 0_E4_Purchases |  |  |  |  | 0
| E5 | 0 | 0 | 0 | 0 | 0 | 0 | 0 | 0 | 0 | 0 | 0 | 0 | 0 | 0 | 0 | 0 | 0 | 0 | 0 | 0 | 0 | 0 | 0 | 0 | 0 | 0 | 0 | 0 | 0 | 0 | 0 | 0_E5_Purchases |  |  |  |  | 0
| E6 | 0 | 0 | 0 | 0 | 0 | 0 | 0 | 0 | 0 | 0 | 0 | 0 | 0 | 0 | 0 | 0 | 0 | 0 | 0 | 0 | 0 | 0 | 0 | 0 | 0 | 0 | 0 | 0 | 0 | 0 | 0 | 0_E6_Purchases |  |  |  |  | 0
| E7 | 0 | 0 | 0 | 0 | 0 | 0 | 0 | 0 | 0 | 0 | 0 | 0 | 0 | 0 | 0 | 0 | 0 | 0 | 0 | 0 | 0 | 0 | 0 | 0 | 0 | 0 | 0 | 0 | 0 | 0 | 0 | 0_E7_Purchases |  |  |  |  | 0
| E8 | 0 | 0 | 0 | 0 | 0 | 0 | 0 | 0 | 0 | 0 | 0 | 0 | 0 | 0 | 0 | 0 | 0 | 0 | 0 | 0 | 0 | 0 | 0 | 0 | 0 | 0 | 0 | 0 | 0 | 0 | 0 | 0_E8_Purchases |  |  |  |  | 0
| E9 | 0 | 0 | 0 | 0 | 0 | 0 | 0 | 0 | 0 | 0 | 0 | 0 | 0 | 0 | 0 | 0 | 0 | 0 | 0 | 0 | 0 | 0 | 0 | 0 | 0 | 0 | 0 | 0 | 0 | 0 | 0 | 0_E9_Purchases |  |  |  |  | 0
| E10 | 0 | 0 | 0 | 0 | 0 | 0 | 0 | 0 | 0 | 0 | 0 | 0 | 0 | 0 | 0 | 0 | 0 | 0 | 0 | 0 | 0 | 0 | 0 | 0 | 0 | 0 | 0 | 0 | 0 | 0 | 0 | 0_E10_Purchases |  |  |  |  | 0
Stock
| Year | Year 0 | Year 1 | Year 2 | Year 3 | Year 4 | Year 5 | Year 6 | Year 7 | Year 8 | Year 9 | Year 10 | Year 11 | Year 12 | Year 13 | Year 14 | Year 15 | Year 16 | Year 17 | Year 18 | Year 19 | Year 20 | Year 21 | Year 22 | Year 23 | Year 24 | Year 25 | Year 26 | Year 27 | Year 28 | Year 29 | Year 30
| E1 | 0 | 0 | 0 | 0 | 0 | 0 | 0 | 0 | 0 | 0 | 0 | 0 | 0 | 0 | 0 | 0 | 0 | 0 | 0 | 0 | 0 | 0 | 0 | 0 | 0 | 0 | 0 | 0 | 0 | 0 | 0 | 0_E1_Stock |  |  |  |  | 13576.6093
| E2 | 0 | 0 | 0 | 0 | 0 | 0 | 0 | 0 | 0 | 0 | 0 | 0 | 0 | 0 | 0 | 0 | 0 | 0 | 0 | 0 | 0 | 0 | 0 | 0 | 0 | 0 | 0 | 0 | 0 | 0 | 0 | 0_E2_Stock |  |  |  |  | 0
| E3 | 0 | 0 | 0 | 0 | 0 | 0 | 0 | 0 | 0 | 0 | 0 | 0 | 0 | 0 | 0 | 0 | 0 | 0 | 0 | 0 | 0 | 0 | 0 | 0 | 0 | 0 | 0 | 0 | 0 | 0 | 0 | 0_E3_Stock |  |  |  |  | 0
| E4 | 0 | 0 | 0 | 0 | 0 | 0 | 0 | 0 | 0 | 0 | 0 | 0 | 0 | 0 | 0 | 0 | 0 | 0 | 0 | 0 | 0 | 0 | 0 | 0 | 0 | 0 | 0 | 0 | 0 | 0 | 0 | 0_E4_Stock |  |  |  |  | 0
| E5 | 0 | 0 | 0 | 0 | 0 | 0 | 0 | 0 | 0 | 0 | 0 | 0 | 0 | 0 | 0 | 0 | 0 | 0 | 0 | 0 | 0 | 0 | 0 | 0 | 0 | 0 | 0 | 0 | 0 | 0 | 0 | 0_E5_Stock |  |  |  |  | 0
| E6 | 0 | 0 | 0 | 0 | 0 | 0 | 0 | 0 | 0 | 0 | 0 | 0 | 0 | 0 | 0 | 0 | 0 | 0 | 0 | 0 | 0 | 0 | 0 | 0 | 0 | 0 | 0 | 0 | 0 | 0 | 0 | 0_E6_Stock |  |  |  |  | 0
| E7 | 0 | 0 | 0 | 0 | 0 | 0 | 0 | 0 | 0 | 0 | 0 | 0 | 0 | 0 | 0 | 0 | 0 | 0 | 0 | 0 | 0 | 0 | 0 | 0 | 0 | 0 | 0 | 0 | 0 | 0 | 0 | 0_E7_Stock |  |  |  |  | 0
| E8 | 0 | 0 | 0 | 0 | 0 | 0 | 0 | 0 | 0 | 0 | 0 | 0 | 0 | 0 | 0 | 0 | 0 | 0 | 0 | 0 | 0 | 0 | 0 | 0 | 0 | 0 | 0 | 0 | 0 | 0 | 0 | 0_E8_Stock |  |  |  |  | 0
| E9 | 0 | 0 | 0 | 0 | 0 | 0 | 0 | 0 | 0 | 0 | 0 | 0 | 0 | 0 | 0 | 0 | 0 | 0 | 0 | 0 | 0 | 0 | 0 | 0 | 0 | 0 | 0 | 0 | 0 | 0 | 0 | 0_E9_Stock |  |  |  |  | 0
| E10 | 0 | 0 | 0 | 0 | 0 | 0 | 0 | 0 | 0 | 0 | 0 | 0 | 0 | 0 | 0 | 0 | 0 | 0 | 0 | 0 | 0 | 0 | 0 | 0 | 0 | 0 | 0 | 0 | 0 | 0 | 0 | 0_E10_Stock |  |  |  |  | 0
| Vintage | 0 | 0 | 0 | 0 | 0 | 0 | 0 | 0 | 0 | 0 | 0 | 0 | 0 | 0 | 0 | 0 | 0 | 0 | 0 | 0 | 0 | 0 | 0 | 0 | 0 | 0 | 0 | 0 | 0 | 0 | 0 | 0_Vintage_Stock |  |  |  |  | 288381.2139
S3C5 |  | Year 0: System 3 Technology 5
Technology Variables
| Tech Key | Year 0: 0
| Peak Factor (S) | Year 0: 0
| Peak Factor (W) | Year 0: 0
| Min Vintage Lifetime | Year 0: 0
| Max Vintage Lifetime | Year 0: 0
| Turnover Style | Year 0: 0
Technology Variables
| Equipment | Year 0: Label; Year 1: Min Lifetime; Year 2: Max Lifetime; Year 3: Degradation; Year 4: Usage; Year 5: Available
| E1 | Year 1: 0; Year 2: 0; Year 3: 0%; Year 4: 0; Year 5: FALSE
| E2 | Year 1: 0; Year 2: 0; Year 3: 0%; Year 4: 0; Year 5: FALSE
| E3 | Year 1: 0; Year 2: 0; Year 3: 0%; Year 4: 0; Year 5: FALSE
| E4 | Year 1: 0; Year 2: 0; Year 3: 0%; Year 4: 0; Year 5: FALSE
| E5 | Year 1: 0; Year 2: 0; Year 3: 0%; Year 4: 0; Year 5: FALSE
| E6 | Year 1: 0; Year 2: 0; Year 3: 0%; Year 4: 0; Year 5: FALSE
| E7 | Year 1: 0; Year 2: 0; Year 3: 0%; Year 4: 0; Year 5: FALSE
| E8 | Year 1: 0; Year 2: 0; Year 3: 0%; Year 4: 0; Year 5: FALSE
| E9 | Year 1: 0; Year 2: 0; Year 3: 0%; Year 4: 0; Year 5: FALSE
| E10 | Year 1: 0; Year 2: 0; Year 3: 0%; Year 4: 0; Year 5: FALSE
Original Forecast Results
| Year | Year 0 | Year 1 | Year 2 | Year 3 | Year 4 | Year 5 | Year 6 | Year 7 | Year 8 | Year 9 | Year 10 | Year 11 | Year 12 | Year 13 | Year 14 | Year 15 | Year 16 | Year 17 | Year 18 | Year 19 | Year 20 | Year 21 | Year 22 | Year 23 | Year 24 | Year 25 | Year 26 | Year 27 | Year 28 | Year 29 | Year 30 | Key
| Units | 0 | 0 | 0 | 0 | 0 | 0 | 0 | 0 | 0 | 0 | 0 | 0 | 0 | 0 | 0 | 0 | 0 | 0 | 0 | 0 | 0 | 0 | 0 | 0 | 0 | 0 | 0 | 0 | 0 | 0 | 0 | #REF! |  |  |  |  | 301957.8232
| Usage | 0 | 0 | 0 | 0 | 0 | 0 | 0 | 0 | 0 | 0 | 0 | 0 | 0 | 0 | 0 | 0 | 0 | 0 | 0 | 0 | 0 | 0 | 0 | 0 | 0 | 0 | 0 | 0 | 0 | 0 | 0 | #REF! |  |  |  |  | 1698.6543
| Peak Demand (S) | 0 | 0 | 0 | 0 | 0 | 0 | 0 | 0 | 0 | 0 | 0 | 0 | 0 | 0 | 0 | 0 | 0 | 0 | 0 | 0 | 0 | 0 | 0 | 0 | 0 | 0 | 0 | 0 | 0 | 0 | 0 | #REF! |  |  |  |  | 0
| Peak Demand (W) | 0 | 0 | 0 | 0 | 0 | 0 | 0 | 0 | 0 | 0 | 0 | 0 | 0 | 0 | 0 | 0 | 0 | 0 | 0 | 0 | 0 | 0 | 0 | 0 | 0 | 0 | 0 | 0 | 0 | 0 | 0 | #REF! |  |  |  |  | 884.6119
| Turnover | 0 | 0 | 0 | 0 | 0 | 0 | 0 | 0 | 0 | 0 | 0 | 0 | 0 | 0 | 0 | 0 | 0 | 0 | 0 | 0 | 0 | 0 | 0 | 0 | 0 | 0 | 0 | 0 | 0 | 0 | 0 | #REF! |  |  |  |  | 6885.4476
| Avg. Replacement Usage | 0 | 0 | 0 | 0 | 0 | 0 | 0 | 0 | 0 | 0 | 0 | 0 | 0 | 0 | 0 | 0 | 0 | 0 | 0 | 0 | 0 | 0 | 0 | 0 | 0 | 0 | 0 | 0 | 0 | 0 | 0 | #REF! |  |  |  |  | 5638.8522
| Avg. Replacement Demand (S) | 0 | 0 | 0 | 0 | 0 | 0 | 0 | 0 | 0 | 0 | 0 | 0 | 0 | 0 | 0 | 0 | 0 | 0 | 0 | 0 | 0 | 0 | 0 | 0 | 0 | 0 | 0 | 0 | 0 | 0 | 0 | #REF! |  |  |  |  | 0
| Avg. Replacement Demand (W) | 0 | 0 | 0 | 0 | 0 | 0 | 0 | 0 | 0 | 0 | 0 | 0 | 0 | 0 | 0 | 0 | 0 | 0 | 0 | 0 | 0 | 0 | 0 | 0 | 0 | 0 | 0 | 0 | 0 | 0 | 0 | #REF! |  |  |  |  | 2.9366
Tech Forecast Stock
| Year | Year 0 | Year 1 | Year 2 | Year 3 | Year 4 | Year 5 | Year 6 | Year 7 | Year 8 | Year 9 | Year 10 | Year 11 | Year 12 | Year 13 | Year 14 | Year 15 | Year 16 | Year 17 | Year 18 | Year 19 | Year 20 | Year 21 | Year 22 | Year 23 | Year 24 | Year 25 | Year 26 | Year 27 | Year 28 | Year 29 | Year 30
| E1 | 0 | 0 | 0 | 0 | 0 | 0 | 0 | 0 | 0 | 0 | 0 | 0 | 0 | 0 | 0 | 0 | 0 | 0 | 0 | 0 | 0 | 0 | 0 | 0 | 0 | 0 | 0 | 0 | 0 | 0 | 0
| E2 | 0 | 0 | 0 | 0 | 0 | 0 | 0 | 0 | 0 | 0 | 0 | 0 | 0 | 0 | 0 | 0 | 0 | 0 | 0 | 0 | 0 | 0 | 0 | 0 | 0 | 0 | 0 | 0 | 0 | 0 | 0
| E3 | 0 | 0 | 0 | 0 | 0 | 0 | 0 | 0 | 0 | 0 | 0 | 0 | 0 | 0 | 0 | 0 | 0 | 0 | 0 | 0 | 0 | 0 | 0 | 0 | 0 | 0 | 0 | 0 | 0 | 0 | 0
| E4 | 0 | 0 | 0 | 0 | 0 | 0 | 0 | 0 | 0 | 0 | 0 | 0 | 0 | 0 | 0 | 0 | 0 | 0 | 0 | 0 | 0 | 0 | 0 | 0 | 0 | 0 | 0 | 0 | 0 | 0 | 0
| E5 | 0 | 0 | 0 | 0 | 0 | 0 | 0 | 0 | 0 | 0 | 0 | 0 | 0 | 0 | 0 | 0 | 0 | 0 | 0 | 0 | 0 | 0 | 0 | 0 | 0 | 0 | 0 | 0 | 0 | 0 | 0
| E6 | 0 | 0 | 0 | 0 | 0 | 0 | 0 | 0 | 0 | 0 | 0 | 0 | 0 | 0 | 0 | 0 | 0 | 0 | 0 | 0 | 0 | 0 | 0 | 0 | 0 | 0 | 0 | 0 | 0 | 0 | 0
| E7 | 0 | 0 | 0 | 0 | 0 | 0 | 0 | 0 | 0 | 0 | 0 | 0 | 0 | 0 | 0 | 0 | 0 | 0 | 0 | 0 | 0 | 0 | 0 | 0 | 0 | 0 | 0 | 0 | 0 | 0 | 0
| E8 | 0 | 0 | 0 | 0 | 0 | 0 | 0 | 0 | 0 | 0 | 0 | 0 | 0 | 0 | 0 | 0 | 0 | 0 | 0 | 0 | 0 | 0 | 0 | 0 | 0 | 0 | 0 | 0 | 0 | 0 | 0
| E9 | 0 | 0 | 0 | 0 | 0 | 0 | 0 | 0 | 0 | 0 | 0 | 0 | 0 | 0 | 0 | 0 | 0 | 0 | 0 | 0 | 0 | 0 | 0 | 0 | 0 | 0 | 0 | 0 | 0 | 0 | 0
| E10 | 0 | 0 | 0 | 0 | 0 | 0 | 0 | 0 | 0 | 0 | 0 | 0 | 0 | 0 | 0 | 0 | 0 | 0 | 0 | 0 | 0 | 0 | 0 | 0 | 0 | 0 | 0 | 0 | 0 | 0 | 0
| Vintage | 0 | 0 | 0 | 0 | 0 | 0 | 0 | 0 | 0 | 0 | 0 | 0 | 0 | 0 | 0 | 0 | 0 | 0 | 0 | 0 | 0 | 0 | 0 | 0 | 0 | 0 | 0 | 0 | 0 | 0 | 0
Stock for Switching
| Year | Year 0 | Year 1 | Year 2 | Year 3 | Year 4 | Year 5 | Year 6 | Year 7 | Year 8 | Year 9 | Year 10 | Year 11 | Year 12 | Year 13 | Year 14 | Year 15 | Year 16 | Year 17 | Year 18 | Year 19 | Year 20 | Year 21 | Year 22 | Year 23 | Year 24 | Year 25 | Year 26 | Year 27 | Year 28 | Year 29 | Year 30
| E1 | 0 | 0 | 0 | 0 | 0 | 0 | 0 | 0 | 0 | 0 | 0 | 0 | 0 | 0 | 0 | 0 | 0 | 0 | 0 | 0 | 0 | 0 | 0 | 0 | 0 | 0 | 0 | 0 | 0 | 0 | 0 | 0_E1_SysStock
| E2 | 0 | 0 | 0 | 0 | 0 | 0 | 0 | 0 | 0 | 0 | 0 | 0 | 0 | 0 | 0 | 0 | 0 | 0 | 0 | 0 | 0 | 0 | 0 | 0 | 0 | 0 | 0 | 0 | 0 | 0 | 0 | 0_E2_SysStock
| E3 | 0 | 0 | 0 | 0 | 0 | 0 | 0 | 0 | 0 | 0 | 0 | 0 | 0 | 0 | 0 | 0 | 0 | 0 | 0 | 0 | 0 | 0 | 0 | 0 | 0 | 0 | 0 | 0 | 0 | 0 | 0 | 0_E3_SysStock
| E4 | 0 | 0 | 0 | 0 | 0 | 0 | 0 | 0 | 0 | 0 | 0 | 0 | 0 | 0 | 0 | 0 | 0 | 0 | 0 | 0 | 0 | 0 | 0 | 0 | 0 | 0 | 0 | 0 | 0 | 0 | 0 | 0_E4_SysStock
| E5 | 0 | 0 | 0 | 0 | 0 | 0 | 0 | 0 | 0 | 0 | 0 | 0 | 0 | 0 | 0 | 0 | 0 | 0 | 0 | 0 | 0 | 0 | 0 | 0 | 0 | 0 | 0 | 0 | 0 | 0 | 0 | 0_E5_SysStock
| E6 | 0 | 0 | 0 | 0 | 0 | 0 | 0 | 0 | 0 | 0 | 0 | 0 | 0 | 0 | 0 | 0 | 0 | 0 | 0 | 0 | 0 | 0 | 0 | 0 | 0 | 0 | 0 | 0 | 0 | 0 | 0 | 0_E6_SysStock
| E7 | 0 | 0 | 0 | 0 | 0 | 0 | 0 | 0 | 0 | 0 | 0 | 0 | 0 | 0 | 0 | 0 | 0 | 0 | 0 | 0 | 0 | 0 | 0 | 0 | 0 | 0 | 0 | 0 | 0 | 0 | 0 | 0_E7_SysStock
| E8 | 0 | 0 | 0 | 0 | 0 | 0 | 0 | 0 | 0 | 0 | 0 | 0 | 0 | 0 | 0 | 0 | 0 | 0 | 0 | 0 | 0 | 0 | 0 | 0 | 0 | 0 | 0 | 0 | 0 | 0 | 0 | 0_E8_SysStock
| E9 | 0 | 0 | 0 | 0 | 0 | 0 | 0 | 0 | 0 | 0 | 0 | 0 | 0 | 0 | 0 | 0 | 0 | 0 | 0 | 0 | 0 | 0 | 0 | 0 | 0 | 0 | 0 | 0 | 0 | 0 | 0 | 0_E9_SysStock
| E10 | 0 | 0 | 0 | 0 | 0 | 0 | 0 | 0 | 0 | 0 | 0 | 0 | 0 | 0 | 0 | 0 | 0 | 0 | 0 | 0 | 0 | 0 | 0 | 0 | 0 | 0 | 0 | 0 | 0 | 0 | 0 | 0_E10_SysStock
| Vintage | 0 | 0 | 0 | 0 | 0 | 0 | 0 | 0 | 0 | 0 | 0 | 0 | 0 | 0 | 0 | 0 | 0 | 0 | 0 | 0 | 0 | 0 | 0 | 0 | 0 | 0 | 0 | 0 | 0 | 0 | 0 | 0_Vintage_SysStock
Tech Forecast Purchases
| Year | Year 0 | Year 1 | Year 2 | Year 3 | Year 4 | Year 5 | Year 6 | Year 7 | Year 8 | Year 9 | Year 10 | Year 11 | Year 12 | Year 13 | Year 14 | Year 15 | Year 16 | Year 17 | Year 18 | Year 19 | Year 20 | Year 21 | Year 22 | Year 23 | Year 24 | Year 25 | Year 26 | Year 27 | Year 28 | Year 29 | Year 30
| E1 | 0 | 0 | 0 | 0 | 0 | 0 | 0 | 0 | 0 | 0 | 0 | 0 | 0 | 0 | 0 | 0 | 0 | 0 | 0 | 0 | 0 | 0 | 0 | 0 | 0 | 0 | 0 | 0 | 0 | 0 | 0
| E2 | 0 | 0 | 0 | 0 | 0 | 0 | 0 | 0 | 0 | 0 | 0 | 0 | 0 | 0 | 0 | 0 | 0 | 0 | 0 | 0 | 0 | 0 | 0 | 0 | 0 | 0 | 0 | 0 | 0 | 0 | 0
| E3 | 0 | 0 | 0 | 0 | 0 | 0 | 0 | 0 | 0 | 0 | 0 | 0 | 0 | 0 | 0 | 0 | 0 | 0 | 0 | 0 | 0 | 0 | 0 | 0 | 0 | 0 | 0 | 0 | 0 | 0 | 0
| E4 | 0 | 0 | 0 | 0 | 0 | 0 | 0 | 0 | 0 | 0 | 0 | 0 | 0 | 0 | 0 | 0 | 0 | 0 | 0 | 0 | 0 | 0 | 0 | 0 | 0 | 0 | 0 | 0 | 0 | 0 | 0
| E5 | 0 | 0 | 0 | 0 | 0 | 0 | 0 | 0 | 0 | 0 | 0 | 0 | 0 | 0 | 0 | 0 | 0 | 0 | 0 | 0 | 0 | 0 | 0 | 0 | 0 | 0 | 0 | 0 | 0 | 0 | 0
| E6 | 0 | 0 | 0 | 0 | 0 | 0 | 0 | 0 | 0 | 0 | 0 | 0 | 0 | 0 | 0 | 0 | 0 | 0 | 0 | 0 | 0 | 0 | 0 | 0 | 0 | 0 | 0 | 0 | 0 | 0 | 0
| E7 | 0 | 0 | 0 | 0 | 0 | 0 | 0 | 0 | 0 | 0 | 0 | 0 | 0 | 0 | 0 | 0 | 0 | 0 | 0 | 0 | 0 | 0 | 0 | 0 | 0 | 0 | 0 | 0 | 0 | 0 | 0
| E8 | 0 | 0 | 0 | 0 | 0 | 0 | 0 | 0 | 0 | 0 | 0 | 0 | 0 | 0 | 0 | 0 | 0 | 0 | 0 | 0 | 0 | 0 | 0 | 0 | 0 | 0 | 0 | 0 | 0 | 0 | 0
| E9 | 0 | 0 | 0 | 0 | 0 | 0 | 0 | 0 | 0 | 0 | 0 | 0 | 0 | 0 | 0 | 0 | 0 | 0 | 0 | 0 | 0 | 0 | 0 | 0 | 0 | 0 | 0 | 0 | 0 | 0 | 0
| E10 | 0 | 0 | 0 | 0 | 0 | 0 | 0 | 0 | 0 | 0 | 0 | 0 | 0 | 0 | 0 | 0 | 0 | 0 | 0 | 0 | 0 | 0 | 0 | 0 | 0 | 0 | 0 | 0 | 0 | 0 | 0
Potential to Switch
| Year | Year 0 | Year 1 | Year 2 | Year 3 | Year 4 | Year 5 | Year 6 | Year 7 | Year 8 | Year 9 | Year 10 | Year 11 | Year 12 | Year 13 | Year 14 | Year 15 | Year 16 | Year 17 | Year 18 | Year 19 | Year 20 | Year 21 | Year 22 | Year 23 | Year 24 | Year 25 | Year 26 | Year 27 | Year 28 | Year 29 | Year 30
| E1 | 0 | 0 | 0 | 0 | 0 | 0 | 0 | 0 | 0 | 0 | 0 | 0 | 0 | 0 | 0 | 0 | 0 | 0 | 0 | 0 | 0 | 0 | 0 | 0 | 0 | 0 | 0 | 0 | 0 | 0 | 0 | 0_E1_Switched Out
| E2 | 0 | 0 | 0 | 0 | 0 | 0 | 0 | 0 | 0 | 0 | 0 | 0 | 0 | 0 | 0 | 0 | 0 | 0 | 0 | 0 | 0 | 0 | 0 | 0 | 0 | 0 | 0 | 0 | 0 | 0 | 0 | 0_E2_Switched Out
| E3 | 0 | 0 | 0 | 0 | 0 | 0 | 0 | 0 | 0 | 0 | 0 | 0 | 0 | 0 | 0 | 0 | 0 | 0 | 0 | 0 | 0 | 0 | 0 | 0 | 0 | 0 | 0 | 0 | 0 | 0 | 0 | 0_E3_Switched Out
| E4 | 0 | 0 | 0 | 0 | 0 | 0 | 0 | 0 | 0 | 0 | 0 | 0 | 0 | 0 | 0 | 0 | 0 | 0 | 0 | 0 | 0 | 0 | 0 | 0 | 0 | 0 | 0 | 0 | 0 | 0 | 0 | 0_E4_Switched Out
| E5 | 0 | 0 | 0 | 0 | 0 | 0 | 0 | 0 | 0 | 0 | 0 | 0 | 0 | 0 | 0 | 0 | 0 | 0 | 0 | 0 | 0 | 0 | 0 | 0 | 0 | 0 | 0 | 0 | 0 | 0 | 0 | 0_E5_Switched Out
| E6 | 0 | 0 | 0 | 0 | 0 | 0 | 0 | 0 | 0 | 0 | 0 | 0 | 0 | 0 | 0 | 0 | 0 | 0 | 0 | 0 | 0 | 0 | 0 | 0 | 0 | 0 | 0 | 0 | 0 | 0 | 0 | 0_E6_Switched Out
| E7 | 0 | 0 | 0 | 0 | 0 | 0 | 0 | 0 | 0 | 0 | 0 | 0 | 0 | 0 | 0 | 0 | 0 | 0 | 0 | 0 | 0 | 0 | 0 | 0 | 0 | 0 | 0 | 0 | 0 | 0 | 0 | 0_E7_Switched Out
| E8 | 0 | 0 | 0 | 0 | 0 | 0 | 0 | 0 | 0 | 0 | 0 | 0 | 0 | 0 | 0 | 0 | 0 | 0 | 0 | 0 | 0 | 0 | 0 | 0 | 0 | 0 | 0 | 0 | 0 | 0 | 0 | 0_E8_Switched Out
| E9 | 0 | 0 | 0 | 0 | 0 | 0 | 0 | 0 | 0 | 0 | 0 | 0 | 0 | 0 | 0 | 0 | 0 | 0 | 0 | 0 | 0 | 0 | 0 | 0 | 0 | 0 | 0 | 0 | 0 | 0 | 0 | 0_E9_Switched Out
| E10 | 0 | 0 | 0 | 0 | 0 | 0 | 0 | 0 | 0 | 0 | 0 | 0 | 0 | 0 | 0 | 0 | 0 | 0 | 0 | 0 | 0 | 0 | 0 | 0 | 0 | 0 | 0 | 0 | 0 | 0 | 0 | 0_E10_Switched Out
Units Out
| E1 | 0 | 0 | 0 | 0 | 0 | 0 | 0 | 0 | 0 | 0 | 0 | 0 | 0 | 0 | 0 | 0 | 0 | 0 | 0 | 0 | 0 | 0 | 0 | 0 | 0 | 0 | 0 | 0 | 0 | 0 | 0
| E2 | 0 | 0 | 0 | 0 | 0 | 0 | 0 | 0 | 0 | 0 | 0 | 0 | 0 | 0 | 0 | 0 | 0 | 0 | 0 | 0 | 0 | 0 | 0 | 0 | 0 | 0 | 0 | 0 | 0 | 0 | 0
| E3 | 0 | 0 | 0 | 0 | 0 | 0 | 0 | 0 | 0 | 0 | 0 | 0 | 0 | 0 | 0 | 0 | 0 | 0 | 0 | 0 | 0 | 0 | 0 | 0 | 0 | 0 | 0 | 0 | 0 | 0 | 0
| E4 | 0 | 0 | 0 | 0 | 0 | 0 | 0 | 0 | 0 | 0 | 0 | 0 | 0 | 0 | 0 | 0 | 0 | 0 | 0 | 0 | 0 | 0 | 0 | 0 | 0 | 0 | 0 | 0 | 0 | 0 | 0
| E5 | 0 | 0 | 0 | 0 | 0 | 0 | 0 | 0 | 0 | 0 | 0 | 0 | 0 | 0 | 0 | 0 | 0 | 0 | 0 | 0 | 0 | 0 | 0 | 0 | 0 | 0 | 0 | 0 | 0 | 0 | 0
| E6 | 0 | 0 | 0 | 0 | 0 | 0 | 0 | 0 | 0 | 0 | 0 | 0 | 0 | 0 | 0 | 0 | 0 | 0 | 0 | 0 | 0 | 0 | 0 | 0 | 0 | 0 | 0 | 0 | 0 | 0 | 0
| E7 | 0 | 0 | 0 | 0 | 0 | 0 | 0 | 0 | 0 | 0 | 0 | 0 | 0 | 0 | 0 | 0 | 0 | 0 | 0 | 0 | 0 | 0 | 0 | 0 | 0 | 0 | 0 | 0 | 0 | 0 | 0
| E8 | 0 | 0 | 0 | 0 | 0 | 0 | 0 | 0 | 0 | 0 | 0 | 0 | 0 | 0 | 0 | 0 | 0 | 0 | 0 | 0 | 0 | 0 | 0 | 0 | 0 | 0 | 0 | 0 | 0 | 0 | 0
| E9 | 0 | 0 | 0 | 0 | 0 | 0 | 0 | 0 | 0 | 0 | 0 | 0 | 0 | 0 | 0 | 0 | 0 | 0 | 0 | 0 | 0 | 0 | 0 | 0 | 0 | 0 | 0 | 0 | 0 | 0 | 0
| E10 | 0 | 0 | 0 | 0 | 0 | 0 | 0 | 0 | 0 | 0 | 0 | 0 | 0 | 0 | 0 | 0 | 0 | 0 | 0 | 0 | 0 | 0 | 0 | 0 | 0 | 0 | 0 | 0 | 0 | 0 | 0
| Vintage | 0 | 0 | 0 | 0 | 0 | 0 | 0 | 0 | 0 | 0 | 0 | 0 | 0 | 0 | 0 | 0 | 0 | 0 | 0 | 0 | 0 | 0 | 0 | 0 | 0 | 0 | 0 | 0 | 0 | 0 | 0
Tech Purchase Shares
| Year | Year 0 | Year 1 | Year 2 | Year 3 | Year 4 | Year 5 | Year 6 | Year 7 | Year 8 | Year 9 | Year 10 | Year 11 | Year 12 | Year 13 | Year 14 | Year 15 | Year 16 | Year 17 | Year 18 | Year 19 | Year 20 | Year 21 | Year 22 | Year 23 | Year 24 | Year 25 | Year 26 | Year 27 | Year 28 | Year 29 | Year 30
E1 | bar: Year 0 to Year 30
E2 | bar: Year 0 to Year 30
E3 | bar: Year 0 to Year 30
E4 | bar: Year 0 to Year 30
E5 | bar: Year 0 to Year 30
E6 | bar: Year 0 to Year 30
E7 | bar: Year 0 to Year 30
E8 | bar: Year 0 to Year 30
E9 | bar: Year 0 to Year 30
E10 | bar: Year 0 to Year 30
Units In from Switching
| E1 | 0 | 0 | 0 | 0 | 0 | 0 | 0 | 0 | 0 | 0 | 0 | 0 | 0 | 0 | 0 | 0 | 0 | 0 | 0 | 0 | 0 | 0 | 0 | 0 | 0 | 0 | 0 | 0 | 0 | 0 | 0
| E2 | 0 | 0 | 0 | 0 | 0 | 0 | 0 | 0 | 0 | 0 | 0 | 0 | 0 | 0 | 0 | 0 | 0 | 0 | 0 | 0 | 0 | 0 | 0 | 0 | 0 | 0 | 0 | 0 | 0 | 0 | 0
| E3 | 0 | 0 | 0 | 0 | 0 | 0 | 0 | 0 | 0 | 0 | 0 | 0 | 0 | 0 | 0 | 0 | 0 | 0 | 0 | 0 | 0 | 0 | 0 | 0 | 0 | 0 | 0 | 0 | 0 | 0 | 0
| E4 | 0 | 0 | 0 | 0 | 0 | 0 | 0 | 0 | 0 | 0 | 0 | 0 | 0 | 0 | 0 | 0 | 0 | 0 | 0 | 0 | 0 | 0 | 0 | 0 | 0 | 0 | 0 | 0 | 0 | 0 | 0
| E5 | 0 | 0 | 0 | 0 | 0 | 0 | 0 | 0 | 0 | 0 | 0 | 0 | 0 | 0 | 0 | 0 | 0 | 0 | 0 | 0 | 0 | 0 | 0 | 0 | 0 | 0 | 0 | 0 | 0 | 0 | 0
| E6 | 0 | 0 | 0 | 0 | 0 | 0 | 0 | 0 | 0 | 0 | 0 | 0 | 0 | 0 | 0 | 0 | 0 | 0 | 0 | 0 | 0 | 0 | 0 | 0 | 0 | 0 | 0 | 0 | 0 | 0 | 0
| E7 | 0 | 0 | 0 | 0 | 0 | 0 | 0 | 0 | 0 | 0 | 0 | 0 | 0 | 0 | 0 | 0 | 0 | 0 | 0 | 0 | 0 | 0 | 0 | 0 | 0 | 0 | 0 | 0 | 0 | 0 | 0
| E8 | 0 | 0 | 0 | 0 | 0 | 0 | 0 | 0 | 0 | 0 | 0 | 0 | 0 | 0 | 0 | 0 | 0 | 0 | 0 | 0 | 0 | 0 | 0 | 0 | 0 | 0 | 0 | 0 | 0 | 0 | 0
| E9 | 0 | 0 | 0 | 0 | 0 | 0 | 0 | 0 | 0 | 0 | 0 | 0 | 0 | 0 | 0 | 0 | 0 | 0 | 0 | 0 | 0 | 0 | 0 | 0 | 0 | 0 | 0 | 0 | 0 | 0 | 0
| E10 | 0 | 0 | 0 | 0 | 0 | 0 | 0 | 0 | 0 | 0 | 0 | 0 | 0 | 0 | 0 | 0 | 0 | 0 | 0 | 0 | 0 | 0 | 0 | 0 | 0 | 0 | 0 | 0 | 0 | 0 | 0
| Vintage | 0 | 0 | 0 | 0 | 0 | 0 | 0 | 0 | 0 | 0 | 0 | 0 | 0 | 0 | 0 | 0 | 0 | 0 | 0 | 0 | 0 | 0 | 0 | 0 | 0 | 0 | 0 | 0 | 0 | 0 | 0
Net Change
| Year | Year 0 | Year 1 | Year 2 | Year 3 | Year 4 | Year 5 | Year 6 | Year 7 | Year 8 | Year 9 | Year 10 | Year 11 | Year 12 | Year 13 | Year 14 | Year 15 | Year 16 | Year 17 | Year 18 | Year 19 | Year 20 | Year 21 | Year 22 | Year 23 | Year 24 | Year 25 | Year 26 | Year 27 | Year 28 | Year 29 | Year 30 | Key
| Units | 0 | 0 | 0 | 0 | 0 | 0 | 0 | 0 | 0 | 0 | 0 | 0 | 0 | 0 | 0 | 0 | 0 | 0 | 0 | 0 | 0 | 0 | 0 | 0 | 0 | 0 | 0 | 0 | 0 | 0 | 0 | 0_Units |  |  |  |  | 301957.8232
| Usage | 0 | 0 | 0 | 0 | 0 | 0 | 0 | 0 | 0 | 0 | 0 | 0 | 0 | 0 | 0 | 0 | 0 | 0 | 0 | 0 | 0 | 0 | 0 | 0 | 0 | 0 | 0 | 0 | 0 | 0 | 0 | 0_Usage |  |  |  |  | 1698.6543
| Peak Demand (S) | 0 | 0 | 0 | 0 | 0 | 0 | 0 | 0 | 0 | 0 | 0 | 0 | 0 | 0 | 0 | 0 | 0 | 0 | 0 | 0 | 0 | 0 | 0 | 0 | 0 | 0 | 0 | 0 | 0 | 0 | 0 | 0_Peak Demand (S) |  |  |  |  | 0
| Peak Demand (W) | 0 | 0 | 0 | 0 | 0 | 0 | 0 | 0 | 0 | 0 | 0 | 0 | 0 | 0 | 0 | 0 | 0 | 0 | 0 | 0 | 0 | 0 | 0 | 0 | 0 | 0 | 0 | 0 | 0 | 0 | 0 | 0_Peak Demand (W) |  |  |  |  | 884.6119
| Turnover | 0 | 0 | 0 | 0 | 0 | 0 | 0 | 0 | 0 | 0 | 0 | 0 | 0 | 0 | 0 | 0 | 0 | 0 | 0 | 0 | 0 | 0 | 0 | 0 | 0 | 0 | 0 | 0 | 0 | 0 | 0 | 0_Turnover |  |  |  |  | 6885.4476
| Avg. Replacement Usage | 0 | 0 | 0 | 0 | 0 | 0 | 0 | 0 | 0 | 0 | 0 | 0 | 0 | 0 | 0 | 0 | 0 | 0 | 0 | 0 | 0 | 0 | 0 | 0 | 0 | 0 | 0 | 0 | 0 | 0 | 0 | 0_Avg. Replacement Usage |  |  |  |  | 5638.8522
| Avg. Replacement Demand (S) | 0 | 0 | 0 | 0 | 0 | 0 | 0 | 0 | 0 | 0 | 0 | 0 | 0 | 0 | 0 | 0 | 0 | 0 | 0 | 0 | 0 | 0 | 0 | 0 | 0 | 0 | 0 | 0 | 0 | 0 | 0 | 0_Avg. Replacement Demand (S) |  |  |  |  | 0
| Avg. Replacement Demand (W) | 0 | 0 | 0 | 0 | 0 | 0 | 0 | 0 | 0 | 0 | 0 | 0 | 0 | 0 | 0 | 0 | 0 | 0 | 0 | 0 | 0 | 0 | 0 | 0 | 0 | 0 | 0 | 0 | 0 | 0 | 0 | 0_Avg. Replacement Demand (W) |  |  |  |  | 2.9366
Purchases
| Year | Year 0 | Year 1 | Year 2 | Year 3 | Year 4 | Year 5 | Year 6 | Year 7 | Year 8 | Year 9 | Year 10 | Year 11 | Year 12 | Year 13 | Year 14 | Year 15 | Year 16 | Year 17 | Year 18 | Year 19 | Year 20 | Year 21 | Year 22 | Year 23 | Year 24 | Year 25 | Year 26 | Year 27 | Year 28 | Year 29 | Year 30
| E1 | 0 | 0 | 0 | 0 | 0 | 0 | 0 | 0 | 0 | 0 | 0 | 0 | 0 | 0 | 0 | 0 | 0 | 0 | 0 | 0 | 0 | 0 | 0 | 0 | 0 | 0 | 0 | 0 | 0 | 0 | 0 | 0_E1_Purchases |  |  |  |  | 6885.4476
| E2 | 0 | 0 | 0 | 0 | 0 | 0 | 0 | 0 | 0 | 0 | 0 | 0 | 0 | 0 | 0 | 0 | 0 | 0 | 0 | 0 | 0 | 0 | 0 | 0 | 0 | 0 | 0 | 0 | 0 | 0 | 0 | 0_E2_Purchases |  |  |  |  | 0
| E3 | 0 | 0 | 0 | 0 | 0 | 0 | 0 | 0 | 0 | 0 | 0 | 0 | 0 | 0 | 0 | 0 | 0 | 0 | 0 | 0 | 0 | 0 | 0 | 0 | 0 | 0 | 0 | 0 | 0 | 0 | 0 | 0_E3_Purchases |  |  |  |  | 0
| E4 | 0 | 0 | 0 | 0 | 0 | 0 | 0 | 0 | 0 | 0 | 0 | 0 | 0 | 0 | 0 | 0 | 0 | 0 | 0 | 0 | 0 | 0 | 0 | 0 | 0 | 0 | 0 | 0 | 0 | 0 | 0 | 0_E4_Purchases |  |  |  |  | 0
| E5 | 0 | 0 | 0 | 0 | 0 | 0 | 0 | 0 | 0 | 0 | 0 | 0 | 0 | 0 | 0 | 0 | 0 | 0 | 0 | 0 | 0 | 0 | 0 | 0 | 0 | 0 | 0 | 0 | 0 | 0 | 0 | 0_E5_Purchases |  |  |  |  | 0
| E6 | 0 | 0 | 0 | 0 | 0 | 0 | 0 | 0 | 0 | 0 | 0 | 0 | 0 | 0 | 0 | 0 | 0 | 0 | 0 | 0 | 0 | 0 | 0 | 0 | 0 | 0 | 0 | 0 | 0 | 0 | 0 | 0_E6_Purchases |  |  |  |  | 0
| E7 | 0 | 0 | 0 | 0 | 0 | 0 | 0 | 0 | 0 | 0 | 0 | 0 | 0 | 0 | 0 | 0 | 0 | 0 | 0 | 0 | 0 | 0 | 0 | 0 | 0 | 0 | 0 | 0 | 0 | 0 | 0 | 0_E7_Purchases |  |  |  |  | 0
| E8 | 0 | 0 | 0 | 0 | 0 | 0 | 0 | 0 | 0 | 0 | 0 | 0 | 0 | 0 | 0 | 0 | 0 | 0 | 0 | 0 | 0 | 0 | 0 | 0 | 0 | 0 | 0 | 0 | 0 | 0 | 0 | 0_E8_Purchases |  |  |  |  | 0
| E9 | 0 | 0 | 0 | 0 | 0 | 0 | 0 | 0 | 0 | 0 | 0 | 0 | 0 | 0 | 0 | 0 | 0 | 0 | 0 | 0 | 0 | 0 | 0 | 0 | 0 | 0 | 0 | 0 | 0 | 0 | 0 | 0_E9_Purchases |  |  |  |  | 0
| E10 | 0 | 0 | 0 | 0 | 0 | 0 | 0 | 0 | 0 | 0 | 0 | 0 | 0 | 0 | 0 | 0 | 0 | 0 | 0 | 0 | 0 | 0 | 0 | 0 | 0 | 0 | 0 | 0 | 0 | 0 | 0 | 0_E10_Purchases |  |  |  |  | 0
Stock
| Year | Year 0 | Year 1 | Year 2 | Year 3 | Year 4 | Year 5 | Year 6 | Year 7 | Year 8 | Year 9 | Year 10 | Year 11 | Year 12 | Year 13 | Year 14 | Year 15 | Year 16 | Year 17 | Year 18 | Year 19 | Year 20 | Year 21 | Year 22 | Year 23 | Year 24 | Year 25 | Year 26 | Year 27 | Year 28 | Year 29 | Year 30
| E1 | 0 | 0 | 0 | 0 | 0 | 0 | 0 | 0 | 0 | 0 | 0 | 0 | 0 | 0 | 0 | 0 | 0 | 0 | 0 | 0 | 0 | 0 | 0 | 0 | 0 | 0 | 0 | 0 | 0 | 0 | 0 | 0_E1_Stock |  |  |  |  | 13576.6093
| E2 | 0 | 0 | 0 | 0 | 0 | 0 | 0 | 0 | 0 | 0 | 0 | 0 | 0 | 0 | 0 | 0 | 0 | 0 | 0 | 0 | 0 | 0 | 0 | 0 | 0 | 0 | 0 | 0 | 0 | 0 | 0 | 0_E2_Stock |  |  |  |  | 0
| E3 | 0 | 0 | 0 | 0 | 0 | 0 | 0 | 0 | 0 | 0 | 0 | 0 | 0 | 0 | 0 | 0 | 0 | 0 | 0 | 0 | 0 | 0 | 0 | 0 | 0 | 0 | 0 | 0 | 0 | 0 | 0 | 0_E3_Stock |  |  |  |  | 0
| E4 | 0 | 0 | 0 | 0 | 0 | 0 | 0 | 0 | 0 | 0 | 0 | 0 | 0 | 0 | 0 | 0 | 0 | 0 | 0 | 0 | 0 | 0 | 0 | 0 | 0 | 0 | 0 | 0 | 0 | 0 | 0 | 0_E4_Stock |  |  |  |  | 0
| E5 | 0 | 0 | 0 | 0 | 0 | 0 | 0 | 0 | 0 | 0 | 0 | 0 | 0 | 0 | 0 | 0 | 0 | 0 | 0 | 0 | 0 | 0 | 0 | 0 | 0 | 0 | 0 | 0 | 0 | 0 | 0 | 0_E5_Stock |  |  |  |  | 0
| E6 | 0 | 0 | 0 | 0 | 0 | 0 | 0 | 0 | 0 | 0 | 0 | 0 | 0 | 0 | 0 | 0 | 0 | 0 | 0 | 0 | 0 | 0 | 0 | 0 | 0 | 0 | 0 | 0 | 0 | 0 | 0 | 0_E6_Stock |  |  |  |  | 0
| E7 | 0 | 0 | 0 | 0 | 0 | 0 | 0 | 0 | 0 | 0 | 0 | 0 | 0 | 0 | 0 | 0 | 0 | 0 | 0 | 0 | 0 | 0 | 0 | 0 | 0 | 0 | 0 | 0 | 0 | 0 | 0 | 0_E7_Stock |  |  |  |  | 0
| E8 | 0 | 0 | 0 | 0 | 0 | 0 | 0 | 0 | 0 | 0 | 0 | 0 | 0 | 0 | 0 | 0 | 0 | 0 | 0 | 0 | 0 | 0 | 0 | 0 | 0 | 0 | 0 | 0 | 0 | 0 | 0 | 0_E8_Stock |  |  |  |  | 0
| E9 | 0 | 0 | 0 | 0 | 0 | 0 | 0 | 0 | 0 | 0 | 0 | 0 | 0 | 0 | 0 | 0 | 0 | 0 | 0 | 0 | 0 | 0 | 0 | 0 | 0 | 0 | 0 | 0 | 0 | 0 | 0 | 0_E9_Stock |  |  |  |  | 0
| E10 | 0 | 0 | 0 | 0 | 0 | 0 | 0 | 0 | 0 | 0 | 0 | 0 | 0 | 0 | 0 | 0 | 0 | 0 | 0 | 0 | 0 | 0 | 0 | 0 | 0 | 0 | 0 | 0 | 0 | 0 | 0 | 0_E10_Stock |  |  |  |  | 0
| Vintage | 0 | 0 | 0 | 0 | 0 | 0 | 0 | 0 | 0 | 0 | 0 | 0 | 0 | 0 | 0 | 0 | 0 | 0 | 0 | 0 | 0 | 0 | 0 | 0 | 0 | 0 | 0 | 0 | 0 | 0 | 0 | 0_Vintage_Stock |  |  |  |  | 288381.2139
S4C1 |  | Year 0: System 4 Technology 1
Technology Variables
| Tech Key | Year 0: 0
| Peak Factor (S) | Year 0: 0
| Peak Factor (W) | Year 0: 0
| Min Vintage Lifetime | Year 0: 0
| Max Vintage Lifetime | Year 0: 0
| Turnover Style | Year 0: 0
Technology Variables
| Equipment | Year 0: Label; Year 1: Min Lifetime; Year 2: Max Lifetime; Year 3: Degradation; Year 4: Usage; Year 5: Available
| E1 | Year 1: 0; Year 2: 0; Year 3: 0%; Year 4: 0; Year 5: FALSE
| E2 | Year 1: 0; Year 2: 0; Year 3: 0%; Year 4: 0; Year 5: FALSE
| E3 | Year 1: 0; Year 2: 0; Year 3: 0%; Year 4: 0; Year 5: FALSE
| E4 | Year 1: 0; Year 2: 0; Year 3: 0%; Year 4: 0; Year 5: FALSE
| E5 | Year 1: 0; Year 2: 0; Year 3: 0%; Year 4: 0; Year 5: FALSE
| E6 | Year 1: 0; Year 2: 0; Year 3: 0%; Year 4: 0; Year 5: FALSE
| E7 | Year 1: 0; Year 2: 0; Year 3: 0%; Year 4: 0; Year 5: FALSE
| E8 | Year 1: 0; Year 2: 0; Year 3: 0%; Year 4: 0; Year 5: FALSE
| E9 | Year 1: 0; Year 2: 0; Year 3: 0%; Year 4: 0; Year 5: FALSE
| E10 | Year 1: 0; Year 2: 0; Year 3: 0%; Year 4: 0; Year 5: FALSE
Original Forecast Results
| Year | Year 0 | Year 1 | Year 2 | Year 3 | Year 4 | Year 5 | Year 6 | Year 7 | Year 8 | Year 9 | Year 10 | Year 11 | Year 12 | Year 13 | Year 14 | Year 15 | Year 16 | Year 17 | Year 18 | Year 19 | Year 20 | Year 21 | Year 22 | Year 23 | Year 24 | Year 25 | Year 26 | Year 27 | Year 28 | Year 29 | Year 30 | Key
| Units | 0 | 0 | 0 | 0 | 0 | 0 | 0 | 0 | 0 | 0 | 0 | 0 | 0 | 0 | 0 | 0 | 0 | 0 | 0 | 0 | 0 | 0 | 0 | 0 | 0 | 0 | 0 | 0 | 0 | 0 | 0 | #REF! |  |  |  |  | 301957.8232
| Usage | 0 | 0 | 0 | 0 | 0 | 0 | 0 | 0 | 0 | 0 | 0 | 0 | 0 | 0 | 0 | 0 | 0 | 0 | 0 | 0 | 0 | 0 | 0 | 0 | 0 | 0 | 0 | 0 | 0 | 0 | 0 | #REF! |  |  |  |  | 1698.6543
| Peak Demand (S) | 0 | 0 | 0 | 0 | 0 | 0 | 0 | 0 | 0 | 0 | 0 | 0 | 0 | 0 | 0 | 0 | 0 | 0 | 0 | 0 | 0 | 0 | 0 | 0 | 0 | 0 | 0 | 0 | 0 | 0 | 0 | #REF! |  |  |  |  | 0
| Peak Demand (W) | 0 | 0 | 0 | 0 | 0 | 0 | 0 | 0 | 0 | 0 | 0 | 0 | 0 | 0 | 0 | 0 | 0 | 0 | 0 | 0 | 0 | 0 | 0 | 0 | 0 | 0 | 0 | 0 | 0 | 0 | 0 | #REF! |  |  |  |  | 884.6119
| Turnover | 0 | 0 | 0 | 0 | 0 | 0 | 0 | 0 | 0 | 0 | 0 | 0 | 0 | 0 | 0 | 0 | 0 | 0 | 0 | 0 | 0 | 0 | 0 | 0 | 0 | 0 | 0 | 0 | 0 | 0 | 0 | #REF! |  |  |  |  | 6885.4476
| Avg. Replacement Usage | 0 | 0 | 0 | 0 | 0 | 0 | 0 | 0 | 0 | 0 | 0 | 0 | 0 | 0 | 0 | 0 | 0 | 0 | 0 | 0 | 0 | 0 | 0 | 0 | 0 | 0 | 0 | 0 | 0 | 0 | 0 | #REF! |  |  |  |  | 5638.8522
| Avg. Replacement Demand (S) | 0 | 0 | 0 | 0 | 0 | 0 | 0 | 0 | 0 | 0 | 0 | 0 | 0 | 0 | 0 | 0 | 0 | 0 | 0 | 0 | 0 | 0 | 0 | 0 | 0 | 0 | 0 | 0 | 0 | 0 | 0 | #REF! |  |  |  |  | 0
| Avg. Replacement Demand (W) | 0 | 0 | 0 | 0 | 0 | 0 | 0 | 0 | 0 | 0 | 0 | 0 | 0 | 0 | 0 | 0 | 0 | 0 | 0 | 0 | 0 | 0 | 0 | 0 | 0 | 0 | 0 | 0 | 0 | 0 | 0 | #REF! |  |  |  |  | 2.9366
Tech Forecast Stock
| Year | Year 0 | Year 1 | Year 2 | Year 3 | Year 4 | Year 5 | Year 6 | Year 7 | Year 8 | Year 9 | Year 10 | Year 11 | Year 12 | Year 13 | Year 14 | Year 15 | Year 16 | Year 17 | Year 18 | Year 19 | Year 20 | Year 21 | Year 22 | Year 23 | Year 24 | Year 25 | Year 26 | Year 27 | Year 28 | Year 29 | Year 30
| E1 | 0 | 0 | 0 | 0 | 0 | 0 | 0 | 0 | 0 | 0 | 0 | 0 | 0 | 0 | 0 | 0 | 0 | 0 | 0 | 0 | 0 | 0 | 0 | 0 | 0 | 0 | 0 | 0 | 0 | 0 | 0
| E2 | 0 | 0 | 0 | 0 | 0 | 0 | 0 | 0 | 0 | 0 | 0 | 0 | 0 | 0 | 0 | 0 | 0 | 0 | 0 | 0 | 0 | 0 | 0 | 0 | 0 | 0 | 0 | 0 | 0 | 0 | 0
| E3 | 0 | 0 | 0 | 0 | 0 | 0 | 0 | 0 | 0 | 0 | 0 | 0 | 0 | 0 | 0 | 0 | 0 | 0 | 0 | 0 | 0 | 0 | 0 | 0 | 0 | 0 | 0 | 0 | 0 | 0 | 0
| E4 | 0 | 0 | 0 | 0 | 0 | 0 | 0 | 0 | 0 | 0 | 0 | 0 | 0 | 0 | 0 | 0 | 0 | 0 | 0 | 0 | 0 | 0 | 0 | 0 | 0 | 0 | 0 | 0 | 0 | 0 | 0
| E5 | 0 | 0 | 0 | 0 | 0 | 0 | 0 | 0 | 0 | 0 | 0 | 0 | 0 | 0 | 0 | 0 | 0 | 0 | 0 | 0 | 0 | 0 | 0 | 0 | 0 | 0 | 0 | 0 | 0 | 0 | 0
| E6 | 0 | 0 | 0 | 0 | 0 | 0 | 0 | 0 | 0 | 0 | 0 | 0 | 0 | 0 | 0 | 0 | 0 | 0 | 0 | 0 | 0 | 0 | 0 | 0 | 0 | 0 | 0 | 0 | 0 | 0 | 0
| E7 | 0 | 0 | 0 | 0 | 0 | 0 | 0 | 0 | 0 | 0 | 0 | 0 | 0 | 0 | 0 | 0 | 0 | 0 | 0 | 0 | 0 | 0 | 0 | 0 | 0 | 0 | 0 | 0 | 0 | 0 | 0
| E8 | 0 | 0 | 0 | 0 | 0 | 0 | 0 | 0 | 0 | 0 | 0 | 0 | 0 | 0 | 0 | 0 | 0 | 0 | 0 | 0 | 0 | 0 | 0 | 0 | 0 | 0 | 0 | 0 | 0 | 0 | 0
| E9 | 0 | 0 | 0 | 0 | 0 | 0 | 0 | 0 | 0 | 0 | 0 | 0 | 0 | 0 | 0 | 0 | 0 | 0 | 0 | 0 | 0 | 0 | 0 | 0 | 0 | 0 | 0 | 0 | 0 | 0 | 0
| E10 | 0 | 0 | 0 | 0 | 0 | 0 | 0 | 0 | 0 | 0 | 0 | 0 | 0 | 0 | 0 | 0 | 0 | 0 | 0 | 0 | 0 | 0 | 0 | 0 | 0 | 0 | 0 | 0 | 0 | 0 | 0
| Vintage | 0 | 0 | 0 | 0 | 0 | 0 | 0 | 0 | 0 | 0 | 0 | 0 | 0 | 0 | 0 | 0 | 0 | 0 | 0 | 0 | 0 | 0 | 0 | 0 | 0 | 0 | 0 | 0 | 0 | 0 | 0
Stock for Switching
| Year | Year 0 | Year 1 | Year 2 | Year 3 | Year 4 | Year 5 | Year 6 | Year 7 | Year 8 | Year 9 | Year 10 | Year 11 | Year 12 | Year 13 | Year 14 | Year 15 | Year 16 | Year 17 | Year 18 | Year 19 | Year 20 | Year 21 | Year 22 | Year 23 | Year 24 | Year 25 | Year 26 | Year 27 | Year 28 | Year 29 | Year 30
| E1 | 0 | 0 | 0 | 0 | 0 | 0 | 0 | 0 | 0 | 0 | 0 | 0 | 0 | 0 | 0 | 0 | 0 | 0 | 0 | 0 | 0 | 0 | 0 | 0 | 0 | 0 | 0 | 0 | 0 | 0 | 0 | 0_E1_SysStock
| E2 | 0 | 0 | 0 | 0 | 0 | 0 | 0 | 0 | 0 | 0 | 0 | 0 | 0 | 0 | 0 | 0 | 0 | 0 | 0 | 0 | 0 | 0 | 0 | 0 | 0 | 0 | 0 | 0 | 0 | 0 | 0 | 0_E2_SysStock
| E3 | 0 | 0 | 0 | 0 | 0 | 0 | 0 | 0 | 0 | 0 | 0 | 0 | 0 | 0 | 0 | 0 | 0 | 0 | 0 | 0 | 0 | 0 | 0 | 0 | 0 | 0 | 0 | 0 | 0 | 0 | 0 | 0_E3_SysStock
| E4 | 0 | 0 | 0 | 0 | 0 | 0 | 0 | 0 | 0 | 0 | 0 | 0 | 0 | 0 | 0 | 0 | 0 | 0 | 0 | 0 | 0 | 0 | 0 | 0 | 0 | 0 | 0 | 0 | 0 | 0 | 0 | 0_E4_SysStock
| E5 | 0 | 0 | 0 | 0 | 0 | 0 | 0 | 0 | 0 | 0 | 0 | 0 | 0 | 0 | 0 | 0 | 0 | 0 | 0 | 0 | 0 | 0 | 0 | 0 | 0 | 0 | 0 | 0 | 0 | 0 | 0 | 0_E5_SysStock
| E6 | 0 | 0 | 0 | 0 | 0 | 0 | 0 | 0 | 0 | 0 | 0 | 0 | 0 | 0 | 0 | 0 | 0 | 0 | 0 | 0 | 0 | 0 | 0 | 0 | 0 | 0 | 0 | 0 | 0 | 0 | 0 | 0_E6_SysStock
| E7 | 0 | 0 | 0 | 0 | 0 | 0 | 0 | 0 | 0 | 0 | 0 | 0 | 0 | 0 | 0 | 0 | 0 | 0 | 0 | 0 | 0 | 0 | 0 | 0 | 0 | 0 | 0 | 0 | 0 | 0 | 0 | 0_E7_SysStock
| E8 | 0 | 0 | 0 | 0 | 0 | 0 | 0 | 0 | 0 | 0 | 0 | 0 | 0 | 0 | 0 | 0 | 0 | 0 | 0 | 0 | 0 | 0 | 0 | 0 | 0 | 0 | 0 | 0 | 0 | 0 | 0 | 0_E8_SysStock
| E9 | 0 | 0 | 0 | 0 | 0 | 0 | 0 | 0 | 0 | 0 | 0 | 0 | 0 | 0 | 0 | 0 | 0 | 0 | 0 | 0 | 0 | 0 | 0 | 0 | 0 | 0 | 0 | 0 | 0 | 0 | 0 | 0_E9_SysStock
| E10 | 0 | 0 | 0 | 0 | 0 | 0 | 0 | 0 | 0 | 0 | 0 | 0 | 0 | 0 | 0 | 0 | 0 | 0 | 0 | 0 | 0 | 0 | 0 | 0 | 0 | 0 | 0 | 0 | 0 | 0 | 0 | 0_E10_SysStock
| Vintage | 0 | 0 | 0 | 0 | 0 | 0 | 0 | 0 | 0 | 0 | 0 | 0 | 0 | 0 | 0 | 0 | 0 | 0 | 0 | 0 | 0 | 0 | 0 | 0 | 0 | 0 | 0 | 0 | 0 | 0 | 0 | 0_Vintage_SysStock
Tech Forecast Purchases
| Year | Year 0 | Year 1 | Year 2 | Year 3 | Year 4 | Year 5 | Year 6 | Year 7 | Year 8 | Year 9 | Year 10 | Year 11 | Year 12 | Year 13 | Year 14 | Year 15 | Year 16 | Year 17 | Year 18 | Year 19 | Year 20 | Year 21 | Year 22 | Year 23 | Year 24 | Year 25 | Year 26 | Year 27 | Year 28 | Year 29 | Year 30
| E1 | 0 | 0 | 0 | 0 | 0 | 0 | 0 | 0 | 0 | 0 | 0 | 0 | 0 | 0 | 0 | 0 | 0 | 0 | 0 | 0 | 0 | 0 | 0 | 0 | 0 | 0 | 0 | 0 | 0 | 0 | 0
| E2 | 0 | 0 | 0 | 0 | 0 | 0 | 0 | 0 | 0 | 0 | 0 | 0 | 0 | 0 | 0 | 0 | 0 | 0 | 0 | 0 | 0 | 0 | 0 | 0 | 0 | 0 | 0 | 0 | 0 | 0 | 0
| E3 | 0 | 0 | 0 | 0 | 0 | 0 | 0 | 0 | 0 | 0 | 0 | 0 | 0 | 0 | 0 | 0 | 0 | 0 | 0 | 0 | 0 | 0 | 0 | 0 | 0 | 0 | 0 | 0 | 0 | 0 | 0
| E4 | 0 | 0 | 0 | 0 | 0 | 0 | 0 | 0 | 0 | 0 | 0 | 0 | 0 | 0 | 0 | 0 | 0 | 0 | 0 | 0 | 0 | 0 | 0 | 0 | 0 | 0 | 0 | 0 | 0 | 0 | 0
| E5 | 0 | 0 | 0 | 0 | 0 | 0 | 0 | 0 | 0 | 0 | 0 | 0 | 0 | 0 | 0 | 0 | 0 | 0 | 0 | 0 | 0 | 0 | 0 | 0 | 0 | 0 | 0 | 0 | 0 | 0 | 0
| E6 | 0 | 0 | 0 | 0 | 0 | 0 | 0 | 0 | 0 | 0 | 0 | 0 | 0 | 0 | 0 | 0 | 0 | 0 | 0 | 0 | 0 | 0 | 0 | 0 | 0 | 0 | 0 | 0 | 0 | 0 | 0
| E7 | 0 | 0 | 0 | 0 | 0 | 0 | 0 | 0 | 0 | 0 | 0 | 0 | 0 | 0 | 0 | 0 | 0 | 0 | 0 | 0 | 0 | 0 | 0 | 0 | 0 | 0 | 0 | 0 | 0 | 0 | 0
| E8 | 0 | 0 | 0 | 0 | 0 | 0 | 0 | 0 | 0 | 0 | 0 | 0 | 0 | 0 | 0 | 0 | 0 | 0 | 0 | 0 | 0 | 0 | 0 | 0 | 0 | 0 | 0 | 0 | 0 | 0 | 0
| E9 | 0 | 0 | 0 | 0 | 0 | 0 | 0 | 0 | 0 | 0 | 0 | 0 | 0 | 0 | 0 | 0 | 0 | 0 | 0 | 0 | 0 | 0 | 0 | 0 | 0 | 0 | 0 | 0 | 0 | 0 | 0
| E10 | 0 | 0 | 0 | 0 | 0 | 0 | 0 | 0 | 0 | 0 | 0 | 0 | 0 | 0 | 0 | 0 | 0 | 0 | 0 | 0 | 0 | 0 | 0 | 0 | 0 | 0 | 0 | 0 | 0 | 0 | 0
Potential to Switch
| Year | Year 0 | Year 1 | Year 2 | Year 3 | Year 4 | Year 5 | Year 6 | Year 7 | Year 8 | Year 9 | Year 10 | Year 11 | Year 12 | Year 13 | Year 14 | Year 15 | Year 16 | Year 17 | Year 18 | Year 19 | Year 20 | Year 21 | Year 22 | Year 23 | Year 24 | Year 25 | Year 26 | Year 27 | Year 28 | Year 29 | Year 30
| E1 | 0 | 0 | 0 | 0 | 0 | 0 | 0 | 0 | 0 | 0 | 0 | 0 | 0 | 0 | 0 | 0 | 0 | 0 | 0 | 0 | 0 | 0 | 0 | 0 | 0 | 0 | 0 | 0 | 0 | 0 | 0 | 0_E1_Switched Out
| E2 | 0 | 0 | 0 | 0 | 0 | 0 | 0 | 0 | 0 | 0 | 0 | 0 | 0 | 0 | 0 | 0 | 0 | 0 | 0 | 0 | 0 | 0 | 0 | 0 | 0 | 0 | 0 | 0 | 0 | 0 | 0 | 0_E2_Switched Out
| E3 | 0 | 0 | 0 | 0 | 0 | 0 | 0 | 0 | 0 | 0 | 0 | 0 | 0 | 0 | 0 | 0 | 0 | 0 | 0 | 0 | 0 | 0 | 0 | 0 | 0 | 0 | 0 | 0 | 0 | 0 | 0 | 0_E3_Switched Out
| E4 | 0 | 0 | 0 | 0 | 0 | 0 | 0 | 0 | 0 | 0 | 0 | 0 | 0 | 0 | 0 | 0 | 0 | 0 | 0 | 0 | 0 | 0 | 0 | 0 | 0 | 0 | 0 | 0 | 0 | 0 | 0 | 0_E4_Switched Out
| E5 | 0 | 0 | 0 | 0 | 0 | 0 | 0 | 0 | 0 | 0 | 0 | 0 | 0 | 0 | 0 | 0 | 0 | 0 | 0 | 0 | 0 | 0 | 0 | 0 | 0 | 0 | 0 | 0 | 0 | 0 | 0 | 0_E5_Switched Out
| E6 | 0 | 0 | 0 | 0 | 0 | 0 | 0 | 0 | 0 | 0 | 0 | 0 | 0 | 0 | 0 | 0 | 0 | 0 | 0 | 0 | 0 | 0 | 0 | 0 | 0 | 0 | 0 | 0 | 0 | 0 | 0 | 0_E6_Switched Out
| E7 | 0 | 0 | 0 | 0 | 0 | 0 | 0 | 0 | 0 | 0 | 0 | 0 | 0 | 0 | 0 | 0 | 0 | 0 | 0 | 0 | 0 | 0 | 0 | 0 | 0 | 0 | 0 | 0 | 0 | 0 | 0 | 0_E7_Switched Out
| E8 | 0 | 0 | 0 | 0 | 0 | 0 | 0 | 0 | 0 | 0 | 0 | 0 | 0 | 0 | 0 | 0 | 0 | 0 | 0 | 0 | 0 | 0 | 0 | 0 | 0 | 0 | 0 | 0 | 0 | 0 | 0 | 0_E8_Switched Out
| E9 | 0 | 0 | 0 | 0 | 0 | 0 | 0 | 0 | 0 | 0 | 0 | 0 | 0 | 0 | 0 | 0 | 0 | 0 | 0 | 0 | 0 | 0 | 0 | 0 | 0 | 0 | 0 | 0 | 0 | 0 | 0 | 0_E9_Switched Out
| E10 | 0 | 0 | 0 | 0 | 0 | 0 | 0 | 0 | 0 | 0 | 0 | 0 | 0 | 0 | 0 | 0 | 0 | 0 | 0 | 0 | 0 | 0 | 0 | 0 | 0 | 0 | 0 | 0 | 0 | 0 | 0 | 0_E10_Switched Out
Units Out
| E1 | 0 | 0 | 0 | 0 | 0 | 0 | 0 | 0 | 0 | 0 | 0 | 0 | 0 | 0 | 0 | 0 | 0 | 0 | 0 | 0 | 0 | 0 | 0 | 0 | 0 | 0 | 0 | 0 | 0 | 0 | 0
| E2 | 0 | 0 | 0 | 0 | 0 | 0 | 0 | 0 | 0 | 0 | 0 | 0 | 0 | 0 | 0 | 0 | 0 | 0 | 0 | 0 | 0 | 0 | 0 | 0 | 0 | 0 | 0 | 0 | 0 | 0 | 0
| E3 | 0 | 0 | 0 | 0 | 0 | 0 | 0 | 0 | 0 | 0 | 0 | 0 | 0 | 0 | 0 | 0 | 0 | 0 | 0 | 0 | 0 | 0 | 0 | 0 | 0 | 0 | 0 | 0 | 0 | 0 | 0
| E4 | 0 | 0 | 0 | 0 | 0 | 0 | 0 | 0 | 0 | 0 | 0 | 0 | 0 | 0 | 0 | 0 | 0 | 0 | 0 | 0 | 0 | 0 | 0 | 0 | 0 | 0 | 0 | 0 | 0 | 0 | 0
| E5 | 0 | 0 | 0 | 0 | 0 | 0 | 0 | 0 | 0 | 0 | 0 | 0 | 0 | 0 | 0 | 0 | 0 | 0 | 0 | 0 | 0 | 0 | 0 | 0 | 0 | 0 | 0 | 0 | 0 | 0 | 0
| E6 | 0 | 0 | 0 | 0 | 0 | 0 | 0 | 0 | 0 | 0 | 0 | 0 | 0 | 0 | 0 | 0 | 0 | 0 | 0 | 0 | 0 | 0 | 0 | 0 | 0 | 0 | 0 | 0 | 0 | 0 | 0
| E7 | 0 | 0 | 0 | 0 | 0 | 0 | 0 | 0 | 0 | 0 | 0 | 0 | 0 | 0 | 0 | 0 | 0 | 0 | 0 | 0 | 0 | 0 | 0 | 0 | 0 | 0 | 0 | 0 | 0 | 0 | 0
| E8 | 0 | 0 | 0 | 0 | 0 | 0 | 0 | 0 | 0 | 0 | 0 | 0 | 0 | 0 | 0 | 0 | 0 | 0 | 0 | 0 | 0 | 0 | 0 | 0 | 0 | 0 | 0 | 0 | 0 | 0 | 0
| E9 | 0 | 0 | 0 | 0 | 0 | 0 | 0 | 0 | 0 | 0 | 0 | 0 | 0 | 0 | 0 | 0 | 0 | 0 | 0 | 0 | 0 | 0 | 0 | 0 | 0 | 0 | 0 | 0 | 0 | 0 | 0
| E10 | 0 | 0 | 0 | 0 | 0 | 0 | 0 | 0 | 0 | 0 | 0 | 0 | 0 | 0 | 0 | 0 | 0 | 0 | 0 | 0 | 0 | 0 | 0 | 0 | 0 | 0 | 0 | 0 | 0 | 0 | 0
| Vintage | 0 | 0 | 0 | 0 | 0 | 0 | 0 | 0 | 0 | 0 | 0 | 0 | 0 | 0 | 0 | 0 | 0 | 0 | 0 | 0 | 0 | 0 | 0 | 0 | 0 | 0 | 0 | 0 | 0 | 0 | 0
Tech Purchase Shares
| Year | Year 0 | Year 1 | Year 2 | Year 3 | Year 4 | Year 5 | Year 6 | Year 7 | Year 8 | Year 9 | Year 10 | Year 11 | Year 12 | Year 13 | Year 14 | Year 15 | Year 16 | Year 17 | Year 18 | Year 19 | Year 20 | Year 21 | Year 22 | Year 23 | Year 24 | Year 25 | Year 26 | Year 27 | Year 28 | Year 29 | Year 30
E1 | bar: Year 0 to Year 30
E2 | bar: Year 0 to Year 30
E3 | bar: Year 0 to Year 30
E4 | bar: Year 0 to Year 30
E5 | bar: Year 0 to Year 30
E6 | bar: Year 0 to Year 30
E7 | bar: Year 0 to Year 30
E8 | bar: Year 0 to Year 30
E9 | bar: Year 0 to Year 30
E10 | bar: Year 0 to Year 30
Units In from Switching
| E1 | 0 | 0 | 0 | 0 | 0 | 0 | 0 | 0 | 0 | 0 | 0 | 0 | 0 | 0 | 0 | 0 | 0 | 0 | 0 | 0 | 0 | 0 | 0 | 0 | 0 | 0 | 0 | 0 | 0 | 0 | 0
| E2 | 0 | 0 | 0 | 0 | 0 | 0 | 0 | 0 | 0 | 0 | 0 | 0 | 0 | 0 | 0 | 0 | 0 | 0 | 0 | 0 | 0 | 0 | 0 | 0 | 0 | 0 | 0 | 0 | 0 | 0 | 0
| E3 | 0 | 0 | 0 | 0 | 0 | 0 | 0 | 0 | 0 | 0 | 0 | 0 | 0 | 0 | 0 | 0 | 0 | 0 | 0 | 0 | 0 | 0 | 0 | 0 | 0 | 0 | 0 | 0 | 0 | 0 | 0
| E4 | 0 | 0 | 0 | 0 | 0 | 0 | 0 | 0 | 0 | 0 | 0 | 0 | 0 | 0 | 0 | 0 | 0 | 0 | 0 | 0 | 0 | 0 | 0 | 0 | 0 | 0 | 0 | 0 | 0 | 0 | 0
| E5 | 0 | 0 | 0 | 0 | 0 | 0 | 0 | 0 | 0 | 0 | 0 | 0 | 0 | 0 | 0 | 0 | 0 | 0 | 0 | 0 | 0 | 0 | 0 | 0 | 0 | 0 | 0 | 0 | 0 | 0 | 0
| E6 | 0 | 0 | 0 | 0 | 0 | 0 | 0 | 0 | 0 | 0 | 0 | 0 | 0 | 0 | 0 | 0 | 0 | 0 | 0 | 0 | 0 | 0 | 0 | 0 | 0 | 0 | 0 | 0 | 0 | 0 | 0
| E7 | 0 | 0 | 0 | 0 | 0 | 0 | 0 | 0 | 0 | 0 | 0 | 0 | 0 | 0 | 0 | 0 | 0 | 0 | 0 | 0 | 0 | 0 | 0 | 0 | 0 | 0 | 0 | 0 | 0 | 0 | 0
| E8 | 0 | 0 | 0 | 0 | 0 | 0 | 0 | 0 | 0 | 0 | 0 | 0 | 0 | 0 | 0 | 0 | 0 | 0 | 0 | 0 | 0 | 0 | 0 | 0 | 0 | 0 | 0 | 0 | 0 | 0 | 0
| E9 | 0 | 0 | 0 | 0 | 0 | 0 | 0 | 0 | 0 | 0 | 0 | 0 | 0 | 0 | 0 | 0 | 0 | 0 | 0 | 0 | 0 | 0 | 0 | 0 | 0 | 0 | 0 | 0 | 0 | 0 | 0
| E10 | 0 | 0 | 0 | 0 | 0 | 0 | 0 | 0 | 0 | 0 | 0 | 0 | 0 | 0 | 0 | 0 | 0 | 0 | 0 | 0 | 0 | 0 | 0 | 0 | 0 | 0 | 0 | 0 | 0 | 0 | 0
| Vintage | 0 | 0 | 0 | 0 | 0 | 0 | 0 | 0 | 0 | 0 | 0 | 0 | 0 | 0 | 0 | 0 | 0 | 0 | 0 | 0 | 0 | 0 | 0 | 0 | 0 | 0 | 0 | 0 | 0 | 0 | 0
Net Change
| Year | Year 0 | Year 1 | Year 2 | Year 3 | Year 4 | Year 5 | Year 6 | Year 7 | Year 8 | Year 9 | Year 10 | Year 11 | Year 12 | Year 13 | Year 14 | Year 15 | Year 16 | Year 17 | Year 18 | Year 19 | Year 20 | Year 21 | Year 22 | Year 23 | Year 24 | Year 25 | Year 26 | Year 27 | Year 28 | Year 29 | Year 30 | Key
| Units | 0 | 0 | 0 | 0 | 0 | 0 | 0 | 0 | 0 | 0 | 0 | 0 | 0 | 0 | 0 | 0 | 0 | 0 | 0 | 0 | 0 | 0 | 0 | 0 | 0 | 0 | 0 | 0 | 0 | 0 | 0 | 0_Units |  |  |  |  | 301957.8232
| Usage | 0 | 0 | 0 | 0 | 0 | 0 | 0 | 0 | 0 | 0 | 0 | 0 | 0 | 0 | 0 | 0 | 0 | 0 | 0 | 0 | 0 | 0 | 0 | 0 | 0 | 0 | 0 | 0 | 0 | 0 | 0 | 0_Usage |  |  |  |  | 1698.6543
| Peak Demand (S) | 0 | 0 | 0 | 0 | 0 | 0 | 0 | 0 | 0 | 0 | 0 | 0 | 0 | 0 | 0 | 0 | 0 | 0 | 0 | 0 | 0 | 0 | 0 | 0 | 0 | 0 | 0 | 0 | 0 | 0 | 0 | 0_Peak Demand (S) |  |  |  |  | 0
| Peak Demand (W) | 0 | 0 | 0 | 0 | 0 | 0 | 0 | 0 | 0 | 0 | 0 | 0 | 0 | 0 | 0 | 0 | 0 | 0 | 0 | 0 | 0 | 0 | 0 | 0 | 0 | 0 | 0 | 0 | 0 | 0 | 0 | 0_Peak Demand (W) |  |  |  |  | 884.6119
| Turnover | 0 | 0 | 0 | 0 | 0 | 0 | 0 | 0 | 0 | 0 | 0 | 0 | 0 | 0 | 0 | 0 | 0 | 0 | 0 | 0 | 0 | 0 | 0 | 0 | 0 | 0 | 0 | 0 | 0 | 0 | 0 | 0_Turnover |  |  |  |  | 6885.4476
| Avg. Replacement Usage | 0 | 0 | 0 | 0 | 0 | 0 | 0 | 0 | 0 | 0 | 0 | 0 | 0 | 0 | 0 | 0 | 0 | 0 | 0 | 0 | 0 | 0 | 0 | 0 | 0 | 0 | 0 | 0 | 0 | 0 | 0 | 0_Avg. Replacement Usage |  |  |  |  | 5638.8522
| Avg. Replacement Demand (S) | 0 | 0 | 0 | 0 | 0 | 0 | 0 | 0 | 0 | 0 | 0 | 0 | 0 | 0 | 0 | 0 | 0 | 0 | 0 | 0 | 0 | 0 | 0 | 0 | 0 | 0 | 0 | 0 | 0 | 0 | 0 | 0_Avg. Replacement Demand (S) |  |  |  |  | 0
| Avg. Replacement Demand (W) | 0 | 0 | 0 | 0 | 0 | 0 | 0 | 0 | 0 | 0 | 0 | 0 | 0 | 0 | 0 | 0 | 0 | 0 | 0 | 0 | 0 | 0 | 0 | 0 | 0 | 0 | 0 | 0 | 0 | 0 | 0 | 0_Avg. Replacement Demand (W) |  |  |  |  | 2.9366
Purchases
| Year | Year 0 | Year 1 | Year 2 | Year 3 | Year 4 | Year 5 | Year 6 | Year 7 | Year 8 | Year 9 | Year 10 | Year 11 | Year 12 | Year 13 | Year 14 | Year 15 | Year 16 | Year 17 | Year 18 | Year 19 | Year 20 | Year 21 | Year 22 | Year 23 | Year 24 | Year 25 | Year 26 | Year 27 | Year 28 | Year 29 | Year 30
| E1 | 0 | 0 | 0 | 0 | 0 | 0 | 0 | 0 | 0 | 0 | 0 | 0 | 0 | 0 | 0 | 0 | 0 | 0 | 0 | 0 | 0 | 0 | 0 | 0 | 0 | 0 | 0 | 0 | 0 | 0 | 0 | 0_E1_Purchases |  |  |  |  | 6885.4476
| E2 | 0 | 0 | 0 | 0 | 0 | 0 | 0 | 0 | 0 | 0 | 0 | 0 | 0 | 0 | 0 | 0 | 0 | 0 | 0 | 0 | 0 | 0 | 0 | 0 | 0 | 0 | 0 | 0 | 0 | 0 | 0 | 0_E2_Purchases |  |  |  |  | 0
| E3 | 0 | 0 | 0 | 0 | 0 | 0 | 0 | 0 | 0 | 0 | 0 | 0 | 0 | 0 | 0 | 0 | 0 | 0 | 0 | 0 | 0 | 0 | 0 | 0 | 0 | 0 | 0 | 0 | 0 | 0 | 0 | 0_E3_Purchases |  |  |  |  | 0
| E4 | 0 | 0 | 0 | 0 | 0 | 0 | 0 | 0 | 0 | 0 | 0 | 0 | 0 | 0 | 0 | 0 | 0 | 0 | 0 | 0 | 0 | 0 | 0 | 0 | 0 | 0 | 0 | 0 | 0 | 0 | 0 | 0_E4_Purchases |  |  |  |  | 0
| E5 | 0 | 0 | 0 | 0 | 0 | 0 | 0 | 0 | 0 | 0 | 0 | 0 | 0 | 0 | 0 | 0 | 0 | 0 | 0 | 0 | 0 | 0 | 0 | 0 | 0 | 0 | 0 | 0 | 0 | 0 | 0 | 0_E5_Purchases |  |  |  |  | 0
| E6 | 0 | 0 | 0 | 0 | 0 | 0 | 0 | 0 | 0 | 0 | 0 | 0 | 0 | 0 | 0 | 0 | 0 | 0 | 0 | 0 | 0 | 0 | 0 | 0 | 0 | 0 | 0 | 0 | 0 | 0 | 0 | 0_E6_Purchases |  |  |  |  | 0
| E7 | 0 | 0 | 0 | 0 | 0 | 0 | 0 | 0 | 0 | 0 | 0 | 0 | 0 | 0 | 0 | 0 | 0 | 0 | 0 | 0 | 0 | 0 | 0 | 0 | 0 | 0 | 0 | 0 | 0 | 0 | 0 | 0_E7_Purchases |  |  |  |  | 0
| E8 | 0 | 0 | 0 | 0 | 0 | 0 | 0 | 0 | 0 | 0 | 0 | 0 | 0 | 0 | 0 | 0 | 0 | 0 | 0 | 0 | 0 | 0 | 0 | 0 | 0 | 0 | 0 | 0 | 0 | 0 | 0 | 0_E8_Purchases |  |  |  |  | 0
| E9 | 0 | 0 | 0 | 0 | 0 | 0 | 0 | 0 | 0 | 0 | 0 | 0 | 0 | 0 | 0 | 0 | 0 | 0 | 0 | 0 | 0 | 0 | 0 | 0 | 0 | 0 | 0 | 0 | 0 | 0 | 0 | 0_E9_Purchases |  |  |  |  | 0
| E10 | 0 | 0 | 0 | 0 | 0 | 0 | 0 | 0 | 0 | 0 | 0 | 0 | 0 | 0 | 0 | 0 | 0 | 0 | 0 | 0 | 0 | 0 | 0 | 0 | 0 | 0 | 0 | 0 | 0 | 0 | 0 | 0_E10_Purchases |  |  |  |  | 0
Stock
| Year | Year 0 | Year 1 | Year 2 | Year 3 | Year 4 | Year 5 | Year 6 | Year 7 | Year 8 | Year 9 | Year 10 | Year 11 | Year 12 | Year 13 | Year 14 | Year 15 | Year 16 | Year 17 | Year 18 | Year 19 | Year 20 | Year 21 | Year 22 | Year 23 | Year 24 | Year 25 | Year 26 | Year 27 | Year 28 | Year 29 | Year 30
| E1 | 0 | 0 | 0 | 0 | 0 | 0 | 0 | 0 | 0 | 0 | 0 | 0 | 0 | 0 | 0 | 0 | 0 | 0 | 0 | 0 | 0 | 0 | 0 | 0 | 0 | 0 | 0 | 0 | 0 | 0 | 0 | 0_E1_Stock |  |  |  |  | 13576.6093
| E2 | 0 | 0 | 0 | 0 | 0 | 0 | 0 | 0 | 0 | 0 | 0 | 0 | 0 | 0 | 0 | 0 | 0 | 0 | 0 | 0 | 0 | 0 | 0 | 0 | 0 | 0 | 0 | 0 | 0 | 0 | 0 | 0_E2_Stock |  |  |  |  | 0
| E3 | 0 | 0 | 0 | 0 | 0 | 0 | 0 | 0 | 0 | 0 | 0 | 0 | 0 | 0 | 0 | 0 | 0 | 0 | 0 | 0 | 0 | 0 | 0 | 0 | 0 | 0 | 0 | 0 | 0 | 0 | 0 | 0_E3_Stock |  |  |  |  | 0
| E4 | 0 | 0 | 0 | 0 | 0 | 0 | 0 | 0 | 0 | 0 | 0 | 0 | 0 | 0 | 0 | 0 | 0 | 0 | 0 | 0 | 0 | 0 | 0 | 0 | 0 | 0 | 0 | 0 | 0 | 0 | 0 | 0_E4_Stock |  |  |  |  | 0
| E5 | 0 | 0 | 0 | 0 | 0 | 0 | 0 | 0 | 0 | 0 | 0 | 0 | 0 | 0 | 0 | 0 | 0 | 0 | 0 | 0 | 0 | 0 | 0 | 0 | 0 | 0 | 0 | 0 | 0 | 0 | 0 | 0_E5_Stock |  |  |  |  | 0
| E6 | 0 | 0 | 0 | 0 | 0 | 0 | 0 | 0 | 0 | 0 | 0 | 0 | 0 | 0 | 0 | 0 | 0 | 0 | 0 | 0 | 0 | 0 | 0 | 0 | 0 | 0 | 0 | 0 | 0 | 0 | 0 | 0_E6_Stock |  |  |  |  | 0
| E7 | 0 | 0 | 0 | 0 | 0 | 0 | 0 | 0 | 0 | 0 | 0 | 0 | 0 | 0 | 0 | 0 | 0 | 0 | 0 | 0 | 0 | 0 | 0 | 0 | 0 | 0 | 0 | 0 | 0 | 0 | 0 | 0_E7_Stock |  |  |  |  | 0
| E8 | 0 | 0 | 0 | 0 | 0 | 0 | 0 | 0 | 0 | 0 | 0 | 0 | 0 | 0 | 0 | 0 | 0 | 0 | 0 | 0 | 0 | 0 | 0 | 0 | 0 | 0 | 0 | 0 | 0 | 0 | 0 | 0_E8_Stock |  |  |  |  | 0
| E9 | 0 | 0 | 0 | 0 | 0 | 0 | 0 | 0 | 0 | 0 | 0 | 0 | 0 | 0 | 0 | 0 | 0 | 0 | 0 | 0 | 0 | 0 | 0 | 0 | 0 | 0 | 0 | 0 | 0 | 0 | 0 | 0_E9_Stock |  |  |  |  | 0
| E10 | 0 | 0 | 0 | 0 | 0 | 0 | 0 | 0 | 0 | 0 | 0 | 0 | 0 | 0 | 0 | 0 | 0 | 0 | 0 | 0 | 0 | 0 | 0 | 0 | 0 | 0 | 0 | 0 | 0 | 0 | 0 | 0_E10_Stock |  |  |  |  | 0
| Vintage | 0 | 0 | 0 | 0 | 0 | 0 | 0 | 0 | 0 | 0 | 0 | 0 | 0 | 0 | 0 | 0 | 0 | 0 | 0 | 0 | 0 | 0 | 0 | 0 | 0 | 0 | 0 | 0 | 0 | 0 | 0 | 0_Vintage_Stock |  |  |  |  | 288381.2139
S4C2 |  | Year 0: System 4 Technology 2
Technology Variables
| Tech Key | Year 0: 0
| Peak Factor (S) | Year 0: 0
| Peak Factor (W) | Year 0: 0
| Min Vintage Lifetime | Year 0: 0
| Max Vintage Lifetime | Year 0: 0
| Turnover Style | Year 0: 0
Technology Variables
| Equipment | Year 0: Label; Year 1: Min Lifetime; Year 2: Max Lifetime; Year 3: Degradation; Year 4: Usage; Year 5: Available
| E1 | Year 1: 0; Year 2: 0; Year 3: 0%; Year 4: 0; Year 5: FALSE
| E2 | Year 1: 0; Year 2: 0; Year 3: 0%; Year 4: 0; Year 5: FALSE
| E3 | Year 1: 0; Year 2: 0; Year 3: 0%; Year 4: 0; Year 5: FALSE
| E4 | Year 1: 0; Year 2: 0; Year 3: 0%; Year 4: 0; Year 5: FALSE
| E5 | Year 1: 0; Year 2: 0; Year 3: 0%; Year 4: 0; Year 5: FALSE
| E6 | Year 1: 0; Year 2: 0; Year 3: 0%; Year 4: 0; Year 5: FALSE
| E7 | Year 1: 0; Year 2: 0; Year 3: 0%; Year 4: 0; Year 5: FALSE
| E8 | Year 1: 0; Year 2: 0; Year 3: 0%; Year 4: 0; Year 5: FALSE
| E9 | Year 1: 0; Year 2: 0; Year 3: 0%; Year 4: 0; Year 5: FALSE
| E10 | Year 1: 0; Year 2: 0; Year 3: 0%; Year 4: 0; Year 5: FALSE
Original Forecast Results
| Year | Year 0 | Year 1 | Year 2 | Year 3 | Year 4 | Year 5 | Year 6 | Year 7 | Year 8 | Year 9 | Year 10 | Year 11 | Year 12 | Year 13 | Year 14 | Year 15 | Year 16 | Year 17 | Year 18 | Year 19 | Year 20 | Year 21 | Year 22 | Year 23 | Year 24 | Year 25 | Year 26 | Year 27 | Year 28 | Year 29 | Year 30 | Key
| Units | 0 | 0 | 0 | 0 | 0 | 0 | 0 | 0 | 0 | 0 | 0 | 0 | 0 | 0 | 0 | 0 | 0 | 0 | 0 | 0 | 0 | 0 | 0 | 0 | 0 | 0 | 0 | 0 | 0 | 0 | 0 | #REF! |  |  |  |  | 301957.8232
| Usage | 0 | 0 | 0 | 0 | 0 | 0 | 0 | 0 | 0 | 0 | 0 | 0 | 0 | 0 | 0 | 0 | 0 | 0 | 0 | 0 | 0 | 0 | 0 | 0 | 0 | 0 | 0 | 0 | 0 | 0 | 0 | #REF! |  |  |  |  | 1698.6543
| Peak Demand (S) | 0 | 0 | 0 | 0 | 0 | 0 | 0 | 0 | 0 | 0 | 0 | 0 | 0 | 0 | 0 | 0 | 0 | 0 | 0 | 0 | 0 | 0 | 0 | 0 | 0 | 0 | 0 | 0 | 0 | 0 | 0 | #REF! |  |  |  |  | 0
| Peak Demand (W) | 0 | 0 | 0 | 0 | 0 | 0 | 0 | 0 | 0 | 0 | 0 | 0 | 0 | 0 | 0 | 0 | 0 | 0 | 0 | 0 | 0 | 0 | 0 | 0 | 0 | 0 | 0 | 0 | 0 | 0 | 0 | #REF! |  |  |  |  | 884.6119
| Turnover | 0 | 0 | 0 | 0 | 0 | 0 | 0 | 0 | 0 | 0 | 0 | 0 | 0 | 0 | 0 | 0 | 0 | 0 | 0 | 0 | 0 | 0 | 0 | 0 | 0 | 0 | 0 | 0 | 0 | 0 | 0 | #REF! |  |  |  |  | 6885.4476
| Avg. Replacement Usage | 0 | 0 | 0 | 0 | 0 | 0 | 0 | 0 | 0 | 0 | 0 | 0 | 0 | 0 | 0 | 0 | 0 | 0 | 0 | 0 | 0 | 0 | 0 | 0 | 0 | 0 | 0 | 0 | 0 | 0 | 0 | #REF! |  |  |  |  | 5638.8522
| Avg. Replacement Demand (S) | 0 | 0 | 0 | 0 | 0 | 0 | 0 | 0 | 0 | 0 | 0 | 0 | 0 | 0 | 0 | 0 | 0 | 0 | 0 | 0 | 0 | 0 | 0 | 0 | 0 | 0 | 0 | 0 | 0 | 0 | 0 | #REF! |  |  |  |  | 0
| Avg. Replacement Demand (W) | 0 | 0 | 0 | 0 | 0 | 0 | 0 | 0 | 0 | 0 | 0 | 0 | 0 | 0 | 0 | 0 | 0 | 0 | 0 | 0 | 0 | 0 | 0 | 0 | 0 | 0 | 0 | 0 | 0 | 0 | 0 | #REF! |  |  |  |  | 2.9366
Tech Forecast Stock
| Year | Year 0 | Year 1 | Year 2 | Year 3 | Year 4 | Year 5 | Year 6 | Year 7 | Year 8 | Year 9 | Year 10 | Year 11 | Year 12 | Year 13 | Year 14 | Year 15 | Year 16 | Year 17 | Year 18 | Year 19 | Year 20 | Year 21 | Year 22 | Year 23 | Year 24 | Year 25 | Year 26 | Year 27 | Year 28 | Year 29 | Year 30
| E1 | 0 | 0 | 0 | 0 | 0 | 0 | 0 | 0 | 0 | 0 | 0 | 0 | 0 | 0 | 0 | 0 | 0 | 0 | 0 | 0 | 0 | 0 | 0 | 0 | 0 | 0 | 0 | 0 | 0 | 0 | 0
| E2 | 0 | 0 | 0 | 0 | 0 | 0 | 0 | 0 | 0 | 0 | 0 | 0 | 0 | 0 | 0 | 0 | 0 | 0 | 0 | 0 | 0 | 0 | 0 | 0 | 0 | 0 | 0 | 0 | 0 | 0 | 0
| E3 | 0 | 0 | 0 | 0 | 0 | 0 | 0 | 0 | 0 | 0 | 0 | 0 | 0 | 0 | 0 | 0 | 0 | 0 | 0 | 0 | 0 | 0 | 0 | 0 | 0 | 0 | 0 | 0 | 0 | 0 | 0
| E4 | 0 | 0 | 0 | 0 | 0 | 0 | 0 | 0 | 0 | 0 | 0 | 0 | 0 | 0 | 0 | 0 | 0 | 0 | 0 | 0 | 0 | 0 | 0 | 0 | 0 | 0 | 0 | 0 | 0 | 0 | 0
| E5 | 0 | 0 | 0 | 0 | 0 | 0 | 0 | 0 | 0 | 0 | 0 | 0 | 0 | 0 | 0 | 0 | 0 | 0 | 0 | 0 | 0 | 0 | 0 | 0 | 0 | 0 | 0 | 0 | 0 | 0 | 0
| E6 | 0 | 0 | 0 | 0 | 0 | 0 | 0 | 0 | 0 | 0 | 0 | 0 | 0 | 0 | 0 | 0 | 0 | 0 | 0 | 0 | 0 | 0 | 0 | 0 | 0 | 0 | 0 | 0 | 0 | 0 | 0
| E7 | 0 | 0 | 0 | 0 | 0 | 0 | 0 | 0 | 0 | 0 | 0 | 0 | 0 | 0 | 0 | 0 | 0 | 0 | 0 | 0 | 0 | 0 | 0 | 0 | 0 | 0 | 0 | 0 | 0 | 0 | 0
| E8 | 0 | 0 | 0 | 0 | 0 | 0 | 0 | 0 | 0 | 0 | 0 | 0 | 0 | 0 | 0 | 0 | 0 | 0 | 0 | 0 | 0 | 0 | 0 | 0 | 0 | 0 | 0 | 0 | 0 | 0 | 0
| E9 | 0 | 0 | 0 | 0 | 0 | 0 | 0 | 0 | 0 | 0 | 0 | 0 | 0 | 0 | 0 | 0 | 0 | 0 | 0 | 0 | 0 | 0 | 0 | 0 | 0 | 0 | 0 | 0 | 0 | 0 | 0
| E10 | 0 | 0 | 0 | 0 | 0 | 0 | 0 | 0 | 0 | 0 | 0 | 0 | 0 | 0 | 0 | 0 | 0 | 0 | 0 | 0 | 0 | 0 | 0 | 0 | 0 | 0 | 0 | 0 | 0 | 0 | 0
| Vintage | 0 | 0 | 0 | 0 | 0 | 0 | 0 | 0 | 0 | 0 | 0 | 0 | 0 | 0 | 0 | 0 | 0 | 0 | 0 | 0 | 0 | 0 | 0 | 0 | 0 | 0 | 0 | 0 | 0 | 0 | 0
Stock for Switching
| Year | Year 0 | Year 1 | Year 2 | Year 3 | Year 4 | Year 5 | Year 6 | Year 7 | Year 8 | Year 9 | Year 10 | Year 11 | Year 12 | Year 13 | Year 14 | Year 15 | Year 16 | Year 17 | Year 18 | Year 19 | Year 20 | Year 21 | Year 22 | Year 23 | Year 24 | Year 25 | Year 26 | Year 27 | Year 28 | Year 29 | Year 30
| E1 | 0 | 0 | 0 | 0 | 0 | 0 | 0 | 0 | 0 | 0 | 0 | 0 | 0 | 0 | 0 | 0 | 0 | 0 | 0 | 0 | 0 | 0 | 0 | 0 | 0 | 0 | 0 | 0 | 0 | 0 | 0 | 0_E1_SysStock
| E2 | 0 | 0 | 0 | 0 | 0 | 0 | 0 | 0 | 0 | 0 | 0 | 0 | 0 | 0 | 0 | 0 | 0 | 0 | 0 | 0 | 0 | 0 | 0 | 0 | 0 | 0 | 0 | 0 | 0 | 0 | 0 | 0_E2_SysStock
| E3 | 0 | 0 | 0 | 0 | 0 | 0 | 0 | 0 | 0 | 0 | 0 | 0 | 0 | 0 | 0 | 0 | 0 | 0 | 0 | 0 | 0 | 0 | 0 | 0 | 0 | 0 | 0 | 0 | 0 | 0 | 0 | 0_E3_SysStock
| E4 | 0 | 0 | 0 | 0 | 0 | 0 | 0 | 0 | 0 | 0 | 0 | 0 | 0 | 0 | 0 | 0 | 0 | 0 | 0 | 0 | 0 | 0 | 0 | 0 | 0 | 0 | 0 | 0 | 0 | 0 | 0 | 0_E4_SysStock
| E5 | 0 | 0 | 0 | 0 | 0 | 0 | 0 | 0 | 0 | 0 | 0 | 0 | 0 | 0 | 0 | 0 | 0 | 0 | 0 | 0 | 0 | 0 | 0 | 0 | 0 | 0 | 0 | 0 | 0 | 0 | 0 | 0_E5_SysStock
| E6 | 0 | 0 | 0 | 0 | 0 | 0 | 0 | 0 | 0 | 0 | 0 | 0 | 0 | 0 | 0 | 0 | 0 | 0 | 0 | 0 | 0 | 0 | 0 | 0 | 0 | 0 | 0 | 0 | 0 | 0 | 0 | 0_E6_SysStock
| E7 | 0 | 0 | 0 | 0 | 0 | 0 | 0 | 0 | 0 | 0 | 0 | 0 | 0 | 0 | 0 | 0 | 0 | 0 | 0 | 0 | 0 | 0 | 0 | 0 | 0 | 0 | 0 | 0 | 0 | 0 | 0 | 0_E7_SysStock
| E8 | 0 | 0 | 0 | 0 | 0 | 0 | 0 | 0 | 0 | 0 | 0 | 0 | 0 | 0 | 0 | 0 | 0 | 0 | 0 | 0 | 0 | 0 | 0 | 0 | 0 | 0 | 0 | 0 | 0 | 0 | 0 | 0_E8_SysStock
| E9 | 0 | 0 | 0 | 0 | 0 | 0 | 0 | 0 | 0 | 0 | 0 | 0 | 0 | 0 | 0 | 0 | 0 | 0 | 0 | 0 | 0 | 0 | 0 | 0 | 0 | 0 | 0 | 0 | 0 | 0 | 0 | 0_E9_SysStock
| E10 | 0 | 0 | 0 | 0 | 0 | 0 | 0 | 0 | 0 | 0 | 0 | 0 | 0 | 0 | 0 | 0 | 0 | 0 | 0 | 0 | 0 | 0 | 0 | 0 | 0 | 0 | 0 | 0 | 0 | 0 | 0 | 0_E10_SysStock
| Vintage | 0 | 0 | 0 | 0 | 0 | 0 | 0 | 0 | 0 | 0 | 0 | 0 | 0 | 0 | 0 | 0 | 0 | 0 | 0 | 0 | 0 | 0 | 0 | 0 | 0 | 0 | 0 | 0 | 0 | 0 | 0 | 0_Vintage_SysStock
Tech Forecast Purchases
| Year | Year 0 | Year 1 | Year 2 | Year 3 | Year 4 | Year 5 | Year 6 | Year 7 | Year 8 | Year 9 | Year 10 | Year 11 | Year 12 | Year 13 | Year 14 | Year 15 | Year 16 | Year 17 | Year 18 | Year 19 | Year 20 | Year 21 | Year 22 | Year 23 | Year 24 | Year 25 | Year 26 | Year 27 | Year 28 | Year 29 | Year 30
| E1 | 0 | 0 | 0 | 0 | 0 | 0 | 0 | 0 | 0 | 0 | 0 | 0 | 0 | 0 | 0 | 0 | 0 | 0 | 0 | 0 | 0 | 0 | 0 | 0 | 0 | 0 | 0 | 0 | 0 | 0 | 0
| E2 | 0 | 0 | 0 | 0 | 0 | 0 | 0 | 0 | 0 | 0 | 0 | 0 | 0 | 0 | 0 | 0 | 0 | 0 | 0 | 0 | 0 | 0 | 0 | 0 | 0 | 0 | 0 | 0 | 0 | 0 | 0
| E3 | 0 | 0 | 0 | 0 | 0 | 0 | 0 | 0 | 0 | 0 | 0 | 0 | 0 | 0 | 0 | 0 | 0 | 0 | 0 | 0 | 0 | 0 | 0 | 0 | 0 | 0 | 0 | 0 | 0 | 0 | 0
| E4 | 0 | 0 | 0 | 0 | 0 | 0 | 0 | 0 | 0 | 0 | 0 | 0 | 0 | 0 | 0 | 0 | 0 | 0 | 0 | 0 | 0 | 0 | 0 | 0 | 0 | 0 | 0 | 0 | 0 | 0 | 0
| E5 | 0 | 0 | 0 | 0 | 0 | 0 | 0 | 0 | 0 | 0 | 0 | 0 | 0 | 0 | 0 | 0 | 0 | 0 | 0 | 0 | 0 | 0 | 0 | 0 | 0 | 0 | 0 | 0 | 0 | 0 | 0
| E6 | 0 | 0 | 0 | 0 | 0 | 0 | 0 | 0 | 0 | 0 | 0 | 0 | 0 | 0 | 0 | 0 | 0 | 0 | 0 | 0 | 0 | 0 | 0 | 0 | 0 | 0 | 0 | 0 | 0 | 0 | 0
| E7 | 0 | 0 | 0 | 0 | 0 | 0 | 0 | 0 | 0 | 0 | 0 | 0 | 0 | 0 | 0 | 0 | 0 | 0 | 0 | 0 | 0 | 0 | 0 | 0 | 0 | 0 | 0 | 0 | 0 | 0 | 0
| E8 | 0 | 0 | 0 | 0 | 0 | 0 | 0 | 0 | 0 | 0 | 0 | 0 | 0 | 0 | 0 | 0 | 0 | 0 | 0 | 0 | 0 | 0 | 0 | 0 | 0 | 0 | 0 | 0 | 0 | 0 | 0
| E9 | 0 | 0 | 0 | 0 | 0 | 0 | 0 | 0 | 0 | 0 | 0 | 0 | 0 | 0 | 0 | 0 | 0 | 0 | 0 | 0 | 0 | 0 | 0 | 0 | 0 | 0 | 0 | 0 | 0 | 0 | 0
| E10 | 0 | 0 | 0 | 0 | 0 | 0 | 0 | 0 | 0 | 0 | 0 | 0 | 0 | 0 | 0 | 0 | 0 | 0 | 0 | 0 | 0 | 0 | 0 | 0 | 0 | 0 | 0 | 0 | 0 | 0 | 0
Potential to Switch
| Year | Year 0 | Year 1 | Year 2 | Year 3 | Year 4 | Year 5 | Year 6 | Year 7 | Year 8 | Year 9 | Year 10 | Year 11 | Year 12 | Year 13 | Year 14 | Year 15 | Year 16 | Year 17 | Year 18 | Year 19 | Year 20 | Year 21 | Year 22 | Year 23 | Year 24 | Year 25 | Year 26 | Year 27 | Year 28 | Year 29 | Year 30
| E1 | 0 | 0 | 0 | 0 | 0 | 0 | 0 | 0 | 0 | 0 | 0 | 0 | 0 | 0 | 0 | 0 | 0 | 0 | 0 | 0 | 0 | 0 | 0 | 0 | 0 | 0 | 0 | 0 | 0 | 0 | 0 | 0_E1_Switched Out
| E2 | 0 | 0 | 0 | 0 | 0 | 0 | 0 | 0 | 0 | 0 | 0 | 0 | 0 | 0 | 0 | 0 | 0 | 0 | 0 | 0 | 0 | 0 | 0 | 0 | 0 | 0 | 0 | 0 | 0 | 0 | 0 | 0_E2_Switched Out
| E3 | 0 | 0 | 0 | 0 | 0 | 0 | 0 | 0 | 0 | 0 | 0 | 0 | 0 | 0 | 0 | 0 | 0 | 0 | 0 | 0 | 0 | 0 | 0 | 0 | 0 | 0 | 0 | 0 | 0 | 0 | 0 | 0_E3_Switched Out
| E4 | 0 | 0 | 0 | 0 | 0 | 0 | 0 | 0 | 0 | 0 | 0 | 0 | 0 | 0 | 0 | 0 | 0 | 0 | 0 | 0 | 0 | 0 | 0 | 0 | 0 | 0 | 0 | 0 | 0 | 0 | 0 | 0_E4_Switched Out
| E5 | 0 | 0 | 0 | 0 | 0 | 0 | 0 | 0 | 0 | 0 | 0 | 0 | 0 | 0 | 0 | 0 | 0 | 0 | 0 | 0 | 0 | 0 | 0 | 0 | 0 | 0 | 0 | 0 | 0 | 0 | 0 | 0_E5_Switched Out
| E6 | 0 | 0 | 0 | 0 | 0 | 0 | 0 | 0 | 0 | 0 | 0 | 0 | 0 | 0 | 0 | 0 | 0 | 0 | 0 | 0 | 0 | 0 | 0 | 0 | 0 | 0 | 0 | 0 | 0 | 0 | 0 | 0_E6_Switched Out
| E7 | 0 | 0 | 0 | 0 | 0 | 0 | 0 | 0 | 0 | 0 | 0 | 0 | 0 | 0 | 0 | 0 | 0 | 0 | 0 | 0 | 0 | 0 | 0 | 0 | 0 | 0 | 0 | 0 | 0 | 0 | 0 | 0_E7_Switched Out
| E8 | 0 | 0 | 0 | 0 | 0 | 0 | 0 | 0 | 0 | 0 | 0 | 0 | 0 | 0 | 0 | 0 | 0 | 0 | 0 | 0 | 0 | 0 | 0 | 0 | 0 | 0 | 0 | 0 | 0 | 0 | 0 | 0_E8_Switched Out
| E9 | 0 | 0 | 0 | 0 | 0 | 0 | 0 | 0 | 0 | 0 | 0 | 0 | 0 | 0 | 0 | 0 | 0 | 0 | 0 | 0 | 0 | 0 | 0 | 0 | 0 | 0 | 0 | 0 | 0 | 0 | 0 | 0_E9_Switched Out
| E10 | 0 | 0 | 0 | 0 | 0 | 0 | 0 | 0 | 0 | 0 | 0 | 0 | 0 | 0 | 0 | 0 | 0 | 0 | 0 | 0 | 0 | 0 | 0 | 0 | 0 | 0 | 0 | 0 | 0 | 0 | 0 | 0_E10_Switched Out
Units Out
| E1 | 0 | 0 | 0 | 0 | 0 | 0 | 0 | 0 | 0 | 0 | 0 | 0 | 0 | 0 | 0 | 0 | 0 | 0 | 0 | 0 | 0 | 0 | 0 | 0 | 0 | 0 | 0 | 0 | 0 | 0 | 0
| E2 | 0 | 0 | 0 | 0 | 0 | 0 | 0 | 0 | 0 | 0 | 0 | 0 | 0 | 0 | 0 | 0 | 0 | 0 | 0 | 0 | 0 | 0 | 0 | 0 | 0 | 0 | 0 | 0 | 0 | 0 | 0
| E3 | 0 | 0 | 0 | 0 | 0 | 0 | 0 | 0 | 0 | 0 | 0 | 0 | 0 | 0 | 0 | 0 | 0 | 0 | 0 | 0 | 0 | 0 | 0 | 0 | 0 | 0 | 0 | 0 | 0 | 0 | 0
| E4 | 0 | 0 | 0 | 0 | 0 | 0 | 0 | 0 | 0 | 0 | 0 | 0 | 0 | 0 | 0 | 0 | 0 | 0 | 0 | 0 | 0 | 0 | 0 | 0 | 0 | 0 | 0 | 0 | 0 | 0 | 0
| E5 | 0 | 0 | 0 | 0 | 0 | 0 | 0 | 0 | 0 | 0 | 0 | 0 | 0 | 0 | 0 | 0 | 0 | 0 | 0 | 0 | 0 | 0 | 0 | 0 | 0 | 0 | 0 | 0 | 0 | 0 | 0
| E6 | 0 | 0 | 0 | 0 | 0 | 0 | 0 | 0 | 0 | 0 | 0 | 0 | 0 | 0 | 0 | 0 | 0 | 0 | 0 | 0 | 0 | 0 | 0 | 0 | 0 | 0 | 0 | 0 | 0 | 0 | 0
| E7 | 0 | 0 | 0 | 0 | 0 | 0 | 0 | 0 | 0 | 0 | 0 | 0 | 0 | 0 | 0 | 0 | 0 | 0 | 0 | 0 | 0 | 0 | 0 | 0 | 0 | 0 | 0 | 0 | 0 | 0 | 0
| E8 | 0 | 0 | 0 | 0 | 0 | 0 | 0 | 0 | 0 | 0 | 0 | 0 | 0 | 0 | 0 | 0 | 0 | 0 | 0 | 0 | 0 | 0 | 0 | 0 | 0 | 0 | 0 | 0 | 0 | 0 | 0
| E9 | 0 | 0 | 0 | 0 | 0 | 0 | 0 | 0 | 0 | 0 | 0 | 0 | 0 | 0 | 0 | 0 | 0 | 0 | 0 | 0 | 0 | 0 | 0 | 0 | 0 | 0 | 0 | 0 | 0 | 0 | 0
| E10 | 0 | 0 | 0 | 0 | 0 | 0 | 0 | 0 | 0 | 0 | 0 | 0 | 0 | 0 | 0 | 0 | 0 | 0 | 0 | 0 | 0 | 0 | 0 | 0 | 0 | 0 | 0 | 0 | 0 | 0 | 0
| Vintage | 0 | 0 | 0 | 0 | 0 | 0 | 0 | 0 | 0 | 0 | 0 | 0 | 0 | 0 | 0 | 0 | 0 | 0 | 0 | 0 | 0 | 0 | 0 | 0 | 0 | 0 | 0 | 0 | 0 | 0 | 0
Tech Purchase Shares
| Year | Year 0 | Year 1 | Year 2 | Year 3 | Year 4 | Year 5 | Year 6 | Year 7 | Year 8 | Year 9 | Year 10 | Year 11 | Year 12 | Year 13 | Year 14 | Year 15 | Year 16 | Year 17 | Year 18 | Year 19 | Year 20 | Year 21 | Year 22 | Year 23 | Year 24 | Year 25 | Year 26 | Year 27 | Year 28 | Year 29 | Year 30
E1 | bar: Year 0 to Year 30
E2 | bar: Year 0 to Year 30
E3 | bar: Year 0 to Year 30
E4 | bar: Year 0 to Year 30
E5 | bar: Year 0 to Year 30
E6 | bar: Year 0 to Year 30
E7 | bar: Year 0 to Year 30
E8 | bar: Year 0 to Year 30
E9 | bar: Year 0 to Year 30
E10 | bar: Year 0 to Year 30
Units In from Switching
| E1 | 0 | 0 | 0 | 0 | 0 | 0 | 0 | 0 | 0 | 0 | 0 | 0 | 0 | 0 | 0 | 0 | 0 | 0 | 0 | 0 | 0 | 0 | 0 | 0 | 0 | 0 | 0 | 0 | 0 | 0 | 0
| E2 | 0 | 0 | 0 | 0 | 0 | 0 | 0 | 0 | 0 | 0 | 0 | 0 | 0 | 0 | 0 | 0 | 0 | 0 | 0 | 0 | 0 | 0 | 0 | 0 | 0 | 0 | 0 | 0 | 0 | 0 | 0
| E3 | 0 | 0 | 0 | 0 | 0 | 0 | 0 | 0 | 0 | 0 | 0 | 0 | 0 | 0 | 0 | 0 | 0 | 0 | 0 | 0 | 0 | 0 | 0 | 0 | 0 | 0 | 0 | 0 | 0 | 0 | 0
| E4 | 0 | 0 | 0 | 0 | 0 | 0 | 0 | 0 | 0 | 0 | 0 | 0 | 0 | 0 | 0 | 0 | 0 | 0 | 0 | 0 | 0 | 0 | 0 | 0 | 0 | 0 | 0 | 0 | 0 | 0 | 0
| E5 | 0 | 0 | 0 | 0 | 0 | 0 | 0 | 0 | 0 | 0 | 0 | 0 | 0 | 0 | 0 | 0 | 0 | 0 | 0 | 0 | 0 | 0 | 0 | 0 | 0 | 0 | 0 | 0 | 0 | 0 | 0
| E6 | 0 | 0 | 0 | 0 | 0 | 0 | 0 | 0 | 0 | 0 | 0 | 0 | 0 | 0 | 0 | 0 | 0 | 0 | 0 | 0 | 0 | 0 | 0 | 0 | 0 | 0 | 0 | 0 | 0 | 0 | 0
| E7 | 0 | 0 | 0 | 0 | 0 | 0 | 0 | 0 | 0 | 0 | 0 | 0 | 0 | 0 | 0 | 0 | 0 | 0 | 0 | 0 | 0 | 0 | 0 | 0 | 0 | 0 | 0 | 0 | 0 | 0 | 0
| E8 | 0 | 0 | 0 | 0 | 0 | 0 | 0 | 0 | 0 | 0 | 0 | 0 | 0 | 0 | 0 | 0 | 0 | 0 | 0 | 0 | 0 | 0 | 0 | 0 | 0 | 0 | 0 | 0 | 0 | 0 | 0
| E9 | 0 | 0 | 0 | 0 | 0 | 0 | 0 | 0 | 0 | 0 | 0 | 0 | 0 | 0 | 0 | 0 | 0 | 0 | 0 | 0 | 0 | 0 | 0 | 0 | 0 | 0 | 0 | 0 | 0 | 0 | 0
| E10 | 0 | 0 | 0 | 0 | 0 | 0 | 0 | 0 | 0 | 0 | 0 | 0 | 0 | 0 | 0 | 0 | 0 | 0 | 0 | 0 | 0 | 0 | 0 | 0 | 0 | 0 | 0 | 0 | 0 | 0 | 0
| Vintage | 0 | 0 | 0 | 0 | 0 | 0 | 0 | 0 | 0 | 0 | 0 | 0 | 0 | 0 | 0 | 0 | 0 | 0 | 0 | 0 | 0 | 0 | 0 | 0 | 0 | 0 | 0 | 0 | 0 | 0 | 0
Net Change
| Year | Year 0 | Year 1 | Year 2 | Year 3 | Year 4 | Year 5 | Year 6 | Year 7 | Year 8 | Year 9 | Year 10 | Year 11 | Year 12 | Year 13 | Year 14 | Year 15 | Year 16 | Year 17 | Year 18 | Year 19 | Year 20 | Year 21 | Year 22 | Year 23 | Year 24 | Year 25 | Year 26 | Year 27 | Year 28 | Year 29 | Year 30 | Key
| Units | 0 | 0 | 0 | 0 | 0 | 0 | 0 | 0 | 0 | 0 | 0 | 0 | 0 | 0 | 0 | 0 | 0 | 0 | 0 | 0 | 0 | 0 | 0 | 0 | 0 | 0 | 0 | 0 | 0 | 0 | 0 | 0_Units |  |  |  |  | 301957.8232
| Usage | 0 | 0 | 0 | 0 | 0 | 0 | 0 | 0 | 0 | 0 | 0 | 0 | 0 | 0 | 0 | 0 | 0 | 0 | 0 | 0 | 0 | 0 | 0 | 0 | 0 | 0 | 0 | 0 | 0 | 0 | 0 | 0_Usage |  |  |  |  | 1698.6543
| Peak Demand (S) | 0 | 0 | 0 | 0 | 0 | 0 | 0 | 0 | 0 | 0 | 0 | 0 | 0 | 0 | 0 | 0 | 0 | 0 | 0 | 0 | 0 | 0 | 0 | 0 | 0 | 0 | 0 | 0 | 0 | 0 | 0 | 0_Peak Demand (S) |  |  |  |  | 0
| Peak Demand (W) | 0 | 0 | 0 | 0 | 0 | 0 | 0 | 0 | 0 | 0 | 0 | 0 | 0 | 0 | 0 | 0 | 0 | 0 | 0 | 0 | 0 | 0 | 0 | 0 | 0 | 0 | 0 | 0 | 0 | 0 | 0 | 0_Peak Demand (W) |  |  |  |  | 884.6119
| Turnover | 0 | 0 | 0 | 0 | 0 | 0 | 0 | 0 | 0 | 0 | 0 | 0 | 0 | 0 | 0 | 0 | 0 | 0 | 0 | 0 | 0 | 0 | 0 | 0 | 0 | 0 | 0 | 0 | 0 | 0 | 0 | 0_Turnover |  |  |  |  | 6885.4476
| Avg. Replacement Usage | 0 | 0 | 0 | 0 | 0 | 0 | 0 | 0 | 0 | 0 | 0 | 0 | 0 | 0 | 0 | 0 | 0 | 0 | 0 | 0 | 0 | 0 | 0 | 0 | 0 | 0 | 0 | 0 | 0 | 0 | 0 | 0_Avg. Replacement Usage |  |  |  |  | 5638.8522
| Avg. Replacement Demand (S) | 0 | 0 | 0 | 0 | 0 | 0 | 0 | 0 | 0 | 0 | 0 | 0 | 0 | 0 | 0 | 0 | 0 | 0 | 0 | 0 | 0 | 0 | 0 | 0 | 0 | 0 | 0 | 0 | 0 | 0 | 0 | 0_Avg. Replacement Demand (S) |  |  |  |  | 0
| Avg. Replacement Demand (W) | 0 | 0 | 0 | 0 | 0 | 0 | 0 | 0 | 0 | 0 | 0 | 0 | 0 | 0 | 0 | 0 | 0 | 0 | 0 | 0 | 0 | 0 | 0 | 0 | 0 | 0 | 0 | 0 | 0 | 0 | 0 | 0_Avg. Replacement Demand (W) |  |  |  |  | 2.9366
Purchases
| Year | Year 0 | Year 1 | Year 2 | Year 3 | Year 4 | Year 5 | Year 6 | Year 7 | Year 8 | Year 9 | Year 10 | Year 11 | Year 12 | Year 13 | Year 14 | Year 15 | Year 16 | Year 17 | Year 18 | Year 19 | Year 20 | Year 21 | Year 22 | Year 23 | Year 24 | Year 25 | Year 26 | Year 27 | Year 28 | Year 29 | Year 30
| E1 | 0 | 0 | 0 | 0 | 0 | 0 | 0 | 0 | 0 | 0 | 0 | 0 | 0 | 0 | 0 | 0 | 0 | 0 | 0 | 0 | 0 | 0 | 0 | 0 | 0 | 0 | 0 | 0 | 0 | 0 | 0 | 0_E1_Purchases |  |  |  |  | 6885.4476
| E2 | 0 | 0 | 0 | 0 | 0 | 0 | 0 | 0 | 0 | 0 | 0 | 0 | 0 | 0 | 0 | 0 | 0 | 0 | 0 | 0 | 0 | 0 | 0 | 0 | 0 | 0 | 0 | 0 | 0 | 0 | 0 | 0_E2_Purchases |  |  |  |  | 0
| E3 | 0 | 0 | 0 | 0 | 0 | 0 | 0 | 0 | 0 | 0 | 0 | 0 | 0 | 0 | 0 | 0 | 0 | 0 | 0 | 0 | 0 | 0 | 0 | 0 | 0 | 0 | 0 | 0 | 0 | 0 | 0 | 0_E3_Purchases |  |  |  |  | 0
| E4 | 0 | 0 | 0 | 0 | 0 | 0 | 0 | 0 | 0 | 0 | 0 | 0 | 0 | 0 | 0 | 0 | 0 | 0 | 0 | 0 | 0 | 0 | 0 | 0 | 0 | 0 | 0 | 0 | 0 | 0 | 0 | 0_E4_Purchases |  |  |  |  | 0
| E5 | 0 | 0 | 0 | 0 | 0 | 0 | 0 | 0 | 0 | 0 | 0 | 0 | 0 | 0 | 0 | 0 | 0 | 0 | 0 | 0 | 0 | 0 | 0 | 0 | 0 | 0 | 0 | 0 | 0 | 0 | 0 | 0_E5_Purchases |  |  |  |  | 0
| E6 | 0 | 0 | 0 | 0 | 0 | 0 | 0 | 0 | 0 | 0 | 0 | 0 | 0 | 0 | 0 | 0 | 0 | 0 | 0 | 0 | 0 | 0 | 0 | 0 | 0 | 0 | 0 | 0 | 0 | 0 | 0 | 0_E6_Purchases |  |  |  |  | 0
| E7 | 0 | 0 | 0 | 0 | 0 | 0 | 0 | 0 | 0 | 0 | 0 | 0 | 0 | 0 | 0 | 0 | 0 | 0 | 0 | 0 | 0 | 0 | 0 | 0 | 0 | 0 | 0 | 0 | 0 | 0 | 0 | 0_E7_Purchases |  |  |  |  | 0
| E8 | 0 | 0 | 0 | 0 | 0 | 0 | 0 | 0 | 0 | 0 | 0 | 0 | 0 | 0 | 0 | 0 | 0 | 0 | 0 | 0 | 0 | 0 | 0 | 0 | 0 | 0 | 0 | 0 | 0 | 0 | 0 | 0_E8_Purchases |  |  |  |  | 0
| E9 | 0 | 0 | 0 | 0 | 0 | 0 | 0 | 0 | 0 | 0 | 0 | 0 | 0 | 0 | 0 | 0 | 0 | 0 | 0 | 0 | 0 | 0 | 0 | 0 | 0 | 0 | 0 | 0 | 0 | 0 | 0 | 0_E9_Purchases |  |  |  |  | 0
| E10 | 0 | 0 | 0 | 0 | 0 | 0 | 0 | 0 | 0 | 0 | 0 | 0 | 0 | 0 | 0 | 0 | 0 | 0 | 0 | 0 | 0 | 0 | 0 | 0 | 0 | 0 | 0 | 0 | 0 | 0 | 0 | 0_E10_Purchases |  |  |  |  | 0
Stock
| Year | Year 0 | Year 1 | Year 2 | Year 3 | Year 4 | Year 5 | Year 6 | Year 7 | Year 8 | Year 9 | Year 10 | Year 11 | Year 12 | Year 13 | Year 14 | Year 15 | Year 16 | Year 17 | Year 18 | Year 19 | Year 20 | Year 21 | Year 22 | Year 23 | Year 24 | Year 25 | Year 26 | Year 27 | Year 28 | Year 29 | Year 30
| E1 | 0 | 0 | 0 | 0 | 0 | 0 | 0 | 0 | 0 | 0 | 0 | 0 | 0 | 0 | 0 | 0 | 0 | 0 | 0 | 0 | 0 | 0 | 0 | 0 | 0 | 0 | 0 | 0 | 0 | 0 | 0 | 0_E1_Stock |  |  |  |  | 13576.6093
| E2 | 0 | 0 | 0 | 0 | 0 | 0 | 0 | 0 | 0 | 0 | 0 | 0 | 0 | 0 | 0 | 0 | 0 | 0 | 0 | 0 | 0 | 0 | 0 | 0 | 0 | 0 | 0 | 0 | 0 | 0 | 0 | 0_E2_Stock |  |  |  |  | 0
| E3 | 0 | 0 | 0 | 0 | 0 | 0 | 0 | 0 | 0 | 0 | 0 | 0 | 0 | 0 | 0 | 0 | 0 | 0 | 0 | 0 | 0 | 0 | 0 | 0 | 0 | 0 | 0 | 0 | 0 | 0 | 0 | 0_E3_Stock |  |  |  |  | 0
| E4 | 0 | 0 | 0 | 0 | 0 | 0 | 0 | 0 | 0 | 0 | 0 | 0 | 0 | 0 | 0 | 0 | 0 | 0 | 0 | 0 | 0 | 0 | 0 | 0 | 0 | 0 | 0 | 0 | 0 | 0 | 0 | 0_E4_Stock |  |  |  |  | 0
| E5 | 0 | 0 | 0 | 0 | 0 | 0 | 0 | 0 | 0 | 0 | 0 | 0 | 0 | 0 | 0 | 0 | 0 | 0 | 0 | 0 | 0 | 0 | 0 | 0 | 0 | 0 | 0 | 0 | 0 | 0 | 0 | 0_E5_Stock |  |  |  |  | 0
| E6 | 0 | 0 | 0 | 0 | 0 | 0 | 0 | 0 | 0 | 0 | 0 | 0 | 0 | 0 | 0 | 0 | 0 | 0 | 0 | 0 | 0 | 0 | 0 | 0 | 0 | 0 | 0 | 0 | 0 | 0 | 0 | 0_E6_Stock |  |  |  |  | 0
| E7 | 0 | 0 | 0 | 0 | 0 | 0 | 0 | 0 | 0 | 0 | 0 | 0 | 0 | 0 | 0 | 0 | 0 | 0 | 0 | 0 | 0 | 0 | 0 | 0 | 0 | 0 | 0 | 0 | 0 | 0 | 0 | 0_E7_Stock |  |  |  |  | 0
| E8 | 0 | 0 | 0 | 0 | 0 | 0 | 0 | 0 | 0 | 0 | 0 | 0 | 0 | 0 | 0 | 0 | 0 | 0 | 0 | 0 | 0 | 0 | 0 | 0 | 0 | 0 | 0 | 0 | 0 | 0 | 0 | 0_E8_Stock |  |  |  |  | 0
| E9 | 0 | 0 | 0 | 0 | 0 | 0 | 0 | 0 | 0 | 0 | 0 | 0 | 0 | 0 | 0 | 0 | 0 | 0 | 0 | 0 | 0 | 0 | 0 | 0 | 0 | 0 | 0 | 0 | 0 | 0 | 0 | 0_E9_Stock |  |  |  |  | 0
| E10 | 0 | 0 | 0 | 0 | 0 | 0 | 0 | 0 | 0 | 0 | 0 | 0 | 0 | 0 | 0 | 0 | 0 | 0 | 0 | 0 | 0 | 0 | 0 | 0 | 0 | 0 | 0 | 0 | 0 | 0 | 0 | 0_E10_Stock |  |  |  |  | 0
| Vintage | 0 | 0 | 0 | 0 | 0 | 0 | 0 | 0 | 0 | 0 | 0 | 0 | 0 | 0 | 0 | 0 | 0 | 0 | 0 | 0 | 0 | 0 | 0 | 0 | 0 | 0 | 0 | 0 | 0 | 0 | 0 | 0_Vintage_Stock |  |  |  |  | 288381.2139
S4C3 |  | Year 0: System 4 Technology 3
Technology Variables
| Tech Key | Year 0: 0
| Peak Factor (S) | Year 0: 0
| Peak Factor (W) | Year 0: 0
| Min Vintage Lifetime | Year 0: 0
| Max Vintage Lifetime | Year 0: 0
| Turnover Style | Year 0: 0
Technology Variables
| Equipment | Year 0: Label; Year 1: Min Lifetime; Year 2: Max Lifetime; Year 3: Degradation; Year 4: Usage; Year 5: Available
| E1 | Year 1: 0; Year 2: 0; Year 3: 0%; Year 4: 0; Year 5: FALSE
| E2 | Year 1: 0; Year 2: 0; Year 3: 0%; Year 4: 0; Year 5: FALSE
| E3 | Year 1: 0; Year 2: 0; Year 3: 0%; Year 4: 0; Year 5: FALSE
| E4 | Year 1: 0; Year 2: 0; Year 3: 0%; Year 4: 0; Year 5: FALSE
| E5 | Year 1: 0; Year 2: 0; Year 3: 0%; Year 4: 0; Year 5: FALSE
| E6 | Year 1: 0; Year 2: 0; Year 3: 0%; Year 4: 0; Year 5: FALSE
| E7 | Year 1: 0; Year 2: 0; Year 3: 0%; Year 4: 0; Year 5: FALSE
| E8 | Year 1: 0; Year 2: 0; Year 3: 0%; Year 4: 0; Year 5: FALSE
| E9 | Year 1: 0; Year 2: 0; Year 3: 0%; Year 4: 0; Year 5: FALSE
| E10 | Year 1: 0; Year 2: 0; Year 3: 0%; Year 4: 0; Year 5: FALSE
Original Forecast Results
| Year | Year 0 | Year 1 | Year 2 | Year 3 | Year 4 | Year 5 | Year 6 | Year 7 | Year 8 | Year 9 | Year 10 | Year 11 | Year 12 | Year 13 | Year 14 | Year 15 | Year 16 | Year 17 | Year 18 | Year 19 | Year 20 | Year 21 | Year 22 | Year 23 | Year 24 | Year 25 | Year 26 | Year 27 | Year 28 | Year 29 | Year 30 | Key
| Units | 0 | 0 | 0 | 0 | 0 | 0 | 0 | 0 | 0 | 0 | 0 | 0 | 0 | 0 | 0 | 0 | 0 | 0 | 0 | 0 | 0 | 0 | 0 | 0 | 0 | 0 | 0 | 0 | 0 | 0 | 0 | #REF! |  |  |  |  | 301957.8232
| Usage | 0 | 0 | 0 | 0 | 0 | 0 | 0 | 0 | 0 | 0 | 0 | 0 | 0 | 0 | 0 | 0 | 0 | 0 | 0 | 0 | 0 | 0 | 0 | 0 | 0 | 0 | 0 | 0 | 0 | 0 | 0 | #REF! |  |  |  |  | 1698.6543
| Peak Demand (S) | 0 | 0 | 0 | 0 | 0 | 0 | 0 | 0 | 0 | 0 | 0 | 0 | 0 | 0 | 0 | 0 | 0 | 0 | 0 | 0 | 0 | 0 | 0 | 0 | 0 | 0 | 0 | 0 | 0 | 0 | 0 | #REF! |  |  |  |  | 0
| Peak Demand (W) | 0 | 0 | 0 | 0 | 0 | 0 | 0 | 0 | 0 | 0 | 0 | 0 | 0 | 0 | 0 | 0 | 0 | 0 | 0 | 0 | 0 | 0 | 0 | 0 | 0 | 0 | 0 | 0 | 0 | 0 | 0 | #REF! |  |  |  |  | 884.6119
| Turnover | 0 | 0 | 0 | 0 | 0 | 0 | 0 | 0 | 0 | 0 | 0 | 0 | 0 | 0 | 0 | 0 | 0 | 0 | 0 | 0 | 0 | 0 | 0 | 0 | 0 | 0 | 0 | 0 | 0 | 0 | 0 | #REF! |  |  |  |  | 6885.4476
| Avg. Replacement Usage | 0 | 0 | 0 | 0 | 0 | 0 | 0 | 0 | 0 | 0 | 0 | 0 | 0 | 0 | 0 | 0 | 0 | 0 | 0 | 0 | 0 | 0 | 0 | 0 | 0 | 0 | 0 | 0 | 0 | 0 | 0 | #REF! |  |  |  |  | 5638.8522
| Avg. Replacement Demand (S) | 0 | 0 | 0 | 0 | 0 | 0 | 0 | 0 | 0 | 0 | 0 | 0 | 0 | 0 | 0 | 0 | 0 | 0 | 0 | 0 | 0 | 0 | 0 | 0 | 0 | 0 | 0 | 0 | 0 | 0 | 0 | #REF! |  |  |  |  | 0
| Avg. Replacement Demand (W) | 0 | 0 | 0 | 0 | 0 | 0 | 0 | 0 | 0 | 0 | 0 | 0 | 0 | 0 | 0 | 0 | 0 | 0 | 0 | 0 | 0 | 0 | 0 | 0 | 0 | 0 | 0 | 0 | 0 | 0 | 0 | #REF! |  |  |  |  | 2.9366
Tech Forecast Stock
| Year | Year 0 | Year 1 | Year 2 | Year 3 | Year 4 | Year 5 | Year 6 | Year 7 | Year 8 | Year 9 | Year 10 | Year 11 | Year 12 | Year 13 | Year 14 | Year 15 | Year 16 | Year 17 | Year 18 | Year 19 | Year 20 | Year 21 | Year 22 | Year 23 | Year 24 | Year 25 | Year 26 | Year 27 | Year 28 | Year 29 | Year 30
| E1 | 0 | 0 | 0 | 0 | 0 | 0 | 0 | 0 | 0 | 0 | 0 | 0 | 0 | 0 | 0 | 0 | 0 | 0 | 0 | 0 | 0 | 0 | 0 | 0 | 0 | 0 | 0 | 0 | 0 | 0 | 0
| E2 | 0 | 0 | 0 | 0 | 0 | 0 | 0 | 0 | 0 | 0 | 0 | 0 | 0 | 0 | 0 | 0 | 0 | 0 | 0 | 0 | 0 | 0 | 0 | 0 | 0 | 0 | 0 | 0 | 0 | 0 | 0
| E3 | 0 | 0 | 0 | 0 | 0 | 0 | 0 | 0 | 0 | 0 | 0 | 0 | 0 | 0 | 0 | 0 | 0 | 0 | 0 | 0 | 0 | 0 | 0 | 0 | 0 | 0 | 0 | 0 | 0 | 0 | 0
| E4 | 0 | 0 | 0 | 0 | 0 | 0 | 0 | 0 | 0 | 0 | 0 | 0 | 0 | 0 | 0 | 0 | 0 | 0 | 0 | 0 | 0 | 0 | 0 | 0 | 0 | 0 | 0 | 0 | 0 | 0 | 0
| E5 | 0 | 0 | 0 | 0 | 0 | 0 | 0 | 0 | 0 | 0 | 0 | 0 | 0 | 0 | 0 | 0 | 0 | 0 | 0 | 0 | 0 | 0 | 0 | 0 | 0 | 0 | 0 | 0 | 0 | 0 | 0
| E6 | 0 | 0 | 0 | 0 | 0 | 0 | 0 | 0 | 0 | 0 | 0 | 0 | 0 | 0 | 0 | 0 | 0 | 0 | 0 | 0 | 0 | 0 | 0 | 0 | 0 | 0 | 0 | 0 | 0 | 0 | 0
| E7 | 0 | 0 | 0 | 0 | 0 | 0 | 0 | 0 | 0 | 0 | 0 | 0 | 0 | 0 | 0 | 0 | 0 | 0 | 0 | 0 | 0 | 0 | 0 | 0 | 0 | 0 | 0 | 0 | 0 | 0 | 0
| E8 | 0 | 0 | 0 | 0 | 0 | 0 | 0 | 0 | 0 | 0 | 0 | 0 | 0 | 0 | 0 | 0 | 0 | 0 | 0 | 0 | 0 | 0 | 0 | 0 | 0 | 0 | 0 | 0 | 0 | 0 | 0
| E9 | 0 | 0 | 0 | 0 | 0 | 0 | 0 | 0 | 0 | 0 | 0 | 0 | 0 | 0 | 0 | 0 | 0 | 0 | 0 | 0 | 0 | 0 | 0 | 0 | 0 | 0 | 0 | 0 | 0 | 0 | 0
| E10 | 0 | 0 | 0 | 0 | 0 | 0 | 0 | 0 | 0 | 0 | 0 | 0 | 0 | 0 | 0 | 0 | 0 | 0 | 0 | 0 | 0 | 0 | 0 | 0 | 0 | 0 | 0 | 0 | 0 | 0 | 0
| Vintage | 0 | 0 | 0 | 0 | 0 | 0 | 0 | 0 | 0 | 0 | 0 | 0 | 0 | 0 | 0 | 0 | 0 | 0 | 0 | 0 | 0 | 0 | 0 | 0 | 0 | 0 | 0 | 0 | 0 | 0 | 0
Stock for Switching
| Year | Year 0 | Year 1 | Year 2 | Year 3 | Year 4 | Year 5 | Year 6 | Year 7 | Year 8 | Year 9 | Year 10 | Year 11 | Year 12 | Year 13 | Year 14 | Year 15 | Year 16 | Year 17 | Year 18 | Year 19 | Year 20 | Year 21 | Year 22 | Year 23 | Year 24 | Year 25 | Year 26 | Year 27 | Year 28 | Year 29 | Year 30
| E1 | 0 | 0 | 0 | 0 | 0 | 0 | 0 | 0 | 0 | 0 | 0 | 0 | 0 | 0 | 0 | 0 | 0 | 0 | 0 | 0 | 0 | 0 | 0 | 0 | 0 | 0 | 0 | 0 | 0 | 0 | 0 | 0_E1_SysStock
| E2 | 0 | 0 | 0 | 0 | 0 | 0 | 0 | 0 | 0 | 0 | 0 | 0 | 0 | 0 | 0 | 0 | 0 | 0 | 0 | 0 | 0 | 0 | 0 | 0 | 0 | 0 | 0 | 0 | 0 | 0 | 0 | 0_E2_SysStock
| E3 | 0 | 0 | 0 | 0 | 0 | 0 | 0 | 0 | 0 | 0 | 0 | 0 | 0 | 0 | 0 | 0 | 0 | 0 | 0 | 0 | 0 | 0 | 0 | 0 | 0 | 0 | 0 | 0 | 0 | 0 | 0 | 0_E3_SysStock
| E4 | 0 | 0 | 0 | 0 | 0 | 0 | 0 | 0 | 0 | 0 | 0 | 0 | 0 | 0 | 0 | 0 | 0 | 0 | 0 | 0 | 0 | 0 | 0 | 0 | 0 | 0 | 0 | 0 | 0 | 0 | 0 | 0_E4_SysStock
| E5 | 0 | 0 | 0 | 0 | 0 | 0 | 0 | 0 | 0 | 0 | 0 | 0 | 0 | 0 | 0 | 0 | 0 | 0 | 0 | 0 | 0 | 0 | 0 | 0 | 0 | 0 | 0 | 0 | 0 | 0 | 0 | 0_E5_SysStock
| E6 | 0 | 0 | 0 | 0 | 0 | 0 | 0 | 0 | 0 | 0 | 0 | 0 | 0 | 0 | 0 | 0 | 0 | 0 | 0 | 0 | 0 | 0 | 0 | 0 | 0 | 0 | 0 | 0 | 0 | 0 | 0 | 0_E6_SysStock
| E7 | 0 | 0 | 0 | 0 | 0 | 0 | 0 | 0 | 0 | 0 | 0 | 0 | 0 | 0 | 0 | 0 | 0 | 0 | 0 | 0 | 0 | 0 | 0 | 0 | 0 | 0 | 0 | 0 | 0 | 0 | 0 | 0_E7_SysStock
| E8 | 0 | 0 | 0 | 0 | 0 | 0 | 0 | 0 | 0 | 0 | 0 | 0 | 0 | 0 | 0 | 0 | 0 | 0 | 0 | 0 | 0 | 0 | 0 | 0 | 0 | 0 | 0 | 0 | 0 | 0 | 0 | 0_E8_SysStock
| E9 | 0 | 0 | 0 | 0 | 0 | 0 | 0 | 0 | 0 | 0 | 0 | 0 | 0 | 0 | 0 | 0 | 0 | 0 | 0 | 0 | 0 | 0 | 0 | 0 | 0 | 0 | 0 | 0 | 0 | 0 | 0 | 0_E9_SysStock
| E10 | 0 | 0 | 0 | 0 | 0 | 0 | 0 | 0 | 0 | 0 | 0 | 0 | 0 | 0 | 0 | 0 | 0 | 0 | 0 | 0 | 0 | 0 | 0 | 0 | 0 | 0 | 0 | 0 | 0 | 0 | 0 | 0_E10_SysStock
| Vintage | 0 | 0 | 0 | 0 | 0 | 0 | 0 | 0 | 0 | 0 | 0 | 0 | 0 | 0 | 0 | 0 | 0 | 0 | 0 | 0 | 0 | 0 | 0 | 0 | 0 | 0 | 0 | 0 | 0 | 0 | 0 | 0_Vintage_SysStock
Tech Forecast Purchases
| Year | Year 0 | Year 1 | Year 2 | Year 3 | Year 4 | Year 5 | Year 6 | Year 7 | Year 8 | Year 9 | Year 10 | Year 11 | Year 12 | Year 13 | Year 14 | Year 15 | Year 16 | Year 17 | Year 18 | Year 19 | Year 20 | Year 21 | Year 22 | Year 23 | Year 24 | Year 25 | Year 26 | Year 27 | Year 28 | Year 29 | Year 30
| E1 | 0 | 0 | 0 | 0 | 0 | 0 | 0 | 0 | 0 | 0 | 0 | 0 | 0 | 0 | 0 | 0 | 0 | 0 | 0 | 0 | 0 | 0 | 0 | 0 | 0 | 0 | 0 | 0 | 0 | 0 | 0
| E2 | 0 | 0 | 0 | 0 | 0 | 0 | 0 | 0 | 0 | 0 | 0 | 0 | 0 | 0 | 0 | 0 | 0 | 0 | 0 | 0 | 0 | 0 | 0 | 0 | 0 | 0 | 0 | 0 | 0 | 0 | 0
| E3 | 0 | 0 | 0 | 0 | 0 | 0 | 0 | 0 | 0 | 0 | 0 | 0 | 0 | 0 | 0 | 0 | 0 | 0 | 0 | 0 | 0 | 0 | 0 | 0 | 0 | 0 | 0 | 0 | 0 | 0 | 0
| E4 | 0 | 0 | 0 | 0 | 0 | 0 | 0 | 0 | 0 | 0 | 0 | 0 | 0 | 0 | 0 | 0 | 0 | 0 | 0 | 0 | 0 | 0 | 0 | 0 | 0 | 0 | 0 | 0 | 0 | 0 | 0
| E5 | 0 | 0 | 0 | 0 | 0 | 0 | 0 | 0 | 0 | 0 | 0 | 0 | 0 | 0 | 0 | 0 | 0 | 0 | 0 | 0 | 0 | 0 | 0 | 0 | 0 | 0 | 0 | 0 | 0 | 0 | 0
| E6 | 0 | 0 | 0 | 0 | 0 | 0 | 0 | 0 | 0 | 0 | 0 | 0 | 0 | 0 | 0 | 0 | 0 | 0 | 0 | 0 | 0 | 0 | 0 | 0 | 0 | 0 | 0 | 0 | 0 | 0 | 0
| E7 | 0 | 0 | 0 | 0 | 0 | 0 | 0 | 0 | 0 | 0 | 0 | 0 | 0 | 0 | 0 | 0 | 0 | 0 | 0 | 0 | 0 | 0 | 0 | 0 | 0 | 0 | 0 | 0 | 0 | 0 | 0
| E8 | 0 | 0 | 0 | 0 | 0 | 0 | 0 | 0 | 0 | 0 | 0 | 0 | 0 | 0 | 0 | 0 | 0 | 0 | 0 | 0 | 0 | 0 | 0 | 0 | 0 | 0 | 0 | 0 | 0 | 0 | 0
| E9 | 0 | 0 | 0 | 0 | 0 | 0 | 0 | 0 | 0 | 0 | 0 | 0 | 0 | 0 | 0 | 0 | 0 | 0 | 0 | 0 | 0 | 0 | 0 | 0 | 0 | 0 | 0 | 0 | 0 | 0 | 0
| E10 | 0 | 0 | 0 | 0 | 0 | 0 | 0 | 0 | 0 | 0 | 0 | 0 | 0 | 0 | 0 | 0 | 0 | 0 | 0 | 0 | 0 | 0 | 0 | 0 | 0 | 0 | 0 | 0 | 0 | 0 | 0
Potential to Switch
| Year | Year 0 | Year 1 | Year 2 | Year 3 | Year 4 | Year 5 | Year 6 | Year 7 | Year 8 | Year 9 | Year 10 | Year 11 | Year 12 | Year 13 | Year 14 | Year 15 | Year 16 | Year 17 | Year 18 | Year 19 | Year 20 | Year 21 | Year 22 | Year 23 | Year 24 | Year 25 | Year 26 | Year 27 | Year 28 | Year 29 | Year 30
| E1 | 0 | 0 | 0 | 0 | 0 | 0 | 0 | 0 | 0 | 0 | 0 | 0 | 0 | 0 | 0 | 0 | 0 | 0 | 0 | 0 | 0 | 0 | 0 | 0 | 0 | 0 | 0 | 0 | 0 | 0 | 0 | 0_E1_Switched Out
| E2 | 0 | 0 | 0 | 0 | 0 | 0 | 0 | 0 | 0 | 0 | 0 | 0 | 0 | 0 | 0 | 0 | 0 | 0 | 0 | 0 | 0 | 0 | 0 | 0 | 0 | 0 | 0 | 0 | 0 | 0 | 0 | 0_E2_Switched Out
| E3 | 0 | 0 | 0 | 0 | 0 | 0 | 0 | 0 | 0 | 0 | 0 | 0 | 0 | 0 | 0 | 0 | 0 | 0 | 0 | 0 | 0 | 0 | 0 | 0 | 0 | 0 | 0 | 0 | 0 | 0 | 0 | 0_E3_Switched Out
| E4 | 0 | 0 | 0 | 0 | 0 | 0 | 0 | 0 | 0 | 0 | 0 | 0 | 0 | 0 | 0 | 0 | 0 | 0 | 0 | 0 | 0 | 0 | 0 | 0 | 0 | 0 | 0 | 0 | 0 | 0 | 0 | 0_E4_Switched Out
| E5 | 0 | 0 | 0 | 0 | 0 | 0 | 0 | 0 | 0 | 0 | 0 | 0 | 0 | 0 | 0 | 0 | 0 | 0 | 0 | 0 | 0 | 0 | 0 | 0 | 0 | 0 | 0 | 0 | 0 | 0 | 0 | 0_E5_Switched Out
| E6 | 0 | 0 | 0 | 0 | 0 | 0 | 0 | 0 | 0 | 0 | 0 | 0 | 0 | 0 | 0 | 0 | 0 | 0 | 0 | 0 | 0 | 0 | 0 | 0 | 0 | 0 | 0 | 0 | 0 | 0 | 0 | 0_E6_Switched Out
| E7 | 0 | 0 | 0 | 0 | 0 | 0 | 0 | 0 | 0 | 0 | 0 | 0 | 0 | 0 | 0 | 0 | 0 | 0 | 0 | 0 | 0 | 0 | 0 | 0 | 0 | 0 | 0 | 0 | 0 | 0 | 0 | 0_E7_Switched Out
| E8 | 0 | 0 | 0 | 0 | 0 | 0 | 0 | 0 | 0 | 0 | 0 | 0 | 0 | 0 | 0 | 0 | 0 | 0 | 0 | 0 | 0 | 0 | 0 | 0 | 0 | 0 | 0 | 0 | 0 | 0 | 0 | 0_E8_Switched Out
| E9 | 0 | 0 | 0 | 0 | 0 | 0 | 0 | 0 | 0 | 0 | 0 | 0 | 0 | 0 | 0 | 0 | 0 | 0 | 0 | 0 | 0 | 0 | 0 | 0 | 0 | 0 | 0 | 0 | 0 | 0 | 0 | 0_E9_Switched Out
| E10 | 0 | 0 | 0 | 0 | 0 | 0 | 0 | 0 | 0 | 0 | 0 | 0 | 0 | 0 | 0 | 0 | 0 | 0 | 0 | 0 | 0 | 0 | 0 | 0 | 0 | 0 | 0 | 0 | 0 | 0 | 0 | 0_E10_Switched Out
Units Out
| E1 | 0 | 0 | 0 | 0 | 0 | 0 | 0 | 0 | 0 | 0 | 0 | 0 | 0 | 0 | 0 | 0 | 0 | 0 | 0 | 0 | 0 | 0 | 0 | 0 | 0 | 0 | 0 | 0 | 0 | 0 | 0
| E2 | 0 | 0 | 0 | 0 | 0 | 0 | 0 | 0 | 0 | 0 | 0 | 0 | 0 | 0 | 0 | 0 | 0 | 0 | 0 | 0 | 0 | 0 | 0 | 0 | 0 | 0 | 0 | 0 | 0 | 0 | 0
| E3 | 0 | 0 | 0 | 0 | 0 | 0 | 0 | 0 | 0 | 0 | 0 | 0 | 0 | 0 | 0 | 0 | 0 | 0 | 0 | 0 | 0 | 0 | 0 | 0 | 0 | 0 | 0 | 0 | 0 | 0 | 0
| E4 | 0 | 0 | 0 | 0 | 0 | 0 | 0 | 0 | 0 | 0 | 0 | 0 | 0 | 0 | 0 | 0 | 0 | 0 | 0 | 0 | 0 | 0 | 0 | 0 | 0 | 0 | 0 | 0 | 0 | 0 | 0
| E5 | 0 | 0 | 0 | 0 | 0 | 0 | 0 | 0 | 0 | 0 | 0 | 0 | 0 | 0 | 0 | 0 | 0 | 0 | 0 | 0 | 0 | 0 | 0 | 0 | 0 | 0 | 0 | 0 | 0 | 0 | 0
| E6 | 0 | 0 | 0 | 0 | 0 | 0 | 0 | 0 | 0 | 0 | 0 | 0 | 0 | 0 | 0 | 0 | 0 | 0 | 0 | 0 | 0 | 0 | 0 | 0 | 0 | 0 | 0 | 0 | 0 | 0 | 0
| E7 | 0 | 0 | 0 | 0 | 0 | 0 | 0 | 0 | 0 | 0 | 0 | 0 | 0 | 0 | 0 | 0 | 0 | 0 | 0 | 0 | 0 | 0 | 0 | 0 | 0 | 0 | 0 | 0 | 0 | 0 | 0
| E8 | 0 | 0 | 0 | 0 | 0 | 0 | 0 | 0 | 0 | 0 | 0 | 0 | 0 | 0 | 0 | 0 | 0 | 0 | 0 | 0 | 0 | 0 | 0 | 0 | 0 | 0 | 0 | 0 | 0 | 0 | 0
| E9 | 0 | 0 | 0 | 0 | 0 | 0 | 0 | 0 | 0 | 0 | 0 | 0 | 0 | 0 | 0 | 0 | 0 | 0 | 0 | 0 | 0 | 0 | 0 | 0 | 0 | 0 | 0 | 0 | 0 | 0 | 0
| E10 | 0 | 0 | 0 | 0 | 0 | 0 | 0 | 0 | 0 | 0 | 0 | 0 | 0 | 0 | 0 | 0 | 0 | 0 | 0 | 0 | 0 | 0 | 0 | 0 | 0 | 0 | 0 | 0 | 0 | 0 | 0
| Vintage | 0 | 0 | 0 | 0 | 0 | 0 | 0 | 0 | 0 | 0 | 0 | 0 | 0 | 0 | 0 | 0 | 0 | 0 | 0 | 0 | 0 | 0 | 0 | 0 | 0 | 0 | 0 | 0 | 0 | 0 | 0
Tech Purchase Shares
| Year | Year 0 | Year 1 | Year 2 | Year 3 | Year 4 | Year 5 | Year 6 | Year 7 | Year 8 | Year 9 | Year 10 | Year 11 | Year 12 | Year 13 | Year 14 | Year 15 | Year 16 | Year 17 | Year 18 | Year 19 | Year 20 | Year 21 | Year 22 | Year 23 | Year 24 | Year 25 | Year 26 | Year 27 | Year 28 | Year 29 | Year 30
E1 | bar: Year 0 to Year 30
E2 | bar: Year 0 to Year 30
E3 | bar: Year 0 to Year 30
E4 | bar: Year 0 to Year 30
E5 | bar: Year 0 to Year 30
E6 | bar: Year 0 to Year 30
E7 | bar: Year 0 to Year 30
E8 | bar: Year 0 to Year 30
E9 | bar: Year 0 to Year 30
E10 | bar: Year 0 to Year 30
Units In from Switching
| E1 | 0 | 0 | 0 | 0 | 0 | 0 | 0 | 0 | 0 | 0 | 0 | 0 | 0 | 0 | 0 | 0 | 0 | 0 | 0 | 0 | 0 | 0 | 0 | 0 | 0 | 0 | 0 | 0 | 0 | 0 | 0
| E2 | 0 | 0 | 0 | 0 | 0 | 0 | 0 | 0 | 0 | 0 | 0 | 0 | 0 | 0 | 0 | 0 | 0 | 0 | 0 | 0 | 0 | 0 | 0 | 0 | 0 | 0 | 0 | 0 | 0 | 0 | 0
| E3 | 0 | 0 | 0 | 0 | 0 | 0 | 0 | 0 | 0 | 0 | 0 | 0 | 0 | 0 | 0 | 0 | 0 | 0 | 0 | 0 | 0 | 0 | 0 | 0 | 0 | 0 | 0 | 0 | 0 | 0 | 0
| E4 | 0 | 0 | 0 | 0 | 0 | 0 | 0 | 0 | 0 | 0 | 0 | 0 | 0 | 0 | 0 | 0 | 0 | 0 | 0 | 0 | 0 | 0 | 0 | 0 | 0 | 0 | 0 | 0 | 0 | 0 | 0
| E5 | 0 | 0 | 0 | 0 | 0 | 0 | 0 | 0 | 0 | 0 | 0 | 0 | 0 | 0 | 0 | 0 | 0 | 0 | 0 | 0 | 0 | 0 | 0 | 0 | 0 | 0 | 0 | 0 | 0 | 0 | 0
| E6 | 0 | 0 | 0 | 0 | 0 | 0 | 0 | 0 | 0 | 0 | 0 | 0 | 0 | 0 | 0 | 0 | 0 | 0 | 0 | 0 | 0 | 0 | 0 | 0 | 0 | 0 | 0 | 0 | 0 | 0 | 0
| E7 | 0 | 0 | 0 | 0 | 0 | 0 | 0 | 0 | 0 | 0 | 0 | 0 | 0 | 0 | 0 | 0 | 0 | 0 | 0 | 0 | 0 | 0 | 0 | 0 | 0 | 0 | 0 | 0 | 0 | 0 | 0
| E8 | 0 | 0 | 0 | 0 | 0 | 0 | 0 | 0 | 0 | 0 | 0 | 0 | 0 | 0 | 0 | 0 | 0 | 0 | 0 | 0 | 0 | 0 | 0 | 0 | 0 | 0 | 0 | 0 | 0 | 0 | 0
| E9 | 0 | 0 | 0 | 0 | 0 | 0 | 0 | 0 | 0 | 0 | 0 | 0 | 0 | 0 | 0 | 0 | 0 | 0 | 0 | 0 | 0 | 0 | 0 | 0 | 0 | 0 | 0 | 0 | 0 | 0 | 0
| E10 | 0 | 0 | 0 | 0 | 0 | 0 | 0 | 0 | 0 | 0 | 0 | 0 | 0 | 0 | 0 | 0 | 0 | 0 | 0 | 0 | 0 | 0 | 0 | 0 | 0 | 0 | 0 | 0 | 0 | 0 | 0
| Vintage | 0 | 0 | 0 | 0 | 0 | 0 | 0 | 0 | 0 | 0 | 0 | 0 | 0 | 0 | 0 | 0 | 0 | 0 | 0 | 0 | 0 | 0 | 0 | 0 | 0 | 0 | 0 | 0 | 0 | 0 | 0
Net Change
| Year | Year 0 | Year 1 | Year 2 | Year 3 | Year 4 | Year 5 | Year 6 | Year 7 | Year 8 | Year 9 | Year 10 | Year 11 | Year 12 | Year 13 | Year 14 | Year 15 | Year 16 | Year 17 | Year 18 | Year 19 | Year 20 | Year 21 | Year 22 | Year 23 | Year 24 | Year 25 | Year 26 | Year 27 | Year 28 | Year 29 | Year 30 | Key
| Units | 0 | 0 | 0 | 0 | 0 | 0 | 0 | 0 | 0 | 0 | 0 | 0 | 0 | 0 | 0 | 0 | 0 | 0 | 0 | 0 | 0 | 0 | 0 | 0 | 0 | 0 | 0 | 0 | 0 | 0 | 0 | 0_Units |  |  |  |  | 301957.8232
| Usage | 0 | 0 | 0 | 0 | 0 | 0 | 0 | 0 | 0 | 0 | 0 | 0 | 0 | 0 | 0 | 0 | 0 | 0 | 0 | 0 | 0 | 0 | 0 | 0 | 0 | 0 | 0 | 0 | 0 | 0 | 0 | 0_Usage |  |  |  |  | 1698.6543
| Peak Demand (S) | 0 | 0 | 0 | 0 | 0 | 0 | 0 | 0 | 0 | 0 | 0 | 0 | 0 | 0 | 0 | 0 | 0 | 0 | 0 | 0 | 0 | 0 | 0 | 0 | 0 | 0 | 0 | 0 | 0 | 0 | 0 | 0_Peak Demand (S) |  |  |  |  | 0
| Peak Demand (W) | 0 | 0 | 0 | 0 | 0 | 0 | 0 | 0 | 0 | 0 | 0 | 0 | 0 | 0 | 0 | 0 | 0 | 0 | 0 | 0 | 0 | 0 | 0 | 0 | 0 | 0 | 0 | 0 | 0 | 0 | 0 | 0_Peak Demand (W) |  |  |  |  | 884.6119
| Turnover | 0 | 0 | 0 | 0 | 0 | 0 | 0 | 0 | 0 | 0 | 0 | 0 | 0 | 0 | 0 | 0 | 0 | 0 | 0 | 0 | 0 | 0 | 0 | 0 | 0 | 0 | 0 | 0 | 0 | 0 | 0 | 0_Turnover |  |  |  |  | 6885.4476
| Avg. Replacement Usage | 0 | 0 | 0 | 0 | 0 | 0 | 0 | 0 | 0 | 0 | 0 | 0 | 0 | 0 | 0 | 0 | 0 | 0 | 0 | 0 | 0 | 0 | 0 | 0 | 0 | 0 | 0 | 0 | 0 | 0 | 0 | 0_Avg. Replacement Usage |  |  |  |  | 5638.8522
| Avg. Replacement Demand (S) | 0 | 0 | 0 | 0 | 0 | 0 | 0 | 0 | 0 | 0 | 0 | 0 | 0 | 0 | 0 | 0 | 0 | 0 | 0 | 0 | 0 | 0 | 0 | 0 | 0 | 0 | 0 | 0 | 0 | 0 | 0 | 0_Avg. Replacement Demand (S) |  |  |  |  | 0
| Avg. Replacement Demand (W) | 0 | 0 | 0 | 0 | 0 | 0 | 0 | 0 | 0 | 0 | 0 | 0 | 0 | 0 | 0 | 0 | 0 | 0 | 0 | 0 | 0 | 0 | 0 | 0 | 0 | 0 | 0 | 0 | 0 | 0 | 0 | 0_Avg. Replacement Demand (W) |  |  |  |  | 2.9366
Purchases
| Year | Year 0 | Year 1 | Year 2 | Year 3 | Year 4 | Year 5 | Year 6 | Year 7 | Year 8 | Year 9 | Year 10 | Year 11 | Year 12 | Year 13 | Year 14 | Year 15 | Year 16 | Year 17 | Year 18 | Year 19 | Year 20 | Year 21 | Year 22 | Year 23 | Year 24 | Year 25 | Year 26 | Year 27 | Year 28 | Year 29 | Year 30
| E1 | 0 | 0 | 0 | 0 | 0 | 0 | 0 | 0 | 0 | 0 | 0 | 0 | 0 | 0 | 0 | 0 | 0 | 0 | 0 | 0 | 0 | 0 | 0 | 0 | 0 | 0 | 0 | 0 | 0 | 0 | 0 | 0_E1_Purchases |  |  |  |  | 6885.4476
| E2 | 0 | 0 | 0 | 0 | 0 | 0 | 0 | 0 | 0 | 0 | 0 | 0 | 0 | 0 | 0 | 0 | 0 | 0 | 0 | 0 | 0 | 0 | 0 | 0 | 0 | 0 | 0 | 0 | 0 | 0 | 0 | 0_E2_Purchases |  |  |  |  | 0
| E3 | 0 | 0 | 0 | 0 | 0 | 0 | 0 | 0 | 0 | 0 | 0 | 0 | 0 | 0 | 0 | 0 | 0 | 0 | 0 | 0 | 0 | 0 | 0 | 0 | 0 | 0 | 0 | 0 | 0 | 0 | 0 | 0_E3_Purchases |  |  |  |  | 0
| E4 | 0 | 0 | 0 | 0 | 0 | 0 | 0 | 0 | 0 | 0 | 0 | 0 | 0 | 0 | 0 | 0 | 0 | 0 | 0 | 0 | 0 | 0 | 0 | 0 | 0 | 0 | 0 | 0 | 0 | 0 | 0 | 0_E4_Purchases |  |  |  |  | 0
| E5 | 0 | 0 | 0 | 0 | 0 | 0 | 0 | 0 | 0 | 0 | 0 | 0 | 0 | 0 | 0 | 0 | 0 | 0 | 0 | 0 | 0 | 0 | 0 | 0 | 0 | 0 | 0 | 0 | 0 | 0 | 0 | 0_E5_Purchases |  |  |  |  | 0
| E6 | 0 | 0 | 0 | 0 | 0 | 0 | 0 | 0 | 0 | 0 | 0 | 0 | 0 | 0 | 0 | 0 | 0 | 0 | 0 | 0 | 0 | 0 | 0 | 0 | 0 | 0 | 0 | 0 | 0 | 0 | 0 | 0_E6_Purchases |  |  |  |  | 0
| E7 | 0 | 0 | 0 | 0 | 0 | 0 | 0 | 0 | 0 | 0 | 0 | 0 | 0 | 0 | 0 | 0 | 0 | 0 | 0 | 0 | 0 | 0 | 0 | 0 | 0 | 0 | 0 | 0 | 0 | 0 | 0 | 0_E7_Purchases |  |  |  |  | 0
| E8 | 0 | 0 | 0 | 0 | 0 | 0 | 0 | 0 | 0 | 0 | 0 | 0 | 0 | 0 | 0 | 0 | 0 | 0 | 0 | 0 | 0 | 0 | 0 | 0 | 0 | 0 | 0 | 0 | 0 | 0 | 0 | 0_E8_Purchases |  |  |  |  | 0
| E9 | 0 | 0 | 0 | 0 | 0 | 0 | 0 | 0 | 0 | 0 | 0 | 0 | 0 | 0 | 0 | 0 | 0 | 0 | 0 | 0 | 0 | 0 | 0 | 0 | 0 | 0 | 0 | 0 | 0 | 0 | 0 | 0_E9_Purchases |  |  |  |  | 0
| E10 | 0 | 0 | 0 | 0 | 0 | 0 | 0 | 0 | 0 | 0 | 0 | 0 | 0 | 0 | 0 | 0 | 0 | 0 | 0 | 0 | 0 | 0 | 0 | 0 | 0 | 0 | 0 | 0 | 0 | 0 | 0 | 0_E10_Purchases |  |  |  |  | 0
Stock
| Year | Year 0 | Year 1 | Year 2 | Year 3 | Year 4 | Year 5 | Year 6 | Year 7 | Year 8 | Year 9 | Year 10 | Year 11 | Year 12 | Year 13 | Year 14 | Year 15 | Year 16 | Year 17 | Year 18 | Year 19 | Year 20 | Year 21 | Year 22 | Year 23 | Year 24 | Year 25 | Year 26 | Year 27 | Year 28 | Year 29 | Year 30
| E1 | 0 | 0 | 0 | 0 | 0 | 0 | 0 | 0 | 0 | 0 | 0 | 0 | 0 | 0 | 0 | 0 | 0 | 0 | 0 | 0 | 0 | 0 | 0 | 0 | 0 | 0 | 0 | 0 | 0 | 0 | 0 | 0_E1_Stock |  |  |  |  | 13576.6093
| E2 | 0 | 0 | 0 | 0 | 0 | 0 | 0 | 0 | 0 | 0 | 0 | 0 | 0 | 0 | 0 | 0 | 0 | 0 | 0 | 0 | 0 | 0 | 0 | 0 | 0 | 0 | 0 | 0 | 0 | 0 | 0 | 0_E2_Stock |  |  |  |  | 0
| E3 | 0 | 0 | 0 | 0 | 0 | 0 | 0 | 0 | 0 | 0 | 0 | 0 | 0 | 0 | 0 | 0 | 0 | 0 | 0 | 0 | 0 | 0 | 0 | 0 | 0 | 0 | 0 | 0 | 0 | 0 | 0 | 0_E3_Stock |  |  |  |  | 0
| E4 | 0 | 0 | 0 | 0 | 0 | 0 | 0 | 0 | 0 | 0 | 0 | 0 | 0 | 0 | 0 | 0 | 0 | 0 | 0 | 0 | 0 | 0 | 0 | 0 | 0 | 0 | 0 | 0 | 0 | 0 | 0 | 0_E4_Stock |  |  |  |  | 0
| E5 | 0 | 0 | 0 | 0 | 0 | 0 | 0 | 0 | 0 | 0 | 0 | 0 | 0 | 0 | 0 | 0 | 0 | 0 | 0 | 0 | 0 | 0 | 0 | 0 | 0 | 0 | 0 | 0 | 0 | 0 | 0 | 0_E5_Stock |  |  |  |  | 0
| E6 | 0 | 0 | 0 | 0 | 0 | 0 | 0 | 0 | 0 | 0 | 0 | 0 | 0 | 0 | 0 | 0 | 0 | 0 | 0 | 0 | 0 | 0 | 0 | 0 | 0 | 0 | 0 | 0 | 0 | 0 | 0 | 0_E6_Stock |  |  |  |  | 0
| E7 | 0 | 0 | 0 | 0 | 0 | 0 | 0 | 0 | 0 | 0 | 0 | 0 | 0 | 0 | 0 | 0 | 0 | 0 | 0 | 0 | 0 | 0 | 0 | 0 | 0 | 0 | 0 | 0 | 0 | 0 | 0 | 0_E7_Stock |  |  |  |  | 0
| E8 | 0 | 0 | 0 | 0 | 0 | 0 | 0 | 0 | 0 | 0 | 0 | 0 | 0 | 0 | 0 | 0 | 0 | 0 | 0 | 0 | 0 | 0 | 0 | 0 | 0 | 0 | 0 | 0 | 0 | 0 | 0 | 0_E8_Stock |  |  |  |  | 0
| E9 | 0 | 0 | 0 | 0 | 0 | 0 | 0 | 0 | 0 | 0 | 0 | 0 | 0 | 0 | 0 | 0 | 0 | 0 | 0 | 0 | 0 | 0 | 0 | 0 | 0 | 0 | 0 | 0 | 0 | 0 | 0 | 0_E9_Stock |  |  |  |  | 0
| E10 | 0 | 0 | 0 | 0 | 0 | 0 | 0 | 0 | 0 | 0 | 0 | 0 | 0 | 0 | 0 | 0 | 0 | 0 | 0 | 0 | 0 | 0 | 0 | 0 | 0 | 0 | 0 | 0 | 0 | 0 | 0 | 0_E10_Stock |  |  |  |  | 0
| Vintage | 0 | 0 | 0 | 0 | 0 | 0 | 0 | 0 | 0 | 0 | 0 | 0 | 0 | 0 | 0 | 0 | 0 | 0 | 0 | 0 | 0 | 0 | 0 | 0 | 0 | 0 | 0 | 0 | 0 | 0 | 0 | 0_Vintage_Stock |  |  |  |  | 288381.2139
S4C4 |  | Year 0: System 4 Technology 4
Technology Variables
| Tech Key | Year 0: 0
| Peak Factor (S) | Year 0: 0
| Peak Factor (W) | Year 0: 0
| Min Vintage Lifetime | Year 0: 0
| Max Vintage Lifetime | Year 0: 0
| Turnover Style | Year 0: 0
Technology Variables
| Equipment | Year 0: Label; Year 1: Min Lifetime; Year 2: Max Lifetime; Year 3: Degradation; Year 4: Usage; Year 5: Available
| E1 | Year 1: 0; Year 2: 0; Year 3: 0%; Year 4: 0; Year 5: FALSE
| E2 | Year 1: 0; Year 2: 0; Year 3: 0%; Year 4: 0; Year 5: FALSE
| E3 | Year 1: 0; Year 2: 0; Year 3: 0%; Year 4: 0; Year 5: FALSE
| E4 | Year 1: 0; Year 2: 0; Year 3: 0%; Year 4: 0; Year 5: FALSE
| E5 | Year 1: 0; Year 2: 0; Year 3: 0%; Year 4: 0; Year 5: FALSE
| E6 | Year 1: 0; Year 2: 0; Year 3: 0%; Year 4: 0; Year 5: FALSE
| E7 | Year 1: 0; Year 2: 0; Year 3: 0%; Year 4: 0; Year 5: FALSE
| E8 | Year 1: 0; Year 2: 0; Year 3: 0%; Year 4: 0; Year 5: FALSE
| E9 | Year 1: 0; Year 2: 0; Year 3: 0%; Year 4: 0; Year 5: FALSE
| E10 | Year 1: 0; Year 2: 0; Year 3: 0%; Year 4: 0; Year 5: FALSE
Original Forecast Results
| Year | Year 0 | Year 1 | Year 2 | Year 3 | Year 4 | Year 5 | Year 6 | Year 7 | Year 8 | Year 9 | Year 10 | Year 11 | Year 12 | Year 13 | Year 14 | Year 15 | Year 16 | Year 17 | Year 18 | Year 19 | Year 20 | Year 21 | Year 22 | Year 23 | Year 24 | Year 25 | Year 26 | Year 27 | Year 28 | Year 29 | Year 30 | Key
| Units | 0 | 0 | 0 | 0 | 0 | 0 | 0 | 0 | 0 | 0 | 0 | 0 | 0 | 0 | 0 | 0 | 0 | 0 | 0 | 0 | 0 | 0 | 0 | 0 | 0 | 0 | 0 | 0 | 0 | 0 | 0 | #REF! |  |  |  |  | 301957.8232
| Usage | 0 | 0 | 0 | 0 | 0 | 0 | 0 | 0 | 0 | 0 | 0 | 0 | 0 | 0 | 0 | 0 | 0 | 0 | 0 | 0 | 0 | 0 | 0 | 0 | 0 | 0 | 0 | 0 | 0 | 0 | 0 | #REF! |  |  |  |  | 1698.6543
| Peak Demand (S) | 0 | 0 | 0 | 0 | 0 | 0 | 0 | 0 | 0 | 0 | 0 | 0 | 0 | 0 | 0 | 0 | 0 | 0 | 0 | 0 | 0 | 0 | 0 | 0 | 0 | 0 | 0 | 0 | 0 | 0 | 0 | #REF! |  |  |  |  | 0
| Peak Demand (W) | 0 | 0 | 0 | 0 | 0 | 0 | 0 | 0 | 0 | 0 | 0 | 0 | 0 | 0 | 0 | 0 | 0 | 0 | 0 | 0 | 0 | 0 | 0 | 0 | 0 | 0 | 0 | 0 | 0 | 0 | 0 | #REF! |  |  |  |  | 884.6119
| Turnover | 0 | 0 | 0 | 0 | 0 | 0 | 0 | 0 | 0 | 0 | 0 | 0 | 0 | 0 | 0 | 0 | 0 | 0 | 0 | 0 | 0 | 0 | 0 | 0 | 0 | 0 | 0 | 0 | 0 | 0 | 0 | #REF! |  |  |  |  | 6885.4476
| Avg. Replacement Usage | 0 | 0 | 0 | 0 | 0 | 0 | 0 | 0 | 0 | 0 | 0 | 0 | 0 | 0 | 0 | 0 | 0 | 0 | 0 | 0 | 0 | 0 | 0 | 0 | 0 | 0 | 0 | 0 | 0 | 0 | 0 | #REF! |  |  |  |  | 5638.8522
| Avg. Replacement Demand (S) | 0 | 0 | 0 | 0 | 0 | 0 | 0 | 0 | 0 | 0 | 0 | 0 | 0 | 0 | 0 | 0 | 0 | 0 | 0 | 0 | 0 | 0 | 0 | 0 | 0 | 0 | 0 | 0 | 0 | 0 | 0 | #REF! |  |  |  |  | 0
| Avg. Replacement Demand (W) | 0 | 0 | 0 | 0 | 0 | 0 | 0 | 0 | 0 | 0 | 0 | 0 | 0 | 0 | 0 | 0 | 0 | 0 | 0 | 0 | 0 | 0 | 0 | 0 | 0 | 0 | 0 | 0 | 0 | 0 | 0 | #REF! |  |  |  |  | 2.9366
Tech Forecast Stock
| Year | Year 0 | Year 1 | Year 2 | Year 3 | Year 4 | Year 5 | Year 6 | Year 7 | Year 8 | Year 9 | Year 10 | Year 11 | Year 12 | Year 13 | Year 14 | Year 15 | Year 16 | Year 17 | Year 18 | Year 19 | Year 20 | Year 21 | Year 22 | Year 23 | Year 24 | Year 25 | Year 26 | Year 27 | Year 28 | Year 29 | Year 30
| E1 | 0 | 0 | 0 | 0 | 0 | 0 | 0 | 0 | 0 | 0 | 0 | 0 | 0 | 0 | 0 | 0 | 0 | 0 | 0 | 0 | 0 | 0 | 0 | 0 | 0 | 0 | 0 | 0 | 0 | 0 | 0
| E2 | 0 | 0 | 0 | 0 | 0 | 0 | 0 | 0 | 0 | 0 | 0 | 0 | 0 | 0 | 0 | 0 | 0 | 0 | 0 | 0 | 0 | 0 | 0 | 0 | 0 | 0 | 0 | 0 | 0 | 0 | 0
| E3 | 0 | 0 | 0 | 0 | 0 | 0 | 0 | 0 | 0 | 0 | 0 | 0 | 0 | 0 | 0 | 0 | 0 | 0 | 0 | 0 | 0 | 0 | 0 | 0 | 0 | 0 | 0 | 0 | 0 | 0 | 0
| E4 | 0 | 0 | 0 | 0 | 0 | 0 | 0 | 0 | 0 | 0 | 0 | 0 | 0 | 0 | 0 | 0 | 0 | 0 | 0 | 0 | 0 | 0 | 0 | 0 | 0 | 0 | 0 | 0 | 0 | 0 | 0
| E5 | 0 | 0 | 0 | 0 | 0 | 0 | 0 | 0 | 0 | 0 | 0 | 0 | 0 | 0 | 0 | 0 | 0 | 0 | 0 | 0 | 0 | 0 | 0 | 0 | 0 | 0 | 0 | 0 | 0 | 0 | 0
| E6 | 0 | 0 | 0 | 0 | 0 | 0 | 0 | 0 | 0 | 0 | 0 | 0 | 0 | 0 | 0 | 0 | 0 | 0 | 0 | 0 | 0 | 0 | 0 | 0 | 0 | 0 | 0 | 0 | 0 | 0 | 0
| E7 | 0 | 0 | 0 | 0 | 0 | 0 | 0 | 0 | 0 | 0 | 0 | 0 | 0 | 0 | 0 | 0 | 0 | 0 | 0 | 0 | 0 | 0 | 0 | 0 | 0 | 0 | 0 | 0 | 0 | 0 | 0
| E8 | 0 | 0 | 0 | 0 | 0 | 0 | 0 | 0 | 0 | 0 | 0 | 0 | 0 | 0 | 0 | 0 | 0 | 0 | 0 | 0 | 0 | 0 | 0 | 0 | 0 | 0 | 0 | 0 | 0 | 0 | 0
| E9 | 0 | 0 | 0 | 0 | 0 | 0 | 0 | 0 | 0 | 0 | 0 | 0 | 0 | 0 | 0 | 0 | 0 | 0 | 0 | 0 | 0 | 0 | 0 | 0 | 0 | 0 | 0 | 0 | 0 | 0 | 0
| E10 | 0 | 0 | 0 | 0 | 0 | 0 | 0 | 0 | 0 | 0 | 0 | 0 | 0 | 0 | 0 | 0 | 0 | 0 | 0 | 0 | 0 | 0 | 0 | 0 | 0 | 0 | 0 | 0 | 0 | 0 | 0
| Vintage | 0 | 0 | 0 | 0 | 0 | 0 | 0 | 0 | 0 | 0 | 0 | 0 | 0 | 0 | 0 | 0 | 0 | 0 | 0 | 0 | 0 | 0 | 0 | 0 | 0 | 0 | 0 | 0 | 0 | 0 | 0
Stock for Switching
| Year | Year 0 | Year 1 | Year 2 | Year 3 | Year 4 | Year 5 | Year 6 | Year 7 | Year 8 | Year 9 | Year 10 | Year 11 | Year 12 | Year 13 | Year 14 | Year 15 | Year 16 | Year 17 | Year 18 | Year 19 | Year 20 | Year 21 | Year 22 | Year 23 | Year 24 | Year 25 | Year 26 | Year 27 | Year 28 | Year 29 | Year 30
| E1 | 0 | 0 | 0 | 0 | 0 | 0 | 0 | 0 | 0 | 0 | 0 | 0 | 0 | 0 | 0 | 0 | 0 | 0 | 0 | 0 | 0 | 0 | 0 | 0 | 0 | 0 | 0 | 0 | 0 | 0 | 0 | 0_E1_SysStock
| E2 | 0 | 0 | 0 | 0 | 0 | 0 | 0 | 0 | 0 | 0 | 0 | 0 | 0 | 0 | 0 | 0 | 0 | 0 | 0 | 0 | 0 | 0 | 0 | 0 | 0 | 0 | 0 | 0 | 0 | 0 | 0 | 0_E2_SysStock
| E3 | 0 | 0 | 0 | 0 | 0 | 0 | 0 | 0 | 0 | 0 | 0 | 0 | 0 | 0 | 0 | 0 | 0 | 0 | 0 | 0 | 0 | 0 | 0 | 0 | 0 | 0 | 0 | 0 | 0 | 0 | 0 | 0_E3_SysStock
| E4 | 0 | 0 | 0 | 0 | 0 | 0 | 0 | 0 | 0 | 0 | 0 | 0 | 0 | 0 | 0 | 0 | 0 | 0 | 0 | 0 | 0 | 0 | 0 | 0 | 0 | 0 | 0 | 0 | 0 | 0 | 0 | 0_E4_SysStock
| E5 | 0 | 0 | 0 | 0 | 0 | 0 | 0 | 0 | 0 | 0 | 0 | 0 | 0 | 0 | 0 | 0 | 0 | 0 | 0 | 0 | 0 | 0 | 0 | 0 | 0 | 0 | 0 | 0 | 0 | 0 | 0 | 0_E5_SysStock
| E6 | 0 | 0 | 0 | 0 | 0 | 0 | 0 | 0 | 0 | 0 | 0 | 0 | 0 | 0 | 0 | 0 | 0 | 0 | 0 | 0 | 0 | 0 | 0 | 0 | 0 | 0 | 0 | 0 | 0 | 0 | 0 | 0_E6_SysStock
| E7 | 0 | 0 | 0 | 0 | 0 | 0 | 0 | 0 | 0 | 0 | 0 | 0 | 0 | 0 | 0 | 0 | 0 | 0 | 0 | 0 | 0 | 0 | 0 | 0 | 0 | 0 | 0 | 0 | 0 | 0 | 0 | 0_E7_SysStock
| E8 | 0 | 0 | 0 | 0 | 0 | 0 | 0 | 0 | 0 | 0 | 0 | 0 | 0 | 0 | 0 | 0 | 0 | 0 | 0 | 0 | 0 | 0 | 0 | 0 | 0 | 0 | 0 | 0 | 0 | 0 | 0 | 0_E8_SysStock
| E9 | 0 | 0 | 0 | 0 | 0 | 0 | 0 | 0 | 0 | 0 | 0 | 0 | 0 | 0 | 0 | 0 | 0 | 0 | 0 | 0 | 0 | 0 | 0 | 0 | 0 | 0 | 0 | 0 | 0 | 0 | 0 | 0_E9_SysStock
| E10 | 0 | 0 | 0 | 0 | 0 | 0 | 0 | 0 | 0 | 0 | 0 | 0 | 0 | 0 | 0 | 0 | 0 | 0 | 0 | 0 | 0 | 0 | 0 | 0 | 0 | 0 | 0 | 0 | 0 | 0 | 0 | 0_E10_SysStock
| Vintage | 0 | 0 | 0 | 0 | 0 | 0 | 0 | 0 | 0 | 0 | 0 | 0 | 0 | 0 | 0 | 0 | 0 | 0 | 0 | 0 | 0 | 0 | 0 | 0 | 0 | 0 | 0 | 0 | 0 | 0 | 0 | 0_Vintage_SysStock
Tech Forecast Purchases
| Year | Year 0 | Year 1 | Year 2 | Year 3 | Year 4 | Year 5 | Year 6 | Year 7 | Year 8 | Year 9 | Year 10 | Year 11 | Year 12 | Year 13 | Year 14 | Year 15 | Year 16 | Year 17 | Year 18 | Year 19 | Year 20 | Year 21 | Year 22 | Year 23 | Year 24 | Year 25 | Year 26 | Year 27 | Year 28 | Year 29 | Year 30
| E1 | 0 | 0 | 0 | 0 | 0 | 0 | 0 | 0 | 0 | 0 | 0 | 0 | 0 | 0 | 0 | 0 | 0 | 0 | 0 | 0 | 0 | 0 | 0 | 0 | 0 | 0 | 0 | 0 | 0 | 0 | 0
| E2 | 0 | 0 | 0 | 0 | 0 | 0 | 0 | 0 | 0 | 0 | 0 | 0 | 0 | 0 | 0 | 0 | 0 | 0 | 0 | 0 | 0 | 0 | 0 | 0 | 0 | 0 | 0 | 0 | 0 | 0 | 0
| E3 | 0 | 0 | 0 | 0 | 0 | 0 | 0 | 0 | 0 | 0 | 0 | 0 | 0 | 0 | 0 | 0 | 0 | 0 | 0 | 0 | 0 | 0 | 0 | 0 | 0 | 0 | 0 | 0 | 0 | 0 | 0
| E4 | 0 | 0 | 0 | 0 | 0 | 0 | 0 | 0 | 0 | 0 | 0 | 0 | 0 | 0 | 0 | 0 | 0 | 0 | 0 | 0 | 0 | 0 | 0 | 0 | 0 | 0 | 0 | 0 | 0 | 0 | 0
| E5 | 0 | 0 | 0 | 0 | 0 | 0 | 0 | 0 | 0 | 0 | 0 | 0 | 0 | 0 | 0 | 0 | 0 | 0 | 0 | 0 | 0 | 0 | 0 | 0 | 0 | 0 | 0 | 0 | 0 | 0 | 0
| E6 | 0 | 0 | 0 | 0 | 0 | 0 | 0 | 0 | 0 | 0 | 0 | 0 | 0 | 0 | 0 | 0 | 0 | 0 | 0 | 0 | 0 | 0 | 0 | 0 | 0 | 0 | 0 | 0 | 0 | 0 | 0
| E7 | 0 | 0 | 0 | 0 | 0 | 0 | 0 | 0 | 0 | 0 | 0 | 0 | 0 | 0 | 0 | 0 | 0 | 0 | 0 | 0 | 0 | 0 | 0 | 0 | 0 | 0 | 0 | 0 | 0 | 0 | 0
| E8 | 0 | 0 | 0 | 0 | 0 | 0 | 0 | 0 | 0 | 0 | 0 | 0 | 0 | 0 | 0 | 0 | 0 | 0 | 0 | 0 | 0 | 0 | 0 | 0 | 0 | 0 | 0 | 0 | 0 | 0 | 0
| E9 | 0 | 0 | 0 | 0 | 0 | 0 | 0 | 0 | 0 | 0 | 0 | 0 | 0 | 0 | 0 | 0 | 0 | 0 | 0 | 0 | 0 | 0 | 0 | 0 | 0 | 0 | 0 | 0 | 0 | 0 | 0
| E10 | 0 | 0 | 0 | 0 | 0 | 0 | 0 | 0 | 0 | 0 | 0 | 0 | 0 | 0 | 0 | 0 | 0 | 0 | 0 | 0 | 0 | 0 | 0 | 0 | 0 | 0 | 0 | 0 | 0 | 0 | 0
Potential to Switch
| Year | Year 0 | Year 1 | Year 2 | Year 3 | Year 4 | Year 5 | Year 6 | Year 7 | Year 8 | Year 9 | Year 10 | Year 11 | Year 12 | Year 13 | Year 14 | Year 15 | Year 16 | Year 17 | Year 18 | Year 19 | Year 20 | Year 21 | Year 22 | Year 23 | Year 24 | Year 25 | Year 26 | Year 27 | Year 28 | Year 29 | Year 30
| E1 | 0 | 0 | 0 | 0 | 0 | 0 | 0 | 0 | 0 | 0 | 0 | 0 | 0 | 0 | 0 | 0 | 0 | 0 | 0 | 0 | 0 | 0 | 0 | 0 | 0 | 0 | 0 | 0 | 0 | 0 | 0 | 0_E1_Switched Out
| E2 | 0 | 0 | 0 | 0 | 0 | 0 | 0 | 0 | 0 | 0 | 0 | 0 | 0 | 0 | 0 | 0 | 0 | 0 | 0 | 0 | 0 | 0 | 0 | 0 | 0 | 0 | 0 | 0 | 0 | 0 | 0 | 0_E2_Switched Out
| E3 | 0 | 0 | 0 | 0 | 0 | 0 | 0 | 0 | 0 | 0 | 0 | 0 | 0 | 0 | 0 | 0 | 0 | 0 | 0 | 0 | 0 | 0 | 0 | 0 | 0 | 0 | 0 | 0 | 0 | 0 | 0 | 0_E3_Switched Out
| E4 | 0 | 0 | 0 | 0 | 0 | 0 | 0 | 0 | 0 | 0 | 0 | 0 | 0 | 0 | 0 | 0 | 0 | 0 | 0 | 0 | 0 | 0 | 0 | 0 | 0 | 0 | 0 | 0 | 0 | 0 | 0 | 0_E4_Switched Out
| E5 | 0 | 0 | 0 | 0 | 0 | 0 | 0 | 0 | 0 | 0 | 0 | 0 | 0 | 0 | 0 | 0 | 0 | 0 | 0 | 0 | 0 | 0 | 0 | 0 | 0 | 0 | 0 | 0 | 0 | 0 | 0 | 0_E5_Switched Out
| E6 | 0 | 0 | 0 | 0 | 0 | 0 | 0 | 0 | 0 | 0 | 0 | 0 | 0 | 0 | 0 | 0 | 0 | 0 | 0 | 0 | 0 | 0 | 0 | 0 | 0 | 0 | 0 | 0 | 0 | 0 | 0 | 0_E6_Switched Out
| E7 | 0 | 0 | 0 | 0 | 0 | 0 | 0 | 0 | 0 | 0 | 0 | 0 | 0 | 0 | 0 | 0 | 0 | 0 | 0 | 0 | 0 | 0 | 0 | 0 | 0 | 0 | 0 | 0 | 0 | 0 | 0 | 0_E7_Switched Out
| E8 | 0 | 0 | 0 | 0 | 0 | 0 | 0 | 0 | 0 | 0 | 0 | 0 | 0 | 0 | 0 | 0 | 0 | 0 | 0 | 0 | 0 | 0 | 0 | 0 | 0 | 0 | 0 | 0 | 0 | 0 | 0 | 0_E8_Switched Out
| E9 | 0 | 0 | 0 | 0 | 0 | 0 | 0 | 0 | 0 | 0 | 0 | 0 | 0 | 0 | 0 | 0 | 0 | 0 | 0 | 0 | 0 | 0 | 0 | 0 | 0 | 0 | 0 | 0 | 0 | 0 | 0 | 0_E9_Switched Out
| E10 | 0 | 0 | 0 | 0 | 0 | 0 | 0 | 0 | 0 | 0 | 0 | 0 | 0 | 0 | 0 | 0 | 0 | 0 | 0 | 0 | 0 | 0 | 0 | 0 | 0 | 0 | 0 | 0 | 0 | 0 | 0 | 0_E10_Switched Out
Units Out
| E1 | 0 | 0 | 0 | 0 | 0 | 0 | 0 | 0 | 0 | 0 | 0 | 0 | 0 | 0 | 0 | 0 | 0 | 0 | 0 | 0 | 0 | 0 | 0 | 0 | 0 | 0 | 0 | 0 | 0 | 0 | 0
| E2 | 0 | 0 | 0 | 0 | 0 | 0 | 0 | 0 | 0 | 0 | 0 | 0 | 0 | 0 | 0 | 0 | 0 | 0 | 0 | 0 | 0 | 0 | 0 | 0 | 0 | 0 | 0 | 0 | 0 | 0 | 0
| E3 | 0 | 0 | 0 | 0 | 0 | 0 | 0 | 0 | 0 | 0 | 0 | 0 | 0 | 0 | 0 | 0 | 0 | 0 | 0 | 0 | 0 | 0 | 0 | 0 | 0 | 0 | 0 | 0 | 0 | 0 | 0
| E4 | 0 | 0 | 0 | 0 | 0 | 0 | 0 | 0 | 0 | 0 | 0 | 0 | 0 | 0 | 0 | 0 | 0 | 0 | 0 | 0 | 0 | 0 | 0 | 0 | 0 | 0 | 0 | 0 | 0 | 0 | 0
| E5 | 0 | 0 | 0 | 0 | 0 | 0 | 0 | 0 | 0 | 0 | 0 | 0 | 0 | 0 | 0 | 0 | 0 | 0 | 0 | 0 | 0 | 0 | 0 | 0 | 0 | 0 | 0 | 0 | 0 | 0 | 0
| E6 | 0 | 0 | 0 | 0 | 0 | 0 | 0 | 0 | 0 | 0 | 0 | 0 | 0 | 0 | 0 | 0 | 0 | 0 | 0 | 0 | 0 | 0 | 0 | 0 | 0 | 0 | 0 | 0 | 0 | 0 | 0
| E7 | 0 | 0 | 0 | 0 | 0 | 0 | 0 | 0 | 0 | 0 | 0 | 0 | 0 | 0 | 0 | 0 | 0 | 0 | 0 | 0 | 0 | 0 | 0 | 0 | 0 | 0 | 0 | 0 | 0 | 0 | 0
| E8 | 0 | 0 | 0 | 0 | 0 | 0 | 0 | 0 | 0 | 0 | 0 | 0 | 0 | 0 | 0 | 0 | 0 | 0 | 0 | 0 | 0 | 0 | 0 | 0 | 0 | 0 | 0 | 0 | 0 | 0 | 0
| E9 | 0 | 0 | 0 | 0 | 0 | 0 | 0 | 0 | 0 | 0 | 0 | 0 | 0 | 0 | 0 | 0 | 0 | 0 | 0 | 0 | 0 | 0 | 0 | 0 | 0 | 0 | 0 | 0 | 0 | 0 | 0
| E10 | 0 | 0 | 0 | 0 | 0 | 0 | 0 | 0 | 0 | 0 | 0 | 0 | 0 | 0 | 0 | 0 | 0 | 0 | 0 | 0 | 0 | 0 | 0 | 0 | 0 | 0 | 0 | 0 | 0 | 0 | 0
| Vintage | 0 | 0 | 0 | 0 | 0 | 0 | 0 | 0 | 0 | 0 | 0 | 0 | 0 | 0 | 0 | 0 | 0 | 0 | 0 | 0 | 0 | 0 | 0 | 0 | 0 | 0 | 0 | 0 | 0 | 0 | 0
Tech Purchase Shares
| Year | Year 0 | Year 1 | Year 2 | Year 3 | Year 4 | Year 5 | Year 6 | Year 7 | Year 8 | Year 9 | Year 10 | Year 11 | Year 12 | Year 13 | Year 14 | Year 15 | Year 16 | Year 17 | Year 18 | Year 19 | Year 20 | Year 21 | Year 22 | Year 23 | Year 24 | Year 25 | Year 26 | Year 27 | Year 28 | Year 29 | Year 30
E1 | bar: Year 0 to Year 30
E2 | bar: Year 0 to Year 30
E3 | bar: Year 0 to Year 30
E4 | bar: Year 0 to Year 30
E5 | bar: Year 0 to Year 30
E6 | bar: Year 0 to Year 30
E7 | bar: Year 0 to Year 30
E8 | bar: Year 0 to Year 30
E9 | bar: Year 0 to Year 30
E10 | bar: Year 0 to Year 30
Units In from Switching
| E1 | 0 | 0 | 0 | 0 | 0 | 0 | 0 | 0 | 0 | 0 | 0 | 0 | 0 | 0 | 0 | 0 | 0 | 0 | 0 | 0 | 0 | 0 | 0 | 0 | 0 | 0 | 0 | 0 | 0 | 0 | 0
| E2 | 0 | 0 | 0 | 0 | 0 | 0 | 0 | 0 | 0 | 0 | 0 | 0 | 0 | 0 | 0 | 0 | 0 | 0 | 0 | 0 | 0 | 0 | 0 | 0 | 0 | 0 | 0 | 0 | 0 | 0 | 0
| E3 | 0 | 0 | 0 | 0 | 0 | 0 | 0 | 0 | 0 | 0 | 0 | 0 | 0 | 0 | 0 | 0 | 0 | 0 | 0 | 0 | 0 | 0 | 0 | 0 | 0 | 0 | 0 | 0 | 0 | 0 | 0
| E4 | 0 | 0 | 0 | 0 | 0 | 0 | 0 | 0 | 0 | 0 | 0 | 0 | 0 | 0 | 0 | 0 | 0 | 0 | 0 | 0 | 0 | 0 | 0 | 0 | 0 | 0 | 0 | 0 | 0 | 0 | 0
| E5 | 0 | 0 | 0 | 0 | 0 | 0 | 0 | 0 | 0 | 0 | 0 | 0 | 0 | 0 | 0 | 0 | 0 | 0 | 0 | 0 | 0 | 0 | 0 | 0 | 0 | 0 | 0 | 0 | 0 | 0 | 0
| E6 | 0 | 0 | 0 | 0 | 0 | 0 | 0 | 0 | 0 | 0 | 0 | 0 | 0 | 0 | 0 | 0 | 0 | 0 | 0 | 0 | 0 | 0 | 0 | 0 | 0 | 0 | 0 | 0 | 0 | 0 | 0
| E7 | 0 | 0 | 0 | 0 | 0 | 0 | 0 | 0 | 0 | 0 | 0 | 0 | 0 | 0 | 0 | 0 | 0 | 0 | 0 | 0 | 0 | 0 | 0 | 0 | 0 | 0 | 0 | 0 | 0 | 0 | 0
| E8 | 0 | 0 | 0 | 0 | 0 | 0 | 0 | 0 | 0 | 0 | 0 | 0 | 0 | 0 | 0 | 0 | 0 | 0 | 0 | 0 | 0 | 0 | 0 | 0 | 0 | 0 | 0 | 0 | 0 | 0 | 0
| E9 | 0 | 0 | 0 | 0 | 0 | 0 | 0 | 0 | 0 | 0 | 0 | 0 | 0 | 0 | 0 | 0 | 0 | 0 | 0 | 0 | 0 | 0 | 0 | 0 | 0 | 0 | 0 | 0 | 0 | 0 | 0
| E10 | 0 | 0 | 0 | 0 | 0 | 0 | 0 | 0 | 0 | 0 | 0 | 0 | 0 | 0 | 0 | 0 | 0 | 0 | 0 | 0 | 0 | 0 | 0 | 0 | 0 | 0 | 0 | 0 | 0 | 0 | 0
| Vintage | 0 | 0 | 0 | 0 | 0 | 0 | 0 | 0 | 0 | 0 | 0 | 0 | 0 | 0 | 0 | 0 | 0 | 0 | 0 | 0 | 0 | 0 | 0 | 0 | 0 | 0 | 0 | 0 | 0 | 0 | 0
Net Change
| Year | Year 0 | Year 1 | Year 2 | Year 3 | Year 4 | Year 5 | Year 6 | Year 7 | Year 8 | Year 9 | Year 10 | Year 11 | Year 12 | Year 13 | Year 14 | Year 15 | Year 16 | Year 17 | Year 18 | Year 19 | Year 20 | Year 21 | Year 22 | Year 23 | Year 24 | Year 25 | Year 26 | Year 27 | Year 28 | Year 29 | Year 30 | Key
| Units | 0 | 0 | 0 | 0 | 0 | 0 | 0 | 0 | 0 | 0 | 0 | 0 | 0 | 0 | 0 | 0 | 0 | 0 | 0 | 0 | 0 | 0 | 0 | 0 | 0 | 0 | 0 | 0 | 0 | 0 | 0 | 0_Units |  |  |  |  | 301957.8232
| Usage | 0 | 0 | 0 | 0 | 0 | 0 | 0 | 0 | 0 | 0 | 0 | 0 | 0 | 0 | 0 | 0 | 0 | 0 | 0 | 0 | 0 | 0 | 0 | 0 | 0 | 0 | 0 | 0 | 0 | 0 | 0 | 0_Usage |  |  |  |  | 1698.6543
| Peak Demand (S) | 0 | 0 | 0 | 0 | 0 | 0 | 0 | 0 | 0 | 0 | 0 | 0 | 0 | 0 | 0 | 0 | 0 | 0 | 0 | 0 | 0 | 0 | 0 | 0 | 0 | 0 | 0 | 0 | 0 | 0 | 0 | 0_Peak Demand (S) |  |  |  |  | 0
| Peak Demand (W) | 0 | 0 | 0 | 0 | 0 | 0 | 0 | 0 | 0 | 0 | 0 | 0 | 0 | 0 | 0 | 0 | 0 | 0 | 0 | 0 | 0 | 0 | 0 | 0 | 0 | 0 | 0 | 0 | 0 | 0 | 0 | 0_Peak Demand (W) |  |  |  |  | 884.6119
| Turnover | 0 | 0 | 0 | 0 | 0 | 0 | 0 | 0 | 0 | 0 | 0 | 0 | 0 | 0 | 0 | 0 | 0 | 0 | 0 | 0 | 0 | 0 | 0 | 0 | 0 | 0 | 0 | 0 | 0 | 0 | 0 | 0_Turnover |  |  |  |  | 6885.4476
| Avg. Replacement Usage | 0 | 0 | 0 | 0 | 0 | 0 | 0 | 0 | 0 | 0 | 0 | 0 | 0 | 0 | 0 | 0 | 0 | 0 | 0 | 0 | 0 | 0 | 0 | 0 | 0 | 0 | 0 | 0 | 0 | 0 | 0 | 0_Avg. Replacement Usage |  |  |  |  | 5638.8522
| Avg. Replacement Demand (S) | 0 | 0 | 0 | 0 | 0 | 0 | 0 | 0 | 0 | 0 | 0 | 0 | 0 | 0 | 0 | 0 | 0 | 0 | 0 | 0 | 0 | 0 | 0 | 0 | 0 | 0 | 0 | 0 | 0 | 0 | 0 | 0_Avg. Replacement Demand (S) |  |  |  |  | 0
| Avg. Replacement Demand (W) | 0 | 0 | 0 | 0 | 0 | 0 | 0 | 0 | 0 | 0 | 0 | 0 | 0 | 0 | 0 | 0 | 0 | 0 | 0 | 0 | 0 | 0 | 0 | 0 | 0 | 0 | 0 | 0 | 0 | 0 | 0 | 0_Avg. Replacement Demand (W) |  |  |  |  | 2.9366
Purchases
| Year | Year 0 | Year 1 | Year 2 | Year 3 | Year 4 | Year 5 | Year 6 | Year 7 | Year 8 | Year 9 | Year 10 | Year 11 | Year 12 | Year 13 | Year 14 | Year 15 | Year 16 | Year 17 | Year 18 | Year 19 | Year 20 | Year 21 | Year 22 | Year 23 | Year 24 | Year 25 | Year 26 | Year 27 | Year 28 | Year 29 | Year 30
| E1 | 0 | 0 | 0 | 0 | 0 | 0 | 0 | 0 | 0 | 0 | 0 | 0 | 0 | 0 | 0 | 0 | 0 | 0 | 0 | 0 | 0 | 0 | 0 | 0 | 0 | 0 | 0 | 0 | 0 | 0 | 0 | 0_E1_Purchases |  |  |  |  | 6885.4476
| E2 | 0 | 0 | 0 | 0 | 0 | 0 | 0 | 0 | 0 | 0 | 0 | 0 | 0 | 0 | 0 | 0 | 0 | 0 | 0 | 0 | 0 | 0 | 0 | 0 | 0 | 0 | 0 | 0 | 0 | 0 | 0 | 0_E2_Purchases |  |  |  |  | 0
| E3 | 0 | 0 | 0 | 0 | 0 | 0 | 0 | 0 | 0 | 0 | 0 | 0 | 0 | 0 | 0 | 0 | 0 | 0 | 0 | 0 | 0 | 0 | 0 | 0 | 0 | 0 | 0 | 0 | 0 | 0 | 0 | 0_E3_Purchases |  |  |  |  | 0
| E4 | 0 | 0 | 0 | 0 | 0 | 0 | 0 | 0 | 0 | 0 | 0 | 0 | 0 | 0 | 0 | 0 | 0 | 0 | 0 | 0 | 0 | 0 | 0 | 0 | 0 | 0 | 0 | 0 | 0 | 0 | 0 | 0_E4_Purchases |  |  |  |  | 0
| E5 | 0 | 0 | 0 | 0 | 0 | 0 | 0 | 0 | 0 | 0 | 0 | 0 | 0 | 0 | 0 | 0 | 0 | 0 | 0 | 0 | 0 | 0 | 0 | 0 | 0 | 0 | 0 | 0 | 0 | 0 | 0 | 0_E5_Purchases |  |  |  |  | 0
| E6 | 0 | 0 | 0 | 0 | 0 | 0 | 0 | 0 | 0 | 0 | 0 | 0 | 0 | 0 | 0 | 0 | 0 | 0 | 0 | 0 | 0 | 0 | 0 | 0 | 0 | 0 | 0 | 0 | 0 | 0 | 0 | 0_E6_Purchases |  |  |  |  | 0
| E7 | 0 | 0 | 0 | 0 | 0 | 0 | 0 | 0 | 0 | 0 | 0 | 0 | 0 | 0 | 0 | 0 | 0 | 0 | 0 | 0 | 0 | 0 | 0 | 0 | 0 | 0 | 0 | 0 | 0 | 0 | 0 | 0_E7_Purchases |  |  |  |  | 0
| E8 | 0 | 0 | 0 | 0 | 0 | 0 | 0 | 0 | 0 | 0 | 0 | 0 | 0 | 0 | 0 | 0 | 0 | 0 | 0 | 0 | 0 | 0 | 0 | 0 | 0 | 0 | 0 | 0 | 0 | 0 | 0 | 0_E8_Purchases |  |  |  |  | 0
| E9 | 0 | 0 | 0 | 0 | 0 | 0 | 0 | 0 | 0 | 0 | 0 | 0 | 0 | 0 | 0 | 0 | 0 | 0 | 0 | 0 | 0 | 0 | 0 | 0 | 0 | 0 | 0 | 0 | 0 | 0 | 0 | 0_E9_Purchases |  |  |  |  | 0
| E10 | 0 | 0 | 0 | 0 | 0 | 0 | 0 | 0 | 0 | 0 | 0 | 0 | 0 | 0 | 0 | 0 | 0 | 0 | 0 | 0 | 0 | 0 | 0 | 0 | 0 | 0 | 0 | 0 | 0 | 0 | 0 | 0_E10_Purchases |  |  |  |  | 0
Stock
| Year | Year 0 | Year 1 | Year 2 | Year 3 | Year 4 | Year 5 | Year 6 | Year 7 | Year 8 | Year 9 | Year 10 | Year 11 | Year 12 | Year 13 | Year 14 | Year 15 | Year 16 | Year 17 | Year 18 | Year 19 | Year 20 | Year 21 | Year 22 | Year 23 | Year 24 | Year 25 | Year 26 | Year 27 | Year 28 | Year 29 | Year 30
| E1 | 0 | 0 | 0 | 0 | 0 | 0 | 0 | 0 | 0 | 0 | 0 | 0 | 0 | 0 | 0 | 0 | 0 | 0 | 0 | 0 | 0 | 0 | 0 | 0 | 0 | 0 | 0 | 0 | 0 | 0 | 0 | 0_E1_Stock |  |  |  |  | 13576.6093
| E2 | 0 | 0 | 0 | 0 | 0 | 0 | 0 | 0 | 0 | 0 | 0 | 0 | 0 | 0 | 0 | 0 | 0 | 0 | 0 | 0 | 0 | 0 | 0 | 0 | 0 | 0 | 0 | 0 | 0 | 0 | 0 | 0_E2_Stock |  |  |  |  | 0
| E3 | 0 | 0 | 0 | 0 | 0 | 0 | 0 | 0 | 0 | 0 | 0 | 0 | 0 | 0 | 0 | 0 | 0 | 0 | 0 | 0 | 0 | 0 | 0 | 0 | 0 | 0 | 0 | 0 | 0 | 0 | 0 | 0_E3_Stock |  |  |  |  | 0
| E4 | 0 | 0 | 0 | 0 | 0 | 0 | 0 | 0 | 0 | 0 | 0 | 0 | 0 | 0 | 0 | 0 | 0 | 0 | 0 | 0 | 0 | 0 | 0 | 0 | 0 | 0 | 0 | 0 | 0 | 0 | 0 | 0_E4_Stock |  |  |  |  | 0
| E5 | 0 | 0 | 0 | 0 | 0 | 0 | 0 | 0 | 0 | 0 | 0 | 0 | 0 | 0 | 0 | 0 | 0 | 0 | 0 | 0 | 0 | 0 | 0 | 0 | 0 | 0 | 0 | 0 | 0 | 0 | 0 | 0_E5_Stock |  |  |  |  | 0
| E6 | 0 | 0 | 0 | 0 | 0 | 0 | 0 | 0 | 0 | 0 | 0 | 0 | 0 | 0 | 0 | 0 | 0 | 0 | 0 | 0 | 0 | 0 | 0 | 0 | 0 | 0 | 0 | 0 | 0 | 0 | 0 | 0_E6_Stock |  |  |  |  | 0
| E7 | 0 | 0 | 0 | 0 | 0 | 0 | 0 | 0 | 0 | 0 | 0 | 0 | 0 | 0 | 0 | 0 | 0 | 0 | 0 | 0 | 0 | 0 | 0 | 0 | 0 | 0 | 0 | 0 | 0 | 0 | 0 | 0_E7_Stock |  |  |  |  | 0
| E8 | 0 | 0 | 0 | 0 | 0 | 0 | 0 | 0 | 0 | 0 | 0 | 0 | 0 | 0 | 0 | 0 | 0 | 0 | 0 | 0 | 0 | 0 | 0 | 0 | 0 | 0 | 0 | 0 | 0 | 0 | 0 | 0_E8_Stock |  |  |  |  | 0
| E9 | 0 | 0 | 0 | 0 | 0 | 0 | 0 | 0 | 0 | 0 | 0 | 0 | 0 | 0 | 0 | 0 | 0 | 0 | 0 | 0 | 0 | 0 | 0 | 0 | 0 | 0 | 0 | 0 | 0 | 0 | 0 | 0_E9_Stock |  |  |  |  | 0
| E10 | 0 | 0 | 0 | 0 | 0 | 0 | 0 | 0 | 0 | 0 | 0 | 0 | 0 | 0 | 0 | 0 | 0 | 0 | 0 | 0 | 0 | 0 | 0 | 0 | 0 | 0 | 0 | 0 | 0 | 0 | 0 | 0_E10_Stock |  |  |  |  | 0
| Vintage | 0 | 0 | 0 | 0 | 0 | 0 | 0 | 0 | 0 | 0 | 0 | 0 | 0 | 0 | 0 | 0 | 0 | 0 | 0 | 0 | 0 | 0 | 0 | 0 | 0 | 0 | 0 | 0 | 0 | 0 | 0 | 0_Vintage_Stock |  |  |  |  | 288381.2139
S4C5 |  | Year 0: System 4 Technology 5
Technology Variables
| Tech Key | Year 0: 0
| Peak Factor (S) | Year 0: 0
| Peak Factor (W) | Year 0: 0
| Min Vintage Lifetime | Year 0: 0
| Max Vintage Lifetime | Year 0: 0
| Turnover Style | Year 0: 0
Technology Variables
| Equipment | Year 0: Label; Year 1: Min Lifetime; Year 2: Max Lifetime; Year 3: Degradation; Year 4: Usage; Year 5: Available
| E1 | Year 1: 0; Year 2: 0; Year 3: 0%; Year 4: 0; Year 5: FALSE
| E2 | Year 1: 0; Year 2: 0; Year 3: 0%; Year 4: 0; Year 5: FALSE
| E3 | Year 1: 0; Year 2: 0; Year 3: 0%; Year 4: 0; Year 5: FALSE
| E4 | Year 1: 0; Year 2: 0; Year 3: 0%; Year 4: 0; Year 5: FALSE
| E5 | Year 1: 0; Year 2: 0; Year 3: 0%; Year 4: 0; Year 5: FALSE
| E6 | Year 1: 0; Year 2: 0; Year 3: 0%; Year 4: 0; Year 5: FALSE
| E7 | Year 1: 0; Year 2: 0; Year 3: 0%; Year 4: 0; Year 5: FALSE
| E8 | Year 1: 0; Year 2: 0; Year 3: 0%; Year 4: 0; Year 5: FALSE
| E9 | Year 1: 0; Year 2: 0; Year 3: 0%; Year 4: 0; Year 5: FALSE
| E10 | Year 1: 0; Year 2: 0; Year 3: 0%; Year 4: 0; Year 5: FALSE
Original Forecast Results
| Year | Year 0 | Year 1 | Year 2 | Year 3 | Year 4 | Year 5 | Year 6 | Year 7 | Year 8 | Year 9 | Year 10 | Year 11 | Year 12 | Year 13 | Year 14 | Year 15 | Year 16 | Year 17 | Year 18 | Year 19 | Year 20 | Year 21 | Year 22 | Year 23 | Year 24 | Year 25 | Year 26 | Year 27 | Year 28 | Year 29 | Year 30 | Key
| Units | 0 | 0 | 0 | 0 | 0 | 0 | 0 | 0 | 0 | 0 | 0 | 0 | 0 | 0 | 0 | 0 | 0 | 0 | 0 | 0 | 0 | 0 | 0 | 0 | 0 | 0 | 0 | 0 | 0 | 0 | 0 | #REF! |  |  |  |  | 301957.8232
| Usage | 0 | 0 | 0 | 0 | 0 | 0 | 0 | 0 | 0 | 0 | 0 | 0 | 0 | 0 | 0 | 0 | 0 | 0 | 0 | 0 | 0 | 0 | 0 | 0 | 0 | 0 | 0 | 0 | 0 | 0 | 0 | #REF! |  |  |  |  | 1698.6543
| Peak Demand (S) | 0 | 0 | 0 | 0 | 0 | 0 | 0 | 0 | 0 | 0 | 0 | 0 | 0 | 0 | 0 | 0 | 0 | 0 | 0 | 0 | 0 | 0 | 0 | 0 | 0 | 0 | 0 | 0 | 0 | 0 | 0 | #REF! |  |  |  |  | 0
| Peak Demand (W) | 0 | 0 | 0 | 0 | 0 | 0 | 0 | 0 | 0 | 0 | 0 | 0 | 0 | 0 | 0 | 0 | 0 | 0 | 0 | 0 | 0 | 0 | 0 | 0 | 0 | 0 | 0 | 0 | 0 | 0 | 0 | #REF! |  |  |  |  | 884.6119
| Turnover | 0 | 0 | 0 | 0 | 0 | 0 | 0 | 0 | 0 | 0 | 0 | 0 | 0 | 0 | 0 | 0 | 0 | 0 | 0 | 0 | 0 | 0 | 0 | 0 | 0 | 0 | 0 | 0 | 0 | 0 | 0 | #REF! |  |  |  |  | 6885.4476
| Avg. Replacement Usage | 0 | 0 | 0 | 0 | 0 | 0 | 0 | 0 | 0 | 0 | 0 | 0 | 0 | 0 | 0 | 0 | 0 | 0 | 0 | 0 | 0 | 0 | 0 | 0 | 0 | 0 | 0 | 0 | 0 | 0 | 0 | #REF! |  |  |  |  | 5638.8522
| Avg. Replacement Demand (S) | 0 | 0 | 0 | 0 | 0 | 0 | 0 | 0 | 0 | 0 | 0 | 0 | 0 | 0 | 0 | 0 | 0 | 0 | 0 | 0 | 0 | 0 | 0 | 0 | 0 | 0 | 0 | 0 | 0 | 0 | 0 | #REF! |  |  |  |  | 0
| Avg. Replacement Demand (W) | 0 | 0 | 0 | 0 | 0 | 0 | 0 | 0 | 0 | 0 | 0 | 0 | 0 | 0 | 0 | 0 | 0 | 0 | 0 | 0 | 0 | 0 | 0 | 0 | 0 | 0 | 0 | 0 | 0 | 0 | 0 | #REF! |  |  |  |  | 2.9366
Tech Forecast Stock
| Year | Year 0 | Year 1 | Year 2 | Year 3 | Year 4 | Year 5 | Year 6 | Year 7 | Year 8 | Year 9 | Year 10 | Year 11 | Year 12 | Year 13 | Year 14 | Year 15 | Year 16 | Year 17 | Year 18 | Year 19 | Year 20 | Year 21 | Year 22 | Year 23 | Year 24 | Year 25 | Year 26 | Year 27 | Year 28 | Year 29 | Year 30
| E1 | 0 | 0 | 0 | 0 | 0 | 0 | 0 | 0 | 0 | 0 | 0 | 0 | 0 | 0 | 0 | 0 | 0 | 0 | 0 | 0 | 0 | 0 | 0 | 0 | 0 | 0 | 0 | 0 | 0 | 0 | 0
| E2 | 0 | 0 | 0 | 0 | 0 | 0 | 0 | 0 | 0 | 0 | 0 | 0 | 0 | 0 | 0 | 0 | 0 | 0 | 0 | 0 | 0 | 0 | 0 | 0 | 0 | 0 | 0 | 0 | 0 | 0 | 0
| E3 | 0 | 0 | 0 | 0 | 0 | 0 | 0 | 0 | 0 | 0 | 0 | 0 | 0 | 0 | 0 | 0 | 0 | 0 | 0 | 0 | 0 | 0 | 0 | 0 | 0 | 0 | 0 | 0 | 0 | 0 | 0
| E4 | 0 | 0 | 0 | 0 | 0 | 0 | 0 | 0 | 0 | 0 | 0 | 0 | 0 | 0 | 0 | 0 | 0 | 0 | 0 | 0 | 0 | 0 | 0 | 0 | 0 | 0 | 0 | 0 | 0 | 0 | 0
| E5 | 0 | 0 | 0 | 0 | 0 | 0 | 0 | 0 | 0 | 0 | 0 | 0 | 0 | 0 | 0 | 0 | 0 | 0 | 0 | 0 | 0 | 0 | 0 | 0 | 0 | 0 | 0 | 0 | 0 | 0 | 0
| E6 | 0 | 0 | 0 | 0 | 0 | 0 | 0 | 0 | 0 | 0 | 0 | 0 | 0 | 0 | 0 | 0 | 0 | 0 | 0 | 0 | 0 | 0 | 0 | 0 | 0 | 0 | 0 | 0 | 0 | 0 | 0
| E7 | 0 | 0 | 0 | 0 | 0 | 0 | 0 | 0 | 0 | 0 | 0 | 0 | 0 | 0 | 0 | 0 | 0 | 0 | 0 | 0 | 0 | 0 | 0 | 0 | 0 | 0 | 0 | 0 | 0 | 0 | 0
| E8 | 0 | 0 | 0 | 0 | 0 | 0 | 0 | 0 | 0 | 0 | 0 | 0 | 0 | 0 | 0 | 0 | 0 | 0 | 0 | 0 | 0 | 0 | 0 | 0 | 0 | 0 | 0 | 0 | 0 | 0 | 0
| E9 | 0 | 0 | 0 | 0 | 0 | 0 | 0 | 0 | 0 | 0 | 0 | 0 | 0 | 0 | 0 | 0 | 0 | 0 | 0 | 0 | 0 | 0 | 0 | 0 | 0 | 0 | 0 | 0 | 0 | 0 | 0
| E10 | 0 | 0 | 0 | 0 | 0 | 0 | 0 | 0 | 0 | 0 | 0 | 0 | 0 | 0 | 0 | 0 | 0 | 0 | 0 | 0 | 0 | 0 | 0 | 0 | 0 | 0 | 0 | 0 | 0 | 0 | 0
| Vintage | 0 | 0 | 0 | 0 | 0 | 0 | 0 | 0 | 0 | 0 | 0 | 0 | 0 | 0 | 0 | 0 | 0 | 0 | 0 | 0 | 0 | 0 | 0 | 0 | 0 | 0 | 0 | 0 | 0 | 0 | 0
Stock for Switching
| Year | Year 0 | Year 1 | Year 2 | Year 3 | Year 4 | Year 5 | Year 6 | Year 7 | Year 8 | Year 9 | Year 10 | Year 11 | Year 12 | Year 13 | Year 14 | Year 15 | Year 16 | Year 17 | Year 18 | Year 19 | Year 20 | Year 21 | Year 22 | Year 23 | Year 24 | Year 25 | Year 26 | Year 27 | Year 28 | Year 29 | Year 30
| E1 | 0 | 0 | 0 | 0 | 0 | 0 | 0 | 0 | 0 | 0 | 0 | 0 | 0 | 0 | 0 | 0 | 0 | 0 | 0 | 0 | 0 | 0 | 0 | 0 | 0 | 0 | 0 | 0 | 0 | 0 | 0 | 0_E1_SysStock
| E2 | 0 | 0 | 0 | 0 | 0 | 0 | 0 | 0 | 0 | 0 | 0 | 0 | 0 | 0 | 0 | 0 | 0 | 0 | 0 | 0 | 0 | 0 | 0 | 0 | 0 | 0 | 0 | 0 | 0 | 0 | 0 | 0_E2_SysStock
| E3 | 0 | 0 | 0 | 0 | 0 | 0 | 0 | 0 | 0 | 0 | 0 | 0 | 0 | 0 | 0 | 0 | 0 | 0 | 0 | 0 | 0 | 0 | 0 | 0 | 0 | 0 | 0 | 0 | 0 | 0 | 0 | 0_E3_SysStock
| E4 | 0 | 0 | 0 | 0 | 0 | 0 | 0 | 0 | 0 | 0 | 0 | 0 | 0 | 0 | 0 | 0 | 0 | 0 | 0 | 0 | 0 | 0 | 0 | 0 | 0 | 0 | 0 | 0 | 0 | 0 | 0 | 0_E4_SysStock
| E5 | 0 | 0 | 0 | 0 | 0 | 0 | 0 | 0 | 0 | 0 | 0 | 0 | 0 | 0 | 0 | 0 | 0 | 0 | 0 | 0 | 0 | 0 | 0 | 0 | 0 | 0 | 0 | 0 | 0 | 0 | 0 | 0_E5_SysStock
| E6 | 0 | 0 | 0 | 0 | 0 | 0 | 0 | 0 | 0 | 0 | 0 | 0 | 0 | 0 | 0 | 0 | 0 | 0 | 0 | 0 | 0 | 0 | 0 | 0 | 0 | 0 | 0 | 0 | 0 | 0 | 0 | 0_E6_SysStock
| E7 | 0 | 0 | 0 | 0 | 0 | 0 | 0 | 0 | 0 | 0 | 0 | 0 | 0 | 0 | 0 | 0 | 0 | 0 | 0 | 0 | 0 | 0 | 0 | 0 | 0 | 0 | 0 | 0 | 0 | 0 | 0 | 0_E7_SysStock
| E8 | 0 | 0 | 0 | 0 | 0 | 0 | 0 | 0 | 0 | 0 | 0 | 0 | 0 | 0 | 0 | 0 | 0 | 0 | 0 | 0 | 0 | 0 | 0 | 0 | 0 | 0 | 0 | 0 | 0 | 0 | 0 | 0_E8_SysStock
| E9 | 0 | 0 | 0 | 0 | 0 | 0 | 0 | 0 | 0 | 0 | 0 | 0 | 0 | 0 | 0 | 0 | 0 | 0 | 0 | 0 | 0 | 0 | 0 | 0 | 0 | 0 | 0 | 0 | 0 | 0 | 0 | 0_E9_SysStock
| E10 | 0 | 0 | 0 | 0 | 0 | 0 | 0 | 0 | 0 | 0 | 0 | 0 | 0 | 0 | 0 | 0 | 0 | 0 | 0 | 0 | 0 | 0 | 0 | 0 | 0 | 0 | 0 | 0 | 0 | 0 | 0 | 0_E10_SysStock
| Vintage | 0 | 0 | 0 | 0 | 0 | 0 | 0 | 0 | 0 | 0 | 0 | 0 | 0 | 0 | 0 | 0 | 0 | 0 | 0 | 0 | 0 | 0 | 0 | 0 | 0 | 0 | 0 | 0 | 0 | 0 | 0 | 0_Vintage_SysStock
Tech Forecast Purchases
| Year | Year 0 | Year 1 | Year 2 | Year 3 | Year 4 | Year 5 | Year 6 | Year 7 | Year 8 | Year 9 | Year 10 | Year 11 | Year 12 | Year 13 | Year 14 | Year 15 | Year 16 | Year 17 | Year 18 | Year 19 | Year 20 | Year 21 | Year 22 | Year 23 | Year 24 | Year 25 | Year 26 | Year 27 | Year 28 | Year 29 | Year 30
| E1 | 0 | 0 | 0 | 0 | 0 | 0 | 0 | 0 | 0 | 0 | 0 | 0 | 0 | 0 | 0 | 0 | 0 | 0 | 0 | 0 | 0 | 0 | 0 | 0 | 0 | 0 | 0 | 0 | 0 | 0 | 0
| E2 | 0 | 0 | 0 | 0 | 0 | 0 | 0 | 0 | 0 | 0 | 0 | 0 | 0 | 0 | 0 | 0 | 0 | 0 | 0 | 0 | 0 | 0 | 0 | 0 | 0 | 0 | 0 | 0 | 0 | 0 | 0
| E3 | 0 | 0 | 0 | 0 | 0 | 0 | 0 | 0 | 0 | 0 | 0 | 0 | 0 | 0 | 0 | 0 | 0 | 0 | 0 | 0 | 0 | 0 | 0 | 0 | 0 | 0 | 0 | 0 | 0 | 0 | 0
| E4 | 0 | 0 | 0 | 0 | 0 | 0 | 0 | 0 | 0 | 0 | 0 | 0 | 0 | 0 | 0 | 0 | 0 | 0 | 0 | 0 | 0 | 0 | 0 | 0 | 0 | 0 | 0 | 0 | 0 | 0 | 0
| E5 | 0 | 0 | 0 | 0 | 0 | 0 | 0 | 0 | 0 | 0 | 0 | 0 | 0 | 0 | 0 | 0 | 0 | 0 | 0 | 0 | 0 | 0 | 0 | 0 | 0 | 0 | 0 | 0 | 0 | 0 | 0
| E6 | 0 | 0 | 0 | 0 | 0 | 0 | 0 | 0 | 0 | 0 | 0 | 0 | 0 | 0 | 0 | 0 | 0 | 0 | 0 | 0 | 0 | 0 | 0 | 0 | 0 | 0 | 0 | 0 | 0 | 0 | 0
| E7 | 0 | 0 | 0 | 0 | 0 | 0 | 0 | 0 | 0 | 0 | 0 | 0 | 0 | 0 | 0 | 0 | 0 | 0 | 0 | 0 | 0 | 0 | 0 | 0 | 0 | 0 | 0 | 0 | 0 | 0 | 0
| E8 | 0 | 0 | 0 | 0 | 0 | 0 | 0 | 0 | 0 | 0 | 0 | 0 | 0 | 0 | 0 | 0 | 0 | 0 | 0 | 0 | 0 | 0 | 0 | 0 | 0 | 0 | 0 | 0 | 0 | 0 | 0
| E9 | 0 | 0 | 0 | 0 | 0 | 0 | 0 | 0 | 0 | 0 | 0 | 0 | 0 | 0 | 0 | 0 | 0 | 0 | 0 | 0 | 0 | 0 | 0 | 0 | 0 | 0 | 0 | 0 | 0 | 0 | 0
| E10 | 0 | 0 | 0 | 0 | 0 | 0 | 0 | 0 | 0 | 0 | 0 | 0 | 0 | 0 | 0 | 0 | 0 | 0 | 0 | 0 | 0 | 0 | 0 | 0 | 0 | 0 | 0 | 0 | 0 | 0 | 0
Potential to Switch
| Year | Year 0 | Year 1 | Year 2 | Year 3 | Year 4 | Year 5 | Year 6 | Year 7 | Year 8 | Year 9 | Year 10 | Year 11 | Year 12 | Year 13 | Year 14 | Year 15 | Year 16 | Year 17 | Year 18 | Year 19 | Year 20 | Year 21 | Year 22 | Year 23 | Year 24 | Year 25 | Year 26 | Year 27 | Year 28 | Year 29 | Year 30
| E1 | 0 | 0 | 0 | 0 | 0 | 0 | 0 | 0 | 0 | 0 | 0 | 0 | 0 | 0 | 0 | 0 | 0 | 0 | 0 | 0 | 0 | 0 | 0 | 0 | 0 | 0 | 0 | 0 | 0 | 0 | 0 | 0_E1_Switched Out
| E2 | 0 | 0 | 0 | 0 | 0 | 0 | 0 | 0 | 0 | 0 | 0 | 0 | 0 | 0 | 0 | 0 | 0 | 0 | 0 | 0 | 0 | 0 | 0 | 0 | 0 | 0 | 0 | 0 | 0 | 0 | 0 | 0_E2_Switched Out
| E3 | 0 | 0 | 0 | 0 | 0 | 0 | 0 | 0 | 0 | 0 | 0 | 0 | 0 | 0 | 0 | 0 | 0 | 0 | 0 | 0 | 0 | 0 | 0 | 0 | 0 | 0 | 0 | 0 | 0 | 0 | 0 | 0_E3_Switched Out
| E4 | 0 | 0 | 0 | 0 | 0 | 0 | 0 | 0 | 0 | 0 | 0 | 0 | 0 | 0 | 0 | 0 | 0 | 0 | 0 | 0 | 0 | 0 | 0 | 0 | 0 | 0 | 0 | 0 | 0 | 0 | 0 | 0_E4_Switched Out
| E5 | 0 | 0 | 0 | 0 | 0 | 0 | 0 | 0 | 0 | 0 | 0 | 0 | 0 | 0 | 0 | 0 | 0 | 0 | 0 | 0 | 0 | 0 | 0 | 0 | 0 | 0 | 0 | 0 | 0 | 0 | 0 | 0_E5_Switched Out
| E6 | 0 | 0 | 0 | 0 | 0 | 0 | 0 | 0 | 0 | 0 | 0 | 0 | 0 | 0 | 0 | 0 | 0 | 0 | 0 | 0 | 0 | 0 | 0 | 0 | 0 | 0 | 0 | 0 | 0 | 0 | 0 | 0_E6_Switched Out
| E7 | 0 | 0 | 0 | 0 | 0 | 0 | 0 | 0 | 0 | 0 | 0 | 0 | 0 | 0 | 0 | 0 | 0 | 0 | 0 | 0 | 0 | 0 | 0 | 0 | 0 | 0 | 0 | 0 | 0 | 0 | 0 | 0_E7_Switched Out
| E8 | 0 | 0 | 0 | 0 | 0 | 0 | 0 | 0 | 0 | 0 | 0 | 0 | 0 | 0 | 0 | 0 | 0 | 0 | 0 | 0 | 0 | 0 | 0 | 0 | 0 | 0 | 0 | 0 | 0 | 0 | 0 | 0_E8_Switched Out
| E9 | 0 | 0 | 0 | 0 | 0 | 0 | 0 | 0 | 0 | 0 | 0 | 0 | 0 | 0 | 0 | 0 | 0 | 0 | 0 | 0 | 0 | 0 | 0 | 0 | 0 | 0 | 0 | 0 | 0 | 0 | 0 | 0_E9_Switched Out
| E10 | 0 | 0 | 0 | 0 | 0 | 0 | 0 | 0 | 0 | 0 | 0 | 0 | 0 | 0 | 0 | 0 | 0 | 0 | 0 | 0 | 0 | 0 | 0 | 0 | 0 | 0 | 0 | 0 | 0 | 0 | 0 | 0_E10_Switched Out
Units Out
| E1 | 0 | 0 | 0 | 0 | 0 | 0 | 0 | 0 | 0 | 0 | 0 | 0 | 0 | 0 | 0 | 0 | 0 | 0 | 0 | 0 | 0 | 0 | 0 | 0 | 0 | 0 | 0 | 0 | 0 | 0 | 0
| E2 | 0 | 0 | 0 | 0 | 0 | 0 | 0 | 0 | 0 | 0 | 0 | 0 | 0 | 0 | 0 | 0 | 0 | 0 | 0 | 0 | 0 | 0 | 0 | 0 | 0 | 0 | 0 | 0 | 0 | 0 | 0
| E3 | 0 | 0 | 0 | 0 | 0 | 0 | 0 | 0 | 0 | 0 | 0 | 0 | 0 | 0 | 0 | 0 | 0 | 0 | 0 | 0 | 0 | 0 | 0 | 0 | 0 | 0 | 0 | 0 | 0 | 0 | 0
| E4 | 0 | 0 | 0 | 0 | 0 | 0 | 0 | 0 | 0 | 0 | 0 | 0 | 0 | 0 | 0 | 0 | 0 | 0 | 0 | 0 | 0 | 0 | 0 | 0 | 0 | 0 | 0 | 0 | 0 | 0 | 0
| E5 | 0 | 0 | 0 | 0 | 0 | 0 | 0 | 0 | 0 | 0 | 0 | 0 | 0 | 0 | 0 | 0 | 0 | 0 | 0 | 0 | 0 | 0 | 0 | 0 | 0 | 0 | 0 | 0 | 0 | 0 | 0
| E6 | 0 | 0 | 0 | 0 | 0 | 0 | 0 | 0 | 0 | 0 | 0 | 0 | 0 | 0 | 0 | 0 | 0 | 0 | 0 | 0 | 0 | 0 | 0 | 0 | 0 | 0 | 0 | 0 | 0 | 0 | 0
| E7 | 0 | 0 | 0 | 0 | 0 | 0 | 0 | 0 | 0 | 0 | 0 | 0 | 0 | 0 | 0 | 0 | 0 | 0 | 0 | 0 | 0 | 0 | 0 | 0 | 0 | 0 | 0 | 0 | 0 | 0 | 0
| E8 | 0 | 0 | 0 | 0 | 0 | 0 | 0 | 0 | 0 | 0 | 0 | 0 | 0 | 0 | 0 | 0 | 0 | 0 | 0 | 0 | 0 | 0 | 0 | 0 | 0 | 0 | 0 | 0 | 0 | 0 | 0
| E9 | 0 | 0 | 0 | 0 | 0 | 0 | 0 | 0 | 0 | 0 | 0 | 0 | 0 | 0 | 0 | 0 | 0 | 0 | 0 | 0 | 0 | 0 | 0 | 0 | 0 | 0 | 0 | 0 | 0 | 0 | 0
| E10 | 0 | 0 | 0 | 0 | 0 | 0 | 0 | 0 | 0 | 0 | 0 | 0 | 0 | 0 | 0 | 0 | 0 | 0 | 0 | 0 | 0 | 0 | 0 | 0 | 0 | 0 | 0 | 0 | 0 | 0 | 0
| Vintage | 0 | 0 | 0 | 0 | 0 | 0 | 0 | 0 | 0 | 0 | 0 | 0 | 0 | 0 | 0 | 0 | 0 | 0 | 0 | 0 | 0 | 0 | 0 | 0 | 0 | 0 | 0 | 0 | 0 | 0 | 0
Tech Purchase Shares
| Year | Year 0 | Year 1 | Year 2 | Year 3 | Year 4 | Year 5 | Year 6 | Year 7 | Year 8 | Year 9 | Year 10 | Year 11 | Year 12 | Year 13 | Year 14 | Year 15 | Year 16 | Year 17 | Year 18 | Year 19 | Year 20 | Year 21 | Year 22 | Year 23 | Year 24 | Year 25 | Year 26 | Year 27 | Year 28 | Year 29 | Year 30
E1 | bar: Year 0 to Year 30
E2 | bar: Year 0 to Year 30
E3 | bar: Year 0 to Year 30
E4 | bar: Year 0 to Year 30
E5 | bar: Year 0 to Year 30
E6 | bar: Year 0 to Year 30
E7 | bar: Year 0 to Year 30
E8 | bar: Year 0 to Year 30
E9 | bar: Year 0 to Year 30
E10 | bar: Year 0 to Year 30
Units In from Switching
| E1 | 0 | 0 | 0 | 0 | 0 | 0 | 0 | 0 | 0 | 0 | 0 | 0 | 0 | 0 | 0 | 0 | 0 | 0 | 0 | 0 | 0 | 0 | 0 | 0 | 0 | 0 | 0 | 0 | 0 | 0 | 0
| E2 | 0 | 0 | 0 | 0 | 0 | 0 | 0 | 0 | 0 | 0 | 0 | 0 | 0 | 0 | 0 | 0 | 0 | 0 | 0 | 0 | 0 | 0 | 0 | 0 | 0 | 0 | 0 | 0 | 0 | 0 | 0
| E3 | 0 | 0 | 0 | 0 | 0 | 0 | 0 | 0 | 0 | 0 | 0 | 0 | 0 | 0 | 0 | 0 | 0 | 0 | 0 | 0 | 0 | 0 | 0 | 0 | 0 | 0 | 0 | 0 | 0 | 0 | 0
| E4 | 0 | 0 | 0 | 0 | 0 | 0 | 0 | 0 | 0 | 0 | 0 | 0 | 0 | 0 | 0 | 0 | 0 | 0 | 0 | 0 | 0 | 0 | 0 | 0 | 0 | 0 | 0 | 0 | 0 | 0 | 0
| E5 | 0 | 0 | 0 | 0 | 0 | 0 | 0 | 0 | 0 | 0 | 0 | 0 | 0 | 0 | 0 | 0 | 0 | 0 | 0 | 0 | 0 | 0 | 0 | 0 | 0 | 0 | 0 | 0 | 0 | 0 | 0
| E6 | 0 | 0 | 0 | 0 | 0 | 0 | 0 | 0 | 0 | 0 | 0 | 0 | 0 | 0 | 0 | 0 | 0 | 0 | 0 | 0 | 0 | 0 | 0 | 0 | 0 | 0 | 0 | 0 | 0 | 0 | 0
| E7 | 0 | 0 | 0 | 0 | 0 | 0 | 0 | 0 | 0 | 0 | 0 | 0 | 0 | 0 | 0 | 0 | 0 | 0 | 0 | 0 | 0 | 0 | 0 | 0 | 0 | 0 | 0 | 0 | 0 | 0 | 0
| E8 | 0 | 0 | 0 | 0 | 0 | 0 | 0 | 0 | 0 | 0 | 0 | 0 | 0 | 0 | 0 | 0 | 0 | 0 | 0 | 0 | 0 | 0 | 0 | 0 | 0 | 0 | 0 | 0 | 0 | 0 | 0
| E9 | 0 | 0 | 0 | 0 | 0 | 0 | 0 | 0 | 0 | 0 | 0 | 0 | 0 | 0 | 0 | 0 | 0 | 0 | 0 | 0 | 0 | 0 | 0 | 0 | 0 | 0 | 0 | 0 | 0 | 0 | 0
| E10 | 0 | 0 | 0 | 0 | 0 | 0 | 0 | 0 | 0 | 0 | 0 | 0 | 0 | 0 | 0 | 0 | 0 | 0 | 0 | 0 | 0 | 0 | 0 | 0 | 0 | 0 | 0 | 0 | 0 | 0 | 0
| Vintage | 0 | 0 | 0 | 0 | 0 | 0 | 0 | 0 | 0 | 0 | 0 | 0 | 0 | 0 | 0 | 0 | 0 | 0 | 0 | 0 | 0 | 0 | 0 | 0 | 0 | 0 | 0 | 0 | 0 | 0 | 0
Net Change
| Year | Year 0 | Year 1 | Year 2 | Year 3 | Year 4 | Year 5 | Year 6 | Year 7 | Year 8 | Year 9 | Year 10 | Year 11 | Year 12 | Year 13 | Year 14 | Year 15 | Year 16 | Year 17 | Year 18 | Year 19 | Year 20 | Year 21 | Year 22 | Year 23 | Year 24 | Year 25 | Year 26 | Year 27 | Year 28 | Year 29 | Year 30 | Key
| Units | 0 | 0 | 0 | 0 | 0 | 0 | 0 | 0 | 0 | 0 | 0 | 0 | 0 | 0 | 0 | 0 | 0 | 0 | 0 | 0 | 0 | 0 | 0 | 0 | 0 | 0 | 0 | 0 | 0 | 0 | 0 | 0_Units |  |  |  |  | 301957.8232
| Usage | 0 | 0 | 0 | 0 | 0 | 0 | 0 | 0 | 0 | 0 | 0 | 0 | 0 | 0 | 0 | 0 | 0 | 0 | 0 | 0 | 0 | 0 | 0 | 0 | 0 | 0 | 0 | 0 | 0 | 0 | 0 | 0_Usage |  |  |  |  | 1698.6543
| Peak Demand (S) | 0 | 0 | 0 | 0 | 0 | 0 | 0 | 0 | 0 | 0 | 0 | 0 | 0 | 0 | 0 | 0 | 0 | 0 | 0 | 0 | 0 | 0 | 0 | 0 | 0 | 0 | 0 | 0 | 0 | 0 | 0 | 0_Peak Demand (S) |  |  |  |  | 0
| Peak Demand (W) | 0 | 0 | 0 | 0 | 0 | 0 | 0 | 0 | 0 | 0 | 0 | 0 | 0 | 0 | 0 | 0 | 0 | 0 | 0 | 0 | 0 | 0 | 0 | 0 | 0 | 0 | 0 | 0 | 0 | 0 | 0 | 0_Peak Demand (W) |  |  |  |  | 884.6119
| Turnover | 0 | 0 | 0 | 0 | 0 | 0 | 0 | 0 | 0 | 0 | 0 | 0 | 0 | 0 | 0 | 0 | 0 | 0 | 0 | 0 | 0 | 0 | 0 | 0 | 0 | 0 | 0 | 0 | 0 | 0 | 0 | 0_Turnover |  |  |  |  | 6885.4476
| Avg. Replacement Usage | 0 | 0 | 0 | 0 | 0 | 0 | 0 | 0 | 0 | 0 | 0 | 0 | 0 | 0 | 0 | 0 | 0 | 0 | 0 | 0 | 0 | 0 | 0 | 0 | 0 | 0 | 0 | 0 | 0 | 0 | 0 | 0_Avg. Replacement Usage |  |  |  |  | 5638.8522
| Avg. Replacement Demand (S) | 0 | 0 | 0 | 0 | 0 | 0 | 0 | 0 | 0 | 0 | 0 | 0 | 0 | 0 | 0 | 0 | 0 | 0 | 0 | 0 | 0 | 0 | 0 | 0 | 0 | 0 | 0 | 0 | 0 | 0 | 0 | 0_Avg. Replacement Demand (S) |  |  |  |  | 0
| Avg. Replacement Demand (W) | 0 | 0 | 0 | 0 | 0 | 0 | 0 | 0 | 0 | 0 | 0 | 0 | 0 | 0 | 0 | 0 | 0 | 0 | 0 | 0 | 0 | 0 | 0 | 0 | 0 | 0 | 0 | 0 | 0 | 0 | 0 | 0_Avg. Replacement Demand (W) |  |  |  |  | 2.9366
Purchases
| Year | Year 0 | Year 1 | Year 2 | Year 3 | Year 4 | Year 5 | Year 6 | Year 7 | Year 8 | Year 9 | Year 10 | Year 11 | Year 12 | Year 13 | Year 14 | Year 15 | Year 16 | Year 17 | Year 18 | Year 19 | Year 20 | Year 21 | Year 22 | Year 23 | Year 24 | Year 25 | Year 26 | Year 27 | Year 28 | Year 29 | Year 30
| E1 | 0 | 0 | 0 | 0 | 0 | 0 | 0 | 0 | 0 | 0 | 0 | 0 | 0 | 0 | 0 | 0 | 0 | 0 | 0 | 0 | 0 | 0 | 0 | 0 | 0 | 0 | 0 | 0 | 0 | 0 | 0 | 0_E1_Purchases |  |  |  |  | 6885.4476
| E2 | 0 | 0 | 0 | 0 | 0 | 0 | 0 | 0 | 0 | 0 | 0 | 0 | 0 | 0 | 0 | 0 | 0 | 0 | 0 | 0 | 0 | 0 | 0 | 0 | 0 | 0 | 0 | 0 | 0 | 0 | 0 | 0_E2_Purchases |  |  |  |  | 0
| E3 | 0 | 0 | 0 | 0 | 0 | 0 | 0 | 0 | 0 | 0 | 0 | 0 | 0 | 0 | 0 | 0 | 0 | 0 | 0 | 0 | 0 | 0 | 0 | 0 | 0 | 0 | 0 | 0 | 0 | 0 | 0 | 0_E3_Purchases |  |  |  |  | 0
| E4 | 0 | 0 | 0 | 0 | 0 | 0 | 0 | 0 | 0 | 0 | 0 | 0 | 0 | 0 | 0 | 0 | 0 | 0 | 0 | 0 | 0 | 0 | 0 | 0 | 0 | 0 | 0 | 0 | 0 | 0 | 0 | 0_E4_Purchases |  |  |  |  | 0
| E5 | 0 | 0 | 0 | 0 | 0 | 0 | 0 | 0 | 0 | 0 | 0 | 0 | 0 | 0 | 0 | 0 | 0 | 0 | 0 | 0 | 0 | 0 | 0 | 0 | 0 | 0 | 0 | 0 | 0 | 0 | 0 | 0_E5_Purchases |  |  |  |  | 0
| E6 | 0 | 0 | 0 | 0 | 0 | 0 | 0 | 0 | 0 | 0 | 0 | 0 | 0 | 0 | 0 | 0 | 0 | 0 | 0 | 0 | 0 | 0 | 0 | 0 | 0 | 0 | 0 | 0 | 0 | 0 | 0 | 0_E6_Purchases |  |  |  |  | 0
| E7 | 0 | 0 | 0 | 0 | 0 | 0 | 0 | 0 | 0 | 0 | 0 | 0 | 0 | 0 | 0 | 0 | 0 | 0 | 0 | 0 | 0 | 0 | 0 | 0 | 0 | 0 | 0 | 0 | 0 | 0 | 0 | 0_E7_Purchases |  |  |  |  | 0
| E8 | 0 | 0 | 0 | 0 | 0 | 0 | 0 | 0 | 0 | 0 | 0 | 0 | 0 | 0 | 0 | 0 | 0 | 0 | 0 | 0 | 0 | 0 | 0 | 0 | 0 | 0 | 0 | 0 | 0 | 0 | 0 | 0_E8_Purchases |  |  |  |  | 0
| E9 | 0 | 0 | 0 | 0 | 0 | 0 | 0 | 0 | 0 | 0 | 0 | 0 | 0 | 0 | 0 | 0 | 0 | 0 | 0 | 0 | 0 | 0 | 0 | 0 | 0 | 0 | 0 | 0 | 0 | 0 | 0 | 0_E9_Purchases |  |  |  |  | 0
| E10 | 0 | 0 | 0 | 0 | 0 | 0 | 0 | 0 | 0 | 0 | 0 | 0 | 0 | 0 | 0 | 0 | 0 | 0 | 0 | 0 | 0 | 0 | 0 | 0 | 0 | 0 | 0 | 0 | 0 | 0 | 0 | 0_E10_Purchases |  |  |  |  | 0
Stock
| Year | Year 0 | Year 1 | Year 2 | Year 3 | Year 4 | Year 5 | Year 6 | Year 7 | Year 8 | Year 9 | Year 10 | Year 11 | Year 12 | Year 13 | Year 14 | Year 15 | Year 16 | Year 17 | Year 18 | Year 19 | Year 20 | Year 21 | Year 22 | Year 23 | Year 24 | Year 25 | Year 26 | Year 27 | Year 28 | Year 29 | Year 30
| E1 | 0 | 0 | 0 | 0 | 0 | 0 | 0 | 0 | 0 | 0 | 0 | 0 | 0 | 0 | 0 | 0 | 0 | 0 | 0 | 0 | 0 | 0 | 0 | 0 | 0 | 0 | 0 | 0 | 0 | 0 | 0 | 0_E1_Stock |  |  |  |  | 13576.6093
| E2 | 0 | 0 | 0 | 0 | 0 | 0 | 0 | 0 | 0 | 0 | 0 | 0 | 0 | 0 | 0 | 0 | 0 | 0 | 0 | 0 | 0 | 0 | 0 | 0 | 0 | 0 | 0 | 0 | 0 | 0 | 0 | 0_E2_Stock |  |  |  |  | 0
| E3 | 0 | 0 | 0 | 0 | 0 | 0 | 0 | 0 | 0 | 0 | 0 | 0 | 0 | 0 | 0 | 0 | 0 | 0 | 0 | 0 | 0 | 0 | 0 | 0 | 0 | 0 | 0 | 0 | 0 | 0 | 0 | 0_E3_Stock |  |  |  |  | 0
| E4 | 0 | 0 | 0 | 0 | 0 | 0 | 0 | 0 | 0 | 0 | 0 | 0 | 0 | 0 | 0 | 0 | 0 | 0 | 0 | 0 | 0 | 0 | 0 | 0 | 0 | 0 | 0 | 0 | 0 | 0 | 0 | 0_E4_Stock |  |  |  |  | 0
| E5 | 0 | 0 | 0 | 0 | 0 | 0 | 0 | 0 | 0 | 0 | 0 | 0 | 0 | 0 | 0 | 0 | 0 | 0 | 0 | 0 | 0 | 0 | 0 | 0 | 0 | 0 | 0 | 0 | 0 | 0 | 0 | 0_E5_Stock |  |  |  |  | 0
| E6 | 0 | 0 | 0 | 0 | 0 | 0 | 0 | 0 | 0 | 0 | 0 | 0 | 0 | 0 | 0 | 0 | 0 | 0 | 0 | 0 | 0 | 0 | 0 | 0 | 0 | 0 | 0 | 0 | 0 | 0 | 0 | 0_E6_Stock |  |  |  |  | 0
| E7 | 0 | 0 | 0 | 0 | 0 | 0 | 0 | 0 | 0 | 0 | 0 | 0 | 0 | 0 | 0 | 0 | 0 | 0 | 0 | 0 | 0 | 0 | 0 | 0 | 0 | 0 | 0 | 0 | 0 | 0 | 0 | 0_E7_Stock |  |  |  |  | 0
| E8 | 0 | 0 | 0 | 0 | 0 | 0 | 0 | 0 | 0 | 0 | 0 | 0 | 0 | 0 | 0 | 0 | 0 | 0 | 0 | 0 | 0 | 0 | 0 | 0 | 0 | 0 | 0 | 0 | 0 | 0 | 0 | 0_E8_Stock |  |  |  |  | 0
| E9 | 0 | 0 | 0 | 0 | 0 | 0 | 0 | 0 | 0 | 0 | 0 | 0 | 0 | 0 | 0 | 0 | 0 | 0 | 0 | 0 | 0 | 0 | 0 | 0 | 0 | 0 | 0 | 0 | 0 | 0 | 0 | 0_E9_Stock |  |  |  |  | 0
| E10 | 0 | 0 | 0 | 0 | 0 | 0 | 0 | 0 | 0 | 0 | 0 | 0 | 0 | 0 | 0 | 0 | 0 | 0 | 0 | 0 | 0 | 0 | 0 | 0 | 0 | 0 | 0 | 0 | 0 | 0 | 0 | 0_E10_Stock |  |  |  |  | 0
| Vintage | 0 | 0 | 0 | 0 | 0 | 0 | 0 | 0 | 0 | 0 | 0 | 0 | 0 | 0 | 0 | 0 | 0 | 0 | 0 | 0 | 0 | 0 | 0 | 0 | 0 | 0 | 0 | 0 | 0 | 0 | 0 | 0_Vintage_Stock |  |  |  |  | 288381.2139
S5C1 |  | Year 0: System 5 Technology 1
Technology Variables
| Tech Key | Year 0: 0
| Peak Factor (S) | Year 0: 0
| Peak Factor (W) | Year 0: 0
| Min Vintage Lifetime | Year 0: 0
| Max Vintage Lifetime | Year 0: 0
| Turnover Style | Year 0: 0
Technology Variables
| Equipment | Year 0: Label; Year 1: Min Lifetime; Year 2: Max Lifetime; Year 3: Degradation; Year 4: Usage; Year 5: Available
| E1 | Year 1: 0; Year 2: 0; Year 3: 0%; Year 4: 0; Year 5: FALSE
| E2 | Year 1: 0; Year 2: 0; Year 3: 0%; Year 4: 0; Year 5: FALSE
| E3 | Year 1: 0; Year 2: 0; Year 3: 0%; Year 4: 0; Year 5: FALSE
| E4 | Year 1: 0; Year 2: 0; Year 3: 0%; Year 4: 0; Year 5: FALSE
| E5 | Year 1: 0; Year 2: 0; Year 3: 0%; Year 4: 0; Year 5: FALSE
| E6 | Year 1: 0; Year 2: 0; Year 3: 0%; Year 4: 0; Year 5: FALSE
| E7 | Year 1: 0; Year 2: 0; Year 3: 0%; Year 4: 0; Year 5: FALSE
| E8 | Year 1: 0; Year 2: 0; Year 3: 0%; Year 4: 0; Year 5: FALSE
| E9 | Year 1: 0; Year 2: 0; Year 3: 0%; Year 4: 0; Year 5: FALSE
| E10 | Year 1: 0; Year 2: 0; Year 3: 0%; Year 4: 0; Year 5: FALSE
Original Forecast Results
| Year | Year 0 | Year 1 | Year 2 | Year 3 | Year 4 | Year 5 | Year 6 | Year 7 | Year 8 | Year 9 | Year 10 | Year 11 | Year 12 | Year 13 | Year 14 | Year 15 | Year 16 | Year 17 | Year 18 | Year 19 | Year 20 | Year 21 | Year 22 | Year 23 | Year 24 | Year 25 | Year 26 | Year 27 | Year 28 | Year 29 | Year 30 | Key
| Units | 0 | 0 | 0 | 0 | 0 | 0 | 0 | 0 | 0 | 0 | 0 | 0 | 0 | 0 | 0 | 0 | 0 | 0 | 0 | 0 | 0 | 0 | 0 | 0 | 0 | 0 | 0 | 0 | 0 | 0 | 0 | #REF! |  |  |  |  | 301957.8232
| Usage | 0 | 0 | 0 | 0 | 0 | 0 | 0 | 0 | 0 | 0 | 0 | 0 | 0 | 0 | 0 | 0 | 0 | 0 | 0 | 0 | 0 | 0 | 0 | 0 | 0 | 0 | 0 | 0 | 0 | 0 | 0 | #REF! |  |  |  |  | 1698.6543
| Peak Demand (S) | 0 | 0 | 0 | 0 | 0 | 0 | 0 | 0 | 0 | 0 | 0 | 0 | 0 | 0 | 0 | 0 | 0 | 0 | 0 | 0 | 0 | 0 | 0 | 0 | 0 | 0 | 0 | 0 | 0 | 0 | 0 | #REF! |  |  |  |  | 0
| Peak Demand (W) | 0 | 0 | 0 | 0 | 0 | 0 | 0 | 0 | 0 | 0 | 0 | 0 | 0 | 0 | 0 | 0 | 0 | 0 | 0 | 0 | 0 | 0 | 0 | 0 | 0 | 0 | 0 | 0 | 0 | 0 | 0 | #REF! |  |  |  |  | 884.6119
| Turnover | 0 | 0 | 0 | 0 | 0 | 0 | 0 | 0 | 0 | 0 | 0 | 0 | 0 | 0 | 0 | 0 | 0 | 0 | 0 | 0 | 0 | 0 | 0 | 0 | 0 | 0 | 0 | 0 | 0 | 0 | 0 | #REF! |  |  |  |  | 6885.4476
| Avg. Replacement Usage | 0 | 0 | 0 | 0 | 0 | 0 | 0 | 0 | 0 | 0 | 0 | 0 | 0 | 0 | 0 | 0 | 0 | 0 | 0 | 0 | 0 | 0 | 0 | 0 | 0 | 0 | 0 | 0 | 0 | 0 | 0 | #REF! |  |  |  |  | 5638.8522
| Avg. Replacement Demand (S) | 0 | 0 | 0 | 0 | 0 | 0 | 0 | 0 | 0 | 0 | 0 | 0 | 0 | 0 | 0 | 0 | 0 | 0 | 0 | 0 | 0 | 0 | 0 | 0 | 0 | 0 | 0 | 0 | 0 | 0 | 0 | #REF! |  |  |  |  | 0
| Avg. Replacement Demand (W) | 0 | 0 | 0 | 0 | 0 | 0 | 0 | 0 | 0 | 0 | 0 | 0 | 0 | 0 | 0 | 0 | 0 | 0 | 0 | 0 | 0 | 0 | 0 | 0 | 0 | 0 | 0 | 0 | 0 | 0 | 0 | #REF! |  |  |  |  | 2.9366
Tech Forecast Stock
| Year | Year 0 | Year 1 | Year 2 | Year 3 | Year 4 | Year 5 | Year 6 | Year 7 | Year 8 | Year 9 | Year 10 | Year 11 | Year 12 | Year 13 | Year 14 | Year 15 | Year 16 | Year 17 | Year 18 | Year 19 | Year 20 | Year 21 | Year 22 | Year 23 | Year 24 | Year 25 | Year 26 | Year 27 | Year 28 | Year 29 | Year 30
| E1 | 0 | 0 | 0 | 0 | 0 | 0 | 0 | 0 | 0 | 0 | 0 | 0 | 0 | 0 | 0 | 0 | 0 | 0 | 0 | 0 | 0 | 0 | 0 | 0 | 0 | 0 | 0 | 0 | 0 | 0 | 0
| E2 | 0 | 0 | 0 | 0 | 0 | 0 | 0 | 0 | 0 | 0 | 0 | 0 | 0 | 0 | 0 | 0 | 0 | 0 | 0 | 0 | 0 | 0 | 0 | 0 | 0 | 0 | 0 | 0 | 0 | 0 | 0
| E3 | 0 | 0 | 0 | 0 | 0 | 0 | 0 | 0 | 0 | 0 | 0 | 0 | 0 | 0 | 0 | 0 | 0 | 0 | 0 | 0 | 0 | 0 | 0 | 0 | 0 | 0 | 0 | 0 | 0 | 0 | 0
| E4 | 0 | 0 | 0 | 0 | 0 | 0 | 0 | 0 | 0 | 0 | 0 | 0 | 0 | 0 | 0 | 0 | 0 | 0 | 0 | 0 | 0 | 0 | 0 | 0 | 0 | 0 | 0 | 0 | 0 | 0 | 0
| E5 | 0 | 0 | 0 | 0 | 0 | 0 | 0 | 0 | 0 | 0 | 0 | 0 | 0 | 0 | 0 | 0 | 0 | 0 | 0 | 0 | 0 | 0 | 0 | 0 | 0 | 0 | 0 | 0 | 0 | 0 | 0
| E6 | 0 | 0 | 0 | 0 | 0 | 0 | 0 | 0 | 0 | 0 | 0 | 0 | 0 | 0 | 0 | 0 | 0 | 0 | 0 | 0 | 0 | 0 | 0 | 0 | 0 | 0 | 0 | 0 | 0 | 0 | 0
| E7 | 0 | 0 | 0 | 0 | 0 | 0 | 0 | 0 | 0 | 0 | 0 | 0 | 0 | 0 | 0 | 0 | 0 | 0 | 0 | 0 | 0 | 0 | 0 | 0 | 0 | 0 | 0 | 0 | 0 | 0 | 0
| E8 | 0 | 0 | 0 | 0 | 0 | 0 | 0 | 0 | 0 | 0 | 0 | 0 | 0 | 0 | 0 | 0 | 0 | 0 | 0 | 0 | 0 | 0 | 0 | 0 | 0 | 0 | 0 | 0 | 0 | 0 | 0
| E9 | 0 | 0 | 0 | 0 | 0 | 0 | 0 | 0 | 0 | 0 | 0 | 0 | 0 | 0 | 0 | 0 | 0 | 0 | 0 | 0 | 0 | 0 | 0 | 0 | 0 | 0 | 0 | 0 | 0 | 0 | 0
| E10 | 0 | 0 | 0 | 0 | 0 | 0 | 0 | 0 | 0 | 0 | 0 | 0 | 0 | 0 | 0 | 0 | 0 | 0 | 0 | 0 | 0 | 0 | 0 | 0 | 0 | 0 | 0 | 0 | 0 | 0 | 0
| Vintage | 0 | 0 | 0 | 0 | 0 | 0 | 0 | 0 | 0 | 0 | 0 | 0 | 0 | 0 | 0 | 0 | 0 | 0 | 0 | 0 | 0 | 0 | 0 | 0 | 0 | 0 | 0 | 0 | 0 | 0 | 0
Stock for Switching
| Year | Year 0 | Year 1 | Year 2 | Year 3 | Year 4 | Year 5 | Year 6 | Year 7 | Year 8 | Year 9 | Year 10 | Year 11 | Year 12 | Year 13 | Year 14 | Year 15 | Year 16 | Year 17 | Year 18 | Year 19 | Year 20 | Year 21 | Year 22 | Year 23 | Year 24 | Year 25 | Year 26 | Year 27 | Year 28 | Year 29 | Year 30
| E1 | 0 | 0 | 0 | 0 | 0 | 0 | 0 | 0 | 0 | 0 | 0 | 0 | 0 | 0 | 0 | 0 | 0 | 0 | 0 | 0 | 0 | 0 | 0 | 0 | 0 | 0 | 0 | 0 | 0 | 0 | 0 | 0_E1_SysStock
| E2 | 0 | 0 | 0 | 0 | 0 | 0 | 0 | 0 | 0 | 0 | 0 | 0 | 0 | 0 | 0 | 0 | 0 | 0 | 0 | 0 | 0 | 0 | 0 | 0 | 0 | 0 | 0 | 0 | 0 | 0 | 0 | 0_E2_SysStock
| E3 | 0 | 0 | 0 | 0 | 0 | 0 | 0 | 0 | 0 | 0 | 0 | 0 | 0 | 0 | 0 | 0 | 0 | 0 | 0 | 0 | 0 | 0 | 0 | 0 | 0 | 0 | 0 | 0 | 0 | 0 | 0 | 0_E3_SysStock
| E4 | 0 | 0 | 0 | 0 | 0 | 0 | 0 | 0 | 0 | 0 | 0 | 0 | 0 | 0 | 0 | 0 | 0 | 0 | 0 | 0 | 0 | 0 | 0 | 0 | 0 | 0 | 0 | 0 | 0 | 0 | 0 | 0_E4_SysStock
| E5 | 0 | 0 | 0 | 0 | 0 | 0 | 0 | 0 | 0 | 0 | 0 | 0 | 0 | 0 | 0 | 0 | 0 | 0 | 0 | 0 | 0 | 0 | 0 | 0 | 0 | 0 | 0 | 0 | 0 | 0 | 0 | 0_E5_SysStock
| E6 | 0 | 0 | 0 | 0 | 0 | 0 | 0 | 0 | 0 | 0 | 0 | 0 | 0 | 0 | 0 | 0 | 0 | 0 | 0 | 0 | 0 | 0 | 0 | 0 | 0 | 0 | 0 | 0 | 0 | 0 | 0 | 0_E6_SysStock
| E7 | 0 | 0 | 0 | 0 | 0 | 0 | 0 | 0 | 0 | 0 | 0 | 0 | 0 | 0 | 0 | 0 | 0 | 0 | 0 | 0 | 0 | 0 | 0 | 0 | 0 | 0 | 0 | 0 | 0 | 0 | 0 | 0_E7_SysStock
| E8 | 0 | 0 | 0 | 0 | 0 | 0 | 0 | 0 | 0 | 0 | 0 | 0 | 0 | 0 | 0 | 0 | 0 | 0 | 0 | 0 | 0 | 0 | 0 | 0 | 0 | 0 | 0 | 0 | 0 | 0 | 0 | 0_E8_SysStock
| E9 | 0 | 0 | 0 | 0 | 0 | 0 | 0 | 0 | 0 | 0 | 0 | 0 | 0 | 0 | 0 | 0 | 0 | 0 | 0 | 0 | 0 | 0 | 0 | 0 | 0 | 0 | 0 | 0 | 0 | 0 | 0 | 0_E9_SysStock
| E10 | 0 | 0 | 0 | 0 | 0 | 0 | 0 | 0 | 0 | 0 | 0 | 0 | 0 | 0 | 0 | 0 | 0 | 0 | 0 | 0 | 0 | 0 | 0 | 0 | 0 | 0 | 0 | 0 | 0 | 0 | 0 | 0_E10_SysStock
| Vintage | 0 | 0 | 0 | 0 | 0 | 0 | 0 | 0 | 0 | 0 | 0 | 0 | 0 | 0 | 0 | 0 | 0 | 0 | 0 | 0 | 0 | 0 | 0 | 0 | 0 | 0 | 0 | 0 | 0 | 0 | 0 | 0_Vintage_SysStock
Tech Forecast Purchases
| Year | Year 0 | Year 1 | Year 2 | Year 3 | Year 4 | Year 5 | Year 6 | Year 7 | Year 8 | Year 9 | Year 10 | Year 11 | Year 12 | Year 13 | Year 14 | Year 15 | Year 16 | Year 17 | Year 18 | Year 19 | Year 20 | Year 21 | Year 22 | Year 23 | Year 24 | Year 25 | Year 26 | Year 27 | Year 28 | Year 29 | Year 30
| E1 | 0 | 0 | 0 | 0 | 0 | 0 | 0 | 0 | 0 | 0 | 0 | 0 | 0 | 0 | 0 | 0 | 0 | 0 | 0 | 0 | 0 | 0 | 0 | 0 | 0 | 0 | 0 | 0 | 0 | 0 | 0
| E2 | 0 | 0 | 0 | 0 | 0 | 0 | 0 | 0 | 0 | 0 | 0 | 0 | 0 | 0 | 0 | 0 | 0 | 0 | 0 | 0 | 0 | 0 | 0 | 0 | 0 | 0 | 0 | 0 | 0 | 0 | 0
| E3 | 0 | 0 | 0 | 0 | 0 | 0 | 0 | 0 | 0 | 0 | 0 | 0 | 0 | 0 | 0 | 0 | 0 | 0 | 0 | 0 | 0 | 0 | 0 | 0 | 0 | 0 | 0 | 0 | 0 | 0 | 0
| E4 | 0 | 0 | 0 | 0 | 0 | 0 | 0 | 0 | 0 | 0 | 0 | 0 | 0 | 0 | 0 | 0 | 0 | 0 | 0 | 0 | 0 | 0 | 0 | 0 | 0 | 0 | 0 | 0 | 0 | 0 | 0
| E5 | 0 | 0 | 0 | 0 | 0 | 0 | 0 | 0 | 0 | 0 | 0 | 0 | 0 | 0 | 0 | 0 | 0 | 0 | 0 | 0 | 0 | 0 | 0 | 0 | 0 | 0 | 0 | 0 | 0 | 0 | 0
| E6 | 0 | 0 | 0 | 0 | 0 | 0 | 0 | 0 | 0 | 0 | 0 | 0 | 0 | 0 | 0 | 0 | 0 | 0 | 0 | 0 | 0 | 0 | 0 | 0 | 0 | 0 | 0 | 0 | 0 | 0 | 0
| E7 | 0 | 0 | 0 | 0 | 0 | 0 | 0 | 0 | 0 | 0 | 0 | 0 | 0 | 0 | 0 | 0 | 0 | 0 | 0 | 0 | 0 | 0 | 0 | 0 | 0 | 0 | 0 | 0 | 0 | 0 | 0
| E8 | 0 | 0 | 0 | 0 | 0 | 0 | 0 | 0 | 0 | 0 | 0 | 0 | 0 | 0 | 0 | 0 | 0 | 0 | 0 | 0 | 0 | 0 | 0 | 0 | 0 | 0 | 0 | 0 | 0 | 0 | 0
| E9 | 0 | 0 | 0 | 0 | 0 | 0 | 0 | 0 | 0 | 0 | 0 | 0 | 0 | 0 | 0 | 0 | 0 | 0 | 0 | 0 | 0 | 0 | 0 | 0 | 0 | 0 | 0 | 0 | 0 | 0 | 0
| E10 | 0 | 0 | 0 | 0 | 0 | 0 | 0 | 0 | 0 | 0 | 0 | 0 | 0 | 0 | 0 | 0 | 0 | 0 | 0 | 0 | 0 | 0 | 0 | 0 | 0 | 0 | 0 | 0 | 0 | 0 | 0
Potential to Switch
| Year | Year 0 | Year 1 | Year 2 | Year 3 | Year 4 | Year 5 | Year 6 | Year 7 | Year 8 | Year 9 | Year 10 | Year 11 | Year 12 | Year 13 | Year 14 | Year 15 | Year 16 | Year 17 | Year 18 | Year 19 | Year 20 | Year 21 | Year 22 | Year 23 | Year 24 | Year 25 | Year 26 | Year 27 | Year 28 | Year 29 | Year 30
| E1 | 0 | 0 | 0 | 0 | 0 | 0 | 0 | 0 | 0 | 0 | 0 | 0 | 0 | 0 | 0 | 0 | 0 | 0 | 0 | 0 | 0 | 0 | 0 | 0 | 0 | 0 | 0 | 0 | 0 | 0 | 0 | 0_E1_Switched Out
| E2 | 0 | 0 | 0 | 0 | 0 | 0 | 0 | 0 | 0 | 0 | 0 | 0 | 0 | 0 | 0 | 0 | 0 | 0 | 0 | 0 | 0 | 0 | 0 | 0 | 0 | 0 | 0 | 0 | 0 | 0 | 0 | 0_E2_Switched Out
| E3 | 0 | 0 | 0 | 0 | 0 | 0 | 0 | 0 | 0 | 0 | 0 | 0 | 0 | 0 | 0 | 0 | 0 | 0 | 0 | 0 | 0 | 0 | 0 | 0 | 0 | 0 | 0 | 0 | 0 | 0 | 0 | 0_E3_Switched Out
| E4 | 0 | 0 | 0 | 0 | 0 | 0 | 0 | 0 | 0 | 0 | 0 | 0 | 0 | 0 | 0 | 0 | 0 | 0 | 0 | 0 | 0 | 0 | 0 | 0 | 0 | 0 | 0 | 0 | 0 | 0 | 0 | 0_E4_Switched Out
| E5 | 0 | 0 | 0 | 0 | 0 | 0 | 0 | 0 | 0 | 0 | 0 | 0 | 0 | 0 | 0 | 0 | 0 | 0 | 0 | 0 | 0 | 0 | 0 | 0 | 0 | 0 | 0 | 0 | 0 | 0 | 0 | 0_E5_Switched Out
| E6 | 0 | 0 | 0 | 0 | 0 | 0 | 0 | 0 | 0 | 0 | 0 | 0 | 0 | 0 | 0 | 0 | 0 | 0 | 0 | 0 | 0 | 0 | 0 | 0 | 0 | 0 | 0 | 0 | 0 | 0 | 0 | 0_E6_Switched Out
| E7 | 0 | 0 | 0 | 0 | 0 | 0 | 0 | 0 | 0 | 0 | 0 | 0 | 0 | 0 | 0 | 0 | 0 | 0 | 0 | 0 | 0 | 0 | 0 | 0 | 0 | 0 | 0 | 0 | 0 | 0 | 0 | 0_E7_Switched Out
| E8 | 0 | 0 | 0 | 0 | 0 | 0 | 0 | 0 | 0 | 0 | 0 | 0 | 0 | 0 | 0 | 0 | 0 | 0 | 0 | 0 | 0 | 0 | 0 | 0 | 0 | 0 | 0 | 0 | 0 | 0 | 0 | 0_E8_Switched Out
| E9 | 0 | 0 | 0 | 0 | 0 | 0 | 0 | 0 | 0 | 0 | 0 | 0 | 0 | 0 | 0 | 0 | 0 | 0 | 0 | 0 | 0 | 0 | 0 | 0 | 0 | 0 | 0 | 0 | 0 | 0 | 0 | 0_E9_Switched Out
| E10 | 0 | 0 | 0 | 0 | 0 | 0 | 0 | 0 | 0 | 0 | 0 | 0 | 0 | 0 | 0 | 0 | 0 | 0 | 0 | 0 | 0 | 0 | 0 | 0 | 0 | 0 | 0 | 0 | 0 | 0 | 0 | 0_E10_Switched Out
Units Out
| E1 | 0 | 0 | 0 | 0 | 0 | 0 | 0 | 0 | 0 | 0 | 0 | 0 | 0 | 0 | 0 | 0 | 0 | 0 | 0 | 0 | 0 | 0 | 0 | 0 | 0 | 0 | 0 | 0 | 0 | 0 | 0
| E2 | 0 | 0 | 0 | 0 | 0 | 0 | 0 | 0 | 0 | 0 | 0 | 0 | 0 | 0 | 0 | 0 | 0 | 0 | 0 | 0 | 0 | 0 | 0 | 0 | 0 | 0 | 0 | 0 | 0 | 0 | 0
| E3 | 0 | 0 | 0 | 0 | 0 | 0 | 0 | 0 | 0 | 0 | 0 | 0 | 0 | 0 | 0 | 0 | 0 | 0 | 0 | 0 | 0 | 0 | 0 | 0 | 0 | 0 | 0 | 0 | 0 | 0 | 0
| E4 | 0 | 0 | 0 | 0 | 0 | 0 | 0 | 0 | 0 | 0 | 0 | 0 | 0 | 0 | 0 | 0 | 0 | 0 | 0 | 0 | 0 | 0 | 0 | 0 | 0 | 0 | 0 | 0 | 0 | 0 | 0
| E5 | 0 | 0 | 0 | 0 | 0 | 0 | 0 | 0 | 0 | 0 | 0 | 0 | 0 | 0 | 0 | 0 | 0 | 0 | 0 | 0 | 0 | 0 | 0 | 0 | 0 | 0 | 0 | 0 | 0 | 0 | 0
| E6 | 0 | 0 | 0 | 0 | 0 | 0 | 0 | 0 | 0 | 0 | 0 | 0 | 0 | 0 | 0 | 0 | 0 | 0 | 0 | 0 | 0 | 0 | 0 | 0 | 0 | 0 | 0 | 0 | 0 | 0 | 0
| E7 | 0 | 0 | 0 | 0 | 0 | 0 | 0 | 0 | 0 | 0 | 0 | 0 | 0 | 0 | 0 | 0 | 0 | 0 | 0 | 0 | 0 | 0 | 0 | 0 | 0 | 0 | 0 | 0 | 0 | 0 | 0
| E8 | 0 | 0 | 0 | 0 | 0 | 0 | 0 | 0 | 0 | 0 | 0 | 0 | 0 | 0 | 0 | 0 | 0 | 0 | 0 | 0 | 0 | 0 | 0 | 0 | 0 | 0 | 0 | 0 | 0 | 0 | 0
| E9 | 0 | 0 | 0 | 0 | 0 | 0 | 0 | 0 | 0 | 0 | 0 | 0 | 0 | 0 | 0 | 0 | 0 | 0 | 0 | 0 | 0 | 0 | 0 | 0 | 0 | 0 | 0 | 0 | 0 | 0 | 0
| E10 | 0 | 0 | 0 | 0 | 0 | 0 | 0 | 0 | 0 | 0 | 0 | 0 | 0 | 0 | 0 | 0 | 0 | 0 | 0 | 0 | 0 | 0 | 0 | 0 | 0 | 0 | 0 | 0 | 0 | 0 | 0
| Vintage | 0 | 0 | 0 | 0 | 0 | 0 | 0 | 0 | 0 | 0 | 0 | 0 | 0 | 0 | 0 | 0 | 0 | 0 | 0 | 0 | 0 | 0 | 0 | 0 | 0 | 0 | 0 | 0 | 0 | 0 | 0
Tech Purchase Shares
| Year | Year 0 | Year 1 | Year 2 | Year 3 | Year 4 | Year 5 | Year 6 | Year 7 | Year 8 | Year 9 | Year 10 | Year 11 | Year 12 | Year 13 | Year 14 | Year 15 | Year 16 | Year 17 | Year 18 | Year 19 | Year 20 | Year 21 | Year 22 | Year 23 | Year 24 | Year 25 | Year 26 | Year 27 | Year 28 | Year 29 | Year 30
E1 | bar: Year 0 to Year 30
E2 | bar: Year 0 to Year 30
E3 | bar: Year 0 to Year 30
E4 | bar: Year 0 to Year 30
E5 | bar: Year 0 to Year 30
E6 | bar: Year 0 to Year 30
E7 | bar: Year 0 to Year 30
E8 | bar: Year 0 to Year 30
E9 | bar: Year 0 to Year 30
E10 | bar: Year 0 to Year 30
Units In from Switching
| E1 | 0 | 0 | 0 | 0 | 0 | 0 | 0 | 0 | 0 | 0 | 0 | 0 | 0 | 0 | 0 | 0 | 0 | 0 | 0 | 0 | 0 | 0 | 0 | 0 | 0 | 0 | 0 | 0 | 0 | 0 | 0
| E2 | 0 | 0 | 0 | 0 | 0 | 0 | 0 | 0 | 0 | 0 | 0 | 0 | 0 | 0 | 0 | 0 | 0 | 0 | 0 | 0 | 0 | 0 | 0 | 0 | 0 | 0 | 0 | 0 | 0 | 0 | 0
| E3 | 0 | 0 | 0 | 0 | 0 | 0 | 0 | 0 | 0 | 0 | 0 | 0 | 0 | 0 | 0 | 0 | 0 | 0 | 0 | 0 | 0 | 0 | 0 | 0 | 0 | 0 | 0 | 0 | 0 | 0 | 0
| E4 | 0 | 0 | 0 | 0 | 0 | 0 | 0 | 0 | 0 | 0 | 0 | 0 | 0 | 0 | 0 | 0 | 0 | 0 | 0 | 0 | 0 | 0 | 0 | 0 | 0 | 0 | 0 | 0 | 0 | 0 | 0
| E5 | 0 | 0 | 0 | 0 | 0 | 0 | 0 | 0 | 0 | 0 | 0 | 0 | 0 | 0 | 0 | 0 | 0 | 0 | 0 | 0 | 0 | 0 | 0 | 0 | 0 | 0 | 0 | 0 | 0 | 0 | 0
| E6 | 0 | 0 | 0 | 0 | 0 | 0 | 0 | 0 | 0 | 0 | 0 | 0 | 0 | 0 | 0 | 0 | 0 | 0 | 0 | 0 | 0 | 0 | 0 | 0 | 0 | 0 | 0 | 0 | 0 | 0 | 0
| E7 | 0 | 0 | 0 | 0 | 0 | 0 | 0 | 0 | 0 | 0 | 0 | 0 | 0 | 0 | 0 | 0 | 0 | 0 | 0 | 0 | 0 | 0 | 0 | 0 | 0 | 0 | 0 | 0 | 0 | 0 | 0
| E8 | 0 | 0 | 0 | 0 | 0 | 0 | 0 | 0 | 0 | 0 | 0 | 0 | 0 | 0 | 0 | 0 | 0 | 0 | 0 | 0 | 0 | 0 | 0 | 0 | 0 | 0 | 0 | 0 | 0 | 0 | 0
| E9 | 0 | 0 | 0 | 0 | 0 | 0 | 0 | 0 | 0 | 0 | 0 | 0 | 0 | 0 | 0 | 0 | 0 | 0 | 0 | 0 | 0 | 0 | 0 | 0 | 0 | 0 | 0 | 0 | 0 | 0 | 0
| E10 | 0 | 0 | 0 | 0 | 0 | 0 | 0 | 0 | 0 | 0 | 0 | 0 | 0 | 0 | 0 | 0 | 0 | 0 | 0 | 0 | 0 | 0 | 0 | 0 | 0 | 0 | 0 | 0 | 0 | 0 | 0
| Vintage | 0 | 0 | 0 | 0 | 0 | 0 | 0 | 0 | 0 | 0 | 0 | 0 | 0 | 0 | 0 | 0 | 0 | 0 | 0 | 0 | 0 | 0 | 0 | 0 | 0 | 0 | 0 | 0 | 0 | 0 | 0
Net Change
| Year | Year 0 | Year 1 | Year 2 | Year 3 | Year 4 | Year 5 | Year 6 | Year 7 | Year 8 | Year 9 | Year 10 | Year 11 | Year 12 | Year 13 | Year 14 | Year 15 | Year 16 | Year 17 | Year 18 | Year 19 | Year 20 | Year 21 | Year 22 | Year 23 | Year 24 | Year 25 | Year 26 | Year 27 | Year 28 | Year 29 | Year 30 | Key
| Units | 0 | 0 | 0 | 0 | 0 | 0 | 0 | 0 | 0 | 0 | 0 | 0 | 0 | 0 | 0 | 0 | 0 | 0 | 0 | 0 | 0 | 0 | 0 | 0 | 0 | 0 | 0 | 0 | 0 | 0 | 0 | 0_Units |  |  |  |  | 301957.8232
| Usage | 0 | 0 | 0 | 0 | 0 | 0 | 0 | 0 | 0 | 0 | 0 | 0 | 0 | 0 | 0 | 0 | 0 | 0 | 0 | 0 | 0 | 0 | 0 | 0 | 0 | 0 | 0 | 0 | 0 | 0 | 0 | 0_Usage |  |  |  |  | 1698.6543
| Peak Demand (S) | 0 | 0 | 0 | 0 | 0 | 0 | 0 | 0 | 0 | 0 | 0 | 0 | 0 | 0 | 0 | 0 | 0 | 0 | 0 | 0 | 0 | 0 | 0 | 0 | 0 | 0 | 0 | 0 | 0 | 0 | 0 | 0_Peak Demand (S) |  |  |  |  | 0
| Peak Demand (W) | 0 | 0 | 0 | 0 | 0 | 0 | 0 | 0 | 0 | 0 | 0 | 0 | 0 | 0 | 0 | 0 | 0 | 0 | 0 | 0 | 0 | 0 | 0 | 0 | 0 | 0 | 0 | 0 | 0 | 0 | 0 | 0_Peak Demand (W) |  |  |  |  | 884.6119
| Turnover | 0 | 0 | 0 | 0 | 0 | 0 | 0 | 0 | 0 | 0 | 0 | 0 | 0 | 0 | 0 | 0 | 0 | 0 | 0 | 0 | 0 | 0 | 0 | 0 | 0 | 0 | 0 | 0 | 0 | 0 | 0 | 0_Turnover |  |  |  |  | 6885.4476
| Avg. Replacement Usage | 0 | 0 | 0 | 0 | 0 | 0 | 0 | 0 | 0 | 0 | 0 | 0 | 0 | 0 | 0 | 0 | 0 | 0 | 0 | 0 | 0 | 0 | 0 | 0 | 0 | 0 | 0 | 0 | 0 | 0 | 0 | 0_Avg. Replacement Usage |  |  |  |  | 5638.8522
| Avg. Replacement Demand (S) | 0 | 0 | 0 | 0 | 0 | 0 | 0 | 0 | 0 | 0 | 0 | 0 | 0 | 0 | 0 | 0 | 0 | 0 | 0 | 0 | 0 | 0 | 0 | 0 | 0 | 0 | 0 | 0 | 0 | 0 | 0 | 0_Avg. Replacement Demand (S) |  |  |  |  | 0
| Avg. Replacement Demand (W) | 0 | 0 | 0 | 0 | 0 | 0 | 0 | 0 | 0 | 0 | 0 | 0 | 0 | 0 | 0 | 0 | 0 | 0 | 0 | 0 | 0 | 0 | 0 | 0 | 0 | 0 | 0 | 0 | 0 | 0 | 0 | 0_Avg. Replacement Demand (W) |  |  |  |  | 2.9366
Purchases
| Year | Year 0 | Year 1 | Year 2 | Year 3 | Year 4 | Year 5 | Year 6 | Year 7 | Year 8 | Year 9 | Year 10 | Year 11 | Year 12 | Year 13 | Year 14 | Year 15 | Year 16 | Year 17 | Year 18 | Year 19 | Year 20 | Year 21 | Year 22 | Year 23 | Year 24 | Year 25 | Year 26 | Year 27 | Year 28 | Year 29 | Year 30
| E1 | 0 | 0 | 0 | 0 | 0 | 0 | 0 | 0 | 0 | 0 | 0 | 0 | 0 | 0 | 0 | 0 | 0 | 0 | 0 | 0 | 0 | 0 | 0 | 0 | 0 | 0 | 0 | 0 | 0 | 0 | 0 | 0_E1_Purchases |  |  |  |  | 6885.4476
| E2 | 0 | 0 | 0 | 0 | 0 | 0 | 0 | 0 | 0 | 0 | 0 | 0 | 0 | 0 | 0 | 0 | 0 | 0 | 0 | 0 | 0 | 0 | 0 | 0 | 0 | 0 | 0 | 0 | 0 | 0 | 0 | 0_E2_Purchases |  |  |  |  | 0
| E3 | 0 | 0 | 0 | 0 | 0 | 0 | 0 | 0 | 0 | 0 | 0 | 0 | 0 | 0 | 0 | 0 | 0 | 0 | 0 | 0 | 0 | 0 | 0 | 0 | 0 | 0 | 0 | 0 | 0 | 0 | 0 | 0_E3_Purchases |  |  |  |  | 0
| E4 | 0 | 0 | 0 | 0 | 0 | 0 | 0 | 0 | 0 | 0 | 0 | 0 | 0 | 0 | 0 | 0 | 0 | 0 | 0 | 0 | 0 | 0 | 0 | 0 | 0 | 0 | 0 | 0 | 0 | 0 | 0 | 0_E4_Purchases |  |  |  |  | 0
| E5 | 0 | 0 | 0 | 0 | 0 | 0 | 0 | 0 | 0 | 0 | 0 | 0 | 0 | 0 | 0 | 0 | 0 | 0 | 0 | 0 | 0 | 0 | 0 | 0 | 0 | 0 | 0 | 0 | 0 | 0 | 0 | 0_E5_Purchases |  |  |  |  | 0
| E6 | 0 | 0 | 0 | 0 | 0 | 0 | 0 | 0 | 0 | 0 | 0 | 0 | 0 | 0 | 0 | 0 | 0 | 0 | 0 | 0 | 0 | 0 | 0 | 0 | 0 | 0 | 0 | 0 | 0 | 0 | 0 | 0_E6_Purchases |  |  |  |  | 0
| E7 | 0 | 0 | 0 | 0 | 0 | 0 | 0 | 0 | 0 | 0 | 0 | 0 | 0 | 0 | 0 | 0 | 0 | 0 | 0 | 0 | 0 | 0 | 0 | 0 | 0 | 0 | 0 | 0 | 0 | 0 | 0 | 0_E7_Purchases |  |  |  |  | 0
| E8 | 0 | 0 | 0 | 0 | 0 | 0 | 0 | 0 | 0 | 0 | 0 | 0 | 0 | 0 | 0 | 0 | 0 | 0 | 0 | 0 | 0 | 0 | 0 | 0 | 0 | 0 | 0 | 0 | 0 | 0 | 0 | 0_E8_Purchases |  |  |  |  | 0
| E9 | 0 | 0 | 0 | 0 | 0 | 0 | 0 | 0 | 0 | 0 | 0 | 0 | 0 | 0 | 0 | 0 | 0 | 0 | 0 | 0 | 0 | 0 | 0 | 0 | 0 | 0 | 0 | 0 | 0 | 0 | 0 | 0_E9_Purchases |  |  |  |  | 0
| E10 | 0 | 0 | 0 | 0 | 0 | 0 | 0 | 0 | 0 | 0 | 0 | 0 | 0 | 0 | 0 | 0 | 0 | 0 | 0 | 0 | 0 | 0 | 0 | 0 | 0 | 0 | 0 | 0 | 0 | 0 | 0 | 0_E10_Purchases |  |  |  |  | 0
Stock
| Year | Year 0 | Year 1 | Year 2 | Year 3 | Year 4 | Year 5 | Year 6 | Year 7 | Year 8 | Year 9 | Year 10 | Year 11 | Year 12 | Year 13 | Year 14 | Year 15 | Year 16 | Year 17 | Year 18 | Year 19 | Year 20 | Year 21 | Year 22 | Year 23 | Year 24 | Year 25 | Year 26 | Year 27 | Year 28 | Year 29 | Year 30
| E1 | 0 | 0 | 0 | 0 | 0 | 0 | 0 | 0 | 0 | 0 | 0 | 0 | 0 | 0 | 0 | 0 | 0 | 0 | 0 | 0 | 0 | 0 | 0 | 0 | 0 | 0 | 0 | 0 | 0 | 0 | 0 | 0_E1_Stock |  |  |  |  | 13576.6093
| E2 | 0 | 0 | 0 | 0 | 0 | 0 | 0 | 0 | 0 | 0 | 0 | 0 | 0 | 0 | 0 | 0 | 0 | 0 | 0 | 0 | 0 | 0 | 0 | 0 | 0 | 0 | 0 | 0 | 0 | 0 | 0 | 0_E2_Stock |  |  |  |  | 0
| E3 | 0 | 0 | 0 | 0 | 0 | 0 | 0 | 0 | 0 | 0 | 0 | 0 | 0 | 0 | 0 | 0 | 0 | 0 | 0 | 0 | 0 | 0 | 0 | 0 | 0 | 0 | 0 | 0 | 0 | 0 | 0 | 0_E3_Stock |  |  |  |  | 0
| E4 | 0 | 0 | 0 | 0 | 0 | 0 | 0 | 0 | 0 | 0 | 0 | 0 | 0 | 0 | 0 | 0 | 0 | 0 | 0 | 0 | 0 | 0 | 0 | 0 | 0 | 0 | 0 | 0 | 0 | 0 | 0 | 0_E4_Stock |  |  |  |  | 0
| E5 | 0 | 0 | 0 | 0 | 0 | 0 | 0 | 0 | 0 | 0 | 0 | 0 | 0 | 0 | 0 | 0 | 0 | 0 | 0 | 0 | 0 | 0 | 0 | 0 | 0 | 0 | 0 | 0 | 0 | 0 | 0 | 0_E5_Stock |  |  |  |  | 0
| E6 | 0 | 0 | 0 | 0 | 0 | 0 | 0 | 0 | 0 | 0 | 0 | 0 | 0 | 0 | 0 | 0 | 0 | 0 | 0 | 0 | 0 | 0 | 0 | 0 | 0 | 0 | 0 | 0 | 0 | 0 | 0 | 0_E6_Stock |  |  |  |  | 0
| E7 | 0 | 0 | 0 | 0 | 0 | 0 | 0 | 0 | 0 | 0 | 0 | 0 | 0 | 0 | 0 | 0 | 0 | 0 | 0 | 0 | 0 | 0 | 0 | 0 | 0 | 0 | 0 | 0 | 0 | 0 | 0 | 0_E7_Stock |  |  |  |  | 0
| E8 | 0 | 0 | 0 | 0 | 0 | 0 | 0 | 0 | 0 | 0 | 0 | 0 | 0 | 0 | 0 | 0 | 0 | 0 | 0 | 0 | 0 | 0 | 0 | 0 | 0 | 0 | 0 | 0 | 0 | 0 | 0 | 0_E8_Stock |  |  |  |  | 0
| E9 | 0 | 0 | 0 | 0 | 0 | 0 | 0 | 0 | 0 | 0 | 0 | 0 | 0 | 0 | 0 | 0 | 0 | 0 | 0 | 0 | 0 | 0 | 0 | 0 | 0 | 0 | 0 | 0 | 0 | 0 | 0 | 0_E9_Stock |  |  |  |  | 0
| E10 | 0 | 0 | 0 | 0 | 0 | 0 | 0 | 0 | 0 | 0 | 0 | 0 | 0 | 0 | 0 | 0 | 0 | 0 | 0 | 0 | 0 | 0 | 0 | 0 | 0 | 0 | 0 | 0 | 0 | 0 | 0 | 0_E10_Stock |  |  |  |  | 0
| Vintage | 0 | 0 | 0 | 0 | 0 | 0 | 0 | 0 | 0 | 0 | 0 | 0 | 0 | 0 | 0 | 0 | 0 | 0 | 0 | 0 | 0 | 0 | 0 | 0 | 0 | 0 | 0 | 0 | 0 | 0 | 0 | 0_Vintage_Stock |  |  |  |  | 288381.2139
S5C2 |  | Year 0: System 5 Technology 2
Technology Variables
| Tech Key | Year 0: 0
| Peak Factor (S) | Year 0: 0
| Peak Factor (W) | Year 0: 0
| Min Vintage Lifetime | Year 0: 0
| Max Vintage Lifetime | Year 0: 0
| Turnover Style | Year 0: 0
Technology Variables
| Equipment | Year 0: Label; Year 1: Min Lifetime; Year 2: Max Lifetime; Year 3: Degradation; Year 4: Usage; Year 5: Available
| E1 | Year 1: 0; Year 2: 0; Year 3: 0%; Year 4: 0; Year 5: FALSE
| E2 | Year 1: 0; Year 2: 0; Year 3: 0%; Year 4: 0; Year 5: FALSE
| E3 | Year 1: 0; Year 2: 0; Year 3: 0%; Year 4: 0; Year 5: FALSE
| E4 | Year 1: 0; Year 2: 0; Year 3: 0%; Year 4: 0; Year 5: FALSE
| E5 | Year 1: 0; Year 2: 0; Year 3: 0%; Year 4: 0; Year 5: FALSE
| E6 | Year 1: 0; Year 2: 0; Year 3: 0%; Year 4: 0; Year 5: FALSE
| E7 | Year 1: 0; Year 2: 0; Year 3: 0%; Year 4: 0; Year 5: FALSE
| E8 | Year 1: 0; Year 2: 0; Year 3: 0%; Year 4: 0; Year 5: FALSE
| E9 | Year 1: 0; Year 2: 0; Year 3: 0%; Year 4: 0; Year 5: FALSE
| E10 | Year 1: 0; Year 2: 0; Year 3: 0%; Year 4: 0; Year 5: FALSE
Original Forecast Results
| Year | Year 0 | Year 1 | Year 2 | Year 3 | Year 4 | Year 5 | Year 6 | Year 7 | Year 8 | Year 9 | Year 10 | Year 11 | Year 12 | Year 13 | Year 14 | Year 15 | Year 16 | Year 17 | Year 18 | Year 19 | Year 20 | Year 21 | Year 22 | Year 23 | Year 24 | Year 25 | Year 26 | Year 27 | Year 28 | Year 29 | Year 30 | Key
| Units | 0 | 0 | 0 | 0 | 0 | 0 | 0 | 0 | 0 | 0 | 0 | 0 | 0 | 0 | 0 | 0 | 0 | 0 | 0 | 0 | 0 | 0 | 0 | 0 | 0 | 0 | 0 | 0 | 0 | 0 | 0 | #REF! |  |  |  |  | 301957.8232
| Usage | 0 | 0 | 0 | 0 | 0 | 0 | 0 | 0 | 0 | 0 | 0 | 0 | 0 | 0 | 0 | 0 | 0 | 0 | 0 | 0 | 0 | 0 | 0 | 0 | 0 | 0 | 0 | 0 | 0 | 0 | 0 | #REF! |  |  |  |  | 1698.6543
| Peak Demand (S) | 0 | 0 | 0 | 0 | 0 | 0 | 0 | 0 | 0 | 0 | 0 | 0 | 0 | 0 | 0 | 0 | 0 | 0 | 0 | 0 | 0 | 0 | 0 | 0 | 0 | 0 | 0 | 0 | 0 | 0 | 0 | #REF! |  |  |  |  | 0
| Peak Demand (W) | 0 | 0 | 0 | 0 | 0 | 0 | 0 | 0 | 0 | 0 | 0 | 0 | 0 | 0 | 0 | 0 | 0 | 0 | 0 | 0 | 0 | 0 | 0 | 0 | 0 | 0 | 0 | 0 | 0 | 0 | 0 | #REF! |  |  |  |  | 884.6119
| Turnover | 0 | 0 | 0 | 0 | 0 | 0 | 0 | 0 | 0 | 0 | 0 | 0 | 0 | 0 | 0 | 0 | 0 | 0 | 0 | 0 | 0 | 0 | 0 | 0 | 0 | 0 | 0 | 0 | 0 | 0 | 0 | #REF! |  |  |  |  | 6885.4476
| Avg. Replacement Usage | 0 | 0 | 0 | 0 | 0 | 0 | 0 | 0 | 0 | 0 | 0 | 0 | 0 | 0 | 0 | 0 | 0 | 0 | 0 | 0 | 0 | 0 | 0 | 0 | 0 | 0 | 0 | 0 | 0 | 0 | 0 | #REF! |  |  |  |  | 5638.8522
| Avg. Replacement Demand (S) | 0 | 0 | 0 | 0 | 0 | 0 | 0 | 0 | 0 | 0 | 0 | 0 | 0 | 0 | 0 | 0 | 0 | 0 | 0 | 0 | 0 | 0 | 0 | 0 | 0 | 0 | 0 | 0 | 0 | 0 | 0 | #REF! |  |  |  |  | 0
| Avg. Replacement Demand (W) | 0 | 0 | 0 | 0 | 0 | 0 | 0 | 0 | 0 | 0 | 0 | 0 | 0 | 0 | 0 | 0 | 0 | 0 | 0 | 0 | 0 | 0 | 0 | 0 | 0 | 0 | 0 | 0 | 0 | 0 | 0 | #REF! |  |  |  |  | 2.9366
Tech Forecast Stock
| Year | Year 0 | Year 1 | Year 2 | Year 3 | Year 4 | Year 5 | Year 6 | Year 7 | Year 8 | Year 9 | Year 10 | Year 11 | Year 12 | Year 13 | Year 14 | Year 15 | Year 16 | Year 17 | Year 18 | Year 19 | Year 20 | Year 21 | Year 22 | Year 23 | Year 24 | Year 25 | Year 26 | Year 27 | Year 28 | Year 29 | Year 30
| E1 | 0 | 0 | 0 | 0 | 0 | 0 | 0 | 0 | 0 | 0 | 0 | 0 | 0 | 0 | 0 | 0 | 0 | 0 | 0 | 0 | 0 | 0 | 0 | 0 | 0 | 0 | 0 | 0 | 0 | 0 | 0
| E2 | 0 | 0 | 0 | 0 | 0 | 0 | 0 | 0 | 0 | 0 | 0 | 0 | 0 | 0 | 0 | 0 | 0 | 0 | 0 | 0 | 0 | 0 | 0 | 0 | 0 | 0 | 0 | 0 | 0 | 0 | 0
| E3 | 0 | 0 | 0 | 0 | 0 | 0 | 0 | 0 | 0 | 0 | 0 | 0 | 0 | 0 | 0 | 0 | 0 | 0 | 0 | 0 | 0 | 0 | 0 | 0 | 0 | 0 | 0 | 0 | 0 | 0 | 0
| E4 | 0 | 0 | 0 | 0 | 0 | 0 | 0 | 0 | 0 | 0 | 0 | 0 | 0 | 0 | 0 | 0 | 0 | 0 | 0 | 0 | 0 | 0 | 0 | 0 | 0 | 0 | 0 | 0 | 0 | 0 | 0
| E5 | 0 | 0 | 0 | 0 | 0 | 0 | 0 | 0 | 0 | 0 | 0 | 0 | 0 | 0 | 0 | 0 | 0 | 0 | 0 | 0 | 0 | 0 | 0 | 0 | 0 | 0 | 0 | 0 | 0 | 0 | 0
| E6 | 0 | 0 | 0 | 0 | 0 | 0 | 0 | 0 | 0 | 0 | 0 | 0 | 0 | 0 | 0 | 0 | 0 | 0 | 0 | 0 | 0 | 0 | 0 | 0 | 0 | 0 | 0 | 0 | 0 | 0 | 0
| E7 | 0 | 0 | 0 | 0 | 0 | 0 | 0 | 0 | 0 | 0 | 0 | 0 | 0 | 0 | 0 | 0 | 0 | 0 | 0 | 0 | 0 | 0 | 0 | 0 | 0 | 0 | 0 | 0 | 0 | 0 | 0
| E8 | 0 | 0 | 0 | 0 | 0 | 0 | 0 | 0 | 0 | 0 | 0 | 0 | 0 | 0 | 0 | 0 | 0 | 0 | 0 | 0 | 0 | 0 | 0 | 0 | 0 | 0 | 0 | 0 | 0 | 0 | 0
| E9 | 0 | 0 | 0 | 0 | 0 | 0 | 0 | 0 | 0 | 0 | 0 | 0 | 0 | 0 | 0 | 0 | 0 | 0 | 0 | 0 | 0 | 0 | 0 | 0 | 0 | 0 | 0 | 0 | 0 | 0 | 0
| E10 | 0 | 0 | 0 | 0 | 0 | 0 | 0 | 0 | 0 | 0 | 0 | 0 | 0 | 0 | 0 | 0 | 0 | 0 | 0 | 0 | 0 | 0 | 0 | 0 | 0 | 0 | 0 | 0 | 0 | 0 | 0
| Vintage | 0 | 0 | 0 | 0 | 0 | 0 | 0 | 0 | 0 | 0 | 0 | 0 | 0 | 0 | 0 | 0 | 0 | 0 | 0 | 0 | 0 | 0 | 0 | 0 | 0 | 0 | 0 | 0 | 0 | 0 | 0
Stock for Switching
| Year | Year 0 | Year 1 | Year 2 | Year 3 | Year 4 | Year 5 | Year 6 | Year 7 | Year 8 | Year 9 | Year 10 | Year 11 | Year 12 | Year 13 | Year 14 | Year 15 | Year 16 | Year 17 | Year 18 | Year 19 | Year 20 | Year 21 | Year 22 | Year 23 | Year 24 | Year 25 | Year 26 | Year 27 | Year 28 | Year 29 | Year 30
| E1 | 0 | 0 | 0 | 0 | 0 | 0 | 0 | 0 | 0 | 0 | 0 | 0 | 0 | 0 | 0 | 0 | 0 | 0 | 0 | 0 | 0 | 0 | 0 | 0 | 0 | 0 | 0 | 0 | 0 | 0 | 0 | 0_E1_SysStock
| E2 | 0 | 0 | 0 | 0 | 0 | 0 | 0 | 0 | 0 | 0 | 0 | 0 | 0 | 0 | 0 | 0 | 0 | 0 | 0 | 0 | 0 | 0 | 0 | 0 | 0 | 0 | 0 | 0 | 0 | 0 | 0 | 0_E2_SysStock
| E3 | 0 | 0 | 0 | 0 | 0 | 0 | 0 | 0 | 0 | 0 | 0 | 0 | 0 | 0 | 0 | 0 | 0 | 0 | 0 | 0 | 0 | 0 | 0 | 0 | 0 | 0 | 0 | 0 | 0 | 0 | 0 | 0_E3_SysStock
| E4 | 0 | 0 | 0 | 0 | 0 | 0 | 0 | 0 | 0 | 0 | 0 | 0 | 0 | 0 | 0 | 0 | 0 | 0 | 0 | 0 | 0 | 0 | 0 | 0 | 0 | 0 | 0 | 0 | 0 | 0 | 0 | 0_E4_SysStock
| E5 | 0 | 0 | 0 | 0 | 0 | 0 | 0 | 0 | 0 | 0 | 0 | 0 | 0 | 0 | 0 | 0 | 0 | 0 | 0 | 0 | 0 | 0 | 0 | 0 | 0 | 0 | 0 | 0 | 0 | 0 | 0 | 0_E5_SysStock
| E6 | 0 | 0 | 0 | 0 | 0 | 0 | 0 | 0 | 0 | 0 | 0 | 0 | 0 | 0 | 0 | 0 | 0 | 0 | 0 | 0 | 0 | 0 | 0 | 0 | 0 | 0 | 0 | 0 | 0 | 0 | 0 | 0_E6_SysStock
| E7 | 0 | 0 | 0 | 0 | 0 | 0 | 0 | 0 | 0 | 0 | 0 | 0 | 0 | 0 | 0 | 0 | 0 | 0 | 0 | 0 | 0 | 0 | 0 | 0 | 0 | 0 | 0 | 0 | 0 | 0 | 0 | 0_E7_SysStock
| E8 | 0 | 0 | 0 | 0 | 0 | 0 | 0 | 0 | 0 | 0 | 0 | 0 | 0 | 0 | 0 | 0 | 0 | 0 | 0 | 0 | 0 | 0 | 0 | 0 | 0 | 0 | 0 | 0 | 0 | 0 | 0 | 0_E8_SysStock
| E9 | 0 | 0 | 0 | 0 | 0 | 0 | 0 | 0 | 0 | 0 | 0 | 0 | 0 | 0 | 0 | 0 | 0 | 0 | 0 | 0 | 0 | 0 | 0 | 0 | 0 | 0 | 0 | 0 | 0 | 0 | 0 | 0_E9_SysStock
| E10 | 0 | 0 | 0 | 0 | 0 | 0 | 0 | 0 | 0 | 0 | 0 | 0 | 0 | 0 | 0 | 0 | 0 | 0 | 0 | 0 | 0 | 0 | 0 | 0 | 0 | 0 | 0 | 0 | 0 | 0 | 0 | 0_E10_SysStock
| Vintage | 0 | 0 | 0 | 0 | 0 | 0 | 0 | 0 | 0 | 0 | 0 | 0 | 0 | 0 | 0 | 0 | 0 | 0 | 0 | 0 | 0 | 0 | 0 | 0 | 0 | 0 | 0 | 0 | 0 | 0 | 0 | 0_Vintage_SysStock
Tech Forecast Purchases
| Year | Year 0 | Year 1 | Year 2 | Year 3 | Year 4 | Year 5 | Year 6 | Year 7 | Year 8 | Year 9 | Year 10 | Year 11 | Year 12 | Year 13 | Year 14 | Year 15 | Year 16 | Year 17 | Year 18 | Year 19 | Year 20 | Year 21 | Year 22 | Year 23 | Year 24 | Year 25 | Year 26 | Year 27 | Year 28 | Year 29 | Year 30
| E1 | 0 | 0 | 0 | 0 | 0 | 0 | 0 | 0 | 0 | 0 | 0 | 0 | 0 | 0 | 0 | 0 | 0 | 0 | 0 | 0 | 0 | 0 | 0 | 0 | 0 | 0 | 0 | 0 | 0 | 0 | 0
| E2 | 0 | 0 | 0 | 0 | 0 | 0 | 0 | 0 | 0 | 0 | 0 | 0 | 0 | 0 | 0 | 0 | 0 | 0 | 0 | 0 | 0 | 0 | 0 | 0 | 0 | 0 | 0 | 0 | 0 | 0 | 0
| E3 | 0 | 0 | 0 | 0 | 0 | 0 | 0 | 0 | 0 | 0 | 0 | 0 | 0 | 0 | 0 | 0 | 0 | 0 | 0 | 0 | 0 | 0 | 0 | 0 | 0 | 0 | 0 | 0 | 0 | 0 | 0
| E4 | 0 | 0 | 0 | 0 | 0 | 0 | 0 | 0 | 0 | 0 | 0 | 0 | 0 | 0 | 0 | 0 | 0 | 0 | 0 | 0 | 0 | 0 | 0 | 0 | 0 | 0 | 0 | 0 | 0 | 0 | 0
| E5 | 0 | 0 | 0 | 0 | 0 | 0 | 0 | 0 | 0 | 0 | 0 | 0 | 0 | 0 | 0 | 0 | 0 | 0 | 0 | 0 | 0 | 0 | 0 | 0 | 0 | 0 | 0 | 0 | 0 | 0 | 0
| E6 | 0 | 0 | 0 | 0 | 0 | 0 | 0 | 0 | 0 | 0 | 0 | 0 | 0 | 0 | 0 | 0 | 0 | 0 | 0 | 0 | 0 | 0 | 0 | 0 | 0 | 0 | 0 | 0 | 0 | 0 | 0
| E7 | 0 | 0 | 0 | 0 | 0 | 0 | 0 | 0 | 0 | 0 | 0 | 0 | 0 | 0 | 0 | 0 | 0 | 0 | 0 | 0 | 0 | 0 | 0 | 0 | 0 | 0 | 0 | 0 | 0 | 0 | 0
| E8 | 0 | 0 | 0 | 0 | 0 | 0 | 0 | 0 | 0 | 0 | 0 | 0 | 0 | 0 | 0 | 0 | 0 | 0 | 0 | 0 | 0 | 0 | 0 | 0 | 0 | 0 | 0 | 0 | 0 | 0 | 0
| E9 | 0 | 0 | 0 | 0 | 0 | 0 | 0 | 0 | 0 | 0 | 0 | 0 | 0 | 0 | 0 | 0 | 0 | 0 | 0 | 0 | 0 | 0 | 0 | 0 | 0 | 0 | 0 | 0 | 0 | 0 | 0
| E10 | 0 | 0 | 0 | 0 | 0 | 0 | 0 | 0 | 0 | 0 | 0 | 0 | 0 | 0 | 0 | 0 | 0 | 0 | 0 | 0 | 0 | 0 | 0 | 0 | 0 | 0 | 0 | 0 | 0 | 0 | 0
Potential to Switch
| Year | Year 0 | Year 1 | Year 2 | Year 3 | Year 4 | Year 5 | Year 6 | Year 7 | Year 8 | Year 9 | Year 10 | Year 11 | Year 12 | Year 13 | Year 14 | Year 15 | Year 16 | Year 17 | Year 18 | Year 19 | Year 20 | Year 21 | Year 22 | Year 23 | Year 24 | Year 25 | Year 26 | Year 27 | Year 28 | Year 29 | Year 30
| E1 | 0 | 0 | 0 | 0 | 0 | 0 | 0 | 0 | 0 | 0 | 0 | 0 | 0 | 0 | 0 | 0 | 0 | 0 | 0 | 0 | 0 | 0 | 0 | 0 | 0 | 0 | 0 | 0 | 0 | 0 | 0 | 0_E1_Switched Out
| E2 | 0 | 0 | 0 | 0 | 0 | 0 | 0 | 0 | 0 | 0 | 0 | 0 | 0 | 0 | 0 | 0 | 0 | 0 | 0 | 0 | 0 | 0 | 0 | 0 | 0 | 0 | 0 | 0 | 0 | 0 | 0 | 0_E2_Switched Out
| E3 | 0 | 0 | 0 | 0 | 0 | 0 | 0 | 0 | 0 | 0 | 0 | 0 | 0 | 0 | 0 | 0 | 0 | 0 | 0 | 0 | 0 | 0 | 0 | 0 | 0 | 0 | 0 | 0 | 0 | 0 | 0 | 0_E3_Switched Out
| E4 | 0 | 0 | 0 | 0 | 0 | 0 | 0 | 0 | 0 | 0 | 0 | 0 | 0 | 0 | 0 | 0 | 0 | 0 | 0 | 0 | 0 | 0 | 0 | 0 | 0 | 0 | 0 | 0 | 0 | 0 | 0 | 0_E4_Switched Out
| E5 | 0 | 0 | 0 | 0 | 0 | 0 | 0 | 0 | 0 | 0 | 0 | 0 | 0 | 0 | 0 | 0 | 0 | 0 | 0 | 0 | 0 | 0 | 0 | 0 | 0 | 0 | 0 | 0 | 0 | 0 | 0 | 0_E5_Switched Out
| E6 | 0 | 0 | 0 | 0 | 0 | 0 | 0 | 0 | 0 | 0 | 0 | 0 | 0 | 0 | 0 | 0 | 0 | 0 | 0 | 0 | 0 | 0 | 0 | 0 | 0 | 0 | 0 | 0 | 0 | 0 | 0 | 0_E6_Switched Out
| E7 | 0 | 0 | 0 | 0 | 0 | 0 | 0 | 0 | 0 | 0 | 0 | 0 | 0 | 0 | 0 | 0 | 0 | 0 | 0 | 0 | 0 | 0 | 0 | 0 | 0 | 0 | 0 | 0 | 0 | 0 | 0 | 0_E7_Switched Out
| E8 | 0 | 0 | 0 | 0 | 0 | 0 | 0 | 0 | 0 | 0 | 0 | 0 | 0 | 0 | 0 | 0 | 0 | 0 | 0 | 0 | 0 | 0 | 0 | 0 | 0 | 0 | 0 | 0 | 0 | 0 | 0 | 0_E8_Switched Out
| E9 | 0 | 0 | 0 | 0 | 0 | 0 | 0 | 0 | 0 | 0 | 0 | 0 | 0 | 0 | 0 | 0 | 0 | 0 | 0 | 0 | 0 | 0 | 0 | 0 | 0 | 0 | 0 | 0 | 0 | 0 | 0 | 0_E9_Switched Out
| E10 | 0 | 0 | 0 | 0 | 0 | 0 | 0 | 0 | 0 | 0 | 0 | 0 | 0 | 0 | 0 | 0 | 0 | 0 | 0 | 0 | 0 | 0 | 0 | 0 | 0 | 0 | 0 | 0 | 0 | 0 | 0 | 0_E10_Switched Out
Units Out
| E1 | 0 | 0 | 0 | 0 | 0 | 0 | 0 | 0 | 0 | 0 | 0 | 0 | 0 | 0 | 0 | 0 | 0 | 0 | 0 | 0 | 0 | 0 | 0 | 0 | 0 | 0 | 0 | 0 | 0 | 0 | 0
| E2 | 0 | 0 | 0 | 0 | 0 | 0 | 0 | 0 | 0 | 0 | 0 | 0 | 0 | 0 | 0 | 0 | 0 | 0 | 0 | 0 | 0 | 0 | 0 | 0 | 0 | 0 | 0 | 0 | 0 | 0 | 0
| E3 | 0 | 0 | 0 | 0 | 0 | 0 | 0 | 0 | 0 | 0 | 0 | 0 | 0 | 0 | 0 | 0 | 0 | 0 | 0 | 0 | 0 | 0 | 0 | 0 | 0 | 0 | 0 | 0 | 0 | 0 | 0
| E4 | 0 | 0 | 0 | 0 | 0 | 0 | 0 | 0 | 0 | 0 | 0 | 0 | 0 | 0 | 0 | 0 | 0 | 0 | 0 | 0 | 0 | 0 | 0 | 0 | 0 | 0 | 0 | 0 | 0 | 0 | 0
| E5 | 0 | 0 | 0 | 0 | 0 | 0 | 0 | 0 | 0 | 0 | 0 | 0 | 0 | 0 | 0 | 0 | 0 | 0 | 0 | 0 | 0 | 0 | 0 | 0 | 0 | 0 | 0 | 0 | 0 | 0 | 0
| E6 | 0 | 0 | 0 | 0 | 0 | 0 | 0 | 0 | 0 | 0 | 0 | 0 | 0 | 0 | 0 | 0 | 0 | 0 | 0 | 0 | 0 | 0 | 0 | 0 | 0 | 0 | 0 | 0 | 0 | 0 | 0
| E7 | 0 | 0 | 0 | 0 | 0 | 0 | 0 | 0 | 0 | 0 | 0 | 0 | 0 | 0 | 0 | 0 | 0 | 0 | 0 | 0 | 0 | 0 | 0 | 0 | 0 | 0 | 0 | 0 | 0 | 0 | 0
| E8 | 0 | 0 | 0 | 0 | 0 | 0 | 0 | 0 | 0 | 0 | 0 | 0 | 0 | 0 | 0 | 0 | 0 | 0 | 0 | 0 | 0 | 0 | 0 | 0 | 0 | 0 | 0 | 0 | 0 | 0 | 0
| E9 | 0 | 0 | 0 | 0 | 0 | 0 | 0 | 0 | 0 | 0 | 0 | 0 | 0 | 0 | 0 | 0 | 0 | 0 | 0 | 0 | 0 | 0 | 0 | 0 | 0 | 0 | 0 | 0 | 0 | 0 | 0
| E10 | 0 | 0 | 0 | 0 | 0 | 0 | 0 | 0 | 0 | 0 | 0 | 0 | 0 | 0 | 0 | 0 | 0 | 0 | 0 | 0 | 0 | 0 | 0 | 0 | 0 | 0 | 0 | 0 | 0 | 0 | 0
| Vintage | 0 | 0 | 0 | 0 | 0 | 0 | 0 | 0 | 0 | 0 | 0 | 0 | 0 | 0 | 0 | 0 | 0 | 0 | 0 | 0 | 0 | 0 | 0 | 0 | 0 | 0 | 0 | 0 | 0 | 0 | 0
Tech Purchase Shares
| Year | Year 0 | Year 1 | Year 2 | Year 3 | Year 4 | Year 5 | Year 6 | Year 7 | Year 8 | Year 9 | Year 10 | Year 11 | Year 12 | Year 13 | Year 14 | Year 15 | Year 16 | Year 17 | Year 18 | Year 19 | Year 20 | Year 21 | Year 22 | Year 23 | Year 24 | Year 25 | Year 26 | Year 27 | Year 28 | Year 29 | Year 30
E1 | bar: Year 0 to Year 30
E2 | bar: Year 0 to Year 30
E3 | bar: Year 0 to Year 30
E4 | bar: Year 0 to Year 30
E5 | bar: Year 0 to Year 30
E6 | bar: Year 0 to Year 30
E7 | bar: Year 0 to Year 30
E8 | bar: Year 0 to Year 30
E9 | bar: Year 0 to Year 30
E10 | bar: Year 0 to Year 30
Units In from Switching
| E1 | 0 | 0 | 0 | 0 | 0 | 0 | 0 | 0 | 0 | 0 | 0 | 0 | 0 | 0 | 0 | 0 | 0 | 0 | 0 | 0 | 0 | 0 | 0 | 0 | 0 | 0 | 0 | 0 | 0 | 0 | 0
| E2 | 0 | 0 | 0 | 0 | 0 | 0 | 0 | 0 | 0 | 0 | 0 | 0 | 0 | 0 | 0 | 0 | 0 | 0 | 0 | 0 | 0 | 0 | 0 | 0 | 0 | 0 | 0 | 0 | 0 | 0 | 0
| E3 | 0 | 0 | 0 | 0 | 0 | 0 | 0 | 0 | 0 | 0 | 0 | 0 | 0 | 0 | 0 | 0 | 0 | 0 | 0 | 0 | 0 | 0 | 0 | 0 | 0 | 0 | 0 | 0 | 0 | 0 | 0
| E4 | 0 | 0 | 0 | 0 | 0 | 0 | 0 | 0 | 0 | 0 | 0 | 0 | 0 | 0 | 0 | 0 | 0 | 0 | 0 | 0 | 0 | 0 | 0 | 0 | 0 | 0 | 0 | 0 | 0 | 0 | 0
| E5 | 0 | 0 | 0 | 0 | 0 | 0 | 0 | 0 | 0 | 0 | 0 | 0 | 0 | 0 | 0 | 0 | 0 | 0 | 0 | 0 | 0 | 0 | 0 | 0 | 0 | 0 | 0 | 0 | 0 | 0 | 0
| E6 | 0 | 0 | 0 | 0 | 0 | 0 | 0 | 0 | 0 | 0 | 0 | 0 | 0 | 0 | 0 | 0 | 0 | 0 | 0 | 0 | 0 | 0 | 0 | 0 | 0 | 0 | 0 | 0 | 0 | 0 | 0
| E7 | 0 | 0 | 0 | 0 | 0 | 0 | 0 | 0 | 0 | 0 | 0 | 0 | 0 | 0 | 0 | 0 | 0 | 0 | 0 | 0 | 0 | 0 | 0 | 0 | 0 | 0 | 0 | 0 | 0 | 0 | 0
| E8 | 0 | 0 | 0 | 0 | 0 | 0 | 0 | 0 | 0 | 0 | 0 | 0 | 0 | 0 | 0 | 0 | 0 | 0 | 0 | 0 | 0 | 0 | 0 | 0 | 0 | 0 | 0 | 0 | 0 | 0 | 0
| E9 | 0 | 0 | 0 | 0 | 0 | 0 | 0 | 0 | 0 | 0 | 0 | 0 | 0 | 0 | 0 | 0 | 0 | 0 | 0 | 0 | 0 | 0 | 0 | 0 | 0 | 0 | 0 | 0 | 0 | 0 | 0
| E10 | 0 | 0 | 0 | 0 | 0 | 0 | 0 | 0 | 0 | 0 | 0 | 0 | 0 | 0 | 0 | 0 | 0 | 0 | 0 | 0 | 0 | 0 | 0 | 0 | 0 | 0 | 0 | 0 | 0 | 0 | 0
| Vintage | 0 | 0 | 0 | 0 | 0 | 0 | 0 | 0 | 0 | 0 | 0 | 0 | 0 | 0 | 0 | 0 | 0 | 0 | 0 | 0 | 0 | 0 | 0 | 0 | 0 | 0 | 0 | 0 | 0 | 0 | 0
Net Change
| Year | Year 0 | Year 1 | Year 2 | Year 3 | Year 4 | Year 5 | Year 6 | Year 7 | Year 8 | Year 9 | Year 10 | Year 11 | Year 12 | Year 13 | Year 14 | Year 15 | Year 16 | Year 17 | Year 18 | Year 19 | Year 20 | Year 21 | Year 22 | Year 23 | Year 24 | Year 25 | Year 26 | Year 27 | Year 28 | Year 29 | Year 30 | Key
| Units | 0 | 0 | 0 | 0 | 0 | 0 | 0 | 0 | 0 | 0 | 0 | 0 | 0 | 0 | 0 | 0 | 0 | 0 | 0 | 0 | 0 | 0 | 0 | 0 | 0 | 0 | 0 | 0 | 0 | 0 | 0 | 0_Units |  |  |  |  | 301957.8232
| Usage | 0 | 0 | 0 | 0 | 0 | 0 | 0 | 0 | 0 | 0 | 0 | 0 | 0 | 0 | 0 | 0 | 0 | 0 | 0 | 0 | 0 | 0 | 0 | 0 | 0 | 0 | 0 | 0 | 0 | 0 | 0 | 0_Usage |  |  |  |  | 1698.6543
| Peak Demand (S) | 0 | 0 | 0 | 0 | 0 | 0 | 0 | 0 | 0 | 0 | 0 | 0 | 0 | 0 | 0 | 0 | 0 | 0 | 0 | 0 | 0 | 0 | 0 | 0 | 0 | 0 | 0 | 0 | 0 | 0 | 0 | 0_Peak Demand (S) |  |  |  |  | 0
| Peak Demand (W) | 0 | 0 | 0 | 0 | 0 | 0 | 0 | 0 | 0 | 0 | 0 | 0 | 0 | 0 | 0 | 0 | 0 | 0 | 0 | 0 | 0 | 0 | 0 | 0 | 0 | 0 | 0 | 0 | 0 | 0 | 0 | 0_Peak Demand (W) |  |  |  |  | 884.6119
| Turnover | 0 | 0 | 0 | 0 | 0 | 0 | 0 | 0 | 0 | 0 | 0 | 0 | 0 | 0 | 0 | 0 | 0 | 0 | 0 | 0 | 0 | 0 | 0 | 0 | 0 | 0 | 0 | 0 | 0 | 0 | 0 | 0_Turnover |  |  |  |  | 6885.4476
| Avg. Replacement Usage | 0 | 0 | 0 | 0 | 0 | 0 | 0 | 0 | 0 | 0 | 0 | 0 | 0 | 0 | 0 | 0 | 0 | 0 | 0 | 0 | 0 | 0 | 0 | 0 | 0 | 0 | 0 | 0 | 0 | 0 | 0 | 0_Avg. Replacement Usage |  |  |  |  | 5638.8522
| Avg. Replacement Demand (S) | 0 | 0 | 0 | 0 | 0 | 0 | 0 | 0 | 0 | 0 | 0 | 0 | 0 | 0 | 0 | 0 | 0 | 0 | 0 | 0 | 0 | 0 | 0 | 0 | 0 | 0 | 0 | 0 | 0 | 0 | 0 | 0_Avg. Replacement Demand (S) |  |  |  |  | 0
| Avg. Replacement Demand (W) | 0 | 0 | 0 | 0 | 0 | 0 | 0 | 0 | 0 | 0 | 0 | 0 | 0 | 0 | 0 | 0 | 0 | 0 | 0 | 0 | 0 | 0 | 0 | 0 | 0 | 0 | 0 | 0 | 0 | 0 | 0 | 0_Avg. Replacement Demand (W) |  |  |  |  | 2.9366
Purchases
| Year | Year 0 | Year 1 | Year 2 | Year 3 | Year 4 | Year 5 | Year 6 | Year 7 | Year 8 | Year 9 | Year 10 | Year 11 | Year 12 | Year 13 | Year 14 | Year 15 | Year 16 | Year 17 | Year 18 | Year 19 | Year 20 | Year 21 | Year 22 | Year 23 | Year 24 | Year 25 | Year 26 | Year 27 | Year 28 | Year 29 | Year 30
| E1 | 0 | 0 | 0 | 0 | 0 | 0 | 0 | 0 | 0 | 0 | 0 | 0 | 0 | 0 | 0 | 0 | 0 | 0 | 0 | 0 | 0 | 0 | 0 | 0 | 0 | 0 | 0 | 0 | 0 | 0 | 0 | 0_E1_Purchases |  |  |  |  | 6885.4476
| E2 | 0 | 0 | 0 | 0 | 0 | 0 | 0 | 0 | 0 | 0 | 0 | 0 | 0 | 0 | 0 | 0 | 0 | 0 | 0 | 0 | 0 | 0 | 0 | 0 | 0 | 0 | 0 | 0 | 0 | 0 | 0 | 0_E2_Purchases |  |  |  |  | 0
| E3 | 0 | 0 | 0 | 0 | 0 | 0 | 0 | 0 | 0 | 0 | 0 | 0 | 0 | 0 | 0 | 0 | 0 | 0 | 0 | 0 | 0 | 0 | 0 | 0 | 0 | 0 | 0 | 0 | 0 | 0 | 0 | 0_E3_Purchases |  |  |  |  | 0
| E4 | 0 | 0 | 0 | 0 | 0 | 0 | 0 | 0 | 0 | 0 | 0 | 0 | 0 | 0 | 0 | 0 | 0 | 0 | 0 | 0 | 0 | 0 | 0 | 0 | 0 | 0 | 0 | 0 | 0 | 0 | 0 | 0_E4_Purchases |  |  |  |  | 0
| E5 | 0 | 0 | 0 | 0 | 0 | 0 | 0 | 0 | 0 | 0 | 0 | 0 | 0 | 0 | 0 | 0 | 0 | 0 | 0 | 0 | 0 | 0 | 0 | 0 | 0 | 0 | 0 | 0 | 0 | 0 | 0 | 0_E5_Purchases |  |  |  |  | 0
| E6 | 0 | 0 | 0 | 0 | 0 | 0 | 0 | 0 | 0 | 0 | 0 | 0 | 0 | 0 | 0 | 0 | 0 | 0 | 0 | 0 | 0 | 0 | 0 | 0 | 0 | 0 | 0 | 0 | 0 | 0 | 0 | 0_E6_Purchases |  |  |  |  | 0
| E7 | 0 | 0 | 0 | 0 | 0 | 0 | 0 | 0 | 0 | 0 | 0 | 0 | 0 | 0 | 0 | 0 | 0 | 0 | 0 | 0 | 0 | 0 | 0 | 0 | 0 | 0 | 0 | 0 | 0 | 0 | 0 | 0_E7_Purchases |  |  |  |  | 0
| E8 | 0 | 0 | 0 | 0 | 0 | 0 | 0 | 0 | 0 | 0 | 0 | 0 | 0 | 0 | 0 | 0 | 0 | 0 | 0 | 0 | 0 | 0 | 0 | 0 | 0 | 0 | 0 | 0 | 0 | 0 | 0 | 0_E8_Purchases |  |  |  |  | 0
| E9 | 0 | 0 | 0 | 0 | 0 | 0 | 0 | 0 | 0 | 0 | 0 | 0 | 0 | 0 | 0 | 0 | 0 | 0 | 0 | 0 | 0 | 0 | 0 | 0 | 0 | 0 | 0 | 0 | 0 | 0 | 0 | 0_E9_Purchases |  |  |  |  | 0
| E10 | 0 | 0 | 0 | 0 | 0 | 0 | 0 | 0 | 0 | 0 | 0 | 0 | 0 | 0 | 0 | 0 | 0 | 0 | 0 | 0 | 0 | 0 | 0 | 0 | 0 | 0 | 0 | 0 | 0 | 0 | 0 | 0_E10_Purchases |  |  |  |  | 0
Stock
| Year | Year 0 | Year 1 | Year 2 | Year 3 | Year 4 | Year 5 | Year 6 | Year 7 | Year 8 | Year 9 | Year 10 | Year 11 | Year 12 | Year 13 | Year 14 | Year 15 | Year 16 | Year 17 | Year 18 | Year 19 | Year 20 | Year 21 | Year 22 | Year 23 | Year 24 | Year 25 | Year 26 | Year 27 | Year 28 | Year 29 | Year 30
| E1 | 0 | 0 | 0 | 0 | 0 | 0 | 0 | 0 | 0 | 0 | 0 | 0 | 0 | 0 | 0 | 0 | 0 | 0 | 0 | 0 | 0 | 0 | 0 | 0 | 0 | 0 | 0 | 0 | 0 | 0 | 0 | 0_E1_Stock |  |  |  |  | 13576.6093
| E2 | 0 | 0 | 0 | 0 | 0 | 0 | 0 | 0 | 0 | 0 | 0 | 0 | 0 | 0 | 0 | 0 | 0 | 0 | 0 | 0 | 0 | 0 | 0 | 0 | 0 | 0 | 0 | 0 | 0 | 0 | 0 | 0_E2_Stock |  |  |  |  | 0
| E3 | 0 | 0 | 0 | 0 | 0 | 0 | 0 | 0 | 0 | 0 | 0 | 0 | 0 | 0 | 0 | 0 | 0 | 0 | 0 | 0 | 0 | 0 | 0 | 0 | 0 | 0 | 0 | 0 | 0 | 0 | 0 | 0_E3_Stock |  |  |  |  | 0
| E4 | 0 | 0 | 0 | 0 | 0 | 0 | 0 | 0 | 0 | 0 | 0 | 0 | 0 | 0 | 0 | 0 | 0 | 0 | 0 | 0 | 0 | 0 | 0 | 0 | 0 | 0 | 0 | 0 | 0 | 0 | 0 | 0_E4_Stock |  |  |  |  | 0
| E5 | 0 | 0 | 0 | 0 | 0 | 0 | 0 | 0 | 0 | 0 | 0 | 0 | 0 | 0 | 0 | 0 | 0 | 0 | 0 | 0 | 0 | 0 | 0 | 0 | 0 | 0 | 0 | 0 | 0 | 0 | 0 | 0_E5_Stock |  |  |  |  | 0
| E6 | 0 | 0 | 0 | 0 | 0 | 0 | 0 | 0 | 0 | 0 | 0 | 0 | 0 | 0 | 0 | 0 | 0 | 0 | 0 | 0 | 0 | 0 | 0 | 0 | 0 | 0 | 0 | 0 | 0 | 0 | 0 | 0_E6_Stock |  |  |  |  | 0
| E7 | 0 | 0 | 0 | 0 | 0 | 0 | 0 | 0 | 0 | 0 | 0 | 0 | 0 | 0 | 0 | 0 | 0 | 0 | 0 | 0 | 0 | 0 | 0 | 0 | 0 | 0 | 0 | 0 | 0 | 0 | 0 | 0_E7_Stock |  |  |  |  | 0
| E8 | 0 | 0 | 0 | 0 | 0 | 0 | 0 | 0 | 0 | 0 | 0 | 0 | 0 | 0 | 0 | 0 | 0 | 0 | 0 | 0 | 0 | 0 | 0 | 0 | 0 | 0 | 0 | 0 | 0 | 0 | 0 | 0_E8_Stock |  |  |  |  | 0
| E9 | 0 | 0 | 0 | 0 | 0 | 0 | 0 | 0 | 0 | 0 | 0 | 0 | 0 | 0 | 0 | 0 | 0 | 0 | 0 | 0 | 0 | 0 | 0 | 0 | 0 | 0 | 0 | 0 | 0 | 0 | 0 | 0_E9_Stock |  |  |  |  | 0
| E10 | 0 | 0 | 0 | 0 | 0 | 0 | 0 | 0 | 0 | 0 | 0 | 0 | 0 | 0 | 0 | 0 | 0 | 0 | 0 | 0 | 0 | 0 | 0 | 0 | 0 | 0 | 0 | 0 | 0 | 0 | 0 | 0_E10_Stock |  |  |  |  | 0
| Vintage | 0 | 0 | 0 | 0 | 0 | 0 | 0 | 0 | 0 | 0 | 0 | 0 | 0 | 0 | 0 | 0 | 0 | 0 | 0 | 0 | 0 | 0 | 0 | 0 | 0 | 0 | 0 | 0 | 0 | 0 | 0 | 0_Vintage_Stock |  |  |  |  | 288381.2139
S5C3 |  | Year 0: System 5 Technology 3
Technology Variables
| Tech Key | Year 0: 0
| Peak Factor (S) | Year 0: 0
| Peak Factor (W) | Year 0: 0
| Min Vintage Lifetime | Year 0: 0
| Max Vintage Lifetime | Year 0: 0
| Turnover Style | Year 0: 0
Technology Variables
| Equipment | Year 0: Label; Year 1: Min Lifetime; Year 2: Max Lifetime; Year 3: Degradation; Year 4: Usage; Year 5: Available
| E1 | Year 1: 0; Year 2: 0; Year 3: 0%; Year 4: 0; Year 5: FALSE
| E2 | Year 1: 0; Year 2: 0; Year 3: 0%; Year 4: 0; Year 5: FALSE
| E3 | Year 1: 0; Year 2: 0; Year 3: 0%; Year 4: 0; Year 5: FALSE
| E4 | Year 1: 0; Year 2: 0; Year 3: 0%; Year 4: 0; Year 5: FALSE
| E5 | Year 1: 0; Year 2: 0; Year 3: 0%; Year 4: 0; Year 5: FALSE
| E6 | Year 1: 0; Year 2: 0; Year 3: 0%; Year 4: 0; Year 5: FALSE
| E7 | Year 1: 0; Year 2: 0; Year 3: 0%; Year 4: 0; Year 5: FALSE
| E8 | Year 1: 0; Year 2: 0; Year 3: 0%; Year 4: 0; Year 5: FALSE
| E9 | Year 1: 0; Year 2: 0; Year 3: 0%; Year 4: 0; Year 5: FALSE
| E10 | Year 1: 0; Year 2: 0; Year 3: 0%; Year 4: 0; Year 5: FALSE
Original Forecast Results
| Year | Year 0 | Year 1 | Year 2 | Year 3 | Year 4 | Year 5 | Year 6 | Year 7 | Year 8 | Year 9 | Year 10 | Year 11 | Year 12 | Year 13 | Year 14 | Year 15 | Year 16 | Year 17 | Year 18 | Year 19 | Year 20 | Year 21 | Year 22 | Year 23 | Year 24 | Year 25 | Year 26 | Year 27 | Year 28 | Year 29 | Year 30 | Key
| Units | 0 | 0 | 0 | 0 | 0 | 0 | 0 | 0 | 0 | 0 | 0 | 0 | 0 | 0 | 0 | 0 | 0 | 0 | 0 | 0 | 0 | 0 | 0 | 0 | 0 | 0 | 0 | 0 | 0 | 0 | 0 | #REF! |  |  |  |  | 301957.8232
| Usage | 0 | 0 | 0 | 0 | 0 | 0 | 0 | 0 | 0 | 0 | 0 | 0 | 0 | 0 | 0 | 0 | 0 | 0 | 0 | 0 | 0 | 0 | 0 | 0 | 0 | 0 | 0 | 0 | 0 | 0 | 0 | #REF! |  |  |  |  | 1698.6543
| Peak Demand (S) | 0 | 0 | 0 | 0 | 0 | 0 | 0 | 0 | 0 | 0 | 0 | 0 | 0 | 0 | 0 | 0 | 0 | 0 | 0 | 0 | 0 | 0 | 0 | 0 | 0 | 0 | 0 | 0 | 0 | 0 | 0 | #REF! |  |  |  |  | 0
| Peak Demand (W) | 0 | 0 | 0 | 0 | 0 | 0 | 0 | 0 | 0 | 0 | 0 | 0 | 0 | 0 | 0 | 0 | 0 | 0 | 0 | 0 | 0 | 0 | 0 | 0 | 0 | 0 | 0 | 0 | 0 | 0 | 0 | #REF! |  |  |  |  | 884.6119
| Turnover | 0 | 0 | 0 | 0 | 0 | 0 | 0 | 0 | 0 | 0 | 0 | 0 | 0 | 0 | 0 | 0 | 0 | 0 | 0 | 0 | 0 | 0 | 0 | 0 | 0 | 0 | 0 | 0 | 0 | 0 | 0 | #REF! |  |  |  |  | 6885.4476
| Avg. Replacement Usage | 0 | 0 | 0 | 0 | 0 | 0 | 0 | 0 | 0 | 0 | 0 | 0 | 0 | 0 | 0 | 0 | 0 | 0 | 0 | 0 | 0 | 0 | 0 | 0 | 0 | 0 | 0 | 0 | 0 | 0 | 0 | #REF! |  |  |  |  | 5638.8522
| Avg. Replacement Demand (S) | 0 | 0 | 0 | 0 | 0 | 0 | 0 | 0 | 0 | 0 | 0 | 0 | 0 | 0 | 0 | 0 | 0 | 0 | 0 | 0 | 0 | 0 | 0 | 0 | 0 | 0 | 0 | 0 | 0 | 0 | 0 | #REF! |  |  |  |  | 0
| Avg. Replacement Demand (W) | 0 | 0 | 0 | 0 | 0 | 0 | 0 | 0 | 0 | 0 | 0 | 0 | 0 | 0 | 0 | 0 | 0 | 0 | 0 | 0 | 0 | 0 | 0 | 0 | 0 | 0 | 0 | 0 | 0 | 0 | 0 | #REF! |  |  |  |  | 2.9366
Tech Forecast Stock
| Year | Year 0 | Year 1 | Year 2 | Year 3 | Year 4 | Year 5 | Year 6 | Year 7 | Year 8 | Year 9 | Year 10 | Year 11 | Year 12 | Year 13 | Year 14 | Year 15 | Year 16 | Year 17 | Year 18 | Year 19 | Year 20 | Year 21 | Year 22 | Year 23 | Year 24 | Year 25 | Year 26 | Year 27 | Year 28 | Year 29 | Year 30
| E1 | 0 | 0 | 0 | 0 | 0 | 0 | 0 | 0 | 0 | 0 | 0 | 0 | 0 | 0 | 0 | 0 | 0 | 0 | 0 | 0 | 0 | 0 | 0 | 0 | 0 | 0 | 0 | 0 | 0 | 0 | 0
| E2 | 0 | 0 | 0 | 0 | 0 | 0 | 0 | 0 | 0 | 0 | 0 | 0 | 0 | 0 | 0 | 0 | 0 | 0 | 0 | 0 | 0 | 0 | 0 | 0 | 0 | 0 | 0 | 0 | 0 | 0 | 0
| E3 | 0 | 0 | 0 | 0 | 0 | 0 | 0 | 0 | 0 | 0 | 0 | 0 | 0 | 0 | 0 | 0 | 0 | 0 | 0 | 0 | 0 | 0 | 0 | 0 | 0 | 0 | 0 | 0 | 0 | 0 | 0
| E4 | 0 | 0 | 0 | 0 | 0 | 0 | 0 | 0 | 0 | 0 | 0 | 0 | 0 | 0 | 0 | 0 | 0 | 0 | 0 | 0 | 0 | 0 | 0 | 0 | 0 | 0 | 0 | 0 | 0 | 0 | 0
| E5 | 0 | 0 | 0 | 0 | 0 | 0 | 0 | 0 | 0 | 0 | 0 | 0 | 0 | 0 | 0 | 0 | 0 | 0 | 0 | 0 | 0 | 0 | 0 | 0 | 0 | 0 | 0 | 0 | 0 | 0 | 0
| E6 | 0 | 0 | 0 | 0 | 0 | 0 | 0 | 0 | 0 | 0 | 0 | 0 | 0 | 0 | 0 | 0 | 0 | 0 | 0 | 0 | 0 | 0 | 0 | 0 | 0 | 0 | 0 | 0 | 0 | 0 | 0
| E7 | 0 | 0 | 0 | 0 | 0 | 0 | 0 | 0 | 0 | 0 | 0 | 0 | 0 | 0 | 0 | 0 | 0 | 0 | 0 | 0 | 0 | 0 | 0 | 0 | 0 | 0 | 0 | 0 | 0 | 0 | 0
| E8 | 0 | 0 | 0 | 0 | 0 | 0 | 0 | 0 | 0 | 0 | 0 | 0 | 0 | 0 | 0 | 0 | 0 | 0 | 0 | 0 | 0 | 0 | 0 | 0 | 0 | 0 | 0 | 0 | 0 | 0 | 0
| E9 | 0 | 0 | 0 | 0 | 0 | 0 | 0 | 0 | 0 | 0 | 0 | 0 | 0 | 0 | 0 | 0 | 0 | 0 | 0 | 0 | 0 | 0 | 0 | 0 | 0 | 0 | 0 | 0 | 0 | 0 | 0
| E10 | 0 | 0 | 0 | 0 | 0 | 0 | 0 | 0 | 0 | 0 | 0 | 0 | 0 | 0 | 0 | 0 | 0 | 0 | 0 | 0 | 0 | 0 | 0 | 0 | 0 | 0 | 0 | 0 | 0 | 0 | 0
| Vintage | 0 | 0 | 0 | 0 | 0 | 0 | 0 | 0 | 0 | 0 | 0 | 0 | 0 | 0 | 0 | 0 | 0 | 0 | 0 | 0 | 0 | 0 | 0 | 0 | 0 | 0 | 0 | 0 | 0 | 0 | 0
Stock for Switching
| Year | Year 0 | Year 1 | Year 2 | Year 3 | Year 4 | Year 5 | Year 6 | Year 7 | Year 8 | Year 9 | Year 10 | Year 11 | Year 12 | Year 13 | Year 14 | Year 15 | Year 16 | Year 17 | Year 18 | Year 19 | Year 20 | Year 21 | Year 22 | Year 23 | Year 24 | Year 25 | Year 26 | Year 27 | Year 28 | Year 29 | Year 30
| E1 | 0 | 0 | 0 | 0 | 0 | 0 | 0 | 0 | 0 | 0 | 0 | 0 | 0 | 0 | 0 | 0 | 0 | 0 | 0 | 0 | 0 | 0 | 0 | 0 | 0 | 0 | 0 | 0 | 0 | 0 | 0 | 0_E1_SysStock
| E2 | 0 | 0 | 0 | 0 | 0 | 0 | 0 | 0 | 0 | 0 | 0 | 0 | 0 | 0 | 0 | 0 | 0 | 0 | 0 | 0 | 0 | 0 | 0 | 0 | 0 | 0 | 0 | 0 | 0 | 0 | 0 | 0_E2_SysStock
| E3 | 0 | 0 | 0 | 0 | 0 | 0 | 0 | 0 | 0 | 0 | 0 | 0 | 0 | 0 | 0 | 0 | 0 | 0 | 0 | 0 | 0 | 0 | 0 | 0 | 0 | 0 | 0 | 0 | 0 | 0 | 0 | 0_E3_SysStock
| E4 | 0 | 0 | 0 | 0 | 0 | 0 | 0 | 0 | 0 | 0 | 0 | 0 | 0 | 0 | 0 | 0 | 0 | 0 | 0 | 0 | 0 | 0 | 0 | 0 | 0 | 0 | 0 | 0 | 0 | 0 | 0 | 0_E4_SysStock
| E5 | 0 | 0 | 0 | 0 | 0 | 0 | 0 | 0 | 0 | 0 | 0 | 0 | 0 | 0 | 0 | 0 | 0 | 0 | 0 | 0 | 0 | 0 | 0 | 0 | 0 | 0 | 0 | 0 | 0 | 0 | 0 | 0_E5_SysStock
| E6 | 0 | 0 | 0 | 0 | 0 | 0 | 0 | 0 | 0 | 0 | 0 | 0 | 0 | 0 | 0 | 0 | 0 | 0 | 0 | 0 | 0 | 0 | 0 | 0 | 0 | 0 | 0 | 0 | 0 | 0 | 0 | 0_E6_SysStock
| E7 | 0 | 0 | 0 | 0 | 0 | 0 | 0 | 0 | 0 | 0 | 0 | 0 | 0 | 0 | 0 | 0 | 0 | 0 | 0 | 0 | 0 | 0 | 0 | 0 | 0 | 0 | 0 | 0 | 0 | 0 | 0 | 0_E7_SysStock
| E8 | 0 | 0 | 0 | 0 | 0 | 0 | 0 | 0 | 0 | 0 | 0 | 0 | 0 | 0 | 0 | 0 | 0 | 0 | 0 | 0 | 0 | 0 | 0 | 0 | 0 | 0 | 0 | 0 | 0 | 0 | 0 | 0_E8_SysStock
| E9 | 0 | 0 | 0 | 0 | 0 | 0 | 0 | 0 | 0 | 0 | 0 | 0 | 0 | 0 | 0 | 0 | 0 | 0 | 0 | 0 | 0 | 0 | 0 | 0 | 0 | 0 | 0 | 0 | 0 | 0 | 0 | 0_E9_SysStock
| E10 | 0 | 0 | 0 | 0 | 0 | 0 | 0 | 0 | 0 | 0 | 0 | 0 | 0 | 0 | 0 | 0 | 0 | 0 | 0 | 0 | 0 | 0 | 0 | 0 | 0 | 0 | 0 | 0 | 0 | 0 | 0 | 0_E10_SysStock
| Vintage | 0 | 0 | 0 | 0 | 0 | 0 | 0 | 0 | 0 | 0 | 0 | 0 | 0 | 0 | 0 | 0 | 0 | 0 | 0 | 0 | 0 | 0 | 0 | 0 | 0 | 0 | 0 | 0 | 0 | 0 | 0 | 0_Vintage_SysStock
Tech Forecast Purchases
| Year | Year 0 | Year 1 | Year 2 | Year 3 | Year 4 | Year 5 | Year 6 | Year 7 | Year 8 | Year 9 | Year 10 | Year 11 | Year 12 | Year 13 | Year 14 | Year 15 | Year 16 | Year 17 | Year 18 | Year 19 | Year 20 | Year 21 | Year 22 | Year 23 | Year 24 | Year 25 | Year 26 | Year 27 | Year 28 | Year 29 | Year 30
| E1 | 0 | 0 | 0 | 0 | 0 | 0 | 0 | 0 | 0 | 0 | 0 | 0 | 0 | 0 | 0 | 0 | 0 | 0 | 0 | 0 | 0 | 0 | 0 | 0 | 0 | 0 | 0 | 0 | 0 | 0 | 0
| E2 | 0 | 0 | 0 | 0 | 0 | 0 | 0 | 0 | 0 | 0 | 0 | 0 | 0 | 0 | 0 | 0 | 0 | 0 | 0 | 0 | 0 | 0 | 0 | 0 | 0 | 0 | 0 | 0 | 0 | 0 | 0
| E3 | 0 | 0 | 0 | 0 | 0 | 0 | 0 | 0 | 0 | 0 | 0 | 0 | 0 | 0 | 0 | 0 | 0 | 0 | 0 | 0 | 0 | 0 | 0 | 0 | 0 | 0 | 0 | 0 | 0 | 0 | 0
| E4 | 0 | 0 | 0 | 0 | 0 | 0 | 0 | 0 | 0 | 0 | 0 | 0 | 0 | 0 | 0 | 0 | 0 | 0 | 0 | 0 | 0 | 0 | 0 | 0 | 0 | 0 | 0 | 0 | 0 | 0 | 0
| E5 | 0 | 0 | 0 | 0 | 0 | 0 | 0 | 0 | 0 | 0 | 0 | 0 | 0 | 0 | 0 | 0 | 0 | 0 | 0 | 0 | 0 | 0 | 0 | 0 | 0 | 0 | 0 | 0 | 0 | 0 | 0
| E6 | 0 | 0 | 0 | 0 | 0 | 0 | 0 | 0 | 0 | 0 | 0 | 0 | 0 | 0 | 0 | 0 | 0 | 0 | 0 | 0 | 0 | 0 | 0 | 0 | 0 | 0 | 0 | 0 | 0 | 0 | 0
| E7 | 0 | 0 | 0 | 0 | 0 | 0 | 0 | 0 | 0 | 0 | 0 | 0 | 0 | 0 | 0 | 0 | 0 | 0 | 0 | 0 | 0 | 0 | 0 | 0 | 0 | 0 | 0 | 0 | 0 | 0 | 0
| E8 | 0 | 0 | 0 | 0 | 0 | 0 | 0 | 0 | 0 | 0 | 0 | 0 | 0 | 0 | 0 | 0 | 0 | 0 | 0 | 0 | 0 | 0 | 0 | 0 | 0 | 0 | 0 | 0 | 0 | 0 | 0
| E9 | 0 | 0 | 0 | 0 | 0 | 0 | 0 | 0 | 0 | 0 | 0 | 0 | 0 | 0 | 0 | 0 | 0 | 0 | 0 | 0 | 0 | 0 | 0 | 0 | 0 | 0 | 0 | 0 | 0 | 0 | 0
| E10 | 0 | 0 | 0 | 0 | 0 | 0 | 0 | 0 | 0 | 0 | 0 | 0 | 0 | 0 | 0 | 0 | 0 | 0 | 0 | 0 | 0 | 0 | 0 | 0 | 0 | 0 | 0 | 0 | 0 | 0 | 0
Potential to Switch
| Year | Year 0 | Year 1 | Year 2 | Year 3 | Year 4 | Year 5 | Year 6 | Year 7 | Year 8 | Year 9 | Year 10 | Year 11 | Year 12 | Year 13 | Year 14 | Year 15 | Year 16 | Year 17 | Year 18 | Year 19 | Year 20 | Year 21 | Year 22 | Year 23 | Year 24 | Year 25 | Year 26 | Year 27 | Year 28 | Year 29 | Year 30
| E1 | 0 | 0 | 0 | 0 | 0 | 0 | 0 | 0 | 0 | 0 | 0 | 0 | 0 | 0 | 0 | 0 | 0 | 0 | 0 | 0 | 0 | 0 | 0 | 0 | 0 | 0 | 0 | 0 | 0 | 0 | 0 | 0_E1_Switched Out
| E2 | 0 | 0 | 0 | 0 | 0 | 0 | 0 | 0 | 0 | 0 | 0 | 0 | 0 | 0 | 0 | 0 | 0 | 0 | 0 | 0 | 0 | 0 | 0 | 0 | 0 | 0 | 0 | 0 | 0 | 0 | 0 | 0_E2_Switched Out
| E3 | 0 | 0 | 0 | 0 | 0 | 0 | 0 | 0 | 0 | 0 | 0 | 0 | 0 | 0 | 0 | 0 | 0 | 0 | 0 | 0 | 0 | 0 | 0 | 0 | 0 | 0 | 0 | 0 | 0 | 0 | 0 | 0_E3_Switched Out
| E4 | 0 | 0 | 0 | 0 | 0 | 0 | 0 | 0 | 0 | 0 | 0 | 0 | 0 | 0 | 0 | 0 | 0 | 0 | 0 | 0 | 0 | 0 | 0 | 0 | 0 | 0 | 0 | 0 | 0 | 0 | 0 | 0_E4_Switched Out
| E5 | 0 | 0 | 0 | 0 | 0 | 0 | 0 | 0 | 0 | 0 | 0 | 0 | 0 | 0 | 0 | 0 | 0 | 0 | 0 | 0 | 0 | 0 | 0 | 0 | 0 | 0 | 0 | 0 | 0 | 0 | 0 | 0_E5_Switched Out
| E6 | 0 | 0 | 0 | 0 | 0 | 0 | 0 | 0 | 0 | 0 | 0 | 0 | 0 | 0 | 0 | 0 | 0 | 0 | 0 | 0 | 0 | 0 | 0 | 0 | 0 | 0 | 0 | 0 | 0 | 0 | 0 | 0_E6_Switched Out
| E7 | 0 | 0 | 0 | 0 | 0 | 0 | 0 | 0 | 0 | 0 | 0 | 0 | 0 | 0 | 0 | 0 | 0 | 0 | 0 | 0 | 0 | 0 | 0 | 0 | 0 | 0 | 0 | 0 | 0 | 0 | 0 | 0_E7_Switched Out
| E8 | 0 | 0 | 0 | 0 | 0 | 0 | 0 | 0 | 0 | 0 | 0 | 0 | 0 | 0 | 0 | 0 | 0 | 0 | 0 | 0 | 0 | 0 | 0 | 0 | 0 | 0 | 0 | 0 | 0 | 0 | 0 | 0_E8_Switched Out
| E9 | 0 | 0 | 0 | 0 | 0 | 0 | 0 | 0 | 0 | 0 | 0 | 0 | 0 | 0 | 0 | 0 | 0 | 0 | 0 | 0 | 0 | 0 | 0 | 0 | 0 | 0 | 0 | 0 | 0 | 0 | 0 | 0_E9_Switched Out
| E10 | 0 | 0 | 0 | 0 | 0 | 0 | 0 | 0 | 0 | 0 | 0 | 0 | 0 | 0 | 0 | 0 | 0 | 0 | 0 | 0 | 0 | 0 | 0 | 0 | 0 | 0 | 0 | 0 | 0 | 0 | 0 | 0_E10_Switched Out
Units Out
| E1 | 0 | 0 | 0 | 0 | 0 | 0 | 0 | 0 | 0 | 0 | 0 | 0 | 0 | 0 | 0 | 0 | 0 | 0 | 0 | 0 | 0 | 0 | 0 | 0 | 0 | 0 | 0 | 0 | 0 | 0 | 0
| E2 | 0 | 0 | 0 | 0 | 0 | 0 | 0 | 0 | 0 | 0 | 0 | 0 | 0 | 0 | 0 | 0 | 0 | 0 | 0 | 0 | 0 | 0 | 0 | 0 | 0 | 0 | 0 | 0 | 0 | 0 | 0
| E3 | 0 | 0 | 0 | 0 | 0 | 0 | 0 | 0 | 0 | 0 | 0 | 0 | 0 | 0 | 0 | 0 | 0 | 0 | 0 | 0 | 0 | 0 | 0 | 0 | 0 | 0 | 0 | 0 | 0 | 0 | 0
| E4 | 0 | 0 | 0 | 0 | 0 | 0 | 0 | 0 | 0 | 0 | 0 | 0 | 0 | 0 | 0 | 0 | 0 | 0 | 0 | 0 | 0 | 0 | 0 | 0 | 0 | 0 | 0 | 0 | 0 | 0 | 0
| E5 | 0 | 0 | 0 | 0 | 0 | 0 | 0 | 0 | 0 | 0 | 0 | 0 | 0 | 0 | 0 | 0 | 0 | 0 | 0 | 0 | 0 | 0 | 0 | 0 | 0 | 0 | 0 | 0 | 0 | 0 | 0
| E6 | 0 | 0 | 0 | 0 | 0 | 0 | 0 | 0 | 0 | 0 | 0 | 0 | 0 | 0 | 0 | 0 | 0 | 0 | 0 | 0 | 0 | 0 | 0 | 0 | 0 | 0 | 0 | 0 | 0 | 0 | 0
| E7 | 0 | 0 | 0 | 0 | 0 | 0 | 0 | 0 | 0 | 0 | 0 | 0 | 0 | 0 | 0 | 0 | 0 | 0 | 0 | 0 | 0 | 0 | 0 | 0 | 0 | 0 | 0 | 0 | 0 | 0 | 0
| E8 | 0 | 0 | 0 | 0 | 0 | 0 | 0 | 0 | 0 | 0 | 0 | 0 | 0 | 0 | 0 | 0 | 0 | 0 | 0 | 0 | 0 | 0 | 0 | 0 | 0 | 0 | 0 | 0 | 0 | 0 | 0
| E9 | 0 | 0 | 0 | 0 | 0 | 0 | 0 | 0 | 0 | 0 | 0 | 0 | 0 | 0 | 0 | 0 | 0 | 0 | 0 | 0 | 0 | 0 | 0 | 0 | 0 | 0 | 0 | 0 | 0 | 0 | 0
| E10 | 0 | 0 | 0 | 0 | 0 | 0 | 0 | 0 | 0 | 0 | 0 | 0 | 0 | 0 | 0 | 0 | 0 | 0 | 0 | 0 | 0 | 0 | 0 | 0 | 0 | 0 | 0 | 0 | 0 | 0 | 0
| Vintage | 0 | 0 | 0 | 0 | 0 | 0 | 0 | 0 | 0 | 0 | 0 | 0 | 0 | 0 | 0 | 0 | 0 | 0 | 0 | 0 | 0 | 0 | 0 | 0 | 0 | 0 | 0 | 0 | 0 | 0 | 0
Tech Purchase Shares
| Year | Year 0 | Year 1 | Year 2 | Year 3 | Year 4 | Year 5 | Year 6 | Year 7 | Year 8 | Year 9 | Year 10 | Year 11 | Year 12 | Year 13 | Year 14 | Year 15 | Year 16 | Year 17 | Year 18 | Year 19 | Year 20 | Year 21 | Year 22 | Year 23 | Year 24 | Year 25 | Year 26 | Year 27 | Year 28 | Year 29 | Year 30
E1 | bar: Year 0 to Year 30
E2 | bar: Year 0 to Year 30
E3 | bar: Year 0 to Year 30
E4 | bar: Year 0 to Year 30
E5 | bar: Year 0 to Year 30
E6 | bar: Year 0 to Year 30
E7 | bar: Year 0 to Year 30
E8 | bar: Year 0 to Year 30
E9 | bar: Year 0 to Year 30
E10 | bar: Year 0 to Year 30
Units In from Switching
| E1 | 0 | 0 | 0 | 0 | 0 | 0 | 0 | 0 | 0 | 0 | 0 | 0 | 0 | 0 | 0 | 0 | 0 | 0 | 0 | 0 | 0 | 0 | 0 | 0 | 0 | 0 | 0 | 0 | 0 | 0 | 0
| E2 | 0 | 0 | 0 | 0 | 0 | 0 | 0 | 0 | 0 | 0 | 0 | 0 | 0 | 0 | 0 | 0 | 0 | 0 | 0 | 0 | 0 | 0 | 0 | 0 | 0 | 0 | 0 | 0 | 0 | 0 | 0
| E3 | 0 | 0 | 0 | 0 | 0 | 0 | 0 | 0 | 0 | 0 | 0 | 0 | 0 | 0 | 0 | 0 | 0 | 0 | 0 | 0 | 0 | 0 | 0 | 0 | 0 | 0 | 0 | 0 | 0 | 0 | 0
| E4 | 0 | 0 | 0 | 0 | 0 | 0 | 0 | 0 | 0 | 0 | 0 | 0 | 0 | 0 | 0 | 0 | 0 | 0 | 0 | 0 | 0 | 0 | 0 | 0 | 0 | 0 | 0 | 0 | 0 | 0 | 0
| E5 | 0 | 0 | 0 | 0 | 0 | 0 | 0 | 0 | 0 | 0 | 0 | 0 | 0 | 0 | 0 | 0 | 0 | 0 | 0 | 0 | 0 | 0 | 0 | 0 | 0 | 0 | 0 | 0 | 0 | 0 | 0
| E6 | 0 | 0 | 0 | 0 | 0 | 0 | 0 | 0 | 0 | 0 | 0 | 0 | 0 | 0 | 0 | 0 | 0 | 0 | 0 | 0 | 0 | 0 | 0 | 0 | 0 | 0 | 0 | 0 | 0 | 0 | 0
| E7 | 0 | 0 | 0 | 0 | 0 | 0 | 0 | 0 | 0 | 0 | 0 | 0 | 0 | 0 | 0 | 0 | 0 | 0 | 0 | 0 | 0 | 0 | 0 | 0 | 0 | 0 | 0 | 0 | 0 | 0 | 0
| E8 | 0 | 0 | 0 | 0 | 0 | 0 | 0 | 0 | 0 | 0 | 0 | 0 | 0 | 0 | 0 | 0 | 0 | 0 | 0 | 0 | 0 | 0 | 0 | 0 | 0 | 0 | 0 | 0 | 0 | 0 | 0
| E9 | 0 | 0 | 0 | 0 | 0 | 0 | 0 | 0 | 0 | 0 | 0 | 0 | 0 | 0 | 0 | 0 | 0 | 0 | 0 | 0 | 0 | 0 | 0 | 0 | 0 | 0 | 0 | 0 | 0 | 0 | 0
| E10 | 0 | 0 | 0 | 0 | 0 | 0 | 0 | 0 | 0 | 0 | 0 | 0 | 0 | 0 | 0 | 0 | 0 | 0 | 0 | 0 | 0 | 0 | 0 | 0 | 0 | 0 | 0 | 0 | 0 | 0 | 0
| Vintage | 0 | 0 | 0 | 0 | 0 | 0 | 0 | 0 | 0 | 0 | 0 | 0 | 0 | 0 | 0 | 0 | 0 | 0 | 0 | 0 | 0 | 0 | 0 | 0 | 0 | 0 | 0 | 0 | 0 | 0 | 0
Net Change
| Year | Year 0 | Year 1 | Year 2 | Year 3 | Year 4 | Year 5 | Year 6 | Year 7 | Year 8 | Year 9 | Year 10 | Year 11 | Year 12 | Year 13 | Year 14 | Year 15 | Year 16 | Year 17 | Year 18 | Year 19 | Year 20 | Year 21 | Year 22 | Year 23 | Year 24 | Year 25 | Year 26 | Year 27 | Year 28 | Year 29 | Year 30 | Key
| Units | 0 | 0 | 0 | 0 | 0 | 0 | 0 | 0 | 0 | 0 | 0 | 0 | 0 | 0 | 0 | 0 | 0 | 0 | 0 | 0 | 0 | 0 | 0 | 0 | 0 | 0 | 0 | 0 | 0 | 0 | 0 | 0_Units |  |  |  |  | 301957.8232
| Usage | 0 | 0 | 0 | 0 | 0 | 0 | 0 | 0 | 0 | 0 | 0 | 0 | 0 | 0 | 0 | 0 | 0 | 0 | 0 | 0 | 0 | 0 | 0 | 0 | 0 | 0 | 0 | 0 | 0 | 0 | 0 | 0_Usage |  |  |  |  | 1698.6543
| Peak Demand (S) | 0 | 0 | 0 | 0 | 0 | 0 | 0 | 0 | 0 | 0 | 0 | 0 | 0 | 0 | 0 | 0 | 0 | 0 | 0 | 0 | 0 | 0 | 0 | 0 | 0 | 0 | 0 | 0 | 0 | 0 | 0 | 0_Peak Demand (S) |  |  |  |  | 0
| Peak Demand (W) | 0 | 0 | 0 | 0 | 0 | 0 | 0 | 0 | 0 | 0 | 0 | 0 | 0 | 0 | 0 | 0 | 0 | 0 | 0 | 0 | 0 | 0 | 0 | 0 | 0 | 0 | 0 | 0 | 0 | 0 | 0 | 0_Peak Demand (W) |  |  |  |  | 884.6119
| Turnover | 0 | 0 | 0 | 0 | 0 | 0 | 0 | 0 | 0 | 0 | 0 | 0 | 0 | 0 | 0 | 0 | 0 | 0 | 0 | 0 | 0 | 0 | 0 | 0 | 0 | 0 | 0 | 0 | 0 | 0 | 0 | 0_Turnover |  |  |  |  | 6885.4476
| Avg. Replacement Usage | 0 | 0 | 0 | 0 | 0 | 0 | 0 | 0 | 0 | 0 | 0 | 0 | 0 | 0 | 0 | 0 | 0 | 0 | 0 | 0 | 0 | 0 | 0 | 0 | 0 | 0 | 0 | 0 | 0 | 0 | 0 | 0_Avg. Replacement Usage |  |  |  |  | 5638.8522
| Avg. Replacement Demand (S) | 0 | 0 | 0 | 0 | 0 | 0 | 0 | 0 | 0 | 0 | 0 | 0 | 0 | 0 | 0 | 0 | 0 | 0 | 0 | 0 | 0 | 0 | 0 | 0 | 0 | 0 | 0 | 0 | 0 | 0 | 0 | 0_Avg. Replacement Demand (S) |  |  |  |  | 0
| Avg. Replacement Demand (W) | 0 | 0 | 0 | 0 | 0 | 0 | 0 | 0 | 0 | 0 | 0 | 0 | 0 | 0 | 0 | 0 | 0 | 0 | 0 | 0 | 0 | 0 | 0 | 0 | 0 | 0 | 0 | 0 | 0 | 0 | 0 | 0_Avg. Replacement Demand (W) |  |  |  |  | 2.9366
Purchases
| Year | Year 0 | Year 1 | Year 2 | Year 3 | Year 4 | Year 5 | Year 6 | Year 7 | Year 8 | Year 9 | Year 10 | Year 11 | Year 12 | Year 13 | Year 14 | Year 15 | Year 16 | Year 17 | Year 18 | Year 19 | Year 20 | Year 21 | Year 22 | Year 23 | Year 24 | Year 25 | Year 26 | Year 27 | Year 28 | Year 29 | Year 30
| E1 | 0 | 0 | 0 | 0 | 0 | 0 | 0 | 0 | 0 | 0 | 0 | 0 | 0 | 0 | 0 | 0 | 0 | 0 | 0 | 0 | 0 | 0 | 0 | 0 | 0 | 0 | 0 | 0 | 0 | 0 | 0 | 0_E1_Purchases |  |  |  |  | 6885.4476
| E2 | 0 | 0 | 0 | 0 | 0 | 0 | 0 | 0 | 0 | 0 | 0 | 0 | 0 | 0 | 0 | 0 | 0 | 0 | 0 | 0 | 0 | 0 | 0 | 0 | 0 | 0 | 0 | 0 | 0 | 0 | 0 | 0_E2_Purchases |  |  |  |  | 0
| E3 | 0 | 0 | 0 | 0 | 0 | 0 | 0 | 0 | 0 | 0 | 0 | 0 | 0 | 0 | 0 | 0 | 0 | 0 | 0 | 0 | 0 | 0 | 0 | 0 | 0 | 0 | 0 | 0 | 0 | 0 | 0 | 0_E3_Purchases |  |  |  |  | 0
| E4 | 0 | 0 | 0 | 0 | 0 | 0 | 0 | 0 | 0 | 0 | 0 | 0 | 0 | 0 | 0 | 0 | 0 | 0 | 0 | 0 | 0 | 0 | 0 | 0 | 0 | 0 | 0 | 0 | 0 | 0 | 0 | 0_E4_Purchases |  |  |  |  | 0
| E5 | 0 | 0 | 0 | 0 | 0 | 0 | 0 | 0 | 0 | 0 | 0 | 0 | 0 | 0 | 0 | 0 | 0 | 0 | 0 | 0 | 0 | 0 | 0 | 0 | 0 | 0 | 0 | 0 | 0 | 0 | 0 | 0_E5_Purchases |  |  |  |  | 0
| E6 | 0 | 0 | 0 | 0 | 0 | 0 | 0 | 0 | 0 | 0 | 0 | 0 | 0 | 0 | 0 | 0 | 0 | 0 | 0 | 0 | 0 | 0 | 0 | 0 | 0 | 0 | 0 | 0 | 0 | 0 | 0 | 0_E6_Purchases |  |  |  |  | 0
| E7 | 0 | 0 | 0 | 0 | 0 | 0 | 0 | 0 | 0 | 0 | 0 | 0 | 0 | 0 | 0 | 0 | 0 | 0 | 0 | 0 | 0 | 0 | 0 | 0 | 0 | 0 | 0 | 0 | 0 | 0 | 0 | 0_E7_Purchases |  |  |  |  | 0
| E8 | 0 | 0 | 0 | 0 | 0 | 0 | 0 | 0 | 0 | 0 | 0 | 0 | 0 | 0 | 0 | 0 | 0 | 0 | 0 | 0 | 0 | 0 | 0 | 0 | 0 | 0 | 0 | 0 | 0 | 0 | 0 | 0_E8_Purchases |  |  |  |  | 0
| E9 | 0 | 0 | 0 | 0 | 0 | 0 | 0 | 0 | 0 | 0 | 0 | 0 | 0 | 0 | 0 | 0 | 0 | 0 | 0 | 0 | 0 | 0 | 0 | 0 | 0 | 0 | 0 | 0 | 0 | 0 | 0 | 0_E9_Purchases |  |  |  |  | 0
| E10 | 0 | 0 | 0 | 0 | 0 | 0 | 0 | 0 | 0 | 0 | 0 | 0 | 0 | 0 | 0 | 0 | 0 | 0 | 0 | 0 | 0 | 0 | 0 | 0 | 0 | 0 | 0 | 0 | 0 | 0 | 0 | 0_E10_Purchases |  |  |  |  | 0
Stock
| Year | Year 0 | Year 1 | Year 2 | Year 3 | Year 4 | Year 5 | Year 6 | Year 7 | Year 8 | Year 9 | Year 10 | Year 11 | Year 12 | Year 13 | Year 14 | Year 15 | Year 16 | Year 17 | Year 18 | Year 19 | Year 20 | Year 21 | Year 22 | Year 23 | Year 24 | Year 25 | Year 26 | Year 27 | Year 28 | Year 29 | Year 30
| E1 | 0 | 0 | 0 | 0 | 0 | 0 | 0 | 0 | 0 | 0 | 0 | 0 | 0 | 0 | 0 | 0 | 0 | 0 | 0 | 0 | 0 | 0 | 0 | 0 | 0 | 0 | 0 | 0 | 0 | 0 | 0 | 0_E1_Stock |  |  |  |  | 13576.6093
| E2 | 0 | 0 | 0 | 0 | 0 | 0 | 0 | 0 | 0 | 0 | 0 | 0 | 0 | 0 | 0 | 0 | 0 | 0 | 0 | 0 | 0 | 0 | 0 | 0 | 0 | 0 | 0 | 0 | 0 | 0 | 0 | 0_E2_Stock |  |  |  |  | 0
| E3 | 0 | 0 | 0 | 0 | 0 | 0 | 0 | 0 | 0 | 0 | 0 | 0 | 0 | 0 | 0 | 0 | 0 | 0 | 0 | 0 | 0 | 0 | 0 | 0 | 0 | 0 | 0 | 0 | 0 | 0 | 0 | 0_E3_Stock |  |  |  |  | 0
| E4 | 0 | 0 | 0 | 0 | 0 | 0 | 0 | 0 | 0 | 0 | 0 | 0 | 0 | 0 | 0 | 0 | 0 | 0 | 0 | 0 | 0 | 0 | 0 | 0 | 0 | 0 | 0 | 0 | 0 | 0 | 0 | 0_E4_Stock |  |  |  |  | 0
| E5 | 0 | 0 | 0 | 0 | 0 | 0 | 0 | 0 | 0 | 0 | 0 | 0 | 0 | 0 | 0 | 0 | 0 | 0 | 0 | 0 | 0 | 0 | 0 | 0 | 0 | 0 | 0 | 0 | 0 | 0 | 0 | 0_E5_Stock |  |  |  |  | 0
| E6 | 0 | 0 | 0 | 0 | 0 | 0 | 0 | 0 | 0 | 0 | 0 | 0 | 0 | 0 | 0 | 0 | 0 | 0 | 0 | 0 | 0 | 0 | 0 | 0 | 0 | 0 | 0 | 0 | 0 | 0 | 0 | 0_E6_Stock |  |  |  |  | 0
| E7 | 0 | 0 | 0 | 0 | 0 | 0 | 0 | 0 | 0 | 0 | 0 | 0 | 0 | 0 | 0 | 0 | 0 | 0 | 0 | 0 | 0 | 0 | 0 | 0 | 0 | 0 | 0 | 0 | 0 | 0 | 0 | 0_E7_Stock |  |  |  |  | 0
| E8 | 0 | 0 | 0 | 0 | 0 | 0 | 0 | 0 | 0 | 0 | 0 | 0 | 0 | 0 | 0 | 0 | 0 | 0 | 0 | 0 | 0 | 0 | 0 | 0 | 0 | 0 | 0 | 0 | 0 | 0 | 0 | 0_E8_Stock |  |  |  |  | 0
| E9 | 0 | 0 | 0 | 0 | 0 | 0 | 0 | 0 | 0 | 0 | 0 | 0 | 0 | 0 | 0 | 0 | 0 | 0 | 0 | 0 | 0 | 0 | 0 | 0 | 0 | 0 | 0 | 0 | 0 | 0 | 0 | 0_E9_Stock |  |  |  |  | 0
| E10 | 0 | 0 | 0 | 0 | 0 | 0 | 0 | 0 | 0 | 0 | 0 | 0 | 0 | 0 | 0 | 0 | 0 | 0 | 0 | 0 | 0 | 0 | 0 | 0 | 0 | 0 | 0 | 0 | 0 | 0 | 0 | 0_E10_Stock |  |  |  |  | 0
| Vintage | 0 | 0 | 0 | 0 | 0 | 0 | 0 | 0 | 0 | 0 | 0 | 0 | 0 | 0 | 0 | 0 | 0 | 0 | 0 | 0 | 0 | 0 | 0 | 0 | 0 | 0 | 0 | 0 | 0 | 0 | 0 | 0_Vintage_Stock |  |  |  |  | 288381.2139
S5C4 |  | Year 0: System 5 Technology 4
Technology Variables
| Tech Key | Year 0: 0
| Peak Factor (S) | Year 0: 0
| Peak Factor (W) | Year 0: 0
| Min Vintage Lifetime | Year 0: 0
| Max Vintage Lifetime | Year 0: 0
| Turnover Style | Year 0: 0
Technology Variables
| Equipment | Year 0: Label; Year 1: Min Lifetime; Year 2: Max Lifetime; Year 3: Degradation; Year 4: Usage; Year 5: Available
| E1 | Year 1: 0; Year 2: 0; Year 3: 0%; Year 4: 0; Year 5: FALSE
| E2 | Year 1: 0; Year 2: 0; Year 3: 0%; Year 4: 0; Year 5: FALSE
| E3 | Year 1: 0; Year 2: 0; Year 3: 0%; Year 4: 0; Year 5: FALSE
| E4 | Year 1: 0; Year 2: 0; Year 3: 0%; Year 4: 0; Year 5: FALSE
| E5 | Year 1: 0; Year 2: 0; Year 3: 0%; Year 4: 0; Year 5: FALSE
| E6 | Year 1: 0; Year 2: 0; Year 3: 0%; Year 4: 0; Year 5: FALSE
| E7 | Year 1: 0; Year 2: 0; Year 3: 0%; Year 4: 0; Year 5: FALSE
| E8 | Year 1: 0; Year 2: 0; Year 3: 0%; Year 4: 0; Year 5: FALSE
| E9 | Year 1: 0; Year 2: 0; Year 3: 0%; Year 4: 0; Year 5: FALSE
| E10 | Year 1: 0; Year 2: 0; Year 3: 0%; Year 4: 0; Year 5: FALSE
Original Forecast Results
| Year | Year 0 | Year 1 | Year 2 | Year 3 | Year 4 | Year 5 | Year 6 | Year 7 | Year 8 | Year 9 | Year 10 | Year 11 | Year 12 | Year 13 | Year 14 | Year 15 | Year 16 | Year 17 | Year 18 | Year 19 | Year 20 | Year 21 | Year 22 | Year 23 | Year 24 | Year 25 | Year 26 | Year 27 | Year 28 | Year 29 | Year 30 | Key
| Units | 0 | 0 | 0 | 0 | 0 | 0 | 0 | 0 | 0 | 0 | 0 | 0 | 0 | 0 | 0 | 0 | 0 | 0 | 0 | 0 | 0 | 0 | 0 | 0 | 0 | 0 | 0 | 0 | 0 | 0 | 0 | #REF! |  |  |  |  | 301957.8232
| Usage | 0 | 0 | 0 | 0 | 0 | 0 | 0 | 0 | 0 | 0 | 0 | 0 | 0 | 0 | 0 | 0 | 0 | 0 | 0 | 0 | 0 | 0 | 0 | 0 | 0 | 0 | 0 | 0 | 0 | 0 | 0 | #REF! |  |  |  |  | 1698.6543
| Peak Demand (S) | 0 | 0 | 0 | 0 | 0 | 0 | 0 | 0 | 0 | 0 | 0 | 0 | 0 | 0 | 0 | 0 | 0 | 0 | 0 | 0 | 0 | 0 | 0 | 0 | 0 | 0 | 0 | 0 | 0 | 0 | 0 | #REF! |  |  |  |  | 0
| Peak Demand (W) | 0 | 0 | 0 | 0 | 0 | 0 | 0 | 0 | 0 | 0 | 0 | 0 | 0 | 0 | 0 | 0 | 0 | 0 | 0 | 0 | 0 | 0 | 0 | 0 | 0 | 0 | 0 | 0 | 0 | 0 | 0 | #REF! |  |  |  |  | 884.6119
| Turnover | 0 | 0 | 0 | 0 | 0 | 0 | 0 | 0 | 0 | 0 | 0 | 0 | 0 | 0 | 0 | 0 | 0 | 0 | 0 | 0 | 0 | 0 | 0 | 0 | 0 | 0 | 0 | 0 | 0 | 0 | 0 | #REF! |  |  |  |  | 6885.4476
| Avg. Replacement Usage | 0 | 0 | 0 | 0 | 0 | 0 | 0 | 0 | 0 | 0 | 0 | 0 | 0 | 0 | 0 | 0 | 0 | 0 | 0 | 0 | 0 | 0 | 0 | 0 | 0 | 0 | 0 | 0 | 0 | 0 | 0 | #REF! |  |  |  |  | 5638.8522
| Avg. Replacement Demand (S) | 0 | 0 | 0 | 0 | 0 | 0 | 0 | 0 | 0 | 0 | 0 | 0 | 0 | 0 | 0 | 0 | 0 | 0 | 0 | 0 | 0 | 0 | 0 | 0 | 0 | 0 | 0 | 0 | 0 | 0 | 0 | #REF! |  |  |  |  | 0
| Avg. Replacement Demand (W) | 0 | 0 | 0 | 0 | 0 | 0 | 0 | 0 | 0 | 0 | 0 | 0 | 0 | 0 | 0 | 0 | 0 | 0 | 0 | 0 | 0 | 0 | 0 | 0 | 0 | 0 | 0 | 0 | 0 | 0 | 0 | #REF! |  |  |  |  | 2.9366
Tech Forecast Stock
| Year | Year 0 | Year 1 | Year 2 | Year 3 | Year 4 | Year 5 | Year 6 | Year 7 | Year 8 | Year 9 | Year 10 | Year 11 | Year 12 | Year 13 | Year 14 | Year 15 | Year 16 | Year 17 | Year 18 | Year 19 | Year 20 | Year 21 | Year 22 | Year 23 | Year 24 | Year 25 | Year 26 | Year 27 | Year 28 | Year 29 | Year 30
| E1 | 0 | 0 | 0 | 0 | 0 | 0 | 0 | 0 | 0 | 0 | 0 | 0 | 0 | 0 | 0 | 0 | 0 | 0 | 0 | 0 | 0 | 0 | 0 | 0 | 0 | 0 | 0 | 0 | 0 | 0 | 0
| E2 | 0 | 0 | 0 | 0 | 0 | 0 | 0 | 0 | 0 | 0 | 0 | 0 | 0 | 0 | 0 | 0 | 0 | 0 | 0 | 0 | 0 | 0 | 0 | 0 | 0 | 0 | 0 | 0 | 0 | 0 | 0
| E3 | 0 | 0 | 0 | 0 | 0 | 0 | 0 | 0 | 0 | 0 | 0 | 0 | 0 | 0 | 0 | 0 | 0 | 0 | 0 | 0 | 0 | 0 | 0 | 0 | 0 | 0 | 0 | 0 | 0 | 0 | 0
| E4 | 0 | 0 | 0 | 0 | 0 | 0 | 0 | 0 | 0 | 0 | 0 | 0 | 0 | 0 | 0 | 0 | 0 | 0 | 0 | 0 | 0 | 0 | 0 | 0 | 0 | 0 | 0 | 0 | 0 | 0 | 0
| E5 | 0 | 0 | 0 | 0 | 0 | 0 | 0 | 0 | 0 | 0 | 0 | 0 | 0 | 0 | 0 | 0 | 0 | 0 | 0 | 0 | 0 | 0 | 0 | 0 | 0 | 0 | 0 | 0 | 0 | 0 | 0
| E6 | 0 | 0 | 0 | 0 | 0 | 0 | 0 | 0 | 0 | 0 | 0 | 0 | 0 | 0 | 0 | 0 | 0 | 0 | 0 | 0 | 0 | 0 | 0 | 0 | 0 | 0 | 0 | 0 | 0 | 0 | 0
| E7 | 0 | 0 | 0 | 0 | 0 | 0 | 0 | 0 | 0 | 0 | 0 | 0 | 0 | 0 | 0 | 0 | 0 | 0 | 0 | 0 | 0 | 0 | 0 | 0 | 0 | 0 | 0 | 0 | 0 | 0 | 0
| E8 | 0 | 0 | 0 | 0 | 0 | 0 | 0 | 0 | 0 | 0 | 0 | 0 | 0 | 0 | 0 | 0 | 0 | 0 | 0 | 0 | 0 | 0 | 0 | 0 | 0 | 0 | 0 | 0 | 0 | 0 | 0
| E9 | 0 | 0 | 0 | 0 | 0 | 0 | 0 | 0 | 0 | 0 | 0 | 0 | 0 | 0 | 0 | 0 | 0 | 0 | 0 | 0 | 0 | 0 | 0 | 0 | 0 | 0 | 0 | 0 | 0 | 0 | 0
| E10 | 0 | 0 | 0 | 0 | 0 | 0 | 0 | 0 | 0 | 0 | 0 | 0 | 0 | 0 | 0 | 0 | 0 | 0 | 0 | 0 | 0 | 0 | 0 | 0 | 0 | 0 | 0 | 0 | 0 | 0 | 0
| Vintage | 0 | 0 | 0 | 0 | 0 | 0 | 0 | 0 | 0 | 0 | 0 | 0 | 0 | 0 | 0 | 0 | 0 | 0 | 0 | 0 | 0 | 0 | 0 | 0 | 0 | 0 | 0 | 0 | 0 | 0 | 0
Stock for Switching
| Year | Year 0 | Year 1 | Year 2 | Year 3 | Year 4 | Year 5 | Year 6 | Year 7 | Year 8 | Year 9 | Year 10 | Year 11 | Year 12 | Year 13 | Year 14 | Year 15 | Year 16 | Year 17 | Year 18 | Year 19 | Year 20 | Year 21 | Year 22 | Year 23 | Year 24 | Year 25 | Year 26 | Year 27 | Year 28 | Year 29 | Year 30
| E1 | 0 | 0 | 0 | 0 | 0 | 0 | 0 | 0 | 0 | 0 | 0 | 0 | 0 | 0 | 0 | 0 | 0 | 0 | 0 | 0 | 0 | 0 | 0 | 0 | 0 | 0 | 0 | 0 | 0 | 0 | 0 | 0_E1_SysStock
| E2 | 0 | 0 | 0 | 0 | 0 | 0 | 0 | 0 | 0 | 0 | 0 | 0 | 0 | 0 | 0 | 0 | 0 | 0 | 0 | 0 | 0 | 0 | 0 | 0 | 0 | 0 | 0 | 0 | 0 | 0 | 0 | 0_E2_SysStock
| E3 | 0 | 0 | 0 | 0 | 0 | 0 | 0 | 0 | 0 | 0 | 0 | 0 | 0 | 0 | 0 | 0 | 0 | 0 | 0 | 0 | 0 | 0 | 0 | 0 | 0 | 0 | 0 | 0 | 0 | 0 | 0 | 0_E3_SysStock
| E4 | 0 | 0 | 0 | 0 | 0 | 0 | 0 | 0 | 0 | 0 | 0 | 0 | 0 | 0 | 0 | 0 | 0 | 0 | 0 | 0 | 0 | 0 | 0 | 0 | 0 | 0 | 0 | 0 | 0 | 0 | 0 | 0_E4_SysStock
| E5 | 0 | 0 | 0 | 0 | 0 | 0 | 0 | 0 | 0 | 0 | 0 | 0 | 0 | 0 | 0 | 0 | 0 | 0 | 0 | 0 | 0 | 0 | 0 | 0 | 0 | 0 | 0 | 0 | 0 | 0 | 0 | 0_E5_SysStock
| E6 | 0 | 0 | 0 | 0 | 0 | 0 | 0 | 0 | 0 | 0 | 0 | 0 | 0 | 0 | 0 | 0 | 0 | 0 | 0 | 0 | 0 | 0 | 0 | 0 | 0 | 0 | 0 | 0 | 0 | 0 | 0 | 0_E6_SysStock
| E7 | 0 | 0 | 0 | 0 | 0 | 0 | 0 | 0 | 0 | 0 | 0 | 0 | 0 | 0 | 0 | 0 | 0 | 0 | 0 | 0 | 0 | 0 | 0 | 0 | 0 | 0 | 0 | 0 | 0 | 0 | 0 | 0_E7_SysStock
| E8 | 0 | 0 | 0 | 0 | 0 | 0 | 0 | 0 | 0 | 0 | 0 | 0 | 0 | 0 | 0 | 0 | 0 | 0 | 0 | 0 | 0 | 0 | 0 | 0 | 0 | 0 | 0 | 0 | 0 | 0 | 0 | 0_E8_SysStock
| E9 | 0 | 0 | 0 | 0 | 0 | 0 | 0 | 0 | 0 | 0 | 0 | 0 | 0 | 0 | 0 | 0 | 0 | 0 | 0 | 0 | 0 | 0 | 0 | 0 | 0 | 0 | 0 | 0 | 0 | 0 | 0 | 0_E9_SysStock
| E10 | 0 | 0 | 0 | 0 | 0 | 0 | 0 | 0 | 0 | 0 | 0 | 0 | 0 | 0 | 0 | 0 | 0 | 0 | 0 | 0 | 0 | 0 | 0 | 0 | 0 | 0 | 0 | 0 | 0 | 0 | 0 | 0_E10_SysStock
| Vintage | 0 | 0 | 0 | 0 | 0 | 0 | 0 | 0 | 0 | 0 | 0 | 0 | 0 | 0 | 0 | 0 | 0 | 0 | 0 | 0 | 0 | 0 | 0 | 0 | 0 | 0 | 0 | 0 | 0 | 0 | 0 | 0_Vintage_SysStock
Tech Forecast Purchases
| Year | Year 0 | Year 1 | Year 2 | Year 3 | Year 4 | Year 5 | Year 6 | Year 7 | Year 8 | Year 9 | Year 10 | Year 11 | Year 12 | Year 13 | Year 14 | Year 15 | Year 16 | Year 17 | Year 18 | Year 19 | Year 20 | Year 21 | Year 22 | Year 23 | Year 24 | Year 25 | Year 26 | Year 27 | Year 28 | Year 29 | Year 30
| E1 | 0 | 0 | 0 | 0 | 0 | 0 | 0 | 0 | 0 | 0 | 0 | 0 | 0 | 0 | 0 | 0 | 0 | 0 | 0 | 0 | 0 | 0 | 0 | 0 | 0 | 0 | 0 | 0 | 0 | 0 | 0
| E2 | 0 | 0 | 0 | 0 | 0 | 0 | 0 | 0 | 0 | 0 | 0 | 0 | 0 | 0 | 0 | 0 | 0 | 0 | 0 | 0 | 0 | 0 | 0 | 0 | 0 | 0 | 0 | 0 | 0 | 0 | 0
| E3 | 0 | 0 | 0 | 0 | 0 | 0 | 0 | 0 | 0 | 0 | 0 | 0 | 0 | 0 | 0 | 0 | 0 | 0 | 0 | 0 | 0 | 0 | 0 | 0 | 0 | 0 | 0 | 0 | 0 | 0 | 0
| E4 | 0 | 0 | 0 | 0 | 0 | 0 | 0 | 0 | 0 | 0 | 0 | 0 | 0 | 0 | 0 | 0 | 0 | 0 | 0 | 0 | 0 | 0 | 0 | 0 | 0 | 0 | 0 | 0 | 0 | 0 | 0
| E5 | 0 | 0 | 0 | 0 | 0 | 0 | 0 | 0 | 0 | 0 | 0 | 0 | 0 | 0 | 0 | 0 | 0 | 0 | 0 | 0 | 0 | 0 | 0 | 0 | 0 | 0 | 0 | 0 | 0 | 0 | 0
| E6 | 0 | 0 | 0 | 0 | 0 | 0 | 0 | 0 | 0 | 0 | 0 | 0 | 0 | 0 | 0 | 0 | 0 | 0 | 0 | 0 | 0 | 0 | 0 | 0 | 0 | 0 | 0 | 0 | 0 | 0 | 0
| E7 | 0 | 0 | 0 | 0 | 0 | 0 | 0 | 0 | 0 | 0 | 0 | 0 | 0 | 0 | 0 | 0 | 0 | 0 | 0 | 0 | 0 | 0 | 0 | 0 | 0 | 0 | 0 | 0 | 0 | 0 | 0
| E8 | 0 | 0 | 0 | 0 | 0 | 0 | 0 | 0 | 0 | 0 | 0 | 0 | 0 | 0 | 0 | 0 | 0 | 0 | 0 | 0 | 0 | 0 | 0 | 0 | 0 | 0 | 0 | 0 | 0 | 0 | 0
| E9 | 0 | 0 | 0 | 0 | 0 | 0 | 0 | 0 | 0 | 0 | 0 | 0 | 0 | 0 | 0 | 0 | 0 | 0 | 0 | 0 | 0 | 0 | 0 | 0 | 0 | 0 | 0 | 0 | 0 | 0 | 0
| E10 | 0 | 0 | 0 | 0 | 0 | 0 | 0 | 0 | 0 | 0 | 0 | 0 | 0 | 0 | 0 | 0 | 0 | 0 | 0 | 0 | 0 | 0 | 0 | 0 | 0 | 0 | 0 | 0 | 0 | 0 | 0
Potential to Switch
| Year | Year 0 | Year 1 | Year 2 | Year 3 | Year 4 | Year 5 | Year 6 | Year 7 | Year 8 | Year 9 | Year 10 | Year 11 | Year 12 | Year 13 | Year 14 | Year 15 | Year 16 | Year 17 | Year 18 | Year 19 | Year 20 | Year 21 | Year 22 | Year 23 | Year 24 | Year 25 | Year 26 | Year 27 | Year 28 | Year 29 | Year 30
| E1 | 0 | 0 | 0 | 0 | 0 | 0 | 0 | 0 | 0 | 0 | 0 | 0 | 0 | 0 | 0 | 0 | 0 | 0 | 0 | 0 | 0 | 0 | 0 | 0 | 0 | 0 | 0 | 0 | 0 | 0 | 0 | 0_E1_Switched Out
| E2 | 0 | 0 | 0 | 0 | 0 | 0 | 0 | 0 | 0 | 0 | 0 | 0 | 0 | 0 | 0 | 0 | 0 | 0 | 0 | 0 | 0 | 0 | 0 | 0 | 0 | 0 | 0 | 0 | 0 | 0 | 0 | 0_E2_Switched Out
| E3 | 0 | 0 | 0 | 0 | 0 | 0 | 0 | 0 | 0 | 0 | 0 | 0 | 0 | 0 | 0 | 0 | 0 | 0 | 0 | 0 | 0 | 0 | 0 | 0 | 0 | 0 | 0 | 0 | 0 | 0 | 0 | 0_E3_Switched Out
| E4 | 0 | 0 | 0 | 0 | 0 | 0 | 0 | 0 | 0 | 0 | 0 | 0 | 0 | 0 | 0 | 0 | 0 | 0 | 0 | 0 | 0 | 0 | 0 | 0 | 0 | 0 | 0 | 0 | 0 | 0 | 0 | 0_E4_Switched Out
| E5 | 0 | 0 | 0 | 0 | 0 | 0 | 0 | 0 | 0 | 0 | 0 | 0 | 0 | 0 | 0 | 0 | 0 | 0 | 0 | 0 | 0 | 0 | 0 | 0 | 0 | 0 | 0 | 0 | 0 | 0 | 0 | 0_E5_Switched Out
| E6 | 0 | 0 | 0 | 0 | 0 | 0 | 0 | 0 | 0 | 0 | 0 | 0 | 0 | 0 | 0 | 0 | 0 | 0 | 0 | 0 | 0 | 0 | 0 | 0 | 0 | 0 | 0 | 0 | 0 | 0 | 0 | 0_E6_Switched Out
| E7 | 0 | 0 | 0 | 0 | 0 | 0 | 0 | 0 | 0 | 0 | 0 | 0 | 0 | 0 | 0 | 0 | 0 | 0 | 0 | 0 | 0 | 0 | 0 | 0 | 0 | 0 | 0 | 0 | 0 | 0 | 0 | 0_E7_Switched Out
| E8 | 0 | 0 | 0 | 0 | 0 | 0 | 0 | 0 | 0 | 0 | 0 | 0 | 0 | 0 | 0 | 0 | 0 | 0 | 0 | 0 | 0 | 0 | 0 | 0 | 0 | 0 | 0 | 0 | 0 | 0 | 0 | 0_E8_Switched Out
| E9 | 0 | 0 | 0 | 0 | 0 | 0 | 0 | 0 | 0 | 0 | 0 | 0 | 0 | 0 | 0 | 0 | 0 | 0 | 0 | 0 | 0 | 0 | 0 | 0 | 0 | 0 | 0 | 0 | 0 | 0 | 0 | 0_E9_Switched Out
| E10 | 0 | 0 | 0 | 0 | 0 | 0 | 0 | 0 | 0 | 0 | 0 | 0 | 0 | 0 | 0 | 0 | 0 | 0 | 0 | 0 | 0 | 0 | 0 | 0 | 0 | 0 | 0 | 0 | 0 | 0 | 0 | 0_E10_Switched Out
Units Out
| E1 | 0 | 0 | 0 | 0 | 0 | 0 | 0 | 0 | 0 | 0 | 0 | 0 | 0 | 0 | 0 | 0 | 0 | 0 | 0 | 0 | 0 | 0 | 0 | 0 | 0 | 0 | 0 | 0 | 0 | 0 | 0
| E2 | 0 | 0 | 0 | 0 | 0 | 0 | 0 | 0 | 0 | 0 | 0 | 0 | 0 | 0 | 0 | 0 | 0 | 0 | 0 | 0 | 0 | 0 | 0 | 0 | 0 | 0 | 0 | 0 | 0 | 0 | 0
| E3 | 0 | 0 | 0 | 0 | 0 | 0 | 0 | 0 | 0 | 0 | 0 | 0 | 0 | 0 | 0 | 0 | 0 | 0 | 0 | 0 | 0 | 0 | 0 | 0 | 0 | 0 | 0 | 0 | 0 | 0 | 0
| E4 | 0 | 0 | 0 | 0 | 0 | 0 | 0 | 0 | 0 | 0 | 0 | 0 | 0 | 0 | 0 | 0 | 0 | 0 | 0 | 0 | 0 | 0 | 0 | 0 | 0 | 0 | 0 | 0 | 0 | 0 | 0
| E5 | 0 | 0 | 0 | 0 | 0 | 0 | 0 | 0 | 0 | 0 | 0 | 0 | 0 | 0 | 0 | 0 | 0 | 0 | 0 | 0 | 0 | 0 | 0 | 0 | 0 | 0 | 0 | 0 | 0 | 0 | 0
| E6 | 0 | 0 | 0 | 0 | 0 | 0 | 0 | 0 | 0 | 0 | 0 | 0 | 0 | 0 | 0 | 0 | 0 | 0 | 0 | 0 | 0 | 0 | 0 | 0 | 0 | 0 | 0 | 0 | 0 | 0 | 0
| E7 | 0 | 0 | 0 | 0 | 0 | 0 | 0 | 0 | 0 | 0 | 0 | 0 | 0 | 0 | 0 | 0 | 0 | 0 | 0 | 0 | 0 | 0 | 0 | 0 | 0 | 0 | 0 | 0 | 0 | 0 | 0
| E8 | 0 | 0 | 0 | 0 | 0 | 0 | 0 | 0 | 0 | 0 | 0 | 0 | 0 | 0 | 0 | 0 | 0 | 0 | 0 | 0 | 0 | 0 | 0 | 0 | 0 | 0 | 0 | 0 | 0 | 0 | 0
| E9 | 0 | 0 | 0 | 0 | 0 | 0 | 0 | 0 | 0 | 0 | 0 | 0 | 0 | 0 | 0 | 0 | 0 | 0 | 0 | 0 | 0 | 0 | 0 | 0 | 0 | 0 | 0 | 0 | 0 | 0 | 0
| E10 | 0 | 0 | 0 | 0 | 0 | 0 | 0 | 0 | 0 | 0 | 0 | 0 | 0 | 0 | 0 | 0 | 0 | 0 | 0 | 0 | 0 | 0 | 0 | 0 | 0 | 0 | 0 | 0 | 0 | 0 | 0
| Vintage | 0 | 0 | 0 | 0 | 0 | 0 | 0 | 0 | 0 | 0 | 0 | 0 | 0 | 0 | 0 | 0 | 0 | 0 | 0 | 0 | 0 | 0 | 0 | 0 | 0 | 0 | 0 | 0 | 0 | 0 | 0
Tech Purchase Shares
| Year | Year 0 | Year 1 | Year 2 | Year 3 | Year 4 | Year 5 | Year 6 | Year 7 | Year 8 | Year 9 | Year 10 | Year 11 | Year 12 | Year 13 | Year 14 | Year 15 | Year 16 | Year 17 | Year 18 | Year 19 | Year 20 | Year 21 | Year 22 | Year 23 | Year 24 | Year 25 | Year 26 | Year 27 | Year 28 | Year 29 | Year 30
E1 | bar: Year 0 to Year 30
E2 | bar: Year 0 to Year 30
E3 | bar: Year 0 to Year 30
E4 | bar: Year 0 to Year 30
E5 | bar: Year 0 to Year 30
E6 | bar: Year 0 to Year 30
E7 | bar: Year 0 to Year 30
E8 | bar: Year 0 to Year 30
E9 | bar: Year 0 to Year 30
E10 | bar: Year 0 to Year 30
Units In from Switching
| E1 | 0 | 0 | 0 | 0 | 0 | 0 | 0 | 0 | 0 | 0 | 0 | 0 | 0 | 0 | 0 | 0 | 0 | 0 | 0 | 0 | 0 | 0 | 0 | 0 | 0 | 0 | 0 | 0 | 0 | 0 | 0
| E2 | 0 | 0 | 0 | 0 | 0 | 0 | 0 | 0 | 0 | 0 | 0 | 0 | 0 | 0 | 0 | 0 | 0 | 0 | 0 | 0 | 0 | 0 | 0 | 0 | 0 | 0 | 0 | 0 | 0 | 0 | 0
| E3 | 0 | 0 | 0 | 0 | 0 | 0 | 0 | 0 | 0 | 0 | 0 | 0 | 0 | 0 | 0 | 0 | 0 | 0 | 0 | 0 | 0 | 0 | 0 | 0 | 0 | 0 | 0 | 0 | 0 | 0 | 0
| E4 | 0 | 0 | 0 | 0 | 0 | 0 | 0 | 0 | 0 | 0 | 0 | 0 | 0 | 0 | 0 | 0 | 0 | 0 | 0 | 0 | 0 | 0 | 0 | 0 | 0 | 0 | 0 | 0 | 0 | 0 | 0
| E5 | 0 | 0 | 0 | 0 | 0 | 0 | 0 | 0 | 0 | 0 | 0 | 0 | 0 | 0 | 0 | 0 | 0 | 0 | 0 | 0 | 0 | 0 | 0 | 0 | 0 | 0 | 0 | 0 | 0 | 0 | 0
| E6 | 0 | 0 | 0 | 0 | 0 | 0 | 0 | 0 | 0 | 0 | 0 | 0 | 0 | 0 | 0 | 0 | 0 | 0 | 0 | 0 | 0 | 0 | 0 | 0 | 0 | 0 | 0 | 0 | 0 | 0 | 0
| E7 | 0 | 0 | 0 | 0 | 0 | 0 | 0 | 0 | 0 | 0 | 0 | 0 | 0 | 0 | 0 | 0 | 0 | 0 | 0 | 0 | 0 | 0 | 0 | 0 | 0 | 0 | 0 | 0 | 0 | 0 | 0
| E8 | 0 | 0 | 0 | 0 | 0 | 0 | 0 | 0 | 0 | 0 | 0 | 0 | 0 | 0 | 0 | 0 | 0 | 0 | 0 | 0 | 0 | 0 | 0 | 0 | 0 | 0 | 0 | 0 | 0 | 0 | 0
| E9 | 0 | 0 | 0 | 0 | 0 | 0 | 0 | 0 | 0 | 0 | 0 | 0 | 0 | 0 | 0 | 0 | 0 | 0 | 0 | 0 | 0 | 0 | 0 | 0 | 0 | 0 | 0 | 0 | 0 | 0 | 0
| E10 | 0 | 0 | 0 | 0 | 0 | 0 | 0 | 0 | 0 | 0 | 0 | 0 | 0 | 0 | 0 | 0 | 0 | 0 | 0 | 0 | 0 | 0 | 0 | 0 | 0 | 0 | 0 | 0 | 0 | 0 | 0
| Vintage | 0 | 0 | 0 | 0 | 0 | 0 | 0 | 0 | 0 | 0 | 0 | 0 | 0 | 0 | 0 | 0 | 0 | 0 | 0 | 0 | 0 | 0 | 0 | 0 | 0 | 0 | 0 | 0 | 0 | 0 | 0
Net Change
| Year | Year 0 | Year 1 | Year 2 | Year 3 | Year 4 | Year 5 | Year 6 | Year 7 | Year 8 | Year 9 | Year 10 | Year 11 | Year 12 | Year 13 | Year 14 | Year 15 | Year 16 | Year 17 | Year 18 | Year 19 | Year 20 | Year 21 | Year 22 | Year 23 | Year 24 | Year 25 | Year 26 | Year 27 | Year 28 | Year 29 | Year 30 | Key
| Units | 0 | 0 | 0 | 0 | 0 | 0 | 0 | 0 | 0 | 0 | 0 | 0 | 0 | 0 | 0 | 0 | 0 | 0 | 0 | 0 | 0 | 0 | 0 | 0 | 0 | 0 | 0 | 0 | 0 | 0 | 0 | 0_Units |  |  |  |  | 301957.8232
| Usage | 0 | 0 | 0 | 0 | 0 | 0 | 0 | 0 | 0 | 0 | 0 | 0 | 0 | 0 | 0 | 0 | 0 | 0 | 0 | 0 | 0 | 0 | 0 | 0 | 0 | 0 | 0 | 0 | 0 | 0 | 0 | 0_Usage |  |  |  |  | 1698.6543
| Peak Demand (S) | 0 | 0 | 0 | 0 | 0 | 0 | 0 | 0 | 0 | 0 | 0 | 0 | 0 | 0 | 0 | 0 | 0 | 0 | 0 | 0 | 0 | 0 | 0 | 0 | 0 | 0 | 0 | 0 | 0 | 0 | 0 | 0_Peak Demand (S) |  |  |  |  | 0
| Peak Demand (W) | 0 | 0 | 0 | 0 | 0 | 0 | 0 | 0 | 0 | 0 | 0 | 0 | 0 | 0 | 0 | 0 | 0 | 0 | 0 | 0 | 0 | 0 | 0 | 0 | 0 | 0 | 0 | 0 | 0 | 0 | 0 | 0_Peak Demand (W) |  |  |  |  | 884.6119
| Turnover | 0 | 0 | 0 | 0 | 0 | 0 | 0 | 0 | 0 | 0 | 0 | 0 | 0 | 0 | 0 | 0 | 0 | 0 | 0 | 0 | 0 | 0 | 0 | 0 | 0 | 0 | 0 | 0 | 0 | 0 | 0 | 0_Turnover |  |  |  |  | 6885.4476
| Avg. Replacement Usage | 0 | 0 | 0 | 0 | 0 | 0 | 0 | 0 | 0 | 0 | 0 | 0 | 0 | 0 | 0 | 0 | 0 | 0 | 0 | 0 | 0 | 0 | 0 | 0 | 0 | 0 | 0 | 0 | 0 | 0 | 0 | 0_Avg. Replacement Usage |  |  |  |  | 5638.8522
| Avg. Replacement Demand (S) | 0 | 0 | 0 | 0 | 0 | 0 | 0 | 0 | 0 | 0 | 0 | 0 | 0 | 0 | 0 | 0 | 0 | 0 | 0 | 0 | 0 | 0 | 0 | 0 | 0 | 0 | 0 | 0 | 0 | 0 | 0 | 0_Avg. Replacement Demand (S) |  |  |  |  | 0
| Avg. Replacement Demand (W) | 0 | 0 | 0 | 0 | 0 | 0 | 0 | 0 | 0 | 0 | 0 | 0 | 0 | 0 | 0 | 0 | 0 | 0 | 0 | 0 | 0 | 0 | 0 | 0 | 0 | 0 | 0 | 0 | 0 | 0 | 0 | 0_Avg. Replacement Demand (W) |  |  |  |  | 2.9366
Purchases
| Year | Year 0 | Year 1 | Year 2 | Year 3 | Year 4 | Year 5 | Year 6 | Year 7 | Year 8 | Year 9 | Year 10 | Year 11 | Year 12 | Year 13 | Year 14 | Year 15 | Year 16 | Year 17 | Year 18 | Year 19 | Year 20 | Year 21 | Year 22 | Year 23 | Year 24 | Year 25 | Year 26 | Year 27 | Year 28 | Year 29 | Year 30
| E1 | 0 | 0 | 0 | 0 | 0 | 0 | 0 | 0 | 0 | 0 | 0 | 0 | 0 | 0 | 0 | 0 | 0 | 0 | 0 | 0 | 0 | 0 | 0 | 0 | 0 | 0 | 0 | 0 | 0 | 0 | 0 | 0_E1_Purchases |  |  |  |  | 6885.4476
| E2 | 0 | 0 | 0 | 0 | 0 | 0 | 0 | 0 | 0 | 0 | 0 | 0 | 0 | 0 | 0 | 0 | 0 | 0 | 0 | 0 | 0 | 0 | 0 | 0 | 0 | 0 | 0 | 0 | 0 | 0 | 0 | 0_E2_Purchases |  |  |  |  | 0
| E3 | 0 | 0 | 0 | 0 | 0 | 0 | 0 | 0 | 0 | 0 | 0 | 0 | 0 | 0 | 0 | 0 | 0 | 0 | 0 | 0 | 0 | 0 | 0 | 0 | 0 | 0 | 0 | 0 | 0 | 0 | 0 | 0_E3_Purchases |  |  |  |  | 0
| E4 | 0 | 0 | 0 | 0 | 0 | 0 | 0 | 0 | 0 | 0 | 0 | 0 | 0 | 0 | 0 | 0 | 0 | 0 | 0 | 0 | 0 | 0 | 0 | 0 | 0 | 0 | 0 | 0 | 0 | 0 | 0 | 0_E4_Purchases |  |  |  |  | 0
| E5 | 0 | 0 | 0 | 0 | 0 | 0 | 0 | 0 | 0 | 0 | 0 | 0 | 0 | 0 | 0 | 0 | 0 | 0 | 0 | 0 | 0 | 0 | 0 | 0 | 0 | 0 | 0 | 0 | 0 | 0 | 0 | 0_E5_Purchases |  |  |  |  | 0
| E6 | 0 | 0 | 0 | 0 | 0 | 0 | 0 | 0 | 0 | 0 | 0 | 0 | 0 | 0 | 0 | 0 | 0 | 0 | 0 | 0 | 0 | 0 | 0 | 0 | 0 | 0 | 0 | 0 | 0 | 0 | 0 | 0_E6_Purchases |  |  |  |  | 0
| E7 | 0 | 0 | 0 | 0 | 0 | 0 | 0 | 0 | 0 | 0 | 0 | 0 | 0 | 0 | 0 | 0 | 0 | 0 | 0 | 0 | 0 | 0 | 0 | 0 | 0 | 0 | 0 | 0 | 0 | 0 | 0 | 0_E7_Purchases |  |  |  |  | 0
| E8 | 0 | 0 | 0 | 0 | 0 | 0 | 0 | 0 | 0 | 0 | 0 | 0 | 0 | 0 | 0 | 0 | 0 | 0 | 0 | 0 | 0 | 0 | 0 | 0 | 0 | 0 | 0 | 0 | 0 | 0 | 0 | 0_E8_Purchases |  |  |  |  | 0
| E9 | 0 | 0 | 0 | 0 | 0 | 0 | 0 | 0 | 0 | 0 | 0 | 0 | 0 | 0 | 0 | 0 | 0 | 0 | 0 | 0 | 0 | 0 | 0 | 0 | 0 | 0 | 0 | 0 | 0 | 0 | 0 | 0_E9_Purchases |  |  |  |  | 0
| E10 | 0 | 0 | 0 | 0 | 0 | 0 | 0 | 0 | 0 | 0 | 0 | 0 | 0 | 0 | 0 | 0 | 0 | 0 | 0 | 0 | 0 | 0 | 0 | 0 | 0 | 0 | 0 | 0 | 0 | 0 | 0 | 0_E10_Purchases |  |  |  |  | 0
Stock
| Year | Year 0 | Year 1 | Year 2 | Year 3 | Year 4 | Year 5 | Year 6 | Year 7 | Year 8 | Year 9 | Year 10 | Year 11 | Year 12 | Year 13 | Year 14 | Year 15 | Year 16 | Year 17 | Year 18 | Year 19 | Year 20 | Year 21 | Year 22 | Year 23 | Year 24 | Year 25 | Year 26 | Year 27 | Year 28 | Year 29 | Year 30
| E1 | 0 | 0 | 0 | 0 | 0 | 0 | 0 | 0 | 0 | 0 | 0 | 0 | 0 | 0 | 0 | 0 | 0 | 0 | 0 | 0 | 0 | 0 | 0 | 0 | 0 | 0 | 0 | 0 | 0 | 0 | 0 | 0_E1_Stock |  |  |  |  | 13576.6093
| E2 | 0 | 0 | 0 | 0 | 0 | 0 | 0 | 0 | 0 | 0 | 0 | 0 | 0 | 0 | 0 | 0 | 0 | 0 | 0 | 0 | 0 | 0 | 0 | 0 | 0 | 0 | 0 | 0 | 0 | 0 | 0 | 0_E2_Stock |  |  |  |  | 0
| E3 | 0 | 0 | 0 | 0 | 0 | 0 | 0 | 0 | 0 | 0 | 0 | 0 | 0 | 0 | 0 | 0 | 0 | 0 | 0 | 0 | 0 | 0 | 0 | 0 | 0 | 0 | 0 | 0 | 0 | 0 | 0 | 0_E3_Stock |  |  |  |  | 0
| E4 | 0 | 0 | 0 | 0 | 0 | 0 | 0 | 0 | 0 | 0 | 0 | 0 | 0 | 0 | 0 | 0 | 0 | 0 | 0 | 0 | 0 | 0 | 0 | 0 | 0 | 0 | 0 | 0 | 0 | 0 | 0 | 0_E4_Stock |  |  |  |  | 0
| E5 | 0 | 0 | 0 | 0 | 0 | 0 | 0 | 0 | 0 | 0 | 0 | 0 | 0 | 0 | 0 | 0 | 0 | 0 | 0 | 0 | 0 | 0 | 0 | 0 | 0 | 0 | 0 | 0 | 0 | 0 | 0 | 0_E5_Stock |  |  |  |  | 0
| E6 | 0 | 0 | 0 | 0 | 0 | 0 | 0 | 0 | 0 | 0 | 0 | 0 | 0 | 0 | 0 | 0 | 0 | 0 | 0 | 0 | 0 | 0 | 0 | 0 | 0 | 0 | 0 | 0 | 0 | 0 | 0 | 0_E6_Stock |  |  |  |  | 0
| E7 | 0 | 0 | 0 | 0 | 0 | 0 | 0 | 0 | 0 | 0 | 0 | 0 | 0 | 0 | 0 | 0 | 0 | 0 | 0 | 0 | 0 | 0 | 0 | 0 | 0 | 0 | 0 | 0 | 0 | 0 | 0 | 0_E7_Stock |  |  |  |  | 0
| E8 | 0 | 0 | 0 | 0 | 0 | 0 | 0 | 0 | 0 | 0 | 0 | 0 | 0 | 0 | 0 | 0 | 0 | 0 | 0 | 0 | 0 | 0 | 0 | 0 | 0 | 0 | 0 | 0 | 0 | 0 | 0 | 0_E8_Stock |  |  |  |  | 0
| E9 | 0 | 0 | 0 | 0 | 0 | 0 | 0 | 0 | 0 | 0 | 0 | 0 | 0 | 0 | 0 | 0 | 0 | 0 | 0 | 0 | 0 | 0 | 0 | 0 | 0 | 0 | 0 | 0 | 0 | 0 | 0 | 0_E9_Stock |  |  |  |  | 0
| E10 | 0 | 0 | 0 | 0 | 0 | 0 | 0 | 0 | 0 | 0 | 0 | 0 | 0 | 0 | 0 | 0 | 0 | 0 | 0 | 0 | 0 | 0 | 0 | 0 | 0 | 0 | 0 | 0 | 0 | 0 | 0 | 0_E10_Stock |  |  |  |  | 0
| Vintage | 0 | 0 | 0 | 0 | 0 | 0 | 0 | 0 | 0 | 0 | 0 | 0 | 0 | 0 | 0 | 0 | 0 | 0 | 0 | 0 | 0 | 0 | 0 | 0 | 0 | 0 | 0 | 0 | 0 | 0 | 0 | 0_Vintage_Stock |  |  |  |  | 288381.2139
S5C5 |  | Year 0: System 5 Technology 5
Technology Variables
| Tech Key | Year 0: 0
| Peak Factor (S) | Year 0: 0
| Peak Factor (W) | Year 0: 0
| Min Vintage Lifetime | Year 0: 0
| Max Vintage Lifetime | Year 0: 0
| Turnover Style | Year 0: 0
Technology Variables
| Equipment | Year 0: Label; Year 1: Min Lifetime; Year 2: Max Lifetime; Year 3: Degradation; Year 4: Usage; Year 5: Available
| E1 | Year 1: 0; Year 2: 0; Year 3: 0%; Year 4: 0; Year 5: FALSE
| E2 | Year 1: 0; Year 2: 0; Year 3: 0%; Year 4: 0; Year 5: FALSE
| E3 | Year 1: 0; Year 2: 0; Year 3: 0%; Year 4: 0; Year 5: FALSE
| E4 | Year 1: 0; Year 2: 0; Year 3: 0%; Year 4: 0; Year 5: FALSE
| E5 | Year 1: 0; Year 2: 0; Year 3: 0%; Year 4: 0; Year 5: FALSE
| E6 | Year 1: 0; Year 2: 0; Year 3: 0%; Year 4: 0; Year 5: FALSE
| E7 | Year 1: 0; Year 2: 0; Year 3: 0%; Year 4: 0; Year 5: FALSE
| E8 | Year 1: 0; Year 2: 0; Year 3: 0%; Year 4: 0; Year 5: FALSE
| E9 | Year 1: 0; Year 2: 0; Year 3: 0%; Year 4: 0; Year 5: FALSE
| E10 | Year 1: 0; Year 2: 0; Year 3: 0%; Year 4: 0; Year 5: FALSE
Original Forecast Results
| Year | Year 0 | Year 1 | Year 2 | Year 3 | Year 4 | Year 5 | Year 6 | Year 7 | Year 8 | Year 9 | Year 10 | Year 11 | Year 12 | Year 13 | Year 14 | Year 15 | Year 16 | Year 17 | Year 18 | Year 19 | Year 20 | Year 21 | Year 22 | Year 23 | Year 24 | Year 25 | Year 26 | Year 27 | Year 28 | Year 29 | Year 30 | Key
| Units | 0 | 0 | 0 | 0 | 0 | 0 | 0 | 0 | 0 | 0 | 0 | 0 | 0 | 0 | 0 | 0 | 0 | 0 | 0 | 0 | 0 | 0 | 0 | 0 | 0 | 0 | 0 | 0 | 0 | 0 | 0 | #REF! |  |  |  |  | 301957.8232
| Usage | 0 | 0 | 0 | 0 | 0 | 0 | 0 | 0 | 0 | 0 | 0 | 0 | 0 | 0 | 0 | 0 | 0 | 0 | 0 | 0 | 0 | 0 | 0 | 0 | 0 | 0 | 0 | 0 | 0 | 0 | 0 | #REF! |  |  |  |  | 1698.6543
| Peak Demand (S) | 0 | 0 | 0 | 0 | 0 | 0 | 0 | 0 | 0 | 0 | 0 | 0 | 0 | 0 | 0 | 0 | 0 | 0 | 0 | 0 | 0 | 0 | 0 | 0 | 0 | 0 | 0 | 0 | 0 | 0 | 0 | #REF! |  |  |  |  | 0
| Peak Demand (W) | 0 | 0 | 0 | 0 | 0 | 0 | 0 | 0 | 0 | 0 | 0 | 0 | 0 | 0 | 0 | 0 | 0 | 0 | 0 | 0 | 0 | 0 | 0 | 0 | 0 | 0 | 0 | 0 | 0 | 0 | 0 | #REF! |  |  |  |  | 884.6119
| Turnover | 0 | 0 | 0 | 0 | 0 | 0 | 0 | 0 | 0 | 0 | 0 | 0 | 0 | 0 | 0 | 0 | 0 | 0 | 0 | 0 | 0 | 0 | 0 | 0 | 0 | 0 | 0 | 0 | 0 | 0 | 0 | #REF! |  |  |  |  | 6885.4476
| Avg. Replacement Usage | 0 | 0 | 0 | 0 | 0 | 0 | 0 | 0 | 0 | 0 | 0 | 0 | 0 | 0 | 0 | 0 | 0 | 0 | 0 | 0 | 0 | 0 | 0 | 0 | 0 | 0 | 0 | 0 | 0 | 0 | 0 | #REF! |  |  |  |  | 5638.8522
| Avg. Replacement Demand (S) | 0 | 0 | 0 | 0 | 0 | 0 | 0 | 0 | 0 | 0 | 0 | 0 | 0 | 0 | 0 | 0 | 0 | 0 | 0 | 0 | 0 | 0 | 0 | 0 | 0 | 0 | 0 | 0 | 0 | 0 | 0 | #REF! |  |  |  |  | 0
| Avg. Replacement Demand (W) | 0 | 0 | 0 | 0 | 0 | 0 | 0 | 0 | 0 | 0 | 0 | 0 | 0 | 0 | 0 | 0 | 0 | 0 | 0 | 0 | 0 | 0 | 0 | 0 | 0 | 0 | 0 | 0 | 0 | 0 | 0 | #REF! |  |  |  |  | 2.9366
Tech Forecast Stock
| Year | Year 0 | Year 1 | Year 2 | Year 3 | Year 4 | Year 5 | Year 6 | Year 7 | Year 8 | Year 9 | Year 10 | Year 11 | Year 12 | Year 13 | Year 14 | Year 15 | Year 16 | Year 17 | Year 18 | Year 19 | Year 20 | Year 21 | Year 22 | Year 23 | Year 24 | Year 25 | Year 26 | Year 27 | Year 28 | Year 29 | Year 30
| E1 | 0 | 0 | 0 | 0 | 0 | 0 | 0 | 0 | 0 | 0 | 0 | 0 | 0 | 0 | 0 | 0 | 0 | 0 | 0 | 0 | 0 | 0 | 0 | 0 | 0 | 0 | 0 | 0 | 0 | 0 | 0
| E2 | 0 | 0 | 0 | 0 | 0 | 0 | 0 | 0 | 0 | 0 | 0 | 0 | 0 | 0 | 0 | 0 | 0 | 0 | 0 | 0 | 0 | 0 | 0 | 0 | 0 | 0 | 0 | 0 | 0 | 0 | 0
| E3 | 0 | 0 | 0 | 0 | 0 | 0 | 0 | 0 | 0 | 0 | 0 | 0 | 0 | 0 | 0 | 0 | 0 | 0 | 0 | 0 | 0 | 0 | 0 | 0 | 0 | 0 | 0 | 0 | 0 | 0 | 0
| E4 | 0 | 0 | 0 | 0 | 0 | 0 | 0 | 0 | 0 | 0 | 0 | 0 | 0 | 0 | 0 | 0 | 0 | 0 | 0 | 0 | 0 | 0 | 0 | 0 | 0 | 0 | 0 | 0 | 0 | 0 | 0
| E5 | 0 | 0 | 0 | 0 | 0 | 0 | 0 | 0 | 0 | 0 | 0 | 0 | 0 | 0 | 0 | 0 | 0 | 0 | 0 | 0 | 0 | 0 | 0 | 0 | 0 | 0 | 0 | 0 | 0 | 0 | 0
| E6 | 0 | 0 | 0 | 0 | 0 | 0 | 0 | 0 | 0 | 0 | 0 | 0 | 0 | 0 | 0 | 0 | 0 | 0 | 0 | 0 | 0 | 0 | 0 | 0 | 0 | 0 | 0 | 0 | 0 | 0 | 0
| E7 | 0 | 0 | 0 | 0 | 0 | 0 | 0 | 0 | 0 | 0 | 0 | 0 | 0 | 0 | 0 | 0 | 0 | 0 | 0 | 0 | 0 | 0 | 0 | 0 | 0 | 0 | 0 | 0 | 0 | 0 | 0
| E8 | 0 | 0 | 0 | 0 | 0 | 0 | 0 | 0 | 0 | 0 | 0 | 0 | 0 | 0 | 0 | 0 | 0 | 0 | 0 | 0 | 0 | 0 | 0 | 0 | 0 | 0 | 0 | 0 | 0 | 0 | 0
| E9 | 0 | 0 | 0 | 0 | 0 | 0 | 0 | 0 | 0 | 0 | 0 | 0 | 0 | 0 | 0 | 0 | 0 | 0 | 0 | 0 | 0 | 0 | 0 | 0 | 0 | 0 | 0 | 0 | 0 | 0 | 0
| E10 | 0 | 0 | 0 | 0 | 0 | 0 | 0 | 0 | 0 | 0 | 0 | 0 | 0 | 0 | 0 | 0 | 0 | 0 | 0 | 0 | 0 | 0 | 0 | 0 | 0 | 0 | 0 | 0 | 0 | 0 | 0
| Vintage | 0 | 0 | 0 | 0 | 0 | 0 | 0 | 0 | 0 | 0 | 0 | 0 | 0 | 0 | 0 | 0 | 0 | 0 | 0 | 0 | 0 | 0 | 0 | 0 | 0 | 0 | 0 | 0 | 0 | 0 | 0
Stock for Switching
| Year | Year 0 | Year 1 | Year 2 | Year 3 | Year 4 | Year 5 | Year 6 | Year 7 | Year 8 | Year 9 | Year 10 | Year 11 | Year 12 | Year 13 | Year 14 | Year 15 | Year 16 | Year 17 | Year 18 | Year 19 | Year 20 | Year 21 | Year 22 | Year 23 | Year 24 | Year 25 | Year 26 | Year 27 | Year 28 | Year 29 | Year 30
| E1 | 0 | 0 | 0 | 0 | 0 | 0 | 0 | 0 | 0 | 0 | 0 | 0 | 0 | 0 | 0 | 0 | 0 | 0 | 0 | 0 | 0 | 0 | 0 | 0 | 0 | 0 | 0 | 0 | 0 | 0 | 0 | 0_E1_SysStock
| E2 | 0 | 0 | 0 | 0 | 0 | 0 | 0 | 0 | 0 | 0 | 0 | 0 | 0 | 0 | 0 | 0 | 0 | 0 | 0 | 0 | 0 | 0 | 0 | 0 | 0 | 0 | 0 | 0 | 0 | 0 | 0 | 0_E2_SysStock
| E3 | 0 | 0 | 0 | 0 | 0 | 0 | 0 | 0 | 0 | 0 | 0 | 0 | 0 | 0 | 0 | 0 | 0 | 0 | 0 | 0 | 0 | 0 | 0 | 0 | 0 | 0 | 0 | 0 | 0 | 0 | 0 | 0_E3_SysStock
| E4 | 0 | 0 | 0 | 0 | 0 | 0 | 0 | 0 | 0 | 0 | 0 | 0 | 0 | 0 | 0 | 0 | 0 | 0 | 0 | 0 | 0 | 0 | 0 | 0 | 0 | 0 | 0 | 0 | 0 | 0 | 0 | 0_E4_SysStock
| E5 | 0 | 0 | 0 | 0 | 0 | 0 | 0 | 0 | 0 | 0 | 0 | 0 | 0 | 0 | 0 | 0 | 0 | 0 | 0 | 0 | 0 | 0 | 0 | 0 | 0 | 0 | 0 | 0 | 0 | 0 | 0 | 0_E5_SysStock
| E6 | 0 | 0 | 0 | 0 | 0 | 0 | 0 | 0 | 0 | 0 | 0 | 0 | 0 | 0 | 0 | 0 | 0 | 0 | 0 | 0 | 0 | 0 | 0 | 0 | 0 | 0 | 0 | 0 | 0 | 0 | 0 | 0_E6_SysStock
| E7 | 0 | 0 | 0 | 0 | 0 | 0 | 0 | 0 | 0 | 0 | 0 | 0 | 0 | 0 | 0 | 0 | 0 | 0 | 0 | 0 | 0 | 0 | 0 | 0 | 0 | 0 | 0 | 0 | 0 | 0 | 0 | 0_E7_SysStock
| E8 | 0 | 0 | 0 | 0 | 0 | 0 | 0 | 0 | 0 | 0 | 0 | 0 | 0 | 0 | 0 | 0 | 0 | 0 | 0 | 0 | 0 | 0 | 0 | 0 | 0 | 0 | 0 | 0 | 0 | 0 | 0 | 0_E8_SysStock
| E9 | 0 | 0 | 0 | 0 | 0 | 0 | 0 | 0 | 0 | 0 | 0 | 0 | 0 | 0 | 0 | 0 | 0 | 0 | 0 | 0 | 0 | 0 | 0 | 0 | 0 | 0 | 0 | 0 | 0 | 0 | 0 | 0_E9_SysStock
| E10 | 0 | 0 | 0 | 0 | 0 | 0 | 0 | 0 | 0 | 0 | 0 | 0 | 0 | 0 | 0 | 0 | 0 | 0 | 0 | 0 | 0 | 0 | 0 | 0 | 0 | 0 | 0 | 0 | 0 | 0 | 0 | 0_E10_SysStock
| Vintage | 0 | 0 | 0 | 0 | 0 | 0 | 0 | 0 | 0 | 0 | 0 | 0 | 0 | 0 | 0 | 0 | 0 | 0 | 0 | 0 | 0 | 0 | 0 | 0 | 0 | 0 | 0 | 0 | 0 | 0 | 0 | 0_Vintage_SysStock
Tech Forecast Purchases
| Year | Year 0 | Year 1 | Year 2 | Year 3 | Year 4 | Year 5 | Year 6 | Year 7 | Year 8 | Year 9 | Year 10 | Year 11 | Year 12 | Year 13 | Year 14 | Year 15 | Year 16 | Year 17 | Year 18 | Year 19 | Year 20 | Year 21 | Year 22 | Year 23 | Year 24 | Year 25 | Year 26 | Year 27 | Year 28 | Year 29 | Year 30
| E1 | 0 | 0 | 0 | 0 | 0 | 0 | 0 | 0 | 0 | 0 | 0 | 0 | 0 | 0 | 0 | 0 | 0 | 0 | 0 | 0 | 0 | 0 | 0 | 0 | 0 | 0 | 0 | 0 | 0 | 0 | 0
| E2 | 0 | 0 | 0 | 0 | 0 | 0 | 0 | 0 | 0 | 0 | 0 | 0 | 0 | 0 | 0 | 0 | 0 | 0 | 0 | 0 | 0 | 0 | 0 | 0 | 0 | 0 | 0 | 0 | 0 | 0 | 0
| E3 | 0 | 0 | 0 | 0 | 0 | 0 | 0 | 0 | 0 | 0 | 0 | 0 | 0 | 0 | 0 | 0 | 0 | 0 | 0 | 0 | 0 | 0 | 0 | 0 | 0 | 0 | 0 | 0 | 0 | 0 | 0
| E4 | 0 | 0 | 0 | 0 | 0 | 0 | 0 | 0 | 0 | 0 | 0 | 0 | 0 | 0 | 0 | 0 | 0 | 0 | 0 | 0 | 0 | 0 | 0 | 0 | 0 | 0 | 0 | 0 | 0 | 0 | 0
| E5 | 0 | 0 | 0 | 0 | 0 | 0 | 0 | 0 | 0 | 0 | 0 | 0 | 0 | 0 | 0 | 0 | 0 | 0 | 0 | 0 | 0 | 0 | 0 | 0 | 0 | 0 | 0 | 0 | 0 | 0 | 0
| E6 | 0 | 0 | 0 | 0 | 0 | 0 | 0 | 0 | 0 | 0 | 0 | 0 | 0 | 0 | 0 | 0 | 0 | 0 | 0 | 0 | 0 | 0 | 0 | 0 | 0 | 0 | 0 | 0 | 0 | 0 | 0
| E7 | 0 | 0 | 0 | 0 | 0 | 0 | 0 | 0 | 0 | 0 | 0 | 0 | 0 | 0 | 0 | 0 | 0 | 0 | 0 | 0 | 0 | 0 | 0 | 0 | 0 | 0 | 0 | 0 | 0 | 0 | 0
| E8 | 0 | 0 | 0 | 0 | 0 | 0 | 0 | 0 | 0 | 0 | 0 | 0 | 0 | 0 | 0 | 0 | 0 | 0 | 0 | 0 | 0 | 0 | 0 | 0 | 0 | 0 | 0 | 0 | 0 | 0 | 0
| E9 | 0 | 0 | 0 | 0 | 0 | 0 | 0 | 0 | 0 | 0 | 0 | 0 | 0 | 0 | 0 | 0 | 0 | 0 | 0 | 0 | 0 | 0 | 0 | 0 | 0 | 0 | 0 | 0 | 0 | 0 | 0
| E10 | 0 | 0 | 0 | 0 | 0 | 0 | 0 | 0 | 0 | 0 | 0 | 0 | 0 | 0 | 0 | 0 | 0 | 0 | 0 | 0 | 0 | 0 | 0 | 0 | 0 | 0 | 0 | 0 | 0 | 0 | 0
Potential to Switch
| Year | Year 0 | Year 1 | Year 2 | Year 3 | Year 4 | Year 5 | Year 6 | Year 7 | Year 8 | Year 9 | Year 10 | Year 11 | Year 12 | Year 13 | Year 14 | Year 15 | Year 16 | Year 17 | Year 18 | Year 19 | Year 20 | Year 21 | Year 22 | Year 23 | Year 24 | Year 25 | Year 26 | Year 27 | Year 28 | Year 29 | Year 30
| E1 | 0 | 0 | 0 | 0 | 0 | 0 | 0 | 0 | 0 | 0 | 0 | 0 | 0 | 0 | 0 | 0 | 0 | 0 | 0 | 0 | 0 | 0 | 0 | 0 | 0 | 0 | 0 | 0 | 0 | 0 | 0 | 0_E1_Switched Out
| E2 | 0 | 0 | 0 | 0 | 0 | 0 | 0 | 0 | 0 | 0 | 0 | 0 | 0 | 0 | 0 | 0 | 0 | 0 | 0 | 0 | 0 | 0 | 0 | 0 | 0 | 0 | 0 | 0 | 0 | 0 | 0 | 0_E2_Switched Out
| E3 | 0 | 0 | 0 | 0 | 0 | 0 | 0 | 0 | 0 | 0 | 0 | 0 | 0 | 0 | 0 | 0 | 0 | 0 | 0 | 0 | 0 | 0 | 0 | 0 | 0 | 0 | 0 | 0 | 0 | 0 | 0 | 0_E3_Switched Out
| E4 | 0 | 0 | 0 | 0 | 0 | 0 | 0 | 0 | 0 | 0 | 0 | 0 | 0 | 0 | 0 | 0 | 0 | 0 | 0 | 0 | 0 | 0 | 0 | 0 | 0 | 0 | 0 | 0 | 0 | 0 | 0 | 0_E4_Switched Out
| E5 | 0 | 0 | 0 | 0 | 0 | 0 | 0 | 0 | 0 | 0 | 0 | 0 | 0 | 0 | 0 | 0 | 0 | 0 | 0 | 0 | 0 | 0 | 0 | 0 | 0 | 0 | 0 | 0 | 0 | 0 | 0 | 0_E5_Switched Out
| E6 | 0 | 0 | 0 | 0 | 0 | 0 | 0 | 0 | 0 | 0 | 0 | 0 | 0 | 0 | 0 | 0 | 0 | 0 | 0 | 0 | 0 | 0 | 0 | 0 | 0 | 0 | 0 | 0 | 0 | 0 | 0 | 0_E6_Switched Out
| E7 | 0 | 0 | 0 | 0 | 0 | 0 | 0 | 0 | 0 | 0 | 0 | 0 | 0 | 0 | 0 | 0 | 0 | 0 | 0 | 0 | 0 | 0 | 0 | 0 | 0 | 0 | 0 | 0 | 0 | 0 | 0 | 0_E7_Switched Out
| E8 | 0 | 0 | 0 | 0 | 0 | 0 | 0 | 0 | 0 | 0 | 0 | 0 | 0 | 0 | 0 | 0 | 0 | 0 | 0 | 0 | 0 | 0 | 0 | 0 | 0 | 0 | 0 | 0 | 0 | 0 | 0 | 0_E8_Switched Out
| E9 | 0 | 0 | 0 | 0 | 0 | 0 | 0 | 0 | 0 | 0 | 0 | 0 | 0 | 0 | 0 | 0 | 0 | 0 | 0 | 0 | 0 | 0 | 0 | 0 | 0 | 0 | 0 | 0 | 0 | 0 | 0 | 0_E9_Switched Out
| E10 | 0 | 0 | 0 | 0 | 0 | 0 | 0 | 0 | 0 | 0 | 0 | 0 | 0 | 0 | 0 | 0 | 0 | 0 | 0 | 0 | 0 | 0 | 0 | 0 | 0 | 0 | 0 | 0 | 0 | 0 | 0 | 0_E10_Switched Out
Units Out
| E1 | 0 | 0 | 0 | 0 | 0 | 0 | 0 | 0 | 0 | 0 | 0 | 0 | 0 | 0 | 0 | 0 | 0 | 0 | 0 | 0 | 0 | 0 | 0 | 0 | 0 | 0 | 0 | 0 | 0 | 0 | 0
| E2 | 0 | 0 | 0 | 0 | 0 | 0 | 0 | 0 | 0 | 0 | 0 | 0 | 0 | 0 | 0 | 0 | 0 | 0 | 0 | 0 | 0 | 0 | 0 | 0 | 0 | 0 | 0 | 0 | 0 | 0 | 0
| E3 | 0 | 0 | 0 | 0 | 0 | 0 | 0 | 0 | 0 | 0 | 0 | 0 | 0 | 0 | 0 | 0 | 0 | 0 | 0 | 0 | 0 | 0 | 0 | 0 | 0 | 0 | 0 | 0 | 0 | 0 | 0
| E4 | 0 | 0 | 0 | 0 | 0 | 0 | 0 | 0 | 0 | 0 | 0 | 0 | 0 | 0 | 0 | 0 | 0 | 0 | 0 | 0 | 0 | 0 | 0 | 0 | 0 | 0 | 0 | 0 | 0 | 0 | 0
| E5 | 0 | 0 | 0 | 0 | 0 | 0 | 0 | 0 | 0 | 0 | 0 | 0 | 0 | 0 | 0 | 0 | 0 | 0 | 0 | 0 | 0 | 0 | 0 | 0 | 0 | 0 | 0 | 0 | 0 | 0 | 0
| E6 | 0 | 0 | 0 | 0 | 0 | 0 | 0 | 0 | 0 | 0 | 0 | 0 | 0 | 0 | 0 | 0 | 0 | 0 | 0 | 0 | 0 | 0 | 0 | 0 | 0 | 0 | 0 | 0 | 0 | 0 | 0
| E7 | 0 | 0 | 0 | 0 | 0 | 0 | 0 | 0 | 0 | 0 | 0 | 0 | 0 | 0 | 0 | 0 | 0 | 0 | 0 | 0 | 0 | 0 | 0 | 0 | 0 | 0 | 0 | 0 | 0 | 0 | 0
| E8 | 0 | 0 | 0 | 0 | 0 | 0 | 0 | 0 | 0 | 0 | 0 | 0 | 0 | 0 | 0 | 0 | 0 | 0 | 0 | 0 | 0 | 0 | 0 | 0 | 0 | 0 | 0 | 0 | 0 | 0 | 0
| E9 | 0 | 0 | 0 | 0 | 0 | 0 | 0 | 0 | 0 | 0 | 0 | 0 | 0 | 0 | 0 | 0 | 0 | 0 | 0 | 0 | 0 | 0 | 0 | 0 | 0 | 0 | 0 | 0 | 0 | 0 | 0
| E10 | 0 | 0 | 0 | 0 | 0 | 0 | 0 | 0 | 0 | 0 | 0 | 0 | 0 | 0 | 0 | 0 | 0 | 0 | 0 | 0 | 0 | 0 | 0 | 0 | 0 | 0 | 0 | 0 | 0 | 0 | 0
| Vintage | 0 | 0 | 0 | 0 | 0 | 0 | 0 | 0 | 0 | 0 | 0 | 0 | 0 | 0 | 0 | 0 | 0 | 0 | 0 | 0 | 0 | 0 | 0 | 0 | 0 | 0 | 0 | 0 | 0 | 0 | 0
Tech Purchase Shares
| Year | Year 0 | Year 1 | Year 2 | Year 3 | Year 4 | Year 5 | Year 6 | Year 7 | Year 8 | Year 9 | Year 10 | Year 11 | Year 12 | Year 13 | Year 14 | Year 15 | Year 16 | Year 17 | Year 18 | Year 19 | Year 20 | Year 21 | Year 22 | Year 23 | Year 24 | Year 25 | Year 26 | Year 27 | Year 28 | Year 29 | Year 30
E1 | bar: Year 0 to Year 30
E2 | bar: Year 0 to Year 30
E3 | bar: Year 0 to Year 30
E4 | bar: Year 0 to Year 30
E5 | bar: Year 0 to Year 30
E6 | bar: Year 0 to Year 30
E7 | bar: Year 0 to Year 30
E8 | bar: Year 0 to Year 30
E9 | bar: Year 0 to Year 30
E10 | bar: Year 0 to Year 30
Units In from Switching
| E1 | 0 | 0 | 0 | 0 | 0 | 0 | 0 | 0 | 0 | 0 | 0 | 0 | 0 | 0 | 0 | 0 | 0 | 0 | 0 | 0 | 0 | 0 | 0 | 0 | 0 | 0 | 0 | 0 | 0 | 0 | 0
| E2 | 0 | 0 | 0 | 0 | 0 | 0 | 0 | 0 | 0 | 0 | 0 | 0 | 0 | 0 | 0 | 0 | 0 | 0 | 0 | 0 | 0 | 0 | 0 | 0 | 0 | 0 | 0 | 0 | 0 | 0 | 0
| E3 | 0 | 0 | 0 | 0 | 0 | 0 | 0 | 0 | 0 | 0 | 0 | 0 | 0 | 0 | 0 | 0 | 0 | 0 | 0 | 0 | 0 | 0 | 0 | 0 | 0 | 0 | 0 | 0 | 0 | 0 | 0
| E4 | 0 | 0 | 0 | 0 | 0 | 0 | 0 | 0 | 0 | 0 | 0 | 0 | 0 | 0 | 0 | 0 | 0 | 0 | 0 | 0 | 0 | 0 | 0 | 0 | 0 | 0 | 0 | 0 | 0 | 0 | 0
| E5 | 0 | 0 | 0 | 0 | 0 | 0 | 0 | 0 | 0 | 0 | 0 | 0 | 0 | 0 | 0 | 0 | 0 | 0 | 0 | 0 | 0 | 0 | 0 | 0 | 0 | 0 | 0 | 0 | 0 | 0 | 0
| E6 | 0 | 0 | 0 | 0 | 0 | 0 | 0 | 0 | 0 | 0 | 0 | 0 | 0 | 0 | 0 | 0 | 0 | 0 | 0 | 0 | 0 | 0 | 0 | 0 | 0 | 0 | 0 | 0 | 0 | 0 | 0
| E7 | 0 | 0 | 0 | 0 | 0 | 0 | 0 | 0 | 0 | 0 | 0 | 0 | 0 | 0 | 0 | 0 | 0 | 0 | 0 | 0 | 0 | 0 | 0 | 0 | 0 | 0 | 0 | 0 | 0 | 0 | 0
| E8 | 0 | 0 | 0 | 0 | 0 | 0 | 0 | 0 | 0 | 0 | 0 | 0 | 0 | 0 | 0 | 0 | 0 | 0 | 0 | 0 | 0 | 0 | 0 | 0 | 0 | 0 | 0 | 0 | 0 | 0 | 0
| E9 | 0 | 0 | 0 | 0 | 0 | 0 | 0 | 0 | 0 | 0 | 0 | 0 | 0 | 0 | 0 | 0 | 0 | 0 | 0 | 0 | 0 | 0 | 0 | 0 | 0 | 0 | 0 | 0 | 0 | 0 | 0
| E10 | 0 | 0 | 0 | 0 | 0 | 0 | 0 | 0 | 0 | 0 | 0 | 0 | 0 | 0 | 0 | 0 | 0 | 0 | 0 | 0 | 0 | 0 | 0 | 0 | 0 | 0 | 0 | 0 | 0 | 0 | 0
| Vintage | 0 | 0 | 0 | 0 | 0 | 0 | 0 | 0 | 0 | 0 | 0 | 0 | 0 | 0 | 0 | 0 | 0 | 0 | 0 | 0 | 0 | 0 | 0 | 0 | 0 | 0 | 0 | 0 | 0 | 0 | 0
Net Change
| Year | Year 0 | Year 1 | Year 2 | Year 3 | Year 4 | Year 5 | Year 6 | Year 7 | Year 8 | Year 9 | Year 10 | Year 11 | Year 12 | Year 13 | Year 14 | Year 15 | Year 16 | Year 17 | Year 18 | Year 19 | Year 20 | Year 21 | Year 22 | Year 23 | Year 24 | Year 25 | Year 26 | Year 27 | Year 28 | Year 29 | Year 30 | Key
| Units | 0 | 0 | 0 | 0 | 0 | 0 | 0 | 0 | 0 | 0 | 0 | 0 | 0 | 0 | 0 | 0 | 0 | 0 | 0 | 0 | 0 | 0 | 0 | 0 | 0 | 0 | 0 | 0 | 0 | 0 | 0 | 0_Units |  |  |  |  | 301957.8232
| Usage | 0 | 0 | 0 | 0 | 0 | 0 | 0 | 0 | 0 | 0 | 0 | 0 | 0 | 0 | 0 | 0 | 0 | 0 | 0 | 0 | 0 | 0 | 0 | 0 | 0 | 0 | 0 | 0 | 0 | 0 | 0 | 0_Usage |  |  |  |  | 1698.6543
| Peak Demand (S) | 0 | 0 | 0 | 0 | 0 | 0 | 0 | 0 | 0 | 0 | 0 | 0 | 0 | 0 | 0 | 0 | 0 | 0 | 0 | 0 | 0 | 0 | 0 | 0 | 0 | 0 | 0 | 0 | 0 | 0 | 0 | 0_Peak Demand (S) |  |  |  |  | 0
| Peak Demand (W) | 0 | 0 | 0 | 0 | 0 | 0 | 0 | 0 | 0 | 0 | 0 | 0 | 0 | 0 | 0 | 0 | 0 | 0 | 0 | 0 | 0 | 0 | 0 | 0 | 0 | 0 | 0 | 0 | 0 | 0 | 0 | 0_Peak Demand (W) |  |  |  |  | 884.6119
| Turnover | 0 | 0 | 0 | 0 | 0 | 0 | 0 | 0 | 0 | 0 | 0 | 0 | 0 | 0 | 0 | 0 | 0 | 0 | 0 | 0 | 0 | 0 | 0 | 0 | 0 | 0 | 0 | 0 | 0 | 0 | 0 | 0_Turnover |  |  |  |  | 6885.4476
| Avg. Replacement Usage | 0 | 0 | 0 | 0 | 0 | 0 | 0 | 0 | 0 | 0 | 0 | 0 | 0 | 0 | 0 | 0 | 0 | 0 | 0 | 0 | 0 | 0 | 0 | 0 | 0 | 0 | 0 | 0 | 0 | 0 | 0 | 0_Avg. Replacement Usage |  |  |  |  | 5638.8522
| Avg. Replacement Demand (S) | 0 | 0 | 0 | 0 | 0 | 0 | 0 | 0 | 0 | 0 | 0 | 0 | 0 | 0 | 0 | 0 | 0 | 0 | 0 | 0 | 0 | 0 | 0 | 0 | 0 | 0 | 0 | 0 | 0 | 0 | 0 | 0_Avg. Replacement Demand (S) |  |  |  |  | 0
| Avg. Replacement Demand (W) | 0 | 0 | 0 | 0 | 0 | 0 | 0 | 0 | 0 | 0 | 0 | 0 | 0 | 0 | 0 | 0 | 0 | 0 | 0 | 0 | 0 | 0 | 0 | 0 | 0 | 0 | 0 | 0 | 0 | 0 | 0 | 0_Avg. Replacement Demand (W) |  |  |  |  | 2.9366
Purchases
| Year | Year 0 | Year 1 | Year 2 | Year 3 | Year 4 | Year 5 | Year 6 | Year 7 | Year 8 | Year 9 | Year 10 | Year 11 | Year 12 | Year 13 | Year 14 | Year 15 | Year 16 | Year 17 | Year 18 | Year 19 | Year 20 | Year 21 | Year 22 | Year 23 | Year 24 | Year 25 | Year 26 | Year 27 | Year 28 | Year 29 | Year 30
| E1 | 0 | 0 | 0 | 0 | 0 | 0 | 0 | 0 | 0 | 0 | 0 | 0 | 0 | 0 | 0 | 0 | 0 | 0 | 0 | 0 | 0 | 0 | 0 | 0 | 0 | 0 | 0 | 0 | 0 | 0 | 0 | 0_E1_Purchases |  |  |  |  | 6885.4476
| E2 | 0 | 0 | 0 | 0 | 0 | 0 | 0 | 0 | 0 | 0 | 0 | 0 | 0 | 0 | 0 | 0 | 0 | 0 | 0 | 0 | 0 | 0 | 0 | 0 | 0 | 0 | 0 | 0 | 0 | 0 | 0 | 0_E2_Purchases |  |  |  |  | 0
| E3 | 0 | 0 | 0 | 0 | 0 | 0 | 0 | 0 | 0 | 0 | 0 | 0 | 0 | 0 | 0 | 0 | 0 | 0 | 0 | 0 | 0 | 0 | 0 | 0 | 0 | 0 | 0 | 0 | 0 | 0 | 0 | 0_E3_Purchases |  |  |  |  | 0
| E4 | 0 | 0 | 0 | 0 | 0 | 0 | 0 | 0 | 0 | 0 | 0 | 0 | 0 | 0 | 0 | 0 | 0 | 0 | 0 | 0 | 0 | 0 | 0 | 0 | 0 | 0 | 0 | 0 | 0 | 0 | 0 | 0_E4_Purchases |  |  |  |  | 0
| E5 | 0 | 0 | 0 | 0 | 0 | 0 | 0 | 0 | 0 | 0 | 0 | 0 | 0 | 0 | 0 | 0 | 0 | 0 | 0 | 0 | 0 | 0 | 0 | 0 | 0 | 0 | 0 | 0 | 0 | 0 | 0 | 0_E5_Purchases |  |  |  |  | 0
| E6 | 0 | 0 | 0 | 0 | 0 | 0 | 0 | 0 | 0 | 0 | 0 | 0 | 0 | 0 | 0 | 0 | 0 | 0 | 0 | 0 | 0 | 0 | 0 | 0 | 0 | 0 | 0 | 0 | 0 | 0 | 0 | 0_E6_Purchases |  |  |  |  | 0
| E7 | 0 | 0 | 0 | 0 | 0 | 0 | 0 | 0 | 0 | 0 | 0 | 0 | 0 | 0 | 0 | 0 | 0 | 0 | 0 | 0 | 0 | 0 | 0 | 0 | 0 | 0 | 0 | 0 | 0 | 0 | 0 | 0_E7_Purchases |  |  |  |  | 0
| E8 | 0 | 0 | 0 | 0 | 0 | 0 | 0 | 0 | 0 | 0 | 0 | 0 | 0 | 0 | 0 | 0 | 0 | 0 | 0 | 0 | 0 | 0 | 0 | 0 | 0 | 0 | 0 | 0 | 0 | 0 | 0 | 0_E8_Purchases |  |  |  |  | 0
| E9 | 0 | 0 | 0 | 0 | 0 | 0 | 0 | 0 | 0 | 0 | 0 | 0 | 0 | 0 | 0 | 0 | 0 | 0 | 0 | 0 | 0 | 0 | 0 | 0 | 0 | 0 | 0 | 0 | 0 | 0 | 0 | 0_E9_Purchases |  |  |  |  | 0
| E10 | 0 | 0 | 0 | 0 | 0 | 0 | 0 | 0 | 0 | 0 | 0 | 0 | 0 | 0 | 0 | 0 | 0 | 0 | 0 | 0 | 0 | 0 | 0 | 0 | 0 | 0 | 0 | 0 | 0 | 0 | 0 | 0_E10_Purchases |  |  |  |  | 0
Stock
| Year | Year 0 | Year 1 | Year 2 | Year 3 | Year 4 | Year 5 | Year 6 | Year 7 | Year 8 | Year 9 | Year 10 | Year 11 | Year 12 | Year 13 | Year 14 | Year 15 | Year 16 | Year 17 | Year 18 | Year 19 | Year 20 | Year 21 | Year 22 | Year 23 | Year 24 | Year 25 | Year 26 | Year 27 | Year 28 | Year 29 | Year 30
| E1 | 0 | 0 | 0 | 0 | 0 | 0 | 0 | 0 | 0 | 0 | 0 | 0 | 0 | 0 | 0 | 0 | 0 | 0 | 0 | 0 | 0 | 0 | 0 | 0 | 0 | 0 | 0 | 0 | 0 | 0 | 0 | 0_E1_Stock |  |  |  |  | 13576.6093
| E2 | 0 | 0 | 0 | 0 | 0 | 0 | 0 | 0 | 0 | 0 | 0 | 0 | 0 | 0 | 0 | 0 | 0 | 0 | 0 | 0 | 0 | 0 | 0 | 0 | 0 | 0 | 0 | 0 | 0 | 0 | 0 | 0_E2_Stock |  |  |  |  | 0
| E3 | 0 | 0 | 0 | 0 | 0 | 0 | 0 | 0 | 0 | 0 | 0 | 0 | 0 | 0 | 0 | 0 | 0 | 0 | 0 | 0 | 0 | 0 | 0 | 0 | 0 | 0 | 0 | 0 | 0 | 0 | 0 | 0_E3_Stock |  |  |  |  | 0
| E4 | 0 | 0 | 0 | 0 | 0 | 0 | 0 | 0 | 0 | 0 | 0 | 0 | 0 | 0 | 0 | 0 | 0 | 0 | 0 | 0 | 0 | 0 | 0 | 0 | 0 | 0 | 0 | 0 | 0 | 0 | 0 | 0_E4_Stock |  |  |  |  | 0
| E5 | 0 | 0 | 0 | 0 | 0 | 0 | 0 | 0 | 0 | 0 | 0 | 0 | 0 | 0 | 0 | 0 | 0 | 0 | 0 | 0 | 0 | 0 | 0 | 0 | 0 | 0 | 0 | 0 | 0 | 0 | 0 | 0_E5_Stock |  |  |  |  | 0
| E6 | 0 | 0 | 0 | 0 | 0 | 0 | 0 | 0 | 0 | 0 | 0 | 0 | 0 | 0 | 0 | 0 | 0 | 0 | 0 | 0 | 0 | 0 | 0 | 0 | 0 | 0 | 0 | 0 | 0 | 0 | 0 | 0_E6_Stock |  |  |  |  | 0
| E7 | 0 | 0 | 0 | 0 | 0 | 0 | 0 | 0 | 0 | 0 | 0 | 0 | 0 | 0 | 0 | 0 | 0 | 0 | 0 | 0 | 0 | 0 | 0 | 0 | 0 | 0 | 0 | 0 | 0 | 0 | 0 | 0_E7_Stock |  |  |  |  | 0
| E8 | 0 | 0 | 0 | 0 | 0 | 0 | 0 | 0 | 0 | 0 | 0 | 0 | 0 | 0 | 0 | 0 | 0 | 0 | 0 | 0 | 0 | 0 | 0 | 0 | 0 | 0 | 0 | 0 | 0 | 0 | 0 | 0_E8_Stock |  |  |  |  | 0
| E9 | 0 | 0 | 0 | 0 | 0 | 0 | 0 | 0 | 0 | 0 | 0 | 0 | 0 | 0 | 0 | 0 | 0 | 0 | 0 | 0 | 0 | 0 | 0 | 0 | 0 | 0 | 0 | 0 | 0 | 0 | 0 | 0_E9_Stock |  |  |  |  | 0
| E10 | 0 | 0 | 0 | 0 | 0 | 0 | 0 | 0 | 0 | 0 | 0 | 0 | 0 | 0 | 0 | 0 | 0 | 0 | 0 | 0 | 0 | 0 | 0 | 0 | 0 | 0 | 0 | 0 | 0 | 0 | 0 | 0_E10_Stock |  |  |  |  | 0
| Vintage | 0 | 0 | 0 | 0 | 0 | 0 | 0 | 0 | 0 | 0 | 0 | 0 | 0 | 0 | 0 | 0 | 0 | 0 | 0 | 0 | 0 | 0 | 0 | 0 | 0 | 0 | 0 | 0 | 0 | 0 | 0 | 0_Vintage_Stock |  |  |  |  | 288381.2139
Total Results
System Stock
| Year | Year 0 | Year 1 | Year 2 | Year 3 | Year 4 | Year 5 | Year 6 | Year 7 | Year 8 | Year 9 | Year 10 | Year 11 | Year 12 | Year 13 | Year 14 | Year 15 | Year 16 | Year 17 | Year 18 | Year 19 | Year 20 | Year 21 | Year 22 | Year 23 | Year 24 | Year 25 | Year 26 | Year 27 | Year 28 | Year 29 | Year 30
| System 1 | 0 | 0 | 0 | 0 | 0 | 0 | 0 | 0 | 0 | 0 | 0 | 0 | 0 | 0 | 0 | 0 | 0 | 0 | 0 | 0 | 0 | 0 | 0 | 0 | 0 | 0 | 0 | 0 | 0 | 0 | 0
| System 2 | 0 | 0 | 0 | 0 | 0 | 0 | 0 | 0 | 0 | 0 | 0 | 0 | 0 | 0 | 0 | 0 | 0 | 0 | 0 | 0 | 0 | 0 | 0 | 0 | 0 | 0 | 0 | 0 | 0 | 0 | 0
| System 3 | 0 | 0 | 0 | 0 | 0 | 0 | 0 | 0 | 0 | 0 | 0 | 0 | 0 | 0 | 0 | 0 | 0 | 0 | 0 | 0 | 0 | 0 | 0 | 0 | 0 | 0 | 0 | 0 | 0 | 0 | 0
| System 4 | 0 | 0 | 0 | 0 | 0 | 0 | 0 | 0 | 0 | 0 | 0 | 0 | 0 | 0 | 0 | 0 | 0 | 0 | 0 | 0 | 0 | 0 | 0 | 0 | 0 | 0 | 0 | 0 | 0 | 0 | 0
| System 5 | 0 | 0 | 0 | 0 | 0 | 0 | 0 | 0 | 0 | 0 | 0 | 0 | 0 | 0 | 0 | 0 | 0 | 0 | 0 | 0 | 0 | 0 | 0 | 0 | 0 | 0 | 0 | 0 | 0 | 0 | 0

## System Results (hidden)
Technology |  |  | Forecast Variables
Tech Key | Heating_Electric_Air-Source Heat Pump |  | Base Year | 2013
Vintage | New |  | Forecast Start | 2015
Aggregate Results
Year | 2013 | 2014 | 2015 | 2016 | 2017 | 2018 | 2019 | 2020 | 2021 | 2022 | 2023 | 2024 | 2025 | 2026 | 2027 | 2028 | 2029 | 2030 | 2031 | 2032 | 2033 | 2034 | 2035 | 2036 | 2037 | 2038 | 2039 | 2040 | 2041 | 2042 | 2043 | Key
Units | 0 | 0 | 0 | 0 | 0 | 0 | 0 | 0 | 0 | 0 | 0 | 0 | 0 | 0 | 0 | 0 | 0 | 0 | 0 | 0 | 0 | 0 | 0 | 0 | 0 | 0 | 0 | 0 | 0 | 0 | 0 | Heating_Electric_Air-Source Heat Pump_Units
Usage | 0 | 0 | 0 | 0 | 0 | 0 | 0 | 0 | 0 | 0 | 0 | 0 | 0 | 0 | 0 | 0 | 0 | 0 | 0 | 0 | 0 | 0 | 0 | 0 | 0 | 0 | 0 | 0 | 0 | 0 | 0 | Heating_Electric_Air-Source Heat Pump_Usage
Peak Demand (S) | 0 | 0 | 0 | 0 | 0 | 0 | 0 | 0 | 0 | 0 | 0 | 0 | 0 | 0 | 0 | 0 | 0 | 0 | 0 | 0 | 0 | 0 | 0 | 0 | 0 | 0 | 0 | 0 | 0 | 0 | 0 | Heating_Electric_Air-Source Heat Pump_Peak Demand (S)
Peak Demand (W) | 0 | 0 | 0 | 0 | 0 | 0 | 0 | 0 | 0 | 0 | 0 | 0 | 0 | 0 | 0 | 0 | 0 | 0 | 0 | 0 | 0 | 0 | 0 | 0 | 0 | 0 | 0 | 0 | 0 | 0 | 0 | Heating_Electric_Air-Source Heat Pump_Peak Demand (W)
Turnover | 0 | 0 | 0 | 0 | 0 | 0 | 0 | 0 | 0 | 0 | 0 | 0 | 0 | 0 | 0 | 0 | 0 | 0 | 0 | 0 | 0 | 0 | 0 | 0 | 0 | 0 | 0 | 0 | 0 | 0 | 0 | Heating_Electric_Air-Source Heat Pump_Turnover
Avg. Replacement Usage | 0 | 0 | 0 | 0 | 0 | 0 | 0 | 0 | 0 | 0 | 0 | 0 | 0 | 0 | 0 | 0 | 0 | 0 | 0 | 0 | 0 | 0 | 0 | 0 | 0 | 0 | 0 | 0 | 0 | 0 | 0 | Heating_Electric_Air-Source Heat Pump_Avg. Replacement Usage
Avg. Replacement Demand (S) | 0 | 0 | 0 | 0 | 0 | 0 | 0 | 0 | 0 | 0 | 0 | 0 | 0 | 0 | 0 | 0 | 0 | 0 | 0 | 0 | 0 | 0 | 0 | 0 | 0 | 0 | 0 | 0 | 0 | 0 | 0 | Heating_Electric_Air-Source Heat Pump_Avg. Replacement Demand (S)
Avg. Replacement Demand (W) | 0 | 0 | 0 | 0 | 0 | 0 | 0 | 0 | 0 | 0 | 0 | 0 | 0 | 0 | 0 | 0 | 0 | 0 | 0 | 0 | 0 | 0 | 0 | 0 | 0 | 0 | 0 | 0 | 0 | 0 | 0 | Heating_Electric_Air-Source Heat Pump_Avg. Replacement Demand (W)
Aggregate Purchases
Year | Year 0 | Year 1 | Year 2 | Year 3 | Year 4 | Year 5 | Year 6 | Year 7 | Year 8 | Year 9 | Year 10 | Year 11 | Year 12 | Year 13 | Year 14 | Year 15 | Year 16 | Year 17 | Year 18 | Year 19 | Year 20 | Year 21 | Year 22 | Year 23 | Year 24 | Year 25 | Year 26 | Year 27 | Year 28 | Year 29 | Year 30
E1 | 0 | 0 | 0 | 0 | 0 | 0 | 0 | 0 | 0 | 0 | 0 | 0 | 0 | 0 | 0 | 0 | 0 | 0 | 0 | 0 | 0 | 0 | 0 | 0 | 0 | 0 | 0 | 0 | 0 | 0 | 0 | Heating_Electric_Air-Source Heat Pump_E1_Purchases
E2 | 0 | 0 | 0 | 0 | 0 | 0 | 0 | 0 | 0 | 0 | 0 | 0 | 0 | 0 | 0 | 0 | 0 | 0 | 0 | 0 | 0 | 0 | 0 | 0 | 0 | 0 | 0 | 0 | 0 | 0 | 0 | Heating_Electric_Air-Source Heat Pump_E2_Purchases
E3 | 0 | 0 | 0 | 0 | 0 | 0 | 0 | 0 | 0 | 0 | 0 | 0 | 0 | 0 | 0 | 0 | 0 | 0 | 0 | 0 | 0 | 0 | 0 | 0 | 0 | 0 | 0 | 0 | 0 | 0 | 0 | Heating_Electric_Air-Source Heat Pump_E3_Purchases
E4 | 0 | 0 | 0 | 0 | 0 | 0 | 0 | 0 | 0 | 0 | 0 | 0 | 0 | 0 | 0 | 0 | 0 | 0 | 0 | 0 | 0 | 0 | 0 | 0 | 0 | 0 | 0 | 0 | 0 | 0 | 0 | Heating_Electric_Air-Source Heat Pump_E4_Purchases
E5 | 0 | 0 | 0 | 0 | 0 | 0 | 0 | 0 | 0 | 0 | 0 | 0 | 0 | 0 | 0 | 0 | 0 | 0 | 0 | 0 | 0 | 0 | 0 | 0 | 0 | 0 | 0 | 0 | 0 | 0 | 0 | Heating_Electric_Air-Source Heat Pump_E5_Purchases
E6 | 0 | 0 | 0 | 0 | 0 | 0 | 0 | 0 | 0 | 0 | 0 | 0 | 0 | 0 | 0 | 0 | 0 | 0 | 0 | 0 | 0 | 0 | 0 | 0 | 0 | 0 | 0 | 0 | 0 | 0 | 0 | Heating_Electric_Air-Source Heat Pump_E6_Purchases
E7 | 0 | 0 | 0 | 0 | 0 | 0 | 0 | 0 | 0 | 0 | 0 | 0 | 0 | 0 | 0 | 0 | 0 | 0 | 0 | 0 | 0 | 0 | 0 | 0 | 0 | 0 | 0 | 0 | 0 | 0 | 0 | Heating_Electric_Air-Source Heat Pump_E7_Purchases
E8 | 0 | 0 | 0 | 0 | 0 | 0 | 0 | 0 | 0 | 0 | 0 | 0 | 0 | 0 | 0 | 0 | 0 | 0 | 0 | 0 | 0 | 0 | 0 | 0 | 0 | 0 | 0 | 0 | 0 | 0 | 0 | Heating_Electric_Air-Source Heat Pump_E8_Purchases
E9 | 0 | 0 | 0 | 0 | 0 | 0 | 0 | 0 | 0 | 0 | 0 | 0 | 0 | 0 | 0 | 0 | 0 | 0 | 0 | 0 | 0 | 0 | 0 | 0 | 0 | 0 | 0 | 0 | 0 | 0 | 0 | Heating_Electric_Air-Source Heat Pump_E9_Purchases
E10 | 0 | 0 | 0 | 0 | 0 | 0 | 0 | 0 | 0 | 0 | 0 | 0 | 0 | 0 | 0 | 0 | 0 | 0 | 0 | 0 | 0 | 0 | 0 | 0 | 0 | 0 | 0 | 0 | 0 | 0 | 0 | Heating_Electric_Air-Source Heat Pump_E10_Purchases
Aggregate Stock
Year | Year 0 | Year 1 | Year 2 | Year 3 | Year 4 | Year 5 | Year 6 | Year 7 | Year 8 | Year 9 | Year 10 | Year 11 | Year 12 | Year 13 | Year 14 | Year 15 | Year 16 | Year 17 | Year 18 | Year 19 | Year 20 | Year 21 | Year 22 | Year 23 | Year 24 | Year 25 | Year 26 | Year 27 | Year 28 | Year 29 | Year 30
E1 | 0 | 0 | 0 | 0 | 0 | 0 | 0 | 0 | 0 | 0 | 0 | 0 | 0 | 0 | 0 | 0 | 0 | 0 | 0 | 0 | 0 | 0 | 0 | 0 | 0 | 0 | 0 | 0 | 0 | 0 | 0 | Heating_Electric_Air-Source Heat Pump_E1_Stock
E2 | 0 | 0 | 0 | 0 | 0 | 0 | 0 | 0 | 0 | 0 | 0 | 0 | 0 | 0 | 0 | 0 | 0 | 0 | 0 | 0 | 0 | 0 | 0 | 0 | 0 | 0 | 0 | 0 | 0 | 0 | 0 | Heating_Electric_Air-Source Heat Pump_E2_Stock
E3 | 0 | 0 | 0 | 0 | 0 | 0 | 0 | 0 | 0 | 0 | 0 | 0 | 0 | 0 | 0 | 0 | 0 | 0 | 0 | 0 | 0 | 0 | 0 | 0 | 0 | 0 | 0 | 0 | 0 | 0 | 0 | Heating_Electric_Air-Source Heat Pump_E3_Stock
E4 | 0 | 0 | 0 | 0 | 0 | 0 | 0 | 0 | 0 | 0 | 0 | 0 | 0 | 0 | 0 | 0 | 0 | 0 | 0 | 0 | 0 | 0 | 0 | 0 | 0 | 0 | 0 | 0 | 0 | 0 | 0 | Heating_Electric_Air-Source Heat Pump_E4_Stock
E5 | 0 | 0 | 0 | 0 | 0 | 0 | 0 | 0 | 0 | 0 | 0 | 0 | 0 | 0 | 0 | 0 | 0 | 0 | 0 | 0 | 0 | 0 | 0 | 0 | 0 | 0 | 0 | 0 | 0 | 0 | 0 | Heating_Electric_Air-Source Heat Pump_E5_Stock
E6 | 0 | 0 | 0 | 0 | 0 | 0 | 0 | 0 | 0 | 0 | 0 | 0 | 0 | 0 | 0 | 0 | 0 | 0 | 0 | 0 | 0 | 0 | 0 | 0 | 0 | 0 | 0 | 0 | 0 | 0 | 0 | Heating_Electric_Air-Source Heat Pump_E6_Stock
E7 | 0 | 0 | 0 | 0 | 0 | 0 | 0 | 0 | 0 | 0 | 0 | 0 | 0 | 0 | 0 | 0 | 0 | 0 | 0 | 0 | 0 | 0 | 0 | 0 | 0 | 0 | 0 | 0 | 0 | 0 | 0 | Heating_Electric_Air-Source Heat Pump_E7_Stock
E8 | 0 | 0 | 0 | 0 | 0 | 0 | 0 | 0 | 0 | 0 | 0 | 0 | 0 | 0 | 0 | 0 | 0 | 0 | 0 | 0 | 0 | 0 | 0 | 0 | 0 | 0 | 0 | 0 | 0 | 0 | 0 | Heating_Electric_Air-Source Heat Pump_E8_Stock
E9 | 0 | 0 | 0 | 0 | 0 | 0 | 0 | 0 | 0 | 0 | 0 | 0 | 0 | 0 | 0 | 0 | 0 | 0 | 0 | 0 | 0 | 0 | 0 | 0 | 0 | 0 | 0 | 0 | 0 | 0 | 0 | Heating_Electric_Air-Source Heat Pump_E9_Stock
E10 | 0 | 0 | 0 | 0 | 0 | 0 | 0 | 0 | 0 | 0 | 0 | 0 | 0 | 0 | 0 | 0 | 0 | 0 | 0 | 0 | 0 | 0 | 0 | 0 | 0 | 0 | 0 | 0 | 0 | 0 | 0 | Heating_Electric_Air-Source Heat Pump_E10_Stock
Vintage | 0 | 0 | 0 | 0 | 0 | 0 | 0 | 0 | 0 | 0 | 0 | 0 | 0 | 0 | 0 | 0 | 0 | 0 | 0 | 0 | 0 | 0 | 0 | 0 | 0 | 0 | 0 | 0 | 0 | 0 | 0 | Heating_Electric_Air-Source Heat Pump_Vintage_Stock
Original Forecast Results
Year | Year 0 | Year 1 | Year 2 | Year 3 | Year 4 | Year 5 | Year 6 | Year 7 | Year 8 | Year 9 | Year 10 | Year 11 | Year 12 | Year 13 | Year 14 | Year 15 | Year 16 | Year 17 | Year 18 | Year 19 | Year 20 | Year 21 | Year 22 | Year 23 | Year 24 | Year 25 | Year 26 | Year 27 | Year 28 | Year 29 | Year 30
Units | 0 | 112.8302 | 229.7584 | 353.1488 | 476.2485 | 596.5041 | 711.4829 | 821.2078 | 926.5466 | 1028.9428 | 1129.6085 | 1228.2157 | 1324.8035 | 1419.3936 | 1512.0086 | 1602.4138 | 1690.6778 | 1776.7895 | 1860.6174 | 1942.3725 | 2022.1705 | 2100.3087 | 2176.7413 | 0 | 0 | 0 | 0 | 0 | 0 | 0 | 0
Usage | 0 | 0.63294 | 1.2804 | 1.9544 | 2.5883 | 3.2473 | 3.891 | 4.4692 | 5.0106 | 5.5795 | 6.1638 | 6.7447 | 7.311 | 7.8625 | 8.4299 | 8.9717 | 9.4898 | 9.9702 | 10.4684 | 10.9475 | 11.414 | 11.8721 | 12.2686 | 0 | 0 | 0 | 0 | 0 | 0 | 0 | 0
Peak Demand (S) | 0 | 0 | 0 | 0 | 0 | 0 | 0 | 0 | 0 | 0 | 0 | 0 | 0 | 0 | 0 | 0 | 0 | 0 | 0 | 0 | 0 | 0 | 0 | 0 | 0 | 0 | 0 | 0 | 0 | 0 | 0
Peak Demand (W) | 0 | 0.36516 | 0.73871 | 1.1276 | 1.4933 | 1.8735 | 2.2449 | 2.5784 | 2.8908 | 3.219 | 3.5561 | 3.8913 | 4.218 | 4.5361 | 4.8635 | 5.1761 | 5.475 | 5.7521 | 6.0396 | 6.316 | 6.5851 | 6.8494 | 7.0782 | 0 | 0 | 0 | 0 | 0 | 0 | 0 | 0
Turnover | 0 | 112.8302 | 116.9282 | 123.3904 | 123.0996 | 120.2556 | 114.9789 | 109.7249 | 105.3388 | 102.3962 | 100.6658 | 98.6071 | 96.5878 | 94.5902 | 92.6149 | 90.4052 | 88.264 | 86.1117 | 83.8279 | 81.7551 | 79.798 | 78.1382 | 95.2376 | 0 | 0 | 0 | 0 | 0 | 0 | 0 | 0
Avg. Replacement Usage | 5454.871 | 5609.6679 | 5447.2655 | 5452.4836 | 5374.9208 | 5395.9068 | 5428.4915 | 5407.332 | 5377.0735 | 5394.7916 | 5431.1577 | 5467.8903 | 5496.5911 | 5518.7175 | 5555.8135 | 5580.4498 | 5595.4787 | 5594.6568 | 5610.3287 | 5620.8068 | 5629.6677 | 5638.3533 | 5624.8219 | 0 | 0 | 0 | 0 | 0 | 0 | 0 | 0
Avg. Replacement Demand (S) | 0 | 0 | 0 | 0 | 0 | 0 | 0 | 0 | 0 | 0 | 0 | 0 | 0 | 0 | 0 | 0 | 0 | 0 | 0 | 0 | 0 | 0 | 0 | 0 | 0 | 0 | 0 | 0 | 0 | 0 | 0
Avg. Replacement Demand (W) | 3.1471 | 3.2364 | 3.1427 | 3.1457 | 3.101 | 3.1131 | 3.1319 | 3.1197 | 3.1022 | 3.1124 | 3.1334 | 3.1546 | 3.1712 | 3.1839 | 3.2053 | 3.2196 | 3.2282 | 3.2277 | 3.2368 | 3.2428 | 3.2479 | 3.253 | 3.2452 | 0 | 0 | 0 | 0 | 0 | 0 | 0 | 0
Original Forecast Purchases
Year | Year 0 | Year 1 | Year 2 | Year 3 | Year 4 | Year 5 | Year 6 | Year 7 | Year 8 | Year 9 | Year 10 | Year 11 | Year 12 | Year 13 | Year 14 | Year 15 | Year 16 | Year 17 | Year 18 | Year 19 | Year 20 | Year 21 | Year 22 | Year 23 | Year 24 | Year 25 | Year 26 | Year 27 | Year 28 | Year 29 | Year 30
E1 | 0 | 97.5964 | 3.3103e-15 | 4.6577e-15 | 5.8084e-15 | 6.809e-15 | 7.5953e-15 | 8.2837e-15 | 8.9466e-15 | 9.663e-15 | 9.4997e-15 | 9.3055e-15 | 9.1149e-15 | 8.9264e-15 | 8.74e-15 | 8.5314e-15 | 8.3294e-15 | 8.1263e-15 | 7.9107e-15 | 7.7151e-15 | 7.5305e-15 | 7.3738e-15 | 8.9875e-15 | 0 | 0 | 0 | 0 | 0 | 0 | 0 | 0
E2 | 0 | 0 | 103.4797 | 109.1986 | 108.9413 | 106.4244 | 101.7546 | 97.1049 | 93.2232 | 90.6191 | 89.0877 | 87.2658 | 85.4787 | 83.7109 | 81.9628 | 80.0072 | 78.1123 | 76.2076 | 74.1864 | 72.352 | 70.6201 | 69.1511 | 84.2838 | 0 | 0 | 0 | 0 | 0 | 0 | 0 | 0
E3 | 0 | 9.7743 | 7.2415 | 7.6417 | 7.6237 | 7.4476 | 7.1208 | 6.7954 | 6.5238 | 6.3415 | 6.2344 | 6.1069 | 5.9818 | 5.8581 | 5.7358 | 5.5989 | 5.4663 | 5.333 | 5.1916 | 5.0632 | 4.942 | 4.8392 | 5.8982 | 0 | 0 | 0 | 0 | 0 | 0 | 0 | 0
E4 | 0 | 3.7571 | 4.2562 | 4.4915 | 4.4809 | 4.3774 | 4.1853 | 3.994 | 3.8344 | 3.7273 | 3.6643 | 3.5893 | 3.5158 | 3.4431 | 3.3712 | 3.2908 | 3.2128 | 3.1345 | 3.0514 | 2.9759 | 2.9047 | 2.8443 | 3.4667 | 0 | 0 | 0 | 0 | 0 | 0 | 0 | 0
E5 | 0 | 1.7024 | 1.9508 | 2.0586 | 2.0537 | 2.0063 | 1.9183 | 1.8306 | 1.7574 | 1.7083 | 1.6795 | 1.6451 | 1.6114 | 1.5781 | 1.5451 | 1.5083 | 1.4726 | 1.4366 | 1.3985 | 1.364 | 1.3313 | 1.3036 | 1.5889 | 0 | 0 | 0 | 0 | 0 | 0 | 0 | 0
E6 | 0 | 0 | 0 | 0 | 0 | 0 | 0 | 0 | 0 | 0 | 0 | 0 | 0 | 0 | 0 | 0 | 0 | 0 | 0 | 0 | 0 | 0 | 0 | 0 | 0 | 0 | 0 | 0 | 0 | 0 | 0
E7 | 0 | 0 | 0 | 0 | 0 | 0 | 0 | 0 | 0 | 0 | 0 | 0 | 0 | 0 | 0 | 0 | 0 | 0 | 0 | 0 | 0 | 0 | 0 | 0 | 0 | 0 | 0 | 0 | 0 | 0 | 0
E8 | 0 | 0 | 0 | 0 | 0 | 0 | 0 | 0 | 0 | 0 | 0 | 0 | 0 | 0 | 0 | 0 | 0 | 0 | 0 | 0 | 0 | 0 | 0 | 0 | 0 | 0 | 0 | 0 | 0 | 0 | 0
E9 | 0 | 0 | 0 | 0 | 0 | 0 | 0 | 0 | 0 | 0 | 0 | 0 | 0 | 0 | 0 | 0 | 0 | 0 | 0 | 0 | 0 | 0 | 0 | 0 | 0 | 0 | 0 | 0 | 0 | 0 | 0
E10 | 0 | 0 | 0 | 0 | 0 | 0 | 0 | 0 | 0 | 0 | 0 | 0 | 0 | 0 | 0 | 0 | 0 | 0 | 0 | 0 | 0 | 0 | 0 | 0 | 0 | 0 | 0 | 0 | 0 | 0 | 0
Original Forecast Stock
Year | Year 0 | Year 1 | Year 2 | Year 3 | Year 4 | Year 5 | Year 6 | Year 7 | Year 8 | Year 9 | Year 10 | Year 11 | Year 12 | Year 13 | Year 14 | Year 15 | Year 16 | Year 17 | Year 18 | Year 19 | Year 20 | Year 21 | Year 22 | Year 23 | Year 24 | Year 25 | Year 26 | Year 27 | Year 28 | Year 29 | Year 30
E1 | 0 | 97.5964 | 97.5964 | 97.5964 | 97.5964 | 97.5964 | 97.5964 | 97.5964 | 97.5964 | 97.5964 | 97.5964 | 97.5964 | 97.5964 | 97.5964 | 97.5964 | 97.5964 | 97.5964 | 97.5964 | 97.5964 | 97.5964 | 97.5964 | 97.5964 | 81.3303 | 0 | 0 | 0 | 0 | 0 | 0 | 0 | 0
E2 | 0 | 0 | 103.4797 | 212.6783 | 321.6196 | 428.044 | 529.7986 | 626.9034 | 720.1266 | 810.7457 | 899.8334 | 987.0992 | 1072.5779 | 1156.2888 | 1238.2516 | 1318.2588 | 1396.3711 | 1472.5787 | 1546.7651 | 1619.1171 | 1689.7372 | 1758.8883 | 1843.1722 | 0 | 0 | 0 | 0 | 0 | 0 | 0 | 0
E3 | 0 | 9.7743 | 17.0158 | 24.6575 | 32.2813 | 39.7288 | 46.8496 | 53.645 | 60.1688 | 66.5103 | 72.7447 | 78.8515 | 84.8333 | 90.6914 | 96.4272 | 102.0261 | 107.4924 | 112.8254 | 118.0169 | 123.0801 | 128.0221 | 132.8613 | 137.1305 | 0 | 0 | 0 | 0 | 0 | 0 | 0 | 0
E4 | 0 | 3.7571 | 8.0133 | 12.5048 | 16.9857 | 21.363 | 25.5483 | 29.5423 | 33.3767 | 37.104 | 40.7682 | 44.3576 | 47.8734 | 51.3165 | 54.6878 | 57.9785 | 61.1914 | 64.3259 | 67.3773 | 70.3532 | 73.2579 | 76.1021 | 78.9426 | 0 | 0 | 0 | 0 | 0 | 0 | 0 | 0
E5 | 0 | 1.7024 | 3.6532 | 5.7118 | 7.7655 | 9.7718 | 11.6901 | 13.5207 | 15.2781 | 16.9864 | 18.6659 | 20.311 | 21.9224 | 23.5005 | 25.0457 | 26.5539 | 28.0265 | 29.4631 | 30.8617 | 32.2256 | 33.5569 | 34.8606 | 36.1657 | 0 | 0 | 0 | 0 | 0 | 0 | 0 | 0
E6 | 0 | 0 | 0 | 0 | 0 | 0 | 0 | 0 | 0 | 0 | 0 | 0 | 0 | 0 | 0 | 0 | 0 | 0 | 0 | 0 | 0 | 0 | 0 | 0 | 0 | 0 | 0 | 0 | 0 | 0 | 0
E7 | 0 | 0 | 0 | 0 | 0 | 0 | 0 | 0 | 0 | 0 | 0 | 0 | 0 | 0 | 0 | 0 | 0 | 0 | 0 | 0 | 0 | 0 | 0 | 0 | 0 | 0 | 0 | 0 | 0 | 0 | 0
E8 | 0 | 0 | 0 | 0 | 0 | 0 | 0 | 0 | 0 | 0 | 0 | 0 | 0 | 0 | 0 | 0 | 0 | 0 | 0 | 0 | 0 | 0 | 0 | 0 | 0 | 0 | 0 | 0 | 0 | 0 | 0
E9 | 0 | 0 | 0 | 0 | 0 | 0 | 0 | 0 | 0 | 0 | 0 | 0 | 0 | 0 | 0 | 0 | 0 | 0 | 0 | 0 | 0 | 0 | 0 | 0 | 0 | 0 | 0 | 0 | 0 | 0 | 0
E10 | 0 | 0 | 0 | 0 | 0 | 0 | 0 | 0 | 0 | 0 | 0 | 0 | 0 | 0 | 0 | 0 | 0 | 0 | 0 | 0 | 0 | 0 | 0 | 0 | 0 | 0 | 0 | 0 | 0 | 0 | 0
Vintage | 0 | 0 | 0 | 0 | 0 | 0 | 0 | 0 | 0 | 0 | 0 | 0 | 0 | 0 | 0 | 0 | 0 | 0 | 0 | 0 | 0 | 0 | 0 | 0 | 0 | 0 | 0 | 0 | 0 | 0 | 0
Current Forecast Results (Repeat Techs only)
Year | Year 0 | Year 1 | Year 2 | Year 3 | Year 4 | Year 5 | Year 6 | Year 7 | Year 8 | Year 9 | Year 10 | Year 11 | Year 12 | Year 13 | Year 14 | Year 15 | Year 16 | Year 17 | Year 18 | Year 19 | Year 20 | Year 21 | Year 22 | Year 23 | Year 24 | Year 25 | Year 26 | Year 27 | Year 28 | Year 29 | Year 30
Units | 0 | 0 | 0 | 0 | 0 | 0 | 0 | 0 | 0 | 0 | 0 | 0 | 0 | 0 | 0 | 0 | 0 | 0 | 0 | 0 | 0 | 0 | 0 | 0 | 0 | 0 | 0 | 0 | 0 | 0 | 0
Usage | 0 | 0 | 0 | 0 | 0 | 0 | 0 | 0 | 0 | 0 | 0 | 0 | 0 | 0 | 0 | 0 | 0 | 0 | 0 | 0 | 0 | 0 | 0 | 0 | 0 | 0 | 0 | 0 | 0 | 0 | 0
Peak Demand (S) | 0 | 0 | 0 | 0 | 0 | 0 | 0 | 0 | 0 | 0 | 0 | 0 | 0 | 0 | 0 | 0 | 0 | 0 | 0 | 0 | 0 | 0 | 0 | 0 | 0 | 0 | 0 | 0 | 0 | 0 | 0
Peak Demand (W) | 0 | 0 | 0 | 0 | 0 | 0 | 0 | 0 | 0 | 0 | 0 | 0 | 0 | 0 | 0 | 0 | 0 | 0 | 0 | 0 | 0 | 0 | 0 | 0 | 0 | 0 | 0 | 0 | 0 | 0 | 0
Turnover | 0 | 0 | 0 | 0 | 0 | 0 | 0 | 0 | 0 | 0 | 0 | 0 | 0 | 0 | 0 | 0 | 0 | 0 | 0 | 0 | 0 | 0 | 0 | 0 | 0 | 0 | 0 | 0 | 0 | 0 | 0
Avg. Replacement Usage | 0 | 0 | 0 | 0 | 0 | 0 | 0 | 0 | 0 | 0 | 0 | 0 | 0 | 0 | 0 | 0 | 0 | 0 | 0 | 0 | 0 | 0 | 0 | 0 | 0 | 0 | 0 | 0 | 0 | 0 | 0
Avg. Replacement Demand (S) | 0 | 0 | 0 | 0 | 0 | 0 | 0 | 0 | 0 | 0 | 0 | 0 | 0 | 0 | 0 | 0 | 0 | 0 | 0 | 0 | 0 | 0 | 0 | 0 | 0 | 0 | 0 | 0 | 0 | 0 | 0
Avg. Replacement Demand (W) | 0 | 0 | 0 | 0 | 0 | 0 | 0 | 0 | 0 | 0 | 0 | 0 | 0 | 0 | 0 | 0 | 0 | 0 | 0 | 0 | 0 | 0 | 0 | 0 | 0 | 0 | 0 | 0 | 0 | 0 | 0
Current Forecast Purchases (Repeat Techs only)
Year | Year 0 | Year 1 | Year 2 | Year 3 | Year 4 | Year 5 | Year 6 | Year 7 | Year 8 | Year 9 | Year 10 | Year 11 | Year 12 | Year 13 | Year 14 | Year 15 | Year 16 | Year 17 | Year 18 | Year 19 | Year 20 | Year 21 | Year 22 | Year 23 | Year 24 | Year 25 | Year 26 | Year 27 | Year 28 | Year 29 | Year 30
E1 | 0 | 0 | 0 | 0 | 0 | 0 | 0 | 0 | 0 | 0 | 0 | 0 | 0 | 0 | 0 | 0 | 0 | 0 | 0 | 0 | 0 | 0 | 0 | 0 | 0 | 0 | 0 | 0 | 0 | 0 | 0
E2 | 0 | 0 | 0 | 0 | 0 | 0 | 0 | 0 | 0 | 0 | 0 | 0 | 0 | 0 | 0 | 0 | 0 | 0 | 0 | 0 | 0 | 0 | 0 | 0 | 0 | 0 | 0 | 0 | 0 | 0 | 0
E3 | 0 | 0 | 0 | 0 | 0 | 0 | 0 | 0 | 0 | 0 | 0 | 0 | 0 | 0 | 0 | 0 | 0 | 0 | 0 | 0 | 0 | 0 | 0 | 0 | 0 | 0 | 0 | 0 | 0 | 0 | 0
E4 | 0 | 0 | 0 | 0 | 0 | 0 | 0 | 0 | 0 | 0 | 0 | 0 | 0 | 0 | 0 | 0 | 0 | 0 | 0 | 0 | 0 | 0 | 0 | 0 | 0 | 0 | 0 | 0 | 0 | 0 | 0
E5 | 0 | 0 | 0 | 0 | 0 | 0 | 0 | 0 | 0 | 0 | 0 | 0 | 0 | 0 | 0 | 0 | 0 | 0 | 0 | 0 | 0 | 0 | 0 | 0 | 0 | 0 | 0 | 0 | 0 | 0 | 0
E6 | 0 | 0 | 0 | 0 | 0 | 0 | 0 | 0 | 0 | 0 | 0 | 0 | 0 | 0 | 0 | 0 | 0 | 0 | 0 | 0 | 0 | 0 | 0 | 0 | 0 | 0 | 0 | 0 | 0 | 0 | 0
E7 | 0 | 0 | 0 | 0 | 0 | 0 | 0 | 0 | 0 | 0 | 0 | 0 | 0 | 0 | 0 | 0 | 0 | 0 | 0 | 0 | 0 | 0 | 0 | 0 | 0 | 0 | 0 | 0 | 0 | 0 | 0
E8 | 0 | 0 | 0 | 0 | 0 | 0 | 0 | 0 | 0 | 0 | 0 | 0 | 0 | 0 | 0 | 0 | 0 | 0 | 0 | 0 | 0 | 0 | 0 | 0 | 0 | 0 | 0 | 0 | 0 | 0 | 0
E9 | 0 | 0 | 0 | 0 | 0 | 0 | 0 | 0 | 0 | 0 | 0 | 0 | 0 | 0 | 0 | 0 | 0 | 0 | 0 | 0 | 0 | 0 | 0 | 0 | 0 | 0 | 0 | 0 | 0 | 0 | 0
E10 | 0 | 0 | 0 | 0 | 0 | 0 | 0 | 0 | 0 | 0 | 0 | 0 | 0 | 0 | 0 | 0 | 0 | 0 | 0 | 0 | 0 | 0 | 0 | 0 | 0 | 0 | 0 | 0 | 0 | 0 | 0
Current Forecast Stock (Repeat Techs only)
Year | Year 0 | Year 1 | Year 2 | Year 3 | Year 4 | Year 5 | Year 6 | Year 7 | Year 8 | Year 9 | Year 10 | Year 11 | Year 12 | Year 13 | Year 14 | Year 15 | Year 16 | Year 17 | Year 18 | Year 19 | Year 20 | Year 21 | Year 22 | Year 23 | Year 24 | Year 25 | Year 26 | Year 27 | Year 28 | Year 29 | Year 30
E1 | 0 | 0 | 0 | 0 | 0 | 0 | 0 | 0 | 0 | 0 | 0 | 0 | 0 | 0 | 0 | 0 | 0 | 0 | 0 | 0 | 0 | 0 | 0 | 0 | 0 | 0 | 0 | 0 | 0 | 0 | 0
E2 | 0 | 0 | 0 | 0 | 0 | 0 | 0 | 0 | 0 | 0 | 0 | 0 | 0 | 0 | 0 | 0 | 0 | 0 | 0 | 0 | 0 | 0 | 0 | 0 | 0 | 0 | 0 | 0 | 0 | 0 | 0
E3 | 0 | 0 | 0 | 0 | 0 | 0 | 0 | 0 | 0 | 0 | 0 | 0 | 0 | 0 | 0 | 0 | 0 | 0 | 0 | 0 | 0 | 0 | 0 | 0 | 0 | 0 | 0 | 0 | 0 | 0 | 0
E4 | 0 | 0 | 0 | 0 | 0 | 0 | 0 | 0 | 0 | 0 | 0 | 0 | 0 | 0 | 0 | 0 | 0 | 0 | 0 | 0 | 0 | 0 | 0 | 0 | 0 | 0 | 0 | 0 | 0 | 0 | 0
E5 | 0 | 0 | 0 | 0 | 0 | 0 | 0 | 0 | 0 | 0 | 0 | 0 | 0 | 0 | 0 | 0 | 0 | 0 | 0 | 0 | 0 | 0 | 0 | 0 | 0 | 0 | 0 | 0 | 0 | 0 | 0
E6 | 0 | 0 | 0 | 0 | 0 | 0 | 0 | 0 | 0 | 0 | 0 | 0 | 0 | 0 | 0 | 0 | 0 | 0 | 0 | 0 | 0 | 0 | 0 | 0 | 0 | 0 | 0 | 0 | 0 | 0 | 0
E7 | 0 | 0 | 0 | 0 | 0 | 0 | 0 | 0 | 0 | 0 | 0 | 0 | 0 | 0 | 0 | 0 | 0 | 0 | 0 | 0 | 0 | 0 | 0 | 0 | 0 | 0 | 0 | 0 | 0 | 0 | 0
E8 | 0 | 0 | 0 | 0 | 0 | 0 | 0 | 0 | 0 | 0 | 0 | 0 | 0 | 0 | 0 | 0 | 0 | 0 | 0 | 0 | 0 | 0 | 0 | 0 | 0 | 0 | 0 | 0 | 0 | 0 | 0
E9 | 0 | 0 | 0 | 0 | 0 | 0 | 0 | 0 | 0 | 0 | 0 | 0 | 0 | 0 | 0 | 0 | 0 | 0 | 0 | 0 | 0 | 0 | 0 | 0 | 0 | 0 | 0 | 0 | 0 | 0 | 0
E10 | 0 | 0 | 0 | 0 | 0 | 0 | 0 | 0 | 0 | 0 | 0 | 0 | 0 | 0 | 0 | 0 | 0 | 0 | 0 | 0 | 0 | 0 | 0 | 0 | 0 | 0 | 0 | 0 | 0 | 0 | 0
Vintage | 0 | 0 | 0 | 0 | 0 | 0 | 0 | 0 | 0 | 0 | 0 | 0 | 0 | 0 | 0 | 0 | 0 | 0 | 0 | 0 | 0 | 0 | 0 | 0 | 0 | 0 | 0 | 0 | 0 | 0 | 0
Final Results
Year | Year 0 | Year 1 | Year 2 | Year 3 | Year 4 | Year 5 | Year 6 | Year 7 | Year 8 | Year 9 | Year 10 | Year 11 | Year 12 | Year 13 | Year 14 | Year 15 | Year 16 | Year 17 | Year 18 | Year 19 | Year 20 | Year 21 | Year 22 | Year 23 | Year 24 | Year 25 | Year 26 | Year 27 | Year 28 | Year 29 | Year 30
Units | 0 | 112.8302 | 229.7584 | 353.1488 | 476.2485 | 596.5041 | 711.4829 | 821.2078 | 926.5466 | 1028.9428 | 1129.6085 | 1228.2157 | 1324.8035 | 1419.3936 | 1512.0086 | 1602.4138 | 1690.6778 | 1776.7895 | 1860.6174 | 1942.3725 | 2022.1705 | 2100.3087 | 2176.7413 | 0 | 0 | 0 | 0 | 0 | 0 | 0 | 0
Usage | 0 | 0.63294 | 1.2804 | 1.9544 | 2.5883 | 3.2473 | 3.891 | 4.4692 | 5.0106 | 5.5795 | 6.1638 | 6.7447 | 7.311 | 7.8625 | 8.4299 | 8.9717 | 9.4898 | 9.9702 | 10.4684 | 10.9475 | 11.414 | 11.8721 | 12.2686 | 0 | 0 | 0 | 0 | 0 | 0 | 0 | 0
Peak Demand (S) | 0 | 0 | 0 | 0 | 0 | 0 | 0 | 0 | 0 | 0 | 0 | 0 | 0 | 0 | 0 | 0 | 0 | 0 | 0 | 0 | 0 | 0 | 0 | 0 | 0 | 0 | 0 | 0 | 0 | 0 | 0
Peak Demand (W) | 0 | 0.36516 | 0.73871 | 1.1276 | 1.4933 | 1.8735 | 2.2449 | 2.5784 | 2.8908 | 3.219 | 3.5561 | 3.8913 | 4.218 | 4.5361 | 4.8635 | 5.1761 | 5.475 | 5.7521 | 6.0396 | 6.316 | 6.5851 | 6.8494 | 7.0782 | 0 | 0 | 0 | 0 | 0 | 0 | 0 | 0
Turnover | 0 | 112.8302 | 116.9282 | 123.3904 | 123.0996 | 120.2556 | 114.9789 | 109.7249 | 105.3388 | 102.3962 | 100.6658 | 98.6071 | 96.5878 | 94.5902 | 92.6149 | 90.4052 | 88.264 | 86.1117 | 83.8279 | 81.7551 | 79.798 | 78.1382 | 95.2376 | 0 | 0 | 0 | 0 | 0 | 0 | 0 | 0
Avg. Replacement Usage | 5454.871 | 5609.6679 | 5447.2655 | 5452.4836 | 5374.9208 | 5395.9068 | 5428.4915 | 5407.332 | 5377.0735 | 5394.7916 | 5431.1577 | 5467.8903 | 5496.5911 | 5518.7175 | 5555.8135 | 5580.4498 | 5595.4787 | 5594.6568 | 5610.3287 | 5620.8068 | 5629.6677 | 5638.3533 | 5624.8219 | 0 | 0 | 0 | 0 | 0 | 0 | 0 | 0
Avg. Replacement Demand (S) | 0 | 0 | 0 | 0 | 0 | 0 | 0 | 0 | 0 | 0 | 0 | 0 | 0 | 0 | 0 | 0 | 0 | 0 | 0 | 0 | 0 | 0 | 0 | 0 | 0 | 0 | 0 | 0 | 0 | 0 | 0
Avg. Replacement Demand (W) | 3.1471 | 3.2364 | 3.1427 | 3.1457 | 3.101 | 3.1131 | 3.1319 | 3.1197 | 3.1022 | 3.1124 | 3.1334 | 3.1546 | 3.1712 | 3.1839 | 3.2053 | 3.2196 | 3.2282 | 3.2277 | 3.2368 | 3.2428 | 3.2479 | 3.253 | 3.2452 | 0 | 0 | 0 | 0 | 0 | 0 | 0 | 0
Final Purchases
Year | Year 0 | Year 1 | Year 2 | Year 3 | Year 4 | Year 5 | Year 6 | Year 7 | Year 8 | Year 9 | Year 10 | Year 11 | Year 12 | Year 13 | Year 14 | Year 15 | Year 16 | Year 17 | Year 18 | Year 19 | Year 20 | Year 21 | Year 22 | Year 23 | Year 24 | Year 25 | Year 26 | Year 27 | Year 28 | Year 29 | Year 30
E1 | 0 | 97.5964 | 3.3103e-15 | 4.6577e-15 | 5.8084e-15 | 6.809e-15 | 7.5953e-15 | 8.2837e-15 | 8.9466e-15 | 9.663e-15 | 9.4997e-15 | 9.3055e-15 | 9.1149e-15 | 8.9264e-15 | 8.74e-15 | 8.5314e-15 | 8.3294e-15 | 8.1263e-15 | 7.9107e-15 | 7.7151e-15 | 7.5305e-15 | 7.3738e-15 | 8.9875e-15 | 0 | 0 | 0 | 0 | 0 | 0 | 0 | 0
E2 | 0 | 0 | 103.4797 | 109.1986 | 108.9413 | 106.4244 | 101.7546 | 97.1049 | 93.2232 | 90.6191 | 89.0877 | 87.2658 | 85.4787 | 83.7109 | 81.9628 | 80.0072 | 78.1123 | 76.2076 | 74.1864 | 72.352 | 70.6201 | 69.1511 | 84.2838 | 0 | 0 | 0 | 0 | 0 | 0 | 0 | 0
E3 | 0 | 9.7743 | 7.2415 | 7.6417 | 7.6237 | 7.4476 | 7.1208 | 6.7954 | 6.5238 | 6.3415 | 6.2344 | 6.1069 | 5.9818 | 5.8581 | 5.7358 | 5.5989 | 5.4663 | 5.333 | 5.1916 | 5.0632 | 4.942 | 4.8392 | 5.8982 | 0 | 0 | 0 | 0 | 0 | 0 | 0 | 0
E4 | 0 | 3.7571 | 4.2562 | 4.4915 | 4.4809 | 4.3774 | 4.1853 | 3.994 | 3.8344 | 3.7273 | 3.6643 | 3.5893 | 3.5158 | 3.4431 | 3.3712 | 3.2908 | 3.2128 | 3.1345 | 3.0514 | 2.9759 | 2.9047 | 2.8443 | 3.4667 | 0 | 0 | 0 | 0 | 0 | 0 | 0 | 0
E5 | 0 | 1.7024 | 1.9508 | 2.0586 | 2.0537 | 2.0063 | 1.9183 | 1.8306 | 1.7574 | 1.7083 | 1.6795 | 1.6451 | 1.6114 | 1.5781 | 1.5451 | 1.5083 | 1.4726 | 1.4366 | 1.3985 | 1.364 | 1.3313 | 1.3036 | 1.5889 | 0 | 0 | 0 | 0 | 0 | 0 | 0 | 0
E6 | 0 | 0 | 0 | 0 | 0 | 0 | 0 | 0 | 0 | 0 | 0 | 0 | 0 | 0 | 0 | 0 | 0 | 0 | 0 | 0 | 0 | 0 | 0 | 0 | 0 | 0 | 0 | 0 | 0 | 0 | 0
E7 | 0 | 0 | 0 | 0 | 0 | 0 | 0 | 0 | 0 | 0 | 0 | 0 | 0 | 0 | 0 | 0 | 0 | 0 | 0 | 0 | 0 | 0 | 0 | 0 | 0 | 0 | 0 | 0 | 0 | 0 | 0
E8 | 0 | 0 | 0 | 0 | 0 | 0 | 0 | 0 | 0 | 0 | 0 | 0 | 0 | 0 | 0 | 0 | 0 | 0 | 0 | 0 | 0 | 0 | 0 | 0 | 0 | 0 | 0 | 0 | 0 | 0 | 0
E9 | 0 | 0 | 0 | 0 | 0 | 0 | 0 | 0 | 0 | 0 | 0 | 0 | 0 | 0 | 0 | 0 | 0 | 0 | 0 | 0 | 0 | 0 | 0 | 0 | 0 | 0 | 0 | 0 | 0 | 0 | 0
E10 | 0 | 0 | 0 | 0 | 0 | 0 | 0 | 0 | 0 | 0 | 0 | 0 | 0 | 0 | 0 | 0 | 0 | 0 | 0 | 0 | 0 | 0 | 0 | 0 | 0 | 0 | 0 | 0 | 0 | 0 | 0
Final Stock
Year | Year 0 | Year 1 | Year 2 | Year 3 | Year 4 | Year 5 | Year 6 | Year 7 | Year 8 | Year 9 | Year 10 | Year 11 | Year 12 | Year 13 | Year 14 | Year 15 | Year 16 | Year 17 | Year 18 | Year 19 | Year 20 | Year 21 | Year 22 | Year 23 | Year 24 | Year 25 | Year 26 | Year 27 | Year 28 | Year 29 | Year 30
E1 | 0 | 97.5964 | 97.5964 | 97.5964 | 97.5964 | 97.5964 | 97.5964 | 97.5964 | 97.5964 | 97.5964 | 97.5964 | 97.5964 | 97.5964 | 97.5964 | 97.5964 | 97.5964 | 97.5964 | 97.5964 | 97.5964 | 97.5964 | 97.5964 | 97.5964 | 81.3303 | 0 | 0 | 0 | 0 | 0 | 0 | 0 | 0
E2 | 0 | 0 | 103.4797 | 212.6783 | 321.6196 | 428.044 | 529.7986 | 626.9034 | 720.1266 | 810.7457 | 899.8334 | 987.0992 | 1072.5779 | 1156.2888 | 1238.2516 | 1318.2588 | 1396.3711 | 1472.5787 | 1546.7651 | 1619.1171 | 1689.7372 | 1758.8883 | 1843.1722 | 0 | 0 | 0 | 0 | 0 | 0 | 0 | 0
E3 | 0 | 9.7743 | 17.0158 | 24.6575 | 32.2813 | 39.7288 | 46.8496 | 53.645 | 60.1688 | 66.5103 | 72.7447 | 78.8515 | 84.8333 | 90.6914 | 96.4272 | 102.0261 | 107.4924 | 112.8254 | 118.0169 | 123.0801 | 128.0221 | 132.8613 | 137.1305 | 0 | 0 | 0 | 0 | 0 | 0 | 0 | 0
E4 | 0 | 3.7571 | 8.0133 | 12.5048 | 16.9857 | 21.363 | 25.5483 | 29.5423 | 33.3767 | 37.104 | 40.7682 | 44.3576 | 47.8734 | 51.3165 | 54.6878 | 57.9785 | 61.1914 | 64.3259 | 67.3773 | 70.3532 | 73.2579 | 76.1021 | 78.9426 | 0 | 0 | 0 | 0 | 0 | 0 | 0 | 0
E5 | 0 | 1.7024 | 3.6532 | 5.7118 | 7.7655 | 9.7718 | 11.6901 | 13.5207 | 15.2781 | 16.9864 | 18.6659 | 20.311 | 21.9224 | 23.5005 | 25.0457 | 26.5539 | 28.0265 | 29.4631 | 30.8617 | 32.2256 | 33.5569 | 34.8606 | 36.1657 | 0 | 0 | 0 | 0 | 0 | 0 | 0 | 0
E6 | 0 | 0 | 0 | 0 | 0 | 0 | 0 | 0 | 0 | 0 | 0 | 0 | 0 | 0 | 0 | 0 | 0 | 0 | 0 | 0 | 0 | 0 | 0 | 0 | 0 | 0 | 0 | 0 | 0 | 0 | 0
E7 | 0 | 0 | 0 | 0 | 0 | 0 | 0 | 0 | 0 | 0 | 0 | 0 | 0 | 0 | 0 | 0 | 0 | 0 | 0 | 0 | 0 | 0 | 0 | 0 | 0 | 0 | 0 | 0 | 0 | 0 | 0
E8 | 0 | 0 | 0 | 0 | 0 | 0 | 0 | 0 | 0 | 0 | 0 | 0 | 0 | 0 | 0 | 0 | 0 | 0 | 0 | 0 | 0 | 0 | 0 | 0 | 0 | 0 | 0 | 0 | 0 | 0 | 0
E9 | 0 | 0 | 0 | 0 | 0 | 0 | 0 | 0 | 0 | 0 | 0 | 0 | 0 | 0 | 0 | 0 | 0 | 0 | 0 | 0 | 0 | 0 | 0 | 0 | 0 | 0 | 0 | 0 | 0 | 0 | 0
E10 | 0 | 0 | 0 | 0 | 0 | 0 | 0 | 0 | 0 | 0 | 0 | 0 | 0 | 0 | 0 | 0 | 0 | 0 | 0 | 0 | 0 | 0 | 0 | 0 | 0 | 0 | 0 | 0 | 0 | 0 | 0
Vintage | 0 | 0 | 0 | 0 | 0 | 0 | 0 | 0 | 0 | 0 | 0 | 0 | 0 | 0 | 0 | 0 | 0 | 0 | 0 | 0 | 0 | 0 | 0 | 0 | 0 | 0 | 0 | 0 | 0 | 0 | 0

## System Cache (hidden)
Setup |  |  |  |  | Market Size | Building Systems | BC Ratio Factors |  | Potential Factors |  |  |  | System Data | [14 empty] | System Purchase Shares | [5 empty] | System Costs | [5 empty] | System Stock
Key | Segment | Segment | Vintage | System | Market Size-Row | Building Systems-Row | Incentive Rate-Row | Admin Adder-Row | Potential Factors-MAP-Key | Potential Factors-MAP-Row | Potential Factors-RAP-Key | Potential Factors-RAP-Row | System Data-C1-Row | System Data-C1-Tech-Key | System Data-C1-Tech-Row | System Data-C2-Row | System Data-C2-Tech-Key | System Data-C2-Tech-Row | System Data-C3-Row | System Data-C3-Tech-Key | System Data-C3-Tech-Row | System Data-C4-Row | System Data-C4-Tech-Key | System Data-C4-Tech-Row | System Data-C5-Row | System Data-C5-Tech-Key | System Data-C5-Tech-Row | System Purchase Shares-Baseline Forecast-Row | System Purchase Shares-Codes & Standards Forecast-Row | System Purchase Shares-Realistic Achievable Potential-Row | System Purchase Shares-Maximum Achievable Potential-Row | System Purchase Shares-Economic Potential-Row | System Purchase Shares-Technical Potential-Row | System Costs-F1-Row | System Costs-F2-Row | System Costs-F3-Row | System Costs-F4-Row | System Costs-F5-Row | System Costs-F6-Row | System Stock-BLF-Row | System Stock-CSF-Row | System Stock-RAP-Row | System Stock-MAP-Row | System Stock-EP-Row | System Stock-TP-Row
___S1 |  |  |  | S1 | #VALUE! | 0 | 0 | 0 | __S1_MAP | 0 | __S1_RAP | 0 | 0 | #N/A | 0 | 0 | #N/A | 0 | 0 | #N/A | 0 | 0 | #N/A | 0 | 0 | #N/A | 0 | 0 | 0 | 0 | 0 | 0 | 0 | 0 | 0 | 0 | 0 | 0 | 0 | 0 | 0 | 0 | 0 | 0 | 0

## Technology Costs
Key | Field | Sector | Segment | Vintage | End Use | Fuel | Technology | Equipment | Label | 2019 | 2020 | 2021 | 2022 | 2023 | 2024 | 2025 | 2026 | 2027 | 2028 | 2029 | 2030 | 2031 | 2032 | 2033 | 2034 | 2035 | 2036 | 2037 | 2038 | 2039 | 2040 | 2041 | 2042 | 2043 | 2044 | 2045 | 2046 | 2047 | 2048
F1_Industrial_Food Products_Existing_Space Heating_Natural Gas_Furnace_E1 | F1 | Industrial | Food Products | Existing | Space Heating | Natural Gas | Furnace | E1 | Participant - Cost of Equipment | 6.6301 | 6.6301 | 6.6301 | 6.6301 | 6.6301 | 6.6301 | 6.6301 | 6.6301 | 6.6301 | 6.6301 | 6.6301 | 6.6301 | 6.6301 | 6.6301 | 6.6301 | 6.6301 | 6.6301 | 6.6301 | 6.6301 | 6.6301 | 6.6301 | 6.6301 | 0 | 0 | 0 | 0 | 0 | 0 | 0 | 0
F1_Industrial_Food Products_Existing_Space Heating_Natural Gas_Furnace_E2 | F1 | Industrial | Food Products | Existing | Space Heating | Natural Gas | Furnace | E2 | Participant - Cost of Equipment | 7.9562 | 7.9562 | 7.9562 | 7.9562 | 7.9562 | 7.9562 | 7.9562 | 7.9562 | 7.9562 | 7.9562 | 7.9562 | 7.9562 | 7.9562 | 7.9562 | 7.9562 | 7.9562 | 7.9562 | 7.9562 | 7.9562 | 7.9562 | 7.9562 | 7.9562 | 0 | 0 | 0 | 0 | 0 | 0 | 0 | 0
F1_Industrial_Food Products_Existing_Space Heating_Natural Gas_Furnace_E3 | F1 | Industrial | Food Products | Existing | Space Heating | Natural Gas | Furnace | E3 | Participant - Cost of Equipment | 9.2822 | 9.2822 | 9.2822 | 9.2822 | 9.2822 | 9.2822 | 9.2822 | 9.2822 | 9.2822 | 9.2822 | 9.2822 | 9.2822 | 9.2822 | 9.2822 | 9.2822 | 9.2822 | 9.2822 | 9.2822 | 9.2822 | 9.2822 | 9.2822 | 9.2822 | 0 | 0 | 0 | 0 | 0 | 0 | 0 | 0
F1_Industrial_Food Products_Existing_Space Heating_Natural Gas_Furnace_E4 | F1 | Industrial | Food Products | Existing | Space Heating | Natural Gas | Furnace | E4 | Participant - Cost of Equipment | 0 | 0 | 0 | 0 | 0 | 0 | 0 | 0 | 0 | 0 | 0 | 0 | 0 | 0 | 0 | 0 | 0 | 0 | 0 | 0 | 0 | 0 | 0 | 0 | 0 | 0 | 0 | 0 | 0 | 0
F1_Industrial_Food Products_Existing_Space Heating_Natural Gas_Furnace_E5 | F1 | Industrial | Food Products | Existing | Space Heating | Natural Gas | Furnace | E5 | Participant - Cost of Equipment | 0 | 0 | 0 | 0 | 0 | 0 | 0 | 0 | 0 | 0 | 0 | 0 | 0 | 0 | 0 | 0 | 0 | 0 | 0 | 0 | 0 | 0 | 0 | 0 | 0 | 0 | 0 | 0 | 0 | 0
F1_Industrial_Food Products_Existing_Space Heating_Natural Gas_Furnace_E6 | F1 | Industrial | Food Products | Existing | Space Heating | Natural Gas | Furnace | E6 | Participant - Cost of Equipment | 0 | 0 | 0 | 0 | 0 | 0 | 0 | 0 | 0 | 0 | 0 | 0 | 0 | 0 | 0 | 0 | 0 | 0 | 0 | 0 | 0 | 0 | 0 | 0 | 0 | 0 | 0 | 0 | 0 | 0
F1_Industrial_Food Products_Existing_Space Heating_Natural Gas_Furnace_E7 | F1 | Industrial | Food Products | Existing | Space Heating | Natural Gas | Furnace | E7 | Participant - Cost of Equipment | 0 | 0 | 0 | 0 | 0 | 0 | 0 | 0 | 0 | 0 | 0 | 0 | 0 | 0 | 0 | 0 | 0 | 0 | 0 | 0 | 0 | 0 | 0 | 0 | 0 | 0 | 0 | 0 | 0 | 0
F1_Industrial_Food Products_Existing_Space Heating_Natural Gas_Furnace_E8 | F1 | Industrial | Food Products | Existing | Space Heating | Natural Gas | Furnace | E8 | Participant - Cost of Equipment | 0 | 0 | 0 | 0 | 0 | 0 | 0 | 0 | 0 | 0 | 0 | 0 | 0 | 0 | 0 | 0 | 0 | 0 | 0 | 0 | 0 | 0 | 0 | 0 | 0 | 0 | 0 | 0 | 0 | 0
F1_Industrial_Food Products_Existing_Space Heating_Natural Gas_Furnace_E9 | F1 | Industrial | Food Products | Existing | Space Heating | Natural Gas | Furnace | E9 | Participant - Cost of Equipment | 0 | 0 | 0 | 0 | 0 | 0 | 0 | 0 | 0 | 0 | 0 | 0 | 0 | 0 | 0 | 0 | 0 | 0 | 0 | 0 | 0 | 0 | 0 | 0 | 0 | 0 | 0 | 0 | 0 | 0
F1_Industrial_Food Products_Existing_Space Heating_Natural Gas_Furnace_E10 | F1 | Industrial | Food Products | Existing | Space Heating | Natural Gas | Furnace | E10 | Participant - Cost of Equipment | 0 | 0 | 0 | 0 | 0 | 0 | 0 | 0 | 0 | 0 | 0 | 0 | 0 | 0 | 0 | 0 | 0 | 0 | 0 | 0 | 0 | 0 | 0 | 0 | 0 | 0 | 0 | 0 | 0 | 0
F2_Industrial_Food Products_Existing_Space Heating_Natural Gas_Furnace_E1 | F2 | Industrial | Food Products | Existing | Space Heating | Natural Gas | Furnace | E1 | Participant - Cost of Operation | 110.398 | 111.6213 | 109.8551 | 108.1627 | 105.2567 | 102.3809 | 99.489 | 96.8496 | 94.2246 | 91.9337 | 89.6484 | 87.427 | 85.2502 | 83.1571 | 81.1063 | 79.0961 | 77.1505 | 75.2857 | 73.4635 | 71.75 | 70.1033 | 68.5071 | 0 | 0 | 0 | 0 | 0 | 0 | 0 | 0
F2_Industrial_Food Products_Existing_Space Heating_Natural Gas_Furnace_E2 | F2 | Industrial | Food Products | Existing | Space Heating | Natural Gas | Furnace | E2 | Participant - Cost of Operation | 98.1352 | 99.2226 | 97.6525 | 96.1482 | 93.5649 | 91.0086 | 88.4379 | 86.0917 | 83.7583 | 81.7219 | 79.6904 | 77.7158 | 75.7808 | 73.9202 | 72.0971 | 70.3102 | 68.5808 | 66.9231 | 65.3033 | 63.7801 | 62.3163 | 60.8974 | 0 | 0 | 0 | 0 | 0 | 0 | 0 | 0
F2_Industrial_Food Products_Existing_Space Heating_Natural Gas_Furnace_E3 | F2 | Industrial | Food Products | Existing | Space Heating | Natural Gas | Furnace | E3 | Participant - Cost of Operation | 91.9929 | 93.0123 | 91.5405 | 90.1303 | 87.7087 | 85.3124 | 82.9026 | 80.7033 | 78.5159 | 76.6069 | 74.7026 | 72.8516 | 71.0377 | 69.2935 | 67.5846 | 65.9095 | 64.2883 | 62.7344 | 61.216 | 59.7881 | 58.4159 | 57.0859 | 0 | 0 | 0 | 0 | 0 | 0 | 0 | 0
F2_Industrial_Food Products_Existing_Space Heating_Natural Gas_Furnace_E4 | F2 | Industrial | Food Products | Existing | Space Heating | Natural Gas | Furnace | E4 | Participant - Cost of Operation | 0 | 0 | 0 | 0 | 0 | 0 | 0 | 0 | 0 | 0 | 0 | 0 | 0 | 0 | 0 | 0 | 0 | 0 | 0 | 0 | 0 | 0 | 0 | 0 | 0 | 0 | 0 | 0 | 0 | 0
F2_Industrial_Food Products_Existing_Space Heating_Natural Gas_Furnace_E5 | F2 | Industrial | Food Products | Existing | Space Heating | Natural Gas | Furnace | E5 | Participant - Cost of Operation | 0 | 0 | 0 | 0 | 0 | 0 | 0 | 0 | 0 | 0 | 0 | 0 | 0 | 0 | 0 | 0 | 0 | 0 | 0 | 0 | 0 | 0 | 0 | 0 | 0 | 0 | 0 | 0 | 0 | 0
F2_Industrial_Food Products_Existing_Space Heating_Natural Gas_Furnace_E6 | F2 | Industrial | Food Products | Existing | Space Heating | Natural Gas | Furnace | E6 | Participant - Cost of Operation | 0 | 0 | 0 | 0 | 0 | 0 | 0 | 0 | 0 | 0 | 0 | 0 | 0 | 0 | 0 | 0 | 0 | 0 | 0 | 0 | 0 | 0 | 0 | 0 | 0 | 0 | 0 | 0 | 0 | 0
F2_Industrial_Food Products_Existing_Space Heating_Natural Gas_Furnace_E7 | F2 | Industrial | Food Products | Existing | Space Heating | Natural Gas | Furnace | E7 | Participant - Cost of Operation | 0 | 0 | 0 | 0 | 0 | 0 | 0 | 0 | 0 | 0 | 0 | 0 | 0 | 0 | 0 | 0 | 0 | 0 | 0 | 0 | 0 | 0 | 0 | 0 | 0 | 0 | 0 | 0 | 0 | 0
F2_Industrial_Food Products_Existing_Space Heating_Natural Gas_Furnace_E8 | F2 | Industrial | Food Products | Existing | Space Heating | Natural Gas | Furnace | E8 | Participant - Cost of Operation | 0 | 0 | 0 | 0 | 0 | 0 | 0 | 0 | 0 | 0 | 0 | 0 | 0 | 0 | 0 | 0 | 0 | 0 | 0 | 0 | 0 | 0 | 0 | 0 | 0 | 0 | 0 | 0 | 0 | 0
F2_Industrial_Food Products_Existing_Space Heating_Natural Gas_Furnace_E9 | F2 | Industrial | Food Products | Existing | Space Heating | Natural Gas | Furnace | E9 | Participant - Cost of Operation | 0 | 0 | 0 | 0 | 0 | 0 | 0 | 0 | 0 | 0 | 0 | 0 | 0 | 0 | 0 | 0 | 0 | 0 | 0 | 0 | 0 | 0 | 0 | 0 | 0 | 0 | 0 | 0 | 0 | 0
F2_Industrial_Food Products_Existing_Space Heating_Natural Gas_Furnace_E10 | F2 | Industrial | Food Products | Existing | Space Heating | Natural Gas | Furnace | E10 | Participant - Cost of Operation | 0 | 0 | 0 | 0 | 0 | 0 | 0 | 0 | 0 | 0 | 0 | 0 | 0 | 0 | 0 | 0 | 0 | 0 | 0 | 0 | 0 | 0 | 0 | 0 | 0 | 0 | 0 | 0 | 0 | 0
F3_Industrial_Food Products_Existing_Space Heating_Natural Gas_Furnace_E1 | F3 | Industrial | Food Products | Existing | Space Heating | Natural Gas | Furnace | E1 | System - kBTUs of Conusmption | 18197.5656 | 18197.5656 | 18197.5656 | 18197.5656 | 18197.5656 | 18197.5656 | 18197.5656 | 18197.5656 | 18197.5656 | 18197.5656 | 18197.5656 | 18197.5656 | 18197.5656 | 18197.5656 | 18197.5656 | 18197.5656 | 18197.5656 | 18197.5656 | 18197.5656 | 18197.5656 | 18197.5656 | 18197.5656 | 0 | 0 | 0 | 0 | 0 | 0 | 0 | 0
F3_Industrial_Food Products_Existing_Space Heating_Natural Gas_Furnace_E2 | F3 | Industrial | Food Products | Existing | Space Heating | Natural Gas | Furnace | E2 | System - kBTUs of Conusmption | 16176.2091 | 16176.2091 | 16176.2091 | 16176.2091 | 16176.2091 | 16176.2091 | 16176.2091 | 16176.2091 | 16176.2091 | 16176.2091 | 16176.2091 | 16176.2091 | 16176.2091 | 16176.2091 | 16176.2091 | 16176.2091 | 16176.2091 | 16176.2091 | 16176.2091 | 16176.2091 | 16176.2091 | 16176.2091 | 0 | 0 | 0 | 0 | 0 | 0 | 0 | 0
F3_Industrial_Food Products_Existing_Space Heating_Natural Gas_Furnace_E3 | F3 | Industrial | Food Products | Existing | Space Heating | Natural Gas | Furnace | E3 | System - kBTUs of Conusmption | 15163.7452 | 15163.7452 | 15163.7452 | 15163.7452 | 15163.7452 | 15163.7452 | 15163.7452 | 15163.7452 | 15163.7452 | 15163.7452 | 15163.7452 | 15163.7452 | 15163.7452 | 15163.7452 | 15163.7452 | 15163.7452 | 15163.7452 | 15163.7452 | 15163.7452 | 15163.7452 | 15163.7452 | 15163.7452 | 0 | 0 | 0 | 0 | 0 | 0 | 0 | 0
F3_Industrial_Food Products_Existing_Space Heating_Natural Gas_Furnace_E4 | F3 | Industrial | Food Products | Existing | Space Heating | Natural Gas | Furnace | E4 | System - kBTUs of Conusmption | 0 | 0 | 0 | 0 | 0 | 0 | 0 | 0 | 0 | 0 | 0 | 0 | 0 | 0 | 0 | 0 | 0 | 0 | 0 | 0 | 0 | 0 | 0 | 0 | 0 | 0 | 0 | 0 | 0 | 0
F3_Industrial_Food Products_Existing_Space Heating_Natural Gas_Furnace_E5 | F3 | Industrial | Food Products | Existing | Space Heating | Natural Gas | Furnace | E5 | System - kBTUs of Conusmption | 0 | 0 | 0 | 0 | 0 | 0 | 0 | 0 | 0 | 0 | 0 | 0 | 0 | 0 | 0 | 0 | 0 | 0 | 0 | 0 | 0 | 0 | 0 | 0 | 0 | 0 | 0 | 0 | 0 | 0
F3_Industrial_Food Products_Existing_Space Heating_Natural Gas_Furnace_E6 | F3 | Industrial | Food Products | Existing | Space Heating | Natural Gas | Furnace | E6 | System - kBTUs of Conusmption | 0 | 0 | 0 | 0 | 0 | 0 | 0 | 0 | 0 | 0 | 0 | 0 | 0 | 0 | 0 | 0 | 0 | 0 | 0 | 0 | 0 | 0 | 0 | 0 | 0 | 0 | 0 | 0 | 0 | 0
F3_Industrial_Food Products_Existing_Space Heating_Natural Gas_Furnace_E7 | F3 | Industrial | Food Products | Existing | Space Heating | Natural Gas | Furnace | E7 | System - kBTUs of Conusmption | 0 | 0 | 0 | 0 | 0 | 0 | 0 | 0 | 0 | 0 | 0 | 0 | 0 | 0 | 0 | 0 | 0 | 0 | 0 | 0 | 0 | 0 | 0 | 0 | 0 | 0 | 0 | 0 | 0 | 0
F3_Industrial_Food Products_Existing_Space Heating_Natural Gas_Furnace_E8 | F3 | Industrial | Food Products | Existing | Space Heating | Natural Gas | Furnace | E8 | System - kBTUs of Conusmption | 0 | 0 | 0 | 0 | 0 | 0 | 0 | 0 | 0 | 0 | 0 | 0 | 0 | 0 | 0 | 0 | 0 | 0 | 0 | 0 | 0 | 0 | 0 | 0 | 0 | 0 | 0 | 0 | 0 | 0
F3_Industrial_Food Products_Existing_Space Heating_Natural Gas_Furnace_E9 | F3 | Industrial | Food Products | Existing | Space Heating | Natural Gas | Furnace | E9 | System - kBTUs of Conusmption | 0 | 0 | 0 | 0 | 0 | 0 | 0 | 0 | 0 | 0 | 0 | 0 | 0 | 0 | 0 | 0 | 0 | 0 | 0 | 0 | 0 | 0 | 0 | 0 | 0 | 0 | 0 | 0 | 0 | 0
F3_Industrial_Food Products_Existing_Space Heating_Natural Gas_Furnace_E10 | F3 | Industrial | Food Products | Existing | Space Heating | Natural Gas | Furnace | E10 | System - kBTUs of Conusmption | 0 | 0 | 0 | 0 | 0 | 0 | 0 | 0 | 0 | 0 | 0 | 0 | 0 | 0 | 0 | 0 | 0 | 0 | 0 | 0 | 0 | 0 | 0 | 0 | 0 | 0 | 0 | 0 | 0 | 0
F4_Industrial_Food Products_Existing_Space Heating_Natural Gas_Furnace_E1 | F4 | Industrial | Food Products | Existing | Space Heating | Natural Gas | Furnace | E1 | Utility - Cost of Equipment | 6.6301 | 6.6301 | 6.6301 | 6.6301 | 6.6301 | 6.6301 | 6.6301 | 6.6301 | 6.6301 | 6.6301 | 6.6301 | 6.6301 | 6.6301 | 6.6301 | 6.6301 | 6.6301 | 6.6301 | 6.6301 | 6.6301 | 6.6301 | 6.6301 | 6.6301 | 0 | 0 | 0 | 0 | 0 | 0 | 0 | 0
F4_Industrial_Food Products_Existing_Space Heating_Natural Gas_Furnace_E2 | F4 | Industrial | Food Products | Existing | Space Heating | Natural Gas | Furnace | E2 | Utility - Cost of Equipment | 7.9562 | 7.9562 | 7.9562 | 7.9562 | 7.9562 | 7.9562 | 7.9562 | 7.9562 | 7.9562 | 7.9562 | 7.9562 | 7.9562 | 7.9562 | 7.9562 | 7.9562 | 7.9562 | 7.9562 | 7.9562 | 7.9562 | 7.9562 | 7.9562 | 7.9562 | 0 | 0 | 0 | 0 | 0 | 0 | 0 | 0
F4_Industrial_Food Products_Existing_Space Heating_Natural Gas_Furnace_E3 | F4 | Industrial | Food Products | Existing | Space Heating | Natural Gas | Furnace | E3 | Utility - Cost of Equipment | 9.2822 | 9.2822 | 9.2822 | 9.2822 | 9.2822 | 9.2822 | 9.2822 | 9.2822 | 9.2822 | 9.2822 | 9.2822 | 9.2822 | 9.2822 | 9.2822 | 9.2822 | 9.2822 | 9.2822 | 9.2822 | 9.2822 | 9.2822 | 9.2822 | 9.2822 | 0 | 0 | 0 | 0 | 0 | 0 | 0 | 0
F4_Industrial_Food Products_Existing_Space Heating_Natural Gas_Furnace_E4 | F4 | Industrial | Food Products | Existing | Space Heating | Natural Gas | Furnace | E4 | Utility - Cost of Equipment | 0 | 0 | 0 | 0 | 0 | 0 | 0 | 0 | 0 | 0 | 0 | 0 | 0 | 0 | 0 | 0 | 0 | 0 | 0 | 0 | 0 | 0 | 0 | 0 | 0 | 0 | 0 | 0 | 0 | 0
F4_Industrial_Food Products_Existing_Space Heating_Natural Gas_Furnace_E5 | F4 | Industrial | Food Products | Existing | Space Heating | Natural Gas | Furnace | E5 | Utility - Cost of Equipment | 0 | 0 | 0 | 0 | 0 | 0 | 0 | 0 | 0 | 0 | 0 | 0 | 0 | 0 | 0 | 0 | 0 | 0 | 0 | 0 | 0 | 0 | 0 | 0 | 0 | 0 | 0 | 0 | 0 | 0
F4_Industrial_Food Products_Existing_Space Heating_Natural Gas_Furnace_E6 | F4 | Industrial | Food Products | Existing | Space Heating | Natural Gas | Furnace | E6 | Utility - Cost of Equipment | 0 | 0 | 0 | 0 | 0 | 0 | 0 | 0 | 0 | 0 | 0 | 0 | 0 | 0 | 0 | 0 | 0 | 0 | 0 | 0 | 0 | 0 | 0 | 0 | 0 | 0 | 0 | 0 | 0 | 0
F4_Industrial_Food Products_Existing_Space Heating_Natural Gas_Furnace_E7 | F4 | Industrial | Food Products | Existing | Space Heating | Natural Gas | Furnace | E7 | Utility - Cost of Equipment | 0 | 0 | 0 | 0 | 0 | 0 | 0 | 0 | 0 | 0 | 0 | 0 | 0 | 0 | 0 | 0 | 0 | 0 | 0 | 0 | 0 | 0 | 0 | 0 | 0 | 0 | 0 | 0 | 0 | 0
F4_Industrial_Food Products_Existing_Space Heating_Natural Gas_Furnace_E8 | F4 | Industrial | Food Products | Existing | Space Heating | Natural Gas | Furnace | E8 | Utility - Cost of Equipment | 0 | 0 | 0 | 0 | 0 | 0 | 0 | 0 | 0 | 0 | 0 | 0 | 0 | 0 | 0 | 0 | 0 | 0 | 0 | 0 | 0 | 0 | 0 | 0 | 0 | 0 | 0 | 0 | 0 | 0
F4_Industrial_Food Products_Existing_Space Heating_Natural Gas_Furnace_E9 | F4 | Industrial | Food Products | Existing | Space Heating | Natural Gas | Furnace | E9 | Utility - Cost of Equipment | 0 | 0 | 0 | 0 | 0 | 0 | 0 | 0 | 0 | 0 | 0 | 0 | 0 | 0 | 0 | 0 | 0 | 0 | 0 | 0 | 0 | 0 | 0 | 0 | 0 | 0 | 0 | 0 | 0 | 0
F4_Industrial_Food Products_Existing_Space Heating_Natural Gas_Furnace_E10 | F4 | Industrial | Food Products | Existing | Space Heating | Natural Gas | Furnace | E10 | Utility - Cost of Equipment | 0 | 0 | 0 | 0 | 0 | 0 | 0 | 0 | 0 | 0 | 0 | 0 | 0 | 0 | 0 | 0 | 0 | 0 | 0 | 0 | 0 | 0 | 0 | 0 | 0 | 0 | 0 | 0 | 0 | 0
F5_Industrial_Food Products_Existing_Space Heating_Natural Gas_Furnace_E1 | F5 | Industrial | Food Products | Existing | Space Heating | Natural Gas | Furnace | E1 | Utility - Cost of Operation | 92.1469 | 93.168 | 91.6937 | 90.2812 | 87.8556 | 85.4552 | 83.0414 | 80.8384 | 78.6473 | 76.7351 | 74.8277 | 72.9735 | 71.1566 | 69.4095 | 67.6977 | 66.0198 | 64.3959 | 62.8394 | 61.3184 | 59.8882 | 58.5137 | 57.1814 | 0 | 0 | 0 | 0 | 0 | 0 | 0 | 0
F5_Industrial_Food Products_Existing_Space Heating_Natural Gas_Furnace_E2 | F5 | Industrial | Food Products | Existing | Space Heating | Natural Gas | Furnace | E2 | Utility - Cost of Operation | 81.9114 | 82.819 | 81.5085 | 80.2529 | 78.0967 | 75.963 | 73.8173 | 71.859 | 69.9113 | 68.2115 | 66.5159 | 64.8677 | 63.2526 | 61.6996 | 60.178 | 58.6865 | 57.2429 | 55.8593 | 54.5073 | 53.2359 | 52.0141 | 50.8298 | 0 | 0 | 0 | 0 | 0 | 0 | 0 | 0
F5_Industrial_Food Products_Existing_Space Heating_Natural Gas_Furnace_E3 | F5 | Industrial | Food Products | Existing | Space Heating | Natural Gas | Furnace | E3 | Utility - Cost of Operation | 76.7846 | 77.6354 | 76.4069 | 75.2299 | 73.2086 | 71.2085 | 69.1971 | 67.3613 | 65.5356 | 63.9422 | 62.3527 | 60.8077 | 59.2937 | 57.8379 | 56.4114 | 55.0133 | 53.6601 | 52.3631 | 51.0957 | 49.9039 | 48.7586 | 47.6484 | 0 | 0 | 0 | 0 | 0 | 0 | 0 | 0
F5_Industrial_Food Products_Existing_Space Heating_Natural Gas_Furnace_E4 | F5 | Industrial | Food Products | Existing | Space Heating | Natural Gas | Furnace | E4 | Utility - Cost of Operation | 0 | 0 | 0 | 0 | 0 | 0 | 0 | 0 | 0 | 0 | 0 | 0 | 0 | 0 | 0 | 0 | 0 | 0 | 0 | 0 | 0 | 0 | 0 | 0 | 0 | 0 | 0 | 0 | 0 | 0
F5_Industrial_Food Products_Existing_Space Heating_Natural Gas_Furnace_E5 | F5 | Industrial | Food Products | Existing | Space Heating | Natural Gas | Furnace | E5 | Utility - Cost of Operation | 0 | 0 | 0 | 0 | 0 | 0 | 0 | 0 | 0 | 0 | 0 | 0 | 0 | 0 | 0 | 0 | 0 | 0 | 0 | 0 | 0 | 0 | 0 | 0 | 0 | 0 | 0 | 0 | 0 | 0
F5_Industrial_Food Products_Existing_Space Heating_Natural Gas_Furnace_E6 | F5 | Industrial | Food Products | Existing | Space Heating | Natural Gas | Furnace | E6 | Utility - Cost of Operation | 0 | 0 | 0 | 0 | 0 | 0 | 0 | 0 | 0 | 0 | 0 | 0 | 0 | 0 | 0 | 0 | 0 | 0 | 0 | 0 | 0 | 0 | 0 | 0 | 0 | 0 | 0 | 0 | 0 | 0
F5_Industrial_Food Products_Existing_Space Heating_Natural Gas_Furnace_E7 | F5 | Industrial | Food Products | Existing | Space Heating | Natural Gas | Furnace | E7 | Utility - Cost of Operation | 0 | 0 | 0 | 0 | 0 | 0 | 0 | 0 | 0 | 0 | 0 | 0 | 0 | 0 | 0 | 0 | 0 | 0 | 0 | 0 | 0 | 0 | 0 | 0 | 0 | 0 | 0 | 0 | 0 | 0
F5_Industrial_Food Products_Existing_Space Heating_Natural Gas_Furnace_E8 | F5 | Industrial | Food Products | Existing | Space Heating | Natural Gas | Furnace | E8 | Utility - Cost of Operation | 0 | 0 | 0 | 0 | 0 | 0 | 0 | 0 | 0 | 0 | 0 | 0 | 0 | 0 | 0 | 0 | 0 | 0 | 0 | 0 | 0 | 0 | 0 | 0 | 0 | 0 | 0 | 0 | 0 | 0
F5_Industrial_Food Products_Existing_Space Heating_Natural Gas_Furnace_E9 | F5 | Industrial | Food Products | Existing | Space Heating | Natural Gas | Furnace | E9 | Utility - Cost of Operation | 0 | 0 | 0 | 0 | 0 | 0 | 0 | 0 | 0 | 0 | 0 | 0 | 0 | 0 | 0 | 0 | 0 | 0 | 0 | 0 | 0 | 0 | 0 | 0 | 0 | 0 | 0 | 0 | 0 | 0
F5_Industrial_Food Products_Existing_Space Heating_Natural Gas_Furnace_E10 | F5 | Industrial | Food Products | Existing | Space Heating | Natural Gas | Furnace | E10 | Utility - Cost of Operation | 0 | 0 | 0 | 0 | 0 | 0 | 0 | 0 | 0 | 0 | 0 | 0 | 0 | 0 | 0 | 0 | 0 | 0 | 0 | 0 | 0 | 0 | 0 | 0 | 0 | 0 | 0 | 0 | 0 | 0
F6_Industrial_Food Products_Existing_Space Heating_Natural Gas_Furnace_E1 | F6 | Industrial | Food Products | Existing | Space Heating | Natural Gas | Furnace | E1 | Utility - Value of Sales | 110.398 | 111.6213 | 109.8551 | 108.1627 | 105.2567 | 102.3809 | 99.489 | 96.8496 | 94.2246 | 91.9337 | 89.6484 | 87.427 | 85.2502 | 83.1571 | 81.1063 | 79.0961 | 77.1505 | 75.2857 | 73.4635 | 71.75 | 70.1033 | 68.5071 | 0 | 0 | 0 | 0 | 0 | 0 | 0 | 0
F6_Industrial_Food Products_Existing_Space Heating_Natural Gas_Furnace_E2 | F6 | Industrial | Food Products | Existing | Space Heating | Natural Gas | Furnace | E2 | Utility - Value of Sales | 98.1352 | 99.2226 | 97.6525 | 96.1482 | 93.5649 | 91.0086 | 88.4379 | 86.0917 | 83.7583 | 81.7219 | 79.6904 | 77.7158 | 75.7808 | 73.9202 | 72.0971 | 70.3102 | 68.5808 | 66.9231 | 65.3033 | 63.7801 | 62.3163 | 60.8974 | 0 | 0 | 0 | 0 | 0 | 0 | 0 | 0
F6_Industrial_Food Products_Existing_Space Heating_Natural Gas_Furnace_E3 | F6 | Industrial | Food Products | Existing | Space Heating | Natural Gas | Furnace | E3 | Utility - Value of Sales | 91.9929 | 93.0123 | 91.5405 | 90.1303 | 87.7087 | 85.3124 | 82.9026 | 80.7033 | 78.5159 | 76.6069 | 74.7026 | 72.8516 | 71.0377 | 69.2935 | 67.5846 | 65.9095 | 64.2883 | 62.7344 | 61.216 | 59.7881 | 58.4159 | 57.0859 | 0 | 0 | 0 | 0 | 0 | 0 | 0 | 0
F6_Industrial_Food Products_Existing_Space Heating_Natural Gas_Furnace_E4 | F6 | Industrial | Food Products | Existing | Space Heating | Natural Gas | Furnace | E4 | Utility - Value of Sales | 0 | 0 | 0 | 0 | 0 | 0 | 0 | 0 | 0 | 0 | 0 | 0 | 0 | 0 | 0 | 0 | 0 | 0 | 0 | 0 | 0 | 0 | 0 | 0 | 0 | 0 | 0 | 0 | 0 | 0
F6_Industrial_Food Products_Existing_Space Heating_Natural Gas_Furnace_E5 | F6 | Industrial | Food Products | Existing | Space Heating | Natural Gas | Furnace | E5 | Utility - Value of Sales | 0 | 0 | 0 | 0 | 0 | 0 | 0 | 0 | 0 | 0 | 0 | 0 | 0 | 0 | 0 | 0 | 0 | 0 | 0 | 0 | 0 | 0 | 0 | 0 | 0 | 0 | 0 | 0 | 0 | 0
F6_Industrial_Food Products_Existing_Space Heating_Natural Gas_Furnace_E6 | F6 | Industrial | Food Products | Existing | Space Heating | Natural Gas | Furnace | E6 | Utility - Value of Sales | 0 | 0 | 0 | 0 | 0 | 0 | 0 | 0 | 0 | 0 | 0 | 0 | 0 | 0 | 0 | 0 | 0 | 0 | 0 | 0 | 0 | 0 | 0 | 0 | 0 | 0 | 0 | 0 | 0 | 0
F6_Industrial_Food Products_Existing_Space Heating_Natural Gas_Furnace_E7 | F6 | Industrial | Food Products | Existing | Space Heating | Natural Gas | Furnace | E7 | Utility - Value of Sales | 0 | 0 | 0 | 0 | 0 | 0 | 0 | 0 | 0 | 0 | 0 | 0 | 0 | 0 | 0 | 0 | 0 | 0 | 0 | 0 | 0 | 0 | 0 | 0 | 0 | 0 | 0 | 0 | 0 | 0
F6_Industrial_Food Products_Existing_Space Heating_Natural Gas_Furnace_E8 | F6 | Industrial | Food Products | Existing | Space Heating | Natural Gas | Furnace | E8 | Utility - Value of Sales | 0 | 0 | 0 | 0 | 0 | 0 | 0 | 0 | 0 | 0 | 0 | 0 | 0 | 0 | 0 | 0 | 0 | 0 | 0 | 0 | 0 | 0 | 0 | 0 | 0 | 0 | 0 | 0 | 0 | 0
F6_Industrial_Food Products_Existing_Space Heating_Natural Gas_Furnace_E9 | F6 | Industrial | Food Products | Existing | Space Heating | Natural Gas | Furnace | E9 | Utility - Value of Sales | 0 | 0 | 0 | 0 | 0 | 0 | 0 | 0 | 0 | 0 | 0 | 0 | 0 | 0 | 0 | 0 | 0 | 0 | 0 | 0 | 0 | 0 | 0 | 0 | 0 | 0 | 0 | 0 | 0 | 0
F6_Industrial_Food Products_Existing_Space Heating_Natural Gas_Furnace_E10 | F6 | Industrial | Food Products | Existing | Space Heating | Natural Gas | Furnace | E10 | Utility - Value of Sales | 0 | 0 | 0 | 0 | 0 | 0 | 0 | 0 | 0 | 0 | 0 | 0 | 0 | 0 | 0 | 0 | 0 | 0 | 0 | 0 | 0 | 0 | 0 | 0 | 0 | 0 | 0 | 0 | 0 | 0
F1_Industrial_Food Products_Existing_Space Heating_Natural Gas_Boiler_E1 | F1 | Industrial | Food Products | Existing | Space Heating | Natural Gas | Boiler | E1 | Participant - Cost of Equipment | 2.8907 | 2.8907 | 2.8907 | 2.8907 | 2.8907 | 2.8907 | 2.8907 | 2.8907 | 2.8907 | 2.8907 | 2.8907 | 2.8907 | 2.8907 | 2.8907 | 2.8907 | 2.8907 | 2.8907 | 2.8907 | 2.8907 | 2.8907 | 2.8907 | 2.8907 | 0 | 0 | 0 | 0 | 0 | 0 | 0 | 0
F1_Industrial_Food Products_Existing_Space Heating_Natural Gas_Boiler_E2 | F1 | Industrial | Food Products | Existing | Space Heating | Natural Gas | Boiler | E2 | Participant - Cost of Equipment | 3.2299 | 3.2299 | 3.2299 | 3.2299 | 3.2299 | 3.2299 | 3.2299 | 3.2299 | 3.2299 | 3.2299 | 3.2299 | 3.2299 | 3.2299 | 3.2299 | 3.2299 | 3.2299 | 3.2299 | 3.2299 | 3.2299 | 3.2299 | 3.2299 | 3.2299 | 0 | 0 | 0 | 0 | 0 | 0 | 0 | 0
F1_Industrial_Food Products_Existing_Space Heating_Natural Gas_Boiler_E3 | F1 | Industrial | Food Products | Existing | Space Heating | Natural Gas | Boiler | E3 | Participant - Cost of Equipment | 3.911 | 3.911 | 3.911 | 3.911 | 3.911 | 3.911 | 3.911 | 3.911 | 3.911 | 3.911 | 3.911 | 3.911 | 3.911 | 3.911 | 3.911 | 3.911 | 3.911 | 3.911 | 3.911 | 3.911 | 3.911 | 3.911 | 0 | 0 | 0 | 0 | 0 | 0 | 0 | 0
F1_Industrial_Food Products_Existing_Space Heating_Natural Gas_Boiler_E4 | F1 | Industrial | Food Products | Existing | Space Heating | Natural Gas | Boiler | E4 | Participant - Cost of Equipment | 15972.773 | 15972.773 | 15972.773 | 15972.773 | 15972.773 | 15972.773 | 15972.773 | 15972.773 | 15972.773 | 15972.773 | 15972.773 | 15972.773 | 15972.773 | 15972.773 | 15972.773 | 15972.773 | 15972.773 | 15972.773 | 15972.773 | 15972.773 | 15972.773 | 15972.773 | 0 | 0 | 0 | 0 | 0 | 0 | 0 | 0
F1_Industrial_Food Products_Existing_Space Heating_Natural Gas_Boiler_E5 | F1 | Industrial | Food Products | Existing | Space Heating | Natural Gas | Boiler | E5 | Participant - Cost of Equipment | 0 | 0 | 0 | 0 | 0 | 0 | 0 | 0 | 0 | 0 | 0 | 0 | 0 | 0 | 0 | 0 | 0 | 0 | 0 | 0 | 0 | 0 | 0 | 0 | 0 | 0 | 0 | 0 | 0 | 0
F1_Industrial_Food Products_Existing_Space Heating_Natural Gas_Boiler_E6 | F1 | Industrial | Food Products | Existing | Space Heating | Natural Gas | Boiler | E6 | Participant - Cost of Equipment | 0 | 0 | 0 | 0 | 0 | 0 | 0 | 0 | 0 | 0 | 0 | 0 | 0 | 0 | 0 | 0 | 0 | 0 | 0 | 0 | 0 | 0 | 0 | 0 | 0 | 0 | 0 | 0 | 0 | 0
F1_Industrial_Food Products_Existing_Space Heating_Natural Gas_Boiler_E7 | F1 | Industrial | Food Products | Existing | Space Heating | Natural Gas | Boiler | E7 | Participant - Cost of Equipment | 0 | 0 | 0 | 0 | 0 | 0 | 0 | 0 | 0 | 0 | 0 | 0 | 0 | 0 | 0 | 0 | 0 | 0 | 0 | 0 | 0 | 0 | 0 | 0 | 0 | 0 | 0 | 0 | 0 | 0
F1_Industrial_Food Products_Existing_Space Heating_Natural Gas_Boiler_E8 | F1 | Industrial | Food Products | Existing | Space Heating | Natural Gas | Boiler | E8 | Participant - Cost of Equipment | 0 | 0 | 0 | 0 | 0 | 0 | 0 | 0 | 0 | 0 | 0 | 0 | 0 | 0 | 0 | 0 | 0 | 0 | 0 | 0 | 0 | 0 | 0 | 0 | 0 | 0 | 0 | 0 | 0 | 0
F1_Industrial_Food Products_Existing_Space Heating_Natural Gas_Boiler_E9 | F1 | Industrial | Food Products | Existing | Space Heating | Natural Gas | Boiler | E9 | Participant - Cost of Equipment | 0 | 0 | 0 | 0 | 0 | 0 | 0 | 0 | 0 | 0 | 0 | 0 | 0 | 0 | 0 | 0 | 0 | 0 | 0 | 0 | 0 | 0 | 0 | 0 | 0 | 0 | 0 | 0 | 0 | 0
F1_Industrial_Food Products_Existing_Space Heating_Natural Gas_Boiler_E10 | F1 | Industrial | Food Products | Existing | Space Heating | Natural Gas | Boiler | E10 | Participant - Cost of Equipment | 0 | 0 | 0 | 0 | 0 | 0 | 0 | 0 | 0 | 0 | 0 | 0 | 0 | 0 | 0 | 0 | 0 | 0 | 0 | 0 | 0 | 0 | 0 | 0 | 0 | 0 | 0 | 0 | 0 | 0
F2_Industrial_Food Products_Existing_Space Heating_Natural Gas_Boiler_E1 | F2 | Industrial | Food Products | Existing | Space Heating | Natural Gas | Boiler | E1 | Participant - Cost of Operation | 24.796 | 25.034 | 24.6301 | 24.2429 | 23.595 | 22.9542 | 22.3105 | 21.7215 | 21.1362 | 20.6232 | 20.1119 | 19.6148 | 19.1277 | 18.6591 | 18.2 | 17.75 | 17.3149 | 16.8982 | 16.4917 | 16.1099 | 15.7436 | 15.3896 | 0 | 0 | 0 | 0 | 0 | 0 | 0 | 0
F2_Industrial_Food Products_Existing_Space Heating_Natural Gas_Boiler_E2 | F2 | Industrial | Food Products | Existing | Space Heating | Natural Gas | Boiler | E2 | Participant - Cost of Operation | 23.3369 | 23.5609 | 23.1808 | 22.8163 | 22.2066 | 21.6035 | 20.9976 | 20.4433 | 19.8924 | 19.4096 | 18.9284 | 18.4606 | 18.0021 | 17.5611 | 17.129 | 16.7055 | 16.296 | 15.9038 | 15.5213 | 15.1619 | 14.8172 | 14.484 | 0 | 0 | 0 | 0 | 0 | 0 | 0 | 0
F2_Industrial_Food Products_Existing_Space Heating_Natural Gas_Boiler_E3 | F2 | Industrial | Food Products | Existing | Space Heating | Natural Gas | Boiler | E3 | Participant - Cost of Operation | 20.4499 | 20.6462 | 20.3132 | 19.9938 | 19.4595 | 18.931 | 18.4001 | 17.9144 | 17.4316 | 17.0085 | 16.5868 | 16.1769 | 15.7752 | 15.3887 | 15.01 | 14.639 | 14.2801 | 13.9364 | 13.6012 | 13.2862 | 12.9842 | 12.6923 | 0 | 0 | 0 | 0 | 0 | 0 | 0 | 0
F2_Industrial_Food Products_Existing_Space Heating_Natural Gas_Boiler_E4 | F2 | Industrial | Food Products | Existing | Space Heating | Natural Gas | Boiler | E4 | Participant - Cost of Operation | 15.1713 | 15.4965 | 15.2906 | 15.0939 | 14.6795 | 14.2669 | 13.848 | 13.4703 | 13.0924 | 12.7705 | 12.4476 | 12.134 | 11.8265 | 11.532 | 11.2432 | 10.9599 | 10.6863 | 10.425 | 10.1688 | 9.9291 | 9.6981 | 9.4724 | 0 | 0 | 0 | 0 | 0 | 0 | 0 | 0
F2_Industrial_Food Products_Existing_Space Heating_Natural Gas_Boiler_E5 | F2 | Industrial | Food Products | Existing | Space Heating | Natural Gas | Boiler | E5 | Participant - Cost of Operation | 0 | 0 | 0 | 0 | 0 | 0 | 0 | 0 | 0 | 0 | 0 | 0 | 0 | 0 | 0 | 0 | 0 | 0 | 0 | 0 | 0 | 0 | 0 | 0 | 0 | 0 | 0 | 0 | 0 | 0
F2_Industrial_Food Products_Existing_Space Heating_Natural Gas_Boiler_E6 | F2 | Industrial | Food Products | Existing | Space Heating | Natural Gas | Boiler | E6 | Participant - Cost of Operation | 0 | 0 | 0 | 0 | 0 | 0 | 0 | 0 | 0 | 0 | 0 | 0 | 0 | 0 | 0 | 0 | 0 | 0 | 0 | 0 | 0 | 0 | 0 | 0 | 0 | 0 | 0 | 0 | 0 | 0
F2_Industrial_Food Products_Existing_Space Heating_Natural Gas_Boiler_E7 | F2 | Industrial | Food Products | Existing | Space Heating | Natural Gas | Boiler | E7 | Participant - Cost of Operation | 0 | 0 | 0 | 0 | 0 | 0 | 0 | 0 | 0 | 0 | 0 | 0 | 0 | 0 | 0 | 0 | 0 | 0 | 0 | 0 | 0 | 0 | 0 | 0 | 0 | 0 | 0 | 0 | 0 | 0
F2_Industrial_Food Products_Existing_Space Heating_Natural Gas_Boiler_E8 | F2 | Industrial | Food Products | Existing | Space Heating | Natural Gas | Boiler | E8 | Participant - Cost of Operation | 0 | 0 | 0 | 0 | 0 | 0 | 0 | 0 | 0 | 0 | 0 | 0 | 0 | 0 | 0 | 0 | 0 | 0 | 0 | 0 | 0 | 0 | 0 | 0 | 0 | 0 | 0 | 0 | 0 | 0
F2_Industrial_Food Products_Existing_Space Heating_Natural Gas_Boiler_E9 | F2 | Industrial | Food Products | Existing | Space Heating | Natural Gas | Boiler | E9 | Participant - Cost of Operation | 0 | 0 | 0 | 0 | 0 | 0 | 0 | 0 | 0 | 0 | 0 | 0 | 0 | 0 | 0 | 0 | 0 | 0 | 0 | 0 | 0 | 0 | 0 | 0 | 0 | 0 | 0 | 0 | 0 | 0
F2_Industrial_Food Products_Existing_Space Heating_Natural Gas_Boiler_E10 | F2 | Industrial | Food Products | Existing | Space Heating | Natural Gas | Boiler | E10 | Participant - Cost of Operation | 0 | 0 | 0 | 0 | 0 | 0 | 0 | 0 | 0 | 0 | 0 | 0 | 0 | 0 | 0 | 0 | 0 | 0 | 0 | 0 | 0 | 0 | 0 | 0 | 0 | 0 | 0 | 0 | 0 | 0
F3_Industrial_Food Products_Existing_Space Heating_Natural Gas_Boiler_E1 | F3 | Industrial | Food Products | Existing | Space Heating | Natural Gas | Boiler | E1 | System - kBTUs of Conusmption | 4133.9315 | 4133.9315 | 4133.9315 | 4133.9315 | 4133.9315 | 4133.9315 | 4133.9315 | 4133.9315 | 4133.9315 | 4133.9315 | 4133.9315 | 4133.9315 | 4133.9315 | 4133.9315 | 4133.9315 | 4133.9315 | 4133.9315 | 4133.9315 | 4133.9315 | 4133.9315 | 4133.9315 | 4133.9315 | 0 | 0 | 0 | 0 | 0 | 0 | 0 | 0
F3_Industrial_Food Products_Existing_Space Heating_Natural Gas_Boiler_E2 | F3 | Industrial | Food Products | Existing | Space Heating | Natural Gas | Boiler | E2 | System - kBTUs of Conusmption | 3890.6713 | 3890.6713 | 3890.6713 | 3890.6713 | 3890.6713 | 3890.6713 | 3890.6713 | 3890.6713 | 3890.6713 | 3890.6713 | 3890.6713 | 3890.6713 | 3890.6713 | 3890.6713 | 3890.6713 | 3890.6713 | 3890.6713 | 3890.6713 | 3890.6713 | 3890.6713 | 3890.6713 | 3890.6713 | 0 | 0 | 0 | 0 | 0 | 0 | 0 | 0
F3_Industrial_Food Products_Existing_Space Heating_Natural Gas_Boiler_E3 | F3 | Industrial | Food Products | Existing | Space Heating | Natural Gas | Boiler | E3 | System - kBTUs of Conusmption | 3409.3691 | 3409.3691 | 3409.3691 | 3409.3691 | 3409.3691 | 3409.3691 | 3409.3691 | 3409.3691 | 3409.3691 | 3409.3691 | 3409.3691 | 3409.3691 | 3409.3691 | 3409.3691 | 3409.3691 | 3409.3691 | 3409.3691 | 3409.3691 | 3409.3691 | 3409.3691 | 3409.3691 | 3409.3691 | 0 | 0 | 0 | 0 | 0 | 0 | 0 | 0
F3_Industrial_Food Products_Existing_Space Heating_Natural Gas_Boiler_E4 | F3 | Industrial | Food Products | Existing | Space Heating | Natural Gas | Boiler | E4 | System - kBTUs of Conusmption | 2362.2466 | 2362.2466 | 2362.2466 | 2362.2466 | 2362.2466 | 2362.2466 | 2362.2466 | 2362.2466 | 2362.2466 | 2362.2466 | 2362.2466 | 2362.2466 | 2362.2466 | 2362.2466 | 2362.2466 | 2362.2466 | 2362.2466 | 2362.2466 | 2362.2466 | 2362.2466 | 2362.2466 | 2362.2466 | 0 | 0 | 0 | 0 | 0 | 0 | 0 | 0
F3_Industrial_Food Products_Existing_Space Heating_Natural Gas_Boiler_E5 | F3 | Industrial | Food Products | Existing | Space Heating | Natural Gas | Boiler | E5 | System - kBTUs of Conusmption | 0 | 0 | 0 | 0 | 0 | 0 | 0 | 0 | 0 | 0 | 0 | 0 | 0 | 0 | 0 | 0 | 0 | 0 | 0 | 0 | 0 | 0 | 0 | 0 | 0 | 0 | 0 | 0 | 0 | 0
F3_Industrial_Food Products_Existing_Space Heating_Natural Gas_Boiler_E6 | F3 | Industrial | Food Products | Existing | Space Heating | Natural Gas | Boiler | E6 | System - kBTUs of Conusmption | 0 | 0 | 0 | 0 | 0 | 0 | 0 | 0 | 0 | 0 | 0 | 0 | 0 | 0 | 0 | 0 | 0 | 0 | 0 | 0 | 0 | 0 | 0 | 0 | 0 | 0 | 0 | 0 | 0 | 0
F3_Industrial_Food Products_Existing_Space Heating_Natural Gas_Boiler_E7 | F3 | Industrial | Food Products | Existing | Space Heating | Natural Gas | Boiler | E7 | System - kBTUs of Conusmption | 0 | 0 | 0 | 0 | 0 | 0 | 0 | 0 | 0 | 0 | 0 | 0 | 0 | 0 | 0 | 0 | 0 | 0 | 0 | 0 | 0 | 0 | 0 | 0 | 0 | 0 | 0 | 0 | 0 | 0
F3_Industrial_Food Products_Existing_Space Heating_Natural Gas_Boiler_E8 | F3 | Industrial | Food Products | Existing | Space Heating | Natural Gas | Boiler | E8 | System - kBTUs of Conusmption | 0 | 0 | 0 | 0 | 0 | 0 | 0 | 0 | 0 | 0 | 0 | 0 | 0 | 0 | 0 | 0 | 0 | 0 | 0 | 0 | 0 | 0 | 0 | 0 | 0 | 0 | 0 | 0 | 0 | 0
F3_Industrial_Food Products_Existing_Space Heating_Natural Gas_Boiler_E9 | F3 | Industrial | Food Products | Existing | Space Heating | Natural Gas | Boiler | E9 | System - kBTUs of Conusmption | 0 | 0 | 0 | 0 | 0 | 0 | 0 | 0 | 0 | 0 | 0 | 0 | 0 | 0 | 0 | 0 | 0 | 0 | 0 | 0 | 0 | 0 | 0 | 0 | 0 | 0 | 0 | 0 | 0 | 0
F3_Industrial_Food Products_Existing_Space Heating_Natural Gas_Boiler_E10 | F3 | Industrial | Food Products | Existing | Space Heating | Natural Gas | Boiler | E10 | System - kBTUs of Conusmption | 0 | 0 | 0 | 0 | 0 | 0 | 0 | 0 | 0 | 0 | 0 | 0 | 0 | 0 | 0 | 0 | 0 | 0 | 0 | 0 | 0 | 0 | 0 | 0 | 0 | 0 | 0 | 0 | 0 | 0
F4_Industrial_Food Products_Existing_Space Heating_Natural Gas_Boiler_E1 | F4 | Industrial | Food Products | Existing | Space Heating | Natural Gas | Boiler | E1 | Utility - Cost of Equipment | 2.8907 | 2.8907 | 2.8907 | 2.8907 | 2.8907 | 2.8907 | 2.8907 | 2.8907 | 2.8907 | 2.8907 | 2.8907 | 2.8907 | 2.8907 | 2.8907 | 2.8907 | 2.8907 | 2.8907 | 2.8907 | 2.8907 | 2.8907 | 2.8907 | 2.8907 | 0 | 0 | 0 | 0 | 0 | 0 | 0 | 0
F4_Industrial_Food Products_Existing_Space Heating_Natural Gas_Boiler_E2 | F4 | Industrial | Food Products | Existing | Space Heating | Natural Gas | Boiler | E2 | Utility - Cost of Equipment | 3.2299 | 3.2299 | 3.2299 | 3.2299 | 3.2299 | 3.2299 | 3.2299 | 3.2299 | 3.2299 | 3.2299 | 3.2299 | 3.2299 | 3.2299 | 3.2299 | 3.2299 | 3.2299 | 3.2299 | 3.2299 | 3.2299 | 3.2299 | 3.2299 | 3.2299 | 0 | 0 | 0 | 0 | 0 | 0 | 0 | 0
F4_Industrial_Food Products_Existing_Space Heating_Natural Gas_Boiler_E3 | F4 | Industrial | Food Products | Existing | Space Heating | Natural Gas | Boiler | E3 | Utility - Cost of Equipment | 3.911 | 3.911 | 3.911 | 3.911 | 3.911 | 3.911 | 3.911 | 3.911 | 3.911 | 3.911 | 3.911 | 3.911 | 3.911 | 3.911 | 3.911 | 3.911 | 3.911 | 3.911 | 3.911 | 3.911 | 3.911 | 3.911 | 0 | 0 | 0 | 0 | 0 | 0 | 0 | 0
F4_Industrial_Food Products_Existing_Space Heating_Natural Gas_Boiler_E4 | F4 | Industrial | Food Products | Existing | Space Heating | Natural Gas | Boiler | E4 | Utility - Cost of Equipment | 15972.773 | 15972.773 | 15972.773 | 15972.773 | 15972.773 | 15972.773 | 15972.773 | 15972.773 | 15972.773 | 15972.773 | 15972.773 | 15972.773 | 15972.773 | 15972.773 | 15972.773 | 15972.773 | 15972.773 | 15972.773 | 15972.773 | 15972.773 | 15972.773 | 15972.773 | 0 | 0 | 0 | 0 | 0 | 0 | 0 | 0
F4_Industrial_Food Products_Existing_Space Heating_Natural Gas_Boiler_E5 | F4 | Industrial | Food Products | Existing | Space Heating | Natural Gas | Boiler | E5 | Utility - Cost of Equipment | 0 | 0 | 0 | 0 | 0 | 0 | 0 | 0 | 0 | 0 | 0 | 0 | 0 | 0 | 0 | 0 | 0 | 0 | 0 | 0 | 0 | 0 | 0 | 0 | 0 | 0 | 0 | 0 | 0 | 0
F4_Industrial_Food Products_Existing_Space Heating_Natural Gas_Boiler_E6 | F4 | Industrial | Food Products | Existing | Space Heating | Natural Gas | Boiler | E6 | Utility - Cost of Equipment | 0 | 0 | 0 | 0 | 0 | 0 | 0 | 0 | 0 | 0 | 0 | 0 | 0 | 0 | 0 | 0 | 0 | 0 | 0 | 0 | 0 | 0 | 0 | 0 | 0 | 0 | 0 | 0 | 0 | 0
F4_Industrial_Food Products_Existing_Space Heating_Natural Gas_Boiler_E7 | F4 | Industrial | Food Products | Existing | Space Heating | Natural Gas | Boiler | E7 | Utility - Cost of Equipment | 0 | 0 | 0 | 0 | 0 | 0 | 0 | 0 | 0 | 0 | 0 | 0 | 0 | 0 | 0 | 0 | 0 | 0 | 0 | 0 | 0 | 0 | 0 | 0 | 0 | 0 | 0 | 0 | 0 | 0
F4_Industrial_Food Products_Existing_Space Heating_Natural Gas_Boiler_E8 | F4 | Industrial | Food Products | Existing | Space Heating | Natural Gas | Boiler | E8 | Utility - Cost of Equipment | 0 | 0 | 0 | 0 | 0 | 0 | 0 | 0 | 0 | 0 | 0 | 0 | 0 | 0 | 0 | 0 | 0 | 0 | 0 | 0 | 0 | 0 | 0 | 0 | 0 | 0 | 0 | 0 | 0 | 0
F4_Industrial_Food Products_Existing_Space Heating_Natural Gas_Boiler_E9 | F4 | Industrial | Food Products | Existing | Space Heating | Natural Gas | Boiler | E9 | Utility - Cost of Equipment | 0 | 0 | 0 | 0 | 0 | 0 | 0 | 0 | 0 | 0 | 0 | 0 | 0 | 0 | 0 | 0 | 0 | 0 | 0 | 0 | 0 | 0 | 0 | 0 | 0 | 0 | 0 | 0 | 0 | 0
F4_Industrial_Food Products_Existing_Space Heating_Natural Gas_Boiler_E10 | F4 | Industrial | Food Products | Existing | Space Heating | Natural Gas | Boiler | E10 | Utility - Cost of Equipment | 0 | 0 | 0 | 0 | 0 | 0 | 0 | 0 | 0 | 0 | 0 | 0 | 0 | 0 | 0 | 0 | 0 | 0 | 0 | 0 | 0 | 0 | 0 | 0 | 0 | 0 | 0 | 0 | 0 | 0
F5_Industrial_Food Products_Existing_Space Heating_Natural Gas_Boiler_E1 | F5 | Industrial | Food Products | Existing | Space Heating | Natural Gas | Boiler | E1 | Utility - Cost of Operation | 20.6967 | 20.8954 | 20.5583 | 20.235 | 19.6943 | 19.1594 | 18.6221 | 18.1305 | 17.6419 | 17.2138 | 16.787 | 16.3721 | 15.9655 | 15.5744 | 15.1911 | 14.8156 | 14.4524 | 14.1046 | 13.7653 | 13.4466 | 13.1409 | 12.8454 | 0 | 0 | 0 | 0 | 0 | 0 | 0 | 0
F5_Industrial_Food Products_Existing_Space Heating_Natural Gas_Boiler_E2 | F5 | Industrial | Food Products | Existing | Space Heating | Natural Gas | Boiler | E2 | Utility - Cost of Operation | 19.4788 | 19.6658 | 19.3485 | 19.0443 | 18.5354 | 18.032 | 17.5263 | 17.0636 | 16.6038 | 16.2008 | 15.7992 | 15.4086 | 15.026 | 14.6579 | 14.2972 | 13.9438 | 13.602 | 13.2746 | 12.9553 | 12.6553 | 12.3676 | 12.0895 | 0 | 0 | 0 | 0 | 0 | 0 | 0 | 0
F5_Industrial_Food Products_Existing_Space Heating_Natural Gas_Boiler_E3 | F5 | Industrial | Food Products | Existing | Space Heating | Natural Gas | Boiler | E3 | Utility - Cost of Operation | 17.0691 | 17.233 | 16.955 | 16.6884 | 16.2424 | 15.8013 | 15.3582 | 14.9527 | 14.5498 | 14.1967 | 13.8447 | 13.5025 | 13.1672 | 12.8446 | 12.5286 | 12.2188 | 11.9193 | 11.6324 | 11.3526 | 11.0898 | 10.8376 | 10.594 | 0 | 0 | 0 | 0 | 0 | 0 | 0 | 0
F5_Industrial_Food Products_Existing_Space Heating_Natural Gas_Boiler_E4 | F5 | Industrial | Food Products | Existing | Space Heating | Natural Gas | Boiler | E4 | Utility - Cost of Operation | 12.6632 | 12.9346 | 12.7627 | 12.5986 | 12.2527 | 11.9083 | 11.5586 | 11.2434 | 10.9279 | 10.6593 | 10.3897 | 10.128 | 9.8714 | 9.6255 | 9.3845 | 9.148 | 8.9196 | 8.7015 | 8.4877 | 8.2876 | 8.0948 | 7.9064 | 0 | 0 | 0 | 0 | 0 | 0 | 0 | 0
F5_Industrial_Food Products_Existing_Space Heating_Natural Gas_Boiler_E5 | F5 | Industrial | Food Products | Existing | Space Heating | Natural Gas | Boiler | E5 | Utility - Cost of Operation | 0 | 0 | 0 | 0 | 0 | 0 | 0 | 0 | 0 | 0 | 0 | 0 | 0 | 0 | 0 | 0 | 0 | 0 | 0 | 0 | 0 | 0 | 0 | 0 | 0 | 0 | 0 | 0 | 0 | 0
F5_Industrial_Food Products_Existing_Space Heating_Natural Gas_Boiler_E6 | F5 | Industrial | Food Products | Existing | Space Heating | Natural Gas | Boiler | E6 | Utility - Cost of Operation | 0 | 0 | 0 | 0 | 0 | 0 | 0 | 0 | 0 | 0 | 0 | 0 | 0 | 0 | 0 | 0 | 0 | 0 | 0 | 0 | 0 | 0 | 0 | 0 | 0 | 0 | 0 | 0 | 0 | 0
F5_Industrial_Food Products_Existing_Space Heating_Natural Gas_Boiler_E7 | F5 | Industrial | Food Products | Existing | Space Heating | Natural Gas | Boiler | E7 | Utility - Cost of Operation | 0 | 0 | 0 | 0 | 0 | 0 | 0 | 0 | 0 | 0 | 0 | 0 | 0 | 0 | 0 | 0 | 0 | 0 | 0 | 0 | 0 | 0 | 0 | 0 | 0 | 0 | 0 | 0 | 0 | 0
F5_Industrial_Food Products_Existing_Space Heating_Natural Gas_Boiler_E8 | F5 | Industrial | Food Products | Existing | Space Heating | Natural Gas | Boiler | E8 | Utility - Cost of Operation | 0 | 0 | 0 | 0 | 0 | 0 | 0 | 0 | 0 | 0 | 0 | 0 | 0 | 0 | 0 | 0 | 0 | 0 | 0 | 0 | 0 | 0 | 0 | 0 | 0 | 0 | 0 | 0 | 0 | 0
F5_Industrial_Food Products_Existing_Space Heating_Natural Gas_Boiler_E9 | F5 | Industrial | Food Products | Existing | Space Heating | Natural Gas | Boiler | E9 | Utility - Cost of Operation | 0 | 0 | 0 | 0 | 0 | 0 | 0 | 0 | 0 | 0 | 0 | 0 | 0 | 0 | 0 | 0 | 0 | 0 | 0 | 0 | 0 | 0 | 0 | 0 | 0 | 0 | 0 | 0 | 0 | 0
F5_Industrial_Food Products_Existing_Space Heating_Natural Gas_Boiler_E10 | F5 | Industrial | Food Products | Existing | Space Heating | Natural Gas | Boiler | E10 | Utility - Cost of Operation | 0 | 0 | 0 | 0 | 0 | 0 | 0 | 0 | 0 | 0 | 0 | 0 | 0 | 0 | 0 | 0 | 0 | 0 | 0 | 0 | 0 | 0 | 0 | 0 | 0 | 0 | 0 | 0 | 0 | 0
F6_Industrial_Food Products_Existing_Space Heating_Natural Gas_Boiler_E1 | F6 | Industrial | Food Products | Existing | Space Heating | Natural Gas | Boiler | E1 | Utility - Value of Sales | 24.796 | 25.034 | 24.6301 | 24.2429 | 23.595 | 22.9542 | 22.3105 | 21.7215 | 21.1362 | 20.6232 | 20.1119 | 19.6148 | 19.1277 | 18.6591 | 18.2 | 17.75 | 17.3149 | 16.8982 | 16.4917 | 16.1099 | 15.7436 | 15.3896 | 0 | 0 | 0 | 0 | 0 | 0 | 0 | 0
F6_Industrial_Food Products_Existing_Space Heating_Natural Gas_Boiler_E2 | F6 | Industrial | Food Products | Existing | Space Heating | Natural Gas | Boiler | E2 | Utility - Value of Sales | 23.3369 | 23.5609 | 23.1808 | 22.8163 | 22.2066 | 21.6035 | 20.9976 | 20.4433 | 19.8924 | 19.4096 | 18.9284 | 18.4606 | 18.0021 | 17.5611 | 17.129 | 16.7055 | 16.296 | 15.9038 | 15.5213 | 15.1619 | 14.8172 | 14.484 | 0 | 0 | 0 | 0 | 0 | 0 | 0 | 0
F6_Industrial_Food Products_Existing_Space Heating_Natural Gas_Boiler_E3 | F6 | Industrial | Food Products | Existing | Space Heating | Natural Gas | Boiler | E3 | Utility - Value of Sales | 20.4499 | 20.6462 | 20.3132 | 19.9938 | 19.4595 | 18.931 | 18.4001 | 17.9144 | 17.4316 | 17.0085 | 16.5868 | 16.1769 | 15.7752 | 15.3887 | 15.01 | 14.639 | 14.2801 | 13.9364 | 13.6012 | 13.2862 | 12.9842 | 12.6923 | 0 | 0 | 0 | 0 | 0 | 0 | 0 | 0
F6_Industrial_Food Products_Existing_Space Heating_Natural Gas_Boiler_E4 | F6 | Industrial | Food Products | Existing | Space Heating | Natural Gas | Boiler | E4 | Utility - Value of Sales | 15.1713 | 15.4965 | 15.2906 | 15.0939 | 14.6795 | 14.2669 | 13.848 | 13.4703 | 13.0924 | 12.7705 | 12.4476 | 12.134 | 11.8265 | 11.532 | 11.2432 | 10.9599 | 10.6863 | 10.425 | 10.1688 | 9.9291 | 9.6981 | 9.4724 | 0 | 0 | 0 | 0 | 0 | 0 | 0 | 0
F6_Industrial_Food Products_Existing_Space Heating_Natural Gas_Boiler_E5 | F6 | Industrial | Food Products | Existing | Space Heating | Natural Gas | Boiler | E5 | Utility - Value of Sales | 0 | 0 | 0 | 0 | 0 | 0 | 0 | 0 | 0 | 0 | 0 | 0 | 0 | 0 | 0 | 0 | 0 | 0 | 0 | 0 | 0 | 0 | 0 | 0 | 0 | 0 | 0 | 0 | 0 | 0
F6_Industrial_Food Products_Existing_Space Heating_Natural Gas_Boiler_E6 | F6 | Industrial | Food Products | Existing | Space Heating | Natural Gas | Boiler | E6 | Utility - Value of Sales | 0 | 0 | 0 | 0 | 0 | 0 | 0 | 0 | 0 | 0 | 0 | 0 | 0 | 0 | 0 | 0 | 0 | 0 | 0 | 0 | 0 | 0 | 0 | 0 | 0 | 0 | 0 | 0 | 0 | 0
F6_Industrial_Food Products_Existing_Space Heating_Natural Gas_Boiler_E7 | F6 | Industrial | Food Products | Existing | Space Heating | Natural Gas | Boiler | E7 | Utility - Value of Sales | 0 | 0 | 0 | 0 | 0 | 0 | 0 | 0 | 0 | 0 | 0 | 0 | 0 | 0 | 0 | 0 | 0 | 0 | 0 | 0 | 0 | 0 | 0 | 0 | 0 | 0 | 0 | 0 | 0 | 0
F6_Industrial_Food Products_Existing_Space Heating_Natural Gas_Boiler_E8 | F6 | Industrial | Food Products | Existing | Space Heating | Natural Gas | Boiler | E8 | Utility - Value of Sales | 0 | 0 | 0 | 0 | 0 | 0 | 0 | 0 | 0 | 0 | 0 | 0 | 0 | 0 | 0 | 0 | 0 | 0 | 0 | 0 | 0 | 0 | 0 | 0 | 0 | 0 | 0 | 0 | 0 | 0
F6_Industrial_Food Products_Existing_Space Heating_Natural Gas_Boiler_E9 | F6 | Industrial | Food Products | Existing | Space Heating | Natural Gas | Boiler | E9 | Utility - Value of Sales | 0 | 0 | 0 | 0 | 0 | 0 | 0 | 0 | 0 | 0 | 0 | 0 | 0 | 0 | 0 | 0 | 0 | 0 | 0 | 0 | 0 | 0 | 0 | 0 | 0 | 0 | 0 | 0 | 0 | 0
F6_Industrial_Food Products_Existing_Space Heating_Natural Gas_Boiler_E10 | F6 | Industrial | Food Products | Existing | Space Heating | Natural Gas | Boiler | E10 | Utility - Value of Sales | 0 | 0 | 0 | 0 | 0 | 0 | 0 | 0 | 0 | 0 | 0 | 0 | 0 | 0 | 0 | 0 | 0 | 0 | 0 | 0 | 0 | 0 | 0 | 0 | 0 | 0 | 0 | 0 | 0 | 0
F1_Industrial_Food Products_Existing_Space Heating_Natural Gas_Unit Heater_E1 | F1 | Industrial | Food Products | Existing | Space Heating | Natural Gas | Unit Heater | E1 | Participant - Cost of Equipment | 32.1638 | 32.1638 | 32.1638 | 32.1638 | 32.1638 | 32.1638 | 32.1638 | 32.1638 | 32.1638 | 32.1638 | 32.1638 | 32.1638 | 32.1638 | 32.1638 | 32.1638 | 32.1638 | 32.1638 | 32.1638 | 32.1638 | 32.1638 | 32.1638 | 32.1638 | 0 | 0 | 0 | 0 | 0 | 0 | 0 | 0
F1_Industrial_Food Products_Existing_Space Heating_Natural Gas_Unit Heater_E2 | F1 | Industrial | Food Products | Existing | Space Heating | Natural Gas | Unit Heater | E2 | Participant - Cost of Equipment | 70.54 | 70.54 | 70.54 | 70.54 | 70.54 | 70.54 | 70.54 | 70.54 | 70.54 | 70.54 | 70.54 | 70.54 | 70.54 | 70.54 | 70.54 | 70.54 | 70.54 | 70.54 | 70.54 | 70.54 | 70.54 | 70.54 | 0 | 0 | 0 | 0 | 0 | 0 | 0 | 0
F1_Industrial_Food Products_Existing_Space Heating_Natural Gas_Unit Heater_E3 | F1 | Industrial | Food Products | Existing | Space Heating | Natural Gas | Unit Heater | E3 | Participant - Cost of Equipment | 37.6034 | 37.6034 | 37.6034 | 37.6034 | 37.6034 | 37.6034 | 37.6034 | 37.6034 | 37.6034 | 37.6034 | 37.6034 | 37.6034 | 37.6034 | 37.6034 | 37.6034 | 37.6034 | 37.6034 | 37.6034 | 37.6034 | 37.6034 | 37.6034 | 37.6034 | 0 | 0 | 0 | 0 | 0 | 0 | 0 | 0
F1_Industrial_Food Products_Existing_Space Heating_Natural Gas_Unit Heater_E4 | F1 | Industrial | Food Products | Existing | Space Heating | Natural Gas | Unit Heater | E4 | Participant - Cost of Equipment | 0 | 0 | 0 | 0 | 0 | 0 | 0 | 0 | 0 | 0 | 0 | 0 | 0 | 0 | 0 | 0 | 0 | 0 | 0 | 0 | 0 | 0 | 0 | 0 | 0 | 0 | 0 | 0 | 0 | 0
F1_Industrial_Food Products_Existing_Space Heating_Natural Gas_Unit Heater_E5 | F1 | Industrial | Food Products | Existing | Space Heating | Natural Gas | Unit Heater | E5 | Participant - Cost of Equipment | 0 | 0 | 0 | 0 | 0 | 0 | 0 | 0 | 0 | 0 | 0 | 0 | 0 | 0 | 0 | 0 | 0 | 0 | 0 | 0 | 0 | 0 | 0 | 0 | 0 | 0 | 0 | 0 | 0 | 0
F1_Industrial_Food Products_Existing_Space Heating_Natural Gas_Unit Heater_E6 | F1 | Industrial | Food Products | Existing | Space Heating | Natural Gas | Unit Heater | E6 | Participant - Cost of Equipment | 0 | 0 | 0 | 0 | 0 | 0 | 0 | 0 | 0 | 0 | 0 | 0 | 0 | 0 | 0 | 0 | 0 | 0 | 0 | 0 | 0 | 0 | 0 | 0 | 0 | 0 | 0 | 0 | 0 | 0
F1_Industrial_Food Products_Existing_Space Heating_Natural Gas_Unit Heater_E7 | F1 | Industrial | Food Products | Existing | Space Heating | Natural Gas | Unit Heater | E7 | Participant - Cost of Equipment | 0 | 0 | 0 | 0 | 0 | 0 | 0 | 0 | 0 | 0 | 0 | 0 | 0 | 0 | 0 | 0 | 0 | 0 | 0 | 0 | 0 | 0 | 0 | 0 | 0 | 0 | 0 | 0 | 0 | 0
F1_Industrial_Food Products_Existing_Space Heating_Natural Gas_Unit Heater_E8 | F1 | Industrial | Food Products | Existing | Space Heating | Natural Gas | Unit Heater | E8 | Participant - Cost of Equipment | 0 | 0 | 0 | 0 | 0 | 0 | 0 | 0 | 0 | 0 | 0 | 0 | 0 | 0 | 0 | 0 | 0 | 0 | 0 | 0 | 0 | 0 | 0 | 0 | 0 | 0 | 0 | 0 | 0 | 0
F1_Industrial_Food Products_Existing_Space Heating_Natural Gas_Unit Heater_E9 | F1 | Industrial | Food Products | Existing | Space Heating | Natural Gas | Unit Heater | E9 | Participant - Cost of Equipment | 0 | 0 | 0 | 0 | 0 | 0 | 0 | 0 | 0 | 0 | 0 | 0 | 0 | 0 | 0 | 0 | 0 | 0 | 0 | 0 | 0 | 0 | 0 | 0 | 0 | 0 | 0 | 0 | 0 | 0
F1_Industrial_Food Products_Existing_Space Heating_Natural Gas_Unit Heater_E10 | F1 | Industrial | Food Products | Existing | Space Heating | Natural Gas | Unit Heater | E10 | Participant - Cost of Equipment | 0 | 0 | 0 | 0 | 0 | 0 | 0 | 0 | 0 | 0 | 0 | 0 | 0 | 0 | 0 | 0 | 0 | 0 | 0 | 0 | 0 | 0 | 0 | 0 | 0 | 0 | 0 | 0 | 0 | 0
F2_Industrial_Food Products_Existing_Space Heating_Natural Gas_Unit Heater_E1 | F2 | Industrial | Food Products | Existing | Space Heating | Natural Gas | Unit Heater | E1 | Participant - Cost of Operation | 279.902 | 287.9921 | 284.7244 | 281.6239 | 273.8541 | 266.0764 | 258.1049 | 250.9635 | 243.7739 | 237.7399 | 231.6571 | 225.7562 | 219.9657 | 214.4348 | 209.0081 | 203.6811 | 198.5455 | 193.655 | 188.8586 | 184.398 | 180.1072 | 175.9163 | 0 | 0 | 0 | 0 | 0 | 0 | 0 | 0
F2_Industrial_Food Products_Existing_Space Heating_Natural Gas_Unit Heater_E2 | F2 | Industrial | Food Products | Existing | Space Heating | Natural Gas | Unit Heater | E2 | Participant - Cost of Operation | 266.5795 | 274.2845 | 271.1723 | 268.2194 | 260.8194 | 253.4119 | 245.8199 | 239.0184 | 232.171 | 226.4241 | 220.6309 | 215.0109 | 209.496 | 204.2283 | 199.06 | 193.9865 | 189.0953 | 184.4376 | 179.8695 | 175.6212 | 171.5346 | 167.5432 | 0 | 0 | 0 | 0 | 0 | 0 | 0 | 0
F2_Industrial_Food Products_Existing_Space Heating_Natural Gas_Unit Heater_E3 | F2 | Industrial | Food Products | Existing | Space Heating | Natural Gas | Unit Heater | E3 | Participant - Cost of Operation | 231.8085 | 236.7342 | 233.5746 | 230.5593 | 224.2267 | 217.9175 | 211.5116 | 205.738 | 199.9566 | 195.0395 | 190.1087 | 185.3215 | 180.6265 | 176.1296 | 171.72 | 167.3941 | 163.2168 | 159.2262 | 155.3144 | 151.6533 | 148.1245 | 144.6778 | 0 | 0 | 0 | 0 | 0 | 0 | 0 | 0
F2_Industrial_Food Products_Existing_Space Heating_Natural Gas_Unit Heater_E4 | F2 | Industrial | Food Products | Existing | Space Heating | Natural Gas | Unit Heater | E4 | Participant - Cost of Operation | 0 | 0 | 0 | 0 | 0 | 0 | 0 | 0 | 0 | 0 | 0 | 0 | 0 | 0 | 0 | 0 | 0 | 0 | 0 | 0 | 0 | 0 | 0 | 0 | 0 | 0 | 0 | 0 | 0 | 0
F2_Industrial_Food Products_Existing_Space Heating_Natural Gas_Unit Heater_E5 | F2 | Industrial | Food Products | Existing | Space Heating | Natural Gas | Unit Heater | E5 | Participant - Cost of Operation | 0 | 0 | 0 | 0 | 0 | 0 | 0 | 0 | 0 | 0 | 0 | 0 | 0 | 0 | 0 | 0 | 0 | 0 | 0 | 0 | 0 | 0 | 0 | 0 | 0 | 0 | 0 | 0 | 0 | 0
F2_Industrial_Food Products_Existing_Space Heating_Natural Gas_Unit Heater_E6 | F2 | Industrial | Food Products | Existing | Space Heating | Natural Gas | Unit Heater | E6 | Participant - Cost of Operation | 0 | 0 | 0 | 0 | 0 | 0 | 0 | 0 | 0 | 0 | 0 | 0 | 0 | 0 | 0 | 0 | 0 | 0 | 0 | 0 | 0 | 0 | 0 | 0 | 0 | 0 | 0 | 0 | 0 | 0
F2_Industrial_Food Products_Existing_Space Heating_Natural Gas_Unit Heater_E7 | F2 | Industrial | Food Products | Existing | Space Heating | Natural Gas | Unit Heater | E7 | Participant - Cost of Operation | 0 | 0 | 0 | 0 | 0 | 0 | 0 | 0 | 0 | 0 | 0 | 0 | 0 | 0 | 0 | 0 | 0 | 0 | 0 | 0 | 0 | 0 | 0 | 0 | 0 | 0 | 0 | 0 | 0 | 0
F2_Industrial_Food Products_Existing_Space Heating_Natural Gas_Unit Heater_E8 | F2 | Industrial | Food Products | Existing | Space Heating | Natural Gas | Unit Heater | E8 | Participant - Cost of Operation | 0 | 0 | 0 | 0 | 0 | 0 | 0 | 0 | 0 | 0 | 0 | 0 | 0 | 0 | 0 | 0 | 0 | 0 | 0 | 0 | 0 | 0 | 0 | 0 | 0 | 0 | 0 | 0 | 0 | 0
F2_Industrial_Food Products_Existing_Space Heating_Natural Gas_Unit Heater_E9 | F2 | Industrial | Food Products | Existing | Space Heating | Natural Gas | Unit Heater | E9 | Participant - Cost of Operation | 0 | 0 | 0 | 0 | 0 | 0 | 0 | 0 | 0 | 0 | 0 | 0 | 0 | 0 | 0 | 0 | 0 | 0 | 0 | 0 | 0 | 0 | 0 | 0 | 0 | 0 | 0 | 0 | 0 | 0
F2_Industrial_Food Products_Existing_Space Heating_Natural Gas_Unit Heater_E10 | F2 | Industrial | Food Products | Existing | Space Heating | Natural Gas | Unit Heater | E10 | Participant - Cost of Operation | 0 | 0 | 0 | 0 | 0 | 0 | 0 | 0 | 0 | 0 | 0 | 0 | 0 | 0 | 0 | 0 | 0 | 0 | 0 | 0 | 0 | 0 | 0 | 0 | 0 | 0 | 0 | 0 | 0 | 0
F3_Industrial_Food Products_Existing_Space Heating_Natural Gas_Unit Heater_E1 | F3 | Industrial | Food Products | Existing | Space Heating | Natural Gas | Unit Heater | E1 | System - kBTUs of Conusmption | 42274.2732 | 42274.2732 | 42274.2732 | 42274.2732 | 42274.2732 | 42274.2732 | 42274.2732 | 42274.2732 | 42274.2732 | 42274.2732 | 42274.2732 | 42274.2732 | 42274.2732 | 42274.2732 | 42274.2732 | 42274.2732 | 42274.2732 | 42274.2732 | 42274.2732 | 42274.2732 | 42274.2732 | 42274.2732 | 0 | 0 | 0 | 0 | 0 | 0 | 0 | 0
F3_Industrial_Food Products_Existing_Space Heating_Natural Gas_Unit Heater_E2 | F3 | Industrial | Food Products | Existing | Space Heating | Natural Gas | Unit Heater | E2 | System - kBTUs of Conusmption | 40262.1393 | 40262.1393 | 40262.1393 | 40262.1393 | 40262.1393 | 40262.1393 | 40262.1393 | 40262.1393 | 40262.1393 | 40262.1393 | 40262.1393 | 40262.1393 | 40262.1393 | 40262.1393 | 40262.1393 | 40262.1393 | 40262.1393 | 40262.1393 | 40262.1393 | 40262.1393 | 40262.1393 | 40262.1393 | 0 | 0 | 0 | 0 | 0 | 0 | 0 | 0
F3_Industrial_Food Products_Existing_Space Heating_Natural Gas_Unit Heater_E3 | F3 | Industrial | Food Products | Existing | Space Heating | Natural Gas | Unit Heater | E3 | System - kBTUs of Conusmption | 35933.1322 | 35933.1322 | 35933.1322 | 35933.1322 | 35933.1322 | 35933.1322 | 35933.1322 | 35933.1322 | 35933.1322 | 35933.1322 | 35933.1322 | 35933.1322 | 35933.1322 | 35933.1322 | 35933.1322 | 35933.1322 | 35933.1322 | 35933.1322 | 35933.1322 | 35933.1322 | 35933.1322 | 35933.1322 | 0 | 0 | 0 | 0 | 0 | 0 | 0 | 0
F3_Industrial_Food Products_Existing_Space Heating_Natural Gas_Unit Heater_E4 | F3 | Industrial | Food Products | Existing | Space Heating | Natural Gas | Unit Heater | E4 | System - kBTUs of Conusmption | 0 | 0 | 0 | 0 | 0 | 0 | 0 | 0 | 0 | 0 | 0 | 0 | 0 | 0 | 0 | 0 | 0 | 0 | 0 | 0 | 0 | 0 | 0 | 0 | 0 | 0 | 0 | 0 | 0 | 0
F3_Industrial_Food Products_Existing_Space Heating_Natural Gas_Unit Heater_E5 | F3 | Industrial | Food Products | Existing | Space Heating | Natural Gas | Unit Heater | E5 | System - kBTUs of Conusmption | 0 | 0 | 0 | 0 | 0 | 0 | 0 | 0 | 0 | 0 | 0 | 0 | 0 | 0 | 0 | 0 | 0 | 0 | 0 | 0 | 0 | 0 | 0 | 0 | 0 | 0 | 0 | 0 | 0 | 0
F3_Industrial_Food Products_Existing_Space Heating_Natural Gas_Unit Heater_E6 | F3 | Industrial | Food Products | Existing | Space Heating | Natural Gas | Unit Heater | E6 | System - kBTUs of Conusmption | 0 | 0 | 0 | 0 | 0 | 0 | 0 | 0 | 0 | 0 | 0 | 0 | 0 | 0 | 0 | 0 | 0 | 0 | 0 | 0 | 0 | 0 | 0 | 0 | 0 | 0 | 0 | 0 | 0 | 0
F3_Industrial_Food Products_Existing_Space Heating_Natural Gas_Unit Heater_E7 | F3 | Industrial | Food Products | Existing | Space Heating | Natural Gas | Unit Heater | E7 | System - kBTUs of Conusmption | 0 | 0 | 0 | 0 | 0 | 0 | 0 | 0 | 0 | 0 | 0 | 0 | 0 | 0 | 0 | 0 | 0 | 0 | 0 | 0 | 0 | 0 | 0 | 0 | 0 | 0 | 0 | 0 | 0 | 0
F3_Industrial_Food Products_Existing_Space Heating_Natural Gas_Unit Heater_E8 | F3 | Industrial | Food Products | Existing | Space Heating | Natural Gas | Unit Heater | E8 | System - kBTUs of Conusmption | 0 | 0 | 0 | 0 | 0 | 0 | 0 | 0 | 0 | 0 | 0 | 0 | 0 | 0 | 0 | 0 | 0 | 0 | 0 | 0 | 0 | 0 | 0 | 0 | 0 | 0 | 0 | 0 | 0 | 0
F3_Industrial_Food Products_Existing_Space Heating_Natural Gas_Unit Heater_E9 | F3 | Industrial | Food Products | Existing | Space Heating | Natural Gas | Unit Heater | E9 | System - kBTUs of Conusmption | 0 | 0 | 0 | 0 | 0 | 0 | 0 | 0 | 0 | 0 | 0 | 0 | 0 | 0 | 0 | 0 | 0 | 0 | 0 | 0 | 0 | 0 | 0 | 0 | 0 | 0 | 0 | 0 | 0 | 0
F3_Industrial_Food Products_Existing_Space Heating_Natural Gas_Unit Heater_E10 | F3 | Industrial | Food Products | Existing | Space Heating | Natural Gas | Unit Heater | E10 | System - kBTUs of Conusmption | 0 | 0 | 0 | 0 | 0 | 0 | 0 | 0 | 0 | 0 | 0 | 0 | 0 | 0 | 0 | 0 | 0 | 0 | 0 | 0 | 0 | 0 | 0 | 0 | 0 | 0 | 0 | 0 | 0 | 0
F4_Industrial_Food Products_Existing_Space Heating_Natural Gas_Unit Heater_E1 | F4 | Industrial | Food Products | Existing | Space Heating | Natural Gas | Unit Heater | E1 | Utility - Cost of Equipment | 32.1638 | 32.1638 | 32.1638 | 32.1638 | 32.1638 | 32.1638 | 32.1638 | 32.1638 | 32.1638 | 32.1638 | 32.1638 | 32.1638 | 32.1638 | 32.1638 | 32.1638 | 32.1638 | 32.1638 | 32.1638 | 32.1638 | 32.1638 | 32.1638 | 32.1638 | 0 | 0 | 0 | 0 | 0 | 0 | 0 | 0
F4_Industrial_Food Products_Existing_Space Heating_Natural Gas_Unit Heater_E2 | F4 | Industrial | Food Products | Existing | Space Heating | Natural Gas | Unit Heater | E2 | Utility - Cost of Equipment | 70.54 | 70.54 | 70.54 | 70.54 | 70.54 | 70.54 | 70.54 | 70.54 | 70.54 | 70.54 | 70.54 | 70.54 | 70.54 | 70.54 | 70.54 | 70.54 | 70.54 | 70.54 | 70.54 | 70.54 | 70.54 | 70.54 | 0 | 0 | 0 | 0 | 0 | 0 | 0 | 0
F4_Industrial_Food Products_Existing_Space Heating_Natural Gas_Unit Heater_E3 | F4 | Industrial | Food Products | Existing | Space Heating | Natural Gas | Unit Heater | E3 | Utility - Cost of Equipment | 37.6034 | 37.6034 | 37.6034 | 37.6034 | 37.6034 | 37.6034 | 37.6034 | 37.6034 | 37.6034 | 37.6034 | 37.6034 | 37.6034 | 37.6034 | 37.6034 | 37.6034 | 37.6034 | 37.6034 | 37.6034 | 37.6034 | 37.6034 | 37.6034 | 37.6034 | 0 | 0 | 0 | 0 | 0 | 0 | 0 | 0
F4_Industrial_Food Products_Existing_Space Heating_Natural Gas_Unit Heater_E4 | F4 | Industrial | Food Products | Existing | Space Heating | Natural Gas | Unit Heater | E4 | Utility - Cost of Equipment | 0 | 0 | 0 | 0 | 0 | 0 | 0 | 0 | 0 | 0 | 0 | 0 | 0 | 0 | 0 | 0 | 0 | 0 | 0 | 0 | 0 | 0 | 0 | 0 | 0 | 0 | 0 | 0 | 0 | 0
F4_Industrial_Food Products_Existing_Space Heating_Natural Gas_Unit Heater_E5 | F4 | Industrial | Food Products | Existing | Space Heating | Natural Gas | Unit Heater | E5 | Utility - Cost of Equipment | 0 | 0 | 0 | 0 | 0 | 0 | 0 | 0 | 0 | 0 | 0 | 0 | 0 | 0 | 0 | 0 | 0 | 0 | 0 | 0 | 0 | 0 | 0 | 0 | 0 | 0 | 0 | 0 | 0 | 0
F4_Industrial_Food Products_Existing_Space Heating_Natural Gas_Unit Heater_E6 | F4 | Industrial | Food Products | Existing | Space Heating | Natural Gas | Unit Heater | E6 | Utility - Cost of Equipment | 0 | 0 | 0 | 0 | 0 | 0 | 0 | 0 | 0 | 0 | 0 | 0 | 0 | 0 | 0 | 0 | 0 | 0 | 0 | 0 | 0 | 0 | 0 | 0 | 0 | 0 | 0 | 0 | 0 | 0
F4_Industrial_Food Products_Existing_Space Heating_Natural Gas_Unit Heater_E7 | F4 | Industrial | Food Products | Existing | Space Heating | Natural Gas | Unit Heater | E7 | Utility - Cost of Equipment | 0 | 0 | 0 | 0 | 0 | 0 | 0 | 0 | 0 | 0 | 0 | 0 | 0 | 0 | 0 | 0 | 0 | 0 | 0 | 0 | 0 | 0 | 0 | 0 | 0 | 0 | 0 | 0 | 0 | 0
F4_Industrial_Food Products_Existing_Space Heating_Natural Gas_Unit Heater_E8 | F4 | Industrial | Food Products | Existing | Space Heating | Natural Gas | Unit Heater | E8 | Utility - Cost of Equipment | 0 | 0 | 0 | 0 | 0 | 0 | 0 | 0 | 0 | 0 | 0 | 0 | 0 | 0 | 0 | 0 | 0 | 0 | 0 | 0 | 0 | 0 | 0 | 0 | 0 | 0 | 0 | 0 | 0 | 0
F4_Industrial_Food Products_Existing_Space Heating_Natural Gas_Unit Heater_E9 | F4 | Industrial | Food Products | Existing | Space Heating | Natural Gas | Unit Heater | E9 | Utility - Cost of Equipment | 0 | 0 | 0 | 0 | 0 | 0 | 0 | 0 | 0 | 0 | 0 | 0 | 0 | 0 | 0 | 0 | 0 | 0 | 0 | 0 | 0 | 0 | 0 | 0 | 0 | 0 | 0 | 0 | 0 | 0
F4_Industrial_Food Products_Existing_Space Heating_Natural Gas_Unit Heater_E10 | F4 | Industrial | Food Products | Existing | Space Heating | Natural Gas | Unit Heater | E10 | Utility - Cost of Equipment | 0 | 0 | 0 | 0 | 0 | 0 | 0 | 0 | 0 | 0 | 0 | 0 | 0 | 0 | 0 | 0 | 0 | 0 | 0 | 0 | 0 | 0 | 0 | 0 | 0 | 0 | 0 | 0 | 0 | 0
F5_Industrial_Food Products_Existing_Space Heating_Natural Gas_Unit Heater_E1 | F5 | Industrial | Food Products | Existing | Space Heating | Natural Gas | Unit Heater | E1 | Utility - Cost of Operation | 233.6284 | 240.381 | 237.6535 | 235.0656 | 228.5803 | 222.0884 | 215.4348 | 209.474 | 203.473 | 198.4365 | 193.3593 | 188.434 | 183.6008 | 178.9842 | 174.4547 | 170.0084 | 165.7218 | 161.6398 | 157.6364 | 153.9132 | 150.3317 | 146.8337 | 0 | 0 | 0 | 0 | 0 | 0 | 0 | 0
F5_Industrial_Food Products_Existing_Space Heating_Natural Gas_Unit Heater_E2 | F5 | Industrial | Food Products | Existing | Space Heating | Natural Gas | Unit Heater | E2 | Utility - Cost of Operation | 222.5083 | 228.9396 | 226.3419 | 223.8772 | 217.7005 | 211.5176 | 205.1807 | 199.5037 | 193.7883 | 188.9915 | 184.156 | 179.4651 | 174.8619 | 170.4651 | 166.1512 | 161.9165 | 157.8339 | 153.9462 | 150.1333 | 146.5874 | 143.1764 | 139.8448 | 0 | 0 | 0 | 0 | 0 | 0 | 0 | 0
F5_Industrial_Food Products_Existing_Space Heating_Natural Gas_Unit Heater_E3 | F5 | Industrial | Food Products | Existing | Space Heating | Natural Gas | Unit Heater | E3 | Utility - Cost of Operation | 193.4857 | 197.5971 | 194.9599 | 192.4431 | 187.1574 | 181.8912 | 176.5443 | 171.7252 | 166.8996 | 162.7954 | 158.6798 | 154.684 | 150.7652 | 147.0117 | 143.3311 | 139.7203 | 136.2336 | 132.9028 | 129.6377 | 126.5819 | 123.6364 | 120.7595 | 0 | 0 | 0 | 0 | 0 | 0 | 0 | 0
F5_Industrial_Food Products_Existing_Space Heating_Natural Gas_Unit Heater_E4 | F5 | Industrial | Food Products | Existing | Space Heating | Natural Gas | Unit Heater | E4 | Utility - Cost of Operation | 0 | 0 | 0 | 0 | 0 | 0 | 0 | 0 | 0 | 0 | 0 | 0 | 0 | 0 | 0 | 0 | 0 | 0 | 0 | 0 | 0 | 0 | 0 | 0 | 0 | 0 | 0 | 0 | 0 | 0
F5_Industrial_Food Products_Existing_Space Heating_Natural Gas_Unit Heater_E5 | F5 | Industrial | Food Products | Existing | Space Heating | Natural Gas | Unit Heater | E5 | Utility - Cost of Operation | 0 | 0 | 0 | 0 | 0 | 0 | 0 | 0 | 0 | 0 | 0 | 0 | 0 | 0 | 0 | 0 | 0 | 0 | 0 | 0 | 0 | 0 | 0 | 0 | 0 | 0 | 0 | 0 | 0 | 0
F5_Industrial_Food Products_Existing_Space Heating_Natural Gas_Unit Heater_E6 | F5 | Industrial | Food Products | Existing | Space Heating | Natural Gas | Unit Heater | E6 | Utility - Cost of Operation | 0 | 0 | 0 | 0 | 0 | 0 | 0 | 0 | 0 | 0 | 0 | 0 | 0 | 0 | 0 | 0 | 0 | 0 | 0 | 0 | 0 | 0 | 0 | 0 | 0 | 0 | 0 | 0 | 0 | 0
F5_Industrial_Food Products_Existing_Space Heating_Natural Gas_Unit Heater_E7 | F5 | Industrial | Food Products | Existing | Space Heating | Natural Gas | Unit Heater | E7 | Utility - Cost of Operation | 0 | 0 | 0 | 0 | 0 | 0 | 0 | 0 | 0 | 0 | 0 | 0 | 0 | 0 | 0 | 0 | 0 | 0 | 0 | 0 | 0 | 0 | 0 | 0 | 0 | 0 | 0 | 0 | 0 | 0
F5_Industrial_Food Products_Existing_Space Heating_Natural Gas_Unit Heater_E8 | F5 | Industrial | Food Products | Existing | Space Heating | Natural Gas | Unit Heater | E8 | Utility - Cost of Operation | 0 | 0 | 0 | 0 | 0 | 0 | 0 | 0 | 0 | 0 | 0 | 0 | 0 | 0 | 0 | 0 | 0 | 0 | 0 | 0 | 0 | 0 | 0 | 0 | 0 | 0 | 0 | 0 | 0 | 0
F5_Industrial_Food Products_Existing_Space Heating_Natural Gas_Unit Heater_E9 | F5 | Industrial | Food Products | Existing | Space Heating | Natural Gas | Unit Heater | E9 | Utility - Cost of Operation | 0 | 0 | 0 | 0 | 0 | 0 | 0 | 0 | 0 | 0 | 0 | 0 | 0 | 0 | 0 | 0 | 0 | 0 | 0 | 0 | 0 | 0 | 0 | 0 | 0 | 0 | 0 | 0 | 0 | 0
F5_Industrial_Food Products_Existing_Space Heating_Natural Gas_Unit Heater_E10 | F5 | Industrial | Food Products | Existing | Space Heating | Natural Gas | Unit Heater | E10 | Utility - Cost of Operation | 0 | 0 | 0 | 0 | 0 | 0 | 0 | 0 | 0 | 0 | 0 | 0 | 0 | 0 | 0 | 0 | 0 | 0 | 0 | 0 | 0 | 0 | 0 | 0 | 0 | 0 | 0 | 0 | 0 | 0
F6_Industrial_Food Products_Existing_Space Heating_Natural Gas_Unit Heater_E1 | F6 | Industrial | Food Products | Existing | Space Heating | Natural Gas | Unit Heater | E1 | Utility - Value of Sales | 279.902 | 287.9921 | 284.7244 | 281.6239 | 273.8541 | 266.0764 | 258.1049 | 250.9635 | 243.7739 | 237.7399 | 231.6571 | 225.7562 | 219.9657 | 214.4348 | 209.0081 | 203.6811 | 198.5455 | 193.655 | 188.8586 | 184.398 | 180.1072 | 175.9163 | 0 | 0 | 0 | 0 | 0 | 0 | 0 | 0
F6_Industrial_Food Products_Existing_Space Heating_Natural Gas_Unit Heater_E2 | F6 | Industrial | Food Products | Existing | Space Heating | Natural Gas | Unit Heater | E2 | Utility - Value of Sales | 266.5795 | 274.2845 | 271.1723 | 268.2194 | 260.8194 | 253.4119 | 245.8199 | 239.0184 | 232.171 | 226.4241 | 220.6309 | 215.0109 | 209.496 | 204.2283 | 199.06 | 193.9865 | 189.0953 | 184.4376 | 179.8695 | 175.6212 | 171.5346 | 167.5432 | 0 | 0 | 0 | 0 | 0 | 0 | 0 | 0
F6_Industrial_Food Products_Existing_Space Heating_Natural Gas_Unit Heater_E3 | F6 | Industrial | Food Products | Existing | Space Heating | Natural Gas | Unit Heater | E3 | Utility - Value of Sales | 231.8085 | 236.7342 | 233.5746 | 230.5593 | 224.2267 | 217.9175 | 211.5116 | 205.738 | 199.9566 | 195.0395 | 190.1087 | 185.3215 | 180.6265 | 176.1296 | 171.72 | 167.3941 | 163.2168 | 159.2262 | 155.3144 | 151.6533 | 148.1245 | 144.6778 | 0 | 0 | 0 | 0 | 0 | 0 | 0 | 0
F6_Industrial_Food Products_Existing_Space Heating_Natural Gas_Unit Heater_E4 | F6 | Industrial | Food Products | Existing | Space Heating | Natural Gas | Unit Heater | E4 | Utility - Value of Sales | 0 | 0 | 0 | 0 | 0 | 0 | 0 | 0 | 0 | 0 | 0 | 0 | 0 | 0 | 0 | 0 | 0 | 0 | 0 | 0 | 0 | 0 | 0 | 0 | 0 | 0 | 0 | 0 | 0 | 0
F6_Industrial_Food Products_Existing_Space Heating_Natural Gas_Unit Heater_E5 | F6 | Industrial | Food Products | Existing | Space Heating | Natural Gas | Unit Heater | E5 | Utility - Value of Sales | 0 | 0 | 0 | 0 | 0 | 0 | 0 | 0 | 0 | 0 | 0 | 0 | 0 | 0 | 0 | 0 | 0 | 0 | 0 | 0 | 0 | 0 | 0 | 0 | 0 | 0 | 0 | 0 | 0 | 0
F6_Industrial_Food Products_Existing_Space Heating_Natural Gas_Unit Heater_E6 | F6 | Industrial | Food Products | Existing | Space Heating | Natural Gas | Unit Heater | E6 | Utility - Value of Sales | 0 | 0 | 0 | 0 | 0 | 0 | 0 | 0 | 0 | 0 | 0 | 0 | 0 | 0 | 0 | 0 | 0 | 0 | 0 | 0 | 0 | 0 | 0 | 0 | 0 | 0 | 0 | 0 | 0 | 0
F6_Industrial_Food Products_Existing_Space Heating_Natural Gas_Unit Heater_E7 | F6 | Industrial | Food Products | Existing | Space Heating | Natural Gas | Unit Heater | E7 | Utility - Value of Sales | 0 | 0 | 0 | 0 | 0 | 0 | 0 | 0 | 0 | 0 | 0 | 0 | 0 | 0 | 0 | 0 | 0 | 0 | 0 | 0 | 0 | 0 | 0 | 0 | 0 | 0 | 0 | 0 | 0 | 0
F6_Industrial_Food Products_Existing_Space Heating_Natural Gas_Unit Heater_E8 | F6 | Industrial | Food Products | Existing | Space Heating | Natural Gas | Unit Heater | E8 | Utility - Value of Sales | 0 | 0 | 0 | 0 | 0 | 0 | 0 | 0 | 0 | 0 | 0 | 0 | 0 | 0 | 0 | 0 | 0 | 0 | 0 | 0 | 0 | 0 | 0 | 0 | 0 | 0 | 0 | 0 | 0 | 0
F6_Industrial_Food Products_Existing_Space Heating_Natural Gas_Unit Heater_E9 | F6 | Industrial | Food Products | Existing | Space Heating | Natural Gas | Unit Heater | E9 | Utility - Value of Sales | 0 | 0 | 0 | 0 | 0 | 0 | 0 | 0 | 0 | 0 | 0 | 0 | 0 | 0 | 0 | 0 | 0 | 0 | 0 | 0 | 0 | 0 | 0 | 0 | 0 | 0 | 0 | 0 | 0 | 0
F6_Industrial_Food Products_Existing_Space Heating_Natural Gas_Unit Heater_E10 | F6 | Industrial | Food Products | Existing | Space Heating | Natural Gas | Unit Heater | E10 | Utility - Value of Sales | 0 | 0 | 0 | 0 | 0 | 0 | 0 | 0 | 0 | 0 | 0 | 0 | 0 | 0 | 0 | 0 | 0 | 0 | 0 | 0 | 0 | 0 | 0 | 0 | 0 | 0 | 0 | 0 | 0 | 0
F1_Industrial_Food Products_Existing_Process_Natural Gas_Process Boiler_E1 | F1 | Industrial | Food Products | Existing | Process | Natural Gas | Process Boiler | E1 | Participant - Cost of Equipment | 98.5892 | 98.5892 | 98.5892 | 98.5892 | 98.5892 | 98.5892 | 98.5892 | 98.5892 | 98.5892 | 98.5892 | 98.5892 | 98.5892 | 98.5892 | 98.5892 | 98.5892 | 98.5892 | 98.5892 | 98.5892 | 98.5892 | 98.5892 | 98.5892 | 98.5892 | 0 | 0 | 0 | 0 | 0 | 0 | 0 | 0
F1_Industrial_Food Products_Existing_Process_Natural Gas_Process Boiler_E2 | F1 | Industrial | Food Products | Existing | Process | Natural Gas | Process Boiler | E2 | Participant - Cost of Equipment | 0 | 0 | 0 | 0 | 0 | 0 | 0 | 0 | 0 | 0 | 0 | 0 | 0 | 0 | 0 | 0 | 0 | 0 | 0 | 0 | 0 | 0 | 0 | 0 | 0 | 0 | 0 | 0 | 0 | 0
F1_Industrial_Food Products_Existing_Process_Natural Gas_Process Boiler_E3 | F1 | Industrial | Food Products | Existing | Process | Natural Gas | Process Boiler | E3 | Participant - Cost of Equipment | 0 | 0 | 0 | 0 | 0 | 0 | 0 | 0 | 0 | 0 | 0 | 0 | 0 | 0 | 0 | 0 | 0 | 0 | 0 | 0 | 0 | 0 | 0 | 0 | 0 | 0 | 0 | 0 | 0 | 0
F1_Industrial_Food Products_Existing_Process_Natural Gas_Process Boiler_E4 | F1 | Industrial | Food Products | Existing | Process | Natural Gas | Process Boiler | E4 | Participant - Cost of Equipment | 0 | 0 | 0 | 0 | 0 | 0 | 0 | 0 | 0 | 0 | 0 | 0 | 0 | 0 | 0 | 0 | 0 | 0 | 0 | 0 | 0 | 0 | 0 | 0 | 0 | 0 | 0 | 0 | 0 | 0
F1_Industrial_Food Products_Existing_Process_Natural Gas_Process Boiler_E5 | F1 | Industrial | Food Products | Existing | Process | Natural Gas | Process Boiler | E5 | Participant - Cost of Equipment | 0 | 0 | 0 | 0 | 0 | 0 | 0 | 0 | 0 | 0 | 0 | 0 | 0 | 0 | 0 | 0 | 0 | 0 | 0 | 0 | 0 | 0 | 0 | 0 | 0 | 0 | 0 | 0 | 0 | 0
F1_Industrial_Food Products_Existing_Process_Natural Gas_Process Boiler_E6 | F1 | Industrial | Food Products | Existing | Process | Natural Gas | Process Boiler | E6 | Participant - Cost of Equipment | 0 | 0 | 0 | 0 | 0 | 0 | 0 | 0 | 0 | 0 | 0 | 0 | 0 | 0 | 0 | 0 | 0 | 0 | 0 | 0 | 0 | 0 | 0 | 0 | 0 | 0 | 0 | 0 | 0 | 0
F1_Industrial_Food Products_Existing_Process_Natural Gas_Process Boiler_E7 | F1 | Industrial | Food Products | Existing | Process | Natural Gas | Process Boiler | E7 | Participant - Cost of Equipment | 0 | 0 | 0 | 0 | 0 | 0 | 0 | 0 | 0 | 0 | 0 | 0 | 0 | 0 | 0 | 0 | 0 | 0 | 0 | 0 | 0 | 0 | 0 | 0 | 0 | 0 | 0 | 0 | 0 | 0
F1_Industrial_Food Products_Existing_Process_Natural Gas_Process Boiler_E8 | F1 | Industrial | Food Products | Existing | Process | Natural Gas | Process Boiler | E8 | Participant - Cost of Equipment | 0 | 0 | 0 | 0 | 0 | 0 | 0 | 0 | 0 | 0 | 0 | 0 | 0 | 0 | 0 | 0 | 0 | 0 | 0 | 0 | 0 | 0 | 0 | 0 | 0 | 0 | 0 | 0 | 0 | 0
F1_Industrial_Food Products_Existing_Process_Natural Gas_Process Boiler_E9 | F1 | Industrial | Food Products | Existing | Process | Natural Gas | Process Boiler | E9 | Participant - Cost of Equipment | 0 | 0 | 0 | 0 | 0 | 0 | 0 | 0 | 0 | 0 | 0 | 0 | 0 | 0 | 0 | 0 | 0 | 0 | 0 | 0 | 0 | 0 | 0 | 0 | 0 | 0 | 0 | 0 | 0 | 0
F1_Industrial_Food Products_Existing_Process_Natural Gas_Process Boiler_E10 | F1 | Industrial | Food Products | Existing | Process | Natural Gas | Process Boiler | E10 | Participant - Cost of Equipment | 0 | 0 | 0 | 0 | 0 | 0 | 0 | 0 | 0 | 0 | 0 | 0 | 0 | 0 | 0 | 0 | 0 | 0 | 0 | 0 | 0 | 0 | 0 | 0 | 0 | 0 | 0 | 0 | 0 | 0
F2_Industrial_Food Products_Existing_Process_Natural Gas_Process Boiler_E1 | F2 | Industrial | Food Products | Existing | Process | Natural Gas | Process Boiler | E1 | Participant - Cost of Operation | 947.4358 | 956.5302 | 941.0985 | 926.3017 | 901.548 | 877.0631 | 852.4658 | 829.9632 | 807.5976 | 787.9966 | 768.4599 | 749.4659 | 730.8552 | 712.9495 | 695.4075 | 678.2154 | 661.5905 | 645.6677 | 630.1371 | 615.5452 | 601.5516 | 588.0261 | 0 | 0 | 0 | 0 | 0 | 0 | 0 | 0
F2_Industrial_Food Products_Existing_Process_Natural Gas_Process Boiler_E2 | F2 | Industrial | Food Products | Existing | Process | Natural Gas | Process Boiler | E2 | Participant - Cost of Operation | 0 | 0 | 0 | 0 | 0 | 0 | 0 | 0 | 0 | 0 | 0 | 0 | 0 | 0 | 0 | 0 | 0 | 0 | 0 | 0 | 0 | 0 | 0 | 0 | 0 | 0 | 0 | 0 | 0 | 0
F2_Industrial_Food Products_Existing_Process_Natural Gas_Process Boiler_E3 | F2 | Industrial | Food Products | Existing | Process | Natural Gas | Process Boiler | E3 | Participant - Cost of Operation | 0 | 0 | 0 | 0 | 0 | 0 | 0 | 0 | 0 | 0 | 0 | 0 | 0 | 0 | 0 | 0 | 0 | 0 | 0 | 0 | 0 | 0 | 0 | 0 | 0 | 0 | 0 | 0 | 0 | 0
F2_Industrial_Food Products_Existing_Process_Natural Gas_Process Boiler_E4 | F2 | Industrial | Food Products | Existing | Process | Natural Gas | Process Boiler | E4 | Participant - Cost of Operation | 0 | 0 | 0 | 0 | 0 | 0 | 0 | 0 | 0 | 0 | 0 | 0 | 0 | 0 | 0 | 0 | 0 | 0 | 0 | 0 | 0 | 0 | 0 | 0 | 0 | 0 | 0 | 0 | 0 | 0
F2_Industrial_Food Products_Existing_Process_Natural Gas_Process Boiler_E5 | F2 | Industrial | Food Products | Existing | Process | Natural Gas | Process Boiler | E5 | Participant - Cost of Operation | 0 | 0 | 0 | 0 | 0 | 0 | 0 | 0 | 0 | 0 | 0 | 0 | 0 | 0 | 0 | 0 | 0 | 0 | 0 | 0 | 0 | 0 | 0 | 0 | 0 | 0 | 0 | 0 | 0 | 0
F2_Industrial_Food Products_Existing_Process_Natural Gas_Process Boiler_E6 | F2 | Industrial | Food Products | Existing | Process | Natural Gas | Process Boiler | E6 | Participant - Cost of Operation | 0 | 0 | 0 | 0 | 0 | 0 | 0 | 0 | 0 | 0 | 0 | 0 | 0 | 0 | 0 | 0 | 0 | 0 | 0 | 0 | 0 | 0 | 0 | 0 | 0 | 0 | 0 | 0 | 0 | 0
F2_Industrial_Food Products_Existing_Process_Natural Gas_Process Boiler_E7 | F2 | Industrial | Food Products | Existing | Process | Natural Gas | Process Boiler | E7 | Participant - Cost of Operation | 0 | 0 | 0 | 0 | 0 | 0 | 0 | 0 | 0 | 0 | 0 | 0 | 0 | 0 | 0 | 0 | 0 | 0 | 0 | 0 | 0 | 0 | 0 | 0 | 0 | 0 | 0 | 0 | 0 | 0
F2_Industrial_Food Products_Existing_Process_Natural Gas_Process Boiler_E8 | F2 | Industrial | Food Products | Existing | Process | Natural Gas | Process Boiler | E8 | Participant - Cost of Operation | 0 | 0 | 0 | 0 | 0 | 0 | 0 | 0 | 0 | 0 | 0 | 0 | 0 | 0 | 0 | 0 | 0 | 0 | 0 | 0 | 0 | 0 | 0 | 0 | 0 | 0 | 0 | 0 | 0 | 0
F2_Industrial_Food Products_Existing_Process_Natural Gas_Process Boiler_E9 | F2 | Industrial | Food Products | Existing | Process | Natural Gas | Process Boiler | E9 | Participant - Cost of Operation | 0 | 0 | 0 | 0 | 0 | 0 | 0 | 0 | 0 | 0 | 0 | 0 | 0 | 0 | 0 | 0 | 0 | 0 | 0 | 0 | 0 | 0 | 0 | 0 | 0 | 0 | 0 | 0 | 0 | 0
F2_Industrial_Food Products_Existing_Process_Natural Gas_Process Boiler_E10 | F2 | Industrial | Food Products | Existing | Process | Natural Gas | Process Boiler | E10 | Participant - Cost of Operation | 0 | 0 | 0 | 0 | 0 | 0 | 0 | 0 | 0 | 0 | 0 | 0 | 0 | 0 | 0 | 0 | 0 | 0 | 0 | 0 | 0 | 0 | 0 | 0 | 0 | 0 | 0 | 0 | 0 | 0
F3_Industrial_Food Products_Existing_Process_Natural Gas_Process Boiler_E1 | F3 | Industrial | Food Products | Existing | Process | Natural Gas | Process Boiler | E1 | System - kBTUs of Conusmption | 157954.3568 | 157954.3568 | 157954.3568 | 157954.3568 | 157954.3568 | 157954.3568 | 157954.3568 | 157954.3568 | 157954.3568 | 157954.3568 | 157954.3568 | 157954.3568 | 157954.3568 | 157954.3568 | 157954.3568 | 157954.3568 | 157954.3568 | 157954.3568 | 157954.3568 | 157954.3568 | 157954.3568 | 157954.3568 | 0 | 0 | 0 | 0 | 0 | 0 | 0 | 0
F3_Industrial_Food Products_Existing_Process_Natural Gas_Process Boiler_E2 | F3 | Industrial | Food Products | Existing | Process | Natural Gas | Process Boiler | E2 | System - kBTUs of Conusmption | 0 | 0 | 0 | 0 | 0 | 0 | 0 | 0 | 0 | 0 | 0 | 0 | 0 | 0 | 0 | 0 | 0 | 0 | 0 | 0 | 0 | 0 | 0 | 0 | 0 | 0 | 0 | 0 | 0 | 0
F3_Industrial_Food Products_Existing_Process_Natural Gas_Process Boiler_E3 | F3 | Industrial | Food Products | Existing | Process | Natural Gas | Process Boiler | E3 | System - kBTUs of Conusmption | 0 | 0 | 0 | 0 | 0 | 0 | 0 | 0 | 0 | 0 | 0 | 0 | 0 | 0 | 0 | 0 | 0 | 0 | 0 | 0 | 0 | 0 | 0 | 0 | 0 | 0 | 0 | 0 | 0 | 0
F3_Industrial_Food Products_Existing_Process_Natural Gas_Process Boiler_E4 | F3 | Industrial | Food Products | Existing | Process | Natural Gas | Process Boiler | E4 | System - kBTUs of Conusmption | 0 | 0 | 0 | 0 | 0 | 0 | 0 | 0 | 0 | 0 | 0 | 0 | 0 | 0 | 0 | 0 | 0 | 0 | 0 | 0 | 0 | 0 | 0 | 0 | 0 | 0 | 0 | 0 | 0 | 0
F3_Industrial_Food Products_Existing_Process_Natural Gas_Process Boiler_E5 | F3 | Industrial | Food Products | Existing | Process | Natural Gas | Process Boiler | E5 | System - kBTUs of Conusmption | 0 | 0 | 0 | 0 | 0 | 0 | 0 | 0 | 0 | 0 | 0 | 0 | 0 | 0 | 0 | 0 | 0 | 0 | 0 | 0 | 0 | 0 | 0 | 0 | 0 | 0 | 0 | 0 | 0 | 0
F3_Industrial_Food Products_Existing_Process_Natural Gas_Process Boiler_E6 | F3 | Industrial | Food Products | Existing | Process | Natural Gas | Process Boiler | E6 | System - kBTUs of Conusmption | 0 | 0 | 0 | 0 | 0 | 0 | 0 | 0 | 0 | 0 | 0 | 0 | 0 | 0 | 0 | 0 | 0 | 0 | 0 | 0 | 0 | 0 | 0 | 0 | 0 | 0 | 0 | 0 | 0 | 0
F3_Industrial_Food Products_Existing_Process_Natural Gas_Process Boiler_E7 | F3 | Industrial | Food Products | Existing | Process | Natural Gas | Process Boiler | E7 | System - kBTUs of Conusmption | 0 | 0 | 0 | 0 | 0 | 0 | 0 | 0 | 0 | 0 | 0 | 0 | 0 | 0 | 0 | 0 | 0 | 0 | 0 | 0 | 0 | 0 | 0 | 0 | 0 | 0 | 0 | 0 | 0 | 0
F3_Industrial_Food Products_Existing_Process_Natural Gas_Process Boiler_E8 | F3 | Industrial | Food Products | Existing | Process | Natural Gas | Process Boiler | E8 | System - kBTUs of Conusmption | 0 | 0 | 0 | 0 | 0 | 0 | 0 | 0 | 0 | 0 | 0 | 0 | 0 | 0 | 0 | 0 | 0 | 0 | 0 | 0 | 0 | 0 | 0 | 0 | 0 | 0 | 0 | 0 | 0 | 0
F3_Industrial_Food Products_Existing_Process_Natural Gas_Process Boiler_E9 | F3 | Industrial | Food Products | Existing | Process | Natural Gas | Process Boiler | E9 | System - kBTUs of Conusmption | 0 | 0 | 0 | 0 | 0 | 0 | 0 | 0 | 0 | 0 | 0 | 0 | 0 | 0 | 0 | 0 | 0 | 0 | 0 | 0 | 0 | 0 | 0 | 0 | 0 | 0 | 0 | 0 | 0 | 0
F3_Industrial_Food Products_Existing_Process_Natural Gas_Process Boiler_E10 | F3 | Industrial | Food Products | Existing | Process | Natural Gas | Process Boiler | E10 | System - kBTUs of Conusmption | 0 | 0 | 0 | 0 | 0 | 0 | 0 | 0 | 0 | 0 | 0 | 0 | 0 | 0 | 0 | 0 | 0 | 0 | 0 | 0 | 0 | 0 | 0 | 0 | 0 | 0 | 0 | 0 | 0 | 0
F4_Industrial_Food Products_Existing_Process_Natural Gas_Process Boiler_E1 | F4 | Industrial | Food Products | Existing | Process | Natural Gas | Process Boiler | E1 | Utility - Cost of Equipment | 98.5892 | 98.5892 | 98.5892 | 98.5892 | 98.5892 | 98.5892 | 98.5892 | 98.5892 | 98.5892 | 98.5892 | 98.5892 | 98.5892 | 98.5892 | 98.5892 | 98.5892 | 98.5892 | 98.5892 | 98.5892 | 98.5892 | 98.5892 | 98.5892 | 98.5892 | 0 | 0 | 0 | 0 | 0 | 0 | 0 | 0
F4_Industrial_Food Products_Existing_Process_Natural Gas_Process Boiler_E2 | F4 | Industrial | Food Products | Existing | Process | Natural Gas | Process Boiler | E2 | Utility - Cost of Equipment | 0 | 0 | 0 | 0 | 0 | 0 | 0 | 0 | 0 | 0 | 0 | 0 | 0 | 0 | 0 | 0 | 0 | 0 | 0 | 0 | 0 | 0 | 0 | 0 | 0 | 0 | 0 | 0 | 0 | 0
F4_Industrial_Food Products_Existing_Process_Natural Gas_Process Boiler_E3 | F4 | Industrial | Food Products | Existing | Process | Natural Gas | Process Boiler | E3 | Utility - Cost of Equipment | 0 | 0 | 0 | 0 | 0 | 0 | 0 | 0 | 0 | 0 | 0 | 0 | 0 | 0 | 0 | 0 | 0 | 0 | 0 | 0 | 0 | 0 | 0 | 0 | 0 | 0 | 0 | 0 | 0 | 0
F4_Industrial_Food Products_Existing_Process_Natural Gas_Process Boiler_E4 | F4 | Industrial | Food Products | Existing | Process | Natural Gas | Process Boiler | E4 | Utility - Cost of Equipment | 0 | 0 | 0 | 0 | 0 | 0 | 0 | 0 | 0 | 0 | 0 | 0 | 0 | 0 | 0 | 0 | 0 | 0 | 0 | 0 | 0 | 0 | 0 | 0 | 0 | 0 | 0 | 0 | 0 | 0
F4_Industrial_Food Products_Existing_Process_Natural Gas_Process Boiler_E5 | F4 | Industrial | Food Products | Existing | Process | Natural Gas | Process Boiler | E5 | Utility - Cost of Equipment | 0 | 0 | 0 | 0 | 0 | 0 | 0 | 0 | 0 | 0 | 0 | 0 | 0 | 0 | 0 | 0 | 0 | 0 | 0 | 0 | 0 | 0 | 0 | 0 | 0 | 0 | 0 | 0 | 0 | 0
F4_Industrial_Food Products_Existing_Process_Natural Gas_Process Boiler_E6 | F4 | Industrial | Food Products | Existing | Process | Natural Gas | Process Boiler | E6 | Utility - Cost of Equipment | 0 | 0 | 0 | 0 | 0 | 0 | 0 | 0 | 0 | 0 | 0 | 0 | 0 | 0 | 0 | 0 | 0 | 0 | 0 | 0 | 0 | 0 | 0 | 0 | 0 | 0 | 0 | 0 | 0 | 0
F4_Industrial_Food Products_Existing_Process_Natural Gas_Process Boiler_E7 | F4 | Industrial | Food Products | Existing | Process | Natural Gas | Process Boiler | E7 | Utility - Cost of Equipment | 0 | 0 | 0 | 0 | 0 | 0 | 0 | 0 | 0 | 0 | 0 | 0 | 0 | 0 | 0 | 0 | 0 | 0 | 0 | 0 | 0 | 0 | 0 | 0 | 0 | 0 | 0 | 0 | 0 | 0
F4_Industrial_Food Products_Existing_Process_Natural Gas_Process Boiler_E8 | F4 | Industrial | Food Products | Existing | Process | Natural Gas | Process Boiler | E8 | Utility - Cost of Equipment | 0 | 0 | 0 | 0 | 0 | 0 | 0 | 0 | 0 | 0 | 0 | 0 | 0 | 0 | 0 | 0 | 0 | 0 | 0 | 0 | 0 | 0 | 0 | 0 | 0 | 0 | 0 | 0 | 0 | 0
F4_Industrial_Food Products_Existing_Process_Natural Gas_Process Boiler_E9 | F4 | Industrial | Food Products | Existing | Process | Natural Gas | Process Boiler | E9 | Utility - Cost of Equipment | 0 | 0 | 0 | 0 | 0 | 0 | 0 | 0 | 0 | 0 | 0 | 0 | 0 | 0 | 0 | 0 | 0 | 0 | 0 | 0 | 0 | 0 | 0 | 0 | 0 | 0 | 0 | 0 | 0 | 0
F4_Industrial_Food Products_Existing_Process_Natural Gas_Process Boiler_E10 | F4 | Industrial | Food Products | Existing | Process | Natural Gas | Process Boiler | E10 | Utility - Cost of Equipment | 0 | 0 | 0 | 0 | 0 | 0 | 0 | 0 | 0 | 0 | 0 | 0 | 0 | 0 | 0 | 0 | 0 | 0 | 0 | 0 | 0 | 0 | 0 | 0 | 0 | 0 | 0 | 0 | 0 | 0
F5_Industrial_Food Products_Existing_Process_Natural Gas_Process Boiler_E1 | F5 | Industrial | Food Products | Existing | Process | Natural Gas | Process Boiler | E1 | Utility - Cost of Operation | 790.8049 | 798.3958 | 785.5153 | 773.1648 | 752.5033 | 732.0663 | 711.5354 | 692.753 | 674.0849 | 657.7243 | 641.4175 | 625.5636 | 610.0296 | 595.0841 | 580.4421 | 566.0923 | 552.2158 | 538.9254 | 525.9623 | 513.7828 | 502.1026 | 490.8131 | 0 | 0 | 0 | 0 | 0 | 0 | 0 | 0
F5_Industrial_Food Products_Existing_Process_Natural Gas_Process Boiler_E2 | F5 | Industrial | Food Products | Existing | Process | Natural Gas | Process Boiler | E2 | Utility - Cost of Operation | 0 | 0 | 0 | 0 | 0 | 0 | 0 | 0 | 0 | 0 | 0 | 0 | 0 | 0 | 0 | 0 | 0 | 0 | 0 | 0 | 0 | 0 | 0 | 0 | 0 | 0 | 0 | 0 | 0 | 0
F5_Industrial_Food Products_Existing_Process_Natural Gas_Process Boiler_E3 | F5 | Industrial | Food Products | Existing | Process | Natural Gas | Process Boiler | E3 | Utility - Cost of Operation | 0 | 0 | 0 | 0 | 0 | 0 | 0 | 0 | 0 | 0 | 0 | 0 | 0 | 0 | 0 | 0 | 0 | 0 | 0 | 0 | 0 | 0 | 0 | 0 | 0 | 0 | 0 | 0 | 0 | 0
F5_Industrial_Food Products_Existing_Process_Natural Gas_Process Boiler_E4 | F5 | Industrial | Food Products | Existing | Process | Natural Gas | Process Boiler | E4 | Utility - Cost of Operation | 0 | 0 | 0 | 0 | 0 | 0 | 0 | 0 | 0 | 0 | 0 | 0 | 0 | 0 | 0 | 0 | 0 | 0 | 0 | 0 | 0 | 0 | 0 | 0 | 0 | 0 | 0 | 0 | 0 | 0
F5_Industrial_Food Products_Existing_Process_Natural Gas_Process Boiler_E5 | F5 | Industrial | Food Products | Existing | Process | Natural Gas | Process Boiler | E5 | Utility - Cost of Operation | 0 | 0 | 0 | 0 | 0 | 0 | 0 | 0 | 0 | 0 | 0 | 0 | 0 | 0 | 0 | 0 | 0 | 0 | 0 | 0 | 0 | 0 | 0 | 0 | 0 | 0 | 0 | 0 | 0 | 0
F5_Industrial_Food Products_Existing_Process_Natural Gas_Process Boiler_E6 | F5 | Industrial | Food Products | Existing | Process | Natural Gas | Process Boiler | E6 | Utility - Cost of Operation | 0 | 0 | 0 | 0 | 0 | 0 | 0 | 0 | 0 | 0 | 0 | 0 | 0 | 0 | 0 | 0 | 0 | 0 | 0 | 0 | 0 | 0 | 0 | 0 | 0 | 0 | 0 | 0 | 0 | 0
F5_Industrial_Food Products_Existing_Process_Natural Gas_Process Boiler_E7 | F5 | Industrial | Food Products | Existing | Process | Natural Gas | Process Boiler | E7 | Utility - Cost of Operation | 0 | 0 | 0 | 0 | 0 | 0 | 0 | 0 | 0 | 0 | 0 | 0 | 0 | 0 | 0 | 0 | 0 | 0 | 0 | 0 | 0 | 0 | 0 | 0 | 0 | 0 | 0 | 0 | 0 | 0
F5_Industrial_Food Products_Existing_Process_Natural Gas_Process Boiler_E8 | F5 | Industrial | Food Products | Existing | Process | Natural Gas | Process Boiler | E8 | Utility - Cost of Operation | 0 | 0 | 0 | 0 | 0 | 0 | 0 | 0 | 0 | 0 | 0 | 0 | 0 | 0 | 0 | 0 | 0 | 0 | 0 | 0 | 0 | 0 | 0 | 0 | 0 | 0 | 0 | 0 | 0 | 0
F5_Industrial_Food Products_Existing_Process_Natural Gas_Process Boiler_E9 | F5 | Industrial | Food Products | Existing | Process | Natural Gas | Process Boiler | E9 | Utility - Cost of Operation | 0 | 0 | 0 | 0 | 0 | 0 | 0 | 0 | 0 | 0 | 0 | 0 | 0 | 0 | 0 | 0 | 0 | 0 | 0 | 0 | 0 | 0 | 0 | 0 | 0 | 0 | 0 | 0 | 0 | 0
F5_Industrial_Food Products_Existing_Process_Natural Gas_Process Boiler_E10 | F5 | Industrial | Food Products | Existing | Process | Natural Gas | Process Boiler | E10 | Utility - Cost of Operation | 0 | 0 | 0 | 0 | 0 | 0 | 0 | 0 | 0 | 0 | 0 | 0 | 0 | 0 | 0 | 0 | 0 | 0 | 0 | 0 | 0 | 0 | 0 | 0 | 0 | 0 | 0 | 0 | 0 | 0
F6_Industrial_Food Products_Existing_Process_Natural Gas_Process Boiler_E1 | F6 | Industrial | Food Products | Existing | Process | Natural Gas | Process Boiler | E1 | Utility - Value of Sales | 947.4358 | 956.5302 | 941.0985 | 926.3017 | 901.548 | 877.0631 | 852.4658 | 829.9632 | 807.5976 | 787.9966 | 768.4599 | 749.4659 | 730.8552 | 712.9495 | 695.4075 | 678.2154 | 661.5905 | 645.6677 | 630.1371 | 615.5452 | 601.5516 | 588.0261 | 0 | 0 | 0 | 0 | 0 | 0 | 0 | 0
F6_Industrial_Food Products_Existing_Process_Natural Gas_Process Boiler_E2 | F6 | Industrial | Food Products | Existing | Process | Natural Gas | Process Boiler | E2 | Utility - Value of Sales | 0 | 0 | 0 | 0 | 0 | 0 | 0 | 0 | 0 | 0 | 0 | 0 | 0 | 0 | 0 | 0 | 0 | 0 | 0 | 0 | 0 | 0 | 0 | 0 | 0 | 0 | 0 | 0 | 0 | 0
F6_Industrial_Food Products_Existing_Process_Natural Gas_Process Boiler_E3 | F6 | Industrial | Food Products | Existing | Process | Natural Gas | Process Boiler | E3 | Utility - Value of Sales | 0 | 0 | 0 | 0 | 0 | 0 | 0 | 0 | 0 | 0 | 0 | 0 | 0 | 0 | 0 | 0 | 0 | 0 | 0 | 0 | 0 | 0 | 0 | 0 | 0 | 0 | 0 | 0 | 0 | 0
F6_Industrial_Food Products_Existing_Process_Natural Gas_Process Boiler_E4 | F6 | Industrial | Food Products | Existing | Process | Natural Gas | Process Boiler | E4 | Utility - Value of Sales | 0 | 0 | 0 | 0 | 0 | 0 | 0 | 0 | 0 | 0 | 0 | 0 | 0 | 0 | 0 | 0 | 0 | 0 | 0 | 0 | 0 | 0 | 0 | 0 | 0 | 0 | 0 | 0 | 0 | 0
F6_Industrial_Food Products_Existing_Process_Natural Gas_Process Boiler_E5 | F6 | Industrial | Food Products | Existing | Process | Natural Gas | Process Boiler | E5 | Utility - Value of Sales | 0 | 0 | 0 | 0 | 0 | 0 | 0 | 0 | 0 | 0 | 0 | 0 | 0 | 0 | 0 | 0 | 0 | 0 | 0 | 0 | 0 | 0 | 0 | 0 | 0 | 0 | 0 | 0 | 0 | 0
F6_Industrial_Food Products_Existing_Process_Natural Gas_Process Boiler_E6 | F6 | Industrial | Food Products | Existing | Process | Natural Gas | Process Boiler | E6 | Utility - Value of Sales | 0 | 0 | 0 | 0 | 0 | 0 | 0 | 0 | 0 | 0 | 0 | 0 | 0 | 0 | 0 | 0 | 0 | 0 | 0 | 0 | 0 | 0 | 0 | 0 | 0 | 0 | 0 | 0 | 0 | 0
F6_Industrial_Food Products_Existing_Process_Natural Gas_Process Boiler_E7 | F6 | Industrial | Food Products | Existing | Process | Natural Gas | Process Boiler | E7 | Utility - Value of Sales | 0 | 0 | 0 | 0 | 0 | 0 | 0 | 0 | 0 | 0 | 0 | 0 | 0 | 0 | 0 | 0 | 0 | 0 | 0 | 0 | 0 | 0 | 0 | 0 | 0 | 0 | 0 | 0 | 0 | 0
F6_Industrial_Food Products_Existing_Process_Natural Gas_Process Boiler_E8 | F6 | Industrial | Food Products | Existing | Process | Natural Gas | Process Boiler | E8 | Utility - Value of Sales | 0 | 0 | 0 | 0 | 0 | 0 | 0 | 0 | 0 | 0 | 0 | 0 | 0 | 0 | 0 | 0 | 0 | 0 | 0 | 0 | 0 | 0 | 0 | 0 | 0 | 0 | 0 | 0 | 0 | 0
F6_Industrial_Food Products_Existing_Process_Natural Gas_Process Boiler_E9 | F6 | Industrial | Food Products | Existing | Process | Natural Gas | Process Boiler | E9 | Utility - Value of Sales | 0 | 0 | 0 | 0 | 0 | 0 | 0 | 0 | 0 | 0 | 0 | 0 | 0 | 0 | 0 | 0 | 0 | 0 | 0 | 0 | 0 | 0 | 0 | 0 | 0 | 0 | 0 | 0 | 0 | 0
F6_Industrial_Food Products_Existing_Process_Natural Gas_Process Boiler_E10 | F6 | Industrial | Food Products | Existing | Process | Natural Gas | Process Boiler | E10 | Utility - Value of Sales | 0 | 0 | 0 | 0 | 0 | 0 | 0 | 0 | 0 | 0 | 0 | 0 | 0 | 0 | 0 | 0 | 0 | 0 | 0 | 0 | 0 | 0 | 0 | 0 | 0 | 0 | 0 | 0 | 0 | 0
F1_Industrial_Food Products_Existing_Process_Natural Gas_Process Heating_E1 | F1 | Industrial | Food Products | Existing | Process | Natural Gas | Process Heating | E1 | Participant - Cost of Equipment | 265.344 | 265.344 | 265.344 | 265.344 | 265.344 | 265.344 | 265.344 | 265.344 | 265.344 | 265.344 | 265.344 | 265.344 | 265.344 | 265.344 | 265.344 | 265.344 | 265.344 | 265.344 | 265.344 | 265.344 | 265.344 | 265.344 | 0 | 0 | 0 | 0 | 0 | 0 | 0 | 0
F1_Industrial_Food Products_Existing_Process_Natural Gas_Process Heating_E2 | F1 | Industrial | Food Products | Existing | Process | Natural Gas | Process Heating | E2 | Participant - Cost of Equipment | 0 | 0 | 0 | 0 | 0 | 0 | 0 | 0 | 0 | 0 | 0 | 0 | 0 | 0 | 0 | 0 | 0 | 0 | 0 | 0 | 0 | 0 | 0 | 0 | 0 | 0 | 0 | 0 | 0 | 0
F1_Industrial_Food Products_Existing_Process_Natural Gas_Process Heating_E3 | F1 | Industrial | Food Products | Existing | Process | Natural Gas | Process Heating | E3 | Participant - Cost of Equipment | 0 | 0 | 0 | 0 | 0 | 0 | 0 | 0 | 0 | 0 | 0 | 0 | 0 | 0 | 0 | 0 | 0 | 0 | 0 | 0 | 0 | 0 | 0 | 0 | 0 | 0 | 0 | 0 | 0 | 0
F1_Industrial_Food Products_Existing_Process_Natural Gas_Process Heating_E4 | F1 | Industrial | Food Products | Existing | Process | Natural Gas | Process Heating | E4 | Participant - Cost of Equipment | 0 | 0 | 0 | 0 | 0 | 0 | 0 | 0 | 0 | 0 | 0 | 0 | 0 | 0 | 0 | 0 | 0 | 0 | 0 | 0 | 0 | 0 | 0 | 0 | 0 | 0 | 0 | 0 | 0 | 0
F1_Industrial_Food Products_Existing_Process_Natural Gas_Process Heating_E5 | F1 | Industrial | Food Products | Existing | Process | Natural Gas | Process Heating | E5 | Participant - Cost of Equipment | 0 | 0 | 0 | 0 | 0 | 0 | 0 | 0 | 0 | 0 | 0 | 0 | 0 | 0 | 0 | 0 | 0 | 0 | 0 | 0 | 0 | 0 | 0 | 0 | 0 | 0 | 0 | 0 | 0 | 0
F1_Industrial_Food Products_Existing_Process_Natural Gas_Process Heating_E6 | F1 | Industrial | Food Products | Existing | Process | Natural Gas | Process Heating | E6 | Participant - Cost of Equipment | 0 | 0 | 0 | 0 | 0 | 0 | 0 | 0 | 0 | 0 | 0 | 0 | 0 | 0 | 0 | 0 | 0 | 0 | 0 | 0 | 0 | 0 | 0 | 0 | 0 | 0 | 0 | 0 | 0 | 0
F1_Industrial_Food Products_Existing_Process_Natural Gas_Process Heating_E7 | F1 | Industrial | Food Products | Existing | Process | Natural Gas | Process Heating | E7 | Participant - Cost of Equipment | 0 | 0 | 0 | 0 | 0 | 0 | 0 | 0 | 0 | 0 | 0 | 0 | 0 | 0 | 0 | 0 | 0 | 0 | 0 | 0 | 0 | 0 | 0 | 0 | 0 | 0 | 0 | 0 | 0 | 0
F1_Industrial_Food Products_Existing_Process_Natural Gas_Process Heating_E8 | F1 | Industrial | Food Products | Existing | Process | Natural Gas | Process Heating | E8 | Participant - Cost of Equipment | 0 | 0 | 0 | 0 | 0 | 0 | 0 | 0 | 0 | 0 | 0 | 0 | 0 | 0 | 0 | 0 | 0 | 0 | 0 | 0 | 0 | 0 | 0 | 0 | 0 | 0 | 0 | 0 | 0 | 0
F1_Industrial_Food Products_Existing_Process_Natural Gas_Process Heating_E9 | F1 | Industrial | Food Products | Existing | Process | Natural Gas | Process Heating | E9 | Participant - Cost of Equipment | 0 | 0 | 0 | 0 | 0 | 0 | 0 | 0 | 0 | 0 | 0 | 0 | 0 | 0 | 0 | 0 | 0 | 0 | 0 | 0 | 0 | 0 | 0 | 0 | 0 | 0 | 0 | 0 | 0 | 0
F1_Industrial_Food Products_Existing_Process_Natural Gas_Process Heating_E10 | F1 | Industrial | Food Products | Existing | Process | Natural Gas | Process Heating | E10 | Participant - Cost of Equipment | 0 | 0 | 0 | 0 | 0 | 0 | 0 | 0 | 0 | 0 | 0 | 0 | 0 | 0 | 0 | 0 | 0 | 0 | 0 | 0 | 0 | 0 | 0 | 0 | 0 | 0 | 0 | 0 | 0 | 0
F2_Industrial_Food Products_Existing_Process_Natural Gas_Process Heating_E1 | F2 | Industrial | Food Products | Existing | Process | Natural Gas | Process Heating | E1 | Participant - Cost of Operation | 747.1429 | 816.7886 | 822.3923 | 827.9568 | 804.8595 | 780.3403 | 753.9652 | 731.5721 | 708.6908 | 692.197 | 674.8773 | 657.8731 | 640.8295 | 624.6089 | 608.2845 | 591.8881 | 576.0663 | 561.1243 | 546.3628 | 533.2615 | 520.853 | 508.7332 | 0 | 0 | 0 | 0 | 0 | 0 | 0 | 0
F2_Industrial_Food Products_Existing_Process_Natural Gas_Process Heating_E2 | F2 | Industrial | Food Products | Existing | Process | Natural Gas | Process Heating | E2 | Participant - Cost of Operation | 0 | 0 | 0 | 0 | 0 | 0 | 0 | 0 | 0 | 0 | 0 | 0 | 0 | 0 | 0 | 0 | 0 | 0 | 0 | 0 | 0 | 0 | 0 | 0 | 0 | 0 | 0 | 0 | 0 | 0
F2_Industrial_Food Products_Existing_Process_Natural Gas_Process Heating_E3 | F2 | Industrial | Food Products | Existing | Process | Natural Gas | Process Heating | E3 | Participant - Cost of Operation | 0 | 0 | 0 | 0 | 0 | 0 | 0 | 0 | 0 | 0 | 0 | 0 | 0 | 0 | 0 | 0 | 0 | 0 | 0 | 0 | 0 | 0 | 0 | 0 | 0 | 0 | 0 | 0 | 0 | 0
F2_Industrial_Food Products_Existing_Process_Natural Gas_Process Heating_E4 | F2 | Industrial | Food Products | Existing | Process | Natural Gas | Process Heating | E4 | Participant - Cost of Operation | 0 | 0 | 0 | 0 | 0 | 0 | 0 | 0 | 0 | 0 | 0 | 0 | 0 | 0 | 0 | 0 | 0 | 0 | 0 | 0 | 0 | 0 | 0 | 0 | 0 | 0 | 0 | 0 | 0 | 0
F2_Industrial_Food Products_Existing_Process_Natural Gas_Process Heating_E5 | F2 | Industrial | Food Products | Existing | Process | Natural Gas | Process Heating | E5 | Participant - Cost of Operation | 0 | 0 | 0 | 0 | 0 | 0 | 0 | 0 | 0 | 0 | 0 | 0 | 0 | 0 | 0 | 0 | 0 | 0 | 0 | 0 | 0 | 0 | 0 | 0 | 0 | 0 | 0 | 0 | 0 | 0
F2_Industrial_Food Products_Existing_Process_Natural Gas_Process Heating_E6 | F2 | Industrial | Food Products | Existing | Process | Natural Gas | Process Heating | E6 | Participant - Cost of Operation | 0 | 0 | 0 | 0 | 0 | 0 | 0 | 0 | 0 | 0 | 0 | 0 | 0 | 0 | 0 | 0 | 0 | 0 | 0 | 0 | 0 | 0 | 0 | 0 | 0 | 0 | 0 | 0 | 0 | 0
F2_Industrial_Food Products_Existing_Process_Natural Gas_Process Heating_E7 | F2 | Industrial | Food Products | Existing | Process | Natural Gas | Process Heating | E7 | Participant - Cost of Operation | 0 | 0 | 0 | 0 | 0 | 0 | 0 | 0 | 0 | 0 | 0 | 0 | 0 | 0 | 0 | 0 | 0 | 0 | 0 | 0 | 0 | 0 | 0 | 0 | 0 | 0 | 0 | 0 | 0 | 0
F2_Industrial_Food Products_Existing_Process_Natural Gas_Process Heating_E8 | F2 | Industrial | Food Products | Existing | Process | Natural Gas | Process Heating | E8 | Participant - Cost of Operation | 0 | 0 | 0 | 0 | 0 | 0 | 0 | 0 | 0 | 0 | 0 | 0 | 0 | 0 | 0 | 0 | 0 | 0 | 0 | 0 | 0 | 0 | 0 | 0 | 0 | 0 | 0 | 0 | 0 | 0
F2_Industrial_Food Products_Existing_Process_Natural Gas_Process Heating_E9 | F2 | Industrial | Food Products | Existing | Process | Natural Gas | Process Heating | E9 | Participant - Cost of Operation | 0 | 0 | 0 | 0 | 0 | 0 | 0 | 0 | 0 | 0 | 0 | 0 | 0 | 0 | 0 | 0 | 0 | 0 | 0 | 0 | 0 | 0 | 0 | 0 | 0 | 0 | 0 | 0 | 0 | 0
F2_Industrial_Food Products_Existing_Process_Natural Gas_Process Heating_E10 | F2 | Industrial | Food Products | Existing | Process | Natural Gas | Process Heating | E10 | Participant - Cost of Operation | 0 | 0 | 0 | 0 | 0 | 0 | 0 | 0 | 0 | 0 | 0 | 0 | 0 | 0 | 0 | 0 | 0 | 0 | 0 | 0 | 0 | 0 | 0 | 0 | 0 | 0 | 0 | 0 | 0 | 0
F3_Industrial_Food Products_Existing_Process_Natural Gas_Process Heating_E1 | F3 | Industrial | Food Products | Existing | Process | Natural Gas | Process Heating | E1 | System - kBTUs of Conusmption | 115676.405 | 115676.405 | 115676.405 | 115676.405 | 115676.405 | 115676.405 | 115676.405 | 115676.405 | 115676.405 | 115676.405 | 115676.405 | 115676.405 | 115676.405 | 115676.405 | 115676.405 | 115676.405 | 115676.405 | 115676.405 | 115676.405 | 115676.405 | 115676.405 | 115676.405 | 0 | 0 | 0 | 0 | 0 | 0 | 0 | 0
F3_Industrial_Food Products_Existing_Process_Natural Gas_Process Heating_E2 | F3 | Industrial | Food Products | Existing | Process | Natural Gas | Process Heating | E2 | System - kBTUs of Conusmption | 0 | 0 | 0 | 0 | 0 | 0 | 0 | 0 | 0 | 0 | 0 | 0 | 0 | 0 | 0 | 0 | 0 | 0 | 0 | 0 | 0 | 0 | 0 | 0 | 0 | 0 | 0 | 0 | 0 | 0
F3_Industrial_Food Products_Existing_Process_Natural Gas_Process Heating_E3 | F3 | Industrial | Food Products | Existing | Process | Natural Gas | Process Heating | E3 | System - kBTUs of Conusmption | 0 | 0 | 0 | 0 | 0 | 0 | 0 | 0 | 0 | 0 | 0 | 0 | 0 | 0 | 0 | 0 | 0 | 0 | 0 | 0 | 0 | 0 | 0 | 0 | 0 | 0 | 0 | 0 | 0 | 0
F3_Industrial_Food Products_Existing_Process_Natural Gas_Process Heating_E4 | F3 | Industrial | Food Products | Existing | Process | Natural Gas | Process Heating | E4 | System - kBTUs of Conusmption | 0 | 0 | 0 | 0 | 0 | 0 | 0 | 0 | 0 | 0 | 0 | 0 | 0 | 0 | 0 | 0 | 0 | 0 | 0 | 0 | 0 | 0 | 0 | 0 | 0 | 0 | 0 | 0 | 0 | 0
F3_Industrial_Food Products_Existing_Process_Natural Gas_Process Heating_E5 | F3 | Industrial | Food Products | Existing | Process | Natural Gas | Process Heating | E5 | System - kBTUs of Conusmption | 0 | 0 | 0 | 0 | 0 | 0 | 0 | 0 | 0 | 0 | 0 | 0 | 0 | 0 | 0 | 0 | 0 | 0 | 0 | 0 | 0 | 0 | 0 | 0 | 0 | 0 | 0 | 0 | 0 | 0
F3_Industrial_Food Products_Existing_Process_Natural Gas_Process Heating_E6 | F3 | Industrial | Food Products | Existing | Process | Natural Gas | Process Heating | E6 | System - kBTUs of Conusmption | 0 | 0 | 0 | 0 | 0 | 0 | 0 | 0 | 0 | 0 | 0 | 0 | 0 | 0 | 0 | 0 | 0 | 0 | 0 | 0 | 0 | 0 | 0 | 0 | 0 | 0 | 0 | 0 | 0 | 0
F3_Industrial_Food Products_Existing_Process_Natural Gas_Process Heating_E7 | F3 | Industrial | Food Products | Existing | Process | Natural Gas | Process Heating | E7 | System - kBTUs of Conusmption | 0 | 0 | 0 | 0 | 0 | 0 | 0 | 0 | 0 | 0 | 0 | 0 | 0 | 0 | 0 | 0 | 0 | 0 | 0 | 0 | 0 | 0 | 0 | 0 | 0 | 0 | 0 | 0 | 0 | 0
F3_Industrial_Food Products_Existing_Process_Natural Gas_Process Heating_E8 | F3 | Industrial | Food Products | Existing | Process | Natural Gas | Process Heating | E8 | System - kBTUs of Conusmption | 0 | 0 | 0 | 0 | 0 | 0 | 0 | 0 | 0 | 0 | 0 | 0 | 0 | 0 | 0 | 0 | 0 | 0 | 0 | 0 | 0 | 0 | 0 | 0 | 0 | 0 | 0 | 0 | 0 | 0
F3_Industrial_Food Products_Existing_Process_Natural Gas_Process Heating_E9 | F3 | Industrial | Food Products | Existing | Process | Natural Gas | Process Heating | E9 | System - kBTUs of Conusmption | 0 | 0 | 0 | 0 | 0 | 0 | 0 | 0 | 0 | 0 | 0 | 0 | 0 | 0 | 0 | 0 | 0 | 0 | 0 | 0 | 0 | 0 | 0 | 0 | 0 | 0 | 0 | 0 | 0 | 0
F3_Industrial_Food Products_Existing_Process_Natural Gas_Process Heating_E10 | F3 | Industrial | Food Products | Existing | Process | Natural Gas | Process Heating | E10 | System - kBTUs of Conusmption | 0 | 0 | 0 | 0 | 0 | 0 | 0 | 0 | 0 | 0 | 0 | 0 | 0 | 0 | 0 | 0 | 0 | 0 | 0 | 0 | 0 | 0 | 0 | 0 | 0 | 0 | 0 | 0 | 0 | 0
F4_Industrial_Food Products_Existing_Process_Natural Gas_Process Heating_E1 | F4 | Industrial | Food Products | Existing | Process | Natural Gas | Process Heating | E1 | Utility - Cost of Equipment | 265.344 | 265.344 | 265.344 | 265.344 | 265.344 | 265.344 | 265.344 | 265.344 | 265.344 | 265.344 | 265.344 | 265.344 | 265.344 | 265.344 | 265.344 | 265.344 | 265.344 | 265.344 | 265.344 | 265.344 | 265.344 | 265.344 | 0 | 0 | 0 | 0 | 0 | 0 | 0 | 0
F4_Industrial_Food Products_Existing_Process_Natural Gas_Process Heating_E2 | F4 | Industrial | Food Products | Existing | Process | Natural Gas | Process Heating | E2 | Utility - Cost of Equipment | 0 | 0 | 0 | 0 | 0 | 0 | 0 | 0 | 0 | 0 | 0 | 0 | 0 | 0 | 0 | 0 | 0 | 0 | 0 | 0 | 0 | 0 | 0 | 0 | 0 | 0 | 0 | 0 | 0 | 0
F4_Industrial_Food Products_Existing_Process_Natural Gas_Process Heating_E3 | F4 | Industrial | Food Products | Existing | Process | Natural Gas | Process Heating | E3 | Utility - Cost of Equipment | 0 | 0 | 0 | 0 | 0 | 0 | 0 | 0 | 0 | 0 | 0 | 0 | 0 | 0 | 0 | 0 | 0 | 0 | 0 | 0 | 0 | 0 | 0 | 0 | 0 | 0 | 0 | 0 | 0 | 0
F4_Industrial_Food Products_Existing_Process_Natural Gas_Process Heating_E4 | F4 | Industrial | Food Products | Existing | Process | Natural Gas | Process Heating | E4 | Utility - Cost of Equipment | 0 | 0 | 0 | 0 | 0 | 0 | 0 | 0 | 0 | 0 | 0 | 0 | 0 | 0 | 0 | 0 | 0 | 0 | 0 | 0 | 0 | 0 | 0 | 0 | 0 | 0 | 0 | 0 | 0 | 0
F4_Industrial_Food Products_Existing_Process_Natural Gas_Process Heating_E5 | F4 | Industrial | Food Products | Existing | Process | Natural Gas | Process Heating | E5 | Utility - Cost of Equipment | 0 | 0 | 0 | 0 | 0 | 0 | 0 | 0 | 0 | 0 | 0 | 0 | 0 | 0 | 0 | 0 | 0 | 0 | 0 | 0 | 0 | 0 | 0 | 0 | 0 | 0 | 0 | 0 | 0 | 0
F4_Industrial_Food Products_Existing_Process_Natural Gas_Process Heating_E6 | F4 | Industrial | Food Products | Existing | Process | Natural Gas | Process Heating | E6 | Utility - Cost of Equipment | 0 | 0 | 0 | 0 | 0 | 0 | 0 | 0 | 0 | 0 | 0 | 0 | 0 | 0 | 0 | 0 | 0 | 0 | 0 | 0 | 0 | 0 | 0 | 0 | 0 | 0 | 0 | 0 | 0 | 0
F4_Industrial_Food Products_Existing_Process_Natural Gas_Process Heating_E7 | F4 | Industrial | Food Products | Existing | Process | Natural Gas | Process Heating | E7 | Utility - Cost of Equipment | 0 | 0 | 0 | 0 | 0 | 0 | 0 | 0 | 0 | 0 | 0 | 0 | 0 | 0 | 0 | 0 | 0 | 0 | 0 | 0 | 0 | 0 | 0 | 0 | 0 | 0 | 0 | 0 | 0 | 0
F4_Industrial_Food Products_Existing_Process_Natural Gas_Process Heating_E8 | F4 | Industrial | Food Products | Existing | Process | Natural Gas | Process Heating | E8 | Utility - Cost of Equipment | 0 | 0 | 0 | 0 | 0 | 0 | 0 | 0 | 0 | 0 | 0 | 0 | 0 | 0 | 0 | 0 | 0 | 0 | 0 | 0 | 0 | 0 | 0 | 0 | 0 | 0 | 0 | 0 | 0 | 0
F4_Industrial_Food Products_Existing_Process_Natural Gas_Process Heating_E9 | F4 | Industrial | Food Products | Existing | Process | Natural Gas | Process Heating | E9 | Utility - Cost of Equipment | 0 | 0 | 0 | 0 | 0 | 0 | 0 | 0 | 0 | 0 | 0 | 0 | 0 | 0 | 0 | 0 | 0 | 0 | 0 | 0 | 0 | 0 | 0 | 0 | 0 | 0 | 0 | 0 | 0 | 0
F4_Industrial_Food Products_Existing_Process_Natural Gas_Process Heating_E10 | F4 | Industrial | Food Products | Existing | Process | Natural Gas | Process Heating | E10 | Utility - Cost of Equipment | 0 | 0 | 0 | 0 | 0 | 0 | 0 | 0 | 0 | 0 | 0 | 0 | 0 | 0 | 0 | 0 | 0 | 0 | 0 | 0 | 0 | 0 | 0 | 0 | 0 | 0 | 0 | 0 | 0 | 0
F5_Industrial_Food Products_Existing_Process_Natural Gas_Process Heating_E1 | F5 | Industrial | Food Products | Existing | Process | Natural Gas | Process Heating | E1 | Utility - Cost of Operation | 623.6246 | 681.7565 | 686.4337 | 691.0783 | 671.7994 | 651.3338 | 629.319 | 610.628 | 591.5295 | 577.7624 | 563.3061 | 549.113 | 534.887 | 521.348 | 507.7224 | 494.0367 | 480.8306 | 468.3588 | 456.0377 | 445.1023 | 434.7451 | 424.629 | 0 | 0 | 0 | 0 | 0 | 0 | 0 | 0
F5_Industrial_Food Products_Existing_Process_Natural Gas_Process Heating_E2 | F5 | Industrial | Food Products | Existing | Process | Natural Gas | Process Heating | E2 | Utility - Cost of Operation | 0 | 0 | 0 | 0 | 0 | 0 | 0 | 0 | 0 | 0 | 0 | 0 | 0 | 0 | 0 | 0 | 0 | 0 | 0 | 0 | 0 | 0 | 0 | 0 | 0 | 0 | 0 | 0 | 0 | 0
F5_Industrial_Food Products_Existing_Process_Natural Gas_Process Heating_E3 | F5 | Industrial | Food Products | Existing | Process | Natural Gas | Process Heating | E3 | Utility - Cost of Operation | 0 | 0 | 0 | 0 | 0 | 0 | 0 | 0 | 0 | 0 | 0 | 0 | 0 | 0 | 0 | 0 | 0 | 0 | 0 | 0 | 0 | 0 | 0 | 0 | 0 | 0 | 0 | 0 | 0 | 0
F5_Industrial_Food Products_Existing_Process_Natural Gas_Process Heating_E4 | F5 | Industrial | Food Products | Existing | Process | Natural Gas | Process Heating | E4 | Utility - Cost of Operation | 0 | 0 | 0 | 0 | 0 | 0 | 0 | 0 | 0 | 0 | 0 | 0 | 0 | 0 | 0 | 0 | 0 | 0 | 0 | 0 | 0 | 0 | 0 | 0 | 0 | 0 | 0 | 0 | 0 | 0
F5_Industrial_Food Products_Existing_Process_Natural Gas_Process Heating_E5 | F5 | Industrial | Food Products | Existing | Process | Natural Gas | Process Heating | E5 | Utility - Cost of Operation | 0 | 0 | 0 | 0 | 0 | 0 | 0 | 0 | 0 | 0 | 0 | 0 | 0 | 0 | 0 | 0 | 0 | 0 | 0 | 0 | 0 | 0 | 0 | 0 | 0 | 0 | 0 | 0 | 0 | 0
F5_Industrial_Food Products_Existing_Process_Natural Gas_Process Heating_E6 | F5 | Industrial | Food Products | Existing | Process | Natural Gas | Process Heating | E6 | Utility - Cost of Operation | 0 | 0 | 0 | 0 | 0 | 0 | 0 | 0 | 0 | 0 | 0 | 0 | 0 | 0 | 0 | 0 | 0 | 0 | 0 | 0 | 0 | 0 | 0 | 0 | 0 | 0 | 0 | 0 | 0 | 0
F5_Industrial_Food Products_Existing_Process_Natural Gas_Process Heating_E7 | F5 | Industrial | Food Products | Existing | Process | Natural Gas | Process Heating | E7 | Utility - Cost of Operation | 0 | 0 | 0 | 0 | 0 | 0 | 0 | 0 | 0 | 0 | 0 | 0 | 0 | 0 | 0 | 0 | 0 | 0 | 0 | 0 | 0 | 0 | 0 | 0 | 0 | 0 | 0 | 0 | 0 | 0
F5_Industrial_Food Products_Existing_Process_Natural Gas_Process Heating_E8 | F5 | Industrial | Food Products | Existing | Process | Natural Gas | Process Heating | E8 | Utility - Cost of Operation | 0 | 0 | 0 | 0 | 0 | 0 | 0 | 0 | 0 | 0 | 0 | 0 | 0 | 0 | 0 | 0 | 0 | 0 | 0 | 0 | 0 | 0 | 0 | 0 | 0 | 0 | 0 | 0 | 0 | 0
F5_Industrial_Food Products_Existing_Process_Natural Gas_Process Heating_E9 | F5 | Industrial | Food Products | Existing | Process | Natural Gas | Process Heating | E9 | Utility - Cost of Operation | 0 | 0 | 0 | 0 | 0 | 0 | 0 | 0 | 0 | 0 | 0 | 0 | 0 | 0 | 0 | 0 | 0 | 0 | 0 | 0 | 0 | 0 | 0 | 0 | 0 | 0 | 0 | 0 | 0 | 0
F5_Industrial_Food Products_Existing_Process_Natural Gas_Process Heating_E10 | F5 | Industrial | Food Products | Existing | Process | Natural Gas | Process Heating | E10 | Utility - Cost of Operation | 0 | 0 | 0 | 0 | 0 | 0 | 0 | 0 | 0 | 0 | 0 | 0 | 0 | 0 | 0 | 0 | 0 | 0 | 0 | 0 | 0 | 0 | 0 | 0 | 0 | 0 | 0 | 0 | 0 | 0
F6_Industrial_Food Products_Existing_Process_Natural Gas_Process Heating_E1 | F6 | Industrial | Food Products | Existing | Process | Natural Gas | Process Heating | E1 | Utility - Value of Sales | 747.1429 | 816.7886 | 822.3923 | 827.9568 | 804.8595 | 780.3403 | 753.9652 | 731.5721 | 708.6908 | 692.197 | 674.8773 | 657.8731 | 640.8295 | 624.6089 | 608.2845 | 591.8881 | 576.0663 | 561.1243 | 546.3628 | 533.2615 | 520.853 | 508.7332 | 0 | 0 | 0 | 0 | 0 | 0 | 0 | 0
F6_Industrial_Food Products_Existing_Process_Natural Gas_Process Heating_E2 | F6 | Industrial | Food Products | Existing | Process | Natural Gas | Process Heating | E2 | Utility - Value of Sales | 0 | 0 | 0 | 0 | 0 | 0 | 0 | 0 | 0 | 0 | 0 | 0 | 0 | 0 | 0 | 0 | 0 | 0 | 0 | 0 | 0 | 0 | 0 | 0 | 0 | 0 | 0 | 0 | 0 | 0
F6_Industrial_Food Products_Existing_Process_Natural Gas_Process Heating_E3 | F6 | Industrial | Food Products | Existing | Process | Natural Gas | Process Heating | E3 | Utility - Value of Sales | 0 | 0 | 0 | 0 | 0 | 0 | 0 | 0 | 0 | 0 | 0 | 0 | 0 | 0 | 0 | 0 | 0 | 0 | 0 | 0 | 0 | 0 | 0 | 0 | 0 | 0 | 0 | 0 | 0 | 0
F6_Industrial_Food Products_Existing_Process_Natural Gas_Process Heating_E4 | F6 | Industrial | Food Products | Existing | Process | Natural Gas | Process Heating | E4 | Utility - Value of Sales | 0 | 0 | 0 | 0 | 0 | 0 | 0 | 0 | 0 | 0 | 0 | 0 | 0 | 0 | 0 | 0 | 0 | 0 | 0 | 0 | 0 | 0 | 0 | 0 | 0 | 0 | 0 | 0 | 0 | 0
F6_Industrial_Food Products_Existing_Process_Natural Gas_Process Heating_E5 | F6 | Industrial | Food Products | Existing | Process | Natural Gas | Process Heating | E5 | Utility - Value of Sales | 0 | 0 | 0 | 0 | 0 | 0 | 0 | 0 | 0 | 0 | 0 | 0 | 0 | 0 | 0 | 0 | 0 | 0 | 0 | 0 | 0 | 0 | 0 | 0 | 0 | 0 | 0 | 0 | 0 | 0
F6_Industrial_Food Products_Existing_Process_Natural Gas_Process Heating_E6 | F6 | Industrial | Food Products | Existing | Process | Natural Gas | Process Heating | E6 | Utility - Value of Sales | 0 | 0 | 0 | 0 | 0 | 0 | 0 | 0 | 0 | 0 | 0 | 0 | 0 | 0 | 0 | 0 | 0 | 0 | 0 | 0 | 0 | 0 | 0 | 0 | 0 | 0 | 0 | 0 | 0 | 0
F6_Industrial_Food Products_Existing_Process_Natural Gas_Process Heating_E7 | F6 | Industrial | Food Products | Existing | Process | Natural Gas | Process Heating | E7 | Utility - Value of Sales | 0 | 0 | 0 | 0 | 0 | 0 | 0 | 0 | 0 | 0 | 0 | 0 | 0 | 0 | 0 | 0 | 0 | 0 | 0 | 0 | 0 | 0 | 0 | 0 | 0 | 0 | 0 | 0 | 0 | 0
F6_Industrial_Food Products_Existing_Process_Natural Gas_Process Heating_E8 | F6 | Industrial | Food Products | Existing | Process | Natural Gas | Process Heating | E8 | Utility - Value of Sales | 0 | 0 | 0 | 0 | 0 | 0 | 0 | 0 | 0 | 0 | 0 | 0 | 0 | 0 | 0 | 0 | 0 | 0 | 0 | 0 | 0 | 0 | 0 | 0 | 0 | 0 | 0 | 0 | 0 | 0
F6_Industrial_Food Products_Existing_Process_Natural Gas_Process Heating_E9 | F6 | Industrial | Food Products | Existing | Process | Natural Gas | Process Heating | E9 | Utility - Value of Sales | 0 | 0 | 0 | 0 | 0 | 0 | 0 | 0 | 0 | 0 | 0 | 0 | 0 | 0 | 0 | 0 | 0 | 0 | 0 | 0 | 0 | 0 | 0 | 0 | 0 | 0 | 0 | 0 | 0 | 0
F6_Industrial_Food Products_Existing_Process_Natural Gas_Process Heating_E10 | F6 | Industrial | Food Products | Existing | Process | Natural Gas | Process Heating | E10 | Utility - Value of Sales | 0 | 0 | 0 | 0 | 0 | 0 | 0 | 0 | 0 | 0 | 0 | 0 | 0 | 0 | 0 | 0 | 0 | 0 | 0 | 0 | 0 | 0 | 0 | 0 | 0 | 0 | 0 | 0 | 0 | 0
F1_Industrial_Food Products_Existing_Process_Natural Gas_Process Cooling_E1 | F1 | Industrial | Food Products | Existing | Process | Natural Gas | Process Cooling | E1 | Participant - Cost of Equipment | 2.6138 | 2.6138 | 2.6138 | 2.6138 | 2.6138 | 2.6138 | 2.6138 | 2.6138 | 2.6138 | 2.6138 | 2.6138 | 2.6138 | 2.6138 | 2.6138 | 2.6138 | 2.6138 | 2.6138 | 2.6138 | 2.6138 | 2.6138 | 2.6138 | 2.6138 | 0 | 0 | 0 | 0 | 0 | 0 | 0 | 0
F1_Industrial_Food Products_Existing_Process_Natural Gas_Process Cooling_E2 | F1 | Industrial | Food Products | Existing | Process | Natural Gas | Process Cooling | E2 | Participant - Cost of Equipment | 0 | 0 | 0 | 0 | 0 | 0 | 0 | 0 | 0 | 0 | 0 | 0 | 0 | 0 | 0 | 0 | 0 | 0 | 0 | 0 | 0 | 0 | 0 | 0 | 0 | 0 | 0 | 0 | 0 | 0
F1_Industrial_Food Products_Existing_Process_Natural Gas_Process Cooling_E3 | F1 | Industrial | Food Products | Existing | Process | Natural Gas | Process Cooling | E3 | Participant - Cost of Equipment | 0 | 0 | 0 | 0 | 0 | 0 | 0 | 0 | 0 | 0 | 0 | 0 | 0 | 0 | 0 | 0 | 0 | 0 | 0 | 0 | 0 | 0 | 0 | 0 | 0 | 0 | 0 | 0 | 0 | 0
F1_Industrial_Food Products_Existing_Process_Natural Gas_Process Cooling_E4 | F1 | Industrial | Food Products | Existing | Process | Natural Gas | Process Cooling | E4 | Participant - Cost of Equipment | 0 | 0 | 0 | 0 | 0 | 0 | 0 | 0 | 0 | 0 | 0 | 0 | 0 | 0 | 0 | 0 | 0 | 0 | 0 | 0 | 0 | 0 | 0 | 0 | 0 | 0 | 0 | 0 | 0 | 0
F1_Industrial_Food Products_Existing_Process_Natural Gas_Process Cooling_E5 | F1 | Industrial | Food Products | Existing | Process | Natural Gas | Process Cooling | E5 | Participant - Cost of Equipment | 0 | 0 | 0 | 0 | 0 | 0 | 0 | 0 | 0 | 0 | 0 | 0 | 0 | 0 | 0 | 0 | 0 | 0 | 0 | 0 | 0 | 0 | 0 | 0 | 0 | 0 | 0 | 0 | 0 | 0
F1_Industrial_Food Products_Existing_Process_Natural Gas_Process Cooling_E6 | F1 | Industrial | Food Products | Existing | Process | Natural Gas | Process Cooling | E6 | Participant - Cost of Equipment | 0 | 0 | 0 | 0 | 0 | 0 | 0 | 0 | 0 | 0 | 0 | 0 | 0 | 0 | 0 | 0 | 0 | 0 | 0 | 0 | 0 | 0 | 0 | 0 | 0 | 0 | 0 | 0 | 0 | 0
F1_Industrial_Food Products_Existing_Process_Natural Gas_Process Cooling_E7 | F1 | Industrial | Food Products | Existing | Process | Natural Gas | Process Cooling | E7 | Participant - Cost of Equipment | 0 | 0 | 0 | 0 | 0 | 0 | 0 | 0 | 0 | 0 | 0 | 0 | 0 | 0 | 0 | 0 | 0 | 0 | 0 | 0 | 0 | 0 | 0 | 0 | 0 | 0 | 0 | 0 | 0 | 0
F1_Industrial_Food Products_Existing_Process_Natural Gas_Process Cooling_E8 | F1 | Industrial | Food Products | Existing | Process | Natural Gas | Process Cooling | E8 | Participant - Cost of Equipment | 0 | 0 | 0 | 0 | 0 | 0 | 0 | 0 | 0 | 0 | 0 | 0 | 0 | 0 | 0 | 0 | 0 | 0 | 0 | 0 | 0 | 0 | 0 | 0 | 0 | 0 | 0 | 0 | 0 | 0
F1_Industrial_Food Products_Existing_Process_Natural Gas_Process Cooling_E9 | F1 | Industrial | Food Products | Existing | Process | Natural Gas | Process Cooling | E9 | Participant - Cost of Equipment | 0 | 0 | 0 | 0 | 0 | 0 | 0 | 0 | 0 | 0 | 0 | 0 | 0 | 0 | 0 | 0 | 0 | 0 | 0 | 0 | 0 | 0 | 0 | 0 | 0 | 0 | 0 | 0 | 0 | 0
F1_Industrial_Food Products_Existing_Process_Natural Gas_Process Cooling_E10 | F1 | Industrial | Food Products | Existing | Process | Natural Gas | Process Cooling | E10 | Participant - Cost of Equipment | 0 | 0 | 0 | 0 | 0 | 0 | 0 | 0 | 0 | 0 | 0 | 0 | 0 | 0 | 0 | 0 | 0 | 0 | 0 | 0 | 0 | 0 | 0 | 0 | 0 | 0 | 0 | 0 | 0 | 0
F2_Industrial_Food Products_Existing_Process_Natural Gas_Process Cooling_E1 | F2 | Industrial | Food Products | Existing | Process | Natural Gas | Process Cooling | E1 | Participant - Cost of Operation | 7.3597 | 8.0457 | 8.1009 | 8.1558 | 7.9282 | 7.6867 | 7.4269 | 7.2063 | 6.9809 | 6.8185 | 6.6478 | 6.4803 | 6.3125 | 6.1527 | 5.9919 | 5.8304 | 5.6745 | 5.5273 | 5.3819 | 5.2529 | 5.1306 | 5.0113 | 0 | 0 | 0 | 0 | 0 | 0 | 0 | 0
F2_Industrial_Food Products_Existing_Process_Natural Gas_Process Cooling_E2 | F2 | Industrial | Food Products | Existing | Process | Natural Gas | Process Cooling | E2 | Participant - Cost of Operation | 0 | 0 | 0 | 0 | 0 | 0 | 0 | 0 | 0 | 0 | 0 | 0 | 0 | 0 | 0 | 0 | 0 | 0 | 0 | 0 | 0 | 0 | 0 | 0 | 0 | 0 | 0 | 0 | 0 | 0
F2_Industrial_Food Products_Existing_Process_Natural Gas_Process Cooling_E3 | F2 | Industrial | Food Products | Existing | Process | Natural Gas | Process Cooling | E3 | Participant - Cost of Operation | 0 | 0 | 0 | 0 | 0 | 0 | 0 | 0 | 0 | 0 | 0 | 0 | 0 | 0 | 0 | 0 | 0 | 0 | 0 | 0 | 0 | 0 | 0 | 0 | 0 | 0 | 0 | 0 | 0 | 0
F2_Industrial_Food Products_Existing_Process_Natural Gas_Process Cooling_E4 | F2 | Industrial | Food Products | Existing | Process | Natural Gas | Process Cooling | E4 | Participant - Cost of Operation | 0 | 0 | 0 | 0 | 0 | 0 | 0 | 0 | 0 | 0 | 0 | 0 | 0 | 0 | 0 | 0 | 0 | 0 | 0 | 0 | 0 | 0 | 0 | 0 | 0 | 0 | 0 | 0 | 0 | 0
F2_Industrial_Food Products_Existing_Process_Natural Gas_Process Cooling_E5 | F2 | Industrial | Food Products | Existing | Process | Natural Gas | Process Cooling | E5 | Participant - Cost of Operation | 0 | 0 | 0 | 0 | 0 | 0 | 0 | 0 | 0 | 0 | 0 | 0 | 0 | 0 | 0 | 0 | 0 | 0 | 0 | 0 | 0 | 0 | 0 | 0 | 0 | 0 | 0 | 0 | 0 | 0
F2_Industrial_Food Products_Existing_Process_Natural Gas_Process Cooling_E6 | F2 | Industrial | Food Products | Existing | Process | Natural Gas | Process Cooling | E6 | Participant - Cost of Operation | 0 | 0 | 0 | 0 | 0 | 0 | 0 | 0 | 0 | 0 | 0 | 0 | 0 | 0 | 0 | 0 | 0 | 0 | 0 | 0 | 0 | 0 | 0 | 0 | 0 | 0 | 0 | 0 | 0 | 0
F2_Industrial_Food Products_Existing_Process_Natural Gas_Process Cooling_E7 | F2 | Industrial | Food Products | Existing | Process | Natural Gas | Process Cooling | E7 | Participant - Cost of Operation | 0 | 0 | 0 | 0 | 0 | 0 | 0 | 0 | 0 | 0 | 0 | 0 | 0 | 0 | 0 | 0 | 0 | 0 | 0 | 0 | 0 | 0 | 0 | 0 | 0 | 0 | 0 | 0 | 0 | 0
F2_Industrial_Food Products_Existing_Process_Natural Gas_Process Cooling_E8 | F2 | Industrial | Food Products | Existing | Process | Natural Gas | Process Cooling | E8 | Participant - Cost of Operation | 0 | 0 | 0 | 0 | 0 | 0 | 0 | 0 | 0 | 0 | 0 | 0 | 0 | 0 | 0 | 0 | 0 | 0 | 0 | 0 | 0 | 0 | 0 | 0 | 0 | 0 | 0 | 0 | 0 | 0
F2_Industrial_Food Products_Existing_Process_Natural Gas_Process Cooling_E9 | F2 | Industrial | Food Products | Existing | Process | Natural Gas | Process Cooling | E9 | Participant - Cost of Operation | 0 | 0 | 0 | 0 | 0 | 0 | 0 | 0 | 0 | 0 | 0 | 0 | 0 | 0 | 0 | 0 | 0 | 0 | 0 | 0 | 0 | 0 | 0 | 0 | 0 | 0 | 0 | 0 | 0 | 0
F2_Industrial_Food Products_Existing_Process_Natural Gas_Process Cooling_E10 | F2 | Industrial | Food Products | Existing | Process | Natural Gas | Process Cooling | E10 | Participant - Cost of Operation | 0 | 0 | 0 | 0 | 0 | 0 | 0 | 0 | 0 | 0 | 0 | 0 | 0 | 0 | 0 | 0 | 0 | 0 | 0 | 0 | 0 | 0 | 0 | 0 | 0 | 0 | 0 | 0 | 0 | 0
F3_Industrial_Food Products_Existing_Process_Natural Gas_Process Cooling_E1 | F3 | Industrial | Food Products | Existing | Process | Natural Gas | Process Cooling | E1 | System - kBTUs of Conusmption | 1139.4652 | 1139.4652 | 1139.4652 | 1139.4652 | 1139.4652 | 1139.4652 | 1139.4652 | 1139.4652 | 1139.4652 | 1139.4652 | 1139.4652 | 1139.4652 | 1139.4652 | 1139.4652 | 1139.4652 | 1139.4652 | 1139.4652 | 1139.4652 | 1139.4652 | 1139.4652 | 1139.4652 | 1139.4652 | 0 | 0 | 0 | 0 | 0 | 0 | 0 | 0
F3_Industrial_Food Products_Existing_Process_Natural Gas_Process Cooling_E2 | F3 | Industrial | Food Products | Existing | Process | Natural Gas | Process Cooling | E2 | System - kBTUs of Conusmption | 0 | 0 | 0 | 0 | 0 | 0 | 0 | 0 | 0 | 0 | 0 | 0 | 0 | 0 | 0 | 0 | 0 | 0 | 0 | 0 | 0 | 0 | 0 | 0 | 0 | 0 | 0 | 0 | 0 | 0
F3_Industrial_Food Products_Existing_Process_Natural Gas_Process Cooling_E3 | F3 | Industrial | Food Products | Existing | Process | Natural Gas | Process Cooling | E3 | System - kBTUs of Conusmption | 0 | 0 | 0 | 0 | 0 | 0 | 0 | 0 | 0 | 0 | 0 | 0 | 0 | 0 | 0 | 0 | 0 | 0 | 0 | 0 | 0 | 0 | 0 | 0 | 0 | 0 | 0 | 0 | 0 | 0
F3_Industrial_Food Products_Existing_Process_Natural Gas_Process Cooling_E4 | F3 | Industrial | Food Products | Existing | Process | Natural Gas | Process Cooling | E4 | System - kBTUs of Conusmption | 0 | 0 | 0 | 0 | 0 | 0 | 0 | 0 | 0 | 0 | 0 | 0 | 0 | 0 | 0 | 0 | 0 | 0 | 0 | 0 | 0 | 0 | 0 | 0 | 0 | 0 | 0 | 0 | 0 | 0
F3_Industrial_Food Products_Existing_Process_Natural Gas_Process Cooling_E5 | F3 | Industrial | Food Products | Existing | Process | Natural Gas | Process Cooling | E5 | System - kBTUs of Conusmption | 0 | 0 | 0 | 0 | 0 | 0 | 0 | 0 | 0 | 0 | 0 | 0 | 0 | 0 | 0 | 0 | 0 | 0 | 0 | 0 | 0 | 0 | 0 | 0 | 0 | 0 | 0 | 0 | 0 | 0
F3_Industrial_Food Products_Existing_Process_Natural Gas_Process Cooling_E6 | F3 | Industrial | Food Products | Existing | Process | Natural Gas | Process Cooling | E6 | System - kBTUs of Conusmption | 0 | 0 | 0 | 0 | 0 | 0 | 0 | 0 | 0 | 0 | 0 | 0 | 0 | 0 | 0 | 0 | 0 | 0 | 0 | 0 | 0 | 0 | 0 | 0 | 0 | 0 | 0 | 0 | 0 | 0
F3_Industrial_Food Products_Existing_Process_Natural Gas_Process Cooling_E7 | F3 | Industrial | Food Products | Existing | Process | Natural Gas | Process Cooling | E7 | System - kBTUs of Conusmption | 0 | 0 | 0 | 0 | 0 | 0 | 0 | 0 | 0 | 0 | 0 | 0 | 0 | 0 | 0 | 0 | 0 | 0 | 0 | 0 | 0 | 0 | 0 | 0 | 0 | 0 | 0 | 0 | 0 | 0
F3_Industrial_Food Products_Existing_Process_Natural Gas_Process Cooling_E8 | F3 | Industrial | Food Products | Existing | Process | Natural Gas | Process Cooling | E8 | System - kBTUs of Conusmption | 0 | 0 | 0 | 0 | 0 | 0 | 0 | 0 | 0 | 0 | 0 | 0 | 0 | 0 | 0 | 0 | 0 | 0 | 0 | 0 | 0 | 0 | 0 | 0 | 0 | 0 | 0 | 0 | 0 | 0
F3_Industrial_Food Products_Existing_Process_Natural Gas_Process Cooling_E9 | F3 | Industrial | Food Products | Existing | Process | Natural Gas | Process Cooling | E9 | System - kBTUs of Conusmption | 0 | 0 | 0 | 0 | 0 | 0 | 0 | 0 | 0 | 0 | 0 | 0 | 0 | 0 | 0 | 0 | 0 | 0 | 0 | 0 | 0 | 0 | 0 | 0 | 0 | 0 | 0 | 0 | 0 | 0
F3_Industrial_Food Products_Existing_Process_Natural Gas_Process Cooling_E10 | F3 | Industrial | Food Products | Existing | Process | Natural Gas | Process Cooling | E10 | System - kBTUs of Conusmption | 0 | 0 | 0 | 0 | 0 | 0 | 0 | 0 | 0 | 0 | 0 | 0 | 0 | 0 | 0 | 0 | 0 | 0 | 0 | 0 | 0 | 0 | 0 | 0 | 0 | 0 | 0 | 0 | 0 | 0
F4_Industrial_Food Products_Existing_Process_Natural Gas_Process Cooling_E1 | F4 | Industrial | Food Products | Existing | Process | Natural Gas | Process Cooling | E1 | Utility - Cost of Equipment | 2.6138 | 2.6138 | 2.6138 | 2.6138 | 2.6138 | 2.6138 | 2.6138 | 2.6138 | 2.6138 | 2.6138 | 2.6138 | 2.6138 | 2.6138 | 2.6138 | 2.6138 | 2.6138 | 2.6138 | 2.6138 | 2.6138 | 2.6138 | 2.6138 | 2.6138 | 0 | 0 | 0 | 0 | 0 | 0 | 0 | 0
F4_Industrial_Food Products_Existing_Process_Natural Gas_Process Cooling_E2 | F4 | Industrial | Food Products | Existing | Process | Natural Gas | Process Cooling | E2 | Utility - Cost of Equipment | 0 | 0 | 0 | 0 | 0 | 0 | 0 | 0 | 0 | 0 | 0 | 0 | 0 | 0 | 0 | 0 | 0 | 0 | 0 | 0 | 0 | 0 | 0 | 0 | 0 | 0 | 0 | 0 | 0 | 0
F4_Industrial_Food Products_Existing_Process_Natural Gas_Process Cooling_E3 | F4 | Industrial | Food Products | Existing | Process | Natural Gas | Process Cooling | E3 | Utility - Cost of Equipment | 0 | 0 | 0 | 0 | 0 | 0 | 0 | 0 | 0 | 0 | 0 | 0 | 0 | 0 | 0 | 0 | 0 | 0 | 0 | 0 | 0 | 0 | 0 | 0 | 0 | 0 | 0 | 0 | 0 | 0
F4_Industrial_Food Products_Existing_Process_Natural Gas_Process Cooling_E4 | F4 | Industrial | Food Products | Existing | Process | Natural Gas | Process Cooling | E4 | Utility - Cost of Equipment | 0 | 0 | 0 | 0 | 0 | 0 | 0 | 0 | 0 | 0 | 0 | 0 | 0 | 0 | 0 | 0 | 0 | 0 | 0 | 0 | 0 | 0 | 0 | 0 | 0 | 0 | 0 | 0 | 0 | 0
F4_Industrial_Food Products_Existing_Process_Natural Gas_Process Cooling_E5 | F4 | Industrial | Food Products | Existing | Process | Natural Gas | Process Cooling | E5 | Utility - Cost of Equipment | 0 | 0 | 0 | 0 | 0 | 0 | 0 | 0 | 0 | 0 | 0 | 0 | 0 | 0 | 0 | 0 | 0 | 0 | 0 | 0 | 0 | 0 | 0 | 0 | 0 | 0 | 0 | 0 | 0 | 0
F4_Industrial_Food Products_Existing_Process_Natural Gas_Process Cooling_E6 | F4 | Industrial | Food Products | Existing | Process | Natural Gas | Process Cooling | E6 | Utility - Cost of Equipment | 0 | 0 | 0 | 0 | 0 | 0 | 0 | 0 | 0 | 0 | 0 | 0 | 0 | 0 | 0 | 0 | 0 | 0 | 0 | 0 | 0 | 0 | 0 | 0 | 0 | 0 | 0 | 0 | 0 | 0
F4_Industrial_Food Products_Existing_Process_Natural Gas_Process Cooling_E7 | F4 | Industrial | Food Products | Existing | Process | Natural Gas | Process Cooling | E7 | Utility - Cost of Equipment | 0 | 0 | 0 | 0 | 0 | 0 | 0 | 0 | 0 | 0 | 0 | 0 | 0 | 0 | 0 | 0 | 0 | 0 | 0 | 0 | 0 | 0 | 0 | 0 | 0 | 0 | 0 | 0 | 0 | 0
F4_Industrial_Food Products_Existing_Process_Natural Gas_Process Cooling_E8 | F4 | Industrial | Food Products | Existing | Process | Natural Gas | Process Cooling | E8 | Utility - Cost of Equipment | 0 | 0 | 0 | 0 | 0 | 0 | 0 | 0 | 0 | 0 | 0 | 0 | 0 | 0 | 0 | 0 | 0 | 0 | 0 | 0 | 0 | 0 | 0 | 0 | 0 | 0 | 0 | 0 | 0 | 0
F4_Industrial_Food Products_Existing_Process_Natural Gas_Process Cooling_E9 | F4 | Industrial | Food Products | Existing | Process | Natural Gas | Process Cooling | E9 | Utility - Cost of Equipment | 0 | 0 | 0 | 0 | 0 | 0 | 0 | 0 | 0 | 0 | 0 | 0 | 0 | 0 | 0 | 0 | 0 | 0 | 0 | 0 | 0 | 0 | 0 | 0 | 0 | 0 | 0 | 0 | 0 | 0
F4_Industrial_Food Products_Existing_Process_Natural Gas_Process Cooling_E10 | F4 | Industrial | Food Products | Existing | Process | Natural Gas | Process Cooling | E10 | Utility - Cost of Equipment | 0 | 0 | 0 | 0 | 0 | 0 | 0 | 0 | 0 | 0 | 0 | 0 | 0 | 0 | 0 | 0 | 0 | 0 | 0 | 0 | 0 | 0 | 0 | 0 | 0 | 0 | 0 | 0 | 0 | 0
F5_Industrial_Food Products_Existing_Process_Natural Gas_Process Cooling_E1 | F5 | Industrial | Food Products | Existing | Process | Natural Gas | Process Cooling | E1 | Utility - Cost of Operation | 6.143 | 6.7156 | 6.7617 | 6.8074 | 6.6175 | 6.4159 | 6.1991 | 6.015 | 5.8268 | 5.6912 | 5.5488 | 5.409 | 5.2689 | 5.1355 | 5.0013 | 4.8665 | 4.7364 | 4.6135 | 4.4922 | 4.3845 | 4.2824 | 4.1828 | 0 | 0 | 0 | 0 | 0 | 0 | 0 | 0
F5_Industrial_Food Products_Existing_Process_Natural Gas_Process Cooling_E2 | F5 | Industrial | Food Products | Existing | Process | Natural Gas | Process Cooling | E2 | Utility - Cost of Operation | 0 | 0 | 0 | 0 | 0 | 0 | 0 | 0 | 0 | 0 | 0 | 0 | 0 | 0 | 0 | 0 | 0 | 0 | 0 | 0 | 0 | 0 | 0 | 0 | 0 | 0 | 0 | 0 | 0 | 0
F5_Industrial_Food Products_Existing_Process_Natural Gas_Process Cooling_E3 | F5 | Industrial | Food Products | Existing | Process | Natural Gas | Process Cooling | E3 | Utility - Cost of Operation | 0 | 0 | 0 | 0 | 0 | 0 | 0 | 0 | 0 | 0 | 0 | 0 | 0 | 0 | 0 | 0 | 0 | 0 | 0 | 0 | 0 | 0 | 0 | 0 | 0 | 0 | 0 | 0 | 0 | 0
F5_Industrial_Food Products_Existing_Process_Natural Gas_Process Cooling_E4 | F5 | Industrial | Food Products | Existing | Process | Natural Gas | Process Cooling | E4 | Utility - Cost of Operation | 0 | 0 | 0 | 0 | 0 | 0 | 0 | 0 | 0 | 0 | 0 | 0 | 0 | 0 | 0 | 0 | 0 | 0 | 0 | 0 | 0 | 0 | 0 | 0 | 0 | 0 | 0 | 0 | 0 | 0
F5_Industrial_Food Products_Existing_Process_Natural Gas_Process Cooling_E5 | F5 | Industrial | Food Products | Existing | Process | Natural Gas | Process Cooling | E5 | Utility - Cost of Operation | 0 | 0 | 0 | 0 | 0 | 0 | 0 | 0 | 0 | 0 | 0 | 0 | 0 | 0 | 0 | 0 | 0 | 0 | 0 | 0 | 0 | 0 | 0 | 0 | 0 | 0 | 0 | 0 | 0 | 0
F5_Industrial_Food Products_Existing_Process_Natural Gas_Process Cooling_E6 | F5 | Industrial | Food Products | Existing | Process | Natural Gas | Process Cooling | E6 | Utility - Cost of Operation | 0 | 0 | 0 | 0 | 0 | 0 | 0 | 0 | 0 | 0 | 0 | 0 | 0 | 0 | 0 | 0 | 0 | 0 | 0 | 0 | 0 | 0 | 0 | 0 | 0 | 0 | 0 | 0 | 0 | 0
F5_Industrial_Food Products_Existing_Process_Natural Gas_Process Cooling_E7 | F5 | Industrial | Food Products | Existing | Process | Natural Gas | Process Cooling | E7 | Utility - Cost of Operation | 0 | 0 | 0 | 0 | 0 | 0 | 0 | 0 | 0 | 0 | 0 | 0 | 0 | 0 | 0 | 0 | 0 | 0 | 0 | 0 | 0 | 0 | 0 | 0 | 0 | 0 | 0 | 0 | 0 | 0
F5_Industrial_Food Products_Existing_Process_Natural Gas_Process Cooling_E8 | F5 | Industrial | Food Products | Existing | Process | Natural Gas | Process Cooling | E8 | Utility - Cost of Operation | 0 | 0 | 0 | 0 | 0 | 0 | 0 | 0 | 0 | 0 | 0 | 0 | 0 | 0 | 0 | 0 | 0 | 0 | 0 | 0 | 0 | 0 | 0 | 0 | 0 | 0 | 0 | 0 | 0 | 0
F5_Industrial_Food Products_Existing_Process_Natural Gas_Process Cooling_E9 | F5 | Industrial | Food Products | Existing | Process | Natural Gas | Process Cooling | E9 | Utility - Cost of Operation | 0 | 0 | 0 | 0 | 0 | 0 | 0 | 0 | 0 | 0 | 0 | 0 | 0 | 0 | 0 | 0 | 0 | 0 | 0 | 0 | 0 | 0 | 0 | 0 | 0 | 0 | 0 | 0 | 0 | 0
F5_Industrial_Food Products_Existing_Process_Natural Gas_Process Cooling_E10 | F5 | Industrial | Food Products | Existing | Process | Natural Gas | Process Cooling | E10 | Utility - Cost of Operation | 0 | 0 | 0 | 0 | 0 | 0 | 0 | 0 | 0 | 0 | 0 | 0 | 0 | 0 | 0 | 0 | 0 | 0 | 0 | 0 | 0 | 0 | 0 | 0 | 0 | 0 | 0 | 0 | 0 | 0
F6_Industrial_Food Products_Existing_Process_Natural Gas_Process Cooling_E1 | F6 | Industrial | Food Products | Existing | Process | Natural Gas | Process Cooling | E1 | Utility - Value of Sales | 7.3597 | 8.0457 | 8.1009 | 8.1558 | 7.9282 | 7.6867 | 7.4269 | 7.2063 | 6.9809 | 6.8185 | 6.6478 | 6.4803 | 6.3125 | 6.1527 | 5.9919 | 5.8304 | 5.6745 | 5.5273 | 5.3819 | 5.2529 | 5.1306 | 5.0113 | 0 | 0 | 0 | 0 | 0 | 0 | 0 | 0
F6_Industrial_Food Products_Existing_Process_Natural Gas_Process Cooling_E2 | F6 | Industrial | Food Products | Existing | Process | Natural Gas | Process Cooling | E2 | Utility - Value of Sales | 0 | 0 | 0 | 0 | 0 | 0 | 0 | 0 | 0 | 0 | 0 | 0 | 0 | 0 | 0 | 0 | 0 | 0 | 0 | 0 | 0 | 0 | 0 | 0 | 0 | 0 | 0 | 0 | 0 | 0
F6_Industrial_Food Products_Existing_Process_Natural Gas_Process Cooling_E3 | F6 | Industrial | Food Products | Existing | Process | Natural Gas | Process Cooling | E3 | Utility - Value of Sales | 0 | 0 | 0 | 0 | 0 | 0 | 0 | 0 | 0 | 0 | 0 | 0 | 0 | 0 | 0 | 0 | 0 | 0 | 0 | 0 | 0 | 0 | 0 | 0 | 0 | 0 | 0 | 0 | 0 | 0
F6_Industrial_Food Products_Existing_Process_Natural Gas_Process Cooling_E4 | F6 | Industrial | Food Products | Existing | Process | Natural Gas | Process Cooling | E4 | Utility - Value of Sales | 0 | 0 | 0 | 0 | 0 | 0 | 0 | 0 | 0 | 0 | 0 | 0 | 0 | 0 | 0 | 0 | 0 | 0 | 0 | 0 | 0 | 0 | 0 | 0 | 0 | 0 | 0 | 0 | 0 | 0
F6_Industrial_Food Products_Existing_Process_Natural Gas_Process Cooling_E5 | F6 | Industrial | Food Products | Existing | Process | Natural Gas | Process Cooling | E5 | Utility - Value of Sales | 0 | 0 | 0 | 0 | 0 | 0 | 0 | 0 | 0 | 0 | 0 | 0 | 0 | 0 | 0 | 0 | 0 | 0 | 0 | 0 | 0 | 0 | 0 | 0 | 0 | 0 | 0 | 0 | 0 | 0
F6_Industrial_Food Products_Existing_Process_Natural Gas_Process Cooling_E6 | F6 | Industrial | Food Products | Existing | Process | Natural Gas | Process Cooling | E6 | Utility - Value of Sales | 0 | 0 | 0 | 0 | 0 | 0 | 0 | 0 | 0 | 0 | 0 | 0 | 0 | 0 | 0 | 0 | 0 | 0 | 0 | 0 | 0 | 0 | 0 | 0 | 0 | 0 | 0 | 0 | 0 | 0
F6_Industrial_Food Products_Existing_Process_Natural Gas_Process Cooling_E7 | F6 | Industrial | Food Products | Existing | Process | Natural Gas | Process Cooling | E7 | Utility - Value of Sales | 0 | 0 | 0 | 0 | 0 | 0 | 0 | 0 | 0 | 0 | 0 | 0 | 0 | 0 | 0 | 0 | 0 | 0 | 0 | 0 | 0 | 0 | 0 | 0 | 0 | 0 | 0 | 0 | 0 | 0
F6_Industrial_Food Products_Existing_Process_Natural Gas_Process Cooling_E8 | F6 | Industrial | Food Products | Existing | Process | Natural Gas | Process Cooling | E8 | Utility - Value of Sales | 0 | 0 | 0 | 0 | 0 | 0 | 0 | 0 | 0 | 0 | 0 | 0 | 0 | 0 | 0 | 0 | 0 | 0 | 0 | 0 | 0 | 0 | 0 | 0 | 0 | 0 | 0 | 0 | 0 | 0
F6_Industrial_Food Products_Existing_Process_Natural Gas_Process Cooling_E9 | F6 | Industrial | Food Products | Existing | Process | Natural Gas | Process Cooling | E9 | Utility - Value of Sales | 0 | 0 | 0 | 0 | 0 | 0 | 0 | 0 | 0 | 0 | 0 | 0 | 0 | 0 | 0 | 0 | 0 | 0 | 0 | 0 | 0 | 0 | 0 | 0 | 0 | 0 | 0 | 0 | 0 | 0
F6_Industrial_Food Products_Existing_Process_Natural Gas_Process Cooling_E10 | F6 | Industrial | Food Products | Existing | Process | Natural Gas | Process Cooling | E10 | Utility - Value of Sales | 0 | 0 | 0 | 0 | 0 | 0 | 0 | 0 | 0 | 0 | 0 | 0 | 0 | 0 | 0 | 0 | 0 | 0 | 0 | 0 | 0 | 0 | 0 | 0 | 0 | 0 | 0 | 0 | 0 | 0
F1_Industrial_Food Products_Existing_Process_Natural Gas_Other Process_E1 | F1 | Industrial | Food Products | Existing | Process | Natural Gas | Other Process | E1 | Participant - Cost of Equipment | 14.2948 | 14.2948 | 14.2948 | 14.2948 | 14.2948 | 14.2948 | 14.2948 | 14.2948 | 14.2948 | 14.2948 | 14.2948 | 14.2948 | 14.2948 | 14.2948 | 14.2948 | 14.2948 | 14.2948 | 14.2948 | 14.2948 | 14.2948 | 14.2948 | 14.2948 | 0 | 0 | 0 | 0 | 0 | 0 | 0 | 0
F1_Industrial_Food Products_Existing_Process_Natural Gas_Other Process_E2 | F1 | Industrial | Food Products | Existing | Process | Natural Gas | Other Process | E2 | Participant - Cost of Equipment | 0 | 0 | 0 | 0 | 0 | 0 | 0 | 0 | 0 | 0 | 0 | 0 | 0 | 0 | 0 | 0 | 0 | 0 | 0 | 0 | 0 | 0 | 0 | 0 | 0 | 0 | 0 | 0 | 0 | 0
F1_Industrial_Food Products_Existing_Process_Natural Gas_Other Process_E3 | F1 | Industrial | Food Products | Existing | Process | Natural Gas | Other Process | E3 | Participant - Cost of Equipment | 0 | 0 | 0 | 0 | 0 | 0 | 0 | 0 | 0 | 0 | 0 | 0 | 0 | 0 | 0 | 0 | 0 | 0 | 0 | 0 | 0 | 0 | 0 | 0 | 0 | 0 | 0 | 0 | 0 | 0
F1_Industrial_Food Products_Existing_Process_Natural Gas_Other Process_E4 | F1 | Industrial | Food Products | Existing | Process | Natural Gas | Other Process | E4 | Participant - Cost of Equipment | 0 | 0 | 0 | 0 | 0 | 0 | 0 | 0 | 0 | 0 | 0 | 0 | 0 | 0 | 0 | 0 | 0 | 0 | 0 | 0 | 0 | 0 | 0 | 0 | 0 | 0 | 0 | 0 | 0 | 0
F1_Industrial_Food Products_Existing_Process_Natural Gas_Other Process_E5 | F1 | Industrial | Food Products | Existing | Process | Natural Gas | Other Process | E5 | Participant - Cost of Equipment | 0 | 0 | 0 | 0 | 0 | 0 | 0 | 0 | 0 | 0 | 0 | 0 | 0 | 0 | 0 | 0 | 0 | 0 | 0 | 0 | 0 | 0 | 0 | 0 | 0 | 0 | 0 | 0 | 0 | 0
F1_Industrial_Food Products_Existing_Process_Natural Gas_Other Process_E6 | F1 | Industrial | Food Products | Existing | Process | Natural Gas | Other Process | E6 | Participant - Cost of Equipment | 0 | 0 | 0 | 0 | 0 | 0 | 0 | 0 | 0 | 0 | 0 | 0 | 0 | 0 | 0 | 0 | 0 | 0 | 0 | 0 | 0 | 0 | 0 | 0 | 0 | 0 | 0 | 0 | 0 | 0
F1_Industrial_Food Products_Existing_Process_Natural Gas_Other Process_E7 | F1 | Industrial | Food Products | Existing | Process | Natural Gas | Other Process | E7 | Participant - Cost of Equipment | 0 | 0 | 0 | 0 | 0 | 0 | 0 | 0 | 0 | 0 | 0 | 0 | 0 | 0 | 0 | 0 | 0 | 0 | 0 | 0 | 0 | 0 | 0 | 0 | 0 | 0 | 0 | 0 | 0 | 0
F1_Industrial_Food Products_Existing_Process_Natural Gas_Other Process_E8 | F1 | Industrial | Food Products | Existing | Process | Natural Gas | Other Process | E8 | Participant - Cost of Equipment | 0 | 0 | 0 | 0 | 0 | 0 | 0 | 0 | 0 | 0 | 0 | 0 | 0 | 0 | 0 | 0 | 0 | 0 | 0 | 0 | 0 | 0 | 0 | 0 | 0 | 0 | 0 | 0 | 0 | 0
F1_Industrial_Food Products_Existing_Process_Natural Gas_Other Process_E9 | F1 | Industrial | Food Products | Existing | Process | Natural Gas | Other Process | E9 | Participant - Cost of Equipment | 0 | 0 | 0 | 0 | 0 | 0 | 0 | 0 | 0 | 0 | 0 | 0 | 0 | 0 | 0 | 0 | 0 | 0 | 0 | 0 | 0 | 0 | 0 | 0 | 0 | 0 | 0 | 0 | 0 | 0
F1_Industrial_Food Products_Existing_Process_Natural Gas_Other Process_E10 | F1 | Industrial | Food Products | Existing | Process | Natural Gas | Other Process | E10 | Participant - Cost of Equipment | 0 | 0 | 0 | 0 | 0 | 0 | 0 | 0 | 0 | 0 | 0 | 0 | 0 | 0 | 0 | 0 | 0 | 0 | 0 | 0 | 0 | 0 | 0 | 0 | 0 | 0 | 0 | 0 | 0 | 0
F2_Industrial_Food Products_Existing_Process_Natural Gas_Other Process_E1 | F2 | Industrial | Food Products | Existing | Process | Natural Gas | Other Process | E1 | Participant - Cost of Operation | 40.2505 | 44.0025 | 44.3044 | 44.6041 | 43.3598 | 42.0389 | 40.618 | 39.4116 | 38.179 | 37.2904 | 36.3574 | 35.4413 | 34.5231 | 33.6493 | 32.7698 | 31.8865 | 31.0342 | 30.2292 | 29.434 | 28.7282 | 28.0597 | 27.4068 | 0 | 0 | 0 | 0 | 0 | 0 | 0 | 0
F2_Industrial_Food Products_Existing_Process_Natural Gas_Other Process_E2 | F2 | Industrial | Food Products | Existing | Process | Natural Gas | Other Process | E2 | Participant - Cost of Operation | 0 | 0 | 0 | 0 | 0 | 0 | 0 | 0 | 0 | 0 | 0 | 0 | 0 | 0 | 0 | 0 | 0 | 0 | 0 | 0 | 0 | 0 | 0 | 0 | 0 | 0 | 0 | 0 | 0 | 0
F2_Industrial_Food Products_Existing_Process_Natural Gas_Other Process_E3 | F2 | Industrial | Food Products | Existing | Process | Natural Gas | Other Process | E3 | Participant - Cost of Operation | 0 | 0 | 0 | 0 | 0 | 0 | 0 | 0 | 0 | 0 | 0 | 0 | 0 | 0 | 0 | 0 | 0 | 0 | 0 | 0 | 0 | 0 | 0 | 0 | 0 | 0 | 0 | 0 | 0 | 0
F2_Industrial_Food Products_Existing_Process_Natural Gas_Other Process_E4 | F2 | Industrial | Food Products | Existing | Process | Natural Gas | Other Process | E4 | Participant - Cost of Operation | 0 | 0 | 0 | 0 | 0 | 0 | 0 | 0 | 0 | 0 | 0 | 0 | 0 | 0 | 0 | 0 | 0 | 0 | 0 | 0 | 0 | 0 | 0 | 0 | 0 | 0 | 0 | 0 | 0 | 0
F2_Industrial_Food Products_Existing_Process_Natural Gas_Other Process_E5 | F2 | Industrial | Food Products | Existing | Process | Natural Gas | Other Process | E5 | Participant - Cost of Operation | 0 | 0 | 0 | 0 | 0 | 0 | 0 | 0 | 0 | 0 | 0 | 0 | 0 | 0 | 0 | 0 | 0 | 0 | 0 | 0 | 0 | 0 | 0 | 0 | 0 | 0 | 0 | 0 | 0 | 0
F2_Industrial_Food Products_Existing_Process_Natural Gas_Other Process_E6 | F2 | Industrial | Food Products | Existing | Process | Natural Gas | Other Process | E6 | Participant - Cost of Operation | 0 | 0 | 0 | 0 | 0 | 0 | 0 | 0 | 0 | 0 | 0 | 0 | 0 | 0 | 0 | 0 | 0 | 0 | 0 | 0 | 0 | 0 | 0 | 0 | 0 | 0 | 0 | 0 | 0 | 0
F2_Industrial_Food Products_Existing_Process_Natural Gas_Other Process_E7 | F2 | Industrial | Food Products | Existing | Process | Natural Gas | Other Process | E7 | Participant - Cost of Operation | 0 | 0 | 0 | 0 | 0 | 0 | 0 | 0 | 0 | 0 | 0 | 0 | 0 | 0 | 0 | 0 | 0 | 0 | 0 | 0 | 0 | 0 | 0 | 0 | 0 | 0 | 0 | 0 | 0 | 0
F2_Industrial_Food Products_Existing_Process_Natural Gas_Other Process_E8 | F2 | Industrial | Food Products | Existing | Process | Natural Gas | Other Process | E8 | Participant - Cost of Operation | 0 | 0 | 0 | 0 | 0 | 0 | 0 | 0 | 0 | 0 | 0 | 0 | 0 | 0 | 0 | 0 | 0 | 0 | 0 | 0 | 0 | 0 | 0 | 0 | 0 | 0 | 0 | 0 | 0 | 0
F2_Industrial_Food Products_Existing_Process_Natural Gas_Other Process_E9 | F2 | Industrial | Food Products | Existing | Process | Natural Gas | Other Process | E9 | Participant - Cost of Operation | 0 | 0 | 0 | 0 | 0 | 0 | 0 | 0 | 0 | 0 | 0 | 0 | 0 | 0 | 0 | 0 | 0 | 0 | 0 | 0 | 0 | 0 | 0 | 0 | 0 | 0 | 0 | 0 | 0 | 0
F2_Industrial_Food Products_Existing_Process_Natural Gas_Other Process_E10 | F2 | Industrial | Food Products | Existing | Process | Natural Gas | Other Process | E10 | Participant - Cost of Operation | 0 | 0 | 0 | 0 | 0 | 0 | 0 | 0 | 0 | 0 | 0 | 0 | 0 | 0 | 0 | 0 | 0 | 0 | 0 | 0 | 0 | 0 | 0 | 0 | 0 | 0 | 0 | 0 | 0 | 0
F3_Industrial_Food Products_Existing_Process_Natural Gas_Other Process_E1 | F3 | Industrial | Food Products | Existing | Process | Natural Gas | Other Process | E1 | System - kBTUs of Conusmption | 6231.7823 | 6231.7823 | 6231.7823 | 6231.7823 | 6231.7823 | 6231.7823 | 6231.7823 | 6231.7823 | 6231.7823 | 6231.7823 | 6231.7823 | 6231.7823 | 6231.7823 | 6231.7823 | 6231.7823 | 6231.7823 | 6231.7823 | 6231.7823 | 6231.7823 | 6231.7823 | 6231.7823 | 6231.7823 | 0 | 0 | 0 | 0 | 0 | 0 | 0 | 0
F3_Industrial_Food Products_Existing_Process_Natural Gas_Other Process_E2 | F3 | Industrial | Food Products | Existing | Process | Natural Gas | Other Process | E2 | System - kBTUs of Conusmption | 0 | 0 | 0 | 0 | 0 | 0 | 0 | 0 | 0 | 0 | 0 | 0 | 0 | 0 | 0 | 0 | 0 | 0 | 0 | 0 | 0 | 0 | 0 | 0 | 0 | 0 | 0 | 0 | 0 | 0
F3_Industrial_Food Products_Existing_Process_Natural Gas_Other Process_E3 | F3 | Industrial | Food Products | Existing | Process | Natural Gas | Other Process | E3 | System - kBTUs of Conusmption | 0 | 0 | 0 | 0 | 0 | 0 | 0 | 0 | 0 | 0 | 0 | 0 | 0 | 0 | 0 | 0 | 0 | 0 | 0 | 0 | 0 | 0 | 0 | 0 | 0 | 0 | 0 | 0 | 0 | 0
F3_Industrial_Food Products_Existing_Process_Natural Gas_Other Process_E4 | F3 | Industrial | Food Products | Existing | Process | Natural Gas | Other Process | E4 | System - kBTUs of Conusmption | 0 | 0 | 0 | 0 | 0 | 0 | 0 | 0 | 0 | 0 | 0 | 0 | 0 | 0 | 0 | 0 | 0 | 0 | 0 | 0 | 0 | 0 | 0 | 0 | 0 | 0 | 0 | 0 | 0 | 0
F3_Industrial_Food Products_Existing_Process_Natural Gas_Other Process_E5 | F3 | Industrial | Food Products | Existing | Process | Natural Gas | Other Process | E5 | System - kBTUs of Conusmption | 0 | 0 | 0 | 0 | 0 | 0 | 0 | 0 | 0 | 0 | 0 | 0 | 0 | 0 | 0 | 0 | 0 | 0 | 0 | 0 | 0 | 0 | 0 | 0 | 0 | 0 | 0 | 0 | 0 | 0
F3_Industrial_Food Products_Existing_Process_Natural Gas_Other Process_E6 | F3 | Industrial | Food Products | Existing | Process | Natural Gas | Other Process | E6 | System - kBTUs of Conusmption | 0 | 0 | 0 | 0 | 0 | 0 | 0 | 0 | 0 | 0 | 0 | 0 | 0 | 0 | 0 | 0 | 0 | 0 | 0 | 0 | 0 | 0 | 0 | 0 | 0 | 0 | 0 | 0 | 0 | 0
F3_Industrial_Food Products_Existing_Process_Natural Gas_Other Process_E7 | F3 | Industrial | Food Products | Existing | Process | Natural Gas | Other Process | E7 | System - kBTUs of Conusmption | 0 | 0 | 0 | 0 | 0 | 0 | 0 | 0 | 0 | 0 | 0 | 0 | 0 | 0 | 0 | 0 | 0 | 0 | 0 | 0 | 0 | 0 | 0 | 0 | 0 | 0 | 0 | 0 | 0 | 0
F3_Industrial_Food Products_Existing_Process_Natural Gas_Other Process_E8 | F3 | Industrial | Food Products | Existing | Process | Natural Gas | Other Process | E8 | System - kBTUs of Conusmption | 0 | 0 | 0 | 0 | 0 | 0 | 0 | 0 | 0 | 0 | 0 | 0 | 0 | 0 | 0 | 0 | 0 | 0 | 0 | 0 | 0 | 0 | 0 | 0 | 0 | 0 | 0 | 0 | 0 | 0
F3_Industrial_Food Products_Existing_Process_Natural Gas_Other Process_E9 | F3 | Industrial | Food Products | Existing | Process | Natural Gas | Other Process | E9 | System - kBTUs of Conusmption | 0 | 0 | 0 | 0 | 0 | 0 | 0 | 0 | 0 | 0 | 0 | 0 | 0 | 0 | 0 | 0 | 0 | 0 | 0 | 0 | 0 | 0 | 0 | 0 | 0 | 0 | 0 | 0 | 0 | 0
F3_Industrial_Food Products_Existing_Process_Natural Gas_Other Process_E10 | F3 | Industrial | Food Products | Existing | Process | Natural Gas | Other Process | E10 | System - kBTUs of Conusmption | 0 | 0 | 0 | 0 | 0 | 0 | 0 | 0 | 0 | 0 | 0 | 0 | 0 | 0 | 0 | 0 | 0 | 0 | 0 | 0 | 0 | 0 | 0 | 0 | 0 | 0 | 0 | 0 | 0 | 0
F4_Industrial_Food Products_Existing_Process_Natural Gas_Other Process_E1 | F4 | Industrial | Food Products | Existing | Process | Natural Gas | Other Process | E1 | Utility - Cost of Equipment | 14.2948 | 14.2948 | 14.2948 | 14.2948 | 14.2948 | 14.2948 | 14.2948 | 14.2948 | 14.2948 | 14.2948 | 14.2948 | 14.2948 | 14.2948 | 14.2948 | 14.2948 | 14.2948 | 14.2948 | 14.2948 | 14.2948 | 14.2948 | 14.2948 | 14.2948 | 0 | 0 | 0 | 0 | 0 | 0 | 0 | 0
F4_Industrial_Food Products_Existing_Process_Natural Gas_Other Process_E2 | F4 | Industrial | Food Products | Existing | Process | Natural Gas | Other Process | E2 | Utility - Cost of Equipment | 0 | 0 | 0 | 0 | 0 | 0 | 0 | 0 | 0 | 0 | 0 | 0 | 0 | 0 | 0 | 0 | 0 | 0 | 0 | 0 | 0 | 0 | 0 | 0 | 0 | 0 | 0 | 0 | 0 | 0
F4_Industrial_Food Products_Existing_Process_Natural Gas_Other Process_E3 | F4 | Industrial | Food Products | Existing | Process | Natural Gas | Other Process | E3 | Utility - Cost of Equipment | 0 | 0 | 0 | 0 | 0 | 0 | 0 | 0 | 0 | 0 | 0 | 0 | 0 | 0 | 0 | 0 | 0 | 0 | 0 | 0 | 0 | 0 | 0 | 0 | 0 | 0 | 0 | 0 | 0 | 0
F4_Industrial_Food Products_Existing_Process_Natural Gas_Other Process_E4 | F4 | Industrial | Food Products | Existing | Process | Natural Gas | Other Process | E4 | Utility - Cost of Equipment | 0 | 0 | 0 | 0 | 0 | 0 | 0 | 0 | 0 | 0 | 0 | 0 | 0 | 0 | 0 | 0 | 0 | 0 | 0 | 0 | 0 | 0 | 0 | 0 | 0 | 0 | 0 | 0 | 0 | 0
F4_Industrial_Food Products_Existing_Process_Natural Gas_Other Process_E5 | F4 | Industrial | Food Products | Existing | Process | Natural Gas | Other Process | E5 | Utility - Cost of Equipment | 0 | 0 | 0 | 0 | 0 | 0 | 0 | 0 | 0 | 0 | 0 | 0 | 0 | 0 | 0 | 0 | 0 | 0 | 0 | 0 | 0 | 0 | 0 | 0 | 0 | 0 | 0 | 0 | 0 | 0
F4_Industrial_Food Products_Existing_Process_Natural Gas_Other Process_E6 | F4 | Industrial | Food Products | Existing | Process | Natural Gas | Other Process | E6 | Utility - Cost of Equipment | 0 | 0 | 0 | 0 | 0 | 0 | 0 | 0 | 0 | 0 | 0 | 0 | 0 | 0 | 0 | 0 | 0 | 0 | 0 | 0 | 0 | 0 | 0 | 0 | 0 | 0 | 0 | 0 | 0 | 0
F4_Industrial_Food Products_Existing_Process_Natural Gas_Other Process_E7 | F4 | Industrial | Food Products | Existing | Process | Natural Gas | Other Process | E7 | Utility - Cost of Equipment | 0 | 0 | 0 | 0 | 0 | 0 | 0 | 0 | 0 | 0 | 0 | 0 | 0 | 0 | 0 | 0 | 0 | 0 | 0 | 0 | 0 | 0 | 0 | 0 | 0 | 0 | 0 | 0 | 0 | 0
F4_Industrial_Food Products_Existing_Process_Natural Gas_Other Process_E8 | F4 | Industrial | Food Products | Existing | Process | Natural Gas | Other Process | E8 | Utility - Cost of Equipment | 0 | 0 | 0 | 0 | 0 | 0 | 0 | 0 | 0 | 0 | 0 | 0 | 0 | 0 | 0 | 0 | 0 | 0 | 0 | 0 | 0 | 0 | 0 | 0 | 0 | 0 | 0 | 0 | 0 | 0
F4_Industrial_Food Products_Existing_Process_Natural Gas_Other Process_E9 | F4 | Industrial | Food Products | Existing | Process | Natural Gas | Other Process | E9 | Utility - Cost of Equipment | 0 | 0 | 0 | 0 | 0 | 0 | 0 | 0 | 0 | 0 | 0 | 0 | 0 | 0 | 0 | 0 | 0 | 0 | 0 | 0 | 0 | 0 | 0 | 0 | 0 | 0 | 0 | 0 | 0 | 0
F4_Industrial_Food Products_Existing_Process_Natural Gas_Other Process_E10 | F4 | Industrial | Food Products | Existing | Process | Natural Gas | Other Process | E10 | Utility - Cost of Equipment | 0 | 0 | 0 | 0 | 0 | 0 | 0 | 0 | 0 | 0 | 0 | 0 | 0 | 0 | 0 | 0 | 0 | 0 | 0 | 0 | 0 | 0 | 0 | 0 | 0 | 0 | 0 | 0 | 0 | 0
F5_Industrial_Food Products_Existing_Process_Natural Gas_Other Process_E1 | F5 | Industrial | Food Products | Existing | Process | Natural Gas | Other Process | E1 | Utility - Cost of Operation | 33.5962 | 36.728 | 36.9799 | 37.2301 | 36.1915 | 35.089 | 33.903 | 32.8961 | 31.8672 | 31.1255 | 30.3467 | 29.5821 | 28.8157 | 28.0863 | 27.3523 | 26.615 | 25.9036 | 25.2317 | 24.5679 | 23.9788 | 23.4208 | 22.8758 | 0 | 0 | 0 | 0 | 0 | 0 | 0 | 0
F5_Industrial_Food Products_Existing_Process_Natural Gas_Other Process_E2 | F5 | Industrial | Food Products | Existing | Process | Natural Gas | Other Process | E2 | Utility - Cost of Operation | 0 | 0 | 0 | 0 | 0 | 0 | 0 | 0 | 0 | 0 | 0 | 0 | 0 | 0 | 0 | 0 | 0 | 0 | 0 | 0 | 0 | 0 | 0 | 0 | 0 | 0 | 0 | 0 | 0 | 0
F5_Industrial_Food Products_Existing_Process_Natural Gas_Other Process_E3 | F5 | Industrial | Food Products | Existing | Process | Natural Gas | Other Process | E3 | Utility - Cost of Operation | 0 | 0 | 0 | 0 | 0 | 0 | 0 | 0 | 0 | 0 | 0 | 0 | 0 | 0 | 0 | 0 | 0 | 0 | 0 | 0 | 0 | 0 | 0 | 0 | 0 | 0 | 0 | 0 | 0 | 0
F5_Industrial_Food Products_Existing_Process_Natural Gas_Other Process_E4 | F5 | Industrial | Food Products | Existing | Process | Natural Gas | Other Process | E4 | Utility - Cost of Operation | 0 | 0 | 0 | 0 | 0 | 0 | 0 | 0 | 0 | 0 | 0 | 0 | 0 | 0 | 0 | 0 | 0 | 0 | 0 | 0 | 0 | 0 | 0 | 0 | 0 | 0 | 0 | 0 | 0 | 0
F5_Industrial_Food Products_Existing_Process_Natural Gas_Other Process_E5 | F5 | Industrial | Food Products | Existing | Process | Natural Gas | Other Process | E5 | Utility - Cost of Operation | 0 | 0 | 0 | 0 | 0 | 0 | 0 | 0 | 0 | 0 | 0 | 0 | 0 | 0 | 0 | 0 | 0 | 0 | 0 | 0 | 0 | 0 | 0 | 0 | 0 | 0 | 0 | 0 | 0 | 0
F5_Industrial_Food Products_Existing_Process_Natural Gas_Other Process_E6 | F5 | Industrial | Food Products | Existing | Process | Natural Gas | Other Process | E6 | Utility - Cost of Operation | 0 | 0 | 0 | 0 | 0 | 0 | 0 | 0 | 0 | 0 | 0 | 0 | 0 | 0 | 0 | 0 | 0 | 0 | 0 | 0 | 0 | 0 | 0 | 0 | 0 | 0 | 0 | 0 | 0 | 0
F5_Industrial_Food Products_Existing_Process_Natural Gas_Other Process_E7 | F5 | Industrial | Food Products | Existing | Process | Natural Gas | Other Process | E7 | Utility - Cost of Operation | 0 | 0 | 0 | 0 | 0 | 0 | 0 | 0 | 0 | 0 | 0 | 0 | 0 | 0 | 0 | 0 | 0 | 0 | 0 | 0 | 0 | 0 | 0 | 0 | 0 | 0 | 0 | 0 | 0 | 0
F5_Industrial_Food Products_Existing_Process_Natural Gas_Other Process_E8 | F5 | Industrial | Food Products | Existing | Process | Natural Gas | Other Process | E8 | Utility - Cost of Operation | 0 | 0 | 0 | 0 | 0 | 0 | 0 | 0 | 0 | 0 | 0 | 0 | 0 | 0 | 0 | 0 | 0 | 0 | 0 | 0 | 0 | 0 | 0 | 0 | 0 | 0 | 0 | 0 | 0 | 0
F5_Industrial_Food Products_Existing_Process_Natural Gas_Other Process_E9 | F5 | Industrial | Food Products | Existing | Process | Natural Gas | Other Process | E9 | Utility - Cost of Operation | 0 | 0 | 0 | 0 | 0 | 0 | 0 | 0 | 0 | 0 | 0 | 0 | 0 | 0 | 0 | 0 | 0 | 0 | 0 | 0 | 0 | 0 | 0 | 0 | 0 | 0 | 0 | 0 | 0 | 0
F5_Industrial_Food Products_Existing_Process_Natural Gas_Other Process_E10 | F5 | Industrial | Food Products | Existing | Process | Natural Gas | Other Process | E10 | Utility - Cost of Operation | 0 | 0 | 0 | 0 | 0 | 0 | 0 | 0 | 0 | 0 | 0 | 0 | 0 | 0 | 0 | 0 | 0 | 0 | 0 | 0 | 0 | 0 | 0 | 0 | 0 | 0 | 0 | 0 | 0 | 0
F6_Industrial_Food Products_Existing_Process_Natural Gas_Other Process_E1 | F6 | Industrial | Food Products | Existing | Process | Natural Gas | Other Process | E1 | Utility - Value of Sales | 40.2505 | 44.0025 | 44.3044 | 44.6041 | 43.3598 | 42.0389 | 40.618 | 39.4116 | 38.179 | 37.2904 | 36.3574 | 35.4413 | 34.5231 | 33.6493 | 32.7698 | 31.8865 | 31.0342 | 30.2292 | 29.434 | 28.7282 | 28.0597 | 27.4068 | 0 | 0 | 0 | 0 | 0 | 0 | 0 | 0
F6_Industrial_Food Products_Existing_Process_Natural Gas_Other Process_E2 | F6 | Industrial | Food Products | Existing | Process | Natural Gas | Other Process | E2 | Utility - Value of Sales | 0 | 0 | 0 | 0 | 0 | 0 | 0 | 0 | 0 | 0 | 0 | 0 | 0 | 0 | 0 | 0 | 0 | 0 | 0 | 0 | 0 | 0 | 0 | 0 | 0 | 0 | 0 | 0 | 0 | 0
F6_Industrial_Food Products_Existing_Process_Natural Gas_Other Process_E3 | F6 | Industrial | Food Products | Existing | Process | Natural Gas | Other Process | E3 | Utility - Value of Sales | 0 | 0 | 0 | 0 | 0 | 0 | 0 | 0 | 0 | 0 | 0 | 0 | 0 | 0 | 0 | 0 | 0 | 0 | 0 | 0 | 0 | 0 | 0 | 0 | 0 | 0 | 0 | 0 | 0 | 0
F6_Industrial_Food Products_Existing_Process_Natural Gas_Other Process_E4 | F6 | Industrial | Food Products | Existing | Process | Natural Gas | Other Process | E4 | Utility - Value of Sales | 0 | 0 | 0 | 0 | 0 | 0 | 0 | 0 | 0 | 0 | 0 | 0 | 0 | 0 | 0 | 0 | 0 | 0 | 0 | 0 | 0 | 0 | 0 | 0 | 0 | 0 | 0 | 0 | 0 | 0
F6_Industrial_Food Products_Existing_Process_Natural Gas_Other Process_E5 | F6 | Industrial | Food Products | Existing | Process | Natural Gas | Other Process | E5 | Utility - Value of Sales | 0 | 0 | 0 | 0 | 0 | 0 | 0 | 0 | 0 | 0 | 0 | 0 | 0 | 0 | 0 | 0 | 0 | 0 | 0 | 0 | 0 | 0 | 0 | 0 | 0 | 0 | 0 | 0 | 0 | 0
F6_Industrial_Food Products_Existing_Process_Natural Gas_Other Process_E6 | F6 | Industrial | Food Products | Existing | Process | Natural Gas | Other Process | E6 | Utility - Value of Sales | 0 | 0 | 0 | 0 | 0 | 0 | 0 | 0 | 0 | 0 | 0 | 0 | 0 | 0 | 0 | 0 | 0 | 0 | 0 | 0 | 0 | 0 | 0 | 0 | 0 | 0 | 0 | 0 | 0 | 0
F6_Industrial_Food Products_Existing_Process_Natural Gas_Other Process_E7 | F6 | Industrial | Food Products | Existing | Process | Natural Gas | Other Process | E7 | Utility - Value of Sales | 0 | 0 | 0 | 0 | 0 | 0 | 0 | 0 | 0 | 0 | 0 | 0 | 0 | 0 | 0 | 0 | 0 | 0 | 0 | 0 | 0 | 0 | 0 | 0 | 0 | 0 | 0 | 0 | 0 | 0
F6_Industrial_Food Products_Existing_Process_Natural Gas_Other Process_E8 | F6 | Industrial | Food Products | Existing | Process | Natural Gas | Other Process | E8 | Utility - Value of Sales | 0 | 0 | 0 | 0 | 0 | 0 | 0 | 0 | 0 | 0 | 0 | 0 | 0 | 0 | 0 | 0 | 0 | 0 | 0 | 0 | 0 | 0 | 0 | 0 | 0 | 0 | 0 | 0 | 0 | 0
F6_Industrial_Food Products_Existing_Process_Natural Gas_Other Process_E9 | F6 | Industrial | Food Products | Existing | Process | Natural Gas | Other Process | E9 | Utility - Value of Sales | 0 | 0 | 0 | 0 | 0 | 0 | 0 | 0 | 0 | 0 | 0 | 0 | 0 | 0 | 0 | 0 | 0 | 0 | 0 | 0 | 0 | 0 | 0 | 0 | 0 | 0 | 0 | 0 | 0 | 0
F6_Industrial_Food Products_Existing_Process_Natural Gas_Other Process_E10 | F6 | Industrial | Food Products | Existing | Process | Natural Gas | Other Process | E10 | Utility - Value of Sales | 0 | 0 | 0 | 0 | 0 | 0 | 0 | 0 | 0 | 0 | 0 | 0 | 0 | 0 | 0 | 0 | 0 | 0 | 0 | 0 | 0 | 0 | 0 | 0 | 0 | 0 | 0 | 0 | 0 | 0
F1_Industrial_Food Products_Existing_Miscellaneous_Natural Gas_Miscellaneous_E1 | F1 | Industrial | Food Products | Existing | Miscellaneous | Natural Gas | Miscellaneous | E1 | Participant - Cost of Equipment | 14.8966 | 14.8966 | 14.8966 | 14.8966 | 14.8966 | 14.8966 | 14.8966 | 14.8966 | 14.8966 | 14.8966 | 14.8966 | 14.8966 | 14.8966 | 14.8966 | 14.8966 | 14.8966 | 14.8966 | 14.8966 | 14.8966 | 14.8966 | 14.8966 | 14.8966 | 0 | 0 | 0 | 0 | 0 | 0 | 0 | 0
F1_Industrial_Food Products_Existing_Miscellaneous_Natural Gas_Miscellaneous_E2 | F1 | Industrial | Food Products | Existing | Miscellaneous | Natural Gas | Miscellaneous | E2 | Participant - Cost of Equipment | 0 | 0 | 0 | 0 | 0 | 0 | 0 | 0 | 0 | 0 | 0 | 0 | 0 | 0 | 0 | 0 | 0 | 0 | 0 | 0 | 0 | 0 | 0 | 0 | 0 | 0 | 0 | 0 | 0 | 0
F1_Industrial_Food Products_Existing_Miscellaneous_Natural Gas_Miscellaneous_E3 | F1 | Industrial | Food Products | Existing | Miscellaneous | Natural Gas | Miscellaneous | E3 | Participant - Cost of Equipment | 0 | 0 | 0 | 0 | 0 | 0 | 0 | 0 | 0 | 0 | 0 | 0 | 0 | 0 | 0 | 0 | 0 | 0 | 0 | 0 | 0 | 0 | 0 | 0 | 0 | 0 | 0 | 0 | 0 | 0
F1_Industrial_Food Products_Existing_Miscellaneous_Natural Gas_Miscellaneous_E4 | F1 | Industrial | Food Products | Existing | Miscellaneous | Natural Gas | Miscellaneous | E4 | Participant - Cost of Equipment | 0 | 0 | 0 | 0 | 0 | 0 | 0 | 0 | 0 | 0 | 0 | 0 | 0 | 0 | 0 | 0 | 0 | 0 | 0 | 0 | 0 | 0 | 0 | 0 | 0 | 0 | 0 | 0 | 0 | 0
F1_Industrial_Food Products_Existing_Miscellaneous_Natural Gas_Miscellaneous_E5 | F1 | Industrial | Food Products | Existing | Miscellaneous | Natural Gas | Miscellaneous | E5 | Participant - Cost of Equipment | 0 | 0 | 0 | 0 | 0 | 0 | 0 | 0 | 0 | 0 | 0 | 0 | 0 | 0 | 0 | 0 | 0 | 0 | 0 | 0 | 0 | 0 | 0 | 0 | 0 | 0 | 0 | 0 | 0 | 0
F1_Industrial_Food Products_Existing_Miscellaneous_Natural Gas_Miscellaneous_E6 | F1 | Industrial | Food Products | Existing | Miscellaneous | Natural Gas | Miscellaneous | E6 | Participant - Cost of Equipment | 0 | 0 | 0 | 0 | 0 | 0 | 0 | 0 | 0 | 0 | 0 | 0 | 0 | 0 | 0 | 0 | 0 | 0 | 0 | 0 | 0 | 0 | 0 | 0 | 0 | 0 | 0 | 0 | 0 | 0
F1_Industrial_Food Products_Existing_Miscellaneous_Natural Gas_Miscellaneous_E7 | F1 | Industrial | Food Products | Existing | Miscellaneous | Natural Gas | Miscellaneous | E7 | Participant - Cost of Equipment | 0 | 0 | 0 | 0 | 0 | 0 | 0 | 0 | 0 | 0 | 0 | 0 | 0 | 0 | 0 | 0 | 0 | 0 | 0 | 0 | 0 | 0 | 0 | 0 | 0 | 0 | 0 | 0 | 0 | 0
F1_Industrial_Food Products_Existing_Miscellaneous_Natural Gas_Miscellaneous_E8 | F1 | Industrial | Food Products | Existing | Miscellaneous | Natural Gas | Miscellaneous | E8 | Participant - Cost of Equipment | 0 | 0 | 0 | 0 | 0 | 0 | 0 | 0 | 0 | 0 | 0 | 0 | 0 | 0 | 0 | 0 | 0 | 0 | 0 | 0 | 0 | 0 | 0 | 0 | 0 | 0 | 0 | 0 | 0 | 0
F1_Industrial_Food Products_Existing_Miscellaneous_Natural Gas_Miscellaneous_E9 | F1 | Industrial | Food Products | Existing | Miscellaneous | Natural Gas | Miscellaneous | E9 | Participant - Cost of Equipment | 0 | 0 | 0 | 0 | 0 | 0 | 0 | 0 | 0 | 0 | 0 | 0 | 0 | 0 | 0 | 0 | 0 | 0 | 0 | 0 | 0 | 0 | 0 | 0 | 0 | 0 | 0 | 0 | 0 | 0
F1_Industrial_Food Products_Existing_Miscellaneous_Natural Gas_Miscellaneous_E10 | F1 | Industrial | Food Products | Existing | Miscellaneous | Natural Gas | Miscellaneous | E10 | Participant - Cost of Equipment | 0 | 0 | 0 | 0 | 0 | 0 | 0 | 0 | 0 | 0 | 0 | 0 | 0 | 0 | 0 | 0 | 0 | 0 | 0 | 0 | 0 | 0 | 0 | 0 | 0 | 0 | 0 | 0 | 0 | 0
F2_Industrial_Food Products_Existing_Miscellaneous_Natural Gas_Miscellaneous_E1 | F2 | Industrial | Food Products | Existing | Miscellaneous | Natural Gas | Miscellaneous | E1 | Participant - Cost of Operation | 41.9452 | 45.8551 | 46.1697 | 46.4821 | 45.1854 | 43.8089 | 42.3282 | 41.071 | 39.7864 | 38.8604 | 37.8881 | 36.9335 | 35.9766 | 35.066 | 34.1495 | 33.229 | 32.3408 | 31.5019 | 30.6732 | 29.9377 | 29.2411 | 28.5607 | 0 | 0 | 0 | 0 | 0 | 0 | 0 | 0
F2_Industrial_Food Products_Existing_Miscellaneous_Natural Gas_Miscellaneous_E2 | F2 | Industrial | Food Products | Existing | Miscellaneous | Natural Gas | Miscellaneous | E2 | Participant - Cost of Operation | 0 | 0 | 0 | 0 | 0 | 0 | 0 | 0 | 0 | 0 | 0 | 0 | 0 | 0 | 0 | 0 | 0 | 0 | 0 | 0 | 0 | 0 | 0 | 0 | 0 | 0 | 0 | 0 | 0 | 0
F2_Industrial_Food Products_Existing_Miscellaneous_Natural Gas_Miscellaneous_E3 | F2 | Industrial | Food Products | Existing | Miscellaneous | Natural Gas | Miscellaneous | E3 | Participant - Cost of Operation | 0 | 0 | 0 | 0 | 0 | 0 | 0 | 0 | 0 | 0 | 0 | 0 | 0 | 0 | 0 | 0 | 0 | 0 | 0 | 0 | 0 | 0 | 0 | 0 | 0 | 0 | 0 | 0 | 0 | 0
F2_Industrial_Food Products_Existing_Miscellaneous_Natural Gas_Miscellaneous_E4 | F2 | Industrial | Food Products | Existing | Miscellaneous | Natural Gas | Miscellaneous | E4 | Participant - Cost of Operation | 0 | 0 | 0 | 0 | 0 | 0 | 0 | 0 | 0 | 0 | 0 | 0 | 0 | 0 | 0 | 0 | 0 | 0 | 0 | 0 | 0 | 0 | 0 | 0 | 0 | 0 | 0 | 0 | 0 | 0
F2_Industrial_Food Products_Existing_Miscellaneous_Natural Gas_Miscellaneous_E5 | F2 | Industrial | Food Products | Existing | Miscellaneous | Natural Gas | Miscellaneous | E5 | Participant - Cost of Operation | 0 | 0 | 0 | 0 | 0 | 0 | 0 | 0 | 0 | 0 | 0 | 0 | 0 | 0 | 0 | 0 | 0 | 0 | 0 | 0 | 0 | 0 | 0 | 0 | 0 | 0 | 0 | 0 | 0 | 0
F2_Industrial_Food Products_Existing_Miscellaneous_Natural Gas_Miscellaneous_E6 | F2 | Industrial | Food Products | Existing | Miscellaneous | Natural Gas | Miscellaneous | E6 | Participant - Cost of Operation | 0 | 0 | 0 | 0 | 0 | 0 | 0 | 0 | 0 | 0 | 0 | 0 | 0 | 0 | 0 | 0 | 0 | 0 | 0 | 0 | 0 | 0 | 0 | 0 | 0 | 0 | 0 | 0 | 0 | 0
F2_Industrial_Food Products_Existing_Miscellaneous_Natural Gas_Miscellaneous_E7 | F2 | Industrial | Food Products | Existing | Miscellaneous | Natural Gas | Miscellaneous | E7 | Participant - Cost of Operation | 0 | 0 | 0 | 0 | 0 | 0 | 0 | 0 | 0 | 0 | 0 | 0 | 0 | 0 | 0 | 0 | 0 | 0 | 0 | 0 | 0 | 0 | 0 | 0 | 0 | 0 | 0 | 0 | 0 | 0
F2_Industrial_Food Products_Existing_Miscellaneous_Natural Gas_Miscellaneous_E8 | F2 | Industrial | Food Products | Existing | Miscellaneous | Natural Gas | Miscellaneous | E8 | Participant - Cost of Operation | 0 | 0 | 0 | 0 | 0 | 0 | 0 | 0 | 0 | 0 | 0 | 0 | 0 | 0 | 0 | 0 | 0 | 0 | 0 | 0 | 0 | 0 | 0 | 0 | 0 | 0 | 0 | 0 | 0 | 0
F2_Industrial_Food Products_Existing_Miscellaneous_Natural Gas_Miscellaneous_E9 | F2 | Industrial | Food Products | Existing | Miscellaneous | Natural Gas | Miscellaneous | E9 | Participant - Cost of Operation | 0 | 0 | 0 | 0 | 0 | 0 | 0 | 0 | 0 | 0 | 0 | 0 | 0 | 0 | 0 | 0 | 0 | 0 | 0 | 0 | 0 | 0 | 0 | 0 | 0 | 0 | 0 | 0 | 0 | 0
F2_Industrial_Food Products_Existing_Miscellaneous_Natural Gas_Miscellaneous_E10 | F2 | Industrial | Food Products | Existing | Miscellaneous | Natural Gas | Miscellaneous | E10 | Participant - Cost of Operation | 0 | 0 | 0 | 0 | 0 | 0 | 0 | 0 | 0 | 0 | 0 | 0 | 0 | 0 | 0 | 0 | 0 | 0 | 0 | 0 | 0 | 0 | 0 | 0 | 0 | 0 | 0 | 0 | 0 | 0
F3_Industrial_Food Products_Existing_Miscellaneous_Natural Gas_Miscellaneous_E1 | F3 | Industrial | Food Products | Existing | Miscellaneous | Natural Gas | Miscellaneous | E1 | System - kBTUs of Conusmption | 6494.1588 | 6494.1588 | 6494.1588 | 6494.1588 | 6494.1588 | 6494.1588 | 6494.1588 | 6494.1588 | 6494.1588 | 6494.1588 | 6494.1588 | 6494.1588 | 6494.1588 | 6494.1588 | 6494.1588 | 6494.1588 | 6494.1588 | 6494.1588 | 6494.1588 | 6494.1588 | 6494.1588 | 6494.1588 | 0 | 0 | 0 | 0 | 0 | 0 | 0 | 0
F3_Industrial_Food Products_Existing_Miscellaneous_Natural Gas_Miscellaneous_E2 | F3 | Industrial | Food Products | Existing | Miscellaneous | Natural Gas | Miscellaneous | E2 | System - kBTUs of Conusmption | 0 | 0 | 0 | 0 | 0 | 0 | 0 | 0 | 0 | 0 | 0 | 0 | 0 | 0 | 0 | 0 | 0 | 0 | 0 | 0 | 0 | 0 | 0 | 0 | 0 | 0 | 0 | 0 | 0 | 0
F3_Industrial_Food Products_Existing_Miscellaneous_Natural Gas_Miscellaneous_E3 | F3 | Industrial | Food Products | Existing | Miscellaneous | Natural Gas | Miscellaneous | E3 | System - kBTUs of Conusmption | 0 | 0 | 0 | 0 | 0 | 0 | 0 | 0 | 0 | 0 | 0 | 0 | 0 | 0 | 0 | 0 | 0 | 0 | 0 | 0 | 0 | 0 | 0 | 0 | 0 | 0 | 0 | 0 | 0 | 0
F3_Industrial_Food Products_Existing_Miscellaneous_Natural Gas_Miscellaneous_E4 | F3 | Industrial | Food Products | Existing | Miscellaneous | Natural Gas | Miscellaneous | E4 | System - kBTUs of Conusmption | 0 | 0 | 0 | 0 | 0 | 0 | 0 | 0 | 0 | 0 | 0 | 0 | 0 | 0 | 0 | 0 | 0 | 0 | 0 | 0 | 0 | 0 | 0 | 0 | 0 | 0 | 0 | 0 | 0 | 0
F3_Industrial_Food Products_Existing_Miscellaneous_Natural Gas_Miscellaneous_E5 | F3 | Industrial | Food Products | Existing | Miscellaneous | Natural Gas | Miscellaneous | E5 | System - kBTUs of Conusmption | 0 | 0 | 0 | 0 | 0 | 0 | 0 | 0 | 0 | 0 | 0 | 0 | 0 | 0 | 0 | 0 | 0 | 0 | 0 | 0 | 0 | 0 | 0 | 0 | 0 | 0 | 0 | 0 | 0 | 0
F3_Industrial_Food Products_Existing_Miscellaneous_Natural Gas_Miscellaneous_E6 | F3 | Industrial | Food Products | Existing | Miscellaneous | Natural Gas | Miscellaneous | E6 | System - kBTUs of Conusmption | 0 | 0 | 0 | 0 | 0 | 0 | 0 | 0 | 0 | 0 | 0 | 0 | 0 | 0 | 0 | 0 | 0 | 0 | 0 | 0 | 0 | 0 | 0 | 0 | 0 | 0 | 0 | 0 | 0 | 0
F3_Industrial_Food Products_Existing_Miscellaneous_Natural Gas_Miscellaneous_E7 | F3 | Industrial | Food Products | Existing | Miscellaneous | Natural Gas | Miscellaneous | E7 | System - kBTUs of Conusmption | 0 | 0 | 0 | 0 | 0 | 0 | 0 | 0 | 0 | 0 | 0 | 0 | 0 | 0 | 0 | 0 | 0 | 0 | 0 | 0 | 0 | 0 | 0 | 0 | 0 | 0 | 0 | 0 | 0 | 0
F3_Industrial_Food Products_Existing_Miscellaneous_Natural Gas_Miscellaneous_E8 | F3 | Industrial | Food Products | Existing | Miscellaneous | Natural Gas | Miscellaneous | E8 | System - kBTUs of Conusmption | 0 | 0 | 0 | 0 | 0 | 0 | 0 | 0 | 0 | 0 | 0 | 0 | 0 | 0 | 0 | 0 | 0 | 0 | 0 | 0 | 0 | 0 | 0 | 0 | 0 | 0 | 0 | 0 | 0 | 0
F3_Industrial_Food Products_Existing_Miscellaneous_Natural Gas_Miscellaneous_E9 | F3 | Industrial | Food Products | Existing | Miscellaneous | Natural Gas | Miscellaneous | E9 | System - kBTUs of Conusmption | 0 | 0 | 0 | 0 | 0 | 0 | 0 | 0 | 0 | 0 | 0 | 0 | 0 | 0 | 0 | 0 | 0 | 0 | 0 | 0 | 0 | 0 | 0 | 0 | 0 | 0 | 0 | 0 | 0 | 0
F3_Industrial_Food Products_Existing_Miscellaneous_Natural Gas_Miscellaneous_E10 | F3 | Industrial | Food Products | Existing | Miscellaneous | Natural Gas | Miscellaneous | E10 | System - kBTUs of Conusmption | 0 | 0 | 0 | 0 | 0 | 0 | 0 | 0 | 0 | 0 | 0 | 0 | 0 | 0 | 0 | 0 | 0 | 0 | 0 | 0 | 0 | 0 | 0 | 0 | 0 | 0 | 0 | 0 | 0 | 0
F4_Industrial_Food Products_Existing_Miscellaneous_Natural Gas_Miscellaneous_E1 | F4 | Industrial | Food Products | Existing | Miscellaneous | Natural Gas | Miscellaneous | E1 | Utility - Cost of Equipment | 14.8966 | 14.8966 | 14.8966 | 14.8966 | 14.8966 | 14.8966 | 14.8966 | 14.8966 | 14.8966 | 14.8966 | 14.8966 | 14.8966 | 14.8966 | 14.8966 | 14.8966 | 14.8966 | 14.8966 | 14.8966 | 14.8966 | 14.8966 | 14.8966 | 14.8966 | 0 | 0 | 0 | 0 | 0 | 0 | 0 | 0
F4_Industrial_Food Products_Existing_Miscellaneous_Natural Gas_Miscellaneous_E2 | F4 | Industrial | Food Products | Existing | Miscellaneous | Natural Gas | Miscellaneous | E2 | Utility - Cost of Equipment | 0 | 0 | 0 | 0 | 0 | 0 | 0 | 0 | 0 | 0 | 0 | 0 | 0 | 0 | 0 | 0 | 0 | 0 | 0 | 0 | 0 | 0 | 0 | 0 | 0 | 0 | 0 | 0 | 0 | 0
F4_Industrial_Food Products_Existing_Miscellaneous_Natural Gas_Miscellaneous_E3 | F4 | Industrial | Food Products | Existing | Miscellaneous | Natural Gas | Miscellaneous | E3 | Utility - Cost of Equipment | 0 | 0 | 0 | 0 | 0 | 0 | 0 | 0 | 0 | 0 | 0 | 0 | 0 | 0 | 0 | 0 | 0 | 0 | 0 | 0 | 0 | 0 | 0 | 0 | 0 | 0 | 0 | 0 | 0 | 0
F4_Industrial_Food Products_Existing_Miscellaneous_Natural Gas_Miscellaneous_E4 | F4 | Industrial | Food Products | Existing | Miscellaneous | Natural Gas | Miscellaneous | E4 | Utility - Cost of Equipment | 0 | 0 | 0 | 0 | 0 | 0 | 0 | 0 | 0 | 0 | 0 | 0 | 0 | 0 | 0 | 0 | 0 | 0 | 0 | 0 | 0 | 0 | 0 | 0 | 0 | 0 | 0 | 0 | 0 | 0
F4_Industrial_Food Products_Existing_Miscellaneous_Natural Gas_Miscellaneous_E5 | F4 | Industrial | Food Products | Existing | Miscellaneous | Natural Gas | Miscellaneous | E5 | Utility - Cost of Equipment | 0 | 0 | 0 | 0 | 0 | 0 | 0 | 0 | 0 | 0 | 0 | 0 | 0 | 0 | 0 | 0 | 0 | 0 | 0 | 0 | 0 | 0 | 0 | 0 | 0 | 0 | 0 | 0 | 0 | 0
F4_Industrial_Food Products_Existing_Miscellaneous_Natural Gas_Miscellaneous_E6 | F4 | Industrial | Food Products | Existing | Miscellaneous | Natural Gas | Miscellaneous | E6 | Utility - Cost of Equipment | 0 | 0 | 0 | 0 | 0 | 0 | 0 | 0 | 0 | 0 | 0 | 0 | 0 | 0 | 0 | 0 | 0 | 0 | 0 | 0 | 0 | 0 | 0 | 0 | 0 | 0 | 0 | 0 | 0 | 0
F4_Industrial_Food Products_Existing_Miscellaneous_Natural Gas_Miscellaneous_E7 | F4 | Industrial | Food Products | Existing | Miscellaneous | Natural Gas | Miscellaneous | E7 | Utility - Cost of Equipment | 0 | 0 | 0 | 0 | 0 | 0 | 0 | 0 | 0 | 0 | 0 | 0 | 0 | 0 | 0 | 0 | 0 | 0 | 0 | 0 | 0 | 0 | 0 | 0 | 0 | 0 | 0 | 0 | 0 | 0
F4_Industrial_Food Products_Existing_Miscellaneous_Natural Gas_Miscellaneous_E8 | F4 | Industrial | Food Products | Existing | Miscellaneous | Natural Gas | Miscellaneous | E8 | Utility - Cost of Equipment | 0 | 0 | 0 | 0 | 0 | 0 | 0 | 0 | 0 | 0 | 0 | 0 | 0 | 0 | 0 | 0 | 0 | 0 | 0 | 0 | 0 | 0 | 0 | 0 | 0 | 0 | 0 | 0 | 0 | 0
F4_Industrial_Food Products_Existing_Miscellaneous_Natural Gas_Miscellaneous_E9 | F4 | Industrial | Food Products | Existing | Miscellaneous | Natural Gas | Miscellaneous | E9 | Utility - Cost of Equipment | 0 | 0 | 0 | 0 | 0 | 0 | 0 | 0 | 0 | 0 | 0 | 0 | 0 | 0 | 0 | 0 | 0 | 0 | 0 | 0 | 0 | 0 | 0 | 0 | 0 | 0 | 0 | 0 | 0 | 0
F4_Industrial_Food Products_Existing_Miscellaneous_Natural Gas_Miscellaneous_E10 | F4 | Industrial | Food Products | Existing | Miscellaneous | Natural Gas | Miscellaneous | E10 | Utility - Cost of Equipment | 0 | 0 | 0 | 0 | 0 | 0 | 0 | 0 | 0 | 0 | 0 | 0 | 0 | 0 | 0 | 0 | 0 | 0 | 0 | 0 | 0 | 0 | 0 | 0 | 0 | 0 | 0 | 0 | 0 | 0
F5_Industrial_Food Products_Existing_Miscellaneous_Natural Gas_Miscellaneous_E1 | F5 | Industrial | Food Products | Existing | Miscellaneous | Natural Gas | Miscellaneous | E1 | Utility - Cost of Operation | 35.0107 | 38.2743 | 38.5369 | 38.7976 | 37.7153 | 36.5664 | 35.3304 | 34.2811 | 33.2089 | 32.436 | 31.6244 | 30.8276 | 30.029 | 29.2689 | 28.5039 | 27.7356 | 26.9942 | 26.294 | 25.6023 | 24.9884 | 24.4069 | 23.839 | 0 | 0 | 0 | 0 | 0 | 0 | 0 | 0
F5_Industrial_Food Products_Existing_Miscellaneous_Natural Gas_Miscellaneous_E2 | F5 | Industrial | Food Products | Existing | Miscellaneous | Natural Gas | Miscellaneous | E2 | Utility - Cost of Operation | 0 | 0 | 0 | 0 | 0 | 0 | 0 | 0 | 0 | 0 | 0 | 0 | 0 | 0 | 0 | 0 | 0 | 0 | 0 | 0 | 0 | 0 | 0 | 0 | 0 | 0 | 0 | 0 | 0 | 0
F5_Industrial_Food Products_Existing_Miscellaneous_Natural Gas_Miscellaneous_E3 | F5 | Industrial | Food Products | Existing | Miscellaneous | Natural Gas | Miscellaneous | E3 | Utility - Cost of Operation | 0 | 0 | 0 | 0 | 0 | 0 | 0 | 0 | 0 | 0 | 0 | 0 | 0 | 0 | 0 | 0 | 0 | 0 | 0 | 0 | 0 | 0 | 0 | 0 | 0 | 0 | 0 | 0 | 0 | 0
F5_Industrial_Food Products_Existing_Miscellaneous_Natural Gas_Miscellaneous_E4 | F5 | Industrial | Food Products | Existing | Miscellaneous | Natural Gas | Miscellaneous | E4 | Utility - Cost of Operation | 0 | 0 | 0 | 0 | 0 | 0 | 0 | 0 | 0 | 0 | 0 | 0 | 0 | 0 | 0 | 0 | 0 | 0 | 0 | 0 | 0 | 0 | 0 | 0 | 0 | 0 | 0 | 0 | 0 | 0
F5_Industrial_Food Products_Existing_Miscellaneous_Natural Gas_Miscellaneous_E5 | F5 | Industrial | Food Products | Existing | Miscellaneous | Natural Gas | Miscellaneous | E5 | Utility - Cost of Operation | 0 | 0 | 0 | 0 | 0 | 0 | 0 | 0 | 0 | 0 | 0 | 0 | 0 | 0 | 0 | 0 | 0 | 0 | 0 | 0 | 0 | 0 | 0 | 0 | 0 | 0 | 0 | 0 | 0 | 0
F5_Industrial_Food Products_Existing_Miscellaneous_Natural Gas_Miscellaneous_E6 | F5 | Industrial | Food Products | Existing | Miscellaneous | Natural Gas | Miscellaneous | E6 | Utility - Cost of Operation | 0 | 0 | 0 | 0 | 0 | 0 | 0 | 0 | 0 | 0 | 0 | 0 | 0 | 0 | 0 | 0 | 0 | 0 | 0 | 0 | 0 | 0 | 0 | 0 | 0 | 0 | 0 | 0 | 0 | 0
F5_Industrial_Food Products_Existing_Miscellaneous_Natural Gas_Miscellaneous_E7 | F5 | Industrial | Food Products | Existing | Miscellaneous | Natural Gas | Miscellaneous | E7 | Utility - Cost of Operation | 0 | 0 | 0 | 0 | 0 | 0 | 0 | 0 | 0 | 0 | 0 | 0 | 0 | 0 | 0 | 0 | 0 | 0 | 0 | 0 | 0 | 0 | 0 | 0 | 0 | 0 | 0 | 0 | 0 | 0
F5_Industrial_Food Products_Existing_Miscellaneous_Natural Gas_Miscellaneous_E8 | F5 | Industrial | Food Products | Existing | Miscellaneous | Natural Gas | Miscellaneous | E8 | Utility - Cost of Operation | 0 | 0 | 0 | 0 | 0 | 0 | 0 | 0 | 0 | 0 | 0 | 0 | 0 | 0 | 0 | 0 | 0 | 0 | 0 | 0 | 0 | 0 | 0 | 0 | 0 | 0 | 0 | 0 | 0 | 0
F5_Industrial_Food Products_Existing_Miscellaneous_Natural Gas_Miscellaneous_E9 | F5 | Industrial | Food Products | Existing | Miscellaneous | Natural Gas | Miscellaneous | E9 | Utility - Cost of Operation | 0 | 0 | 0 | 0 | 0 | 0 | 0 | 0 | 0 | 0 | 0 | 0 | 0 | 0 | 0 | 0 | 0 | 0 | 0 | 0 | 0 | 0 | 0 | 0 | 0 | 0 | 0 | 0 | 0 | 0
F5_Industrial_Food Products_Existing_Miscellaneous_Natural Gas_Miscellaneous_E10 | F5 | Industrial | Food Products | Existing | Miscellaneous | Natural Gas | Miscellaneous | E10 | Utility - Cost of Operation | 0 | 0 | 0 | 0 | 0 | 0 | 0 | 0 | 0 | 0 | 0 | 0 | 0 | 0 | 0 | 0 | 0 | 0 | 0 | 0 | 0 | 0 | 0 | 0 | 0 | 0 | 0 | 0 | 0 | 0
F6_Industrial_Food Products_Existing_Miscellaneous_Natural Gas_Miscellaneous_E1 | F6 | Industrial | Food Products | Existing | Miscellaneous | Natural Gas | Miscellaneous | E1 | Utility - Value of Sales | 41.9452 | 45.8551 | 46.1697 | 46.4821 | 45.1854 | 43.8089 | 42.3282 | 41.071 | 39.7864 | 38.8604 | 37.8881 | 36.9335 | 35.9766 | 35.066 | 34.1495 | 33.229 | 32.3408 | 31.5019 | 30.6732 | 29.9377 | 29.2411 | 28.5607 | 0 | 0 | 0 | 0 | 0 | 0 | 0 | 0
F6_Industrial_Food Products_Existing_Miscellaneous_Natural Gas_Miscellaneous_E2 | F6 | Industrial | Food Products | Existing | Miscellaneous | Natural Gas | Miscellaneous | E2 | Utility - Value of Sales | 0 | 0 | 0 | 0 | 0 | 0 | 0 | 0 | 0 | 0 | 0 | 0 | 0 | 0 | 0 | 0 | 0 | 0 | 0 | 0 | 0 | 0 | 0 | 0 | 0 | 0 | 0 | 0 | 0 | 0
F6_Industrial_Food Products_Existing_Miscellaneous_Natural Gas_Miscellaneous_E3 | F6 | Industrial | Food Products | Existing | Miscellaneous | Natural Gas | Miscellaneous | E3 | Utility - Value of Sales | 0 | 0 | 0 | 0 | 0 | 0 | 0 | 0 | 0 | 0 | 0 | 0 | 0 | 0 | 0 | 0 | 0 | 0 | 0 | 0 | 0 | 0 | 0 | 0 | 0 | 0 | 0 | 0 | 0 | 0
F6_Industrial_Food Products_Existing_Miscellaneous_Natural Gas_Miscellaneous_E4 | F6 | Industrial | Food Products | Existing | Miscellaneous | Natural Gas | Miscellaneous | E4 | Utility - Value of Sales | 0 | 0 | 0 | 0 | 0 | 0 | 0 | 0 | 0 | 0 | 0 | 0 | 0 | 0 | 0 | 0 | 0 | 0 | 0 | 0 | 0 | 0 | 0 | 0 | 0 | 0 | 0 | 0 | 0 | 0
F6_Industrial_Food Products_Existing_Miscellaneous_Natural Gas_Miscellaneous_E5 | F6 | Industrial | Food Products | Existing | Miscellaneous | Natural Gas | Miscellaneous | E5 | Utility - Value of Sales | 0 | 0 | 0 | 0 | 0 | 0 | 0 | 0 | 0 | 0 | 0 | 0 | 0 | 0 | 0 | 0 | 0 | 0 | 0 | 0 | 0 | 0 | 0 | 0 | 0 | 0 | 0 | 0 | 0 | 0
F6_Industrial_Food Products_Existing_Miscellaneous_Natural Gas_Miscellaneous_E6 | F6 | Industrial | Food Products | Existing | Miscellaneous | Natural Gas | Miscellaneous | E6 | Utility - Value of Sales | 0 | 0 | 0 | 0 | 0 | 0 | 0 | 0 | 0 | 0 | 0 | 0 | 0 | 0 | 0 | 0 | 0 | 0 | 0 | 0 | 0 | 0 | 0 | 0 | 0 | 0 | 0 | 0 | 0 | 0
F6_Industrial_Food Products_Existing_Miscellaneous_Natural Gas_Miscellaneous_E7 | F6 | Industrial | Food Products | Existing | Miscellaneous | Natural Gas | Miscellaneous | E7 | Utility - Value of Sales | 0 | 0 | 0 | 0 | 0 | 0 | 0 | 0 | 0 | 0 | 0 | 0 | 0 | 0 | 0 | 0 | 0 | 0 | 0 | 0 | 0 | 0 | 0 | 0 | 0 | 0 | 0 | 0 | 0 | 0
F6_Industrial_Food Products_Existing_Miscellaneous_Natural Gas_Miscellaneous_E8 | F6 | Industrial | Food Products | Existing | Miscellaneous | Natural Gas | Miscellaneous | E8 | Utility - Value of Sales | 0 | 0 | 0 | 0 | 0 | 0 | 0 | 0 | 0 | 0 | 0 | 0 | 0 | 0 | 0 | 0 | 0 | 0 | 0 | 0 | 0 | 0 | 0 | 0 | 0 | 0 | 0 | 0 | 0 | 0
F6_Industrial_Food Products_Existing_Miscellaneous_Natural Gas_Miscellaneous_E9 | F6 | Industrial | Food Products | Existing | Miscellaneous | Natural Gas | Miscellaneous | E9 | Utility - Value of Sales | 0 | 0 | 0 | 0 | 0 | 0 | 0 | 0 | 0 | 0 | 0 | 0 | 0 | 0 | 0 | 0 | 0 | 0 | 0 | 0 | 0 | 0 | 0 | 0 | 0 | 0 | 0 | 0 | 0 | 0
F6_Industrial_Food Products_Existing_Miscellaneous_Natural Gas_Miscellaneous_E10 | F6 | Industrial | Food Products | Existing | Miscellaneous | Natural Gas | Miscellaneous | E10 | Utility - Value of Sales | 0 | 0 | 0 | 0 | 0 | 0 | 0 | 0 | 0 | 0 | 0 | 0 | 0 | 0 | 0 | 0 | 0 | 0 | 0 | 0 | 0 | 0 | 0 | 0 | 0 | 0 | 0 | 0 | 0 | 0
F1_Industrial_Food Products_New_Space Heating_Natural Gas_Furnace_E1 | F1 | Industrial | Food Products | New | Space Heating | Natural Gas | Furnace | E1 | Participant - Cost of Equipment | 6.6301 | 6.6301 | 6.6301 | 6.6301 | 6.6301 | 6.6301 | 6.6301 | 6.6301 | 6.6301 | 6.6301 | 6.6301 | 6.6301 | 6.6301 | 6.6301 | 6.6301 | 6.6301 | 6.6301 | 6.6301 | 6.6301 | 6.6301 | 6.6301 | 6.6301 | 0 | 0 | 0 | 0 | 0 | 0 | 0 | 0
F1_Industrial_Food Products_New_Space Heating_Natural Gas_Furnace_E2 | F1 | Industrial | Food Products | New | Space Heating | Natural Gas | Furnace | E2 | Participant - Cost of Equipment | 7.9562 | 7.9562 | 7.9562 | 7.9562 | 7.9562 | 7.9562 | 7.9562 | 7.9562 | 7.9562 | 7.9562 | 7.9562 | 7.9562 | 7.9562 | 7.9562 | 7.9562 | 7.9562 | 7.9562 | 7.9562 | 7.9562 | 7.9562 | 7.9562 | 7.9562 | 0 | 0 | 0 | 0 | 0 | 0 | 0 | 0
F1_Industrial_Food Products_New_Space Heating_Natural Gas_Furnace_E3 | F1 | Industrial | Food Products | New | Space Heating | Natural Gas | Furnace | E3 | Participant - Cost of Equipment | 9.2822 | 9.2822 | 9.2822 | 9.2822 | 9.2822 | 9.2822 | 9.2822 | 9.2822 | 9.2822 | 9.2822 | 9.2822 | 9.2822 | 9.2822 | 9.2822 | 9.2822 | 9.2822 | 9.2822 | 9.2822 | 9.2822 | 9.2822 | 9.2822 | 9.2822 | 0 | 0 | 0 | 0 | 0 | 0 | 0 | 0
F1_Industrial_Food Products_New_Space Heating_Natural Gas_Furnace_E4 | F1 | Industrial | Food Products | New | Space Heating | Natural Gas | Furnace | E4 | Participant - Cost of Equipment | 0 | 0 | 0 | 0 | 0 | 0 | 0 | 0 | 0 | 0 | 0 | 0 | 0 | 0 | 0 | 0 | 0 | 0 | 0 | 0 | 0 | 0 | 0 | 0 | 0 | 0 | 0 | 0 | 0 | 0
F1_Industrial_Food Products_New_Space Heating_Natural Gas_Furnace_E5 | F1 | Industrial | Food Products | New | Space Heating | Natural Gas | Furnace | E5 | Participant - Cost of Equipment | 0 | 0 | 0 | 0 | 0 | 0 | 0 | 0 | 0 | 0 | 0 | 0 | 0 | 0 | 0 | 0 | 0 | 0 | 0 | 0 | 0 | 0 | 0 | 0 | 0 | 0 | 0 | 0 | 0 | 0
F1_Industrial_Food Products_New_Space Heating_Natural Gas_Furnace_E6 | F1 | Industrial | Food Products | New | Space Heating | Natural Gas | Furnace | E6 | Participant - Cost of Equipment | 0 | 0 | 0 | 0 | 0 | 0 | 0 | 0 | 0 | 0 | 0 | 0 | 0 | 0 | 0 | 0 | 0 | 0 | 0 | 0 | 0 | 0 | 0 | 0 | 0 | 0 | 0 | 0 | 0 | 0
F1_Industrial_Food Products_New_Space Heating_Natural Gas_Furnace_E7 | F1 | Industrial | Food Products | New | Space Heating | Natural Gas | Furnace | E7 | Participant - Cost of Equipment | 0 | 0 | 0 | 0 | 0 | 0 | 0 | 0 | 0 | 0 | 0 | 0 | 0 | 0 | 0 | 0 | 0 | 0 | 0 | 0 | 0 | 0 | 0 | 0 | 0 | 0 | 0 | 0 | 0 | 0
F1_Industrial_Food Products_New_Space Heating_Natural Gas_Furnace_E8 | F1 | Industrial | Food Products | New | Space Heating | Natural Gas | Furnace | E8 | Participant - Cost of Equipment | 0 | 0 | 0 | 0 | 0 | 0 | 0 | 0 | 0 | 0 | 0 | 0 | 0 | 0 | 0 | 0 | 0 | 0 | 0 | 0 | 0 | 0 | 0 | 0 | 0 | 0 | 0 | 0 | 0 | 0
F1_Industrial_Food Products_New_Space Heating_Natural Gas_Furnace_E9 | F1 | Industrial | Food Products | New | Space Heating | Natural Gas | Furnace | E9 | Participant - Cost of Equipment | 0 | 0 | 0 | 0 | 0 | 0 | 0 | 0 | 0 | 0 | 0 | 0 | 0 | 0 | 0 | 0 | 0 | 0 | 0 | 0 | 0 | 0 | 0 | 0 | 0 | 0 | 0 | 0 | 0 | 0
F1_Industrial_Food Products_New_Space Heating_Natural Gas_Furnace_E10 | F1 | Industrial | Food Products | New | Space Heating | Natural Gas | Furnace | E10 | Participant - Cost of Equipment | 0 | 0 | 0 | 0 | 0 | 0 | 0 | 0 | 0 | 0 | 0 | 0 | 0 | 0 | 0 | 0 | 0 | 0 | 0 | 0 | 0 | 0 | 0 | 0 | 0 | 0 | 0 | 0 | 0 | 0
F2_Industrial_Food Products_New_Space Heating_Natural Gas_Furnace_E1 | F2 | Industrial | Food Products | New | Space Heating | Natural Gas | Furnace | E1 | Participant - Cost of Operation | 110.405 | 111.6284 | 109.862 | 108.1696 | 105.2633 | 102.3874 | 99.4953 | 96.8558 | 94.2306 | 91.9395 | 89.6541 | 87.4326 | 85.2556 | 83.1624 | 81.1114 | 79.1011 | 77.1554 | 75.2905 | 73.4681 | 71.7545 | 70.1077 | 68.5114 | 0 | 0 | 0 | 0 | 0 | 0 | 0 | 0
F2_Industrial_Food Products_New_Space Heating_Natural Gas_Furnace_E2 | F2 | Industrial | Food Products | New | Space Heating | Natural Gas | Furnace | E2 | Participant - Cost of Operation | 98.1353 | 99.2227 | 97.6526 | 96.1483 | 93.565 | 91.0087 | 88.438 | 86.0918 | 83.7584 | 81.7219 | 79.6905 | 77.7159 | 75.7808 | 73.9202 | 72.0972 | 70.3103 | 68.5809 | 66.9232 | 65.3033 | 63.7802 | 62.3164 | 60.8975 | 0 | 0 | 0 | 0 | 0 | 0 | 0 | 0
F2_Industrial_Food Products_New_Space Heating_Natural Gas_Furnace_E3 | F2 | Industrial | Food Products | New | Space Heating | Natural Gas | Furnace | E3 | Participant - Cost of Operation | 92.0004 | 93.0198 | 91.5479 | 90.1376 | 87.7159 | 85.3193 | 82.9094 | 80.7098 | 78.5223 | 76.6131 | 74.7087 | 72.8575 | 71.0434 | 69.2992 | 67.5901 | 65.9149 | 64.2936 | 62.7395 | 61.221 | 59.793 | 58.4207 | 57.0905 | 0 | 0 | 0 | 0 | 0 | 0 | 0 | 0
F2_Industrial_Food Products_New_Space Heating_Natural Gas_Furnace_E4 | F2 | Industrial | Food Products | New | Space Heating | Natural Gas | Furnace | E4 | Participant - Cost of Operation | 0 | 0 | 0 | 0 | 0 | 0 | 0 | 0 | 0 | 0 | 0 | 0 | 0 | 0 | 0 | 0 | 0 | 0 | 0 | 0 | 0 | 0 | 0 | 0 | 0 | 0 | 0 | 0 | 0 | 0
F2_Industrial_Food Products_New_Space Heating_Natural Gas_Furnace_E5 | F2 | Industrial | Food Products | New | Space Heating | Natural Gas | Furnace | E5 | Participant - Cost of Operation | 0 | 0 | 0 | 0 | 0 | 0 | 0 | 0 | 0 | 0 | 0 | 0 | 0 | 0 | 0 | 0 | 0 | 0 | 0 | 0 | 0 | 0 | 0 | 0 | 0 | 0 | 0 | 0 | 0 | 0
F2_Industrial_Food Products_New_Space Heating_Natural Gas_Furnace_E6 | F2 | Industrial | Food Products | New | Space Heating | Natural Gas | Furnace | E6 | Participant - Cost of Operation | 0 | 0 | 0 | 0 | 0 | 0 | 0 | 0 | 0 | 0 | 0 | 0 | 0 | 0 | 0 | 0 | 0 | 0 | 0 | 0 | 0 | 0 | 0 | 0 | 0 | 0 | 0 | 0 | 0 | 0
F2_Industrial_Food Products_New_Space Heating_Natural Gas_Furnace_E7 | F2 | Industrial | Food Products | New | Space Heating | Natural Gas | Furnace | E7 | Participant - Cost of Operation | 0 | 0 | 0 | 0 | 0 | 0 | 0 | 0 | 0 | 0 | 0 | 0 | 0 | 0 | 0 | 0 | 0 | 0 | 0 | 0 | 0 | 0 | 0 | 0 | 0 | 0 | 0 | 0 | 0 | 0
F2_Industrial_Food Products_New_Space Heating_Natural Gas_Furnace_E8 | F2 | Industrial | Food Products | New | Space Heating | Natural Gas | Furnace | E8 | Participant - Cost of Operation | 0 | 0 | 0 | 0 | 0 | 0 | 0 | 0 | 0 | 0 | 0 | 0 | 0 | 0 | 0 | 0 | 0 | 0 | 0 | 0 | 0 | 0 | 0 | 0 | 0 | 0 | 0 | 0 | 0 | 0
F2_Industrial_Food Products_New_Space Heating_Natural Gas_Furnace_E9 | F2 | Industrial | Food Products | New | Space Heating | Natural Gas | Furnace | E9 | Participant - Cost of Operation | 0 | 0 | 0 | 0 | 0 | 0 | 0 | 0 | 0 | 0 | 0 | 0 | 0 | 0 | 0 | 0 | 0 | 0 | 0 | 0 | 0 | 0 | 0 | 0 | 0 | 0 | 0 | 0 | 0 | 0
F2_Industrial_Food Products_New_Space Heating_Natural Gas_Furnace_E10 | F2 | Industrial | Food Products | New | Space Heating | Natural Gas | Furnace | E10 | Participant - Cost of Operation | 0 | 0 | 0 | 0 | 0 | 0 | 0 | 0 | 0 | 0 | 0 | 0 | 0 | 0 | 0 | 0 | 0 | 0 | 0 | 0 | 0 | 0 | 0 | 0 | 0 | 0 | 0 | 0 | 0 | 0
F3_Industrial_Food Products_New_Space Heating_Natural Gas_Furnace_E1 | F3 | Industrial | Food Products | New | Space Heating | Natural Gas | Furnace | E1 | System - kBTUs of Conusmption | 18198.7183 | 18198.7183 | 18198.7183 | 18198.7183 | 18198.7183 | 18198.7183 | 18198.7183 | 18198.7183 | 18198.7183 | 18198.7183 | 18198.7183 | 18198.7183 | 18198.7183 | 18198.7183 | 18198.7183 | 18198.7183 | 18198.7183 | 18198.7183 | 18198.7183 | 18198.7183 | 18198.7183 | 18198.7183 | 0 | 0 | 0 | 0 | 0 | 0 | 0 | 0
F3_Industrial_Food Products_New_Space Heating_Natural Gas_Furnace_E2 | F3 | Industrial | Food Products | New | Space Heating | Natural Gas | Furnace | E2 | System - kBTUs of Conusmption | 16176.2254 | 16176.2254 | 16176.2254 | 16176.2254 | 16176.2254 | 16176.2254 | 16176.2254 | 16176.2254 | 16176.2254 | 16176.2254 | 16176.2254 | 16176.2254 | 16176.2254 | 16176.2254 | 16176.2254 | 16176.2254 | 16176.2254 | 16176.2254 | 16176.2254 | 16176.2254 | 16176.2254 | 16176.2254 | 0 | 0 | 0 | 0 | 0 | 0 | 0 | 0
F3_Industrial_Food Products_New_Space Heating_Natural Gas_Furnace_E3 | F3 | Industrial | Food Products | New | Space Heating | Natural Gas | Furnace | E3 | System - kBTUs of Conusmption | 15164.9789 | 15164.9789 | 15164.9789 | 15164.9789 | 15164.9789 | 15164.9789 | 15164.9789 | 15164.9789 | 15164.9789 | 15164.9789 | 15164.9789 | 15164.9789 | 15164.9789 | 15164.9789 | 15164.9789 | 15164.9789 | 15164.9789 | 15164.9789 | 15164.9789 | 15164.9789 | 15164.9789 | 15164.9789 | 0 | 0 | 0 | 0 | 0 | 0 | 0 | 0
F3_Industrial_Food Products_New_Space Heating_Natural Gas_Furnace_E4 | F3 | Industrial | Food Products | New | Space Heating | Natural Gas | Furnace | E4 | System - kBTUs of Conusmption | 0 | 0 | 0 | 0 | 0 | 0 | 0 | 0 | 0 | 0 | 0 | 0 | 0 | 0 | 0 | 0 | 0 | 0 | 0 | 0 | 0 | 0 | 0 | 0 | 0 | 0 | 0 | 0 | 0 | 0
F3_Industrial_Food Products_New_Space Heating_Natural Gas_Furnace_E5 | F3 | Industrial | Food Products | New | Space Heating | Natural Gas | Furnace | E5 | System - kBTUs of Conusmption | 0 | 0 | 0 | 0 | 0 | 0 | 0 | 0 | 0 | 0 | 0 | 0 | 0 | 0 | 0 | 0 | 0 | 0 | 0 | 0 | 0 | 0 | 0 | 0 | 0 | 0 | 0 | 0 | 0 | 0
F3_Industrial_Food Products_New_Space Heating_Natural Gas_Furnace_E6 | F3 | Industrial | Food Products | New | Space Heating | Natural Gas | Furnace | E6 | System - kBTUs of Conusmption | 0 | 0 | 0 | 0 | 0 | 0 | 0 | 0 | 0 | 0 | 0 | 0 | 0 | 0 | 0 | 0 | 0 | 0 | 0 | 0 | 0 | 0 | 0 | 0 | 0 | 0 | 0 | 0 | 0 | 0
F3_Industrial_Food Products_New_Space Heating_Natural Gas_Furnace_E7 | F3 | Industrial | Food Products | New | Space Heating | Natural Gas | Furnace | E7 | System - kBTUs of Conusmption | 0 | 0 | 0 | 0 | 0 | 0 | 0 | 0 | 0 | 0 | 0 | 0 | 0 | 0 | 0 | 0 | 0 | 0 | 0 | 0 | 0 | 0 | 0 | 0 | 0 | 0 | 0 | 0 | 0 | 0
F3_Industrial_Food Products_New_Space Heating_Natural Gas_Furnace_E8 | F3 | Industrial | Food Products | New | Space Heating | Natural Gas | Furnace | E8 | System - kBTUs of Conusmption | 0 | 0 | 0 | 0 | 0 | 0 | 0 | 0 | 0 | 0 | 0 | 0 | 0 | 0 | 0 | 0 | 0 | 0 | 0 | 0 | 0 | 0 | 0 | 0 | 0 | 0 | 0 | 0 | 0 | 0
F3_Industrial_Food Products_New_Space Heating_Natural Gas_Furnace_E9 | F3 | Industrial | Food Products | New | Space Heating | Natural Gas | Furnace | E9 | System - kBTUs of Conusmption | 0 | 0 | 0 | 0 | 0 | 0 | 0 | 0 | 0 | 0 | 0 | 0 | 0 | 0 | 0 | 0 | 0 | 0 | 0 | 0 | 0 | 0 | 0 | 0 | 0 | 0 | 0 | 0 | 0 | 0
F3_Industrial_Food Products_New_Space Heating_Natural Gas_Furnace_E10 | F3 | Industrial | Food Products | New | Space Heating | Natural Gas | Furnace | E10 | System - kBTUs of Conusmption | 0 | 0 | 0 | 0 | 0 | 0 | 0 | 0 | 0 | 0 | 0 | 0 | 0 | 0 | 0 | 0 | 0 | 0 | 0 | 0 | 0 | 0 | 0 | 0 | 0 | 0 | 0 | 0 | 0 | 0
F4_Industrial_Food Products_New_Space Heating_Natural Gas_Furnace_E1 | F4 | Industrial | Food Products | New | Space Heating | Natural Gas | Furnace | E1 | Utility - Cost of Equipment | 6.6301 | 6.6301 | 6.6301 | 6.6301 | 6.6301 | 6.6301 | 6.6301 | 6.6301 | 6.6301 | 6.6301 | 6.6301 | 6.6301 | 6.6301 | 6.6301 | 6.6301 | 6.6301 | 6.6301 | 6.6301 | 6.6301 | 6.6301 | 6.6301 | 6.6301 | 0 | 0 | 0 | 0 | 0 | 0 | 0 | 0
F4_Industrial_Food Products_New_Space Heating_Natural Gas_Furnace_E2 | F4 | Industrial | Food Products | New | Space Heating | Natural Gas | Furnace | E2 | Utility - Cost of Equipment | 7.9562 | 7.9562 | 7.9562 | 7.9562 | 7.9562 | 7.9562 | 7.9562 | 7.9562 | 7.9562 | 7.9562 | 7.9562 | 7.9562 | 7.9562 | 7.9562 | 7.9562 | 7.9562 | 7.9562 | 7.9562 | 7.9562 | 7.9562 | 7.9562 | 7.9562 | 0 | 0 | 0 | 0 | 0 | 0 | 0 | 0
F4_Industrial_Food Products_New_Space Heating_Natural Gas_Furnace_E3 | F4 | Industrial | Food Products | New | Space Heating | Natural Gas | Furnace | E3 | Utility - Cost of Equipment | 9.2822 | 9.2822 | 9.2822 | 9.2822 | 9.2822 | 9.2822 | 9.2822 | 9.2822 | 9.2822 | 9.2822 | 9.2822 | 9.2822 | 9.2822 | 9.2822 | 9.2822 | 9.2822 | 9.2822 | 9.2822 | 9.2822 | 9.2822 | 9.2822 | 9.2822 | 0 | 0 | 0 | 0 | 0 | 0 | 0 | 0
F4_Industrial_Food Products_New_Space Heating_Natural Gas_Furnace_E4 | F4 | Industrial | Food Products | New | Space Heating | Natural Gas | Furnace | E4 | Utility - Cost of Equipment | 0 | 0 | 0 | 0 | 0 | 0 | 0 | 0 | 0 | 0 | 0 | 0 | 0 | 0 | 0 | 0 | 0 | 0 | 0 | 0 | 0 | 0 | 0 | 0 | 0 | 0 | 0 | 0 | 0 | 0
F4_Industrial_Food Products_New_Space Heating_Natural Gas_Furnace_E5 | F4 | Industrial | Food Products | New | Space Heating | Natural Gas | Furnace | E5 | Utility - Cost of Equipment | 0 | 0 | 0 | 0 | 0 | 0 | 0 | 0 | 0 | 0 | 0 | 0 | 0 | 0 | 0 | 0 | 0 | 0 | 0 | 0 | 0 | 0 | 0 | 0 | 0 | 0 | 0 | 0 | 0 | 0
F4_Industrial_Food Products_New_Space Heating_Natural Gas_Furnace_E6 | F4 | Industrial | Food Products | New | Space Heating | Natural Gas | Furnace | E6 | Utility - Cost of Equipment | 0 | 0 | 0 | 0 | 0 | 0 | 0 | 0 | 0 | 0 | 0 | 0 | 0 | 0 | 0 | 0 | 0 | 0 | 0 | 0 | 0 | 0 | 0 | 0 | 0 | 0 | 0 | 0 | 0 | 0
F4_Industrial_Food Products_New_Space Heating_Natural Gas_Furnace_E7 | F4 | Industrial | Food Products | New | Space Heating | Natural Gas | Furnace | E7 | Utility - Cost of Equipment | 0 | 0 | 0 | 0 | 0 | 0 | 0 | 0 | 0 | 0 | 0 | 0 | 0 | 0 | 0 | 0 | 0 | 0 | 0 | 0 | 0 | 0 | 0 | 0 | 0 | 0 | 0 | 0 | 0 | 0
F4_Industrial_Food Products_New_Space Heating_Natural Gas_Furnace_E8 | F4 | Industrial | Food Products | New | Space Heating | Natural Gas | Furnace | E8 | Utility - Cost of Equipment | 0 | 0 | 0 | 0 | 0 | 0 | 0 | 0 | 0 | 0 | 0 | 0 | 0 | 0 | 0 | 0 | 0 | 0 | 0 | 0 | 0 | 0 | 0 | 0 | 0 | 0 | 0 | 0 | 0 | 0
F4_Industrial_Food Products_New_Space Heating_Natural Gas_Furnace_E9 | F4 | Industrial | Food Products | New | Space Heating | Natural Gas | Furnace | E9 | Utility - Cost of Equipment | 0 | 0 | 0 | 0 | 0 | 0 | 0 | 0 | 0 | 0 | 0 | 0 | 0 | 0 | 0 | 0 | 0 | 0 | 0 | 0 | 0 | 0 | 0 | 0 | 0 | 0 | 0 | 0 | 0 | 0
F4_Industrial_Food Products_New_Space Heating_Natural Gas_Furnace_E10 | F4 | Industrial | Food Products | New | Space Heating | Natural Gas | Furnace | E10 | Utility - Cost of Equipment | 0 | 0 | 0 | 0 | 0 | 0 | 0 | 0 | 0 | 0 | 0 | 0 | 0 | 0 | 0 | 0 | 0 | 0 | 0 | 0 | 0 | 0 | 0 | 0 | 0 | 0 | 0 | 0 | 0 | 0
F5_Industrial_Food Products_New_Space Heating_Natural Gas_Furnace_E1 | F5 | Industrial | Food Products | New | Space Heating | Natural Gas | Furnace | E1 | Utility - Cost of Operation | 92.1527 | 93.1739 | 91.6995 | 90.2869 | 87.8611 | 85.4606 | 83.0467 | 80.8435 | 78.6523 | 76.74 | 74.8324 | 72.9782 | 71.1611 | 69.4139 | 67.702 | 66.024 | 64.4 | 62.8434 | 61.3223 | 59.892 | 58.5174 | 57.1851 | 0 | 0 | 0 | 0 | 0 | 0 | 0 | 0
F5_Industrial_Food Products_New_Space Heating_Natural Gas_Furnace_E2 | F5 | Industrial | Food Products | New | Space Heating | Natural Gas | Furnace | E2 | Utility - Cost of Operation | 81.9115 | 82.8191 | 81.5086 | 80.253 | 78.0968 | 75.963 | 73.8174 | 71.859 | 69.9114 | 68.2116 | 66.516 | 64.8678 | 63.2527 | 61.6997 | 60.178 | 58.6865 | 57.243 | 55.8594 | 54.5073 | 53.236 | 52.0142 | 50.8299 | 0 | 0 | 0 | 0 | 0 | 0 | 0 | 0
F5_Industrial_Food Products_New_Space Heating_Natural Gas_Furnace_E3 | F5 | Industrial | Food Products | New | Space Heating | Natural Gas | Furnace | E3 | Utility - Cost of Operation | 76.7908 | 77.6417 | 76.4132 | 75.236 | 73.2146 | 71.2143 | 69.2027 | 67.3668 | 65.5409 | 63.9474 | 62.3578 | 60.8126 | 59.2985 | 57.8426 | 56.416 | 55.0178 | 53.6645 | 52.3674 | 51.0999 | 49.908 | 48.7625 | 47.6523 | 0 | 0 | 0 | 0 | 0 | 0 | 0 | 0
F5_Industrial_Food Products_New_Space Heating_Natural Gas_Furnace_E4 | F5 | Industrial | Food Products | New | Space Heating | Natural Gas | Furnace | E4 | Utility - Cost of Operation | 0 | 0 | 0 | 0 | 0 | 0 | 0 | 0 | 0 | 0 | 0 | 0 | 0 | 0 | 0 | 0 | 0 | 0 | 0 | 0 | 0 | 0 | 0 | 0 | 0 | 0 | 0 | 0 | 0 | 0
F5_Industrial_Food Products_New_Space Heating_Natural Gas_Furnace_E5 | F5 | Industrial | Food Products | New | Space Heating | Natural Gas | Furnace | E5 | Utility - Cost of Operation | 0 | 0 | 0 | 0 | 0 | 0 | 0 | 0 | 0 | 0 | 0 | 0 | 0 | 0 | 0 | 0 | 0 | 0 | 0 | 0 | 0 | 0 | 0 | 0 | 0 | 0 | 0 | 0 | 0 | 0
F5_Industrial_Food Products_New_Space Heating_Natural Gas_Furnace_E6 | F5 | Industrial | Food Products | New | Space Heating | Natural Gas | Furnace | E6 | Utility - Cost of Operation | 0 | 0 | 0 | 0 | 0 | 0 | 0 | 0 | 0 | 0 | 0 | 0 | 0 | 0 | 0 | 0 | 0 | 0 | 0 | 0 | 0 | 0 | 0 | 0 | 0 | 0 | 0 | 0 | 0 | 0
F5_Industrial_Food Products_New_Space Heating_Natural Gas_Furnace_E7 | F5 | Industrial | Food Products | New | Space Heating | Natural Gas | Furnace | E7 | Utility - Cost of Operation | 0 | 0 | 0 | 0 | 0 | 0 | 0 | 0 | 0 | 0 | 0 | 0 | 0 | 0 | 0 | 0 | 0 | 0 | 0 | 0 | 0 | 0 | 0 | 0 | 0 | 0 | 0 | 0 | 0 | 0
F5_Industrial_Food Products_New_Space Heating_Natural Gas_Furnace_E8 | F5 | Industrial | Food Products | New | Space Heating | Natural Gas | Furnace | E8 | Utility - Cost of Operation | 0 | 0 | 0 | 0 | 0 | 0 | 0 | 0 | 0 | 0 | 0 | 0 | 0 | 0 | 0 | 0 | 0 | 0 | 0 | 0 | 0 | 0 | 0 | 0 | 0 | 0 | 0 | 0 | 0 | 0
F5_Industrial_Food Products_New_Space Heating_Natural Gas_Furnace_E9 | F5 | Industrial | Food Products | New | Space Heating | Natural Gas | Furnace | E9 | Utility - Cost of Operation | 0 | 0 | 0 | 0 | 0 | 0 | 0 | 0 | 0 | 0 | 0 | 0 | 0 | 0 | 0 | 0 | 0 | 0 | 0 | 0 | 0 | 0 | 0 | 0 | 0 | 0 | 0 | 0 | 0 | 0
F5_Industrial_Food Products_New_Space Heating_Natural Gas_Furnace_E10 | F5 | Industrial | Food Products | New | Space Heating | Natural Gas | Furnace | E10 | Utility - Cost of Operation | 0 | 0 | 0 | 0 | 0 | 0 | 0 | 0 | 0 | 0 | 0 | 0 | 0 | 0 | 0 | 0 | 0 | 0 | 0 | 0 | 0 | 0 | 0 | 0 | 0 | 0 | 0 | 0 | 0 | 0
F6_Industrial_Food Products_New_Space Heating_Natural Gas_Furnace_E1 | F6 | Industrial | Food Products | New | Space Heating | Natural Gas | Furnace | E1 | Utility - Value of Sales | 110.405 | 111.6284 | 109.862 | 108.1696 | 105.2633 | 102.3874 | 99.4953 | 96.8558 | 94.2306 | 91.9395 | 89.6541 | 87.4326 | 85.2556 | 83.1624 | 81.1114 | 79.1011 | 77.1554 | 75.2905 | 73.4681 | 71.7545 | 70.1077 | 68.5114 | 0 | 0 | 0 | 0 | 0 | 0 | 0 | 0
F6_Industrial_Food Products_New_Space Heating_Natural Gas_Furnace_E2 | F6 | Industrial | Food Products | New | Space Heating | Natural Gas | Furnace | E2 | Utility - Value of Sales | 98.1353 | 99.2227 | 97.6526 | 96.1483 | 93.565 | 91.0087 | 88.438 | 86.0918 | 83.7584 | 81.7219 | 79.6905 | 77.7159 | 75.7808 | 73.9202 | 72.0972 | 70.3103 | 68.5809 | 66.9232 | 65.3033 | 63.7802 | 62.3164 | 60.8975 | 0 | 0 | 0 | 0 | 0 | 0 | 0 | 0
F6_Industrial_Food Products_New_Space Heating_Natural Gas_Furnace_E3 | F6 | Industrial | Food Products | New | Space Heating | Natural Gas | Furnace | E3 | Utility - Value of Sales | 92.0004 | 93.0198 | 91.5479 | 90.1376 | 87.7159 | 85.3193 | 82.9094 | 80.7098 | 78.5223 | 76.6131 | 74.7087 | 72.8575 | 71.0434 | 69.2992 | 67.5901 | 65.9149 | 64.2936 | 62.7395 | 61.221 | 59.793 | 58.4207 | 57.0905 | 0 | 0 | 0 | 0 | 0 | 0 | 0 | 0
F6_Industrial_Food Products_New_Space Heating_Natural Gas_Furnace_E4 | F6 | Industrial | Food Products | New | Space Heating | Natural Gas | Furnace | E4 | Utility - Value of Sales | 0 | 0 | 0 | 0 | 0 | 0 | 0 | 0 | 0 | 0 | 0 | 0 | 0 | 0 | 0 | 0 | 0 | 0 | 0 | 0 | 0 | 0 | 0 | 0 | 0 | 0 | 0 | 0 | 0 | 0
F6_Industrial_Food Products_New_Space Heating_Natural Gas_Furnace_E5 | F6 | Industrial | Food Products | New | Space Heating | Natural Gas | Furnace | E5 | Utility - Value of Sales | 0 | 0 | 0 | 0 | 0 | 0 | 0 | 0 | 0 | 0 | 0 | 0 | 0 | 0 | 0 | 0 | 0 | 0 | 0 | 0 | 0 | 0 | 0 | 0 | 0 | 0 | 0 | 0 | 0 | 0
F6_Industrial_Food Products_New_Space Heating_Natural Gas_Furnace_E6 | F6 | Industrial | Food Products | New | Space Heating | Natural Gas | Furnace | E6 | Utility - Value of Sales | 0 | 0 | 0 | 0 | 0 | 0 | 0 | 0 | 0 | 0 | 0 | 0 | 0 | 0 | 0 | 0 | 0 | 0 | 0 | 0 | 0 | 0 | 0 | 0 | 0 | 0 | 0 | 0 | 0 | 0
F6_Industrial_Food Products_New_Space Heating_Natural Gas_Furnace_E7 | F6 | Industrial | Food Products | New | Space Heating | Natural Gas | Furnace | E7 | Utility - Value of Sales | 0 | 0 | 0 | 0 | 0 | 0 | 0 | 0 | 0 | 0 | 0 | 0 | 0 | 0 | 0 | 0 | 0 | 0 | 0 | 0 | 0 | 0 | 0 | 0 | 0 | 0 | 0 | 0 | 0 | 0
F6_Industrial_Food Products_New_Space Heating_Natural Gas_Furnace_E8 | F6 | Industrial | Food Products | New | Space Heating | Natural Gas | Furnace | E8 | Utility - Value of Sales | 0 | 0 | 0 | 0 | 0 | 0 | 0 | 0 | 0 | 0 | 0 | 0 | 0 | 0 | 0 | 0 | 0 | 0 | 0 | 0 | 0 | 0 | 0 | 0 | 0 | 0 | 0 | 0 | 0 | 0
F6_Industrial_Food Products_New_Space Heating_Natural Gas_Furnace_E9 | F6 | Industrial | Food Products | New | Space Heating | Natural Gas | Furnace | E9 | Utility - Value of Sales | 0 | 0 | 0 | 0 | 0 | 0 | 0 | 0 | 0 | 0 | 0 | 0 | 0 | 0 | 0 | 0 | 0 | 0 | 0 | 0 | 0 | 0 | 0 | 0 | 0 | 0 | 0 | 0 | 0 | 0
F6_Industrial_Food Products_New_Space Heating_Natural Gas_Furnace_E10 | F6 | Industrial | Food Products | New | Space Heating | Natural Gas | Furnace | E10 | Utility - Value of Sales | 0 | 0 | 0 | 0 | 0 | 0 | 0 | 0 | 0 | 0 | 0 | 0 | 0 | 0 | 0 | 0 | 0 | 0 | 0 | 0 | 0 | 0 | 0 | 0 | 0 | 0 | 0 | 0 | 0 | 0
F1_Industrial_Food Products_New_Space Heating_Natural Gas_Boiler_E1 | F1 | Industrial | Food Products | New | Space Heating | Natural Gas | Boiler | E1 | Participant - Cost of Equipment | 2.8907 | 2.8907 | 2.8907 | 2.8907 | 2.8907 | 2.8907 | 2.8907 | 2.8907 | 2.8907 | 2.8907 | 2.8907 | 2.8907 | 2.8907 | 2.8907 | 2.8907 | 2.8907 | 2.8907 | 2.8907 | 2.8907 | 2.8907 | 2.8907 | 2.8907 | 0 | 0 | 0 | 0 | 0 | 0 | 0 | 0
F1_Industrial_Food Products_New_Space Heating_Natural Gas_Boiler_E2 | F1 | Industrial | Food Products | New | Space Heating | Natural Gas | Boiler | E2 | Participant - Cost of Equipment | 3.2299 | 3.2299 | 3.2299 | 3.2299 | 3.2299 | 3.2299 | 3.2299 | 3.2299 | 3.2299 | 3.2299 | 3.2299 | 3.2299 | 3.2299 | 3.2299 | 3.2299 | 3.2299 | 3.2299 | 3.2299 | 3.2299 | 3.2299 | 3.2299 | 3.2299 | 0 | 0 | 0 | 0 | 0 | 0 | 0 | 0
F1_Industrial_Food Products_New_Space Heating_Natural Gas_Boiler_E3 | F1 | Industrial | Food Products | New | Space Heating | Natural Gas | Boiler | E3 | Participant - Cost of Equipment | 3.911 | 3.911 | 3.911 | 3.911 | 3.911 | 3.911 | 3.911 | 3.911 | 3.911 | 3.911 | 3.911 | 3.911 | 3.911 | 3.911 | 3.911 | 3.911 | 3.911 | 3.911 | 3.911 | 3.911 | 3.911 | 3.911 | 0 | 0 | 0 | 0 | 0 | 0 | 0 | 0
F1_Industrial_Food Products_New_Space Heating_Natural Gas_Boiler_E4 | F1 | Industrial | Food Products | New | Space Heating | Natural Gas | Boiler | E4 | Participant - Cost of Equipment | 15972.773 | 15972.773 | 15972.773 | 15972.773 | 15972.773 | 15972.773 | 15972.773 | 15972.773 | 15972.773 | 15972.773 | 15972.773 | 15972.773 | 15972.773 | 15972.773 | 15972.773 | 15972.773 | 15972.773 | 15972.773 | 15972.773 | 15972.773 | 15972.773 | 15972.773 | 0 | 0 | 0 | 0 | 0 | 0 | 0 | 0
F1_Industrial_Food Products_New_Space Heating_Natural Gas_Boiler_E5 | F1 | Industrial | Food Products | New | Space Heating | Natural Gas | Boiler | E5 | Participant - Cost of Equipment | 0 | 0 | 0 | 0 | 0 | 0 | 0 | 0 | 0 | 0 | 0 | 0 | 0 | 0 | 0 | 0 | 0 | 0 | 0 | 0 | 0 | 0 | 0 | 0 | 0 | 0 | 0 | 0 | 0 | 0
F1_Industrial_Food Products_New_Space Heating_Natural Gas_Boiler_E6 | F1 | Industrial | Food Products | New | Space Heating | Natural Gas | Boiler | E6 | Participant - Cost of Equipment | 0 | 0 | 0 | 0 | 0 | 0 | 0 | 0 | 0 | 0 | 0 | 0 | 0 | 0 | 0 | 0 | 0 | 0 | 0 | 0 | 0 | 0 | 0 | 0 | 0 | 0 | 0 | 0 | 0 | 0
F1_Industrial_Food Products_New_Space Heating_Natural Gas_Boiler_E7 | F1 | Industrial | Food Products | New | Space Heating | Natural Gas | Boiler | E7 | Participant - Cost of Equipment | 0 | 0 | 0 | 0 | 0 | 0 | 0 | 0 | 0 | 0 | 0 | 0 | 0 | 0 | 0 | 0 | 0 | 0 | 0 | 0 | 0 | 0 | 0 | 0 | 0 | 0 | 0 | 0 | 0 | 0
F1_Industrial_Food Products_New_Space Heating_Natural Gas_Boiler_E8 | F1 | Industrial | Food Products | New | Space Heating | Natural Gas | Boiler | E8 | Participant - Cost of Equipment | 0 | 0 | 0 | 0 | 0 | 0 | 0 | 0 | 0 | 0 | 0 | 0 | 0 | 0 | 0 | 0 | 0 | 0 | 0 | 0 | 0 | 0 | 0 | 0 | 0 | 0 | 0 | 0 | 0 | 0
F1_Industrial_Food Products_New_Space Heating_Natural Gas_Boiler_E9 | F1 | Industrial | Food Products | New | Space Heating | Natural Gas | Boiler | E9 | Participant - Cost of Equipment | 0 | 0 | 0 | 0 | 0 | 0 | 0 | 0 | 0 | 0 | 0 | 0 | 0 | 0 | 0 | 0 | 0 | 0 | 0 | 0 | 0 | 0 | 0 | 0 | 0 | 0 | 0 | 0 | 0 | 0
F1_Industrial_Food Products_New_Space Heating_Natural Gas_Boiler_E10 | F1 | Industrial | Food Products | New | Space Heating | Natural Gas | Boiler | E10 | Participant - Cost of Equipment | 0 | 0 | 0 | 0 | 0 | 0 | 0 | 0 | 0 | 0 | 0 | 0 | 0 | 0 | 0 | 0 | 0 | 0 | 0 | 0 | 0 | 0 | 0 | 0 | 0 | 0 | 0 | 0 | 0 | 0
F2_Industrial_Food Products_New_Space Heating_Natural Gas_Boiler_E1 | F2 | Industrial | Food Products | New | Space Heating | Natural Gas | Boiler | E1 | Participant - Cost of Operation | 24.7936 | 25.0316 | 24.6277 | 24.2405 | 23.5927 | 22.952 | 22.3083 | 21.7194 | 21.1341 | 20.6212 | 20.1099 | 19.6129 | 19.1259 | 18.6573 | 18.1982 | 17.7483 | 17.3133 | 16.8966 | 16.4901 | 16.1083 | 15.7421 | 15.3881 | 0 | 0 | 0 | 0 | 0 | 0 | 0 | 0
F2_Industrial_Food Products_New_Space Heating_Natural Gas_Boiler_E2 | F2 | Industrial | Food Products | New | Space Heating | Natural Gas | Boiler | E2 | Participant - Cost of Operation | 23.3354 | 23.5594 | 23.1793 | 22.8149 | 22.2052 | 21.6021 | 20.9963 | 20.442 | 19.8912 | 19.4084 | 18.9272 | 18.4594 | 18.001 | 17.56 | 17.1279 | 16.7045 | 16.295 | 15.9028 | 15.5203 | 15.1609 | 14.8162 | 14.4831 | 0 | 0 | 0 | 0 | 0 | 0 | 0 | 0
F2_Industrial_Food Products_New_Space Heating_Natural Gas_Boiler_E3 | F2 | Industrial | Food Products | New | Space Heating | Natural Gas | Boiler | E3 | Participant - Cost of Operation | 20.4501 | 20.6464 | 20.3134 | 19.994 | 19.4597 | 18.9312 | 18.4002 | 17.9145 | 17.4318 | 17.0087 | 16.587 | 16.177 | 15.7753 | 15.3888 | 15.0102 | 14.6391 | 14.2803 | 13.9366 | 13.6013 | 13.2864 | 12.9843 | 12.6924 | 0 | 0 | 0 | 0 | 0 | 0 | 0 | 0
F2_Industrial_Food Products_New_Space Heating_Natural Gas_Boiler_E4 | F2 | Industrial | Food Products | New | Space Heating | Natural Gas | Boiler | E4 | Participant - Cost of Operation | 15.1698 | 15.495 | 15.2891 | 15.0925 | 14.6781 | 14.2655 | 13.8466 | 13.469 | 13.0911 | 12.7693 | 12.4464 | 12.1329 | 11.8254 | 11.5309 | 11.2421 | 10.9588 | 10.6853 | 10.424 | 10.1678 | 9.9281 | 9.6971 | 9.4715 | 0 | 0 | 0 | 0 | 0 | 0 | 0 | 0
F2_Industrial_Food Products_New_Space Heating_Natural Gas_Boiler_E5 | F2 | Industrial | Food Products | New | Space Heating | Natural Gas | Boiler | E5 | Participant - Cost of Operation | 0 | 0 | 0 | 0 | 0 | 0 | 0 | 0 | 0 | 0 | 0 | 0 | 0 | 0 | 0 | 0 | 0 | 0 | 0 | 0 | 0 | 0 | 0 | 0 | 0 | 0 | 0 | 0 | 0 | 0
F2_Industrial_Food Products_New_Space Heating_Natural Gas_Boiler_E6 | F2 | Industrial | Food Products | New | Space Heating | Natural Gas | Boiler | E6 | Participant - Cost of Operation | 0 | 0 | 0 | 0 | 0 | 0 | 0 | 0 | 0 | 0 | 0 | 0 | 0 | 0 | 0 | 0 | 0 | 0 | 0 | 0 | 0 | 0 | 0 | 0 | 0 | 0 | 0 | 0 | 0 | 0
F2_Industrial_Food Products_New_Space Heating_Natural Gas_Boiler_E7 | F2 | Industrial | Food Products | New | Space Heating | Natural Gas | Boiler | E7 | Participant - Cost of Operation | 0 | 0 | 0 | 0 | 0 | 0 | 0 | 0 | 0 | 0 | 0 | 0 | 0 | 0 | 0 | 0 | 0 | 0 | 0 | 0 | 0 | 0 | 0 | 0 | 0 | 0 | 0 | 0 | 0 | 0
F2_Industrial_Food Products_New_Space Heating_Natural Gas_Boiler_E8 | F2 | Industrial | Food Products | New | Space Heating | Natural Gas | Boiler | E8 | Participant - Cost of Operation | 0 | 0 | 0 | 0 | 0 | 0 | 0 | 0 | 0 | 0 | 0 | 0 | 0 | 0 | 0 | 0 | 0 | 0 | 0 | 0 | 0 | 0 | 0 | 0 | 0 | 0 | 0 | 0 | 0 | 0
F2_Industrial_Food Products_New_Space Heating_Natural Gas_Boiler_E9 | F2 | Industrial | Food Products | New | Space Heating | Natural Gas | Boiler | E9 | Participant - Cost of Operation | 0 | 0 | 0 | 0 | 0 | 0 | 0 | 0 | 0 | 0 | 0 | 0 | 0 | 0 | 0 | 0 | 0 | 0 | 0 | 0 | 0 | 0 | 0 | 0 | 0 | 0 | 0 | 0 | 0 | 0
F2_Industrial_Food Products_New_Space Heating_Natural Gas_Boiler_E10 | F2 | Industrial | Food Products | New | Space Heating | Natural Gas | Boiler | E10 | Participant - Cost of Operation | 0 | 0 | 0 | 0 | 0 | 0 | 0 | 0 | 0 | 0 | 0 | 0 | 0 | 0 | 0 | 0 | 0 | 0 | 0 | 0 | 0 | 0 | 0 | 0 | 0 | 0 | 0 | 0 | 0 | 0
F3_Industrial_Food Products_New_Space Heating_Natural Gas_Boiler_E1 | F3 | Industrial | Food Products | New | Space Heating | Natural Gas | Boiler | E1 | System - kBTUs of Conusmption | 4133.5293 | 4133.5293 | 4133.5293 | 4133.5293 | 4133.5293 | 4133.5293 | 4133.5293 | 4133.5293 | 4133.5293 | 4133.5293 | 4133.5293 | 4133.5293 | 4133.5293 | 4133.5293 | 4133.5293 | 4133.5293 | 4133.5293 | 4133.5293 | 4133.5293 | 4133.5293 | 4133.5293 | 4133.5293 | 0 | 0 | 0 | 0 | 0 | 0 | 0 | 0
F3_Industrial_Food Products_New_Space Heating_Natural Gas_Boiler_E2 | F3 | Industrial | Food Products | New | Space Heating | Natural Gas | Boiler | E2 | System - kBTUs of Conusmption | 3890.4241 | 3890.4241 | 3890.4241 | 3890.4241 | 3890.4241 | 3890.4241 | 3890.4241 | 3890.4241 | 3890.4241 | 3890.4241 | 3890.4241 | 3890.4241 | 3890.4241 | 3890.4241 | 3890.4241 | 3890.4241 | 3890.4241 | 3890.4241 | 3890.4241 | 3890.4241 | 3890.4241 | 3890.4241 | 0 | 0 | 0 | 0 | 0 | 0 | 0 | 0
F3_Industrial_Food Products_New_Space Heating_Natural Gas_Boiler_E3 | F3 | Industrial | Food Products | New | Space Heating | Natural Gas | Boiler | E3 | System - kBTUs of Conusmption | 3409.402 | 3409.402 | 3409.402 | 3409.402 | 3409.402 | 3409.402 | 3409.402 | 3409.402 | 3409.402 | 3409.402 | 3409.402 | 3409.402 | 3409.402 | 3409.402 | 3409.402 | 3409.402 | 3409.402 | 3409.402 | 3409.402 | 3409.402 | 3409.402 | 3409.402 | 0 | 0 | 0 | 0 | 0 | 0 | 0 | 0
F3_Industrial_Food Products_New_Space Heating_Natural Gas_Boiler_E4 | F3 | Industrial | Food Products | New | Space Heating | Natural Gas | Boiler | E4 | System - kBTUs of Conusmption | 2362.0167 | 2362.0167 | 2362.0167 | 2362.0167 | 2362.0167 | 2362.0167 | 2362.0167 | 2362.0167 | 2362.0167 | 2362.0167 | 2362.0167 | 2362.0167 | 2362.0167 | 2362.0167 | 2362.0167 | 2362.0167 | 2362.0167 | 2362.0167 | 2362.0167 | 2362.0167 | 2362.0167 | 2362.0167 | 0 | 0 | 0 | 0 | 0 | 0 | 0 | 0
F3_Industrial_Food Products_New_Space Heating_Natural Gas_Boiler_E5 | F3 | Industrial | Food Products | New | Space Heating | Natural Gas | Boiler | E5 | System - kBTUs of Conusmption | 0 | 0 | 0 | 0 | 0 | 0 | 0 | 0 | 0 | 0 | 0 | 0 | 0 | 0 | 0 | 0 | 0 | 0 | 0 | 0 | 0 | 0 | 0 | 0 | 0 | 0 | 0 | 0 | 0 | 0
F3_Industrial_Food Products_New_Space Heating_Natural Gas_Boiler_E6 | F3 | Industrial | Food Products | New | Space Heating | Natural Gas | Boiler | E6 | System - kBTUs of Conusmption | 0 | 0 | 0 | 0 | 0 | 0 | 0 | 0 | 0 | 0 | 0 | 0 | 0 | 0 | 0 | 0 | 0 | 0 | 0 | 0 | 0 | 0 | 0 | 0 | 0 | 0 | 0 | 0 | 0 | 0
F3_Industrial_Food Products_New_Space Heating_Natural Gas_Boiler_E7 | F3 | Industrial | Food Products | New | Space Heating | Natural Gas | Boiler | E7 | System - kBTUs of Conusmption | 0 | 0 | 0 | 0 | 0 | 0 | 0 | 0 | 0 | 0 | 0 | 0 | 0 | 0 | 0 | 0 | 0 | 0 | 0 | 0 | 0 | 0 | 0 | 0 | 0 | 0 | 0 | 0 | 0 | 0
F3_Industrial_Food Products_New_Space Heating_Natural Gas_Boiler_E8 | F3 | Industrial | Food Products | New | Space Heating | Natural Gas | Boiler | E8 | System - kBTUs of Conusmption | 0 | 0 | 0 | 0 | 0 | 0 | 0 | 0 | 0 | 0 | 0 | 0 | 0 | 0 | 0 | 0 | 0 | 0 | 0 | 0 | 0 | 0 | 0 | 0 | 0 | 0 | 0 | 0 | 0 | 0
F3_Industrial_Food Products_New_Space Heating_Natural Gas_Boiler_E9 | F3 | Industrial | Food Products | New | Space Heating | Natural Gas | Boiler | E9 | System - kBTUs of Conusmption | 0 | 0 | 0 | 0 | 0 | 0 | 0 | 0 | 0 | 0 | 0 | 0 | 0 | 0 | 0 | 0 | 0 | 0 | 0 | 0 | 0 | 0 | 0 | 0 | 0 | 0 | 0 | 0 | 0 | 0
F3_Industrial_Food Products_New_Space Heating_Natural Gas_Boiler_E10 | F3 | Industrial | Food Products | New | Space Heating | Natural Gas | Boiler | E10 | System - kBTUs of Conusmption | 0 | 0 | 0 | 0 | 0 | 0 | 0 | 0 | 0 | 0 | 0 | 0 | 0 | 0 | 0 | 0 | 0 | 0 | 0 | 0 | 0 | 0 | 0 | 0 | 0 | 0 | 0 | 0 | 0 | 0
F4_Industrial_Food Products_New_Space Heating_Natural Gas_Boiler_E1 | F4 | Industrial | Food Products | New | Space Heating | Natural Gas | Boiler | E1 | Utility - Cost of Equipment | 2.8907 | 2.8907 | 2.8907 | 2.8907 | 2.8907 | 2.8907 | 2.8907 | 2.8907 | 2.8907 | 2.8907 | 2.8907 | 2.8907 | 2.8907 | 2.8907 | 2.8907 | 2.8907 | 2.8907 | 2.8907 | 2.8907 | 2.8907 | 2.8907 | 2.8907 | 0 | 0 | 0 | 0 | 0 | 0 | 0 | 0
F4_Industrial_Food Products_New_Space Heating_Natural Gas_Boiler_E2 | F4 | Industrial | Food Products | New | Space Heating | Natural Gas | Boiler | E2 | Utility - Cost of Equipment | 3.2299 | 3.2299 | 3.2299 | 3.2299 | 3.2299 | 3.2299 | 3.2299 | 3.2299 | 3.2299 | 3.2299 | 3.2299 | 3.2299 | 3.2299 | 3.2299 | 3.2299 | 3.2299 | 3.2299 | 3.2299 | 3.2299 | 3.2299 | 3.2299 | 3.2299 | 0 | 0 | 0 | 0 | 0 | 0 | 0 | 0
F4_Industrial_Food Products_New_Space Heating_Natural Gas_Boiler_E3 | F4 | Industrial | Food Products | New | Space Heating | Natural Gas | Boiler | E3 | Utility - Cost of Equipment | 3.911 | 3.911 | 3.911 | 3.911 | 3.911 | 3.911 | 3.911 | 3.911 | 3.911 | 3.911 | 3.911 | 3.911 | 3.911 | 3.911 | 3.911 | 3.911 | 3.911 | 3.911 | 3.911 | 3.911 | 3.911 | 3.911 | 0 | 0 | 0 | 0 | 0 | 0 | 0 | 0
F4_Industrial_Food Products_New_Space Heating_Natural Gas_Boiler_E4 | F4 | Industrial | Food Products | New | Space Heating | Natural Gas | Boiler | E4 | Utility - Cost of Equipment | 15972.773 | 15972.773 | 15972.773 | 15972.773 | 15972.773 | 15972.773 | 15972.773 | 15972.773 | 15972.773 | 15972.773 | 15972.773 | 15972.773 | 15972.773 | 15972.773 | 15972.773 | 15972.773 | 15972.773 | 15972.773 | 15972.773 | 15972.773 | 15972.773 | 15972.773 | 0 | 0 | 0 | 0 | 0 | 0 | 0 | 0
F4_Industrial_Food Products_New_Space Heating_Natural Gas_Boiler_E5 | F4 | Industrial | Food Products | New | Space Heating | Natural Gas | Boiler | E5 | Utility - Cost of Equipment | 0 | 0 | 0 | 0 | 0 | 0 | 0 | 0 | 0 | 0 | 0 | 0 | 0 | 0 | 0 | 0 | 0 | 0 | 0 | 0 | 0 | 0 | 0 | 0 | 0 | 0 | 0 | 0 | 0 | 0
F4_Industrial_Food Products_New_Space Heating_Natural Gas_Boiler_E6 | F4 | Industrial | Food Products | New | Space Heating | Natural Gas | Boiler | E6 | Utility - Cost of Equipment | 0 | 0 | 0 | 0 | 0 | 0 | 0 | 0 | 0 | 0 | 0 | 0 | 0 | 0 | 0 | 0 | 0 | 0 | 0 | 0 | 0 | 0 | 0 | 0 | 0 | 0 | 0 | 0 | 0 | 0
F4_Industrial_Food Products_New_Space Heating_Natural Gas_Boiler_E7 | F4 | Industrial | Food Products | New | Space Heating | Natural Gas | Boiler | E7 | Utility - Cost of Equipment | 0 | 0 | 0 | 0 | 0 | 0 | 0 | 0 | 0 | 0 | 0 | 0 | 0 | 0 | 0 | 0 | 0 | 0 | 0 | 0 | 0 | 0 | 0 | 0 | 0 | 0 | 0 | 0 | 0 | 0
F4_Industrial_Food Products_New_Space Heating_Natural Gas_Boiler_E8 | F4 | Industrial | Food Products | New | Space Heating | Natural Gas | Boiler | E8 | Utility - Cost of Equipment | 0 | 0 | 0 | 0 | 0 | 0 | 0 | 0 | 0 | 0 | 0 | 0 | 0 | 0 | 0 | 0 | 0 | 0 | 0 | 0 | 0 | 0 | 0 | 0 | 0 | 0 | 0 | 0 | 0 | 0
F4_Industrial_Food Products_New_Space Heating_Natural Gas_Boiler_E9 | F4 | Industrial | Food Products | New | Space Heating | Natural Gas | Boiler | E9 | Utility - Cost of Equipment | 0 | 0 | 0 | 0 | 0 | 0 | 0 | 0 | 0 | 0 | 0 | 0 | 0 | 0 | 0 | 0 | 0 | 0 | 0 | 0 | 0 | 0 | 0 | 0 | 0 | 0 | 0 | 0 | 0 | 0
F4_Industrial_Food Products_New_Space Heating_Natural Gas_Boiler_E10 | F4 | Industrial | Food Products | New | Space Heating | Natural Gas | Boiler | E10 | Utility - Cost of Equipment | 0 | 0 | 0 | 0 | 0 | 0 | 0 | 0 | 0 | 0 | 0 | 0 | 0 | 0 | 0 | 0 | 0 | 0 | 0 | 0 | 0 | 0 | 0 | 0 | 0 | 0 | 0 | 0 | 0 | 0
F5_Industrial_Food Products_New_Space Heating_Natural Gas_Boiler_E1 | F5 | Industrial | Food Products | New | Space Heating | Natural Gas | Boiler | E1 | Utility - Cost of Operation | 20.6947 | 20.8933 | 20.5563 | 20.2331 | 19.6924 | 19.1575 | 18.6203 | 18.1287 | 17.6402 | 17.2121 | 16.7853 | 16.3705 | 15.9639 | 15.5728 | 15.1897 | 14.8141 | 14.451 | 14.1032 | 13.764 | 13.4453 | 13.1396 | 12.8442 | 0 | 0 | 0 | 0 | 0 | 0 | 0 | 0
F5_Industrial_Food Products_New_Space Heating_Natural Gas_Boiler_E2 | F5 | Industrial | Food Products | New | Space Heating | Natural Gas | Boiler | E2 | Utility - Cost of Operation | 19.4776 | 19.6645 | 19.3473 | 19.0431 | 18.5342 | 18.0308 | 17.5252 | 17.0625 | 16.6027 | 16.1998 | 15.7981 | 15.4077 | 15.0251 | 14.657 | 14.2963 | 13.9429 | 13.6011 | 13.2738 | 12.9545 | 12.6545 | 12.3668 | 12.0888 | 0 | 0 | 0 | 0 | 0 | 0 | 0 | 0
F5_Industrial_Food Products_New_Space Heating_Natural Gas_Boiler_E3 | F5 | Industrial | Food Products | New | Space Heating | Natural Gas | Boiler | E3 | Utility - Cost of Operation | 17.0693 | 17.2332 | 16.9551 | 16.6886 | 16.2426 | 15.8015 | 15.3583 | 14.9529 | 14.5499 | 14.1968 | 13.8448 | 13.5026 | 13.1673 | 12.8447 | 12.5287 | 12.2189 | 11.9194 | 11.6326 | 11.3528 | 11.0899 | 10.8377 | 10.5941 | 0 | 0 | 0 | 0 | 0 | 0 | 0 | 0
F5_Industrial_Food Products_New_Space Heating_Natural Gas_Boiler_E4 | F5 | Industrial | Food Products | New | Space Heating | Natural Gas | Boiler | E4 | Utility - Cost of Operation | 12.6619 | 12.9334 | 12.7615 | 12.5974 | 12.2515 | 11.9071 | 11.5575 | 11.2423 | 10.9269 | 10.6583 | 10.3887 | 10.127 | 9.8704 | 9.6246 | 9.3836 | 9.1471 | 8.9188 | 8.7007 | 8.4869 | 8.2868 | 8.094 | 7.9056 | 0 | 0 | 0 | 0 | 0 | 0 | 0 | 0
F5_Industrial_Food Products_New_Space Heating_Natural Gas_Boiler_E5 | F5 | Industrial | Food Products | New | Space Heating | Natural Gas | Boiler | E5 | Utility - Cost of Operation | 0 | 0 | 0 | 0 | 0 | 0 | 0 | 0 | 0 | 0 | 0 | 0 | 0 | 0 | 0 | 0 | 0 | 0 | 0 | 0 | 0 | 0 | 0 | 0 | 0 | 0 | 0 | 0 | 0 | 0
F5_Industrial_Food Products_New_Space Heating_Natural Gas_Boiler_E6 | F5 | Industrial | Food Products | New | Space Heating | Natural Gas | Boiler | E6 | Utility - Cost of Operation | 0 | 0 | 0 | 0 | 0 | 0 | 0 | 0 | 0 | 0 | 0 | 0 | 0 | 0 | 0 | 0 | 0 | 0 | 0 | 0 | 0 | 0 | 0 | 0 | 0 | 0 | 0 | 0 | 0 | 0
F5_Industrial_Food Products_New_Space Heating_Natural Gas_Boiler_E7 | F5 | Industrial | Food Products | New | Space Heating | Natural Gas | Boiler | E7 | Utility - Cost of Operation | 0 | 0 | 0 | 0 | 0 | 0 | 0 | 0 | 0 | 0 | 0 | 0 | 0 | 0 | 0 | 0 | 0 | 0 | 0 | 0 | 0 | 0 | 0 | 0 | 0 | 0 | 0 | 0 | 0 | 0
F5_Industrial_Food Products_New_Space Heating_Natural Gas_Boiler_E8 | F5 | Industrial | Food Products | New | Space Heating | Natural Gas | Boiler | E8 | Utility - Cost of Operation | 0 | 0 | 0 | 0 | 0 | 0 | 0 | 0 | 0 | 0 | 0 | 0 | 0 | 0 | 0 | 0 | 0 | 0 | 0 | 0 | 0 | 0 | 0 | 0 | 0 | 0 | 0 | 0 | 0 | 0
F5_Industrial_Food Products_New_Space Heating_Natural Gas_Boiler_E9 | F5 | Industrial | Food Products | New | Space Heating | Natural Gas | Boiler | E9 | Utility - Cost of Operation | 0 | 0 | 0 | 0 | 0 | 0 | 0 | 0 | 0 | 0 | 0 | 0 | 0 | 0 | 0 | 0 | 0 | 0 | 0 | 0 | 0 | 0 | 0 | 0 | 0 | 0 | 0 | 0 | 0 | 0
F5_Industrial_Food Products_New_Space Heating_Natural Gas_Boiler_E10 | F5 | Industrial | Food Products | New | Space Heating | Natural Gas | Boiler | E10 | Utility - Cost of Operation | 0 | 0 | 0 | 0 | 0 | 0 | 0 | 0 | 0 | 0 | 0 | 0 | 0 | 0 | 0 | 0 | 0 | 0 | 0 | 0 | 0 | 0 | 0 | 0 | 0 | 0 | 0 | 0 | 0 | 0
F6_Industrial_Food Products_New_Space Heating_Natural Gas_Boiler_E1 | F6 | Industrial | Food Products | New | Space Heating | Natural Gas | Boiler | E1 | Utility - Value of Sales | 24.7936 | 25.0316 | 24.6277 | 24.2405 | 23.5927 | 22.952 | 22.3083 | 21.7194 | 21.1341 | 20.6212 | 20.1099 | 19.6129 | 19.1259 | 18.6573 | 18.1982 | 17.7483 | 17.3133 | 16.8966 | 16.4901 | 16.1083 | 15.7421 | 15.3881 | 0 | 0 | 0 | 0 | 0 | 0 | 0 | 0
F6_Industrial_Food Products_New_Space Heating_Natural Gas_Boiler_E2 | F6 | Industrial | Food Products | New | Space Heating | Natural Gas | Boiler | E2 | Utility - Value of Sales | 23.3354 | 23.5594 | 23.1793 | 22.8149 | 22.2052 | 21.6021 | 20.9963 | 20.442 | 19.8912 | 19.4084 | 18.9272 | 18.4594 | 18.001 | 17.56 | 17.1279 | 16.7045 | 16.295 | 15.9028 | 15.5203 | 15.1609 | 14.8162 | 14.4831 | 0 | 0 | 0 | 0 | 0 | 0 | 0 | 0
F6_Industrial_Food Products_New_Space Heating_Natural Gas_Boiler_E3 | F6 | Industrial | Food Products | New | Space Heating | Natural Gas | Boiler | E3 | Utility - Value of Sales | 20.4501 | 20.6464 | 20.3134 | 19.994 | 19.4597 | 18.9312 | 18.4002 | 17.9145 | 17.4318 | 17.0087 | 16.587 | 16.177 | 15.7753 | 15.3888 | 15.0102 | 14.6391 | 14.2803 | 13.9366 | 13.6013 | 13.2864 | 12.9843 | 12.6924 | 0 | 0 | 0 | 0 | 0 | 0 | 0 | 0
F6_Industrial_Food Products_New_Space Heating_Natural Gas_Boiler_E4 | F6 | Industrial | Food Products | New | Space Heating | Natural Gas | Boiler | E4 | Utility - Value of Sales | 15.1698 | 15.495 | 15.2891 | 15.0925 | 14.6781 | 14.2655 | 13.8466 | 13.469 | 13.0911 | 12.7693 | 12.4464 | 12.1329 | 11.8254 | 11.5309 | 11.2421 | 10.9588 | 10.6853 | 10.424 | 10.1678 | 9.9281 | 9.6971 | 9.4715 | 0 | 0 | 0 | 0 | 0 | 0 | 0 | 0
F6_Industrial_Food Products_New_Space Heating_Natural Gas_Boiler_E5 | F6 | Industrial | Food Products | New | Space Heating | Natural Gas | Boiler | E5 | Utility - Value of Sales | 0 | 0 | 0 | 0 | 0 | 0 | 0 | 0 | 0 | 0 | 0 | 0 | 0 | 0 | 0 | 0 | 0 | 0 | 0 | 0 | 0 | 0 | 0 | 0 | 0 | 0 | 0 | 0 | 0 | 0
F6_Industrial_Food Products_New_Space Heating_Natural Gas_Boiler_E6 | F6 | Industrial | Food Products | New | Space Heating | Natural Gas | Boiler | E6 | Utility - Value of Sales | 0 | 0 | 0 | 0 | 0 | 0 | 0 | 0 | 0 | 0 | 0 | 0 | 0 | 0 | 0 | 0 | 0 | 0 | 0 | 0 | 0 | 0 | 0 | 0 | 0 | 0 | 0 | 0 | 0 | 0
F6_Industrial_Food Products_New_Space Heating_Natural Gas_Boiler_E7 | F6 | Industrial | Food Products | New | Space Heating | Natural Gas | Boiler | E7 | Utility - Value of Sales | 0 | 0 | 0 | 0 | 0 | 0 | 0 | 0 | 0 | 0 | 0 | 0 | 0 | 0 | 0 | 0 | 0 | 0 | 0 | 0 | 0 | 0 | 0 | 0 | 0 | 0 | 0 | 0 | 0 | 0
F6_Industrial_Food Products_New_Space Heating_Natural Gas_Boiler_E8 | F6 | Industrial | Food Products | New | Space Heating | Natural Gas | Boiler | E8 | Utility - Value of Sales | 0 | 0 | 0 | 0 | 0 | 0 | 0 | 0 | 0 | 0 | 0 | 0 | 0 | 0 | 0 | 0 | 0 | 0 | 0 | 0 | 0 | 0 | 0 | 0 | 0 | 0 | 0 | 0 | 0 | 0
F6_Industrial_Food Products_New_Space Heating_Natural Gas_Boiler_E9 | F6 | Industrial | Food Products | New | Space Heating | Natural Gas | Boiler | E9 | Utility - Value of Sales | 0 | 0 | 0 | 0 | 0 | 0 | 0 | 0 | 0 | 0 | 0 | 0 | 0 | 0 | 0 | 0 | 0 | 0 | 0 | 0 | 0 | 0 | 0 | 0 | 0 | 0 | 0 | 0 | 0 | 0
F6_Industrial_Food Products_New_Space Heating_Natural Gas_Boiler_E10 | F6 | Industrial | Food Products | New | Space Heating | Natural Gas | Boiler | E10 | Utility - Value of Sales | 0 | 0 | 0 | 0 | 0 | 0 | 0 | 0 | 0 | 0 | 0 | 0 | 0 | 0 | 0 | 0 | 0 | 0 | 0 | 0 | 0 | 0 | 0 | 0 | 0 | 0 | 0 | 0 | 0 | 0
F1_Industrial_Food Products_New_Space Heating_Natural Gas_Unit Heater_E1 | F1 | Industrial | Food Products | New | Space Heating | Natural Gas | Unit Heater | E1 | Participant - Cost of Equipment | 32.1638 | 32.1638 | 32.1638 | 32.1638 | 32.1638 | 32.1638 | 32.1638 | 32.1638 | 32.1638 | 32.1638 | 32.1638 | 32.1638 | 32.1638 | 32.1638 | 32.1638 | 32.1638 | 32.1638 | 32.1638 | 32.1638 | 32.1638 | 32.1638 | 32.1638 | 0 | 0 | 0 | 0 | 0 | 0 | 0 | 0
F1_Industrial_Food Products_New_Space Heating_Natural Gas_Unit Heater_E2 | F1 | Industrial | Food Products | New | Space Heating | Natural Gas | Unit Heater | E2 | Participant - Cost of Equipment | 70.54 | 70.54 | 70.54 | 70.54 | 70.54 | 70.54 | 70.54 | 70.54 | 70.54 | 70.54 | 70.54 | 70.54 | 70.54 | 70.54 | 70.54 | 70.54 | 70.54 | 70.54 | 70.54 | 70.54 | 70.54 | 70.54 | 0 | 0 | 0 | 0 | 0 | 0 | 0 | 0
F1_Industrial_Food Products_New_Space Heating_Natural Gas_Unit Heater_E3 | F1 | Industrial | Food Products | New | Space Heating | Natural Gas | Unit Heater | E3 | Participant - Cost of Equipment | 37.6034 | 37.6034 | 37.6034 | 37.6034 | 37.6034 | 37.6034 | 37.6034 | 37.6034 | 37.6034 | 37.6034 | 37.6034 | 37.6034 | 37.6034 | 37.6034 | 37.6034 | 37.6034 | 37.6034 | 37.6034 | 37.6034 | 37.6034 | 37.6034 | 37.6034 | 0 | 0 | 0 | 0 | 0 | 0 | 0 | 0
F1_Industrial_Food Products_New_Space Heating_Natural Gas_Unit Heater_E4 | F1 | Industrial | Food Products | New | Space Heating | Natural Gas | Unit Heater | E4 | Participant - Cost of Equipment | 0 | 0 | 0 | 0 | 0 | 0 | 0 | 0 | 0 | 0 | 0 | 0 | 0 | 0 | 0 | 0 | 0 | 0 | 0 | 0 | 0 | 0 | 0 | 0 | 0 | 0 | 0 | 0 | 0 | 0
F1_Industrial_Food Products_New_Space Heating_Natural Gas_Unit Heater_E5 | F1 | Industrial | Food Products | New | Space Heating | Natural Gas | Unit Heater | E5 | Participant - Cost of Equipment | 0 | 0 | 0 | 0 | 0 | 0 | 0 | 0 | 0 | 0 | 0 | 0 | 0 | 0 | 0 | 0 | 0 | 0 | 0 | 0 | 0 | 0 | 0 | 0 | 0 | 0 | 0 | 0 | 0 | 0
F1_Industrial_Food Products_New_Space Heating_Natural Gas_Unit Heater_E6 | F1 | Industrial | Food Products | New | Space Heating | Natural Gas | Unit Heater | E6 | Participant - Cost of Equipment | 0 | 0 | 0 | 0 | 0 | 0 | 0 | 0 | 0 | 0 | 0 | 0 | 0 | 0 | 0 | 0 | 0 | 0 | 0 | 0 | 0 | 0 | 0 | 0 | 0 | 0 | 0 | 0 | 0 | 0
F1_Industrial_Food Products_New_Space Heating_Natural Gas_Unit Heater_E7 | F1 | Industrial | Food Products | New | Space Heating | Natural Gas | Unit Heater | E7 | Participant - Cost of Equipment | 0 | 0 | 0 | 0 | 0 | 0 | 0 | 0 | 0 | 0 | 0 | 0 | 0 | 0 | 0 | 0 | 0 | 0 | 0 | 0 | 0 | 0 | 0 | 0 | 0 | 0 | 0 | 0 | 0 | 0
F1_Industrial_Food Products_New_Space Heating_Natural Gas_Unit Heater_E8 | F1 | Industrial | Food Products | New | Space Heating | Natural Gas | Unit Heater | E8 | Participant - Cost of Equipment | 0 | 0 | 0 | 0 | 0 | 0 | 0 | 0 | 0 | 0 | 0 | 0 | 0 | 0 | 0 | 0 | 0 | 0 | 0 | 0 | 0 | 0 | 0 | 0 | 0 | 0 | 0 | 0 | 0 | 0
F1_Industrial_Food Products_New_Space Heating_Natural Gas_Unit Heater_E9 | F1 | Industrial | Food Products | New | Space Heating | Natural Gas | Unit Heater | E9 | Participant - Cost of Equipment | 0 | 0 | 0 | 0 | 0 | 0 | 0 | 0 | 0 | 0 | 0 | 0 | 0 | 0 | 0 | 0 | 0 | 0 | 0 | 0 | 0 | 0 | 0 | 0 | 0 | 0 | 0 | 0 | 0 | 0
F1_Industrial_Food Products_New_Space Heating_Natural Gas_Unit Heater_E10 | F1 | Industrial | Food Products | New | Space Heating | Natural Gas | Unit Heater | E10 | Participant - Cost of Equipment | 0 | 0 | 0 | 0 | 0 | 0 | 0 | 0 | 0 | 0 | 0 | 0 | 0 | 0 | 0 | 0 | 0 | 0 | 0 | 0 | 0 | 0 | 0 | 0 | 0 | 0 | 0 | 0 | 0 | 0
F2_Industrial_Food Products_New_Space Heating_Natural Gas_Unit Heater_E1 | F2 | Industrial | Food Products | New | Space Heating | Natural Gas | Unit Heater | E1 | Participant - Cost of Operation | 279.902 | 287.9921 | 284.7244 | 281.6239 | 273.8541 | 266.0764 | 258.1049 | 250.9635 | 243.7739 | 237.7399 | 231.6571 | 225.7562 | 219.9657 | 214.4348 | 209.0081 | 203.6811 | 198.5455 | 193.655 | 188.8586 | 184.398 | 180.1072 | 175.9163 | 0 | 0 | 0 | 0 | 0 | 0 | 0 | 0
F2_Industrial_Food Products_New_Space Heating_Natural Gas_Unit Heater_E2 | F2 | Industrial | Food Products | New | Space Heating | Natural Gas | Unit Heater | E2 | Participant - Cost of Operation | 266.5795 | 274.2845 | 271.1723 | 268.2194 | 260.8194 | 253.4119 | 245.8199 | 239.0184 | 232.171 | 226.4241 | 220.6309 | 215.0109 | 209.496 | 204.2283 | 199.06 | 193.9865 | 189.0953 | 184.4376 | 179.8695 | 175.6212 | 171.5346 | 167.5432 | 0 | 0 | 0 | 0 | 0 | 0 | 0 | 0
F2_Industrial_Food Products_New_Space Heating_Natural Gas_Unit Heater_E3 | F2 | Industrial | Food Products | New | Space Heating | Natural Gas | Unit Heater | E3 | Participant - Cost of Operation | 231.8085 | 236.7342 | 233.5746 | 230.5593 | 224.2267 | 217.9175 | 211.5116 | 205.738 | 199.9566 | 195.0395 | 190.1087 | 185.3215 | 180.6265 | 176.1296 | 171.72 | 167.3941 | 163.2168 | 159.2262 | 155.3144 | 151.6533 | 148.1245 | 144.6778 | 0 | 0 | 0 | 0 | 0 | 0 | 0 | 0
F2_Industrial_Food Products_New_Space Heating_Natural Gas_Unit Heater_E4 | F2 | Industrial | Food Products | New | Space Heating | Natural Gas | Unit Heater | E4 | Participant - Cost of Operation | 0 | 0 | 0 | 0 | 0 | 0 | 0 | 0 | 0 | 0 | 0 | 0 | 0 | 0 | 0 | 0 | 0 | 0 | 0 | 0 | 0 | 0 | 0 | 0 | 0 | 0 | 0 | 0 | 0 | 0
F2_Industrial_Food Products_New_Space Heating_Natural Gas_Unit Heater_E5 | F2 | Industrial | Food Products | New | Space Heating | Natural Gas | Unit Heater | E5 | Participant - Cost of Operation | 0 | 0 | 0 | 0 | 0 | 0 | 0 | 0 | 0 | 0 | 0 | 0 | 0 | 0 | 0 | 0 | 0 | 0 | 0 | 0 | 0 | 0 | 0 | 0 | 0 | 0 | 0 | 0 | 0 | 0
F2_Industrial_Food Products_New_Space Heating_Natural Gas_Unit Heater_E6 | F2 | Industrial | Food Products | New | Space Heating | Natural Gas | Unit Heater | E6 | Participant - Cost of Operation | 0 | 0 | 0 | 0 | 0 | 0 | 0 | 0 | 0 | 0 | 0 | 0 | 0 | 0 | 0 | 0 | 0 | 0 | 0 | 0 | 0 | 0 | 0 | 0 | 0 | 0 | 0 | 0 | 0 | 0
F2_Industrial_Food Products_New_Space Heating_Natural Gas_Unit Heater_E7 | F2 | Industrial | Food Products | New | Space Heating | Natural Gas | Unit Heater | E7 | Participant - Cost of Operation | 0 | 0 | 0 | 0 | 0 | 0 | 0 | 0 | 0 | 0 | 0 | 0 | 0 | 0 | 0 | 0 | 0 | 0 | 0 | 0 | 0 | 0 | 0 | 0 | 0 | 0 | 0 | 0 | 0 | 0
F2_Industrial_Food Products_New_Space Heating_Natural Gas_Unit Heater_E8 | F2 | Industrial | Food Products | New | Space Heating | Natural Gas | Unit Heater | E8 | Participant - Cost of Operation | 0 | 0 | 0 | 0 | 0 | 0 | 0 | 0 | 0 | 0 | 0 | 0 | 0 | 0 | 0 | 0 | 0 | 0 | 0 | 0 | 0 | 0 | 0 | 0 | 0 | 0 | 0 | 0 | 0 | 0
F2_Industrial_Food Products_New_Space Heating_Natural Gas_Unit Heater_E9 | F2 | Industrial | Food Products | New | Space Heating | Natural Gas | Unit Heater | E9 | Participant - Cost of Operation | 0 | 0 | 0 | 0 | 0 | 0 | 0 | 0 | 0 | 0 | 0 | 0 | 0 | 0 | 0 | 0 | 0 | 0 | 0 | 0 | 0 | 0 | 0 | 0 | 0 | 0 | 0 | 0 | 0 | 0
F2_Industrial_Food Products_New_Space Heating_Natural Gas_Unit Heater_E10 | F2 | Industrial | Food Products | New | Space Heating | Natural Gas | Unit Heater | E10 | Participant - Cost of Operation | 0 | 0 | 0 | 0 | 0 | 0 | 0 | 0 | 0 | 0 | 0 | 0 | 0 | 0 | 0 | 0 | 0 | 0 | 0 | 0 | 0 | 0 | 0 | 0 | 0 | 0 | 0 | 0 | 0 | 0
F3_Industrial_Food Products_New_Space Heating_Natural Gas_Unit Heater_E1 | F3 | Industrial | Food Products | New | Space Heating | Natural Gas | Unit Heater | E1 | System - kBTUs of Conusmption | 42274.2732 | 42274.2732 | 42274.2732 | 42274.2732 | 42274.2732 | 42274.2732 | 42274.2732 | 42274.2732 | 42274.2732 | 42274.2732 | 42274.2732 | 42274.2732 | 42274.2732 | 42274.2732 | 42274.2732 | 42274.2732 | 42274.2732 | 42274.2732 | 42274.2732 | 42274.2732 | 42274.2732 | 42274.2732 | 0 | 0 | 0 | 0 | 0 | 0 | 0 | 0
F3_Industrial_Food Products_New_Space Heating_Natural Gas_Unit Heater_E2 | F3 | Industrial | Food Products | New | Space Heating | Natural Gas | Unit Heater | E2 | System - kBTUs of Conusmption | 40262.1393 | 40262.1393 | 40262.1393 | 40262.1393 | 40262.1393 | 40262.1393 | 40262.1393 | 40262.1393 | 40262.1393 | 40262.1393 | 40262.1393 | 40262.1393 | 40262.1393 | 40262.1393 | 40262.1393 | 40262.1393 | 40262.1393 | 40262.1393 | 40262.1393 | 40262.1393 | 40262.1393 | 40262.1393 | 0 | 0 | 0 | 0 | 0 | 0 | 0 | 0
F3_Industrial_Food Products_New_Space Heating_Natural Gas_Unit Heater_E3 | F3 | Industrial | Food Products | New | Space Heating | Natural Gas | Unit Heater | E3 | System - kBTUs of Conusmption | 35933.1322 | 35933.1322 | 35933.1322 | 35933.1322 | 35933.1322 | 35933.1322 | 35933.1322 | 35933.1322 | 35933.1322 | 35933.1322 | 35933.1322 | 35933.1322 | 35933.1322 | 35933.1322 | 35933.1322 | 35933.1322 | 35933.1322 | 35933.1322 | 35933.1322 | 35933.1322 | 35933.1322 | 35933.1322 | 0 | 0 | 0 | 0 | 0 | 0 | 0 | 0
F3_Industrial_Food Products_New_Space Heating_Natural Gas_Unit Heater_E4 | F3 | Industrial | Food Products | New | Space Heating | Natural Gas | Unit Heater | E4 | System - kBTUs of Conusmption | 0 | 0 | 0 | 0 | 0 | 0 | 0 | 0 | 0 | 0 | 0 | 0 | 0 | 0 | 0 | 0 | 0 | 0 | 0 | 0 | 0 | 0 | 0 | 0 | 0 | 0 | 0 | 0 | 0 | 0
F3_Industrial_Food Products_New_Space Heating_Natural Gas_Unit Heater_E5 | F3 | Industrial | Food Products | New | Space Heating | Natural Gas | Unit Heater | E5 | System - kBTUs of Conusmption | 0 | 0 | 0 | 0 | 0 | 0 | 0 | 0 | 0 | 0 | 0 | 0 | 0 | 0 | 0 | 0 | 0 | 0 | 0 | 0 | 0 | 0 | 0 | 0 | 0 | 0 | 0 | 0 | 0 | 0
F3_Industrial_Food Products_New_Space Heating_Natural Gas_Unit Heater_E6 | F3 | Industrial | Food Products | New | Space Heating | Natural Gas | Unit Heater | E6 | System - kBTUs of Conusmption | 0 | 0 | 0 | 0 | 0 | 0 | 0 | 0 | 0 | 0 | 0 | 0 | 0 | 0 | 0 | 0 | 0 | 0 | 0 | 0 | 0 | 0 | 0 | 0 | 0 | 0 | 0 | 0 | 0 | 0
F3_Industrial_Food Products_New_Space Heating_Natural Gas_Unit Heater_E7 | F3 | Industrial | Food Products | New | Space Heating | Natural Gas | Unit Heater | E7 | System - kBTUs of Conusmption | 0 | 0 | 0 | 0 | 0 | 0 | 0 | 0 | 0 | 0 | 0 | 0 | 0 | 0 | 0 | 0 | 0 | 0 | 0 | 0 | 0 | 0 | 0 | 0 | 0 | 0 | 0 | 0 | 0 | 0
F3_Industrial_Food Products_New_Space Heating_Natural Gas_Unit Heater_E8 | F3 | Industrial | Food Products | New | Space Heating | Natural Gas | Unit Heater | E8 | System - kBTUs of Conusmption | 0 | 0 | 0 | 0 | 0 | 0 | 0 | 0 | 0 | 0 | 0 | 0 | 0 | 0 | 0 | 0 | 0 | 0 | 0 | 0 | 0 | 0 | 0 | 0 | 0 | 0 | 0 | 0 | 0 | 0
F3_Industrial_Food Products_New_Space Heating_Natural Gas_Unit Heater_E9 | F3 | Industrial | Food Products | New | Space Heating | Natural Gas | Unit Heater | E9 | System - kBTUs of Conusmption | 0 | 0 | 0 | 0 | 0 | 0 | 0 | 0 | 0 | 0 | 0 | 0 | 0 | 0 | 0 | 0 | 0 | 0 | 0 | 0 | 0 | 0 | 0 | 0 | 0 | 0 | 0 | 0 | 0 | 0
F3_Industrial_Food Products_New_Space Heating_Natural Gas_Unit Heater_E10 | F3 | Industrial | Food Products | New | Space Heating | Natural Gas | Unit Heater | E10 | System - kBTUs of Conusmption | 0 | 0 | 0 | 0 | 0 | 0 | 0 | 0 | 0 | 0 | 0 | 0 | 0 | 0 | 0 | 0 | 0 | 0 | 0 | 0 | 0 | 0 | 0 | 0 | 0 | 0 | 0 | 0 | 0 | 0
F4_Industrial_Food Products_New_Space Heating_Natural Gas_Unit Heater_E1 | F4 | Industrial | Food Products | New | Space Heating | Natural Gas | Unit Heater | E1 | Utility - Cost of Equipment | 32.1638 | 32.1638 | 32.1638 | 32.1638 | 32.1638 | 32.1638 | 32.1638 | 32.1638 | 32.1638 | 32.1638 | 32.1638 | 32.1638 | 32.1638 | 32.1638 | 32.1638 | 32.1638 | 32.1638 | 32.1638 | 32.1638 | 32.1638 | 32.1638 | 32.1638 | 0 | 0 | 0 | 0 | 0 | 0 | 0 | 0
F4_Industrial_Food Products_New_Space Heating_Natural Gas_Unit Heater_E2 | F4 | Industrial | Food Products | New | Space Heating | Natural Gas | Unit Heater | E2 | Utility - Cost of Equipment | 70.54 | 70.54 | 70.54 | 70.54 | 70.54 | 70.54 | 70.54 | 70.54 | 70.54 | 70.54 | 70.54 | 70.54 | 70.54 | 70.54 | 70.54 | 70.54 | 70.54 | 70.54 | 70.54 | 70.54 | 70.54 | 70.54 | 0 | 0 | 0 | 0 | 0 | 0 | 0 | 0
F4_Industrial_Food Products_New_Space Heating_Natural Gas_Unit Heater_E3 | F4 | Industrial | Food Products | New | Space Heating | Natural Gas | Unit Heater | E3 | Utility - Cost of Equipment | 37.6034 | 37.6034 | 37.6034 | 37.6034 | 37.6034 | 37.6034 | 37.6034 | 37.6034 | 37.6034 | 37.6034 | 37.6034 | 37.6034 | 37.6034 | 37.6034 | 37.6034 | 37.6034 | 37.6034 | 37.6034 | 37.6034 | 37.6034 | 37.6034 | 37.6034 | 0 | 0 | 0 | 0 | 0 | 0 | 0 | 0
F4_Industrial_Food Products_New_Space Heating_Natural Gas_Unit Heater_E4 | F4 | Industrial | Food Products | New | Space Heating | Natural Gas | Unit Heater | E4 | Utility - Cost of Equipment | 0 | 0 | 0 | 0 | 0 | 0 | 0 | 0 | 0 | 0 | 0 | 0 | 0 | 0 | 0 | 0 | 0 | 0 | 0 | 0 | 0 | 0 | 0 | 0 | 0 | 0 | 0 | 0 | 0 | 0
F4_Industrial_Food Products_New_Space Heating_Natural Gas_Unit Heater_E5 | F4 | Industrial | Food Products | New | Space Heating | Natural Gas | Unit Heater | E5 | Utility - Cost of Equipment | 0 | 0 | 0 | 0 | 0 | 0 | 0 | 0 | 0 | 0 | 0 | 0 | 0 | 0 | 0 | 0 | 0 | 0 | 0 | 0 | 0 | 0 | 0 | 0 | 0 | 0 | 0 | 0 | 0 | 0
F4_Industrial_Food Products_New_Space Heating_Natural Gas_Unit Heater_E6 | F4 | Industrial | Food Products | New | Space Heating | Natural Gas | Unit Heater | E6 | Utility - Cost of Equipment | 0 | 0 | 0 | 0 | 0 | 0 | 0 | 0 | 0 | 0 | 0 | 0 | 0 | 0 | 0 | 0 | 0 | 0 | 0 | 0 | 0 | 0 | 0 | 0 | 0 | 0 | 0 | 0 | 0 | 0
F4_Industrial_Food Products_New_Space Heating_Natural Gas_Unit Heater_E7 | F4 | Industrial | Food Products | New | Space Heating | Natural Gas | Unit Heater | E7 | Utility - Cost of Equipment | 0 | 0 | 0 | 0 | 0 | 0 | 0 | 0 | 0 | 0 | 0 | 0 | 0 | 0 | 0 | 0 | 0 | 0 | 0 | 0 | 0 | 0 | 0 | 0 | 0 | 0 | 0 | 0 | 0 | 0
F4_Industrial_Food Products_New_Space Heating_Natural Gas_Unit Heater_E8 | F4 | Industrial | Food Products | New | Space Heating | Natural Gas | Unit Heater | E8 | Utility - Cost of Equipment | 0 | 0 | 0 | 0 | 0 | 0 | 0 | 0 | 0 | 0 | 0 | 0 | 0 | 0 | 0 | 0 | 0 | 0 | 0 | 0 | 0 | 0 | 0 | 0 | 0 | 0 | 0 | 0 | 0 | 0
F4_Industrial_Food Products_New_Space Heating_Natural Gas_Unit Heater_E9 | F4 | Industrial | Food Products | New | Space Heating | Natural Gas | Unit Heater | E9 | Utility - Cost of Equipment | 0 | 0 | 0 | 0 | 0 | 0 | 0 | 0 | 0 | 0 | 0 | 0 | 0 | 0 | 0 | 0 | 0 | 0 | 0 | 0 | 0 | 0 | 0 | 0 | 0 | 0 | 0 | 0 | 0 | 0
F4_Industrial_Food Products_New_Space Heating_Natural Gas_Unit Heater_E10 | F4 | Industrial | Food Products | New | Space Heating | Natural Gas | Unit Heater | E10 | Utility - Cost of Equipment | 0 | 0 | 0 | 0 | 0 | 0 | 0 | 0 | 0 | 0 | 0 | 0 | 0 | 0 | 0 | 0 | 0 | 0 | 0 | 0 | 0 | 0 | 0 | 0 | 0 | 0 | 0 | 0 | 0 | 0
F5_Industrial_Food Products_New_Space Heating_Natural Gas_Unit Heater_E1 | F5 | Industrial | Food Products | New | Space Heating | Natural Gas | Unit Heater | E1 | Utility - Cost of Operation | 233.6284 | 240.381 | 237.6535 | 235.0656 | 228.5803 | 222.0884 | 215.4348 | 209.474 | 203.473 | 198.4365 | 193.3593 | 188.434 | 183.6008 | 178.9842 | 174.4547 | 170.0084 | 165.7218 | 161.6398 | 157.6364 | 153.9132 | 150.3317 | 146.8337 | 0 | 0 | 0 | 0 | 0 | 0 | 0 | 0
F5_Industrial_Food Products_New_Space Heating_Natural Gas_Unit Heater_E2 | F5 | Industrial | Food Products | New | Space Heating | Natural Gas | Unit Heater | E2 | Utility - Cost of Operation | 222.5083 | 228.9396 | 226.3419 | 223.8772 | 217.7005 | 211.5176 | 205.1807 | 199.5037 | 193.7883 | 188.9915 | 184.156 | 179.4651 | 174.8619 | 170.4651 | 166.1512 | 161.9165 | 157.8339 | 153.9462 | 150.1333 | 146.5874 | 143.1764 | 139.8448 | 0 | 0 | 0 | 0 | 0 | 0 | 0 | 0
F5_Industrial_Food Products_New_Space Heating_Natural Gas_Unit Heater_E3 | F5 | Industrial | Food Products | New | Space Heating | Natural Gas | Unit Heater | E3 | Utility - Cost of Operation | 193.4857 | 197.5971 | 194.9599 | 192.4431 | 187.1574 | 181.8912 | 176.5443 | 171.7252 | 166.8996 | 162.7954 | 158.6798 | 154.684 | 150.7652 | 147.0117 | 143.3311 | 139.7203 | 136.2336 | 132.9028 | 129.6377 | 126.5819 | 123.6364 | 120.7595 | 0 | 0 | 0 | 0 | 0 | 0 | 0 | 0
F5_Industrial_Food Products_New_Space Heating_Natural Gas_Unit Heater_E4 | F5 | Industrial | Food Products | New | Space Heating | Natural Gas | Unit Heater | E4 | Utility - Cost of Operation | 0 | 0 | 0 | 0 | 0 | 0 | 0 | 0 | 0 | 0 | 0 | 0 | 0 | 0 | 0 | 0 | 0 | 0 | 0 | 0 | 0 | 0 | 0 | 0 | 0 | 0 | 0 | 0 | 0 | 0
F5_Industrial_Food Products_New_Space Heating_Natural Gas_Unit Heater_E5 | F5 | Industrial | Food Products | New | Space Heating | Natural Gas | Unit Heater | E5 | Utility - Cost of Operation | 0 | 0 | 0 | 0 | 0 | 0 | 0 | 0 | 0 | 0 | 0 | 0 | 0 | 0 | 0 | 0 | 0 | 0 | 0 | 0 | 0 | 0 | 0 | 0 | 0 | 0 | 0 | 0 | 0 | 0
F5_Industrial_Food Products_New_Space Heating_Natural Gas_Unit Heater_E6 | F5 | Industrial | Food Products | New | Space Heating | Natural Gas | Unit Heater | E6 | Utility - Cost of Operation | 0 | 0 | 0 | 0 | 0 | 0 | 0 | 0 | 0 | 0 | 0 | 0 | 0 | 0 | 0 | 0 | 0 | 0 | 0 | 0 | 0 | 0 | 0 | 0 | 0 | 0 | 0 | 0 | 0 | 0
F5_Industrial_Food Products_New_Space Heating_Natural Gas_Unit Heater_E7 | F5 | Industrial | Food Products | New | Space Heating | Natural Gas | Unit Heater | E7 | Utility - Cost of Operation | 0 | 0 | 0 | 0 | 0 | 0 | 0 | 0 | 0 | 0 | 0 | 0 | 0 | 0 | 0 | 0 | 0 | 0 | 0 | 0 | 0 | 0 | 0 | 0 | 0 | 0 | 0 | 0 | 0 | 0
F5_Industrial_Food Products_New_Space Heating_Natural Gas_Unit Heater_E8 | F5 | Industrial | Food Products | New | Space Heating | Natural Gas | Unit Heater | E8 | Utility - Cost of Operation | 0 | 0 | 0 | 0 | 0 | 0 | 0 | 0 | 0 | 0 | 0 | 0 | 0 | 0 | 0 | 0 | 0 | 0 | 0 | 0 | 0 | 0 | 0 | 0 | 0 | 0 | 0 | 0 | 0 | 0
F5_Industrial_Food Products_New_Space Heating_Natural Gas_Unit Heater_E9 | F5 | Industrial | Food Products | New | Space Heating | Natural Gas | Unit Heater | E9 | Utility - Cost of Operation | 0 | 0 | 0 | 0 | 0 | 0 | 0 | 0 | 0 | 0 | 0 | 0 | 0 | 0 | 0 | 0 | 0 | 0 | 0 | 0 | 0 | 0 | 0 | 0 | 0 | 0 | 0 | 0 | 0 | 0
F5_Industrial_Food Products_New_Space Heating_Natural Gas_Unit Heater_E10 | F5 | Industrial | Food Products | New | Space Heating | Natural Gas | Unit Heater | E10 | Utility - Cost of Operation | 0 | 0 | 0 | 0 | 0 | 0 | 0 | 0 | 0 | 0 | 0 | 0 | 0 | 0 | 0 | 0 | 0 | 0 | 0 | 0 | 0 | 0 | 0 | 0 | 0 | 0 | 0 | 0 | 0 | 0
F6_Industrial_Food Products_New_Space Heating_Natural Gas_Unit Heater_E1 | F6 | Industrial | Food Products | New | Space Heating | Natural Gas | Unit Heater | E1 | Utility - Value of Sales | 279.902 | 287.9921 | 284.7244 | 281.6239 | 273.8541 | 266.0764 | 258.1049 | 250.9635 | 243.7739 | 237.7399 | 231.6571 | 225.7562 | 219.9657 | 214.4348 | 209.0081 | 203.6811 | 198.5455 | 193.655 | 188.8586 | 184.398 | 180.1072 | 175.9163 | 0 | 0 | 0 | 0 | 0 | 0 | 0 | 0
F6_Industrial_Food Products_New_Space Heating_Natural Gas_Unit Heater_E2 | F6 | Industrial | Food Products | New | Space Heating | Natural Gas | Unit Heater | E2 | Utility - Value of Sales | 266.5795 | 274.2845 | 271.1723 | 268.2194 | 260.8194 | 253.4119 | 245.8199 | 239.0184 | 232.171 | 226.4241 | 220.6309 | 215.0109 | 209.496 | 204.2283 | 199.06 | 193.9865 | 189.0953 | 184.4376 | 179.8695 | 175.6212 | 171.5346 | 167.5432 | 0 | 0 | 0 | 0 | 0 | 0 | 0 | 0
F6_Industrial_Food Products_New_Space Heating_Natural Gas_Unit Heater_E3 | F6 | Industrial | Food Products | New | Space Heating | Natural Gas | Unit Heater | E3 | Utility - Value of Sales | 231.8085 | 236.7342 | 233.5746 | 230.5593 | 224.2267 | 217.9175 | 211.5116 | 205.738 | 199.9566 | 195.0395 | 190.1087 | 185.3215 | 180.6265 | 176.1296 | 171.72 | 167.3941 | 163.2168 | 159.2262 | 155.3144 | 151.6533 | 148.1245 | 144.6778 | 0 | 0 | 0 | 0 | 0 | 0 | 0 | 0
F6_Industrial_Food Products_New_Space Heating_Natural Gas_Unit Heater_E4 | F6 | Industrial | Food Products | New | Space Heating | Natural Gas | Unit Heater | E4 | Utility - Value of Sales | 0 | 0 | 0 | 0 | 0 | 0 | 0 | 0 | 0 | 0 | 0 | 0 | 0 | 0 | 0 | 0 | 0 | 0 | 0 | 0 | 0 | 0 | 0 | 0 | 0 | 0 | 0 | 0 | 0 | 0
F6_Industrial_Food Products_New_Space Heating_Natural Gas_Unit Heater_E5 | F6 | Industrial | Food Products | New | Space Heating | Natural Gas | Unit Heater | E5 | Utility - Value of Sales | 0 | 0 | 0 | 0 | 0 | 0 | 0 | 0 | 0 | 0 | 0 | 0 | 0 | 0 | 0 | 0 | 0 | 0 | 0 | 0 | 0 | 0 | 0 | 0 | 0 | 0 | 0 | 0 | 0 | 0
F6_Industrial_Food Products_New_Space Heating_Natural Gas_Unit Heater_E6 | F6 | Industrial | Food Products | New | Space Heating | Natural Gas | Unit Heater | E6 | Utility - Value of Sales | 0 | 0 | 0 | 0 | 0 | 0 | 0 | 0 | 0 | 0 | 0 | 0 | 0 | 0 | 0 | 0 | 0 | 0 | 0 | 0 | 0 | 0 | 0 | 0 | 0 | 0 | 0 | 0 | 0 | 0
F6_Industrial_Food Products_New_Space Heating_Natural Gas_Unit Heater_E7 | F6 | Industrial | Food Products | New | Space Heating | Natural Gas | Unit Heater | E7 | Utility - Value of Sales | 0 | 0 | 0 | 0 | 0 | 0 | 0 | 0 | 0 | 0 | 0 | 0 | 0 | 0 | 0 | 0 | 0 | 0 | 0 | 0 | 0 | 0 | 0 | 0 | 0 | 0 | 0 | 0 | 0 | 0
F6_Industrial_Food Products_New_Space Heating_Natural Gas_Unit Heater_E8 | F6 | Industrial | Food Products | New | Space Heating | Natural Gas | Unit Heater | E8 | Utility - Value of Sales | 0 | 0 | 0 | 0 | 0 | 0 | 0 | 0 | 0 | 0 | 0 | 0 | 0 | 0 | 0 | 0 | 0 | 0 | 0 | 0 | 0 | 0 | 0 | 0 | 0 | 0 | 0 | 0 | 0 | 0
F6_Industrial_Food Products_New_Space Heating_Natural Gas_Unit Heater_E9 | F6 | Industrial | Food Products | New | Space Heating | Natural Gas | Unit Heater | E9 | Utility - Value of Sales | 0 | 0 | 0 | 0 | 0 | 0 | 0 | 0 | 0 | 0 | 0 | 0 | 0 | 0 | 0 | 0 | 0 | 0 | 0 | 0 | 0 | 0 | 0 | 0 | 0 | 0 | 0 | 0 | 0 | 0
F6_Industrial_Food Products_New_Space Heating_Natural Gas_Unit Heater_E10 | F6 | Industrial | Food Products | New | Space Heating | Natural Gas | Unit Heater | E10 | Utility - Value of Sales | 0 | 0 | 0 | 0 | 0 | 0 | 0 | 0 | 0 | 0 | 0 | 0 | 0 | 0 | 0 | 0 | 0 | 0 | 0 | 0 | 0 | 0 | 0 | 0 | 0 | 0 | 0 | 0 | 0 | 0
F1_Industrial_Food Products_New_Process_Natural Gas_Process Boiler_E1 | F1 | Industrial | Food Products | New | Process | Natural Gas | Process Boiler | E1 | Participant - Cost of Equipment | 3149.3732 | 3149.3732 | 3149.3732 | 3149.3732 | 3149.3732 | 3149.3732 | 3149.3732 | 3149.3732 | 3149.3732 | 3149.3732 | 3149.3732 | 3149.3732 | 3149.3732 | 3149.3732 | 3149.3732 | 3149.3732 | 3149.3732 | 3149.3732 | 3149.3732 | 3149.3732 | 3149.3732 | 3149.3732 | 0 | 0 | 0 | 0 | 0 | 0 | 0 | 0
F1_Industrial_Food Products_New_Process_Natural Gas_Process Boiler_E2 | F1 | Industrial | Food Products | New | Process | Natural Gas | Process Boiler | E2 | Participant - Cost of Equipment | 0 | 0 | 0 | 0 | 0 | 0 | 0 | 0 | 0 | 0 | 0 | 0 | 0 | 0 | 0 | 0 | 0 | 0 | 0 | 0 | 0 | 0 | 0 | 0 | 0 | 0 | 0 | 0 | 0 | 0
F1_Industrial_Food Products_New_Process_Natural Gas_Process Boiler_E3 | F1 | Industrial | Food Products | New | Process | Natural Gas | Process Boiler | E3 | Participant - Cost of Equipment | 0 | 0 | 0 | 0 | 0 | 0 | 0 | 0 | 0 | 0 | 0 | 0 | 0 | 0 | 0 | 0 | 0 | 0 | 0 | 0 | 0 | 0 | 0 | 0 | 0 | 0 | 0 | 0 | 0 | 0
F1_Industrial_Food Products_New_Process_Natural Gas_Process Boiler_E4 | F1 | Industrial | Food Products | New | Process | Natural Gas | Process Boiler | E4 | Participant - Cost of Equipment | 0 | 0 | 0 | 0 | 0 | 0 | 0 | 0 | 0 | 0 | 0 | 0 | 0 | 0 | 0 | 0 | 0 | 0 | 0 | 0 | 0 | 0 | 0 | 0 | 0 | 0 | 0 | 0 | 0 | 0
F1_Industrial_Food Products_New_Process_Natural Gas_Process Boiler_E5 | F1 | Industrial | Food Products | New | Process | Natural Gas | Process Boiler | E5 | Participant - Cost of Equipment | 0 | 0 | 0 | 0 | 0 | 0 | 0 | 0 | 0 | 0 | 0 | 0 | 0 | 0 | 0 | 0 | 0 | 0 | 0 | 0 | 0 | 0 | 0 | 0 | 0 | 0 | 0 | 0 | 0 | 0
F1_Industrial_Food Products_New_Process_Natural Gas_Process Boiler_E6 | F1 | Industrial | Food Products | New | Process | Natural Gas | Process Boiler | E6 | Participant - Cost of Equipment | 0 | 0 | 0 | 0 | 0 | 0 | 0 | 0 | 0 | 0 | 0 | 0 | 0 | 0 | 0 | 0 | 0 | 0 | 0 | 0 | 0 | 0 | 0 | 0 | 0 | 0 | 0 | 0 | 0 | 0
F1_Industrial_Food Products_New_Process_Natural Gas_Process Boiler_E7 | F1 | Industrial | Food Products | New | Process | Natural Gas | Process Boiler | E7 | Participant - Cost of Equipment | 0 | 0 | 0 | 0 | 0 | 0 | 0 | 0 | 0 | 0 | 0 | 0 | 0 | 0 | 0 | 0 | 0 | 0 | 0 | 0 | 0 | 0 | 0 | 0 | 0 | 0 | 0 | 0 | 0 | 0
F1_Industrial_Food Products_New_Process_Natural Gas_Process Boiler_E8 | F1 | Industrial | Food Products | New | Process | Natural Gas | Process Boiler | E8 | Participant - Cost of Equipment | 0 | 0 | 0 | 0 | 0 | 0 | 0 | 0 | 0 | 0 | 0 | 0 | 0 | 0 | 0 | 0 | 0 | 0 | 0 | 0 | 0 | 0 | 0 | 0 | 0 | 0 | 0 | 0 | 0 | 0
F1_Industrial_Food Products_New_Process_Natural Gas_Process Boiler_E9 | F1 | Industrial | Food Products | New | Process | Natural Gas | Process Boiler | E9 | Participant - Cost of Equipment | 0 | 0 | 0 | 0 | 0 | 0 | 0 | 0 | 0 | 0 | 0 | 0 | 0 | 0 | 0 | 0 | 0 | 0 | 0 | 0 | 0 | 0 | 0 | 0 | 0 | 0 | 0 | 0 | 0 | 0
F1_Industrial_Food Products_New_Process_Natural Gas_Process Boiler_E10 | F1 | Industrial | Food Products | New | Process | Natural Gas | Process Boiler | E10 | Participant - Cost of Equipment | 0 | 0 | 0 | 0 | 0 | 0 | 0 | 0 | 0 | 0 | 0 | 0 | 0 | 0 | 0 | 0 | 0 | 0 | 0 | 0 | 0 | 0 | 0 | 0 | 0 | 0 | 0 | 0 | 0 | 0
F2_Industrial_Food Products_New_Process_Natural Gas_Process Boiler_E1 | F2 | Industrial | Food Products | New | Process | Natural Gas | Process Boiler | E1 | Participant - Cost of Operation | 947.4358 | 956.5302 | 941.0985 | 926.3017 | 901.548 | 877.0631 | 852.4658 | 829.9632 | 807.5976 | 787.9966 | 768.4599 | 749.4659 | 730.8552 | 712.9495 | 695.4075 | 678.2154 | 661.5905 | 645.6677 | 630.1371 | 615.5452 | 601.5516 | 588.0261 | 0 | 0 | 0 | 0 | 0 | 0 | 0 | 0
F2_Industrial_Food Products_New_Process_Natural Gas_Process Boiler_E2 | F2 | Industrial | Food Products | New | Process | Natural Gas | Process Boiler | E2 | Participant - Cost of Operation | 0 | 0 | 0 | 0 | 0 | 0 | 0 | 0 | 0 | 0 | 0 | 0 | 0 | 0 | 0 | 0 | 0 | 0 | 0 | 0 | 0 | 0 | 0 | 0 | 0 | 0 | 0 | 0 | 0 | 0
F2_Industrial_Food Products_New_Process_Natural Gas_Process Boiler_E3 | F2 | Industrial | Food Products | New | Process | Natural Gas | Process Boiler | E3 | Participant - Cost of Operation | 0 | 0 | 0 | 0 | 0 | 0 | 0 | 0 | 0 | 0 | 0 | 0 | 0 | 0 | 0 | 0 | 0 | 0 | 0 | 0 | 0 | 0 | 0 | 0 | 0 | 0 | 0 | 0 | 0 | 0
F2_Industrial_Food Products_New_Process_Natural Gas_Process Boiler_E4 | F2 | Industrial | Food Products | New | Process | Natural Gas | Process Boiler | E4 | Participant - Cost of Operation | 0 | 0 | 0 | 0 | 0 | 0 | 0 | 0 | 0 | 0 | 0 | 0 | 0 | 0 | 0 | 0 | 0 | 0 | 0 | 0 | 0 | 0 | 0 | 0 | 0 | 0 | 0 | 0 | 0 | 0
F2_Industrial_Food Products_New_Process_Natural Gas_Process Boiler_E5 | F2 | Industrial | Food Products | New | Process | Natural Gas | Process Boiler | E5 | Participant - Cost of Operation | 0 | 0 | 0 | 0 | 0 | 0 | 0 | 0 | 0 | 0 | 0 | 0 | 0 | 0 | 0 | 0 | 0 | 0 | 0 | 0 | 0 | 0 | 0 | 0 | 0 | 0 | 0 | 0 | 0 | 0
F2_Industrial_Food Products_New_Process_Natural Gas_Process Boiler_E6 | F2 | Industrial | Food Products | New | Process | Natural Gas | Process Boiler | E6 | Participant - Cost of Operation | 0 | 0 | 0 | 0 | 0 | 0 | 0 | 0 | 0 | 0 | 0 | 0 | 0 | 0 | 0 | 0 | 0 | 0 | 0 | 0 | 0 | 0 | 0 | 0 | 0 | 0 | 0 | 0 | 0 | 0
F2_Industrial_Food Products_New_Process_Natural Gas_Process Boiler_E7 | F2 | Industrial | Food Products | New | Process | Natural Gas | Process Boiler | E7 | Participant - Cost of Operation | 0 | 0 | 0 | 0 | 0 | 0 | 0 | 0 | 0 | 0 | 0 | 0 | 0 | 0 | 0 | 0 | 0 | 0 | 0 | 0 | 0 | 0 | 0 | 0 | 0 | 0 | 0 | 0 | 0 | 0
F2_Industrial_Food Products_New_Process_Natural Gas_Process Boiler_E8 | F2 | Industrial | Food Products | New | Process | Natural Gas | Process Boiler | E8 | Participant - Cost of Operation | 0 | 0 | 0 | 0 | 0 | 0 | 0 | 0 | 0 | 0 | 0 | 0 | 0 | 0 | 0 | 0 | 0 | 0 | 0 | 0 | 0 | 0 | 0 | 0 | 0 | 0 | 0 | 0 | 0 | 0
F2_Industrial_Food Products_New_Process_Natural Gas_Process Boiler_E9 | F2 | Industrial | Food Products | New | Process | Natural Gas | Process Boiler | E9 | Participant - Cost of Operation | 0 | 0 | 0 | 0 | 0 | 0 | 0 | 0 | 0 | 0 | 0 | 0 | 0 | 0 | 0 | 0 | 0 | 0 | 0 | 0 | 0 | 0 | 0 | 0 | 0 | 0 | 0 | 0 | 0 | 0
F2_Industrial_Food Products_New_Process_Natural Gas_Process Boiler_E10 | F2 | Industrial | Food Products | New | Process | Natural Gas | Process Boiler | E10 | Participant - Cost of Operation | 0 | 0 | 0 | 0 | 0 | 0 | 0 | 0 | 0 | 0 | 0 | 0 | 0 | 0 | 0 | 0 | 0 | 0 | 0 | 0 | 0 | 0 | 0 | 0 | 0 | 0 | 0 | 0 | 0 | 0
F3_Industrial_Food Products_New_Process_Natural Gas_Process Boiler_E1 | F3 | Industrial | Food Products | New | Process | Natural Gas | Process Boiler | E1 | System - kBTUs of Conusmption | 157954.3568 | 157954.3568 | 157954.3568 | 157954.3568 | 157954.3568 | 157954.3568 | 157954.3568 | 157954.3568 | 157954.3568 | 157954.3568 | 157954.3568 | 157954.3568 | 157954.3568 | 157954.3568 | 157954.3568 | 157954.3568 | 157954.3568 | 157954.3568 | 157954.3568 | 157954.3568 | 157954.3568 | 157954.3568 | 0 | 0 | 0 | 0 | 0 | 0 | 0 | 0
F3_Industrial_Food Products_New_Process_Natural Gas_Process Boiler_E2 | F3 | Industrial | Food Products | New | Process | Natural Gas | Process Boiler | E2 | System - kBTUs of Conusmption | 0 | 0 | 0 | 0 | 0 | 0 | 0 | 0 | 0 | 0 | 0 | 0 | 0 | 0 | 0 | 0 | 0 | 0 | 0 | 0 | 0 | 0 | 0 | 0 | 0 | 0 | 0 | 0 | 0 | 0
F3_Industrial_Food Products_New_Process_Natural Gas_Process Boiler_E3 | F3 | Industrial | Food Products | New | Process | Natural Gas | Process Boiler | E3 | System - kBTUs of Conusmption | 0 | 0 | 0 | 0 | 0 | 0 | 0 | 0 | 0 | 0 | 0 | 0 | 0 | 0 | 0 | 0 | 0 | 0 | 0 | 0 | 0 | 0 | 0 | 0 | 0 | 0 | 0 | 0 | 0 | 0
F3_Industrial_Food Products_New_Process_Natural Gas_Process Boiler_E4 | F3 | Industrial | Food Products | New | Process | Natural Gas | Process Boiler | E4 | System - kBTUs of Conusmption | 0 | 0 | 0 | 0 | 0 | 0 | 0 | 0 | 0 | 0 | 0 | 0 | 0 | 0 | 0 | 0 | 0 | 0 | 0 | 0 | 0 | 0 | 0 | 0 | 0 | 0 | 0 | 0 | 0 | 0
F3_Industrial_Food Products_New_Process_Natural Gas_Process Boiler_E5 | F3 | Industrial | Food Products | New | Process | Natural Gas | Process Boiler | E5 | System - kBTUs of Conusmption | 0 | 0 | 0 | 0 | 0 | 0 | 0 | 0 | 0 | 0 | 0 | 0 | 0 | 0 | 0 | 0 | 0 | 0 | 0 | 0 | 0 | 0 | 0 | 0 | 0 | 0 | 0 | 0 | 0 | 0
F3_Industrial_Food Products_New_Process_Natural Gas_Process Boiler_E6 | F3 | Industrial | Food Products | New | Process | Natural Gas | Process Boiler | E6 | System - kBTUs of Conusmption | 0 | 0 | 0 | 0 | 0 | 0 | 0 | 0 | 0 | 0 | 0 | 0 | 0 | 0 | 0 | 0 | 0 | 0 | 0 | 0 | 0 | 0 | 0 | 0 | 0 | 0 | 0 | 0 | 0 | 0
F3_Industrial_Food Products_New_Process_Natural Gas_Process Boiler_E7 | F3 | Industrial | Food Products | New | Process | Natural Gas | Process Boiler | E7 | System - kBTUs of Conusmption | 0 | 0 | 0 | 0 | 0 | 0 | 0 | 0 | 0 | 0 | 0 | 0 | 0 | 0 | 0 | 0 | 0 | 0 | 0 | 0 | 0 | 0 | 0 | 0 | 0 | 0 | 0 | 0 | 0 | 0
F3_Industrial_Food Products_New_Process_Natural Gas_Process Boiler_E8 | F3 | Industrial | Food Products | New | Process | Natural Gas | Process Boiler | E8 | System - kBTUs of Conusmption | 0 | 0 | 0 | 0 | 0 | 0 | 0 | 0 | 0 | 0 | 0 | 0 | 0 | 0 | 0 | 0 | 0 | 0 | 0 | 0 | 0 | 0 | 0 | 0 | 0 | 0 | 0 | 0 | 0 | 0
F3_Industrial_Food Products_New_Process_Natural Gas_Process Boiler_E9 | F3 | Industrial | Food Products | New | Process | Natural Gas | Process Boiler | E9 | System - kBTUs of Conusmption | 0 | 0 | 0 | 0 | 0 | 0 | 0 | 0 | 0 | 0 | 0 | 0 | 0 | 0 | 0 | 0 | 0 | 0 | 0 | 0 | 0 | 0 | 0 | 0 | 0 | 0 | 0 | 0 | 0 | 0
F3_Industrial_Food Products_New_Process_Natural Gas_Process Boiler_E10 | F3 | Industrial | Food Products | New | Process | Natural Gas | Process Boiler | E10 | System - kBTUs of Conusmption | 0 | 0 | 0 | 0 | 0 | 0 | 0 | 0 | 0 | 0 | 0 | 0 | 0 | 0 | 0 | 0 | 0 | 0 | 0 | 0 | 0 | 0 | 0 | 0 | 0 | 0 | 0 | 0 | 0 | 0
F4_Industrial_Food Products_New_Process_Natural Gas_Process Boiler_E1 | F4 | Industrial | Food Products | New | Process | Natural Gas | Process Boiler | E1 | Utility - Cost of Equipment | 3149.3732 | 3149.3732 | 3149.3732 | 3149.3732 | 3149.3732 | 3149.3732 | 3149.3732 | 3149.3732 | 3149.3732 | 3149.3732 | 3149.3732 | 3149.3732 | 3149.3732 | 3149.3732 | 3149.3732 | 3149.3732 | 3149.3732 | 3149.3732 | 3149.3732 | 3149.3732 | 3149.3732 | 3149.3732 | 0 | 0 | 0 | 0 | 0 | 0 | 0 | 0
F4_Industrial_Food Products_New_Process_Natural Gas_Process Boiler_E2 | F4 | Industrial | Food Products | New | Process | Natural Gas | Process Boiler | E2 | Utility - Cost of Equipment | 0 | 0 | 0 | 0 | 0 | 0 | 0 | 0 | 0 | 0 | 0 | 0 | 0 | 0 | 0 | 0 | 0 | 0 | 0 | 0 | 0 | 0 | 0 | 0 | 0 | 0 | 0 | 0 | 0 | 0
F4_Industrial_Food Products_New_Process_Natural Gas_Process Boiler_E3 | F4 | Industrial | Food Products | New | Process | Natural Gas | Process Boiler | E3 | Utility - Cost of Equipment | 0 | 0 | 0 | 0 | 0 | 0 | 0 | 0 | 0 | 0 | 0 | 0 | 0 | 0 | 0 | 0 | 0 | 0 | 0 | 0 | 0 | 0 | 0 | 0 | 0 | 0 | 0 | 0 | 0 | 0
F4_Industrial_Food Products_New_Process_Natural Gas_Process Boiler_E4 | F4 | Industrial | Food Products | New | Process | Natural Gas | Process Boiler | E4 | Utility - Cost of Equipment | 0 | 0 | 0 | 0 | 0 | 0 | 0 | 0 | 0 | 0 | 0 | 0 | 0 | 0 | 0 | 0 | 0 | 0 | 0 | 0 | 0 | 0 | 0 | 0 | 0 | 0 | 0 | 0 | 0 | 0
F4_Industrial_Food Products_New_Process_Natural Gas_Process Boiler_E5 | F4 | Industrial | Food Products | New | Process | Natural Gas | Process Boiler | E5 | Utility - Cost of Equipment | 0 | 0 | 0 | 0 | 0 | 0 | 0 | 0 | 0 | 0 | 0 | 0 | 0 | 0 | 0 | 0 | 0 | 0 | 0 | 0 | 0 | 0 | 0 | 0 | 0 | 0 | 0 | 0 | 0 | 0
F4_Industrial_Food Products_New_Process_Natural Gas_Process Boiler_E6 | F4 | Industrial | Food Products | New | Process | Natural Gas | Process Boiler | E6 | Utility - Cost of Equipment | 0 | 0 | 0 | 0 | 0 | 0 | 0 | 0 | 0 | 0 | 0 | 0 | 0 | 0 | 0 | 0 | 0 | 0 | 0 | 0 | 0 | 0 | 0 | 0 | 0 | 0 | 0 | 0 | 0 | 0
F4_Industrial_Food Products_New_Process_Natural Gas_Process Boiler_E7 | F4 | Industrial | Food Products | New | Process | Natural Gas | Process Boiler | E7 | Utility - Cost of Equipment | 0 | 0 | 0 | 0 | 0 | 0 | 0 | 0 | 0 | 0 | 0 | 0 | 0 | 0 | 0 | 0 | 0 | 0 | 0 | 0 | 0 | 0 | 0 | 0 | 0 | 0 | 0 | 0 | 0 | 0
F4_Industrial_Food Products_New_Process_Natural Gas_Process Boiler_E8 | F4 | Industrial | Food Products | New | Process | Natural Gas | Process Boiler | E8 | Utility - Cost of Equipment | 0 | 0 | 0 | 0 | 0 | 0 | 0 | 0 | 0 | 0 | 0 | 0 | 0 | 0 | 0 | 0 | 0 | 0 | 0 | 0 | 0 | 0 | 0 | 0 | 0 | 0 | 0 | 0 | 0 | 0
F4_Industrial_Food Products_New_Process_Natural Gas_Process Boiler_E9 | F4 | Industrial | Food Products | New | Process | Natural Gas | Process Boiler | E9 | Utility - Cost of Equipment | 0 | 0 | 0 | 0 | 0 | 0 | 0 | 0 | 0 | 0 | 0 | 0 | 0 | 0 | 0 | 0 | 0 | 0 | 0 | 0 | 0 | 0 | 0 | 0 | 0 | 0 | 0 | 0 | 0 | 0
F4_Industrial_Food Products_New_Process_Natural Gas_Process Boiler_E10 | F4 | Industrial | Food Products | New | Process | Natural Gas | Process Boiler | E10 | Utility - Cost of Equipment | 0 | 0 | 0 | 0 | 0 | 0 | 0 | 0 | 0 | 0 | 0 | 0 | 0 | 0 | 0 | 0 | 0 | 0 | 0 | 0 | 0 | 0 | 0 | 0 | 0 | 0 | 0 | 0 | 0 | 0
F5_Industrial_Food Products_New_Process_Natural Gas_Process Boiler_E1 | F5 | Industrial | Food Products | New | Process | Natural Gas | Process Boiler | E1 | Utility - Cost of Operation | 790.8049 | 798.3958 | 785.5153 | 773.1648 | 752.5033 | 732.0663 | 711.5354 | 692.753 | 674.0849 | 657.7243 | 641.4175 | 625.5636 | 610.0296 | 595.0841 | 580.4421 | 566.0923 | 552.2158 | 538.9254 | 525.9623 | 513.7828 | 502.1026 | 490.8131 | 0 | 0 | 0 | 0 | 0 | 0 | 0 | 0
F5_Industrial_Food Products_New_Process_Natural Gas_Process Boiler_E2 | F5 | Industrial | Food Products | New | Process | Natural Gas | Process Boiler | E2 | Utility - Cost of Operation | 0 | 0 | 0 | 0 | 0 | 0 | 0 | 0 | 0 | 0 | 0 | 0 | 0 | 0 | 0 | 0 | 0 | 0 | 0 | 0 | 0 | 0 | 0 | 0 | 0 | 0 | 0 | 0 | 0 | 0
F5_Industrial_Food Products_New_Process_Natural Gas_Process Boiler_E3 | F5 | Industrial | Food Products | New | Process | Natural Gas | Process Boiler | E3 | Utility - Cost of Operation | 0 | 0 | 0 | 0 | 0 | 0 | 0 | 0 | 0 | 0 | 0 | 0 | 0 | 0 | 0 | 0 | 0 | 0 | 0 | 0 | 0 | 0 | 0 | 0 | 0 | 0 | 0 | 0 | 0 | 0
F5_Industrial_Food Products_New_Process_Natural Gas_Process Boiler_E4 | F5 | Industrial | Food Products | New | Process | Natural Gas | Process Boiler | E4 | Utility - Cost of Operation | 0 | 0 | 0 | 0 | 0 | 0 | 0 | 0 | 0 | 0 | 0 | 0 | 0 | 0 | 0 | 0 | 0 | 0 | 0 | 0 | 0 | 0 | 0 | 0 | 0 | 0 | 0 | 0 | 0 | 0
F5_Industrial_Food Products_New_Process_Natural Gas_Process Boiler_E5 | F5 | Industrial | Food Products | New | Process | Natural Gas | Process Boiler | E5 | Utility - Cost of Operation | 0 | 0 | 0 | 0 | 0 | 0 | 0 | 0 | 0 | 0 | 0 | 0 | 0 | 0 | 0 | 0 | 0 | 0 | 0 | 0 | 0 | 0 | 0 | 0 | 0 | 0 | 0 | 0 | 0 | 0
F5_Industrial_Food Products_New_Process_Natural Gas_Process Boiler_E6 | F5 | Industrial | Food Products | New | Process | Natural Gas | Process Boiler | E6 | Utility - Cost of Operation | 0 | 0 | 0 | 0 | 0 | 0 | 0 | 0 | 0 | 0 | 0 | 0 | 0 | 0 | 0 | 0 | 0 | 0 | 0 | 0 | 0 | 0 | 0 | 0 | 0 | 0 | 0 | 0 | 0 | 0
F5_Industrial_Food Products_New_Process_Natural Gas_Process Boiler_E7 | F5 | Industrial | Food Products | New | Process | Natural Gas | Process Boiler | E7 | Utility - Cost of Operation | 0 | 0 | 0 | 0 | 0 | 0 | 0 | 0 | 0 | 0 | 0 | 0 | 0 | 0 | 0 | 0 | 0 | 0 | 0 | 0 | 0 | 0 | 0 | 0 | 0 | 0 | 0 | 0 | 0 | 0
F5_Industrial_Food Products_New_Process_Natural Gas_Process Boiler_E8 | F5 | Industrial | Food Products | New | Process | Natural Gas | Process Boiler | E8 | Utility - Cost of Operation | 0 | 0 | 0 | 0 | 0 | 0 | 0 | 0 | 0 | 0 | 0 | 0 | 0 | 0 | 0 | 0 | 0 | 0 | 0 | 0 | 0 | 0 | 0 | 0 | 0 | 0 | 0 | 0 | 0 | 0
F5_Industrial_Food Products_New_Process_Natural Gas_Process Boiler_E9 | F5 | Industrial | Food Products | New | Process | Natural Gas | Process Boiler | E9 | Utility - Cost of Operation | 0 | 0 | 0 | 0 | 0 | 0 | 0 | 0 | 0 | 0 | 0 | 0 | 0 | 0 | 0 | 0 | 0 | 0 | 0 | 0 | 0 | 0 | 0 | 0 | 0 | 0 | 0 | 0 | 0 | 0
F5_Industrial_Food Products_New_Process_Natural Gas_Process Boiler_E10 | F5 | Industrial | Food Products | New | Process | Natural Gas | Process Boiler | E10 | Utility - Cost of Operation | 0 | 0 | 0 | 0 | 0 | 0 | 0 | 0 | 0 | 0 | 0 | 0 | 0 | 0 | 0 | 0 | 0 | 0 | 0 | 0 | 0 | 0 | 0 | 0 | 0 | 0 | 0 | 0 | 0 | 0
F6_Industrial_Food Products_New_Process_Natural Gas_Process Boiler_E1 | F6 | Industrial | Food Products | New | Process | Natural Gas | Process Boiler | E1 | Utility - Value of Sales | 947.4358 | 956.5302 | 941.0985 | 926.3017 | 901.548 | 877.0631 | 852.4658 | 829.9632 | 807.5976 | 787.9966 | 768.4599 | 749.4659 | 730.8552 | 712.9495 | 695.4075 | 678.2154 | 661.5905 | 645.6677 | 630.1371 | 615.5452 | 601.5516 | 588.0261 | 0 | 0 | 0 | 0 | 0 | 0 | 0 | 0
F6_Industrial_Food Products_New_Process_Natural Gas_Process Boiler_E2 | F6 | Industrial | Food Products | New | Process | Natural Gas | Process Boiler | E2 | Utility - Value of Sales | 0 | 0 | 0 | 0 | 0 | 0 | 0 | 0 | 0 | 0 | 0 | 0 | 0 | 0 | 0 | 0 | 0 | 0 | 0 | 0 | 0 | 0 | 0 | 0 | 0 | 0 | 0 | 0 | 0 | 0
F6_Industrial_Food Products_New_Process_Natural Gas_Process Boiler_E3 | F6 | Industrial | Food Products | New | Process | Natural Gas | Process Boiler | E3 | Utility - Value of Sales | 0 | 0 | 0 | 0 | 0 | 0 | 0 | 0 | 0 | 0 | 0 | 0 | 0 | 0 | 0 | 0 | 0 | 0 | 0 | 0 | 0 | 0 | 0 | 0 | 0 | 0 | 0 | 0 | 0 | 0
F6_Industrial_Food Products_New_Process_Natural Gas_Process Boiler_E4 | F6 | Industrial | Food Products | New | Process | Natural Gas | Process Boiler | E4 | Utility - Value of Sales | 0 | 0 | 0 | 0 | 0 | 0 | 0 | 0 | 0 | 0 | 0 | 0 | 0 | 0 | 0 | 0 | 0 | 0 | 0 | 0 | 0 | 0 | 0 | 0 | 0 | 0 | 0 | 0 | 0 | 0
F6_Industrial_Food Products_New_Process_Natural Gas_Process Boiler_E5 | F6 | Industrial | Food Products | New | Process | Natural Gas | Process Boiler | E5 | Utility - Value of Sales | 0 | 0 | 0 | 0 | 0 | 0 | 0 | 0 | 0 | 0 | 0 | 0 | 0 | 0 | 0 | 0 | 0 | 0 | 0 | 0 | 0 | 0 | 0 | 0 | 0 | 0 | 0 | 0 | 0 | 0
F6_Industrial_Food Products_New_Process_Natural Gas_Process Boiler_E6 | F6 | Industrial | Food Products | New | Process | Natural Gas | Process Boiler | E6 | Utility - Value of Sales | 0 | 0 | 0 | 0 | 0 | 0 | 0 | 0 | 0 | 0 | 0 | 0 | 0 | 0 | 0 | 0 | 0 | 0 | 0 | 0 | 0 | 0 | 0 | 0 | 0 | 0 | 0 | 0 | 0 | 0
F6_Industrial_Food Products_New_Process_Natural Gas_Process Boiler_E7 | F6 | Industrial | Food Products | New | Process | Natural Gas | Process Boiler | E7 | Utility - Value of Sales | 0 | 0 | 0 | 0 | 0 | 0 | 0 | 0 | 0 | 0 | 0 | 0 | 0 | 0 | 0 | 0 | 0 | 0 | 0 | 0 | 0 | 0 | 0 | 0 | 0 | 0 | 0 | 0 | 0 | 0
F6_Industrial_Food Products_New_Process_Natural Gas_Process Boiler_E8 | F6 | Industrial | Food Products | New | Process | Natural Gas | Process Boiler | E8 | Utility - Value of Sales | 0 | 0 | 0 | 0 | 0 | 0 | 0 | 0 | 0 | 0 | 0 | 0 | 0 | 0 | 0 | 0 | 0 | 0 | 0 | 0 | 0 | 0 | 0 | 0 | 0 | 0 | 0 | 0 | 0 | 0
F6_Industrial_Food Products_New_Process_Natural Gas_Process Boiler_E9 | F6 | Industrial | Food Products | New | Process | Natural Gas | Process Boiler | E9 | Utility - Value of Sales | 0 | 0 | 0 | 0 | 0 | 0 | 0 | 0 | 0 | 0 | 0 | 0 | 0 | 0 | 0 | 0 | 0 | 0 | 0 | 0 | 0 | 0 | 0 | 0 | 0 | 0 | 0 | 0 | 0 | 0
F6_Industrial_Food Products_New_Process_Natural Gas_Process Boiler_E10 | F6 | Industrial | Food Products | New | Process | Natural Gas | Process Boiler | E10 | Utility - Value of Sales | 0 | 0 | 0 | 0 | 0 | 0 | 0 | 0 | 0 | 0 | 0 | 0 | 0 | 0 | 0 | 0 | 0 | 0 | 0 | 0 | 0 | 0 | 0 | 0 | 0 | 0 | 0 | 0 | 0 | 0
F1_Industrial_Food Products_New_Process_Natural Gas_Process Heating_E1 | F1 | Industrial | Food Products | New | Process | Natural Gas | Process Heating | E1 | Participant - Cost of Equipment | 0.22938 | 0.22938 | 0.22938 | 0.22938 | 0.22938 | 0.22938 | 0.22938 | 0.22938 | 0.22938 | 0.22938 | 0.22938 | 0.22938 | 0.22938 | 0.22938 | 0.22938 | 0.22938 | 0.22938 | 0.22938 | 0.22938 | 0.22938 | 0.22938 | 0.22938 | 0 | 0 | 0 | 0 | 0 | 0 | 0 | 0
F1_Industrial_Food Products_New_Process_Natural Gas_Process Heating_E2 | F1 | Industrial | Food Products | New | Process | Natural Gas | Process Heating | E2 | Participant - Cost of Equipment | 0 | 0 | 0 | 0 | 0 | 0 | 0 | 0 | 0 | 0 | 0 | 0 | 0 | 0 | 0 | 0 | 0 | 0 | 0 | 0 | 0 | 0 | 0 | 0 | 0 | 0 | 0 | 0 | 0 | 0
F1_Industrial_Food Products_New_Process_Natural Gas_Process Heating_E3 | F1 | Industrial | Food Products | New | Process | Natural Gas | Process Heating | E3 | Participant - Cost of Equipment | 0 | 0 | 0 | 0 | 0 | 0 | 0 | 0 | 0 | 0 | 0 | 0 | 0 | 0 | 0 | 0 | 0 | 0 | 0 | 0 | 0 | 0 | 0 | 0 | 0 | 0 | 0 | 0 | 0 | 0
F1_Industrial_Food Products_New_Process_Natural Gas_Process Heating_E4 | F1 | Industrial | Food Products | New | Process | Natural Gas | Process Heating | E4 | Participant - Cost of Equipment | 0 | 0 | 0 | 0 | 0 | 0 | 0 | 0 | 0 | 0 | 0 | 0 | 0 | 0 | 0 | 0 | 0 | 0 | 0 | 0 | 0 | 0 | 0 | 0 | 0 | 0 | 0 | 0 | 0 | 0
F1_Industrial_Food Products_New_Process_Natural Gas_Process Heating_E5 | F1 | Industrial | Food Products | New | Process | Natural Gas | Process Heating | E5 | Participant - Cost of Equipment | 0 | 0 | 0 | 0 | 0 | 0 | 0 | 0 | 0 | 0 | 0 | 0 | 0 | 0 | 0 | 0 | 0 | 0 | 0 | 0 | 0 | 0 | 0 | 0 | 0 | 0 | 0 | 0 | 0 | 0
F1_Industrial_Food Products_New_Process_Natural Gas_Process Heating_E6 | F1 | Industrial | Food Products | New | Process | Natural Gas | Process Heating | E6 | Participant - Cost of Equipment | 0 | 0 | 0 | 0 | 0 | 0 | 0 | 0 | 0 | 0 | 0 | 0 | 0 | 0 | 0 | 0 | 0 | 0 | 0 | 0 | 0 | 0 | 0 | 0 | 0 | 0 | 0 | 0 | 0 | 0
F1_Industrial_Food Products_New_Process_Natural Gas_Process Heating_E7 | F1 | Industrial | Food Products | New | Process | Natural Gas | Process Heating | E7 | Participant - Cost of Equipment | 0 | 0 | 0 | 0 | 0 | 0 | 0 | 0 | 0 | 0 | 0 | 0 | 0 | 0 | 0 | 0 | 0 | 0 | 0 | 0 | 0 | 0 | 0 | 0 | 0 | 0 | 0 | 0 | 0 | 0
F1_Industrial_Food Products_New_Process_Natural Gas_Process Heating_E8 | F1 | Industrial | Food Products | New | Process | Natural Gas | Process Heating | E8 | Participant - Cost of Equipment | 0 | 0 | 0 | 0 | 0 | 0 | 0 | 0 | 0 | 0 | 0 | 0 | 0 | 0 | 0 | 0 | 0 | 0 | 0 | 0 | 0 | 0 | 0 | 0 | 0 | 0 | 0 | 0 | 0 | 0
F1_Industrial_Food Products_New_Process_Natural Gas_Process Heating_E9 | F1 | Industrial | Food Products | New | Process | Natural Gas | Process Heating | E9 | Participant - Cost of Equipment | 0 | 0 | 0 | 0 | 0 | 0 | 0 | 0 | 0 | 0 | 0 | 0 | 0 | 0 | 0 | 0 | 0 | 0 | 0 | 0 | 0 | 0 | 0 | 0 | 0 | 0 | 0 | 0 | 0 | 0
F1_Industrial_Food Products_New_Process_Natural Gas_Process Heating_E10 | F1 | Industrial | Food Products | New | Process | Natural Gas | Process Heating | E10 | Participant - Cost of Equipment | 0 | 0 | 0 | 0 | 0 | 0 | 0 | 0 | 0 | 0 | 0 | 0 | 0 | 0 | 0 | 0 | 0 | 0 | 0 | 0 | 0 | 0 | 0 | 0 | 0 | 0 | 0 | 0 | 0 | 0
F2_Industrial_Food Products_New_Process_Natural Gas_Process Heating_E1 | F2 | Industrial | Food Products | New | Process | Natural Gas | Process Heating | E1 | Participant - Cost of Operation | 747.1429 | 816.7886 | 822.3923 | 827.9568 | 804.8595 | 780.3403 | 753.9652 | 731.5721 | 708.6908 | 692.197 | 674.8773 | 657.8731 | 640.8295 | 624.6089 | 608.2845 | 591.8881 | 576.0663 | 561.1243 | 546.3628 | 533.2615 | 520.853 | 508.7332 | 0 | 0 | 0 | 0 | 0 | 0 | 0 | 0
F2_Industrial_Food Products_New_Process_Natural Gas_Process Heating_E2 | F2 | Industrial | Food Products | New | Process | Natural Gas | Process Heating | E2 | Participant - Cost of Operation | 0 | 0 | 0 | 0 | 0 | 0 | 0 | 0 | 0 | 0 | 0 | 0 | 0 | 0 | 0 | 0 | 0 | 0 | 0 | 0 | 0 | 0 | 0 | 0 | 0 | 0 | 0 | 0 | 0 | 0
F2_Industrial_Food Products_New_Process_Natural Gas_Process Heating_E3 | F2 | Industrial | Food Products | New | Process | Natural Gas | Process Heating | E3 | Participant - Cost of Operation | 0 | 0 | 0 | 0 | 0 | 0 | 0 | 0 | 0 | 0 | 0 | 0 | 0 | 0 | 0 | 0 | 0 | 0 | 0 | 0 | 0 | 0 | 0 | 0 | 0 | 0 | 0 | 0 | 0 | 0
F2_Industrial_Food Products_New_Process_Natural Gas_Process Heating_E4 | F2 | Industrial | Food Products | New | Process | Natural Gas | Process Heating | E4 | Participant - Cost of Operation | 0 | 0 | 0 | 0 | 0 | 0 | 0 | 0 | 0 | 0 | 0 | 0 | 0 | 0 | 0 | 0 | 0 | 0 | 0 | 0 | 0 | 0 | 0 | 0 | 0 | 0 | 0 | 0 | 0 | 0
F2_Industrial_Food Products_New_Process_Natural Gas_Process Heating_E5 | F2 | Industrial | Food Products | New | Process | Natural Gas | Process Heating | E5 | Participant - Cost of Operation | 0 | 0 | 0 | 0 | 0 | 0 | 0 | 0 | 0 | 0 | 0 | 0 | 0 | 0 | 0 | 0 | 0 | 0 | 0 | 0 | 0 | 0 | 0 | 0 | 0 | 0 | 0 | 0 | 0 | 0
F2_Industrial_Food Products_New_Process_Natural Gas_Process Heating_E6 | F2 | Industrial | Food Products | New | Process | Natural Gas | Process Heating | E6 | Participant - Cost of Operation | 0 | 0 | 0 | 0 | 0 | 0 | 0 | 0 | 0 | 0 | 0 | 0 | 0 | 0 | 0 | 0 | 0 | 0 | 0 | 0 | 0 | 0 | 0 | 0 | 0 | 0 | 0 | 0 | 0 | 0
F2_Industrial_Food Products_New_Process_Natural Gas_Process Heating_E7 | F2 | Industrial | Food Products | New | Process | Natural Gas | Process Heating | E7 | Participant - Cost of Operation | 0 | 0 | 0 | 0 | 0 | 0 | 0 | 0 | 0 | 0 | 0 | 0 | 0 | 0 | 0 | 0 | 0 | 0 | 0 | 0 | 0 | 0 | 0 | 0 | 0 | 0 | 0 | 0 | 0 | 0
F2_Industrial_Food Products_New_Process_Natural Gas_Process Heating_E8 | F2 | Industrial | Food Products | New | Process | Natural Gas | Process Heating | E8 | Participant - Cost of Operation | 0 | 0 | 0 | 0 | 0 | 0 | 0 | 0 | 0 | 0 | 0 | 0 | 0 | 0 | 0 | 0 | 0 | 0 | 0 | 0 | 0 | 0 | 0 | 0 | 0 | 0 | 0 | 0 | 0 | 0
F2_Industrial_Food Products_New_Process_Natural Gas_Process Heating_E9 | F2 | Industrial | Food Products | New | Process | Natural Gas | Process Heating | E9 | Participant - Cost of Operation | 0 | 0 | 0 | 0 | 0 | 0 | 0 | 0 | 0 | 0 | 0 | 0 | 0 | 0 | 0 | 0 | 0 | 0 | 0 | 0 | 0 | 0 | 0 | 0 | 0 | 0 | 0 | 0 | 0 | 0
F2_Industrial_Food Products_New_Process_Natural Gas_Process Heating_E10 | F2 | Industrial | Food Products | New | Process | Natural Gas | Process Heating | E10 | Participant - Cost of Operation | 0 | 0 | 0 | 0 | 0 | 0 | 0 | 0 | 0 | 0 | 0 | 0 | 0 | 0 | 0 | 0 | 0 | 0 | 0 | 0 | 0 | 0 | 0 | 0 | 0 | 0 | 0 | 0 | 0 | 0
F3_Industrial_Food Products_New_Process_Natural Gas_Process Heating_E1 | F3 | Industrial | Food Products | New | Process | Natural Gas | Process Heating | E1 | System - kBTUs of Conusmption | 115676.405 | 115676.405 | 115676.405 | 115676.405 | 115676.405 | 115676.405 | 115676.405 | 115676.405 | 115676.405 | 115676.405 | 115676.405 | 115676.405 | 115676.405 | 115676.405 | 115676.405 | 115676.405 | 115676.405 | 115676.405 | 115676.405 | 115676.405 | 115676.405 | 115676.405 | 0 | 0 | 0 | 0 | 0 | 0 | 0 | 0
F3_Industrial_Food Products_New_Process_Natural Gas_Process Heating_E2 | F3 | Industrial | Food Products | New | Process | Natural Gas | Process Heating | E2 | System - kBTUs of Conusmption | 0 | 0 | 0 | 0 | 0 | 0 | 0 | 0 | 0 | 0 | 0 | 0 | 0 | 0 | 0 | 0 | 0 | 0 | 0 | 0 | 0 | 0 | 0 | 0 | 0 | 0 | 0 | 0 | 0 | 0
F3_Industrial_Food Products_New_Process_Natural Gas_Process Heating_E3 | F3 | Industrial | Food Products | New | Process | Natural Gas | Process Heating | E3 | System - kBTUs of Conusmption | 0 | 0 | 0 | 0 | 0 | 0 | 0 | 0 | 0 | 0 | 0 | 0 | 0 | 0 | 0 | 0 | 0 | 0 | 0 | 0 | 0 | 0 | 0 | 0 | 0 | 0 | 0 | 0 | 0 | 0
F3_Industrial_Food Products_New_Process_Natural Gas_Process Heating_E4 | F3 | Industrial | Food Products | New | Process | Natural Gas | Process Heating | E4 | System - kBTUs of Conusmption | 0 | 0 | 0 | 0 | 0 | 0 | 0 | 0 | 0 | 0 | 0 | 0 | 0 | 0 | 0 | 0 | 0 | 0 | 0 | 0 | 0 | 0 | 0 | 0 | 0 | 0 | 0 | 0 | 0 | 0
F3_Industrial_Food Products_New_Process_Natural Gas_Process Heating_E5 | F3 | Industrial | Food Products | New | Process | Natural Gas | Process Heating | E5 | System - kBTUs of Conusmption | 0 | 0 | 0 | 0 | 0 | 0 | 0 | 0 | 0 | 0 | 0 | 0 | 0 | 0 | 0 | 0 | 0 | 0 | 0 | 0 | 0 | 0 | 0 | 0 | 0 | 0 | 0 | 0 | 0 | 0
F3_Industrial_Food Products_New_Process_Natural Gas_Process Heating_E6 | F3 | Industrial | Food Products | New | Process | Natural Gas | Process Heating | E6 | System - kBTUs of Conusmption | 0 | 0 | 0 | 0 | 0 | 0 | 0 | 0 | 0 | 0 | 0 | 0 | 0 | 0 | 0 | 0 | 0 | 0 | 0 | 0 | 0 | 0 | 0 | 0 | 0 | 0 | 0 | 0 | 0 | 0
F3_Industrial_Food Products_New_Process_Natural Gas_Process Heating_E7 | F3 | Industrial | Food Products | New | Process | Natural Gas | Process Heating | E7 | System - kBTUs of Conusmption | 0 | 0 | 0 | 0 | 0 | 0 | 0 | 0 | 0 | 0 | 0 | 0 | 0 | 0 | 0 | 0 | 0 | 0 | 0 | 0 | 0 | 0 | 0 | 0 | 0 | 0 | 0 | 0 | 0 | 0
F3_Industrial_Food Products_New_Process_Natural Gas_Process Heating_E8 | F3 | Industrial | Food Products | New | Process | Natural Gas | Process Heating | E8 | System - kBTUs of Conusmption | 0 | 0 | 0 | 0 | 0 | 0 | 0 | 0 | 0 | 0 | 0 | 0 | 0 | 0 | 0 | 0 | 0 | 0 | 0 | 0 | 0 | 0 | 0 | 0 | 0 | 0 | 0 | 0 | 0 | 0
F3_Industrial_Food Products_New_Process_Natural Gas_Process Heating_E9 | F3 | Industrial | Food Products | New | Process | Natural Gas | Process Heating | E9 | System - kBTUs of Conusmption | 0 | 0 | 0 | 0 | 0 | 0 | 0 | 0 | 0 | 0 | 0 | 0 | 0 | 0 | 0 | 0 | 0 | 0 | 0 | 0 | 0 | 0 | 0 | 0 | 0 | 0 | 0 | 0 | 0 | 0
F3_Industrial_Food Products_New_Process_Natural Gas_Process Heating_E10 | F3 | Industrial | Food Products | New | Process | Natural Gas | Process Heating | E10 | System - kBTUs of Conusmption | 0 | 0 | 0 | 0 | 0 | 0 | 0 | 0 | 0 | 0 | 0 | 0 | 0 | 0 | 0 | 0 | 0 | 0 | 0 | 0 | 0 | 0 | 0 | 0 | 0 | 0 | 0 | 0 | 0 | 0
F4_Industrial_Food Products_New_Process_Natural Gas_Process Heating_E1 | F4 | Industrial | Food Products | New | Process | Natural Gas | Process Heating | E1 | Utility - Cost of Equipment | 0.22938 | 0.22938 | 0.22938 | 0.22938 | 0.22938 | 0.22938 | 0.22938 | 0.22938 | 0.22938 | 0.22938 | 0.22938 | 0.22938 | 0.22938 | 0.22938 | 0.22938 | 0.22938 | 0.22938 | 0.22938 | 0.22938 | 0.22938 | 0.22938 | 0.22938 | 0 | 0 | 0 | 0 | 0 | 0 | 0 | 0
F4_Industrial_Food Products_New_Process_Natural Gas_Process Heating_E2 | F4 | Industrial | Food Products | New | Process | Natural Gas | Process Heating | E2 | Utility - Cost of Equipment | 0 | 0 | 0 | 0 | 0 | 0 | 0 | 0 | 0 | 0 | 0 | 0 | 0 | 0 | 0 | 0 | 0 | 0 | 0 | 0 | 0 | 0 | 0 | 0 | 0 | 0 | 0 | 0 | 0 | 0
F4_Industrial_Food Products_New_Process_Natural Gas_Process Heating_E3 | F4 | Industrial | Food Products | New | Process | Natural Gas | Process Heating | E3 | Utility - Cost of Equipment | 0 | 0 | 0 | 0 | 0 | 0 | 0 | 0 | 0 | 0 | 0 | 0 | 0 | 0 | 0 | 0 | 0 | 0 | 0 | 0 | 0 | 0 | 0 | 0 | 0 | 0 | 0 | 0 | 0 | 0
F4_Industrial_Food Products_New_Process_Natural Gas_Process Heating_E4 | F4 | Industrial | Food Products | New | Process | Natural Gas | Process Heating | E4 | Utility - Cost of Equipment | 0 | 0 | 0 | 0 | 0 | 0 | 0 | 0 | 0 | 0 | 0 | 0 | 0 | 0 | 0 | 0 | 0 | 0 | 0 | 0 | 0 | 0 | 0 | 0 | 0 | 0 | 0 | 0 | 0 | 0
F4_Industrial_Food Products_New_Process_Natural Gas_Process Heating_E5 | F4 | Industrial | Food Products | New | Process | Natural Gas | Process Heating | E5 | Utility - Cost of Equipment | 0 | 0 | 0 | 0 | 0 | 0 | 0 | 0 | 0 | 0 | 0 | 0 | 0 | 0 | 0 | 0 | 0 | 0 | 0 | 0 | 0 | 0 | 0 | 0 | 0 | 0 | 0 | 0 | 0 | 0
F4_Industrial_Food Products_New_Process_Natural Gas_Process Heating_E6 | F4 | Industrial | Food Products | New | Process | Natural Gas | Process Heating | E6 | Utility - Cost of Equipment | 0 | 0 | 0 | 0 | 0 | 0 | 0 | 0 | 0 | 0 | 0 | 0 | 0 | 0 | 0 | 0 | 0 | 0 | 0 | 0 | 0 | 0 | 0 | 0 | 0 | 0 | 0 | 0 | 0 | 0
F4_Industrial_Food Products_New_Process_Natural Gas_Process Heating_E7 | F4 | Industrial | Food Products | New | Process | Natural Gas | Process Heating | E7 | Utility - Cost of Equipment | 0 | 0 | 0 | 0 | 0 | 0 | 0 | 0 | 0 | 0 | 0 | 0 | 0 | 0 | 0 | 0 | 0 | 0 | 0 | 0 | 0 | 0 | 0 | 0 | 0 | 0 | 0 | 0 | 0 | 0
F4_Industrial_Food Products_New_Process_Natural Gas_Process Heating_E8 | F4 | Industrial | Food Products | New | Process | Natural Gas | Process Heating | E8 | Utility - Cost of Equipment | 0 | 0 | 0 | 0 | 0 | 0 | 0 | 0 | 0 | 0 | 0 | 0 | 0 | 0 | 0 | 0 | 0 | 0 | 0 | 0 | 0 | 0 | 0 | 0 | 0 | 0 | 0 | 0 | 0 | 0
F4_Industrial_Food Products_New_Process_Natural Gas_Process Heating_E9 | F4 | Industrial | Food Products | New | Process | Natural Gas | Process Heating | E9 | Utility - Cost of Equipment | 0 | 0 | 0 | 0 | 0 | 0 | 0 | 0 | 0 | 0 | 0 | 0 | 0 | 0 | 0 | 0 | 0 | 0 | 0 | 0 | 0 | 0 | 0 | 0 | 0 | 0 | 0 | 0 | 0 | 0
F4_Industrial_Food Products_New_Process_Natural Gas_Process Heating_E10 | F4 | Industrial | Food Products | New | Process | Natural Gas | Process Heating | E10 | Utility - Cost of Equipment | 0 | 0 | 0 | 0 | 0 | 0 | 0 | 0 | 0 | 0 | 0 | 0 | 0 | 0 | 0 | 0 | 0 | 0 | 0 | 0 | 0 | 0 | 0 | 0 | 0 | 0 | 0 | 0 | 0 | 0
F5_Industrial_Food Products_New_Process_Natural Gas_Process Heating_E1 | F5 | Industrial | Food Products | New | Process | Natural Gas | Process Heating | E1 | Utility - Cost of Operation | 623.6246 | 681.7565 | 686.4337 | 691.0783 | 671.7994 | 651.3338 | 629.319 | 610.628 | 591.5295 | 577.7624 | 563.3061 | 549.113 | 534.887 | 521.348 | 507.7224 | 494.0367 | 480.8306 | 468.3588 | 456.0377 | 445.1023 | 434.7451 | 424.629 | 0 | 0 | 0 | 0 | 0 | 0 | 0 | 0
F5_Industrial_Food Products_New_Process_Natural Gas_Process Heating_E2 | F5 | Industrial | Food Products | New | Process | Natural Gas | Process Heating | E2 | Utility - Cost of Operation | 0 | 0 | 0 | 0 | 0 | 0 | 0 | 0 | 0 | 0 | 0 | 0 | 0 | 0 | 0 | 0 | 0 | 0 | 0 | 0 | 0 | 0 | 0 | 0 | 0 | 0 | 0 | 0 | 0 | 0
F5_Industrial_Food Products_New_Process_Natural Gas_Process Heating_E3 | F5 | Industrial | Food Products | New | Process | Natural Gas | Process Heating | E3 | Utility - Cost of Operation | 0 | 0 | 0 | 0 | 0 | 0 | 0 | 0 | 0 | 0 | 0 | 0 | 0 | 0 | 0 | 0 | 0 | 0 | 0 | 0 | 0 | 0 | 0 | 0 | 0 | 0 | 0 | 0 | 0 | 0
F5_Industrial_Food Products_New_Process_Natural Gas_Process Heating_E4 | F5 | Industrial | Food Products | New | Process | Natural Gas | Process Heating | E4 | Utility - Cost of Operation | 0 | 0 | 0 | 0 | 0 | 0 | 0 | 0 | 0 | 0 | 0 | 0 | 0 | 0 | 0 | 0 | 0 | 0 | 0 | 0 | 0 | 0 | 0 | 0 | 0 | 0 | 0 | 0 | 0 | 0
F5_Industrial_Food Products_New_Process_Natural Gas_Process Heating_E5 | F5 | Industrial | Food Products | New | Process | Natural Gas | Process Heating | E5 | Utility - Cost of Operation | 0 | 0 | 0 | 0 | 0 | 0 | 0 | 0 | 0 | 0 | 0 | 0 | 0 | 0 | 0 | 0 | 0 | 0 | 0 | 0 | 0 | 0 | 0 | 0 | 0 | 0 | 0 | 0 | 0 | 0
F5_Industrial_Food Products_New_Process_Natural Gas_Process Heating_E6 | F5 | Industrial | Food Products | New | Process | Natural Gas | Process Heating | E6 | Utility - Cost of Operation | 0 | 0 | 0 | 0 | 0 | 0 | 0 | 0 | 0 | 0 | 0 | 0 | 0 | 0 | 0 | 0 | 0 | 0 | 0 | 0 | 0 | 0 | 0 | 0 | 0 | 0 | 0 | 0 | 0 | 0
F5_Industrial_Food Products_New_Process_Natural Gas_Process Heating_E7 | F5 | Industrial | Food Products | New | Process | Natural Gas | Process Heating | E7 | Utility - Cost of Operation | 0 | 0 | 0 | 0 | 0 | 0 | 0 | 0 | 0 | 0 | 0 | 0 | 0 | 0 | 0 | 0 | 0 | 0 | 0 | 0 | 0 | 0 | 0 | 0 | 0 | 0 | 0 | 0 | 0 | 0
F5_Industrial_Food Products_New_Process_Natural Gas_Process Heating_E8 | F5 | Industrial | Food Products | New | Process | Natural Gas | Process Heating | E8 | Utility - Cost of Operation | 0 | 0 | 0 | 0 | 0 | 0 | 0 | 0 | 0 | 0 | 0 | 0 | 0 | 0 | 0 | 0 | 0 | 0 | 0 | 0 | 0 | 0 | 0 | 0 | 0 | 0 | 0 | 0 | 0 | 0
F5_Industrial_Food Products_New_Process_Natural Gas_Process Heating_E9 | F5 | Industrial | Food Products | New | Process | Natural Gas | Process Heating | E9 | Utility - Cost of Operation | 0 | 0 | 0 | 0 | 0 | 0 | 0 | 0 | 0 | 0 | 0 | 0 | 0 | 0 | 0 | 0 | 0 | 0 | 0 | 0 | 0 | 0 | 0 | 0 | 0 | 0 | 0 | 0 | 0 | 0
F5_Industrial_Food Products_New_Process_Natural Gas_Process Heating_E10 | F5 | Industrial | Food Products | New | Process | Natural Gas | Process Heating | E10 | Utility - Cost of Operation | 0 | 0 | 0 | 0 | 0 | 0 | 0 | 0 | 0 | 0 | 0 | 0 | 0 | 0 | 0 | 0 | 0 | 0 | 0 | 0 | 0 | 0 | 0 | 0 | 0 | 0 | 0 | 0 | 0 | 0
F6_Industrial_Food Products_New_Process_Natural Gas_Process Heating_E1 | F6 | Industrial | Food Products | New | Process | Natural Gas | Process Heating | E1 | Utility - Value of Sales | 747.1429 | 816.7886 | 822.3923 | 827.9568 | 804.8595 | 780.3403 | 753.9652 | 731.5721 | 708.6908 | 692.197 | 674.8773 | 657.8731 | 640.8295 | 624.6089 | 608.2845 | 591.8881 | 576.0663 | 561.1243 | 546.3628 | 533.2615 | 520.853 | 508.7332 | 0 | 0 | 0 | 0 | 0 | 0 | 0 | 0
F6_Industrial_Food Products_New_Process_Natural Gas_Process Heating_E2 | F6 | Industrial | Food Products | New | Process | Natural Gas | Process Heating | E2 | Utility - Value of Sales | 0 | 0 | 0 | 0 | 0 | 0 | 0 | 0 | 0 | 0 | 0 | 0 | 0 | 0 | 0 | 0 | 0 | 0 | 0 | 0 | 0 | 0 | 0 | 0 | 0 | 0 | 0 | 0 | 0 | 0
F6_Industrial_Food Products_New_Process_Natural Gas_Process Heating_E3 | F6 | Industrial | Food Products | New | Process | Natural Gas | Process Heating | E3 | Utility - Value of Sales | 0 | 0 | 0 | 0 | 0 | 0 | 0 | 0 | 0 | 0 | 0 | 0 | 0 | 0 | 0 | 0 | 0 | 0 | 0 | 0 | 0 | 0 | 0 | 0 | 0 | 0 | 0 | 0 | 0 | 0
F6_Industrial_Food Products_New_Process_Natural Gas_Process Heating_E4 | F6 | Industrial | Food Products | New | Process | Natural Gas | Process Heating | E4 | Utility - Value of Sales | 0 | 0 | 0 | 0 | 0 | 0 | 0 | 0 | 0 | 0 | 0 | 0 | 0 | 0 | 0 | 0 | 0 | 0 | 0 | 0 | 0 | 0 | 0 | 0 | 0 | 0 | 0 | 0 | 0 | 0
F6_Industrial_Food Products_New_Process_Natural Gas_Process Heating_E5 | F6 | Industrial | Food Products | New | Process | Natural Gas | Process Heating | E5 | Utility - Value of Sales | 0 | 0 | 0 | 0 | 0 | 0 | 0 | 0 | 0 | 0 | 0 | 0 | 0 | 0 | 0 | 0 | 0 | 0 | 0 | 0 | 0 | 0 | 0 | 0 | 0 | 0 | 0 | 0 | 0 | 0
F6_Industrial_Food Products_New_Process_Natural Gas_Process Heating_E6 | F6 | Industrial | Food Products | New | Process | Natural Gas | Process Heating | E6 | Utility - Value of Sales | 0 | 0 | 0 | 0 | 0 | 0 | 0 | 0 | 0 | 0 | 0 | 0 | 0 | 0 | 0 | 0 | 0 | 0 | 0 | 0 | 0 | 0 | 0 | 0 | 0 | 0 | 0 | 0 | 0 | 0
F6_Industrial_Food Products_New_Process_Natural Gas_Process Heating_E7 | F6 | Industrial | Food Products | New | Process | Natural Gas | Process Heating | E7 | Utility - Value of Sales | 0 | 0 | 0 | 0 | 0 | 0 | 0 | 0 | 0 | 0 | 0 | 0 | 0 | 0 | 0 | 0 | 0 | 0 | 0 | 0 | 0 | 0 | 0 | 0 | 0 | 0 | 0 | 0 | 0 | 0
F6_Industrial_Food Products_New_Process_Natural Gas_Process Heating_E8 | F6 | Industrial | Food Products | New | Process | Natural Gas | Process Heating | E8 | Utility - Value of Sales | 0 | 0 | 0 | 0 | 0 | 0 | 0 | 0 | 0 | 0 | 0 | 0 | 0 | 0 | 0 | 0 | 0 | 0 | 0 | 0 | 0 | 0 | 0 | 0 | 0 | 0 | 0 | 0 | 0 | 0
F6_Industrial_Food Products_New_Process_Natural Gas_Process Heating_E9 | F6 | Industrial | Food Products | New | Process | Natural Gas | Process Heating | E9 | Utility - Value of Sales | 0 | 0 | 0 | 0 | 0 | 0 | 0 | 0 | 0 | 0 | 0 | 0 | 0 | 0 | 0 | 0 | 0 | 0 | 0 | 0 | 0 | 0 | 0 | 0 | 0 | 0 | 0 | 0 | 0 | 0
F6_Industrial_Food Products_New_Process_Natural Gas_Process Heating_E10 | F6 | Industrial | Food Products | New | Process | Natural Gas | Process Heating | E10 | Utility - Value of Sales | 0 | 0 | 0 | 0 | 0 | 0 | 0 | 0 | 0 | 0 | 0 | 0 | 0 | 0 | 0 | 0 | 0 | 0 | 0 | 0 | 0 | 0 | 0 | 0 | 0 | 0 | 0 | 0 | 0 | 0
F1_Industrial_Food Products_New_Process_Natural Gas_Process Cooling_E1 | F1 | Industrial | Food Products | New | Process | Natural Gas | Process Cooling | E1 | Participant - Cost of Equipment | 0.22938 | 0.22938 | 0.22938 | 0.22938 | 0.22938 | 0.22938 | 0.22938 | 0.22938 | 0.22938 | 0.22938 | 0.22938 | 0.22938 | 0.22938 | 0.22938 | 0.22938 | 0.22938 | 0.22938 | 0.22938 | 0.22938 | 0.22938 | 0.22938 | 0.22938 | 0 | 0 | 0 | 0 | 0 | 0 | 0 | 0
F1_Industrial_Food Products_New_Process_Natural Gas_Process Cooling_E2 | F1 | Industrial | Food Products | New | Process | Natural Gas | Process Cooling | E2 | Participant - Cost of Equipment | 0 | 0 | 0 | 0 | 0 | 0 | 0 | 0 | 0 | 0 | 0 | 0 | 0 | 0 | 0 | 0 | 0 | 0 | 0 | 0 | 0 | 0 | 0 | 0 | 0 | 0 | 0 | 0 | 0 | 0
F1_Industrial_Food Products_New_Process_Natural Gas_Process Cooling_E3 | F1 | Industrial | Food Products | New | Process | Natural Gas | Process Cooling | E3 | Participant - Cost of Equipment | 0 | 0 | 0 | 0 | 0 | 0 | 0 | 0 | 0 | 0 | 0 | 0 | 0 | 0 | 0 | 0 | 0 | 0 | 0 | 0 | 0 | 0 | 0 | 0 | 0 | 0 | 0 | 0 | 0 | 0
F1_Industrial_Food Products_New_Process_Natural Gas_Process Cooling_E4 | F1 | Industrial | Food Products | New | Process | Natural Gas | Process Cooling | E4 | Participant - Cost of Equipment | 0 | 0 | 0 | 0 | 0 | 0 | 0 | 0 | 0 | 0 | 0 | 0 | 0 | 0 | 0 | 0 | 0 | 0 | 0 | 0 | 0 | 0 | 0 | 0 | 0 | 0 | 0 | 0 | 0 | 0
F1_Industrial_Food Products_New_Process_Natural Gas_Process Cooling_E5 | F1 | Industrial | Food Products | New | Process | Natural Gas | Process Cooling | E5 | Participant - Cost of Equipment | 0 | 0 | 0 | 0 | 0 | 0 | 0 | 0 | 0 | 0 | 0 | 0 | 0 | 0 | 0 | 0 | 0 | 0 | 0 | 0 | 0 | 0 | 0 | 0 | 0 | 0 | 0 | 0 | 0 | 0
F1_Industrial_Food Products_New_Process_Natural Gas_Process Cooling_E6 | F1 | Industrial | Food Products | New | Process | Natural Gas | Process Cooling | E6 | Participant - Cost of Equipment | 0 | 0 | 0 | 0 | 0 | 0 | 0 | 0 | 0 | 0 | 0 | 0 | 0 | 0 | 0 | 0 | 0 | 0 | 0 | 0 | 0 | 0 | 0 | 0 | 0 | 0 | 0 | 0 | 0 | 0
F1_Industrial_Food Products_New_Process_Natural Gas_Process Cooling_E7 | F1 | Industrial | Food Products | New | Process | Natural Gas | Process Cooling | E7 | Participant - Cost of Equipment | 0 | 0 | 0 | 0 | 0 | 0 | 0 | 0 | 0 | 0 | 0 | 0 | 0 | 0 | 0 | 0 | 0 | 0 | 0 | 0 | 0 | 0 | 0 | 0 | 0 | 0 | 0 | 0 | 0 | 0
F1_Industrial_Food Products_New_Process_Natural Gas_Process Cooling_E8 | F1 | Industrial | Food Products | New | Process | Natural Gas | Process Cooling | E8 | Participant - Cost of Equipment | 0 | 0 | 0 | 0 | 0 | 0 | 0 | 0 | 0 | 0 | 0 | 0 | 0 | 0 | 0 | 0 | 0 | 0 | 0 | 0 | 0 | 0 | 0 | 0 | 0 | 0 | 0 | 0 | 0 | 0
F1_Industrial_Food Products_New_Process_Natural Gas_Process Cooling_E9 | F1 | Industrial | Food Products | New | Process | Natural Gas | Process Cooling | E9 | Participant - Cost of Equipment | 0 | 0 | 0 | 0 | 0 | 0 | 0 | 0 | 0 | 0 | 0 | 0 | 0 | 0 | 0 | 0 | 0 | 0 | 0 | 0 | 0 | 0 | 0 | 0 | 0 | 0 | 0 | 0 | 0 | 0
F1_Industrial_Food Products_New_Process_Natural Gas_Process Cooling_E10 | F1 | Industrial | Food Products | New | Process | Natural Gas | Process Cooling | E10 | Participant - Cost of Equipment | 0 | 0 | 0 | 0 | 0 | 0 | 0 | 0 | 0 | 0 | 0 | 0 | 0 | 0 | 0 | 0 | 0 | 0 | 0 | 0 | 0 | 0 | 0 | 0 | 0 | 0 | 0 | 0 | 0 | 0
F2_Industrial_Food Products_New_Process_Natural Gas_Process Cooling_E1 | F2 | Industrial | Food Products | New | Process | Natural Gas | Process Cooling | E1 | Participant - Cost of Operation | 7.3597 | 8.0457 | 8.1009 | 8.1558 | 7.9282 | 7.6867 | 7.4269 | 7.2063 | 6.9809 | 6.8185 | 6.6478 | 6.4803 | 6.3125 | 6.1527 | 5.9919 | 5.8304 | 5.6745 | 5.5273 | 5.3819 | 5.2529 | 5.1306 | 5.0113 | 0 | 0 | 0 | 0 | 0 | 0 | 0 | 0
F2_Industrial_Food Products_New_Process_Natural Gas_Process Cooling_E2 | F2 | Industrial | Food Products | New | Process | Natural Gas | Process Cooling | E2 | Participant - Cost of Operation | 0 | 0 | 0 | 0 | 0 | 0 | 0 | 0 | 0 | 0 | 0 | 0 | 0 | 0 | 0 | 0 | 0 | 0 | 0 | 0 | 0 | 0 | 0 | 0 | 0 | 0 | 0 | 0 | 0 | 0
F2_Industrial_Food Products_New_Process_Natural Gas_Process Cooling_E3 | F2 | Industrial | Food Products | New | Process | Natural Gas | Process Cooling | E3 | Participant - Cost of Operation | 0 | 0 | 0 | 0 | 0 | 0 | 0 | 0 | 0 | 0 | 0 | 0 | 0 | 0 | 0 | 0 | 0 | 0 | 0 | 0 | 0 | 0 | 0 | 0 | 0 | 0 | 0 | 0 | 0 | 0
F2_Industrial_Food Products_New_Process_Natural Gas_Process Cooling_E4 | F2 | Industrial | Food Products | New | Process | Natural Gas | Process Cooling | E4 | Participant - Cost of Operation | 0 | 0 | 0 | 0 | 0 | 0 | 0 | 0 | 0 | 0 | 0 | 0 | 0 | 0 | 0 | 0 | 0 | 0 | 0 | 0 | 0 | 0 | 0 | 0 | 0 | 0 | 0 | 0 | 0 | 0
F2_Industrial_Food Products_New_Process_Natural Gas_Process Cooling_E5 | F2 | Industrial | Food Products | New | Process | Natural Gas | Process Cooling | E5 | Participant - Cost of Operation | 0 | 0 | 0 | 0 | 0 | 0 | 0 | 0 | 0 | 0 | 0 | 0 | 0 | 0 | 0 | 0 | 0 | 0 | 0 | 0 | 0 | 0 | 0 | 0 | 0 | 0 | 0 | 0 | 0 | 0
F2_Industrial_Food Products_New_Process_Natural Gas_Process Cooling_E6 | F2 | Industrial | Food Products | New | Process | Natural Gas | Process Cooling | E6 | Participant - Cost of Operation | 0 | 0 | 0 | 0 | 0 | 0 | 0 | 0 | 0 | 0 | 0 | 0 | 0 | 0 | 0 | 0 | 0 | 0 | 0 | 0 | 0 | 0 | 0 | 0 | 0 | 0 | 0 | 0 | 0 | 0
F2_Industrial_Food Products_New_Process_Natural Gas_Process Cooling_E7 | F2 | Industrial | Food Products | New | Process | Natural Gas | Process Cooling | E7 | Participant - Cost of Operation | 0 | 0 | 0 | 0 | 0 | 0 | 0 | 0 | 0 | 0 | 0 | 0 | 0 | 0 | 0 | 0 | 0 | 0 | 0 | 0 | 0 | 0 | 0 | 0 | 0 | 0 | 0 | 0 | 0 | 0
F2_Industrial_Food Products_New_Process_Natural Gas_Process Cooling_E8 | F2 | Industrial | Food Products | New | Process | Natural Gas | Process Cooling | E8 | Participant - Cost of Operation | 0 | 0 | 0 | 0 | 0 | 0 | 0 | 0 | 0 | 0 | 0 | 0 | 0 | 0 | 0 | 0 | 0 | 0 | 0 | 0 | 0 | 0 | 0 | 0 | 0 | 0 | 0 | 0 | 0 | 0
F2_Industrial_Food Products_New_Process_Natural Gas_Process Cooling_E9 | F2 | Industrial | Food Products | New | Process | Natural Gas | Process Cooling | E9 | Participant - Cost of Operation | 0 | 0 | 0 | 0 | 0 | 0 | 0 | 0 | 0 | 0 | 0 | 0 | 0 | 0 | 0 | 0 | 0 | 0 | 0 | 0 | 0 | 0 | 0 | 0 | 0 | 0 | 0 | 0 | 0 | 0
F2_Industrial_Food Products_New_Process_Natural Gas_Process Cooling_E10 | F2 | Industrial | Food Products | New | Process | Natural Gas | Process Cooling | E10 | Participant - Cost of Operation | 0 | 0 | 0 | 0 | 0 | 0 | 0 | 0 | 0 | 0 | 0 | 0 | 0 | 0 | 0 | 0 | 0 | 0 | 0 | 0 | 0 | 0 | 0 | 0 | 0 | 0 | 0 | 0 | 0 | 0
F3_Industrial_Food Products_New_Process_Natural Gas_Process Cooling_E1 | F3 | Industrial | Food Products | New | Process | Natural Gas | Process Cooling | E1 | System - kBTUs of Conusmption | 1139.4652 | 1139.4652 | 1139.4652 | 1139.4652 | 1139.4652 | 1139.4652 | 1139.4652 | 1139.4652 | 1139.4652 | 1139.4652 | 1139.4652 | 1139.4652 | 1139.4652 | 1139.4652 | 1139.4652 | 1139.4652 | 1139.4652 | 1139.4652 | 1139.4652 | 1139.4652 | 1139.4652 | 1139.4652 | 0 | 0 | 0 | 0 | 0 | 0 | 0 | 0
F3_Industrial_Food Products_New_Process_Natural Gas_Process Cooling_E2 | F3 | Industrial | Food Products | New | Process | Natural Gas | Process Cooling | E2 | System - kBTUs of Conusmption | 0 | 0 | 0 | 0 | 0 | 0 | 0 | 0 | 0 | 0 | 0 | 0 | 0 | 0 | 0 | 0 | 0 | 0 | 0 | 0 | 0 | 0 | 0 | 0 | 0 | 0 | 0 | 0 | 0 | 0
F3_Industrial_Food Products_New_Process_Natural Gas_Process Cooling_E3 | F3 | Industrial | Food Products | New | Process | Natural Gas | Process Cooling | E3 | System - kBTUs of Conusmption | 0 | 0 | 0 | 0 | 0 | 0 | 0 | 0 | 0 | 0 | 0 | 0 | 0 | 0 | 0 | 0 | 0 | 0 | 0 | 0 | 0 | 0 | 0 | 0 | 0 | 0 | 0 | 0 | 0 | 0
F3_Industrial_Food Products_New_Process_Natural Gas_Process Cooling_E4 | F3 | Industrial | Food Products | New | Process | Natural Gas | Process Cooling | E4 | System - kBTUs of Conusmption | 0 | 0 | 0 | 0 | 0 | 0 | 0 | 0 | 0 | 0 | 0 | 0 | 0 | 0 | 0 | 0 | 0 | 0 | 0 | 0 | 0 | 0 | 0 | 0 | 0 | 0 | 0 | 0 | 0 | 0
F3_Industrial_Food Products_New_Process_Natural Gas_Process Cooling_E5 | F3 | Industrial | Food Products | New | Process | Natural Gas | Process Cooling | E5 | System - kBTUs of Conusmption | 0 | 0 | 0 | 0 | 0 | 0 | 0 | 0 | 0 | 0 | 0 | 0 | 0 | 0 | 0 | 0 | 0 | 0 | 0 | 0 | 0 | 0 | 0 | 0 | 0 | 0 | 0 | 0 | 0 | 0
F3_Industrial_Food Products_New_Process_Natural Gas_Process Cooling_E6 | F3 | Industrial | Food Products | New | Process | Natural Gas | Process Cooling | E6 | System - kBTUs of Conusmption | 0 | 0 | 0 | 0 | 0 | 0 | 0 | 0 | 0 | 0 | 0 | 0 | 0 | 0 | 0 | 0 | 0 | 0 | 0 | 0 | 0 | 0 | 0 | 0 | 0 | 0 | 0 | 0 | 0 | 0
F3_Industrial_Food Products_New_Process_Natural Gas_Process Cooling_E7 | F3 | Industrial | Food Products | New | Process | Natural Gas | Process Cooling | E7 | System - kBTUs of Conusmption | 0 | 0 | 0 | 0 | 0 | 0 | 0 | 0 | 0 | 0 | 0 | 0 | 0 | 0 | 0 | 0 | 0 | 0 | 0 | 0 | 0 | 0 | 0 | 0 | 0 | 0 | 0 | 0 | 0 | 0
F3_Industrial_Food Products_New_Process_Natural Gas_Process Cooling_E8 | F3 | Industrial | Food Products | New | Process | Natural Gas | Process Cooling | E8 | System - kBTUs of Conusmption | 0 | 0 | 0 | 0 | 0 | 0 | 0 | 0 | 0 | 0 | 0 | 0 | 0 | 0 | 0 | 0 | 0 | 0 | 0 | 0 | 0 | 0 | 0 | 0 | 0 | 0 | 0 | 0 | 0 | 0
F3_Industrial_Food Products_New_Process_Natural Gas_Process Cooling_E9 | F3 | Industrial | Food Products | New | Process | Natural Gas | Process Cooling | E9 | System - kBTUs of Conusmption | 0 | 0 | 0 | 0 | 0 | 0 | 0 | 0 | 0 | 0 | 0 | 0 | 0 | 0 | 0 | 0 | 0 | 0 | 0 | 0 | 0 | 0 | 0 | 0 | 0 | 0 | 0 | 0 | 0 | 0
F3_Industrial_Food Products_New_Process_Natural Gas_Process Cooling_E10 | F3 | Industrial | Food Products | New | Process | Natural Gas | Process Cooling | E10 | System - kBTUs of Conusmption | 0 | 0 | 0 | 0 | 0 | 0 | 0 | 0 | 0 | 0 | 0 | 0 | 0 | 0 | 0 | 0 | 0 | 0 | 0 | 0 | 0 | 0 | 0 | 0 | 0 | 0 | 0 | 0 | 0 | 0
F4_Industrial_Food Products_New_Process_Natural Gas_Process Cooling_E1 | F4 | Industrial | Food Products | New | Process | Natural Gas | Process Cooling | E1 | Utility - Cost of Equipment | 0.22938 | 0.22938 | 0.22938 | 0.22938 | 0.22938 | 0.22938 | 0.22938 | 0.22938 | 0.22938 | 0.22938 | 0.22938 | 0.22938 | 0.22938 | 0.22938 | 0.22938 | 0.22938 | 0.22938 | 0.22938 | 0.22938 | 0.22938 | 0.22938 | 0.22938 | 0 | 0 | 0 | 0 | 0 | 0 | 0 | 0
F4_Industrial_Food Products_New_Process_Natural Gas_Process Cooling_E2 | F4 | Industrial | Food Products | New | Process | Natural Gas | Process Cooling | E2 | Utility - Cost of Equipment | 0 | 0 | 0 | 0 | 0 | 0 | 0 | 0 | 0 | 0 | 0 | 0 | 0 | 0 | 0 | 0 | 0 | 0 | 0 | 0 | 0 | 0 | 0 | 0 | 0 | 0 | 0 | 0 | 0 | 0
F4_Industrial_Food Products_New_Process_Natural Gas_Process Cooling_E3 | F4 | Industrial | Food Products | New | Process | Natural Gas | Process Cooling | E3 | Utility - Cost of Equipment | 0 | 0 | 0 | 0 | 0 | 0 | 0 | 0 | 0 | 0 | 0 | 0 | 0 | 0 | 0 | 0 | 0 | 0 | 0 | 0 | 0 | 0 | 0 | 0 | 0 | 0 | 0 | 0 | 0 | 0
F4_Industrial_Food Products_New_Process_Natural Gas_Process Cooling_E4 | F4 | Industrial | Food Products | New | Process | Natural Gas | Process Cooling | E4 | Utility - Cost of Equipment | 0 | 0 | 0 | 0 | 0 | 0 | 0 | 0 | 0 | 0 | 0 | 0 | 0 | 0 | 0 | 0 | 0 | 0 | 0 | 0 | 0 | 0 | 0 | 0 | 0 | 0 | 0 | 0 | 0 | 0
F4_Industrial_Food Products_New_Process_Natural Gas_Process Cooling_E5 | F4 | Industrial | Food Products | New | Process | Natural Gas | Process Cooling | E5 | Utility - Cost of Equipment | 0 | 0 | 0 | 0 | 0 | 0 | 0 | 0 | 0 | 0 | 0 | 0 | 0 | 0 | 0 | 0 | 0 | 0 | 0 | 0 | 0 | 0 | 0 | 0 | 0 | 0 | 0 | 0 | 0 | 0
F4_Industrial_Food Products_New_Process_Natural Gas_Process Cooling_E6 | F4 | Industrial | Food Products | New | Process | Natural Gas | Process Cooling | E6 | Utility - Cost of Equipment | 0 | 0 | 0 | 0 | 0 | 0 | 0 | 0 | 0 | 0 | 0 | 0 | 0 | 0 | 0 | 0 | 0 | 0 | 0 | 0 | 0 | 0 | 0 | 0 | 0 | 0 | 0 | 0 | 0 | 0
F4_Industrial_Food Products_New_Process_Natural Gas_Process Cooling_E7 | F4 | Industrial | Food Products | New | Process | Natural Gas | Process Cooling | E7 | Utility - Cost of Equipment | 0 | 0 | 0 | 0 | 0 | 0 | 0 | 0 | 0 | 0 | 0 | 0 | 0 | 0 | 0 | 0 | 0 | 0 | 0 | 0 | 0 | 0 | 0 | 0 | 0 | 0 | 0 | 0 | 0 | 0
F4_Industrial_Food Products_New_Process_Natural Gas_Process Cooling_E8 | F4 | Industrial | Food Products | New | Process | Natural Gas | Process Cooling | E8 | Utility - Cost of Equipment | 0 | 0 | 0 | 0 | 0 | 0 | 0 | 0 | 0 | 0 | 0 | 0 | 0 | 0 | 0 | 0 | 0 | 0 | 0 | 0 | 0 | 0 | 0 | 0 | 0 | 0 | 0 | 0 | 0 | 0
F4_Industrial_Food Products_New_Process_Natural Gas_Process Cooling_E9 | F4 | Industrial | Food Products | New | Process | Natural Gas | Process Cooling | E9 | Utility - Cost of Equipment | 0 | 0 | 0 | 0 | 0 | 0 | 0 | 0 | 0 | 0 | 0 | 0 | 0 | 0 | 0 | 0 | 0 | 0 | 0 | 0 | 0 | 0 | 0 | 0 | 0 | 0 | 0 | 0 | 0 | 0
F4_Industrial_Food Products_New_Process_Natural Gas_Process Cooling_E10 | F4 | Industrial | Food Products | New | Process | Natural Gas | Process Cooling | E10 | Utility - Cost of Equipment | 0 | 0 | 0 | 0 | 0 | 0 | 0 | 0 | 0 | 0 | 0 | 0 | 0 | 0 | 0 | 0 | 0 | 0 | 0 | 0 | 0 | 0 | 0 | 0 | 0 | 0 | 0 | 0 | 0 | 0
F5_Industrial_Food Products_New_Process_Natural Gas_Process Cooling_E1 | F5 | Industrial | Food Products | New | Process | Natural Gas | Process Cooling | E1 | Utility - Cost of Operation | 6.143 | 6.7156 | 6.7617 | 6.8074 | 6.6175 | 6.4159 | 6.1991 | 6.015 | 5.8268 | 5.6912 | 5.5488 | 5.409 | 5.2689 | 5.1355 | 5.0013 | 4.8665 | 4.7364 | 4.6135 | 4.4922 | 4.3845 | 4.2824 | 4.1828 | 0 | 0 | 0 | 0 | 0 | 0 | 0 | 0
F5_Industrial_Food Products_New_Process_Natural Gas_Process Cooling_E2 | F5 | Industrial | Food Products | New | Process | Natural Gas | Process Cooling | E2 | Utility - Cost of Operation | 0 | 0 | 0 | 0 | 0 | 0 | 0 | 0 | 0 | 0 | 0 | 0 | 0 | 0 | 0 | 0 | 0 | 0 | 0 | 0 | 0 | 0 | 0 | 0 | 0 | 0 | 0 | 0 | 0 | 0
F5_Industrial_Food Products_New_Process_Natural Gas_Process Cooling_E3 | F5 | Industrial | Food Products | New | Process | Natural Gas | Process Cooling | E3 | Utility - Cost of Operation | 0 | 0 | 0 | 0 | 0 | 0 | 0 | 0 | 0 | 0 | 0 | 0 | 0 | 0 | 0 | 0 | 0 | 0 | 0 | 0 | 0 | 0 | 0 | 0 | 0 | 0 | 0 | 0 | 0 | 0
F5_Industrial_Food Products_New_Process_Natural Gas_Process Cooling_E4 | F5 | Industrial | Food Products | New | Process | Natural Gas | Process Cooling | E4 | Utility - Cost of Operation | 0 | 0 | 0 | 0 | 0 | 0 | 0 | 0 | 0 | 0 | 0 | 0 | 0 | 0 | 0 | 0 | 0 | 0 | 0 | 0 | 0 | 0 | 0 | 0 | 0 | 0 | 0 | 0 | 0 | 0
F5_Industrial_Food Products_New_Process_Natural Gas_Process Cooling_E5 | F5 | Industrial | Food Products | New | Process | Natural Gas | Process Cooling | E5 | Utility - Cost of Operation | 0 | 0 | 0 | 0 | 0 | 0 | 0 | 0 | 0 | 0 | 0 | 0 | 0 | 0 | 0 | 0 | 0 | 0 | 0 | 0 | 0 | 0 | 0 | 0 | 0 | 0 | 0 | 0 | 0 | 0
F5_Industrial_Food Products_New_Process_Natural Gas_Process Cooling_E6 | F5 | Industrial | Food Products | New | Process | Natural Gas | Process Cooling | E6 | Utility - Cost of Operation | 0 | 0 | 0 | 0 | 0 | 0 | 0 | 0 | 0 | 0 | 0 | 0 | 0 | 0 | 0 | 0 | 0 | 0 | 0 | 0 | 0 | 0 | 0 | 0 | 0 | 0 | 0 | 0 | 0 | 0
F5_Industrial_Food Products_New_Process_Natural Gas_Process Cooling_E7 | F5 | Industrial | Food Products | New | Process | Natural Gas | Process Cooling | E7 | Utility - Cost of Operation | 0 | 0 | 0 | 0 | 0 | 0 | 0 | 0 | 0 | 0 | 0 | 0 | 0 | 0 | 0 | 0 | 0 | 0 | 0 | 0 | 0 | 0 | 0 | 0 | 0 | 0 | 0 | 0 | 0 | 0
F5_Industrial_Food Products_New_Process_Natural Gas_Process Cooling_E8 | F5 | Industrial | Food Products | New | Process | Natural Gas | Process Cooling | E8 | Utility - Cost of Operation | 0 | 0 | 0 | 0 | 0 | 0 | 0 | 0 | 0 | 0 | 0 | 0 | 0 | 0 | 0 | 0 | 0 | 0 | 0 | 0 | 0 | 0 | 0 | 0 | 0 | 0 | 0 | 0 | 0 | 0
F5_Industrial_Food Products_New_Process_Natural Gas_Process Cooling_E9 | F5 | Industrial | Food Products | New | Process | Natural Gas | Process Cooling | E9 | Utility - Cost of Operation | 0 | 0 | 0 | 0 | 0 | 0 | 0 | 0 | 0 | 0 | 0 | 0 | 0 | 0 | 0 | 0 | 0 | 0 | 0 | 0 | 0 | 0 | 0 | 0 | 0 | 0 | 0 | 0 | 0 | 0
F5_Industrial_Food Products_New_Process_Natural Gas_Process Cooling_E10 | F5 | Industrial | Food Products | New | Process | Natural Gas | Process Cooling | E10 | Utility - Cost of Operation | 0 | 0 | 0 | 0 | 0 | 0 | 0 | 0 | 0 | 0 | 0 | 0 | 0 | 0 | 0 | 0 | 0 | 0 | 0 | 0 | 0 | 0 | 0 | 0 | 0 | 0 | 0 | 0 | 0 | 0
F6_Industrial_Food Products_New_Process_Natural Gas_Process Cooling_E1 | F6 | Industrial | Food Products | New | Process | Natural Gas | Process Cooling | E1 | Utility - Value of Sales | 7.3597 | 8.0457 | 8.1009 | 8.1558 | 7.9282 | 7.6867 | 7.4269 | 7.2063 | 6.9809 | 6.8185 | 6.6478 | 6.4803 | 6.3125 | 6.1527 | 5.9919 | 5.8304 | 5.6745 | 5.5273 | 5.3819 | 5.2529 | 5.1306 | 5.0113 | 0 | 0 | 0 | 0 | 0 | 0 | 0 | 0
F6_Industrial_Food Products_New_Process_Natural Gas_Process Cooling_E2 | F6 | Industrial | Food Products | New | Process | Natural Gas | Process Cooling | E2 | Utility - Value of Sales | 0 | 0 | 0 | 0 | 0 | 0 | 0 | 0 | 0 | 0 | 0 | 0 | 0 | 0 | 0 | 0 | 0 | 0 | 0 | 0 | 0 | 0 | 0 | 0 | 0 | 0 | 0 | 0 | 0 | 0
F6_Industrial_Food Products_New_Process_Natural Gas_Process Cooling_E3 | F6 | Industrial | Food Products | New | Process | Natural Gas | Process Cooling | E3 | Utility - Value of Sales | 0 | 0 | 0 | 0 | 0 | 0 | 0 | 0 | 0 | 0 | 0 | 0 | 0 | 0 | 0 | 0 | 0 | 0 | 0 | 0 | 0 | 0 | 0 | 0 | 0 | 0 | 0 | 0 | 0 | 0
F6_Industrial_Food Products_New_Process_Natural Gas_Process Cooling_E4 | F6 | Industrial | Food Products | New | Process | Natural Gas | Process Cooling | E4 | Utility - Value of Sales | 0 | 0 | 0 | 0 | 0 | 0 | 0 | 0 | 0 | 0 | 0 | 0 | 0 | 0 | 0 | 0 | 0 | 0 | 0 | 0 | 0 | 0 | 0 | 0 | 0 | 0 | 0 | 0 | 0 | 0
F6_Industrial_Food Products_New_Process_Natural Gas_Process Cooling_E5 | F6 | Industrial | Food Products | New | Process | Natural Gas | Process Cooling | E5 | Utility - Value of Sales | 0 | 0 | 0 | 0 | 0 | 0 | 0 | 0 | 0 | 0 | 0 | 0 | 0 | 0 | 0 | 0 | 0 | 0 | 0 | 0 | 0 | 0 | 0 | 0 | 0 | 0 | 0 | 0 | 0 | 0
F6_Industrial_Food Products_New_Process_Natural Gas_Process Cooling_E6 | F6 | Industrial | Food Products | New | Process | Natural Gas | Process Cooling | E6 | Utility - Value of Sales | 0 | 0 | 0 | 0 | 0 | 0 | 0 | 0 | 0 | 0 | 0 | 0 | 0 | 0 | 0 | 0 | 0 | 0 | 0 | 0 | 0 | 0 | 0 | 0 | 0 | 0 | 0 | 0 | 0 | 0
F6_Industrial_Food Products_New_Process_Natural Gas_Process Cooling_E7 | F6 | Industrial | Food Products | New | Process | Natural Gas | Process Cooling | E7 | Utility - Value of Sales | 0 | 0 | 0 | 0 | 0 | 0 | 0 | 0 | 0 | 0 | 0 | 0 | 0 | 0 | 0 | 0 | 0 | 0 | 0 | 0 | 0 | 0 | 0 | 0 | 0 | 0 | 0 | 0 | 0 | 0
F6_Industrial_Food Products_New_Process_Natural Gas_Process Cooling_E8 | F6 | Industrial | Food Products | New | Process | Natural Gas | Process Cooling | E8 | Utility - Value of Sales | 0 | 0 | 0 | 0 | 0 | 0 | 0 | 0 | 0 | 0 | 0 | 0 | 0 | 0 | 0 | 0 | 0 | 0 | 0 | 0 | 0 | 0 | 0 | 0 | 0 | 0 | 0 | 0 | 0 | 0
F6_Industrial_Food Products_New_Process_Natural Gas_Process Cooling_E9 | F6 | Industrial | Food Products | New | Process | Natural Gas | Process Cooling | E9 | Utility - Value of Sales | 0 | 0 | 0 | 0 | 0 | 0 | 0 | 0 | 0 | 0 | 0 | 0 | 0 | 0 | 0 | 0 | 0 | 0 | 0 | 0 | 0 | 0 | 0 | 0 | 0 | 0 | 0 | 0 | 0 | 0
F6_Industrial_Food Products_New_Process_Natural Gas_Process Cooling_E10 | F6 | Industrial | Food Products | New | Process | Natural Gas | Process Cooling | E10 | Utility - Value of Sales | 0 | 0 | 0 | 0 | 0 | 0 | 0 | 0 | 0 | 0 | 0 | 0 | 0 | 0 | 0 | 0 | 0 | 0 | 0 | 0 | 0 | 0 | 0 | 0 | 0 | 0 | 0 | 0 | 0 | 0
F1_Industrial_Food Products_New_Process_Natural Gas_Other Process_E1 | F1 | Industrial | Food Products | New | Process | Natural Gas | Other Process | E1 | Participant - Cost of Equipment | 0.22938 | 0.22938 | 0.22938 | 0.22938 | 0.22938 | 0.22938 | 0.22938 | 0.22938 | 0.22938 | 0.22938 | 0.22938 | 0.22938 | 0.22938 | 0.22938 | 0.22938 | 0.22938 | 0.22938 | 0.22938 | 0.22938 | 0.22938 | 0.22938 | 0.22938 | 0 | 0 | 0 | 0 | 0 | 0 | 0 | 0
F1_Industrial_Food Products_New_Process_Natural Gas_Other Process_E2 | F1 | Industrial | Food Products | New | Process | Natural Gas | Other Process | E2 | Participant - Cost of Equipment | 0 | 0 | 0 | 0 | 0 | 0 | 0 | 0 | 0 | 0 | 0 | 0 | 0 | 0 | 0 | 0 | 0 | 0 | 0 | 0 | 0 | 0 | 0 | 0 | 0 | 0 | 0 | 0 | 0 | 0
F1_Industrial_Food Products_New_Process_Natural Gas_Other Process_E3 | F1 | Industrial | Food Products | New | Process | Natural Gas | Other Process | E3 | Participant - Cost of Equipment | 0 | 0 | 0 | 0 | 0 | 0 | 0 | 0 | 0 | 0 | 0 | 0 | 0 | 0 | 0 | 0 | 0 | 0 | 0 | 0 | 0 | 0 | 0 | 0 | 0 | 0 | 0 | 0 | 0 | 0
F1_Industrial_Food Products_New_Process_Natural Gas_Other Process_E4 | F1 | Industrial | Food Products | New | Process | Natural Gas | Other Process | E4 | Participant - Cost of Equipment | 0 | 0 | 0 | 0 | 0 | 0 | 0 | 0 | 0 | 0 | 0 | 0 | 0 | 0 | 0 | 0 | 0 | 0 | 0 | 0 | 0 | 0 | 0 | 0 | 0 | 0 | 0 | 0 | 0 | 0
F1_Industrial_Food Products_New_Process_Natural Gas_Other Process_E5 | F1 | Industrial | Food Products | New | Process | Natural Gas | Other Process | E5 | Participant - Cost of Equipment | 0 | 0 | 0 | 0 | 0 | 0 | 0 | 0 | 0 | 0 | 0 | 0 | 0 | 0 | 0 | 0 | 0 | 0 | 0 | 0 | 0 | 0 | 0 | 0 | 0 | 0 | 0 | 0 | 0 | 0
F1_Industrial_Food Products_New_Process_Natural Gas_Other Process_E6 | F1 | Industrial | Food Products | New | Process | Natural Gas | Other Process | E6 | Participant - Cost of Equipment | 0 | 0 | 0 | 0 | 0 | 0 | 0 | 0 | 0 | 0 | 0 | 0 | 0 | 0 | 0 | 0 | 0 | 0 | 0 | 0 | 0 | 0 | 0 | 0 | 0 | 0 | 0 | 0 | 0 | 0
F1_Industrial_Food Products_New_Process_Natural Gas_Other Process_E7 | F1 | Industrial | Food Products | New | Process | Natural Gas | Other Process | E7 | Participant - Cost of Equipment | 0 | 0 | 0 | 0 | 0 | 0 | 0 | 0 | 0 | 0 | 0 | 0 | 0 | 0 | 0 | 0 | 0 | 0 | 0 | 0 | 0 | 0 | 0 | 0 | 0 | 0 | 0 | 0 | 0 | 0
F1_Industrial_Food Products_New_Process_Natural Gas_Other Process_E8 | F1 | Industrial | Food Products | New | Process | Natural Gas | Other Process | E8 | Participant - Cost of Equipment | 0 | 0 | 0 | 0 | 0 | 0 | 0 | 0 | 0 | 0 | 0 | 0 | 0 | 0 | 0 | 0 | 0 | 0 | 0 | 0 | 0 | 0 | 0 | 0 | 0 | 0 | 0 | 0 | 0 | 0
F1_Industrial_Food Products_New_Process_Natural Gas_Other Process_E9 | F1 | Industrial | Food Products | New | Process | Natural Gas | Other Process | E9 | Participant - Cost of Equipment | 0 | 0 | 0 | 0 | 0 | 0 | 0 | 0 | 0 | 0 | 0 | 0 | 0 | 0 | 0 | 0 | 0 | 0 | 0 | 0 | 0 | 0 | 0 | 0 | 0 | 0 | 0 | 0 | 0 | 0
F1_Industrial_Food Products_New_Process_Natural Gas_Other Process_E10 | F1 | Industrial | Food Products | New | Process | Natural Gas | Other Process | E10 | Participant - Cost of Equipment | 0 | 0 | 0 | 0 | 0 | 0 | 0 | 0 | 0 | 0 | 0 | 0 | 0 | 0 | 0 | 0 | 0 | 0 | 0 | 0 | 0 | 0 | 0 | 0 | 0 | 0 | 0 | 0 | 0 | 0
F2_Industrial_Food Products_New_Process_Natural Gas_Other Process_E1 | F2 | Industrial | Food Products | New | Process | Natural Gas | Other Process | E1 | Participant - Cost of Operation | 40.2505 | 44.0025 | 44.3044 | 44.6041 | 43.3598 | 42.0389 | 40.618 | 39.4116 | 38.179 | 37.2904 | 36.3574 | 35.4413 | 34.5231 | 33.6493 | 32.7698 | 31.8865 | 31.0342 | 30.2292 | 29.434 | 28.7282 | 28.0597 | 27.4068 | 0 | 0 | 0 | 0 | 0 | 0 | 0 | 0
F2_Industrial_Food Products_New_Process_Natural Gas_Other Process_E2 | F2 | Industrial | Food Products | New | Process | Natural Gas | Other Process | E2 | Participant - Cost of Operation | 0 | 0 | 0 | 0 | 0 | 0 | 0 | 0 | 0 | 0 | 0 | 0 | 0 | 0 | 0 | 0 | 0 | 0 | 0 | 0 | 0 | 0 | 0 | 0 | 0 | 0 | 0 | 0 | 0 | 0
F2_Industrial_Food Products_New_Process_Natural Gas_Other Process_E3 | F2 | Industrial | Food Products | New | Process | Natural Gas | Other Process | E3 | Participant - Cost of Operation | 0 | 0 | 0 | 0 | 0 | 0 | 0 | 0 | 0 | 0 | 0 | 0 | 0 | 0 | 0 | 0 | 0 | 0 | 0 | 0 | 0 | 0 | 0 | 0 | 0 | 0 | 0 | 0 | 0 | 0
F2_Industrial_Food Products_New_Process_Natural Gas_Other Process_E4 | F2 | Industrial | Food Products | New | Process | Natural Gas | Other Process | E4 | Participant - Cost of Operation | 0 | 0 | 0 | 0 | 0 | 0 | 0 | 0 | 0 | 0 | 0 | 0 | 0 | 0 | 0 | 0 | 0 | 0 | 0 | 0 | 0 | 0 | 0 | 0 | 0 | 0 | 0 | 0 | 0 | 0
F2_Industrial_Food Products_New_Process_Natural Gas_Other Process_E5 | F2 | Industrial | Food Products | New | Process | Natural Gas | Other Process | E5 | Participant - Cost of Operation | 0 | 0 | 0 | 0 | 0 | 0 | 0 | 0 | 0 | 0 | 0 | 0 | 0 | 0 | 0 | 0 | 0 | 0 | 0 | 0 | 0 | 0 | 0 | 0 | 0 | 0 | 0 | 0 | 0 | 0
F2_Industrial_Food Products_New_Process_Natural Gas_Other Process_E6 | F2 | Industrial | Food Products | New | Process | Natural Gas | Other Process | E6 | Participant - Cost of Operation | 0 | 0 | 0 | 0 | 0 | 0 | 0 | 0 | 0 | 0 | 0 | 0 | 0 | 0 | 0 | 0 | 0 | 0 | 0 | 0 | 0 | 0 | 0 | 0 | 0 | 0 | 0 | 0 | 0 | 0
F2_Industrial_Food Products_New_Process_Natural Gas_Other Process_E7 | F2 | Industrial | Food Products | New | Process | Natural Gas | Other Process | E7 | Participant - Cost of Operation | 0 | 0 | 0 | 0 | 0 | 0 | 0 | 0 | 0 | 0 | 0 | 0 | 0 | 0 | 0 | 0 | 0 | 0 | 0 | 0 | 0 | 0 | 0 | 0 | 0 | 0 | 0 | 0 | 0 | 0
F2_Industrial_Food Products_New_Process_Natural Gas_Other Process_E8 | F2 | Industrial | Food Products | New | Process | Natural Gas | Other Process | E8 | Participant - Cost of Operation | 0 | 0 | 0 | 0 | 0 | 0 | 0 | 0 | 0 | 0 | 0 | 0 | 0 | 0 | 0 | 0 | 0 | 0 | 0 | 0 | 0 | 0 | 0 | 0 | 0 | 0 | 0 | 0 | 0 | 0
F2_Industrial_Food Products_New_Process_Natural Gas_Other Process_E9 | F2 | Industrial | Food Products | New | Process | Natural Gas | Other Process | E9 | Participant - Cost of Operation | 0 | 0 | 0 | 0 | 0 | 0 | 0 | 0 | 0 | 0 | 0 | 0 | 0 | 0 | 0 | 0 | 0 | 0 | 0 | 0 | 0 | 0 | 0 | 0 | 0 | 0 | 0 | 0 | 0 | 0
F2_Industrial_Food Products_New_Process_Natural Gas_Other Process_E10 | F2 | Industrial | Food Products | New | Process | Natural Gas | Other Process | E10 | Participant - Cost of Operation | 0 | 0 | 0 | 0 | 0 | 0 | 0 | 0 | 0 | 0 | 0 | 0 | 0 | 0 | 0 | 0 | 0 | 0 | 0 | 0 | 0 | 0 | 0 | 0 | 0 | 0 | 0 | 0 | 0 | 0
F3_Industrial_Food Products_New_Process_Natural Gas_Other Process_E1 | F3 | Industrial | Food Products | New | Process | Natural Gas | Other Process | E1 | System - kBTUs of Conusmption | 6231.7823 | 6231.7823 | 6231.7823 | 6231.7823 | 6231.7823 | 6231.7823 | 6231.7823 | 6231.7823 | 6231.7823 | 6231.7823 | 6231.7823 | 6231.7823 | 6231.7823 | 6231.7823 | 6231.7823 | 6231.7823 | 6231.7823 | 6231.7823 | 6231.7823 | 6231.7823 | 6231.7823 | 6231.7823 | 0 | 0 | 0 | 0 | 0 | 0 | 0 | 0
F3_Industrial_Food Products_New_Process_Natural Gas_Other Process_E2 | F3 | Industrial | Food Products | New | Process | Natural Gas | Other Process | E2 | System - kBTUs of Conusmption | 0 | 0 | 0 | 0 | 0 | 0 | 0 | 0 | 0 | 0 | 0 | 0 | 0 | 0 | 0 | 0 | 0 | 0 | 0 | 0 | 0 | 0 | 0 | 0 | 0 | 0 | 0 | 0 | 0 | 0
F3_Industrial_Food Products_New_Process_Natural Gas_Other Process_E3 | F3 | Industrial | Food Products | New | Process | Natural Gas | Other Process | E3 | System - kBTUs of Conusmption | 0 | 0 | 0 | 0 | 0 | 0 | 0 | 0 | 0 | 0 | 0 | 0 | 0 | 0 | 0 | 0 | 0 | 0 | 0 | 0 | 0 | 0 | 0 | 0 | 0 | 0 | 0 | 0 | 0 | 0
F3_Industrial_Food Products_New_Process_Natural Gas_Other Process_E4 | F3 | Industrial | Food Products | New | Process | Natural Gas | Other Process | E4 | System - kBTUs of Conusmption | 0 | 0 | 0 | 0 | 0 | 0 | 0 | 0 | 0 | 0 | 0 | 0 | 0 | 0 | 0 | 0 | 0 | 0 | 0 | 0 | 0 | 0 | 0 | 0 | 0 | 0 | 0 | 0 | 0 | 0
F3_Industrial_Food Products_New_Process_Natural Gas_Other Process_E5 | F3 | Industrial | Food Products | New | Process | Natural Gas | Other Process | E5 | System - kBTUs of Conusmption | 0 | 0 | 0 | 0 | 0 | 0 | 0 | 0 | 0 | 0 | 0 | 0 | 0 | 0 | 0 | 0 | 0 | 0 | 0 | 0 | 0 | 0 | 0 | 0 | 0 | 0 | 0 | 0 | 0 | 0
F3_Industrial_Food Products_New_Process_Natural Gas_Other Process_E6 | F3 | Industrial | Food Products | New | Process | Natural Gas | Other Process | E6 | System - kBTUs of Conusmption | 0 | 0 | 0 | 0 | 0 | 0 | 0 | 0 | 0 | 0 | 0 | 0 | 0 | 0 | 0 | 0 | 0 | 0 | 0 | 0 | 0 | 0 | 0 | 0 | 0 | 0 | 0 | 0 | 0 | 0
F3_Industrial_Food Products_New_Process_Natural Gas_Other Process_E7 | F3 | Industrial | Food Products | New | Process | Natural Gas | Other Process | E7 | System - kBTUs of Conusmption | 0 | 0 | 0 | 0 | 0 | 0 | 0 | 0 | 0 | 0 | 0 | 0 | 0 | 0 | 0 | 0 | 0 | 0 | 0 | 0 | 0 | 0 | 0 | 0 | 0 | 0 | 0 | 0 | 0 | 0
F3_Industrial_Food Products_New_Process_Natural Gas_Other Process_E8 | F3 | Industrial | Food Products | New | Process | Natural Gas | Other Process | E8 | System - kBTUs of Conusmption | 0 | 0 | 0 | 0 | 0 | 0 | 0 | 0 | 0 | 0 | 0 | 0 | 0 | 0 | 0 | 0 | 0 | 0 | 0 | 0 | 0 | 0 | 0 | 0 | 0 | 0 | 0 | 0 | 0 | 0
F3_Industrial_Food Products_New_Process_Natural Gas_Other Process_E9 | F3 | Industrial | Food Products | New | Process | Natural Gas | Other Process | E9 | System - kBTUs of Conusmption | 0 | 0 | 0 | 0 | 0 | 0 | 0 | 0 | 0 | 0 | 0 | 0 | 0 | 0 | 0 | 0 | 0 | 0 | 0 | 0 | 0 | 0 | 0 | 0 | 0 | 0 | 0 | 0 | 0 | 0
F3_Industrial_Food Products_New_Process_Natural Gas_Other Process_E10 | F3 | Industrial | Food Products | New | Process | Natural Gas | Other Process | E10 | System - kBTUs of Conusmption | 0 | 0 | 0 | 0 | 0 | 0 | 0 | 0 | 0 | 0 | 0 | 0 | 0 | 0 | 0 | 0 | 0 | 0 | 0 | 0 | 0 | 0 | 0 | 0 | 0 | 0 | 0 | 0 | 0 | 0
F4_Industrial_Food Products_New_Process_Natural Gas_Other Process_E1 | F4 | Industrial | Food Products | New | Process | Natural Gas | Other Process | E1 | Utility - Cost of Equipment | 0.22938 | 0.22938 | 0.22938 | 0.22938 | 0.22938 | 0.22938 | 0.22938 | 0.22938 | 0.22938 | 0.22938 | 0.22938 | 0.22938 | 0.22938 | 0.22938 | 0.22938 | 0.22938 | 0.22938 | 0.22938 | 0.22938 | 0.22938 | 0.22938 | 0.22938 | 0 | 0 | 0 | 0 | 0 | 0 | 0 | 0
F4_Industrial_Food Products_New_Process_Natural Gas_Other Process_E2 | F4 | Industrial | Food Products | New | Process | Natural Gas | Other Process | E2 | Utility - Cost of Equipment | 0 | 0 | 0 | 0 | 0 | 0 | 0 | 0 | 0 | 0 | 0 | 0 | 0 | 0 | 0 | 0 | 0 | 0 | 0 | 0 | 0 | 0 | 0 | 0 | 0 | 0 | 0 | 0 | 0 | 0
F4_Industrial_Food Products_New_Process_Natural Gas_Other Process_E3 | F4 | Industrial | Food Products | New | Process | Natural Gas | Other Process | E3 | Utility - Cost of Equipment | 0 | 0 | 0 | 0 | 0 | 0 | 0 | 0 | 0 | 0 | 0 | 0 | 0 | 0 | 0 | 0 | 0 | 0 | 0 | 0 | 0 | 0 | 0 | 0 | 0 | 0 | 0 | 0 | 0 | 0
F4_Industrial_Food Products_New_Process_Natural Gas_Other Process_E4 | F4 | Industrial | Food Products | New | Process | Natural Gas | Other Process | E4 | Utility - Cost of Equipment | 0 | 0 | 0 | 0 | 0 | 0 | 0 | 0 | 0 | 0 | 0 | 0 | 0 | 0 | 0 | 0 | 0 | 0 | 0 | 0 | 0 | 0 | 0 | 0 | 0 | 0 | 0 | 0 | 0 | 0
F4_Industrial_Food Products_New_Process_Natural Gas_Other Process_E5 | F4 | Industrial | Food Products | New | Process | Natural Gas | Other Process | E5 | Utility - Cost of Equipment | 0 | 0 | 0 | 0 | 0 | 0 | 0 | 0 | 0 | 0 | 0 | 0 | 0 | 0 | 0 | 0 | 0 | 0 | 0 | 0 | 0 | 0 | 0 | 0 | 0 | 0 | 0 | 0 | 0 | 0
F4_Industrial_Food Products_New_Process_Natural Gas_Other Process_E6 | F4 | Industrial | Food Products | New | Process | Natural Gas | Other Process | E6 | Utility - Cost of Equipment | 0 | 0 | 0 | 0 | 0 | 0 | 0 | 0 | 0 | 0 | 0 | 0 | 0 | 0 | 0 | 0 | 0 | 0 | 0 | 0 | 0 | 0 | 0 | 0 | 0 | 0 | 0 | 0 | 0 | 0
F4_Industrial_Food Products_New_Process_Natural Gas_Other Process_E7 | F4 | Industrial | Food Products | New | Process | Natural Gas | Other Process | E7 | Utility - Cost of Equipment | 0 | 0 | 0 | 0 | 0 | 0 | 0 | 0 | 0 | 0 | 0 | 0 | 0 | 0 | 0 | 0 | 0 | 0 | 0 | 0 | 0 | 0 | 0 | 0 | 0 | 0 | 0 | 0 | 0 | 0
F4_Industrial_Food Products_New_Process_Natural Gas_Other Process_E8 | F4 | Industrial | Food Products | New | Process | Natural Gas | Other Process | E8 | Utility - Cost of Equipment | 0 | 0 | 0 | 0 | 0 | 0 | 0 | 0 | 0 | 0 | 0 | 0 | 0 | 0 | 0 | 0 | 0 | 0 | 0 | 0 | 0 | 0 | 0 | 0 | 0 | 0 | 0 | 0 | 0 | 0
F4_Industrial_Food Products_New_Process_Natural Gas_Other Process_E9 | F4 | Industrial | Food Products | New | Process | Natural Gas | Other Process | E9 | Utility - Cost of Equipment | 0 | 0 | 0 | 0 | 0 | 0 | 0 | 0 | 0 | 0 | 0 | 0 | 0 | 0 | 0 | 0 | 0 | 0 | 0 | 0 | 0 | 0 | 0 | 0 | 0 | 0 | 0 | 0 | 0 | 0
F4_Industrial_Food Products_New_Process_Natural Gas_Other Process_E10 | F4 | Industrial | Food Products | New | Process | Natural Gas | Other Process | E10 | Utility - Cost of Equipment | 0 | 0 | 0 | 0 | 0 | 0 | 0 | 0 | 0 | 0 | 0 | 0 | 0 | 0 | 0 | 0 | 0 | 0 | 0 | 0 | 0 | 0 | 0 | 0 | 0 | 0 | 0 | 0 | 0 | 0
F5_Industrial_Food Products_New_Process_Natural Gas_Other Process_E1 | F5 | Industrial | Food Products | New | Process | Natural Gas | Other Process | E1 | Utility - Cost of Operation | 33.5962 | 36.728 | 36.9799 | 37.2301 | 36.1915 | 35.089 | 33.903 | 32.8961 | 31.8672 | 31.1255 | 30.3467 | 29.5821 | 28.8157 | 28.0863 | 27.3523 | 26.615 | 25.9036 | 25.2317 | 24.5679 | 23.9788 | 23.4208 | 22.8758 | 0 | 0 | 0 | 0 | 0 | 0 | 0 | 0
F5_Industrial_Food Products_New_Process_Natural Gas_Other Process_E2 | F5 | Industrial | Food Products | New | Process | Natural Gas | Other Process | E2 | Utility - Cost of Operation | 0 | 0 | 0 | 0 | 0 | 0 | 0 | 0 | 0 | 0 | 0 | 0 | 0 | 0 | 0 | 0 | 0 | 0 | 0 | 0 | 0 | 0 | 0 | 0 | 0 | 0 | 0 | 0 | 0 | 0
F5_Industrial_Food Products_New_Process_Natural Gas_Other Process_E3 | F5 | Industrial | Food Products | New | Process | Natural Gas | Other Process | E3 | Utility - Cost of Operation | 0 | 0 | 0 | 0 | 0 | 0 | 0 | 0 | 0 | 0 | 0 | 0 | 0 | 0 | 0 | 0 | 0 | 0 | 0 | 0 | 0 | 0 | 0 | 0 | 0 | 0 | 0 | 0 | 0 | 0
F5_Industrial_Food Products_New_Process_Natural Gas_Other Process_E4 | F5 | Industrial | Food Products | New | Process | Natural Gas | Other Process | E4 | Utility - Cost of Operation | 0 | 0 | 0 | 0 | 0 | 0 | 0 | 0 | 0 | 0 | 0 | 0 | 0 | 0 | 0 | 0 | 0 | 0 | 0 | 0 | 0 | 0 | 0 | 0 | 0 | 0 | 0 | 0 | 0 | 0
F5_Industrial_Food Products_New_Process_Natural Gas_Other Process_E5 | F5 | Industrial | Food Products | New | Process | Natural Gas | Other Process | E5 | Utility - Cost of Operation | 0 | 0 | 0 | 0 | 0 | 0 | 0 | 0 | 0 | 0 | 0 | 0 | 0 | 0 | 0 | 0 | 0 | 0 | 0 | 0 | 0 | 0 | 0 | 0 | 0 | 0 | 0 | 0 | 0 | 0
F5_Industrial_Food Products_New_Process_Natural Gas_Other Process_E6 | F5 | Industrial | Food Products | New | Process | Natural Gas | Other Process | E6 | Utility - Cost of Operation | 0 | 0 | 0 | 0 | 0 | 0 | 0 | 0 | 0 | 0 | 0 | 0 | 0 | 0 | 0 | 0 | 0 | 0 | 0 | 0 | 0 | 0 | 0 | 0 | 0 | 0 | 0 | 0 | 0 | 0
F5_Industrial_Food Products_New_Process_Natural Gas_Other Process_E7 | F5 | Industrial | Food Products | New | Process | Natural Gas | Other Process | E7 | Utility - Cost of Operation | 0 | 0 | 0 | 0 | 0 | 0 | 0 | 0 | 0 | 0 | 0 | 0 | 0 | 0 | 0 | 0 | 0 | 0 | 0 | 0 | 0 | 0 | 0 | 0 | 0 | 0 | 0 | 0 | 0 | 0
F5_Industrial_Food Products_New_Process_Natural Gas_Other Process_E8 | F5 | Industrial | Food Products | New | Process | Natural Gas | Other Process | E8 | Utility - Cost of Operation | 0 | 0 | 0 | 0 | 0 | 0 | 0 | 0 | 0 | 0 | 0 | 0 | 0 | 0 | 0 | 0 | 0 | 0 | 0 | 0 | 0 | 0 | 0 | 0 | 0 | 0 | 0 | 0 | 0 | 0
F5_Industrial_Food Products_New_Process_Natural Gas_Other Process_E9 | F5 | Industrial | Food Products | New | Process | Natural Gas | Other Process | E9 | Utility - Cost of Operation | 0 | 0 | 0 | 0 | 0 | 0 | 0 | 0 | 0 | 0 | 0 | 0 | 0 | 0 | 0 | 0 | 0 | 0 | 0 | 0 | 0 | 0 | 0 | 0 | 0 | 0 | 0 | 0 | 0 | 0
F5_Industrial_Food Products_New_Process_Natural Gas_Other Process_E10 | F5 | Industrial | Food Products | New | Process | Natural Gas | Other Process | E10 | Utility - Cost of Operation | 0 | 0 | 0 | 0 | 0 | 0 | 0 | 0 | 0 | 0 | 0 | 0 | 0 | 0 | 0 | 0 | 0 | 0 | 0 | 0 | 0 | 0 | 0 | 0 | 0 | 0 | 0 | 0 | 0 | 0
F6_Industrial_Food Products_New_Process_Natural Gas_Other Process_E1 | F6 | Industrial | Food Products | New | Process | Natural Gas | Other Process | E1 | Utility - Value of Sales | 40.2505 | 44.0025 | 44.3044 | 44.6041 | 43.3598 | 42.0389 | 40.618 | 39.4116 | 38.179 | 37.2904 | 36.3574 | 35.4413 | 34.5231 | 33.6493 | 32.7698 | 31.8865 | 31.0342 | 30.2292 | 29.434 | 28.7282 | 28.0597 | 27.4068 | 0 | 0 | 0 | 0 | 0 | 0 | 0 | 0
F6_Industrial_Food Products_New_Process_Natural Gas_Other Process_E2 | F6 | Industrial | Food Products | New | Process | Natural Gas | Other Process | E2 | Utility - Value of Sales | 0 | 0 | 0 | 0 | 0 | 0 | 0 | 0 | 0 | 0 | 0 | 0 | 0 | 0 | 0 | 0 | 0 | 0 | 0 | 0 | 0 | 0 | 0 | 0 | 0 | 0 | 0 | 0 | 0 | 0
F6_Industrial_Food Products_New_Process_Natural Gas_Other Process_E3 | F6 | Industrial | Food Products | New | Process | Natural Gas | Other Process | E3 | Utility - Value of Sales | 0 | 0 | 0 | 0 | 0 | 0 | 0 | 0 | 0 | 0 | 0 | 0 | 0 | 0 | 0 | 0 | 0 | 0 | 0 | 0 | 0 | 0 | 0 | 0 | 0 | 0 | 0 | 0 | 0 | 0
F6_Industrial_Food Products_New_Process_Natural Gas_Other Process_E4 | F6 | Industrial | Food Products | New | Process | Natural Gas | Other Process | E4 | Utility - Value of Sales | 0 | 0 | 0 | 0 | 0 | 0 | 0 | 0 | 0 | 0 | 0 | 0 | 0 | 0 | 0 | 0 | 0 | 0 | 0 | 0 | 0 | 0 | 0 | 0 | 0 | 0 | 0 | 0 | 0 | 0
F6_Industrial_Food Products_New_Process_Natural Gas_Other Process_E5 | F6 | Industrial | Food Products | New | Process | Natural Gas | Other Process | E5 | Utility - Value of Sales | 0 | 0 | 0 | 0 | 0 | 0 | 0 | 0 | 0 | 0 | 0 | 0 | 0 | 0 | 0 | 0 | 0 | 0 | 0 | 0 | 0 | 0 | 0 | 0 | 0 | 0 | 0 | 0 | 0 | 0
F6_Industrial_Food Products_New_Process_Natural Gas_Other Process_E6 | F6 | Industrial | Food Products | New | Process | Natural Gas | Other Process | E6 | Utility - Value of Sales | 0 | 0 | 0 | 0 | 0 | 0 | 0 | 0 | 0 | 0 | 0 | 0 | 0 | 0 | 0 | 0 | 0 | 0 | 0 | 0 | 0 | 0 | 0 | 0 | 0 | 0 | 0 | 0 | 0 | 0
F6_Industrial_Food Products_New_Process_Natural Gas_Other Process_E7 | F6 | Industrial | Food Products | New | Process | Natural Gas | Other Process | E7 | Utility - Value of Sales | 0 | 0 | 0 | 0 | 0 | 0 | 0 | 0 | 0 | 0 | 0 | 0 | 0 | 0 | 0 | 0 | 0 | 0 | 0 | 0 | 0 | 0 | 0 | 0 | 0 | 0 | 0 | 0 | 0 | 0
F6_Industrial_Food Products_New_Process_Natural Gas_Other Process_E8 | F6 | Industrial | Food Products | New | Process | Natural Gas | Other Process | E8 | Utility - Value of Sales | 0 | 0 | 0 | 0 | 0 | 0 | 0 | 0 | 0 | 0 | 0 | 0 | 0 | 0 | 0 | 0 | 0 | 0 | 0 | 0 | 0 | 0 | 0 | 0 | 0 | 0 | 0 | 0 | 0 | 0
F6_Industrial_Food Products_New_Process_Natural Gas_Other Process_E9 | F6 | Industrial | Food Products | New | Process | Natural Gas | Other Process | E9 | Utility - Value of Sales | 0 | 0 | 0 | 0 | 0 | 0 | 0 | 0 | 0 | 0 | 0 | 0 | 0 | 0 | 0 | 0 | 0 | 0 | 0 | 0 | 0 | 0 | 0 | 0 | 0 | 0 | 0 | 0 | 0 | 0
F6_Industrial_Food Products_New_Process_Natural Gas_Other Process_E10 | F6 | Industrial | Food Products | New | Process | Natural Gas | Other Process | E10 | Utility - Value of Sales | 0 | 0 | 0 | 0 | 0 | 0 | 0 | 0 | 0 | 0 | 0 | 0 | 0 | 0 | 0 | 0 | 0 | 0 | 0 | 0 | 0 | 0 | 0 | 0 | 0 | 0 | 0 | 0 | 0 | 0
F1_Industrial_Food Products_New_Miscellaneous_Natural Gas_Miscellaneous_E1 | F1 | Industrial | Food Products | New | Miscellaneous | Natural Gas | Miscellaneous | E1 | Participant - Cost of Equipment | 0.22938 | 0.22938 | 0.22938 | 0.22938 | 0.22938 | 0.22938 | 0.22938 | 0.22938 | 0.22938 | 0.22938 | 0.22938 | 0.22938 | 0.22938 | 0.22938 | 0.22938 | 0.22938 | 0.22938 | 0.22938 | 0.22938 | 0.22938 | 0.22938 | 0.22938 | 0 | 0 | 0 | 0 | 0 | 0 | 0 | 0
F1_Industrial_Food Products_New_Miscellaneous_Natural Gas_Miscellaneous_E2 | F1 | Industrial | Food Products | New | Miscellaneous | Natural Gas | Miscellaneous | E2 | Participant - Cost of Equipment | 0 | 0 | 0 | 0 | 0 | 0 | 0 | 0 | 0 | 0 | 0 | 0 | 0 | 0 | 0 | 0 | 0 | 0 | 0 | 0 | 0 | 0 | 0 | 0 | 0 | 0 | 0 | 0 | 0 | 0
F1_Industrial_Food Products_New_Miscellaneous_Natural Gas_Miscellaneous_E3 | F1 | Industrial | Food Products | New | Miscellaneous | Natural Gas | Miscellaneous | E3 | Participant - Cost of Equipment | 0 | 0 | 0 | 0 | 0 | 0 | 0 | 0 | 0 | 0 | 0 | 0 | 0 | 0 | 0 | 0 | 0 | 0 | 0 | 0 | 0 | 0 | 0 | 0 | 0 | 0 | 0 | 0 | 0 | 0
F1_Industrial_Food Products_New_Miscellaneous_Natural Gas_Miscellaneous_E4 | F1 | Industrial | Food Products | New | Miscellaneous | Natural Gas | Miscellaneous | E4 | Participant - Cost of Equipment | 0 | 0 | 0 | 0 | 0 | 0 | 0 | 0 | 0 | 0 | 0 | 0 | 0 | 0 | 0 | 0 | 0 | 0 | 0 | 0 | 0 | 0 | 0 | 0 | 0 | 0 | 0 | 0 | 0 | 0
F1_Industrial_Food Products_New_Miscellaneous_Natural Gas_Miscellaneous_E5 | F1 | Industrial | Food Products | New | Miscellaneous | Natural Gas | Miscellaneous | E5 | Participant - Cost of Equipment | 0 | 0 | 0 | 0 | 0 | 0 | 0 | 0 | 0 | 0 | 0 | 0 | 0 | 0 | 0 | 0 | 0 | 0 | 0 | 0 | 0 | 0 | 0 | 0 | 0 | 0 | 0 | 0 | 0 | 0
F1_Industrial_Food Products_New_Miscellaneous_Natural Gas_Miscellaneous_E6 | F1 | Industrial | Food Products | New | Miscellaneous | Natural Gas | Miscellaneous | E6 | Participant - Cost of Equipment | 0 | 0 | 0 | 0 | 0 | 0 | 0 | 0 | 0 | 0 | 0 | 0 | 0 | 0 | 0 | 0 | 0 | 0 | 0 | 0 | 0 | 0 | 0 | 0 | 0 | 0 | 0 | 0 | 0 | 0
F1_Industrial_Food Products_New_Miscellaneous_Natural Gas_Miscellaneous_E7 | F1 | Industrial | Food Products | New | Miscellaneous | Natural Gas | Miscellaneous | E7 | Participant - Cost of Equipment | 0 | 0 | 0 | 0 | 0 | 0 | 0 | 0 | 0 | 0 | 0 | 0 | 0 | 0 | 0 | 0 | 0 | 0 | 0 | 0 | 0 | 0 | 0 | 0 | 0 | 0 | 0 | 0 | 0 | 0
F1_Industrial_Food Products_New_Miscellaneous_Natural Gas_Miscellaneous_E8 | F1 | Industrial | Food Products | New | Miscellaneous | Natural Gas | Miscellaneous | E8 | Participant - Cost of Equipment | 0 | 0 | 0 | 0 | 0 | 0 | 0 | 0 | 0 | 0 | 0 | 0 | 0 | 0 | 0 | 0 | 0 | 0 | 0 | 0 | 0 | 0 | 0 | 0 | 0 | 0 | 0 | 0 | 0 | 0
F1_Industrial_Food Products_New_Miscellaneous_Natural Gas_Miscellaneous_E9 | F1 | Industrial | Food Products | New | Miscellaneous | Natural Gas | Miscellaneous | E9 | Participant - Cost of Equipment | 0 | 0 | 0 | 0 | 0 | 0 | 0 | 0 | 0 | 0 | 0 | 0 | 0 | 0 | 0 | 0 | 0 | 0 | 0 | 0 | 0 | 0 | 0 | 0 | 0 | 0 | 0 | 0 | 0 | 0
F1_Industrial_Food Products_New_Miscellaneous_Natural Gas_Miscellaneous_E10 | F1 | Industrial | Food Products | New | Miscellaneous | Natural Gas | Miscellaneous | E10 | Participant - Cost of Equipment | 0 | 0 | 0 | 0 | 0 | 0 | 0 | 0 | 0 | 0 | 0 | 0 | 0 | 0 | 0 | 0 | 0 | 0 | 0 | 0 | 0 | 0 | 0 | 0 | 0 | 0 | 0 | 0 | 0 | 0
F2_Industrial_Food Products_New_Miscellaneous_Natural Gas_Miscellaneous_E1 | F2 | Industrial | Food Products | New | Miscellaneous | Natural Gas | Miscellaneous | E1 | Participant - Cost of Operation | 41.9452 | 45.8551 | 46.1697 | 46.4821 | 45.1854 | 43.8089 | 42.3282 | 41.071 | 39.7864 | 38.8604 | 37.8881 | 36.9335 | 35.9766 | 35.066 | 34.1495 | 33.229 | 32.3408 | 31.5019 | 30.6732 | 29.9377 | 29.2411 | 28.5607 | 0 | 0 | 0 | 0 | 0 | 0 | 0 | 0
F2_Industrial_Food Products_New_Miscellaneous_Natural Gas_Miscellaneous_E2 | F2 | Industrial | Food Products | New | Miscellaneous | Natural Gas | Miscellaneous | E2 | Participant - Cost of Operation | 0 | 0 | 0 | 0 | 0 | 0 | 0 | 0 | 0 | 0 | 0 | 0 | 0 | 0 | 0 | 0 | 0 | 0 | 0 | 0 | 0 | 0 | 0 | 0 | 0 | 0 | 0 | 0 | 0 | 0
F2_Industrial_Food Products_New_Miscellaneous_Natural Gas_Miscellaneous_E3 | F2 | Industrial | Food Products | New | Miscellaneous | Natural Gas | Miscellaneous | E3 | Participant - Cost of Operation | 0 | 0 | 0 | 0 | 0 | 0 | 0 | 0 | 0 | 0 | 0 | 0 | 0 | 0 | 0 | 0 | 0 | 0 | 0 | 0 | 0 | 0 | 0 | 0 | 0 | 0 | 0 | 0 | 0 | 0
F2_Industrial_Food Products_New_Miscellaneous_Natural Gas_Miscellaneous_E4 | F2 | Industrial | Food Products | New | Miscellaneous | Natural Gas | Miscellaneous | E4 | Participant - Cost of Operation | 0 | 0 | 0 | 0 | 0 | 0 | 0 | 0 | 0 | 0 | 0 | 0 | 0 | 0 | 0 | 0 | 0 | 0 | 0 | 0 | 0 | 0 | 0 | 0 | 0 | 0 | 0 | 0 | 0 | 0
F2_Industrial_Food Products_New_Miscellaneous_Natural Gas_Miscellaneous_E5 | F2 | Industrial | Food Products | New | Miscellaneous | Natural Gas | Miscellaneous | E5 | Participant - Cost of Operation | 0 | 0 | 0 | 0 | 0 | 0 | 0 | 0 | 0 | 0 | 0 | 0 | 0 | 0 | 0 | 0 | 0 | 0 | 0 | 0 | 0 | 0 | 0 | 0 | 0 | 0 | 0 | 0 | 0 | 0
F2_Industrial_Food Products_New_Miscellaneous_Natural Gas_Miscellaneous_E6 | F2 | Industrial | Food Products | New | Miscellaneous | Natural Gas | Miscellaneous | E6 | Participant - Cost of Operation | 0 | 0 | 0 | 0 | 0 | 0 | 0 | 0 | 0 | 0 | 0 | 0 | 0 | 0 | 0 | 0 | 0 | 0 | 0 | 0 | 0 | 0 | 0 | 0 | 0 | 0 | 0 | 0 | 0 | 0
F2_Industrial_Food Products_New_Miscellaneous_Natural Gas_Miscellaneous_E7 | F2 | Industrial | Food Products | New | Miscellaneous | Natural Gas | Miscellaneous | E7 | Participant - Cost of Operation | 0 | 0 | 0 | 0 | 0 | 0 | 0 | 0 | 0 | 0 | 0 | 0 | 0 | 0 | 0 | 0 | 0 | 0 | 0 | 0 | 0 | 0 | 0 | 0 | 0 | 0 | 0 | 0 | 0 | 0
F2_Industrial_Food Products_New_Miscellaneous_Natural Gas_Miscellaneous_E8 | F2 | Industrial | Food Products | New | Miscellaneous | Natural Gas | Miscellaneous | E8 | Participant - Cost of Operation | 0 | 0 | 0 | 0 | 0 | 0 | 0 | 0 | 0 | 0 | 0 | 0 | 0 | 0 | 0 | 0 | 0 | 0 | 0 | 0 | 0 | 0 | 0 | 0 | 0 | 0 | 0 | 0 | 0 | 0
F2_Industrial_Food Products_New_Miscellaneous_Natural Gas_Miscellaneous_E9 | F2 | Industrial | Food Products | New | Miscellaneous | Natural Gas | Miscellaneous | E9 | Participant - Cost of Operation | 0 | 0 | 0 | 0 | 0 | 0 | 0 | 0 | 0 | 0 | 0 | 0 | 0 | 0 | 0 | 0 | 0 | 0 | 0 | 0 | 0 | 0 | 0 | 0 | 0 | 0 | 0 | 0 | 0 | 0
F2_Industrial_Food Products_New_Miscellaneous_Natural Gas_Miscellaneous_E10 | F2 | Industrial | Food Products | New | Miscellaneous | Natural Gas | Miscellaneous | E10 | Participant - Cost of Operation | 0 | 0 | 0 | 0 | 0 | 0 | 0 | 0 | 0 | 0 | 0 | 0 | 0 | 0 | 0 | 0 | 0 | 0 | 0 | 0 | 0 | 0 | 0 | 0 | 0 | 0 | 0 | 0 | 0 | 0
F3_Industrial_Food Products_New_Miscellaneous_Natural Gas_Miscellaneous_E1 | F3 | Industrial | Food Products | New | Miscellaneous | Natural Gas | Miscellaneous | E1 | System - kBTUs of Conusmption | 6494.1588 | 6494.1588 | 6494.1588 | 6494.1588 | 6494.1588 | 6494.1588 | 6494.1588 | 6494.1588 | 6494.1588 | 6494.1588 | 6494.1588 | 6494.1588 | 6494.1588 | 6494.1588 | 6494.1588 | 6494.1588 | 6494.1588 | 6494.1588 | 6494.1588 | 6494.1588 | 6494.1588 | 6494.1588 | 0 | 0 | 0 | 0 | 0 | 0 | 0 | 0
F3_Industrial_Food Products_New_Miscellaneous_Natural Gas_Miscellaneous_E2 | F3 | Industrial | Food Products | New | Miscellaneous | Natural Gas | Miscellaneous | E2 | System - kBTUs of Conusmption | 0 | 0 | 0 | 0 | 0 | 0 | 0 | 0 | 0 | 0 | 0 | 0 | 0 | 0 | 0 | 0 | 0 | 0 | 0 | 0 | 0 | 0 | 0 | 0 | 0 | 0 | 0 | 0 | 0 | 0
F3_Industrial_Food Products_New_Miscellaneous_Natural Gas_Miscellaneous_E3 | F3 | Industrial | Food Products | New | Miscellaneous | Natural Gas | Miscellaneous | E3 | System - kBTUs of Conusmption | 0 | 0 | 0 | 0 | 0 | 0 | 0 | 0 | 0 | 0 | 0 | 0 | 0 | 0 | 0 | 0 | 0 | 0 | 0 | 0 | 0 | 0 | 0 | 0 | 0 | 0 | 0 | 0 | 0 | 0
F3_Industrial_Food Products_New_Miscellaneous_Natural Gas_Miscellaneous_E4 | F3 | Industrial | Food Products | New | Miscellaneous | Natural Gas | Miscellaneous | E4 | System - kBTUs of Conusmption | 0 | 0 | 0 | 0 | 0 | 0 | 0 | 0 | 0 | 0 | 0 | 0 | 0 | 0 | 0 | 0 | 0 | 0 | 0 | 0 | 0 | 0 | 0 | 0 | 0 | 0 | 0 | 0 | 0 | 0
F3_Industrial_Food Products_New_Miscellaneous_Natural Gas_Miscellaneous_E5 | F3 | Industrial | Food Products | New | Miscellaneous | Natural Gas | Miscellaneous | E5 | System - kBTUs of Conusmption | 0 | 0 | 0 | 0 | 0 | 0 | 0 | 0 | 0 | 0 | 0 | 0 | 0 | 0 | 0 | 0 | 0 | 0 | 0 | 0 | 0 | 0 | 0 | 0 | 0 | 0 | 0 | 0 | 0 | 0
F3_Industrial_Food Products_New_Miscellaneous_Natural Gas_Miscellaneous_E6 | F3 | Industrial | Food Products | New | Miscellaneous | Natural Gas | Miscellaneous | E6 | System - kBTUs of Conusmption | 0 | 0 | 0 | 0 | 0 | 0 | 0 | 0 | 0 | 0 | 0 | 0 | 0 | 0 | 0 | 0 | 0 | 0 | 0 | 0 | 0 | 0 | 0 | 0 | 0 | 0 | 0 | 0 | 0 | 0
F3_Industrial_Food Products_New_Miscellaneous_Natural Gas_Miscellaneous_E7 | F3 | Industrial | Food Products | New | Miscellaneous | Natural Gas | Miscellaneous | E7 | System - kBTUs of Conusmption | 0 | 0 | 0 | 0 | 0 | 0 | 0 | 0 | 0 | 0 | 0 | 0 | 0 | 0 | 0 | 0 | 0 | 0 | 0 | 0 | 0 | 0 | 0 | 0 | 0 | 0 | 0 | 0 | 0 | 0
F3_Industrial_Food Products_New_Miscellaneous_Natural Gas_Miscellaneous_E8 | F3 | Industrial | Food Products | New | Miscellaneous | Natural Gas | Miscellaneous | E8 | System - kBTUs of Conusmption | 0 | 0 | 0 | 0 | 0 | 0 | 0 | 0 | 0 | 0 | 0 | 0 | 0 | 0 | 0 | 0 | 0 | 0 | 0 | 0 | 0 | 0 | 0 | 0 | 0 | 0 | 0 | 0 | 0 | 0
F3_Industrial_Food Products_New_Miscellaneous_Natural Gas_Miscellaneous_E9 | F3 | Industrial | Food Products | New | Miscellaneous | Natural Gas | Miscellaneous | E9 | System - kBTUs of Conusmption | 0 | 0 | 0 | 0 | 0 | 0 | 0 | 0 | 0 | 0 | 0 | 0 | 0 | 0 | 0 | 0 | 0 | 0 | 0 | 0 | 0 | 0 | 0 | 0 | 0 | 0 | 0 | 0 | 0 | 0
F3_Industrial_Food Products_New_Miscellaneous_Natural Gas_Miscellaneous_E10 | F3 | Industrial | Food Products | New | Miscellaneous | Natural Gas | Miscellaneous | E10 | System - kBTUs of Conusmption | 0 | 0 | 0 | 0 | 0 | 0 | 0 | 0 | 0 | 0 | 0 | 0 | 0 | 0 | 0 | 0 | 0 | 0 | 0 | 0 | 0 | 0 | 0 | 0 | 0 | 0 | 0 | 0 | 0 | 0
F4_Industrial_Food Products_New_Miscellaneous_Natural Gas_Miscellaneous_E1 | F4 | Industrial | Food Products | New | Miscellaneous | Natural Gas | Miscellaneous | E1 | Utility - Cost of Equipment | 0.22938 | 0.22938 | 0.22938 | 0.22938 | 0.22938 | 0.22938 | 0.22938 | 0.22938 | 0.22938 | 0.22938 | 0.22938 | 0.22938 | 0.22938 | 0.22938 | 0.22938 | 0.22938 | 0.22938 | 0.22938 | 0.22938 | 0.22938 | 0.22938 | 0.22938 | 0 | 0 | 0 | 0 | 0 | 0 | 0 | 0
F4_Industrial_Food Products_New_Miscellaneous_Natural Gas_Miscellaneous_E2 | F4 | Industrial | Food Products | New | Miscellaneous | Natural Gas | Miscellaneous | E2 | Utility - Cost of Equipment | 0 | 0 | 0 | 0 | 0 | 0 | 0 | 0 | 0 | 0 | 0 | 0 | 0 | 0 | 0 | 0 | 0 | 0 | 0 | 0 | 0 | 0 | 0 | 0 | 0 | 0 | 0 | 0 | 0 | 0
F4_Industrial_Food Products_New_Miscellaneous_Natural Gas_Miscellaneous_E3 | F4 | Industrial | Food Products | New | Miscellaneous | Natural Gas | Miscellaneous | E3 | Utility - Cost of Equipment | 0 | 0 | 0 | 0 | 0 | 0 | 0 | 0 | 0 | 0 | 0 | 0 | 0 | 0 | 0 | 0 | 0 | 0 | 0 | 0 | 0 | 0 | 0 | 0 | 0 | 0 | 0 | 0 | 0 | 0
F4_Industrial_Food Products_New_Miscellaneous_Natural Gas_Miscellaneous_E4 | F4 | Industrial | Food Products | New | Miscellaneous | Natural Gas | Miscellaneous | E4 | Utility - Cost of Equipment | 0 | 0 | 0 | 0 | 0 | 0 | 0 | 0 | 0 | 0 | 0 | 0 | 0 | 0 | 0 | 0 | 0 | 0 | 0 | 0 | 0 | 0 | 0 | 0 | 0 | 0 | 0 | 0 | 0 | 0
F4_Industrial_Food Products_New_Miscellaneous_Natural Gas_Miscellaneous_E5 | F4 | Industrial | Food Products | New | Miscellaneous | Natural Gas | Miscellaneous | E5 | Utility - Cost of Equipment | 0 | 0 | 0 | 0 | 0 | 0 | 0 | 0 | 0 | 0 | 0 | 0 | 0 | 0 | 0 | 0 | 0 | 0 | 0 | 0 | 0 | 0 | 0 | 0 | 0 | 0 | 0 | 0 | 0 | 0
F4_Industrial_Food Products_New_Miscellaneous_Natural Gas_Miscellaneous_E6 | F4 | Industrial | Food Products | New | Miscellaneous | Natural Gas | Miscellaneous | E6 | Utility - Cost of Equipment | 0 | 0 | 0 | 0 | 0 | 0 | 0 | 0 | 0 | 0 | 0 | 0 | 0 | 0 | 0 | 0 | 0 | 0 | 0 | 0 | 0 | 0 | 0 | 0 | 0 | 0 | 0 | 0 | 0 | 0
F4_Industrial_Food Products_New_Miscellaneous_Natural Gas_Miscellaneous_E7 | F4 | Industrial | Food Products | New | Miscellaneous | Natural Gas | Miscellaneous | E7 | Utility - Cost of Equipment | 0 | 0 | 0 | 0 | 0 | 0 | 0 | 0 | 0 | 0 | 0 | 0 | 0 | 0 | 0 | 0 | 0 | 0 | 0 | 0 | 0 | 0 | 0 | 0 | 0 | 0 | 0 | 0 | 0 | 0
F4_Industrial_Food Products_New_Miscellaneous_Natural Gas_Miscellaneous_E8 | F4 | Industrial | Food Products | New | Miscellaneous | Natural Gas | Miscellaneous | E8 | Utility - Cost of Equipment | 0 | 0 | 0 | 0 | 0 | 0 | 0 | 0 | 0 | 0 | 0 | 0 | 0 | 0 | 0 | 0 | 0 | 0 | 0 | 0 | 0 | 0 | 0 | 0 | 0 | 0 | 0 | 0 | 0 | 0
F4_Industrial_Food Products_New_Miscellaneous_Natural Gas_Miscellaneous_E9 | F4 | Industrial | Food Products | New | Miscellaneous | Natural Gas | Miscellaneous | E9 | Utility - Cost of Equipment | 0 | 0 | 0 | 0 | 0 | 0 | 0 | 0 | 0 | 0 | 0 | 0 | 0 | 0 | 0 | 0 | 0 | 0 | 0 | 0 | 0 | 0 | 0 | 0 | 0 | 0 | 0 | 0 | 0 | 0
F4_Industrial_Food Products_New_Miscellaneous_Natural Gas_Miscellaneous_E10 | F4 | Industrial | Food Products | New | Miscellaneous | Natural Gas | Miscellaneous | E10 | Utility - Cost of Equipment | 0 | 0 | 0 | 0 | 0 | 0 | 0 | 0 | 0 | 0 | 0 | 0 | 0 | 0 | 0 | 0 | 0 | 0 | 0 | 0 | 0 | 0 | 0 | 0 | 0 | 0 | 0 | 0 | 0 | 0
F5_Industrial_Food Products_New_Miscellaneous_Natural Gas_Miscellaneous_E1 | F5 | Industrial | Food Products | New | Miscellaneous | Natural Gas | Miscellaneous | E1 | Utility - Cost of Operation | 35.0107 | 38.2743 | 38.5369 | 38.7976 | 37.7153 | 36.5664 | 35.3304 | 34.2811 | 33.2089 | 32.436 | 31.6244 | 30.8276 | 30.029 | 29.2689 | 28.5039 | 27.7356 | 26.9942 | 26.294 | 25.6023 | 24.9884 | 24.4069 | 23.839 | 0 | 0 | 0 | 0 | 0 | 0 | 0 | 0
F5_Industrial_Food Products_New_Miscellaneous_Natural Gas_Miscellaneous_E2 | F5 | Industrial | Food Products | New | Miscellaneous | Natural Gas | Miscellaneous | E2 | Utility - Cost of Operation | 0 | 0 | 0 | 0 | 0 | 0 | 0 | 0 | 0 | 0 | 0 | 0 | 0 | 0 | 0 | 0 | 0 | 0 | 0 | 0 | 0 | 0 | 0 | 0 | 0 | 0 | 0 | 0 | 0 | 0
F5_Industrial_Food Products_New_Miscellaneous_Natural Gas_Miscellaneous_E3 | F5 | Industrial | Food Products | New | Miscellaneous | Natural Gas | Miscellaneous | E3 | Utility - Cost of Operation | 0 | 0 | 0 | 0 | 0 | 0 | 0 | 0 | 0 | 0 | 0 | 0 | 0 | 0 | 0 | 0 | 0 | 0 | 0 | 0 | 0 | 0 | 0 | 0 | 0 | 0 | 0 | 0 | 0 | 0
F5_Industrial_Food Products_New_Miscellaneous_Natural Gas_Miscellaneous_E4 | F5 | Industrial | Food Products | New | Miscellaneous | Natural Gas | Miscellaneous | E4 | Utility - Cost of Operation | 0 | 0 | 0 | 0 | 0 | 0 | 0 | 0 | 0 | 0 | 0 | 0 | 0 | 0 | 0 | 0 | 0 | 0 | 0 | 0 | 0 | 0 | 0 | 0 | 0 | 0 | 0 | 0 | 0 | 0
F5_Industrial_Food Products_New_Miscellaneous_Natural Gas_Miscellaneous_E5 | F5 | Industrial | Food Products | New | Miscellaneous | Natural Gas | Miscellaneous | E5 | Utility - Cost of Operation | 0 | 0 | 0 | 0 | 0 | 0 | 0 | 0 | 0 | 0 | 0 | 0 | 0 | 0 | 0 | 0 | 0 | 0 | 0 | 0 | 0 | 0 | 0 | 0 | 0 | 0 | 0 | 0 | 0 | 0
F5_Industrial_Food Products_New_Miscellaneous_Natural Gas_Miscellaneous_E6 | F5 | Industrial | Food Products | New | Miscellaneous | Natural Gas | Miscellaneous | E6 | Utility - Cost of Operation | 0 | 0 | 0 | 0 | 0 | 0 | 0 | 0 | 0 | 0 | 0 | 0 | 0 | 0 | 0 | 0 | 0 | 0 | 0 | 0 | 0 | 0 | 0 | 0 | 0 | 0 | 0 | 0 | 0 | 0
F5_Industrial_Food Products_New_Miscellaneous_Natural Gas_Miscellaneous_E7 | F5 | Industrial | Food Products | New | Miscellaneous | Natural Gas | Miscellaneous | E7 | Utility - Cost of Operation | 0 | 0 | 0 | 0 | 0 | 0 | 0 | 0 | 0 | 0 | 0 | 0 | 0 | 0 | 0 | 0 | 0 | 0 | 0 | 0 | 0 | 0 | 0 | 0 | 0 | 0 | 0 | 0 | 0 | 0
F5_Industrial_Food Products_New_Miscellaneous_Natural Gas_Miscellaneous_E8 | F5 | Industrial | Food Products | New | Miscellaneous | Natural Gas | Miscellaneous | E8 | Utility - Cost of Operation | 0 | 0 | 0 | 0 | 0 | 0 | 0 | 0 | 0 | 0 | 0 | 0 | 0 | 0 | 0 | 0 | 0 | 0 | 0 | 0 | 0 | 0 | 0 | 0 | 0 | 0 | 0 | 0 | 0 | 0
F5_Industrial_Food Products_New_Miscellaneous_Natural Gas_Miscellaneous_E9 | F5 | Industrial | Food Products | New | Miscellaneous | Natural Gas | Miscellaneous | E9 | Utility - Cost of Operation | 0 | 0 | 0 | 0 | 0 | 0 | 0 | 0 | 0 | 0 | 0 | 0 | 0 | 0 | 0 | 0 | 0 | 0 | 0 | 0 | 0 | 0 | 0 | 0 | 0 | 0 | 0 | 0 | 0 | 0
F5_Industrial_Food Products_New_Miscellaneous_Natural Gas_Miscellaneous_E10 | F5 | Industrial | Food Products | New | Miscellaneous | Natural Gas | Miscellaneous | E10 | Utility - Cost of Operation | 0 | 0 | 0 | 0 | 0 | 0 | 0 | 0 | 0 | 0 | 0 | 0 | 0 | 0 | 0 | 0 | 0 | 0 | 0 | 0 | 0 | 0 | 0 | 0 | 0 | 0 | 0 | 0 | 0 | 0
F6_Industrial_Food Products_New_Miscellaneous_Natural Gas_Miscellaneous_E1 | F6 | Industrial | Food Products | New | Miscellaneous | Natural Gas | Miscellaneous | E1 | Utility - Value of Sales | 41.9452 | 45.8551 | 46.1697 | 46.4821 | 45.1854 | 43.8089 | 42.3282 | 41.071 | 39.7864 | 38.8604 | 37.8881 | 36.9335 | 35.9766 | 35.066 | 34.1495 | 33.229 | 32.3408 | 31.5019 | 30.6732 | 29.9377 | 29.2411 | 28.5607 | 0 | 0 | 0 | 0 | 0 | 0 | 0 | 0
F6_Industrial_Food Products_New_Miscellaneous_Natural Gas_Miscellaneous_E2 | F6 | Industrial | Food Products | New | Miscellaneous | Natural Gas | Miscellaneous | E2 | Utility - Value of Sales | 0 | 0 | 0 | 0 | 0 | 0 | 0 | 0 | 0 | 0 | 0 | 0 | 0 | 0 | 0 | 0 | 0 | 0 | 0 | 0 | 0 | 0 | 0 | 0 | 0 | 0 | 0 | 0 | 0 | 0
F6_Industrial_Food Products_New_Miscellaneous_Natural Gas_Miscellaneous_E3 | F6 | Industrial | Food Products | New | Miscellaneous | Natural Gas | Miscellaneous | E3 | Utility - Value of Sales | 0 | 0 | 0 | 0 | 0 | 0 | 0 | 0 | 0 | 0 | 0 | 0 | 0 | 0 | 0 | 0 | 0 | 0 | 0 | 0 | 0 | 0 | 0 | 0 | 0 | 0 | 0 | 0 | 0 | 0
F6_Industrial_Food Products_New_Miscellaneous_Natural Gas_Miscellaneous_E4 | F6 | Industrial | Food Products | New | Miscellaneous | Natural Gas | Miscellaneous | E4 | Utility - Value of Sales | 0 | 0 | 0 | 0 | 0 | 0 | 0 | 0 | 0 | 0 | 0 | 0 | 0 | 0 | 0 | 0 | 0 | 0 | 0 | 0 | 0 | 0 | 0 | 0 | 0 | 0 | 0 | 0 | 0 | 0
F6_Industrial_Food Products_New_Miscellaneous_Natural Gas_Miscellaneous_E5 | F6 | Industrial | Food Products | New | Miscellaneous | Natural Gas | Miscellaneous | E5 | Utility - Value of Sales | 0 | 0 | 0 | 0 | 0 | 0 | 0 | 0 | 0 | 0 | 0 | 0 | 0 | 0 | 0 | 0 | 0 | 0 | 0 | 0 | 0 | 0 | 0 | 0 | 0 | 0 | 0 | 0 | 0 | 0
F6_Industrial_Food Products_New_Miscellaneous_Natural Gas_Miscellaneous_E6 | F6 | Industrial | Food Products | New | Miscellaneous | Natural Gas | Miscellaneous | E6 | Utility - Value of Sales | 0 | 0 | 0 | 0 | 0 | 0 | 0 | 0 | 0 | 0 | 0 | 0 | 0 | 0 | 0 | 0 | 0 | 0 | 0 | 0 | 0 | 0 | 0 | 0 | 0 | 0 | 0 | 0 | 0 | 0
F6_Industrial_Food Products_New_Miscellaneous_Natural Gas_Miscellaneous_E7 | F6 | Industrial | Food Products | New | Miscellaneous | Natural Gas | Miscellaneous | E7 | Utility - Value of Sales | 0 | 0 | 0 | 0 | 0 | 0 | 0 | 0 | 0 | 0 | 0 | 0 | 0 | 0 | 0 | 0 | 0 | 0 | 0 | 0 | 0 | 0 | 0 | 0 | 0 | 0 | 0 | 0 | 0 | 0
F6_Industrial_Food Products_New_Miscellaneous_Natural Gas_Miscellaneous_E8 | F6 | Industrial | Food Products | New | Miscellaneous | Natural Gas | Miscellaneous | E8 | Utility - Value of Sales | 0 | 0 | 0 | 0 | 0 | 0 | 0 | 0 | 0 | 0 | 0 | 0 | 0 | 0 | 0 | 0 | 0 | 0 | 0 | 0 | 0 | 0 | 0 | 0 | 0 | 0 | 0 | 0 | 0 | 0
F6_Industrial_Food Products_New_Miscellaneous_Natural Gas_Miscellaneous_E9 | F6 | Industrial | Food Products | New | Miscellaneous | Natural Gas | Miscellaneous | E9 | Utility - Value of Sales | 0 | 0 | 0 | 0 | 0 | 0 | 0 | 0 | 0 | 0 | 0 | 0 | 0 | 0 | 0 | 0 | 0 | 0 | 0 | 0 | 0 | 0 | 0 | 0 | 0 | 0 | 0 | 0 | 0 | 0
F6_Industrial_Food Products_New_Miscellaneous_Natural Gas_Miscellaneous_E10 | F6 | Industrial | Food Products | New | Miscellaneous | Natural Gas | Miscellaneous | E10 | Utility - Value of Sales | 0 | 0 | 0 | 0 | 0 | 0 | 0 | 0 | 0 | 0 | 0 | 0 | 0 | 0 | 0 | 0 | 0 | 0 | 0 | 0 | 0 | 0 | 0 | 0 | 0 | 0 | 0 | 0 | 0 | 0
F1_Industrial_Agriculture_Existing_Space Heating_Natural Gas_Furnace_E1 | F1 | Industrial | Agriculture | Existing | Space Heating | Natural Gas | Furnace | E1 | Participant - Cost of Equipment | 3.2081 | 3.2081 | 3.2081 | 3.2081 | 3.2081 | 3.2081 | 3.2081 | 3.2081 | 3.2081 | 3.2081 | 3.2081 | 3.2081 | 3.2081 | 3.2081 | 3.2081 | 3.2081 | 3.2081 | 3.2081 | 3.2081 | 3.2081 | 3.2081 | 3.2081 | 0 | 0 | 0 | 0 | 0 | 0 | 0 | 0
F1_Industrial_Agriculture_Existing_Space Heating_Natural Gas_Furnace_E2 | F1 | Industrial | Agriculture | Existing | Space Heating | Natural Gas | Furnace | E2 | Participant - Cost of Equipment | 3.8497 | 3.8497 | 3.8497 | 3.8497 | 3.8497 | 3.8497 | 3.8497 | 3.8497 | 3.8497 | 3.8497 | 3.8497 | 3.8497 | 3.8497 | 3.8497 | 3.8497 | 3.8497 | 3.8497 | 3.8497 | 3.8497 | 3.8497 | 3.8497 | 3.8497 | 0 | 0 | 0 | 0 | 0 | 0 | 0 | 0
F1_Industrial_Agriculture_Existing_Space Heating_Natural Gas_Furnace_E3 | F1 | Industrial | Agriculture | Existing | Space Heating | Natural Gas | Furnace | E3 | Participant - Cost of Equipment | 4.4913 | 4.4913 | 4.4913 | 4.4913 | 4.4913 | 4.4913 | 4.4913 | 4.4913 | 4.4913 | 4.4913 | 4.4913 | 4.4913 | 4.4913 | 4.4913 | 4.4913 | 4.4913 | 4.4913 | 4.4913 | 4.4913 | 4.4913 | 4.4913 | 4.4913 | 0 | 0 | 0 | 0 | 0 | 0 | 0 | 0
F1_Industrial_Agriculture_Existing_Space Heating_Natural Gas_Furnace_E4 | F1 | Industrial | Agriculture | Existing | Space Heating | Natural Gas | Furnace | E4 | Participant - Cost of Equipment | 0 | 0 | 0 | 0 | 0 | 0 | 0 | 0 | 0 | 0 | 0 | 0 | 0 | 0 | 0 | 0 | 0 | 0 | 0 | 0 | 0 | 0 | 0 | 0 | 0 | 0 | 0 | 0 | 0 | 0
F1_Industrial_Agriculture_Existing_Space Heating_Natural Gas_Furnace_E5 | F1 | Industrial | Agriculture | Existing | Space Heating | Natural Gas | Furnace | E5 | Participant - Cost of Equipment | 0 | 0 | 0 | 0 | 0 | 0 | 0 | 0 | 0 | 0 | 0 | 0 | 0 | 0 | 0 | 0 | 0 | 0 | 0 | 0 | 0 | 0 | 0 | 0 | 0 | 0 | 0 | 0 | 0 | 0
F1_Industrial_Agriculture_Existing_Space Heating_Natural Gas_Furnace_E6 | F1 | Industrial | Agriculture | Existing | Space Heating | Natural Gas | Furnace | E6 | Participant - Cost of Equipment | 0 | 0 | 0 | 0 | 0 | 0 | 0 | 0 | 0 | 0 | 0 | 0 | 0 | 0 | 0 | 0 | 0 | 0 | 0 | 0 | 0 | 0 | 0 | 0 | 0 | 0 | 0 | 0 | 0 | 0
F1_Industrial_Agriculture_Existing_Space Heating_Natural Gas_Furnace_E7 | F1 | Industrial | Agriculture | Existing | Space Heating | Natural Gas | Furnace | E7 | Participant - Cost of Equipment | 0 | 0 | 0 | 0 | 0 | 0 | 0 | 0 | 0 | 0 | 0 | 0 | 0 | 0 | 0 | 0 | 0 | 0 | 0 | 0 | 0 | 0 | 0 | 0 | 0 | 0 | 0 | 0 | 0 | 0
F1_Industrial_Agriculture_Existing_Space Heating_Natural Gas_Furnace_E8 | F1 | Industrial | Agriculture | Existing | Space Heating | Natural Gas | Furnace | E8 | Participant - Cost of Equipment | 0 | 0 | 0 | 0 | 0 | 0 | 0 | 0 | 0 | 0 | 0 | 0 | 0 | 0 | 0 | 0 | 0 | 0 | 0 | 0 | 0 | 0 | 0 | 0 | 0 | 0 | 0 | 0 | 0 | 0
F1_Industrial_Agriculture_Existing_Space Heating_Natural Gas_Furnace_E9 | F1 | Industrial | Agriculture | Existing | Space Heating | Natural Gas | Furnace | E9 | Participant - Cost of Equipment | 0 | 0 | 0 | 0 | 0 | 0 | 0 | 0 | 0 | 0 | 0 | 0 | 0 | 0 | 0 | 0 | 0 | 0 | 0 | 0 | 0 | 0 | 0 | 0 | 0 | 0 | 0 | 0 | 0 | 0
F1_Industrial_Agriculture_Existing_Space Heating_Natural Gas_Furnace_E10 | F1 | Industrial | Agriculture | Existing | Space Heating | Natural Gas | Furnace | E10 | Participant - Cost of Equipment | 0 | 0 | 0 | 0 | 0 | 0 | 0 | 0 | 0 | 0 | 0 | 0 | 0 | 0 | 0 | 0 | 0 | 0 | 0 | 0 | 0 | 0 | 0 | 0 | 0 | 0 | 0 | 0 | 0 | 0
F2_Industrial_Agriculture_Existing_Space Heating_Natural Gas_Furnace_E1 | F2 | Industrial | Agriculture | Existing | Space Heating | Natural Gas | Furnace | E1 | Participant - Cost of Operation | 53.4175 | 54.0094 | 53.1548 | 52.336 | 50.9298 | 49.5383 | 48.1391 | 46.862 | 45.5918 | 44.4833 | 43.3776 | 42.3027 | 41.2494 | 40.2367 | 39.2443 | 38.2717 | 37.3303 | 36.428 | 35.5463 | 34.7172 | 33.9204 | 33.1481 | 0 | 0 | 0 | 0 | 0 | 0 | 0 | 0
F2_Industrial_Agriculture_Existing_Space Heating_Natural Gas_Furnace_E2 | F2 | Industrial | Agriculture | Existing | Space Heating | Natural Gas | Furnace | E2 | Participant - Cost of Operation | 47.484 | 48.0101 | 47.2505 | 46.5226 | 45.2726 | 44.0357 | 42.7918 | 41.6566 | 40.5276 | 39.5422 | 38.5593 | 37.6038 | 36.6675 | 35.7672 | 34.8851 | 34.0205 | 33.1837 | 32.3816 | 31.5978 | 30.8608 | 30.1526 | 29.466 | 0 | 0 | 0 | 0 | 0 | 0 | 0 | 0
F2_Industrial_Agriculture_Existing_Space Heating_Natural Gas_Furnace_E3 | F2 | Industrial | Agriculture | Existing | Space Heating | Natural Gas | Furnace | E3 | Participant - Cost of Operation | 44.512 | 45.0052 | 44.2931 | 43.6107 | 42.439 | 41.2795 | 40.1135 | 39.0493 | 37.9909 | 37.0673 | 36.1458 | 35.2502 | 34.3725 | 33.5286 | 32.7017 | 31.8912 | 31.1068 | 30.3549 | 29.6201 | 28.9293 | 28.2653 | 27.6218 | 0 | 0 | 0 | 0 | 0 | 0 | 0 | 0
F2_Industrial_Agriculture_Existing_Space Heating_Natural Gas_Furnace_E4 | F2 | Industrial | Agriculture | Existing | Space Heating | Natural Gas | Furnace | E4 | Participant - Cost of Operation | 0 | 0 | 0 | 0 | 0 | 0 | 0 | 0 | 0 | 0 | 0 | 0 | 0 | 0 | 0 | 0 | 0 | 0 | 0 | 0 | 0 | 0 | 0 | 0 | 0 | 0 | 0 | 0 | 0 | 0
F2_Industrial_Agriculture_Existing_Space Heating_Natural Gas_Furnace_E5 | F2 | Industrial | Agriculture | Existing | Space Heating | Natural Gas | Furnace | E5 | Participant - Cost of Operation | 0 | 0 | 0 | 0 | 0 | 0 | 0 | 0 | 0 | 0 | 0 | 0 | 0 | 0 | 0 | 0 | 0 | 0 | 0 | 0 | 0 | 0 | 0 | 0 | 0 | 0 | 0 | 0 | 0 | 0
F2_Industrial_Agriculture_Existing_Space Heating_Natural Gas_Furnace_E6 | F2 | Industrial | Agriculture | Existing | Space Heating | Natural Gas | Furnace | E6 | Participant - Cost of Operation | 0 | 0 | 0 | 0 | 0 | 0 | 0 | 0 | 0 | 0 | 0 | 0 | 0 | 0 | 0 | 0 | 0 | 0 | 0 | 0 | 0 | 0 | 0 | 0 | 0 | 0 | 0 | 0 | 0 | 0
F2_Industrial_Agriculture_Existing_Space Heating_Natural Gas_Furnace_E7 | F2 | Industrial | Agriculture | Existing | Space Heating | Natural Gas | Furnace | E7 | Participant - Cost of Operation | 0 | 0 | 0 | 0 | 0 | 0 | 0 | 0 | 0 | 0 | 0 | 0 | 0 | 0 | 0 | 0 | 0 | 0 | 0 | 0 | 0 | 0 | 0 | 0 | 0 | 0 | 0 | 0 | 0 | 0
F2_Industrial_Agriculture_Existing_Space Heating_Natural Gas_Furnace_E8 | F2 | Industrial | Agriculture | Existing | Space Heating | Natural Gas | Furnace | E8 | Participant - Cost of Operation | 0 | 0 | 0 | 0 | 0 | 0 | 0 | 0 | 0 | 0 | 0 | 0 | 0 | 0 | 0 | 0 | 0 | 0 | 0 | 0 | 0 | 0 | 0 | 0 | 0 | 0 | 0 | 0 | 0 | 0
F2_Industrial_Agriculture_Existing_Space Heating_Natural Gas_Furnace_E9 | F2 | Industrial | Agriculture | Existing | Space Heating | Natural Gas | Furnace | E9 | Participant - Cost of Operation | 0 | 0 | 0 | 0 | 0 | 0 | 0 | 0 | 0 | 0 | 0 | 0 | 0 | 0 | 0 | 0 | 0 | 0 | 0 | 0 | 0 | 0 | 0 | 0 | 0 | 0 | 0 | 0 | 0 | 0
F2_Industrial_Agriculture_Existing_Space Heating_Natural Gas_Furnace_E10 | F2 | Industrial | Agriculture | Existing | Space Heating | Natural Gas | Furnace | E10 | Participant - Cost of Operation | 0 | 0 | 0 | 0 | 0 | 0 | 0 | 0 | 0 | 0 | 0 | 0 | 0 | 0 | 0 | 0 | 0 | 0 | 0 | 0 | 0 | 0 | 0 | 0 | 0 | 0 | 0 | 0 | 0 | 0
F3_Industrial_Agriculture_Existing_Space Heating_Natural Gas_Furnace_E1 | F3 | Industrial | Agriculture | Existing | Space Heating | Natural Gas | Furnace | E1 | System - kBTUs of Conusmption | 8805.1303 | 8805.1303 | 8805.1303 | 8805.1303 | 8805.1303 | 8805.1303 | 8805.1303 | 8805.1303 | 8805.1303 | 8805.1303 | 8805.1303 | 8805.1303 | 8805.1303 | 8805.1303 | 8805.1303 | 8805.1303 | 8805.1303 | 8805.1303 | 8805.1303 | 8805.1303 | 8805.1303 | 8805.1303 | 0 | 0 | 0 | 0 | 0 | 0 | 0 | 0
F3_Industrial_Agriculture_Existing_Space Heating_Natural Gas_Furnace_E2 | F3 | Industrial | Agriculture | Existing | Space Heating | Natural Gas | Furnace | E2 | System - kBTUs of Conusmption | 7827.0704 | 7827.0704 | 7827.0704 | 7827.0704 | 7827.0704 | 7827.0704 | 7827.0704 | 7827.0704 | 7827.0704 | 7827.0704 | 7827.0704 | 7827.0704 | 7827.0704 | 7827.0704 | 7827.0704 | 7827.0704 | 7827.0704 | 7827.0704 | 7827.0704 | 7827.0704 | 7827.0704 | 7827.0704 | 0 | 0 | 0 | 0 | 0 | 0 | 0 | 0
F3_Industrial_Agriculture_Existing_Space Heating_Natural Gas_Furnace_E3 | F3 | Industrial | Agriculture | Existing | Space Heating | Natural Gas | Furnace | E3 | System - kBTUs of Conusmption | 7337.1765 | 7337.1765 | 7337.1765 | 7337.1765 | 7337.1765 | 7337.1765 | 7337.1765 | 7337.1765 | 7337.1765 | 7337.1765 | 7337.1765 | 7337.1765 | 7337.1765 | 7337.1765 | 7337.1765 | 7337.1765 | 7337.1765 | 7337.1765 | 7337.1765 | 7337.1765 | 7337.1765 | 7337.1765 | 0 | 0 | 0 | 0 | 0 | 0 | 0 | 0
F3_Industrial_Agriculture_Existing_Space Heating_Natural Gas_Furnace_E4 | F3 | Industrial | Agriculture | Existing | Space Heating | Natural Gas | Furnace | E4 | System - kBTUs of Conusmption | 0 | 0 | 0 | 0 | 0 | 0 | 0 | 0 | 0 | 0 | 0 | 0 | 0 | 0 | 0 | 0 | 0 | 0 | 0 | 0 | 0 | 0 | 0 | 0 | 0 | 0 | 0 | 0 | 0 | 0
F3_Industrial_Agriculture_Existing_Space Heating_Natural Gas_Furnace_E5 | F3 | Industrial | Agriculture | Existing | Space Heating | Natural Gas | Furnace | E5 | System - kBTUs of Conusmption | 0 | 0 | 0 | 0 | 0 | 0 | 0 | 0 | 0 | 0 | 0 | 0 | 0 | 0 | 0 | 0 | 0 | 0 | 0 | 0 | 0 | 0 | 0 | 0 | 0 | 0 | 0 | 0 | 0 | 0
F3_Industrial_Agriculture_Existing_Space Heating_Natural Gas_Furnace_E6 | F3 | Industrial | Agriculture | Existing | Space Heating | Natural Gas | Furnace | E6 | System - kBTUs of Conusmption | 0 | 0 | 0 | 0 | 0 | 0 | 0 | 0 | 0 | 0 | 0 | 0 | 0 | 0 | 0 | 0 | 0 | 0 | 0 | 0 | 0 | 0 | 0 | 0 | 0 | 0 | 0 | 0 | 0 | 0
F3_Industrial_Agriculture_Existing_Space Heating_Natural Gas_Furnace_E7 | F3 | Industrial | Agriculture | Existing | Space Heating | Natural Gas | Furnace | E7 | System - kBTUs of Conusmption | 0 | 0 | 0 | 0 | 0 | 0 | 0 | 0 | 0 | 0 | 0 | 0 | 0 | 0 | 0 | 0 | 0 | 0 | 0 | 0 | 0 | 0 | 0 | 0 | 0 | 0 | 0 | 0 | 0 | 0
F3_Industrial_Agriculture_Existing_Space Heating_Natural Gas_Furnace_E8 | F3 | Industrial | Agriculture | Existing | Space Heating | Natural Gas | Furnace | E8 | System - kBTUs of Conusmption | 0 | 0 | 0 | 0 | 0 | 0 | 0 | 0 | 0 | 0 | 0 | 0 | 0 | 0 | 0 | 0 | 0 | 0 | 0 | 0 | 0 | 0 | 0 | 0 | 0 | 0 | 0 | 0 | 0 | 0
F3_Industrial_Agriculture_Existing_Space Heating_Natural Gas_Furnace_E9 | F3 | Industrial | Agriculture | Existing | Space Heating | Natural Gas | Furnace | E9 | System - kBTUs of Conusmption | 0 | 0 | 0 | 0 | 0 | 0 | 0 | 0 | 0 | 0 | 0 | 0 | 0 | 0 | 0 | 0 | 0 | 0 | 0 | 0 | 0 | 0 | 0 | 0 | 0 | 0 | 0 | 0 | 0 | 0
F3_Industrial_Agriculture_Existing_Space Heating_Natural Gas_Furnace_E10 | F3 | Industrial | Agriculture | Existing | Space Heating | Natural Gas | Furnace | E10 | System - kBTUs of Conusmption | 0 | 0 | 0 | 0 | 0 | 0 | 0 | 0 | 0 | 0 | 0 | 0 | 0 | 0 | 0 | 0 | 0 | 0 | 0 | 0 | 0 | 0 | 0 | 0 | 0 | 0 | 0 | 0 | 0 | 0
F4_Industrial_Agriculture_Existing_Space Heating_Natural Gas_Furnace_E1 | F4 | Industrial | Agriculture | Existing | Space Heating | Natural Gas | Furnace | E1 | Utility - Cost of Equipment | 3.2081 | 3.2081 | 3.2081 | 3.2081 | 3.2081 | 3.2081 | 3.2081 | 3.2081 | 3.2081 | 3.2081 | 3.2081 | 3.2081 | 3.2081 | 3.2081 | 3.2081 | 3.2081 | 3.2081 | 3.2081 | 3.2081 | 3.2081 | 3.2081 | 3.2081 | 0 | 0 | 0 | 0 | 0 | 0 | 0 | 0
F4_Industrial_Agriculture_Existing_Space Heating_Natural Gas_Furnace_E2 | F4 | Industrial | Agriculture | Existing | Space Heating | Natural Gas | Furnace | E2 | Utility - Cost of Equipment | 3.8497 | 3.8497 | 3.8497 | 3.8497 | 3.8497 | 3.8497 | 3.8497 | 3.8497 | 3.8497 | 3.8497 | 3.8497 | 3.8497 | 3.8497 | 3.8497 | 3.8497 | 3.8497 | 3.8497 | 3.8497 | 3.8497 | 3.8497 | 3.8497 | 3.8497 | 0 | 0 | 0 | 0 | 0 | 0 | 0 | 0
F4_Industrial_Agriculture_Existing_Space Heating_Natural Gas_Furnace_E3 | F4 | Industrial | Agriculture | Existing | Space Heating | Natural Gas | Furnace | E3 | Utility - Cost of Equipment | 4.4913 | 4.4913 | 4.4913 | 4.4913 | 4.4913 | 4.4913 | 4.4913 | 4.4913 | 4.4913 | 4.4913 | 4.4913 | 4.4913 | 4.4913 | 4.4913 | 4.4913 | 4.4913 | 4.4913 | 4.4913 | 4.4913 | 4.4913 | 4.4913 | 4.4913 | 0 | 0 | 0 | 0 | 0 | 0 | 0 | 0
F4_Industrial_Agriculture_Existing_Space Heating_Natural Gas_Furnace_E4 | F4 | Industrial | Agriculture | Existing | Space Heating | Natural Gas | Furnace | E4 | Utility - Cost of Equipment | 0 | 0 | 0 | 0 | 0 | 0 | 0 | 0 | 0 | 0 | 0 | 0 | 0 | 0 | 0 | 0 | 0 | 0 | 0 | 0 | 0 | 0 | 0 | 0 | 0 | 0 | 0 | 0 | 0 | 0
F4_Industrial_Agriculture_Existing_Space Heating_Natural Gas_Furnace_E5 | F4 | Industrial | Agriculture | Existing | Space Heating | Natural Gas | Furnace | E5 | Utility - Cost of Equipment | 0 | 0 | 0 | 0 | 0 | 0 | 0 | 0 | 0 | 0 | 0 | 0 | 0 | 0 | 0 | 0 | 0 | 0 | 0 | 0 | 0 | 0 | 0 | 0 | 0 | 0 | 0 | 0 | 0 | 0
F4_Industrial_Agriculture_Existing_Space Heating_Natural Gas_Furnace_E6 | F4 | Industrial | Agriculture | Existing | Space Heating | Natural Gas | Furnace | E6 | Utility - Cost of Equipment | 0 | 0 | 0 | 0 | 0 | 0 | 0 | 0 | 0 | 0 | 0 | 0 | 0 | 0 | 0 | 0 | 0 | 0 | 0 | 0 | 0 | 0 | 0 | 0 | 0 | 0 | 0 | 0 | 0 | 0
F4_Industrial_Agriculture_Existing_Space Heating_Natural Gas_Furnace_E7 | F4 | Industrial | Agriculture | Existing | Space Heating | Natural Gas | Furnace | E7 | Utility - Cost of Equipment | 0 | 0 | 0 | 0 | 0 | 0 | 0 | 0 | 0 | 0 | 0 | 0 | 0 | 0 | 0 | 0 | 0 | 0 | 0 | 0 | 0 | 0 | 0 | 0 | 0 | 0 | 0 | 0 | 0 | 0
F4_Industrial_Agriculture_Existing_Space Heating_Natural Gas_Furnace_E8 | F4 | Industrial | Agriculture | Existing | Space Heating | Natural Gas | Furnace | E8 | Utility - Cost of Equipment | 0 | 0 | 0 | 0 | 0 | 0 | 0 | 0 | 0 | 0 | 0 | 0 | 0 | 0 | 0 | 0 | 0 | 0 | 0 | 0 | 0 | 0 | 0 | 0 | 0 | 0 | 0 | 0 | 0 | 0
F4_Industrial_Agriculture_Existing_Space Heating_Natural Gas_Furnace_E9 | F4 | Industrial | Agriculture | Existing | Space Heating | Natural Gas | Furnace | E9 | Utility - Cost of Equipment | 0 | 0 | 0 | 0 | 0 | 0 | 0 | 0 | 0 | 0 | 0 | 0 | 0 | 0 | 0 | 0 | 0 | 0 | 0 | 0 | 0 | 0 | 0 | 0 | 0 | 0 | 0 | 0 | 0 | 0
F4_Industrial_Agriculture_Existing_Space Heating_Natural Gas_Furnace_E10 | F4 | Industrial | Agriculture | Existing | Space Heating | Natural Gas | Furnace | E10 | Utility - Cost of Equipment | 0 | 0 | 0 | 0 | 0 | 0 | 0 | 0 | 0 | 0 | 0 | 0 | 0 | 0 | 0 | 0 | 0 | 0 | 0 | 0 | 0 | 0 | 0 | 0 | 0 | 0 | 0 | 0 | 0 | 0
F5_Industrial_Agriculture_Existing_Space Heating_Natural Gas_Furnace_E1 | F5 | Industrial | Agriculture | Existing | Space Heating | Natural Gas | Furnace | E1 | Utility - Cost of Operation | 44.5865 | 45.0805 | 44.3672 | 43.6837 | 42.5101 | 41.3486 | 40.1807 | 39.1147 | 38.0545 | 37.1293 | 36.2064 | 35.3092 | 34.43 | 33.5847 | 32.7564 | 31.9446 | 31.1588 | 30.4057 | 29.6697 | 28.9777 | 28.3126 | 27.668 | 0 | 0 | 0 | 0 | 0 | 0 | 0 | 0
F5_Industrial_Agriculture_Existing_Space Heating_Natural Gas_Furnace_E2 | F5 | Industrial | Agriculture | Existing | Space Heating | Natural Gas | Furnace | E2 | Utility - Cost of Operation | 39.6339 | 40.0731 | 39.439 | 38.8314 | 37.7881 | 36.7557 | 35.7175 | 34.7699 | 33.8275 | 33.005 | 32.1846 | 31.3871 | 30.6056 | 29.8542 | 29.1179 | 28.3962 | 27.6978 | 27.0283 | 26.3741 | 25.7589 | 25.1677 | 24.5947 | 0 | 0 | 0 | 0 | 0 | 0 | 0 | 0
F5_Industrial_Agriculture_Existing_Space Heating_Natural Gas_Furnace_E3 | F5 | Industrial | Agriculture | Existing | Space Heating | Natural Gas | Furnace | E3 | Utility - Cost of Operation | 37.1532 | 37.5649 | 36.9705 | 36.401 | 35.423 | 34.4551 | 33.4819 | 32.5937 | 31.7103 | 30.9393 | 30.1702 | 29.4226 | 28.69 | 27.9856 | 27.2954 | 26.6189 | 25.9642 | 25.3366 | 24.7233 | 24.1467 | 23.5925 | 23.0553 | 0 | 0 | 0 | 0 | 0 | 0 | 0 | 0
F5_Industrial_Agriculture_Existing_Space Heating_Natural Gas_Furnace_E4 | F5 | Industrial | Agriculture | Existing | Space Heating | Natural Gas | Furnace | E4 | Utility - Cost of Operation | 0 | 0 | 0 | 0 | 0 | 0 | 0 | 0 | 0 | 0 | 0 | 0 | 0 | 0 | 0 | 0 | 0 | 0 | 0 | 0 | 0 | 0 | 0 | 0 | 0 | 0 | 0 | 0 | 0 | 0
F5_Industrial_Agriculture_Existing_Space Heating_Natural Gas_Furnace_E5 | F5 | Industrial | Agriculture | Existing | Space Heating | Natural Gas | Furnace | E5 | Utility - Cost of Operation | 0 | 0 | 0 | 0 | 0 | 0 | 0 | 0 | 0 | 0 | 0 | 0 | 0 | 0 | 0 | 0 | 0 | 0 | 0 | 0 | 0 | 0 | 0 | 0 | 0 | 0 | 0 | 0 | 0 | 0
F5_Industrial_Agriculture_Existing_Space Heating_Natural Gas_Furnace_E6 | F5 | Industrial | Agriculture | Existing | Space Heating | Natural Gas | Furnace | E6 | Utility - Cost of Operation | 0 | 0 | 0 | 0 | 0 | 0 | 0 | 0 | 0 | 0 | 0 | 0 | 0 | 0 | 0 | 0 | 0 | 0 | 0 | 0 | 0 | 0 | 0 | 0 | 0 | 0 | 0 | 0 | 0 | 0
F5_Industrial_Agriculture_Existing_Space Heating_Natural Gas_Furnace_E7 | F5 | Industrial | Agriculture | Existing | Space Heating | Natural Gas | Furnace | E7 | Utility - Cost of Operation | 0 | 0 | 0 | 0 | 0 | 0 | 0 | 0 | 0 | 0 | 0 | 0 | 0 | 0 | 0 | 0 | 0 | 0 | 0 | 0 | 0 | 0 | 0 | 0 | 0 | 0 | 0 | 0 | 0 | 0
F5_Industrial_Agriculture_Existing_Space Heating_Natural Gas_Furnace_E8 | F5 | Industrial | Agriculture | Existing | Space Heating | Natural Gas | Furnace | E8 | Utility - Cost of Operation | 0 | 0 | 0 | 0 | 0 | 0 | 0 | 0 | 0 | 0 | 0 | 0 | 0 | 0 | 0 | 0 | 0 | 0 | 0 | 0 | 0 | 0 | 0 | 0 | 0 | 0 | 0 | 0 | 0 | 0
F5_Industrial_Agriculture_Existing_Space Heating_Natural Gas_Furnace_E9 | F5 | Industrial | Agriculture | Existing | Space Heating | Natural Gas | Furnace | E9 | Utility - Cost of Operation | 0 | 0 | 0 | 0 | 0 | 0 | 0 | 0 | 0 | 0 | 0 | 0 | 0 | 0 | 0 | 0 | 0 | 0 | 0 | 0 | 0 | 0 | 0 | 0 | 0 | 0 | 0 | 0 | 0 | 0
F5_Industrial_Agriculture_Existing_Space Heating_Natural Gas_Furnace_E10 | F5 | Industrial | Agriculture | Existing | Space Heating | Natural Gas | Furnace | E10 | Utility - Cost of Operation | 0 | 0 | 0 | 0 | 0 | 0 | 0 | 0 | 0 | 0 | 0 | 0 | 0 | 0 | 0 | 0 | 0 | 0 | 0 | 0 | 0 | 0 | 0 | 0 | 0 | 0 | 0 | 0 | 0 | 0
F6_Industrial_Agriculture_Existing_Space Heating_Natural Gas_Furnace_E1 | F6 | Industrial | Agriculture | Existing | Space Heating | Natural Gas | Furnace | E1 | Utility - Value of Sales | 53.4175 | 54.0094 | 53.1548 | 52.336 | 50.9298 | 49.5383 | 48.1391 | 46.862 | 45.5918 | 44.4833 | 43.3776 | 42.3027 | 41.2494 | 40.2367 | 39.2443 | 38.2717 | 37.3303 | 36.428 | 35.5463 | 34.7172 | 33.9204 | 33.1481 | 0 | 0 | 0 | 0 | 0 | 0 | 0 | 0
F6_Industrial_Agriculture_Existing_Space Heating_Natural Gas_Furnace_E2 | F6 | Industrial | Agriculture | Existing | Space Heating | Natural Gas | Furnace | E2 | Utility - Value of Sales | 47.484 | 48.0101 | 47.2505 | 46.5226 | 45.2726 | 44.0357 | 42.7918 | 41.6566 | 40.5276 | 39.5422 | 38.5593 | 37.6038 | 36.6675 | 35.7672 | 34.8851 | 34.0205 | 33.1837 | 32.3816 | 31.5978 | 30.8608 | 30.1526 | 29.466 | 0 | 0 | 0 | 0 | 0 | 0 | 0 | 0
F6_Industrial_Agriculture_Existing_Space Heating_Natural Gas_Furnace_E3 | F6 | Industrial | Agriculture | Existing | Space Heating | Natural Gas | Furnace | E3 | Utility - Value of Sales | 44.512 | 45.0052 | 44.2931 | 43.6107 | 42.439 | 41.2795 | 40.1135 | 39.0493 | 37.9909 | 37.0673 | 36.1458 | 35.2502 | 34.3725 | 33.5286 | 32.7017 | 31.8912 | 31.1068 | 30.3549 | 29.6201 | 28.9293 | 28.2653 | 27.6218 | 0 | 0 | 0 | 0 | 0 | 0 | 0 | 0
F6_Industrial_Agriculture_Existing_Space Heating_Natural Gas_Furnace_E4 | F6 | Industrial | Agriculture | Existing | Space Heating | Natural Gas | Furnace | E4 | Utility - Value of Sales | 0 | 0 | 0 | 0 | 0 | 0 | 0 | 0 | 0 | 0 | 0 | 0 | 0 | 0 | 0 | 0 | 0 | 0 | 0 | 0 | 0 | 0 | 0 | 0 | 0 | 0 | 0 | 0 | 0 | 0
F6_Industrial_Agriculture_Existing_Space Heating_Natural Gas_Furnace_E5 | F6 | Industrial | Agriculture | Existing | Space Heating | Natural Gas | Furnace | E5 | Utility - Value of Sales | 0 | 0 | 0 | 0 | 0 | 0 | 0 | 0 | 0 | 0 | 0 | 0 | 0 | 0 | 0 | 0 | 0 | 0 | 0 | 0 | 0 | 0 | 0 | 0 | 0 | 0 | 0 | 0 | 0 | 0
F6_Industrial_Agriculture_Existing_Space Heating_Natural Gas_Furnace_E6 | F6 | Industrial | Agriculture | Existing | Space Heating | Natural Gas | Furnace | E6 | Utility - Value of Sales | 0 | 0 | 0 | 0 | 0 | 0 | 0 | 0 | 0 | 0 | 0 | 0 | 0 | 0 | 0 | 0 | 0 | 0 | 0 | 0 | 0 | 0 | 0 | 0 | 0 | 0 | 0 | 0 | 0 | 0
F6_Industrial_Agriculture_Existing_Space Heating_Natural Gas_Furnace_E7 | F6 | Industrial | Agriculture | Existing | Space Heating | Natural Gas | Furnace | E7 | Utility - Value of Sales | 0 | 0 | 0 | 0 | 0 | 0 | 0 | 0 | 0 | 0 | 0 | 0 | 0 | 0 | 0 | 0 | 0 | 0 | 0 | 0 | 0 | 0 | 0 | 0 | 0 | 0 | 0 | 0 | 0 | 0
F6_Industrial_Agriculture_Existing_Space Heating_Natural Gas_Furnace_E8 | F6 | Industrial | Agriculture | Existing | Space Heating | Natural Gas | Furnace | E8 | Utility - Value of Sales | 0 | 0 | 0 | 0 | 0 | 0 | 0 | 0 | 0 | 0 | 0 | 0 | 0 | 0 | 0 | 0 | 0 | 0 | 0 | 0 | 0 | 0 | 0 | 0 | 0 | 0 | 0 | 0 | 0 | 0
F6_Industrial_Agriculture_Existing_Space Heating_Natural Gas_Furnace_E9 | F6 | Industrial | Agriculture | Existing | Space Heating | Natural Gas | Furnace | E9 | Utility - Value of Sales | 0 | 0 | 0 | 0 | 0 | 0 | 0 | 0 | 0 | 0 | 0 | 0 | 0 | 0 | 0 | 0 | 0 | 0 | 0 | 0 | 0 | 0 | 0 | 0 | 0 | 0 | 0 | 0 | 0 | 0
F6_Industrial_Agriculture_Existing_Space Heating_Natural Gas_Furnace_E10 | F6 | Industrial | Agriculture | Existing | Space Heating | Natural Gas | Furnace | E10 | Utility - Value of Sales | 0 | 0 | 0 | 0 | 0 | 0 | 0 | 0 | 0 | 0 | 0 | 0 | 0 | 0 | 0 | 0 | 0 | 0 | 0 | 0 | 0 | 0 | 0 | 0 | 0 | 0 | 0 | 0 | 0 | 0
F1_Industrial_Agriculture_Existing_Space Heating_Natural Gas_Boiler_E1 | F1 | Industrial | Agriculture | Existing | Space Heating | Natural Gas | Boiler | E1 | Participant - Cost of Equipment | 3.5435 | 3.5435 | 3.5435 | 3.5435 | 3.5435 | 3.5435 | 3.5435 | 3.5435 | 3.5435 | 3.5435 | 3.5435 | 3.5435 | 3.5435 | 3.5435 | 3.5435 | 3.5435 | 3.5435 | 3.5435 | 3.5435 | 3.5435 | 3.5435 | 3.5435 | 0 | 0 | 0 | 0 | 0 | 0 | 0 | 0
F1_Industrial_Agriculture_Existing_Space Heating_Natural Gas_Boiler_E2 | F1 | Industrial | Agriculture | Existing | Space Heating | Natural Gas | Boiler | E2 | Participant - Cost of Equipment | 3.9592 | 3.9592 | 3.9592 | 3.9592 | 3.9592 | 3.9592 | 3.9592 | 3.9592 | 3.9592 | 3.9592 | 3.9592 | 3.9592 | 3.9592 | 3.9592 | 3.9592 | 3.9592 | 3.9592 | 3.9592 | 3.9592 | 3.9592 | 3.9592 | 3.9592 | 0 | 0 | 0 | 0 | 0 | 0 | 0 | 0
F1_Industrial_Agriculture_Existing_Space Heating_Natural Gas_Boiler_E3 | F1 | Industrial | Agriculture | Existing | Space Heating | Natural Gas | Boiler | E3 | Participant - Cost of Equipment | 4.7942 | 4.7942 | 4.7942 | 4.7942 | 4.7942 | 4.7942 | 4.7942 | 4.7942 | 4.7942 | 4.7942 | 4.7942 | 4.7942 | 4.7942 | 4.7942 | 4.7942 | 4.7942 | 4.7942 | 4.7942 | 4.7942 | 4.7942 | 4.7942 | 4.7942 | 0 | 0 | 0 | 0 | 0 | 0 | 0 | 0
F1_Industrial_Agriculture_Existing_Space Heating_Natural Gas_Boiler_E4 | F1 | Industrial | Agriculture | Existing | Space Heating | Natural Gas | Boiler | E4 | Participant - Cost of Equipment | 19579.7884 | 19579.7884 | 19579.7884 | 19579.7884 | 19579.7884 | 19579.7884 | 19579.7884 | 19579.7884 | 19579.7884 | 19579.7884 | 19579.7884 | 19579.7884 | 19579.7884 | 19579.7884 | 19579.7884 | 19579.7884 | 19579.7884 | 19579.7884 | 19579.7884 | 19579.7884 | 19579.7884 | 19579.7884 | 0 | 0 | 0 | 0 | 0 | 0 | 0 | 0
F1_Industrial_Agriculture_Existing_Space Heating_Natural Gas_Boiler_E5 | F1 | Industrial | Agriculture | Existing | Space Heating | Natural Gas | Boiler | E5 | Participant - Cost of Equipment | 0 | 0 | 0 | 0 | 0 | 0 | 0 | 0 | 0 | 0 | 0 | 0 | 0 | 0 | 0 | 0 | 0 | 0 | 0 | 0 | 0 | 0 | 0 | 0 | 0 | 0 | 0 | 0 | 0 | 0
F1_Industrial_Agriculture_Existing_Space Heating_Natural Gas_Boiler_E6 | F1 | Industrial | Agriculture | Existing | Space Heating | Natural Gas | Boiler | E6 | Participant - Cost of Equipment | 0 | 0 | 0 | 0 | 0 | 0 | 0 | 0 | 0 | 0 | 0 | 0 | 0 | 0 | 0 | 0 | 0 | 0 | 0 | 0 | 0 | 0 | 0 | 0 | 0 | 0 | 0 | 0 | 0 | 0
F1_Industrial_Agriculture_Existing_Space Heating_Natural Gas_Boiler_E7 | F1 | Industrial | Agriculture | Existing | Space Heating | Natural Gas | Boiler | E7 | Participant - Cost of Equipment | 0 | 0 | 0 | 0 | 0 | 0 | 0 | 0 | 0 | 0 | 0 | 0 | 0 | 0 | 0 | 0 | 0 | 0 | 0 | 0 | 0 | 0 | 0 | 0 | 0 | 0 | 0 | 0 | 0 | 0
F1_Industrial_Agriculture_Existing_Space Heating_Natural Gas_Boiler_E8 | F1 | Industrial | Agriculture | Existing | Space Heating | Natural Gas | Boiler | E8 | Participant - Cost of Equipment | 0 | 0 | 0 | 0 | 0 | 0 | 0 | 0 | 0 | 0 | 0 | 0 | 0 | 0 | 0 | 0 | 0 | 0 | 0 | 0 | 0 | 0 | 0 | 0 | 0 | 0 | 0 | 0 | 0 | 0
F1_Industrial_Agriculture_Existing_Space Heating_Natural Gas_Boiler_E9 | F1 | Industrial | Agriculture | Existing | Space Heating | Natural Gas | Boiler | E9 | Participant - Cost of Equipment | 0 | 0 | 0 | 0 | 0 | 0 | 0 | 0 | 0 | 0 | 0 | 0 | 0 | 0 | 0 | 0 | 0 | 0 | 0 | 0 | 0 | 0 | 0 | 0 | 0 | 0 | 0 | 0 | 0 | 0
F1_Industrial_Agriculture_Existing_Space Heating_Natural Gas_Boiler_E10 | F1 | Industrial | Agriculture | Existing | Space Heating | Natural Gas | Boiler | E10 | Participant - Cost of Equipment | 0 | 0 | 0 | 0 | 0 | 0 | 0 | 0 | 0 | 0 | 0 | 0 | 0 | 0 | 0 | 0 | 0 | 0 | 0 | 0 | 0 | 0 | 0 | 0 | 0 | 0 | 0 | 0 | 0 | 0
F2_Industrial_Agriculture_Existing_Space Heating_Natural Gas_Boiler_E1 | F2 | Industrial | Agriculture | Existing | Space Heating | Natural Gas | Boiler | E1 | Participant - Cost of Operation | 30.3955 | 30.6873 | 30.1922 | 29.7175 | 28.9233 | 28.1378 | 27.3487 | 26.6268 | 25.9092 | 25.2804 | 24.6536 | 24.0442 | 23.4472 | 22.8727 | 22.31 | 21.7584 | 21.225 | 20.7142 | 20.216 | 19.7478 | 19.2989 | 18.865 | 0 | 0 | 0 | 0 | 0 | 0 | 0 | 0
F2_Industrial_Agriculture_Existing_Space Heating_Natural Gas_Boiler_E2 | F2 | Industrial | Agriculture | Existing | Space Heating | Natural Gas | Boiler | E2 | Participant - Cost of Operation | 28.6069 | 28.8815 | 28.4155 | 27.9688 | 27.2213 | 26.482 | 25.7393 | 25.0599 | 24.3846 | 23.7928 | 23.2029 | 22.6294 | 22.0674 | 21.5268 | 20.9971 | 20.478 | 19.9761 | 19.4953 | 19.0264 | 18.5858 | 18.1632 | 17.7549 | 0 | 0 | 0 | 0 | 0 | 0 | 0 | 0
F2_Industrial_Agriculture_Existing_Space Heating_Natural Gas_Boiler_E3 | F2 | Industrial | Agriculture | Existing | Space Heating | Natural Gas | Boiler | E3 | Participant - Cost of Operation | 25.068 | 25.3086 | 24.9003 | 24.5088 | 23.8539 | 23.206 | 22.5552 | 21.9598 | 21.3681 | 20.8494 | 20.3325 | 19.83 | 19.3376 | 18.8638 | 18.3996 | 17.9448 | 17.5049 | 17.0836 | 16.6727 | 16.2866 | 15.9163 | 15.5585 | 0 | 0 | 0 | 0 | 0 | 0 | 0 | 0
F2_Industrial_Agriculture_Existing_Space Heating_Natural Gas_Boiler_E4 | F2 | Industrial | Agriculture | Existing | Space Heating | Natural Gas | Boiler | E4 | Participant - Cost of Operation | 18.5973 | 18.996 | 18.7435 | 18.5025 | 17.9944 | 17.4887 | 16.9751 | 16.5122 | 16.0489 | 15.6544 | 15.2585 | 14.8742 | 14.4972 | 14.1362 | 13.7822 | 13.4349 | 13.0995 | 12.7792 | 12.4652 | 12.1713 | 11.8881 | 11.6115 | 0 | 0 | 0 | 0 | 0 | 0 | 0 | 0
F2_Industrial_Agriculture_Existing_Space Heating_Natural Gas_Boiler_E5 | F2 | Industrial | Agriculture | Existing | Space Heating | Natural Gas | Boiler | E5 | Participant - Cost of Operation | 0 | 0 | 0 | 0 | 0 | 0 | 0 | 0 | 0 | 0 | 0 | 0 | 0 | 0 | 0 | 0 | 0 | 0 | 0 | 0 | 0 | 0 | 0 | 0 | 0 | 0 | 0 | 0 | 0 | 0
F2_Industrial_Agriculture_Existing_Space Heating_Natural Gas_Boiler_E6 | F2 | Industrial | Agriculture | Existing | Space Heating | Natural Gas | Boiler | E6 | Participant - Cost of Operation | 0 | 0 | 0 | 0 | 0 | 0 | 0 | 0 | 0 | 0 | 0 | 0 | 0 | 0 | 0 | 0 | 0 | 0 | 0 | 0 | 0 | 0 | 0 | 0 | 0 | 0 | 0 | 0 | 0 | 0
F2_Industrial_Agriculture_Existing_Space Heating_Natural Gas_Boiler_E7 | F2 | Industrial | Agriculture | Existing | Space Heating | Natural Gas | Boiler | E7 | Participant - Cost of Operation | 0 | 0 | 0 | 0 | 0 | 0 | 0 | 0 | 0 | 0 | 0 | 0 | 0 | 0 | 0 | 0 | 0 | 0 | 0 | 0 | 0 | 0 | 0 | 0 | 0 | 0 | 0 | 0 | 0 | 0
F2_Industrial_Agriculture_Existing_Space Heating_Natural Gas_Boiler_E8 | F2 | Industrial | Agriculture | Existing | Space Heating | Natural Gas | Boiler | E8 | Participant - Cost of Operation | 0 | 0 | 0 | 0 | 0 | 0 | 0 | 0 | 0 | 0 | 0 | 0 | 0 | 0 | 0 | 0 | 0 | 0 | 0 | 0 | 0 | 0 | 0 | 0 | 0 | 0 | 0 | 0 | 0 | 0
F2_Industrial_Agriculture_Existing_Space Heating_Natural Gas_Boiler_E9 | F2 | Industrial | Agriculture | Existing | Space Heating | Natural Gas | Boiler | E9 | Participant - Cost of Operation | 0 | 0 | 0 | 0 | 0 | 0 | 0 | 0 | 0 | 0 | 0 | 0 | 0 | 0 | 0 | 0 | 0 | 0 | 0 | 0 | 0 | 0 | 0 | 0 | 0 | 0 | 0 | 0 | 0 | 0
F2_Industrial_Agriculture_Existing_Space Heating_Natural Gas_Boiler_E10 | F2 | Industrial | Agriculture | Existing | Space Heating | Natural Gas | Boiler | E10 | Participant - Cost of Operation | 0 | 0 | 0 | 0 | 0 | 0 | 0 | 0 | 0 | 0 | 0 | 0 | 0 | 0 | 0 | 0 | 0 | 0 | 0 | 0 | 0 | 0 | 0 | 0 | 0 | 0 | 0 | 0 | 0 | 0
F3_Industrial_Agriculture_Existing_Space Heating_Natural Gas_Boiler_E1 | F3 | Industrial | Agriculture | Existing | Space Heating | Natural Gas | Boiler | E1 | System - kBTUs of Conusmption | 5067.4672 | 5067.4672 | 5067.4672 | 5067.4672 | 5067.4672 | 5067.4672 | 5067.4672 | 5067.4672 | 5067.4672 | 5067.4672 | 5067.4672 | 5067.4672 | 5067.4672 | 5067.4672 | 5067.4672 | 5067.4672 | 5067.4672 | 5067.4672 | 5067.4672 | 5067.4672 | 5067.4672 | 5067.4672 | 0 | 0 | 0 | 0 | 0 | 0 | 0 | 0
F3_Industrial_Agriculture_Existing_Space Heating_Natural Gas_Boiler_E2 | F3 | Industrial | Agriculture | Existing | Space Heating | Natural Gas | Boiler | E2 | System - kBTUs of Conusmption | 4769.2734 | 4769.2734 | 4769.2734 | 4769.2734 | 4769.2734 | 4769.2734 | 4769.2734 | 4769.2734 | 4769.2734 | 4769.2734 | 4769.2734 | 4769.2734 | 4769.2734 | 4769.2734 | 4769.2734 | 4769.2734 | 4769.2734 | 4769.2734 | 4769.2734 | 4769.2734 | 4769.2734 | 4769.2734 | 0 | 0 | 0 | 0 | 0 | 0 | 0 | 0
F3_Industrial_Agriculture_Existing_Space Heating_Natural Gas_Boiler_E3 | F3 | Industrial | Agriculture | Existing | Space Heating | Natural Gas | Boiler | E3 | System - kBTUs of Conusmption | 4179.2822 | 4179.2822 | 4179.2822 | 4179.2822 | 4179.2822 | 4179.2822 | 4179.2822 | 4179.2822 | 4179.2822 | 4179.2822 | 4179.2822 | 4179.2822 | 4179.2822 | 4179.2822 | 4179.2822 | 4179.2822 | 4179.2822 | 4179.2822 | 4179.2822 | 4179.2822 | 4179.2822 | 4179.2822 | 0 | 0 | 0 | 0 | 0 | 0 | 0 | 0
F3_Industrial_Agriculture_Existing_Space Heating_Natural Gas_Boiler_E4 | F3 | Industrial | Agriculture | Existing | Space Heating | Natural Gas | Boiler | E4 | System - kBTUs of Conusmption | 2895.6956 | 2895.6956 | 2895.6956 | 2895.6956 | 2895.6956 | 2895.6956 | 2895.6956 | 2895.6956 | 2895.6956 | 2895.6956 | 2895.6956 | 2895.6956 | 2895.6956 | 2895.6956 | 2895.6956 | 2895.6956 | 2895.6956 | 2895.6956 | 2895.6956 | 2895.6956 | 2895.6956 | 2895.6956 | 0 | 0 | 0 | 0 | 0 | 0 | 0 | 0
F3_Industrial_Agriculture_Existing_Space Heating_Natural Gas_Boiler_E5 | F3 | Industrial | Agriculture | Existing | Space Heating | Natural Gas | Boiler | E5 | System - kBTUs of Conusmption | 0 | 0 | 0 | 0 | 0 | 0 | 0 | 0 | 0 | 0 | 0 | 0 | 0 | 0 | 0 | 0 | 0 | 0 | 0 | 0 | 0 | 0 | 0 | 0 | 0 | 0 | 0 | 0 | 0 | 0
F3_Industrial_Agriculture_Existing_Space Heating_Natural Gas_Boiler_E6 | F3 | Industrial | Agriculture | Existing | Space Heating | Natural Gas | Boiler | E6 | System - kBTUs of Conusmption | 0 | 0 | 0 | 0 | 0 | 0 | 0 | 0 | 0 | 0 | 0 | 0 | 0 | 0 | 0 | 0 | 0 | 0 | 0 | 0 | 0 | 0 | 0 | 0 | 0 | 0 | 0 | 0 | 0 | 0
F3_Industrial_Agriculture_Existing_Space Heating_Natural Gas_Boiler_E7 | F3 | Industrial | Agriculture | Existing | Space Heating | Natural Gas | Boiler | E7 | System - kBTUs of Conusmption | 0 | 0 | 0 | 0 | 0 | 0 | 0 | 0 | 0 | 0 | 0 | 0 | 0 | 0 | 0 | 0 | 0 | 0 | 0 | 0 | 0 | 0 | 0 | 0 | 0 | 0 | 0 | 0 | 0 | 0
F3_Industrial_Agriculture_Existing_Space Heating_Natural Gas_Boiler_E8 | F3 | Industrial | Agriculture | Existing | Space Heating | Natural Gas | Boiler | E8 | System - kBTUs of Conusmption | 0 | 0 | 0 | 0 | 0 | 0 | 0 | 0 | 0 | 0 | 0 | 0 | 0 | 0 | 0 | 0 | 0 | 0 | 0 | 0 | 0 | 0 | 0 | 0 | 0 | 0 | 0 | 0 | 0 | 0
F3_Industrial_Agriculture_Existing_Space Heating_Natural Gas_Boiler_E9 | F3 | Industrial | Agriculture | Existing | Space Heating | Natural Gas | Boiler | E9 | System - kBTUs of Conusmption | 0 | 0 | 0 | 0 | 0 | 0 | 0 | 0 | 0 | 0 | 0 | 0 | 0 | 0 | 0 | 0 | 0 | 0 | 0 | 0 | 0 | 0 | 0 | 0 | 0 | 0 | 0 | 0 | 0 | 0
F3_Industrial_Agriculture_Existing_Space Heating_Natural Gas_Boiler_E10 | F3 | Industrial | Agriculture | Existing | Space Heating | Natural Gas | Boiler | E10 | System - kBTUs of Conusmption | 0 | 0 | 0 | 0 | 0 | 0 | 0 | 0 | 0 | 0 | 0 | 0 | 0 | 0 | 0 | 0 | 0 | 0 | 0 | 0 | 0 | 0 | 0 | 0 | 0 | 0 | 0 | 0 | 0 | 0
F4_Industrial_Agriculture_Existing_Space Heating_Natural Gas_Boiler_E1 | F4 | Industrial | Agriculture | Existing | Space Heating | Natural Gas | Boiler | E1 | Utility - Cost of Equipment | 3.5435 | 3.5435 | 3.5435 | 3.5435 | 3.5435 | 3.5435 | 3.5435 | 3.5435 | 3.5435 | 3.5435 | 3.5435 | 3.5435 | 3.5435 | 3.5435 | 3.5435 | 3.5435 | 3.5435 | 3.5435 | 3.5435 | 3.5435 | 3.5435 | 3.5435 | 0 | 0 | 0 | 0 | 0 | 0 | 0 | 0
F4_Industrial_Agriculture_Existing_Space Heating_Natural Gas_Boiler_E2 | F4 | Industrial | Agriculture | Existing | Space Heating | Natural Gas | Boiler | E2 | Utility - Cost of Equipment | 3.9592 | 3.9592 | 3.9592 | 3.9592 | 3.9592 | 3.9592 | 3.9592 | 3.9592 | 3.9592 | 3.9592 | 3.9592 | 3.9592 | 3.9592 | 3.9592 | 3.9592 | 3.9592 | 3.9592 | 3.9592 | 3.9592 | 3.9592 | 3.9592 | 3.9592 | 0 | 0 | 0 | 0 | 0 | 0 | 0 | 0
F4_Industrial_Agriculture_Existing_Space Heating_Natural Gas_Boiler_E3 | F4 | Industrial | Agriculture | Existing | Space Heating | Natural Gas | Boiler | E3 | Utility - Cost of Equipment | 4.7942 | 4.7942 | 4.7942 | 4.7942 | 4.7942 | 4.7942 | 4.7942 | 4.7942 | 4.7942 | 4.7942 | 4.7942 | 4.7942 | 4.7942 | 4.7942 | 4.7942 | 4.7942 | 4.7942 | 4.7942 | 4.7942 | 4.7942 | 4.7942 | 4.7942 | 0 | 0 | 0 | 0 | 0 | 0 | 0 | 0
F4_Industrial_Agriculture_Existing_Space Heating_Natural Gas_Boiler_E4 | F4 | Industrial | Agriculture | Existing | Space Heating | Natural Gas | Boiler | E4 | Utility - Cost of Equipment | 19579.7884 | 19579.7884 | 19579.7884 | 19579.7884 | 19579.7884 | 19579.7884 | 19579.7884 | 19579.7884 | 19579.7884 | 19579.7884 | 19579.7884 | 19579.7884 | 19579.7884 | 19579.7884 | 19579.7884 | 19579.7884 | 19579.7884 | 19579.7884 | 19579.7884 | 19579.7884 | 19579.7884 | 19579.7884 | 0 | 0 | 0 | 0 | 0 | 0 | 0 | 0
F4_Industrial_Agriculture_Existing_Space Heating_Natural Gas_Boiler_E5 | F4 | Industrial | Agriculture | Existing | Space Heating | Natural Gas | Boiler | E5 | Utility - Cost of Equipment | 0 | 0 | 0 | 0 | 0 | 0 | 0 | 0 | 0 | 0 | 0 | 0 | 0 | 0 | 0 | 0 | 0 | 0 | 0 | 0 | 0 | 0 | 0 | 0 | 0 | 0 | 0 | 0 | 0 | 0
F4_Industrial_Agriculture_Existing_Space Heating_Natural Gas_Boiler_E6 | F4 | Industrial | Agriculture | Existing | Space Heating | Natural Gas | Boiler | E6 | Utility - Cost of Equipment | 0 | 0 | 0 | 0 | 0 | 0 | 0 | 0 | 0 | 0 | 0 | 0 | 0 | 0 | 0 | 0 | 0 | 0 | 0 | 0 | 0 | 0 | 0 | 0 | 0 | 0 | 0 | 0 | 0 | 0
F4_Industrial_Agriculture_Existing_Space Heating_Natural Gas_Boiler_E7 | F4 | Industrial | Agriculture | Existing | Space Heating | Natural Gas | Boiler | E7 | Utility - Cost of Equipment | 0 | 0 | 0 | 0 | 0 | 0 | 0 | 0 | 0 | 0 | 0 | 0 | 0 | 0 | 0 | 0 | 0 | 0 | 0 | 0 | 0 | 0 | 0 | 0 | 0 | 0 | 0 | 0 | 0 | 0
F4_Industrial_Agriculture_Existing_Space Heating_Natural Gas_Boiler_E8 | F4 | Industrial | Agriculture | Existing | Space Heating | Natural Gas | Boiler | E8 | Utility - Cost of Equipment | 0 | 0 | 0 | 0 | 0 | 0 | 0 | 0 | 0 | 0 | 0 | 0 | 0 | 0 | 0 | 0 | 0 | 0 | 0 | 0 | 0 | 0 | 0 | 0 | 0 | 0 | 0 | 0 | 0 | 0
F4_Industrial_Agriculture_Existing_Space Heating_Natural Gas_Boiler_E9 | F4 | Industrial | Agriculture | Existing | Space Heating | Natural Gas | Boiler | E9 | Utility - Cost of Equipment | 0 | 0 | 0 | 0 | 0 | 0 | 0 | 0 | 0 | 0 | 0 | 0 | 0 | 0 | 0 | 0 | 0 | 0 | 0 | 0 | 0 | 0 | 0 | 0 | 0 | 0 | 0 | 0 | 0 | 0
F4_Industrial_Agriculture_Existing_Space Heating_Natural Gas_Boiler_E10 | F4 | Industrial | Agriculture | Existing | Space Heating | Natural Gas | Boiler | E10 | Utility - Cost of Equipment | 0 | 0 | 0 | 0 | 0 | 0 | 0 | 0 | 0 | 0 | 0 | 0 | 0 | 0 | 0 | 0 | 0 | 0 | 0 | 0 | 0 | 0 | 0 | 0 | 0 | 0 | 0 | 0 | 0 | 0
F5_Industrial_Agriculture_Existing_Space Heating_Natural Gas_Boiler_E1 | F5 | Industrial | Agriculture | Existing | Space Heating | Natural Gas | Boiler | E1 | Utility - Cost of Operation | 25.3705 | 25.614 | 25.2008 | 24.8046 | 24.1417 | 23.486 | 22.8274 | 22.2248 | 21.6259 | 21.101 | 20.5779 | 20.0692 | 19.5709 | 19.0914 | 18.6217 | 18.1613 | 17.7161 | 17.2897 | 16.8738 | 16.4831 | 16.1084 | 15.7462 | 0 | 0 | 0 | 0 | 0 | 0 | 0 | 0
F5_Industrial_Agriculture_Existing_Space Heating_Natural Gas_Boiler_E2 | F5 | Industrial | Agriculture | Existing | Space Heating | Natural Gas | Boiler | E2 | Utility - Cost of Operation | 23.8776 | 24.1068 | 23.7178 | 23.3449 | 22.7211 | 22.104 | 21.4841 | 20.917 | 20.3533 | 19.8593 | 19.367 | 18.8883 | 18.4192 | 17.968 | 17.5259 | 17.0926 | 16.6736 | 16.2723 | 15.8809 | 15.5132 | 15.1605 | 14.8196 | 0 | 0 | 0 | 0 | 0 | 0 | 0 | 0
F5_Industrial_Agriculture_Existing_Space Heating_Natural Gas_Boiler_E3 | F5 | Industrial | Agriculture | Existing | Space Heating | Natural Gas | Boiler | E3 | Utility - Cost of Operation | 20.9237 | 21.1246 | 20.7838 | 20.457 | 19.9103 | 19.3696 | 18.8264 | 18.3294 | 17.8355 | 17.4026 | 16.9711 | 16.5517 | 16.1407 | 15.7452 | 15.3578 | 14.9781 | 14.611 | 14.2593 | 13.9163 | 13.5941 | 13.285 | 12.9863 | 0 | 0 | 0 | 0 | 0 | 0 | 0 | 0
F5_Industrial_Agriculture_Existing_Space Heating_Natural Gas_Boiler_E4 | F5 | Industrial | Agriculture | Existing | Space Heating | Natural Gas | Boiler | E4 | Utility - Cost of Operation | 15.5228 | 15.8555 | 15.6448 | 15.4436 | 15.0196 | 14.5974 | 14.1688 | 13.7824 | 13.3957 | 13.0664 | 12.736 | 12.4152 | 12.1005 | 11.7992 | 11.5037 | 11.2138 | 10.9339 | 10.6665 | 10.4044 | 10.1592 | 9.9228 | 9.6919 | 0 | 0 | 0 | 0 | 0 | 0 | 0 | 0
F5_Industrial_Agriculture_Existing_Space Heating_Natural Gas_Boiler_E5 | F5 | Industrial | Agriculture | Existing | Space Heating | Natural Gas | Boiler | E5 | Utility - Cost of Operation | 0 | 0 | 0 | 0 | 0 | 0 | 0 | 0 | 0 | 0 | 0 | 0 | 0 | 0 | 0 | 0 | 0 | 0 | 0 | 0 | 0 | 0 | 0 | 0 | 0 | 0 | 0 | 0 | 0 | 0
F5_Industrial_Agriculture_Existing_Space Heating_Natural Gas_Boiler_E6 | F5 | Industrial | Agriculture | Existing | Space Heating | Natural Gas | Boiler | E6 | Utility - Cost of Operation | 0 | 0 | 0 | 0 | 0 | 0 | 0 | 0 | 0 | 0 | 0 | 0 | 0 | 0 | 0 | 0 | 0 | 0 | 0 | 0 | 0 | 0 | 0 | 0 | 0 | 0 | 0 | 0 | 0 | 0
F5_Industrial_Agriculture_Existing_Space Heating_Natural Gas_Boiler_E7 | F5 | Industrial | Agriculture | Existing | Space Heating | Natural Gas | Boiler | E7 | Utility - Cost of Operation | 0 | 0 | 0 | 0 | 0 | 0 | 0 | 0 | 0 | 0 | 0 | 0 | 0 | 0 | 0 | 0 | 0 | 0 | 0 | 0 | 0 | 0 | 0 | 0 | 0 | 0 | 0 | 0 | 0 | 0
F5_Industrial_Agriculture_Existing_Space Heating_Natural Gas_Boiler_E8 | F5 | Industrial | Agriculture | Existing | Space Heating | Natural Gas | Boiler | E8 | Utility - Cost of Operation | 0 | 0 | 0 | 0 | 0 | 0 | 0 | 0 | 0 | 0 | 0 | 0 | 0 | 0 | 0 | 0 | 0 | 0 | 0 | 0 | 0 | 0 | 0 | 0 | 0 | 0 | 0 | 0 | 0 | 0
F5_Industrial_Agriculture_Existing_Space Heating_Natural Gas_Boiler_E9 | F5 | Industrial | Agriculture | Existing | Space Heating | Natural Gas | Boiler | E9 | Utility - Cost of Operation | 0 | 0 | 0 | 0 | 0 | 0 | 0 | 0 | 0 | 0 | 0 | 0 | 0 | 0 | 0 | 0 | 0 | 0 | 0 | 0 | 0 | 0 | 0 | 0 | 0 | 0 | 0 | 0 | 0 | 0
F5_Industrial_Agriculture_Existing_Space Heating_Natural Gas_Boiler_E10 | F5 | Industrial | Agriculture | Existing | Space Heating | Natural Gas | Boiler | E10 | Utility - Cost of Operation | 0 | 0 | 0 | 0 | 0 | 0 | 0 | 0 | 0 | 0 | 0 | 0 | 0 | 0 | 0 | 0 | 0 | 0 | 0 | 0 | 0 | 0 | 0 | 0 | 0 | 0 | 0 | 0 | 0 | 0
F6_Industrial_Agriculture_Existing_Space Heating_Natural Gas_Boiler_E1 | F6 | Industrial | Agriculture | Existing | Space Heating | Natural Gas | Boiler | E1 | Utility - Value of Sales | 30.3955 | 30.6873 | 30.1922 | 29.7175 | 28.9233 | 28.1378 | 27.3487 | 26.6268 | 25.9092 | 25.2804 | 24.6536 | 24.0442 | 23.4472 | 22.8727 | 22.31 | 21.7584 | 21.225 | 20.7142 | 20.216 | 19.7478 | 19.2989 | 18.865 | 0 | 0 | 0 | 0 | 0 | 0 | 0 | 0
F6_Industrial_Agriculture_Existing_Space Heating_Natural Gas_Boiler_E2 | F6 | Industrial | Agriculture | Existing | Space Heating | Natural Gas | Boiler | E2 | Utility - Value of Sales | 28.6069 | 28.8815 | 28.4155 | 27.9688 | 27.2213 | 26.482 | 25.7393 | 25.0599 | 24.3846 | 23.7928 | 23.2029 | 22.6294 | 22.0674 | 21.5268 | 20.9971 | 20.478 | 19.9761 | 19.4953 | 19.0264 | 18.5858 | 18.1632 | 17.7549 | 0 | 0 | 0 | 0 | 0 | 0 | 0 | 0
F6_Industrial_Agriculture_Existing_Space Heating_Natural Gas_Boiler_E3 | F6 | Industrial | Agriculture | Existing | Space Heating | Natural Gas | Boiler | E3 | Utility - Value of Sales | 25.068 | 25.3086 | 24.9003 | 24.5088 | 23.8539 | 23.206 | 22.5552 | 21.9598 | 21.3681 | 20.8494 | 20.3325 | 19.83 | 19.3376 | 18.8638 | 18.3996 | 17.9448 | 17.5049 | 17.0836 | 16.6727 | 16.2866 | 15.9163 | 15.5585 | 0 | 0 | 0 | 0 | 0 | 0 | 0 | 0
F6_Industrial_Agriculture_Existing_Space Heating_Natural Gas_Boiler_E4 | F6 | Industrial | Agriculture | Existing | Space Heating | Natural Gas | Boiler | E4 | Utility - Value of Sales | 18.5973 | 18.996 | 18.7435 | 18.5025 | 17.9944 | 17.4887 | 16.9751 | 16.5122 | 16.0489 | 15.6544 | 15.2585 | 14.8742 | 14.4972 | 14.1362 | 13.7822 | 13.4349 | 13.0995 | 12.7792 | 12.4652 | 12.1713 | 11.8881 | 11.6115 | 0 | 0 | 0 | 0 | 0 | 0 | 0 | 0
F6_Industrial_Agriculture_Existing_Space Heating_Natural Gas_Boiler_E5 | F6 | Industrial | Agriculture | Existing | Space Heating | Natural Gas | Boiler | E5 | Utility - Value of Sales | 0 | 0 | 0 | 0 | 0 | 0 | 0 | 0 | 0 | 0 | 0 | 0 | 0 | 0 | 0 | 0 | 0 | 0 | 0 | 0 | 0 | 0 | 0 | 0 | 0 | 0 | 0 | 0 | 0 | 0
F6_Industrial_Agriculture_Existing_Space Heating_Natural Gas_Boiler_E6 | F6 | Industrial | Agriculture | Existing | Space Heating | Natural Gas | Boiler | E6 | Utility - Value of Sales | 0 | 0 | 0 | 0 | 0 | 0 | 0 | 0 | 0 | 0 | 0 | 0 | 0 | 0 | 0 | 0 | 0 | 0 | 0 | 0 | 0 | 0 | 0 | 0 | 0 | 0 | 0 | 0 | 0 | 0
F6_Industrial_Agriculture_Existing_Space Heating_Natural Gas_Boiler_E7 | F6 | Industrial | Agriculture | Existing | Space Heating | Natural Gas | Boiler | E7 | Utility - Value of Sales | 0 | 0 | 0 | 0 | 0 | 0 | 0 | 0 | 0 | 0 | 0 | 0 | 0 | 0 | 0 | 0 | 0 | 0 | 0 | 0 | 0 | 0 | 0 | 0 | 0 | 0 | 0 | 0 | 0 | 0
F6_Industrial_Agriculture_Existing_Space Heating_Natural Gas_Boiler_E8 | F6 | Industrial | Agriculture | Existing | Space Heating | Natural Gas | Boiler | E8 | Utility - Value of Sales | 0 | 0 | 0 | 0 | 0 | 0 | 0 | 0 | 0 | 0 | 0 | 0 | 0 | 0 | 0 | 0 | 0 | 0 | 0 | 0 | 0 | 0 | 0 | 0 | 0 | 0 | 0 | 0 | 0 | 0
F6_Industrial_Agriculture_Existing_Space Heating_Natural Gas_Boiler_E9 | F6 | Industrial | Agriculture | Existing | Space Heating | Natural Gas | Boiler | E9 | Utility - Value of Sales | 0 | 0 | 0 | 0 | 0 | 0 | 0 | 0 | 0 | 0 | 0 | 0 | 0 | 0 | 0 | 0 | 0 | 0 | 0 | 0 | 0 | 0 | 0 | 0 | 0 | 0 | 0 | 0 | 0 | 0
F6_Industrial_Agriculture_Existing_Space Heating_Natural Gas_Boiler_E10 | F6 | Industrial | Agriculture | Existing | Space Heating | Natural Gas | Boiler | E10 | Utility - Value of Sales | 0 | 0 | 0 | 0 | 0 | 0 | 0 | 0 | 0 | 0 | 0 | 0 | 0 | 0 | 0 | 0 | 0 | 0 | 0 | 0 | 0 | 0 | 0 | 0 | 0 | 0 | 0 | 0 | 0 | 0
F1_Industrial_Agriculture_Existing_Space Heating_Natural Gas_Unit Heater_E1 | F1 | Industrial | Agriculture | Existing | Space Heating | Natural Gas | Unit Heater | E1 | Participant - Cost of Equipment | 8.3838 | 8.3838 | 8.3838 | 8.3838 | 8.3838 | 8.3838 | 8.3838 | 8.3838 | 8.3838 | 8.3838 | 8.3838 | 8.3838 | 8.3838 | 8.3838 | 8.3838 | 8.3838 | 8.3838 | 8.3838 | 8.3838 | 8.3838 | 8.3838 | 8.3838 | 0 | 0 | 0 | 0 | 0 | 0 | 0 | 0
F1_Industrial_Agriculture_Existing_Space Heating_Natural Gas_Unit Heater_E2 | F1 | Industrial | Agriculture | Existing | Space Heating | Natural Gas | Unit Heater | E2 | Participant - Cost of Equipment | 18.3869 | 18.3869 | 18.3869 | 18.3869 | 18.3869 | 18.3869 | 18.3869 | 18.3869 | 18.3869 | 18.3869 | 18.3869 | 18.3869 | 18.3869 | 18.3869 | 18.3869 | 18.3869 | 18.3869 | 18.3869 | 18.3869 | 18.3869 | 18.3869 | 18.3869 | 0 | 0 | 0 | 0 | 0 | 0 | 0 | 0
F1_Industrial_Agriculture_Existing_Space Heating_Natural Gas_Unit Heater_E3 | F1 | Industrial | Agriculture | Existing | Space Heating | Natural Gas | Unit Heater | E3 | Participant - Cost of Equipment | 9.8017 | 9.8017 | 9.8017 | 9.8017 | 9.8017 | 9.8017 | 9.8017 | 9.8017 | 9.8017 | 9.8017 | 9.8017 | 9.8017 | 9.8017 | 9.8017 | 9.8017 | 9.8017 | 9.8017 | 9.8017 | 9.8017 | 9.8017 | 9.8017 | 9.8017 | 0 | 0 | 0 | 0 | 0 | 0 | 0 | 0
F1_Industrial_Agriculture_Existing_Space Heating_Natural Gas_Unit Heater_E4 | F1 | Industrial | Agriculture | Existing | Space Heating | Natural Gas | Unit Heater | E4 | Participant - Cost of Equipment | 0 | 0 | 0 | 0 | 0 | 0 | 0 | 0 | 0 | 0 | 0 | 0 | 0 | 0 | 0 | 0 | 0 | 0 | 0 | 0 | 0 | 0 | 0 | 0 | 0 | 0 | 0 | 0 | 0 | 0
F1_Industrial_Agriculture_Existing_Space Heating_Natural Gas_Unit Heater_E5 | F1 | Industrial | Agriculture | Existing | Space Heating | Natural Gas | Unit Heater | E5 | Participant - Cost of Equipment | 0 | 0 | 0 | 0 | 0 | 0 | 0 | 0 | 0 | 0 | 0 | 0 | 0 | 0 | 0 | 0 | 0 | 0 | 0 | 0 | 0 | 0 | 0 | 0 | 0 | 0 | 0 | 0 | 0 | 0
F1_Industrial_Agriculture_Existing_Space Heating_Natural Gas_Unit Heater_E6 | F1 | Industrial | Agriculture | Existing | Space Heating | Natural Gas | Unit Heater | E6 | Participant - Cost of Equipment | 0 | 0 | 0 | 0 | 0 | 0 | 0 | 0 | 0 | 0 | 0 | 0 | 0 | 0 | 0 | 0 | 0 | 0 | 0 | 0 | 0 | 0 | 0 | 0 | 0 | 0 | 0 | 0 | 0 | 0
F1_Industrial_Agriculture_Existing_Space Heating_Natural Gas_Unit Heater_E7 | F1 | Industrial | Agriculture | Existing | Space Heating | Natural Gas | Unit Heater | E7 | Participant - Cost of Equipment | 0 | 0 | 0 | 0 | 0 | 0 | 0 | 0 | 0 | 0 | 0 | 0 | 0 | 0 | 0 | 0 | 0 | 0 | 0 | 0 | 0 | 0 | 0 | 0 | 0 | 0 | 0 | 0 | 0 | 0
F1_Industrial_Agriculture_Existing_Space Heating_Natural Gas_Unit Heater_E8 | F1 | Industrial | Agriculture | Existing | Space Heating | Natural Gas | Unit Heater | E8 | Participant - Cost of Equipment | 0 | 0 | 0 | 0 | 0 | 0 | 0 | 0 | 0 | 0 | 0 | 0 | 0 | 0 | 0 | 0 | 0 | 0 | 0 | 0 | 0 | 0 | 0 | 0 | 0 | 0 | 0 | 0 | 0 | 0
F1_Industrial_Agriculture_Existing_Space Heating_Natural Gas_Unit Heater_E9 | F1 | Industrial | Agriculture | Existing | Space Heating | Natural Gas | Unit Heater | E9 | Participant - Cost of Equipment | 0 | 0 | 0 | 0 | 0 | 0 | 0 | 0 | 0 | 0 | 0 | 0 | 0 | 0 | 0 | 0 | 0 | 0 | 0 | 0 | 0 | 0 | 0 | 0 | 0 | 0 | 0 | 0 | 0 | 0
F1_Industrial_Agriculture_Existing_Space Heating_Natural Gas_Unit Heater_E10 | F1 | Industrial | Agriculture | Existing | Space Heating | Natural Gas | Unit Heater | E10 | Participant - Cost of Equipment | 0 | 0 | 0 | 0 | 0 | 0 | 0 | 0 | 0 | 0 | 0 | 0 | 0 | 0 | 0 | 0 | 0 | 0 | 0 | 0 | 0 | 0 | 0 | 0 | 0 | 0 | 0 | 0 | 0 | 0
F2_Industrial_Agriculture_Existing_Space Heating_Natural Gas_Unit Heater_E1 | F2 | Industrial | Agriculture | Existing | Space Heating | Natural Gas | Unit Heater | E1 | Participant - Cost of Operation | 72.9589 | 75.0676 | 74.2159 | 73.4077 | 71.3824 | 69.3551 | 67.2773 | 65.4158 | 63.5418 | 61.969 | 60.3834 | 58.8453 | 57.336 | 55.8943 | 54.4798 | 53.0912 | 51.7526 | 50.4778 | 49.2276 | 48.0649 | 46.9465 | 45.8541 | 0 | 0 | 0 | 0 | 0 | 0 | 0 | 0
F2_Industrial_Agriculture_Existing_Space Heating_Natural Gas_Unit Heater_E2 | F2 | Industrial | Agriculture | Existing | Space Heating | Natural Gas | Unit Heater | E2 | Participant - Cost of Operation | 69.4862 | 71.4946 | 70.6834 | 69.9137 | 67.9848 | 66.054 | 64.0751 | 62.3022 | 60.5174 | 59.0194 | 57.5093 | 56.0444 | 54.6069 | 53.2339 | 51.8867 | 50.5643 | 49.2893 | 48.0752 | 46.8845 | 45.7772 | 44.712 | 43.6716 | 0 | 0 | 0 | 0 | 0 | 0 | 0 | 0
F2_Industrial_Agriculture_Existing_Space Heating_Natural Gas_Unit Heater_E3 | F2 | Industrial | Agriculture | Existing | Space Heating | Natural Gas | Unit Heater | E3 | Participant - Cost of Operation | 60.4229 | 61.7068 | 60.8832 | 60.0973 | 58.4466 | 56.8021 | 55.1323 | 53.6274 | 52.1204 | 50.8387 | 49.5535 | 48.3057 | 47.0819 | 45.9097 | 44.7603 | 43.6327 | 42.5439 | 41.5037 | 40.484 | 39.5298 | 38.6099 | 37.7115 | 0 | 0 | 0 | 0 | 0 | 0 | 0 | 0
F2_Industrial_Agriculture_Existing_Space Heating_Natural Gas_Unit Heater_E4 | F2 | Industrial | Agriculture | Existing | Space Heating | Natural Gas | Unit Heater | E4 | Participant - Cost of Operation | 0 | 0 | 0 | 0 | 0 | 0 | 0 | 0 | 0 | 0 | 0 | 0 | 0 | 0 | 0 | 0 | 0 | 0 | 0 | 0 | 0 | 0 | 0 | 0 | 0 | 0 | 0 | 0 | 0 | 0
F2_Industrial_Agriculture_Existing_Space Heating_Natural Gas_Unit Heater_E5 | F2 | Industrial | Agriculture | Existing | Space Heating | Natural Gas | Unit Heater | E5 | Participant - Cost of Operation | 0 | 0 | 0 | 0 | 0 | 0 | 0 | 0 | 0 | 0 | 0 | 0 | 0 | 0 | 0 | 0 | 0 | 0 | 0 | 0 | 0 | 0 | 0 | 0 | 0 | 0 | 0 | 0 | 0 | 0
F2_Industrial_Agriculture_Existing_Space Heating_Natural Gas_Unit Heater_E6 | F2 | Industrial | Agriculture | Existing | Space Heating | Natural Gas | Unit Heater | E6 | Participant - Cost of Operation | 0 | 0 | 0 | 0 | 0 | 0 | 0 | 0 | 0 | 0 | 0 | 0 | 0 | 0 | 0 | 0 | 0 | 0 | 0 | 0 | 0 | 0 | 0 | 0 | 0 | 0 | 0 | 0 | 0 | 0
F2_Industrial_Agriculture_Existing_Space Heating_Natural Gas_Unit Heater_E7 | F2 | Industrial | Agriculture | Existing | Space Heating | Natural Gas | Unit Heater | E7 | Participant - Cost of Operation | 0 | 0 | 0 | 0 | 0 | 0 | 0 | 0 | 0 | 0 | 0 | 0 | 0 | 0 | 0 | 0 | 0 | 0 | 0 | 0 | 0 | 0 | 0 | 0 | 0 | 0 | 0 | 0 | 0 | 0
F2_Industrial_Agriculture_Existing_Space Heating_Natural Gas_Unit Heater_E8 | F2 | Industrial | Agriculture | Existing | Space Heating | Natural Gas | Unit Heater | E8 | Participant - Cost of Operation | 0 | 0 | 0 | 0 | 0 | 0 | 0 | 0 | 0 | 0 | 0 | 0 | 0 | 0 | 0 | 0 | 0 | 0 | 0 | 0 | 0 | 0 | 0 | 0 | 0 | 0 | 0 | 0 | 0 | 0
F2_Industrial_Agriculture_Existing_Space Heating_Natural Gas_Unit Heater_E9 | F2 | Industrial | Agriculture | Existing | Space Heating | Natural Gas | Unit Heater | E9 | Participant - Cost of Operation | 0 | 0 | 0 | 0 | 0 | 0 | 0 | 0 | 0 | 0 | 0 | 0 | 0 | 0 | 0 | 0 | 0 | 0 | 0 | 0 | 0 | 0 | 0 | 0 | 0 | 0 | 0 | 0 | 0 | 0
F2_Industrial_Agriculture_Existing_Space Heating_Natural Gas_Unit Heater_E10 | F2 | Industrial | Agriculture | Existing | Space Heating | Natural Gas | Unit Heater | E10 | Participant - Cost of Operation | 0 | 0 | 0 | 0 | 0 | 0 | 0 | 0 | 0 | 0 | 0 | 0 | 0 | 0 | 0 | 0 | 0 | 0 | 0 | 0 | 0 | 0 | 0 | 0 | 0 | 0 | 0 | 0 | 0 | 0
F3_Industrial_Agriculture_Existing_Space Heating_Natural Gas_Unit Heater_E1 | F3 | Industrial | Agriculture | Existing | Space Heating | Natural Gas | Unit Heater | E1 | System - kBTUs of Conusmption | 11019.1551 | 11019.1551 | 11019.1551 | 11019.1551 | 11019.1551 | 11019.1551 | 11019.1551 | 11019.1551 | 11019.1551 | 11019.1551 | 11019.1551 | 11019.1551 | 11019.1551 | 11019.1551 | 11019.1551 | 11019.1551 | 11019.1551 | 11019.1551 | 11019.1551 | 11019.1551 | 11019.1551 | 11019.1551 | 0 | 0 | 0 | 0 | 0 | 0 | 0 | 0
F3_Industrial_Agriculture_Existing_Space Heating_Natural Gas_Unit Heater_E2 | F3 | Industrial | Agriculture | Existing | Space Heating | Natural Gas | Unit Heater | E2 | System - kBTUs of Conusmption | 10494.675 | 10494.675 | 10494.675 | 10494.675 | 10494.675 | 10494.675 | 10494.675 | 10494.675 | 10494.675 | 10494.675 | 10494.675 | 10494.675 | 10494.675 | 10494.675 | 10494.675 | 10494.675 | 10494.675 | 10494.675 | 10494.675 | 10494.675 | 10494.675 | 10494.675 | 0 | 0 | 0 | 0 | 0 | 0 | 0 | 0
F3_Industrial_Agriculture_Existing_Space Heating_Natural Gas_Unit Heater_E3 | F3 | Industrial | Agriculture | Existing | Space Heating | Natural Gas | Unit Heater | E3 | System - kBTUs of Conusmption | 9366.2819 | 9366.2819 | 9366.2819 | 9366.2819 | 9366.2819 | 9366.2819 | 9366.2819 | 9366.2819 | 9366.2819 | 9366.2819 | 9366.2819 | 9366.2819 | 9366.2819 | 9366.2819 | 9366.2819 | 9366.2819 | 9366.2819 | 9366.2819 | 9366.2819 | 9366.2819 | 9366.2819 | 9366.2819 | 0 | 0 | 0 | 0 | 0 | 0 | 0 | 0
F3_Industrial_Agriculture_Existing_Space Heating_Natural Gas_Unit Heater_E4 | F3 | Industrial | Agriculture | Existing | Space Heating | Natural Gas | Unit Heater | E4 | System - kBTUs of Conusmption | 0 | 0 | 0 | 0 | 0 | 0 | 0 | 0 | 0 | 0 | 0 | 0 | 0 | 0 | 0 | 0 | 0 | 0 | 0 | 0 | 0 | 0 | 0 | 0 | 0 | 0 | 0 | 0 | 0 | 0
F3_Industrial_Agriculture_Existing_Space Heating_Natural Gas_Unit Heater_E5 | F3 | Industrial | Agriculture | Existing | Space Heating | Natural Gas | Unit Heater | E5 | System - kBTUs of Conusmption | 0 | 0 | 0 | 0 | 0 | 0 | 0 | 0 | 0 | 0 | 0 | 0 | 0 | 0 | 0 | 0 | 0 | 0 | 0 | 0 | 0 | 0 | 0 | 0 | 0 | 0 | 0 | 0 | 0 | 0
F3_Industrial_Agriculture_Existing_Space Heating_Natural Gas_Unit Heater_E6 | F3 | Industrial | Agriculture | Existing | Space Heating | Natural Gas | Unit Heater | E6 | System - kBTUs of Conusmption | 0 | 0 | 0 | 0 | 0 | 0 | 0 | 0 | 0 | 0 | 0 | 0 | 0 | 0 | 0 | 0 | 0 | 0 | 0 | 0 | 0 | 0 | 0 | 0 | 0 | 0 | 0 | 0 | 0 | 0
F3_Industrial_Agriculture_Existing_Space Heating_Natural Gas_Unit Heater_E7 | F3 | Industrial | Agriculture | Existing | Space Heating | Natural Gas | Unit Heater | E7 | System - kBTUs of Conusmption | 0 | 0 | 0 | 0 | 0 | 0 | 0 | 0 | 0 | 0 | 0 | 0 | 0 | 0 | 0 | 0 | 0 | 0 | 0 | 0 | 0 | 0 | 0 | 0 | 0 | 0 | 0 | 0 | 0 | 0
F3_Industrial_Agriculture_Existing_Space Heating_Natural Gas_Unit Heater_E8 | F3 | Industrial | Agriculture | Existing | Space Heating | Natural Gas | Unit Heater | E8 | System - kBTUs of Conusmption | 0 | 0 | 0 | 0 | 0 | 0 | 0 | 0 | 0 | 0 | 0 | 0 | 0 | 0 | 0 | 0 | 0 | 0 | 0 | 0 | 0 | 0 | 0 | 0 | 0 | 0 | 0 | 0 | 0 | 0
F3_Industrial_Agriculture_Existing_Space Heating_Natural Gas_Unit Heater_E9 | F3 | Industrial | Agriculture | Existing | Space Heating | Natural Gas | Unit Heater | E9 | System - kBTUs of Conusmption | 0 | 0 | 0 | 0 | 0 | 0 | 0 | 0 | 0 | 0 | 0 | 0 | 0 | 0 | 0 | 0 | 0 | 0 | 0 | 0 | 0 | 0 | 0 | 0 | 0 | 0 | 0 | 0 | 0 | 0
F3_Industrial_Agriculture_Existing_Space Heating_Natural Gas_Unit Heater_E10 | F3 | Industrial | Agriculture | Existing | Space Heating | Natural Gas | Unit Heater | E10 | System - kBTUs of Conusmption | 0 | 0 | 0 | 0 | 0 | 0 | 0 | 0 | 0 | 0 | 0 | 0 | 0 | 0 | 0 | 0 | 0 | 0 | 0 | 0 | 0 | 0 | 0 | 0 | 0 | 0 | 0 | 0 | 0 | 0
F4_Industrial_Agriculture_Existing_Space Heating_Natural Gas_Unit Heater_E1 | F4 | Industrial | Agriculture | Existing | Space Heating | Natural Gas | Unit Heater | E1 | Utility - Cost of Equipment | 8.3838 | 8.3838 | 8.3838 | 8.3838 | 8.3838 | 8.3838 | 8.3838 | 8.3838 | 8.3838 | 8.3838 | 8.3838 | 8.3838 | 8.3838 | 8.3838 | 8.3838 | 8.3838 | 8.3838 | 8.3838 | 8.3838 | 8.3838 | 8.3838 | 8.3838 | 0 | 0 | 0 | 0 | 0 | 0 | 0 | 0
F4_Industrial_Agriculture_Existing_Space Heating_Natural Gas_Unit Heater_E2 | F4 | Industrial | Agriculture | Existing | Space Heating | Natural Gas | Unit Heater | E2 | Utility - Cost of Equipment | 18.3869 | 18.3869 | 18.3869 | 18.3869 | 18.3869 | 18.3869 | 18.3869 | 18.3869 | 18.3869 | 18.3869 | 18.3869 | 18.3869 | 18.3869 | 18.3869 | 18.3869 | 18.3869 | 18.3869 | 18.3869 | 18.3869 | 18.3869 | 18.3869 | 18.3869 | 0 | 0 | 0 | 0 | 0 | 0 | 0 | 0
F4_Industrial_Agriculture_Existing_Space Heating_Natural Gas_Unit Heater_E3 | F4 | Industrial | Agriculture | Existing | Space Heating | Natural Gas | Unit Heater | E3 | Utility - Cost of Equipment | 9.8017 | 9.8017 | 9.8017 | 9.8017 | 9.8017 | 9.8017 | 9.8017 | 9.8017 | 9.8017 | 9.8017 | 9.8017 | 9.8017 | 9.8017 | 9.8017 | 9.8017 | 9.8017 | 9.8017 | 9.8017 | 9.8017 | 9.8017 | 9.8017 | 9.8017 | 0 | 0 | 0 | 0 | 0 | 0 | 0 | 0
F4_Industrial_Agriculture_Existing_Space Heating_Natural Gas_Unit Heater_E4 | F4 | Industrial | Agriculture | Existing | Space Heating | Natural Gas | Unit Heater | E4 | Utility - Cost of Equipment | 0 | 0 | 0 | 0 | 0 | 0 | 0 | 0 | 0 | 0 | 0 | 0 | 0 | 0 | 0 | 0 | 0 | 0 | 0 | 0 | 0 | 0 | 0 | 0 | 0 | 0 | 0 | 0 | 0 | 0
F4_Industrial_Agriculture_Existing_Space Heating_Natural Gas_Unit Heater_E5 | F4 | Industrial | Agriculture | Existing | Space Heating | Natural Gas | Unit Heater | E5 | Utility - Cost of Equipment | 0 | 0 | 0 | 0 | 0 | 0 | 0 | 0 | 0 | 0 | 0 | 0 | 0 | 0 | 0 | 0 | 0 | 0 | 0 | 0 | 0 | 0 | 0 | 0 | 0 | 0 | 0 | 0 | 0 | 0
F4_Industrial_Agriculture_Existing_Space Heating_Natural Gas_Unit Heater_E6 | F4 | Industrial | Agriculture | Existing | Space Heating | Natural Gas | Unit Heater | E6 | Utility - Cost of Equipment | 0 | 0 | 0 | 0 | 0 | 0 | 0 | 0 | 0 | 0 | 0 | 0 | 0 | 0 | 0 | 0 | 0 | 0 | 0 | 0 | 0 | 0 | 0 | 0 | 0 | 0 | 0 | 0 | 0 | 0
F4_Industrial_Agriculture_Existing_Space Heating_Natural Gas_Unit Heater_E7 | F4 | Industrial | Agriculture | Existing | Space Heating | Natural Gas | Unit Heater | E7 | Utility - Cost of Equipment | 0 | 0 | 0 | 0 | 0 | 0 | 0 | 0 | 0 | 0 | 0 | 0 | 0 | 0 | 0 | 0 | 0 | 0 | 0 | 0 | 0 | 0 | 0 | 0 | 0 | 0 | 0 | 0 | 0 | 0
F4_Industrial_Agriculture_Existing_Space Heating_Natural Gas_Unit Heater_E8 | F4 | Industrial | Agriculture | Existing | Space Heating | Natural Gas | Unit Heater | E8 | Utility - Cost of Equipment | 0 | 0 | 0 | 0 | 0 | 0 | 0 | 0 | 0 | 0 | 0 | 0 | 0 | 0 | 0 | 0 | 0 | 0 | 0 | 0 | 0 | 0 | 0 | 0 | 0 | 0 | 0 | 0 | 0 | 0
F4_Industrial_Agriculture_Existing_Space Heating_Natural Gas_Unit Heater_E9 | F4 | Industrial | Agriculture | Existing | Space Heating | Natural Gas | Unit Heater | E9 | Utility - Cost of Equipment | 0 | 0 | 0 | 0 | 0 | 0 | 0 | 0 | 0 | 0 | 0 | 0 | 0 | 0 | 0 | 0 | 0 | 0 | 0 | 0 | 0 | 0 | 0 | 0 | 0 | 0 | 0 | 0 | 0 | 0
F4_Industrial_Agriculture_Existing_Space Heating_Natural Gas_Unit Heater_E10 | F4 | Industrial | Agriculture | Existing | Space Heating | Natural Gas | Unit Heater | E10 | Utility - Cost of Equipment | 0 | 0 | 0 | 0 | 0 | 0 | 0 | 0 | 0 | 0 | 0 | 0 | 0 | 0 | 0 | 0 | 0 | 0 | 0 | 0 | 0 | 0 | 0 | 0 | 0 | 0 | 0 | 0 | 0 | 0
F5_Industrial_Agriculture_Existing_Space Heating_Natural Gas_Unit Heater_E1 | F5 | Industrial | Agriculture | Existing | Space Heating | Natural Gas | Unit Heater | E1 | Utility - Cost of Operation | 60.8973 | 62.6574 | 61.9464 | 61.2719 | 59.5814 | 57.8893 | 56.1549 | 54.6012 | 53.037 | 51.7242 | 50.4008 | 49.117 | 47.8571 | 46.6538 | 45.4731 | 44.3142 | 43.1968 | 42.1328 | 41.0893 | 40.1188 | 39.1853 | 38.2735 | 0 | 0 | 0 | 0 | 0 | 0 | 0 | 0
F5_Industrial_Agriculture_Existing_Space Heating_Natural Gas_Unit Heater_E2 | F5 | Industrial | Agriculture | Existing | Space Heating | Natural Gas | Unit Heater | E2 | Utility - Cost of Operation | 57.9987 | 59.6751 | 58.998 | 58.3555 | 56.7455 | 55.1339 | 53.4821 | 52.0024 | 50.5126 | 49.2623 | 48.0019 | 46.7791 | 45.5793 | 44.4332 | 43.3087 | 42.2049 | 41.1408 | 40.1274 | 39.1335 | 38.2093 | 37.3202 | 36.4518 | 0 | 0 | 0 | 0 | 0 | 0 | 0 | 0
F5_Industrial_Agriculture_Existing_Space Heating_Natural Gas_Unit Heater_E3 | F5 | Industrial | Agriculture | Existing | Space Heating | Natural Gas | Unit Heater | E3 | Utility - Cost of Operation | 50.4337 | 51.5054 | 50.818 | 50.162 | 48.7842 | 47.4115 | 46.0178 | 44.7617 | 43.5038 | 42.434 | 41.3613 | 40.3197 | 39.2982 | 38.3199 | 37.3605 | 36.4193 | 35.5105 | 34.6423 | 33.7912 | 32.9947 | 32.2269 | 31.477 | 0 | 0 | 0 | 0 | 0 | 0 | 0 | 0
F5_Industrial_Agriculture_Existing_Space Heating_Natural Gas_Unit Heater_E4 | F5 | Industrial | Agriculture | Existing | Space Heating | Natural Gas | Unit Heater | E4 | Utility - Cost of Operation | 0 | 0 | 0 | 0 | 0 | 0 | 0 | 0 | 0 | 0 | 0 | 0 | 0 | 0 | 0 | 0 | 0 | 0 | 0 | 0 | 0 | 0 | 0 | 0 | 0 | 0 | 0 | 0 | 0 | 0
F5_Industrial_Agriculture_Existing_Space Heating_Natural Gas_Unit Heater_E5 | F5 | Industrial | Agriculture | Existing | Space Heating | Natural Gas | Unit Heater | E5 | Utility - Cost of Operation | 0 | 0 | 0 | 0 | 0 | 0 | 0 | 0 | 0 | 0 | 0 | 0 | 0 | 0 | 0 | 0 | 0 | 0 | 0 | 0 | 0 | 0 | 0 | 0 | 0 | 0 | 0 | 0 | 0 | 0
F5_Industrial_Agriculture_Existing_Space Heating_Natural Gas_Unit Heater_E6 | F5 | Industrial | Agriculture | Existing | Space Heating | Natural Gas | Unit Heater | E6 | Utility - Cost of Operation | 0 | 0 | 0 | 0 | 0 | 0 | 0 | 0 | 0 | 0 | 0 | 0 | 0 | 0 | 0 | 0 | 0 | 0 | 0 | 0 | 0 | 0 | 0 | 0 | 0 | 0 | 0 | 0 | 0 | 0
F5_Industrial_Agriculture_Existing_Space Heating_Natural Gas_Unit Heater_E7 | F5 | Industrial | Agriculture | Existing | Space Heating | Natural Gas | Unit Heater | E7 | Utility - Cost of Operation | 0 | 0 | 0 | 0 | 0 | 0 | 0 | 0 | 0 | 0 | 0 | 0 | 0 | 0 | 0 | 0 | 0 | 0 | 0 | 0 | 0 | 0 | 0 | 0 | 0 | 0 | 0 | 0 | 0 | 0
F5_Industrial_Agriculture_Existing_Space Heating_Natural Gas_Unit Heater_E8 | F5 | Industrial | Agriculture | Existing | Space Heating | Natural Gas | Unit Heater | E8 | Utility - Cost of Operation | 0 | 0 | 0 | 0 | 0 | 0 | 0 | 0 | 0 | 0 | 0 | 0 | 0 | 0 | 0 | 0 | 0 | 0 | 0 | 0 | 0 | 0 | 0 | 0 | 0 | 0 | 0 | 0 | 0 | 0
F5_Industrial_Agriculture_Existing_Space Heating_Natural Gas_Unit Heater_E9 | F5 | Industrial | Agriculture | Existing | Space Heating | Natural Gas | Unit Heater | E9 | Utility - Cost of Operation | 0 | 0 | 0 | 0 | 0 | 0 | 0 | 0 | 0 | 0 | 0 | 0 | 0 | 0 | 0 | 0 | 0 | 0 | 0 | 0 | 0 | 0 | 0 | 0 | 0 | 0 | 0 | 0 | 0 | 0
F5_Industrial_Agriculture_Existing_Space Heating_Natural Gas_Unit Heater_E10 | F5 | Industrial | Agriculture | Existing | Space Heating | Natural Gas | Unit Heater | E10 | Utility - Cost of Operation | 0 | 0 | 0 | 0 | 0 | 0 | 0 | 0 | 0 | 0 | 0 | 0 | 0 | 0 | 0 | 0 | 0 | 0 | 0 | 0 | 0 | 0 | 0 | 0 | 0 | 0 | 0 | 0 | 0 | 0
F6_Industrial_Agriculture_Existing_Space Heating_Natural Gas_Unit Heater_E1 | F6 | Industrial | Agriculture | Existing | Space Heating | Natural Gas | Unit Heater | E1 | Utility - Value of Sales | 72.9589 | 75.0676 | 74.2159 | 73.4077 | 71.3824 | 69.3551 | 67.2773 | 65.4158 | 63.5418 | 61.969 | 60.3834 | 58.8453 | 57.336 | 55.8943 | 54.4798 | 53.0912 | 51.7526 | 50.4778 | 49.2276 | 48.0649 | 46.9465 | 45.8541 | 0 | 0 | 0 | 0 | 0 | 0 | 0 | 0
F6_Industrial_Agriculture_Existing_Space Heating_Natural Gas_Unit Heater_E2 | F6 | Industrial | Agriculture | Existing | Space Heating | Natural Gas | Unit Heater | E2 | Utility - Value of Sales | 69.4862 | 71.4946 | 70.6834 | 69.9137 | 67.9848 | 66.054 | 64.0751 | 62.3022 | 60.5174 | 59.0194 | 57.5093 | 56.0444 | 54.6069 | 53.2339 | 51.8867 | 50.5643 | 49.2893 | 48.0752 | 46.8845 | 45.7772 | 44.712 | 43.6716 | 0 | 0 | 0 | 0 | 0 | 0 | 0 | 0
F6_Industrial_Agriculture_Existing_Space Heating_Natural Gas_Unit Heater_E3 | F6 | Industrial | Agriculture | Existing | Space Heating | Natural Gas | Unit Heater | E3 | Utility - Value of Sales | 60.4229 | 61.7068 | 60.8832 | 60.0973 | 58.4466 | 56.8021 | 55.1323 | 53.6274 | 52.1204 | 50.8387 | 49.5535 | 48.3057 | 47.0819 | 45.9097 | 44.7603 | 43.6327 | 42.5439 | 41.5037 | 40.484 | 39.5298 | 38.6099 | 37.7115 | 0 | 0 | 0 | 0 | 0 | 0 | 0 | 0
F6_Industrial_Agriculture_Existing_Space Heating_Natural Gas_Unit Heater_E4 | F6 | Industrial | Agriculture | Existing | Space Heating | Natural Gas | Unit Heater | E4 | Utility - Value of Sales | 0 | 0 | 0 | 0 | 0 | 0 | 0 | 0 | 0 | 0 | 0 | 0 | 0 | 0 | 0 | 0 | 0 | 0 | 0 | 0 | 0 | 0 | 0 | 0 | 0 | 0 | 0 | 0 | 0 | 0
F6_Industrial_Agriculture_Existing_Space Heating_Natural Gas_Unit Heater_E5 | F6 | Industrial | Agriculture | Existing | Space Heating | Natural Gas | Unit Heater | E5 | Utility - Value of Sales | 0 | 0 | 0 | 0 | 0 | 0 | 0 | 0 | 0 | 0 | 0 | 0 | 0 | 0 | 0 | 0 | 0 | 0 | 0 | 0 | 0 | 0 | 0 | 0 | 0 | 0 | 0 | 0 | 0 | 0
F6_Industrial_Agriculture_Existing_Space Heating_Natural Gas_Unit Heater_E6 | F6 | Industrial | Agriculture | Existing | Space Heating | Natural Gas | Unit Heater | E6 | Utility - Value of Sales | 0 | 0 | 0 | 0 | 0 | 0 | 0 | 0 | 0 | 0 | 0 | 0 | 0 | 0 | 0 | 0 | 0 | 0 | 0 | 0 | 0 | 0 | 0 | 0 | 0 | 0 | 0 | 0 | 0 | 0
F6_Industrial_Agriculture_Existing_Space Heating_Natural Gas_Unit Heater_E7 | F6 | Industrial | Agriculture | Existing | Space Heating | Natural Gas | Unit Heater | E7 | Utility - Value of Sales | 0 | 0 | 0 | 0 | 0 | 0 | 0 | 0 | 0 | 0 | 0 | 0 | 0 | 0 | 0 | 0 | 0 | 0 | 0 | 0 | 0 | 0 | 0 | 0 | 0 | 0 | 0 | 0 | 0 | 0
F6_Industrial_Agriculture_Existing_Space Heating_Natural Gas_Unit Heater_E8 | F6 | Industrial | Agriculture | Existing | Space Heating | Natural Gas | Unit Heater | E8 | Utility - Value of Sales | 0 | 0 | 0 | 0 | 0 | 0 | 0 | 0 | 0 | 0 | 0 | 0 | 0 | 0 | 0 | 0 | 0 | 0 | 0 | 0 | 0 | 0 | 0 | 0 | 0 | 0 | 0 | 0 | 0 | 0
F6_Industrial_Agriculture_Existing_Space Heating_Natural Gas_Unit Heater_E9 | F6 | Industrial | Agriculture | Existing | Space Heating | Natural Gas | Unit Heater | E9 | Utility - Value of Sales | 0 | 0 | 0 | 0 | 0 | 0 | 0 | 0 | 0 | 0 | 0 | 0 | 0 | 0 | 0 | 0 | 0 | 0 | 0 | 0 | 0 | 0 | 0 | 0 | 0 | 0 | 0 | 0 | 0 | 0
F6_Industrial_Agriculture_Existing_Space Heating_Natural Gas_Unit Heater_E10 | F6 | Industrial | Agriculture | Existing | Space Heating | Natural Gas | Unit Heater | E10 | Utility - Value of Sales | 0 | 0 | 0 | 0 | 0 | 0 | 0 | 0 | 0 | 0 | 0 | 0 | 0 | 0 | 0 | 0 | 0 | 0 | 0 | 0 | 0 | 0 | 0 | 0 | 0 | 0 | 0 | 0 | 0 | 0
F1_Industrial_Agriculture_Existing_Process_Natural Gas_Process Boiler_E1 | F1 | Industrial | Agriculture | Existing | Process | Natural Gas | Process Boiler | E1 | Participant - Cost of Equipment | 4.4142 | 4.4142 | 4.4142 | 4.4142 | 4.4142 | 4.4142 | 4.4142 | 4.4142 | 4.4142 | 4.4142 | 4.4142 | 4.4142 | 4.4142 | 4.4142 | 4.4142 | 4.4142 | 4.4142 | 4.4142 | 4.4142 | 4.4142 | 4.4142 | 4.4142 | 0 | 0 | 0 | 0 | 0 | 0 | 0 | 0
F1_Industrial_Agriculture_Existing_Process_Natural Gas_Process Boiler_E2 | F1 | Industrial | Agriculture | Existing | Process | Natural Gas | Process Boiler | E2 | Participant - Cost of Equipment | 0 | 0 | 0 | 0 | 0 | 0 | 0 | 0 | 0 | 0 | 0 | 0 | 0 | 0 | 0 | 0 | 0 | 0 | 0 | 0 | 0 | 0 | 0 | 0 | 0 | 0 | 0 | 0 | 0 | 0
F1_Industrial_Agriculture_Existing_Process_Natural Gas_Process Boiler_E3 | F1 | Industrial | Agriculture | Existing | Process | Natural Gas | Process Boiler | E3 | Participant - Cost of Equipment | 0 | 0 | 0 | 0 | 0 | 0 | 0 | 0 | 0 | 0 | 0 | 0 | 0 | 0 | 0 | 0 | 0 | 0 | 0 | 0 | 0 | 0 | 0 | 0 | 0 | 0 | 0 | 0 | 0 | 0
F1_Industrial_Agriculture_Existing_Process_Natural Gas_Process Boiler_E4 | F1 | Industrial | Agriculture | Existing | Process | Natural Gas | Process Boiler | E4 | Participant - Cost of Equipment | 0 | 0 | 0 | 0 | 0 | 0 | 0 | 0 | 0 | 0 | 0 | 0 | 0 | 0 | 0 | 0 | 0 | 0 | 0 | 0 | 0 | 0 | 0 | 0 | 0 | 0 | 0 | 0 | 0 | 0
F1_Industrial_Agriculture_Existing_Process_Natural Gas_Process Boiler_E5 | F1 | Industrial | Agriculture | Existing | Process | Natural Gas | Process Boiler | E5 | Participant - Cost of Equipment | 0 | 0 | 0 | 0 | 0 | 0 | 0 | 0 | 0 | 0 | 0 | 0 | 0 | 0 | 0 | 0 | 0 | 0 | 0 | 0 | 0 | 0 | 0 | 0 | 0 | 0 | 0 | 0 | 0 | 0
F1_Industrial_Agriculture_Existing_Process_Natural Gas_Process Boiler_E6 | F1 | Industrial | Agriculture | Existing | Process | Natural Gas | Process Boiler | E6 | Participant - Cost of Equipment | 0 | 0 | 0 | 0 | 0 | 0 | 0 | 0 | 0 | 0 | 0 | 0 | 0 | 0 | 0 | 0 | 0 | 0 | 0 | 0 | 0 | 0 | 0 | 0 | 0 | 0 | 0 | 0 | 0 | 0
F1_Industrial_Agriculture_Existing_Process_Natural Gas_Process Boiler_E7 | F1 | Industrial | Agriculture | Existing | Process | Natural Gas | Process Boiler | E7 | Participant - Cost of Equipment | 0 | 0 | 0 | 0 | 0 | 0 | 0 | 0 | 0 | 0 | 0 | 0 | 0 | 0 | 0 | 0 | 0 | 0 | 0 | 0 | 0 | 0 | 0 | 0 | 0 | 0 | 0 | 0 | 0 | 0
F1_Industrial_Agriculture_Existing_Process_Natural Gas_Process Boiler_E8 | F1 | Industrial | Agriculture | Existing | Process | Natural Gas | Process Boiler | E8 | Participant - Cost of Equipment | 0 | 0 | 0 | 0 | 0 | 0 | 0 | 0 | 0 | 0 | 0 | 0 | 0 | 0 | 0 | 0 | 0 | 0 | 0 | 0 | 0 | 0 | 0 | 0 | 0 | 0 | 0 | 0 | 0 | 0
F1_Industrial_Agriculture_Existing_Process_Natural Gas_Process Boiler_E9 | F1 | Industrial | Agriculture | Existing | Process | Natural Gas | Process Boiler | E9 | Participant - Cost of Equipment | 0 | 0 | 0 | 0 | 0 | 0 | 0 | 0 | 0 | 0 | 0 | 0 | 0 | 0 | 0 | 0 | 0 | 0 | 0 | 0 | 0 | 0 | 0 | 0 | 0 | 0 | 0 | 0 | 0 | 0
F1_Industrial_Agriculture_Existing_Process_Natural Gas_Process Boiler_E10 | F1 | Industrial | Agriculture | Existing | Process | Natural Gas | Process Boiler | E10 | Participant - Cost of Equipment | 0 | 0 | 0 | 0 | 0 | 0 | 0 | 0 | 0 | 0 | 0 | 0 | 0 | 0 | 0 | 0 | 0 | 0 | 0 | 0 | 0 | 0 | 0 | 0 | 0 | 0 | 0 | 0 | 0 | 0
F2_Industrial_Agriculture_Existing_Process_Natural Gas_Process Boiler_E1 | F2 | Industrial | Agriculture | Existing | Process | Natural Gas | Process Boiler | E1 | Participant - Cost of Operation | 42.42 | 42.8272 | 42.1362 | 41.4737 | 40.3654 | 39.2692 | 38.1678 | 37.1603 | 36.1589 | 35.2813 | 34.4066 | 33.5562 | 32.7229 | 31.9212 | 31.1358 | 30.3661 | 29.6217 | 28.9088 | 28.2134 | 27.5601 | 26.9336 | 26.328 | 0 | 0 | 0 | 0 | 0 | 0 | 0 | 0
F2_Industrial_Agriculture_Existing_Process_Natural Gas_Process Boiler_E2 | F2 | Industrial | Agriculture | Existing | Process | Natural Gas | Process Boiler | E2 | Participant - Cost of Operation | 0 | 0 | 0 | 0 | 0 | 0 | 0 | 0 | 0 | 0 | 0 | 0 | 0 | 0 | 0 | 0 | 0 | 0 | 0 | 0 | 0 | 0 | 0 | 0 | 0 | 0 | 0 | 0 | 0 | 0
F2_Industrial_Agriculture_Existing_Process_Natural Gas_Process Boiler_E3 | F2 | Industrial | Agriculture | Existing | Process | Natural Gas | Process Boiler | E3 | Participant - Cost of Operation | 0 | 0 | 0 | 0 | 0 | 0 | 0 | 0 | 0 | 0 | 0 | 0 | 0 | 0 | 0 | 0 | 0 | 0 | 0 | 0 | 0 | 0 | 0 | 0 | 0 | 0 | 0 | 0 | 0 | 0
F2_Industrial_Agriculture_Existing_Process_Natural Gas_Process Boiler_E4 | F2 | Industrial | Agriculture | Existing | Process | Natural Gas | Process Boiler | E4 | Participant - Cost of Operation | 0 | 0 | 0 | 0 | 0 | 0 | 0 | 0 | 0 | 0 | 0 | 0 | 0 | 0 | 0 | 0 | 0 | 0 | 0 | 0 | 0 | 0 | 0 | 0 | 0 | 0 | 0 | 0 | 0 | 0
F2_Industrial_Agriculture_Existing_Process_Natural Gas_Process Boiler_E5 | F2 | Industrial | Agriculture | Existing | Process | Natural Gas | Process Boiler | E5 | Participant - Cost of Operation | 0 | 0 | 0 | 0 | 0 | 0 | 0 | 0 | 0 | 0 | 0 | 0 | 0 | 0 | 0 | 0 | 0 | 0 | 0 | 0 | 0 | 0 | 0 | 0 | 0 | 0 | 0 | 0 | 0 | 0
F2_Industrial_Agriculture_Existing_Process_Natural Gas_Process Boiler_E6 | F2 | Industrial | Agriculture | Existing | Process | Natural Gas | Process Boiler | E6 | Participant - Cost of Operation | 0 | 0 | 0 | 0 | 0 | 0 | 0 | 0 | 0 | 0 | 0 | 0 | 0 | 0 | 0 | 0 | 0 | 0 | 0 | 0 | 0 | 0 | 0 | 0 | 0 | 0 | 0 | 0 | 0 | 0
F2_Industrial_Agriculture_Existing_Process_Natural Gas_Process Boiler_E7 | F2 | Industrial | Agriculture | Existing | Process | Natural Gas | Process Boiler | E7 | Participant - Cost of Operation | 0 | 0 | 0 | 0 | 0 | 0 | 0 | 0 | 0 | 0 | 0 | 0 | 0 | 0 | 0 | 0 | 0 | 0 | 0 | 0 | 0 | 0 | 0 | 0 | 0 | 0 | 0 | 0 | 0 | 0
F2_Industrial_Agriculture_Existing_Process_Natural Gas_Process Boiler_E8 | F2 | Industrial | Agriculture | Existing | Process | Natural Gas | Process Boiler | E8 | Participant - Cost of Operation | 0 | 0 | 0 | 0 | 0 | 0 | 0 | 0 | 0 | 0 | 0 | 0 | 0 | 0 | 0 | 0 | 0 | 0 | 0 | 0 | 0 | 0 | 0 | 0 | 0 | 0 | 0 | 0 | 0 | 0
F2_Industrial_Agriculture_Existing_Process_Natural Gas_Process Boiler_E9 | F2 | Industrial | Agriculture | Existing | Process | Natural Gas | Process Boiler | E9 | Participant - Cost of Operation | 0 | 0 | 0 | 0 | 0 | 0 | 0 | 0 | 0 | 0 | 0 | 0 | 0 | 0 | 0 | 0 | 0 | 0 | 0 | 0 | 0 | 0 | 0 | 0 | 0 | 0 | 0 | 0 | 0 | 0
F2_Industrial_Agriculture_Existing_Process_Natural Gas_Process Boiler_E10 | F2 | Industrial | Agriculture | Existing | Process | Natural Gas | Process Boiler | E10 | Participant - Cost of Operation | 0 | 0 | 0 | 0 | 0 | 0 | 0 | 0 | 0 | 0 | 0 | 0 | 0 | 0 | 0 | 0 | 0 | 0 | 0 | 0 | 0 | 0 | 0 | 0 | 0 | 0 | 0 | 0 | 0 | 0
F3_Industrial_Agriculture_Existing_Process_Natural Gas_Process Boiler_E1 | F3 | Industrial | Agriculture | Existing | Process | Natural Gas | Process Boiler | E1 | System - kBTUs of Conusmption | 7072.1643 | 7072.1643 | 7072.1643 | 7072.1643 | 7072.1643 | 7072.1643 | 7072.1643 | 7072.1643 | 7072.1643 | 7072.1643 | 7072.1643 | 7072.1643 | 7072.1643 | 7072.1643 | 7072.1643 | 7072.1643 | 7072.1643 | 7072.1643 | 7072.1643 | 7072.1643 | 7072.1643 | 7072.1643 | 0 | 0 | 0 | 0 | 0 | 0 | 0 | 0
F3_Industrial_Agriculture_Existing_Process_Natural Gas_Process Boiler_E2 | F3 | Industrial | Agriculture | Existing | Process | Natural Gas | Process Boiler | E2 | System - kBTUs of Conusmption | 0 | 0 | 0 | 0 | 0 | 0 | 0 | 0 | 0 | 0 | 0 | 0 | 0 | 0 | 0 | 0 | 0 | 0 | 0 | 0 | 0 | 0 | 0 | 0 | 0 | 0 | 0 | 0 | 0 | 0
F3_Industrial_Agriculture_Existing_Process_Natural Gas_Process Boiler_E3 | F3 | Industrial | Agriculture | Existing | Process | Natural Gas | Process Boiler | E3 | System - kBTUs of Conusmption | 0 | 0 | 0 | 0 | 0 | 0 | 0 | 0 | 0 | 0 | 0 | 0 | 0 | 0 | 0 | 0 | 0 | 0 | 0 | 0 | 0 | 0 | 0 | 0 | 0 | 0 | 0 | 0 | 0 | 0
F3_Industrial_Agriculture_Existing_Process_Natural Gas_Process Boiler_E4 | F3 | Industrial | Agriculture | Existing | Process | Natural Gas | Process Boiler | E4 | System - kBTUs of Conusmption | 0 | 0 | 0 | 0 | 0 | 0 | 0 | 0 | 0 | 0 | 0 | 0 | 0 | 0 | 0 | 0 | 0 | 0 | 0 | 0 | 0 | 0 | 0 | 0 | 0 | 0 | 0 | 0 | 0 | 0
F3_Industrial_Agriculture_Existing_Process_Natural Gas_Process Boiler_E5 | F3 | Industrial | Agriculture | Existing | Process | Natural Gas | Process Boiler | E5 | System - kBTUs of Conusmption | 0 | 0 | 0 | 0 | 0 | 0 | 0 | 0 | 0 | 0 | 0 | 0 | 0 | 0 | 0 | 0 | 0 | 0 | 0 | 0 | 0 | 0 | 0 | 0 | 0 | 0 | 0 | 0 | 0 | 0
F3_Industrial_Agriculture_Existing_Process_Natural Gas_Process Boiler_E6 | F3 | Industrial | Agriculture | Existing | Process | Natural Gas | Process Boiler | E6 | System - kBTUs of Conusmption | 0 | 0 | 0 | 0 | 0 | 0 | 0 | 0 | 0 | 0 | 0 | 0 | 0 | 0 | 0 | 0 | 0 | 0 | 0 | 0 | 0 | 0 | 0 | 0 | 0 | 0 | 0 | 0 | 0 | 0
F3_Industrial_Agriculture_Existing_Process_Natural Gas_Process Boiler_E7 | F3 | Industrial | Agriculture | Existing | Process | Natural Gas | Process Boiler | E7 | System - kBTUs of Conusmption | 0 | 0 | 0 | 0 | 0 | 0 | 0 | 0 | 0 | 0 | 0 | 0 | 0 | 0 | 0 | 0 | 0 | 0 | 0 | 0 | 0 | 0 | 0 | 0 | 0 | 0 | 0 | 0 | 0 | 0
F3_Industrial_Agriculture_Existing_Process_Natural Gas_Process Boiler_E8 | F3 | Industrial | Agriculture | Existing | Process | Natural Gas | Process Boiler | E8 | System - kBTUs of Conusmption | 0 | 0 | 0 | 0 | 0 | 0 | 0 | 0 | 0 | 0 | 0 | 0 | 0 | 0 | 0 | 0 | 0 | 0 | 0 | 0 | 0 | 0 | 0 | 0 | 0 | 0 | 0 | 0 | 0 | 0
F3_Industrial_Agriculture_Existing_Process_Natural Gas_Process Boiler_E9 | F3 | Industrial | Agriculture | Existing | Process | Natural Gas | Process Boiler | E9 | System - kBTUs of Conusmption | 0 | 0 | 0 | 0 | 0 | 0 | 0 | 0 | 0 | 0 | 0 | 0 | 0 | 0 | 0 | 0 | 0 | 0 | 0 | 0 | 0 | 0 | 0 | 0 | 0 | 0 | 0 | 0 | 0 | 0
F3_Industrial_Agriculture_Existing_Process_Natural Gas_Process Boiler_E10 | F3 | Industrial | Agriculture | Existing | Process | Natural Gas | Process Boiler | E10 | System - kBTUs of Conusmption | 0 | 0 | 0 | 0 | 0 | 0 | 0 | 0 | 0 | 0 | 0 | 0 | 0 | 0 | 0 | 0 | 0 | 0 | 0 | 0 | 0 | 0 | 0 | 0 | 0 | 0 | 0 | 0 | 0 | 0
F4_Industrial_Agriculture_Existing_Process_Natural Gas_Process Boiler_E1 | F4 | Industrial | Agriculture | Existing | Process | Natural Gas | Process Boiler | E1 | Utility - Cost of Equipment | 4.4142 | 4.4142 | 4.4142 | 4.4142 | 4.4142 | 4.4142 | 4.4142 | 4.4142 | 4.4142 | 4.4142 | 4.4142 | 4.4142 | 4.4142 | 4.4142 | 4.4142 | 4.4142 | 4.4142 | 4.4142 | 4.4142 | 4.4142 | 4.4142 | 4.4142 | 0 | 0 | 0 | 0 | 0 | 0 | 0 | 0
F4_Industrial_Agriculture_Existing_Process_Natural Gas_Process Boiler_E2 | F4 | Industrial | Agriculture | Existing | Process | Natural Gas | Process Boiler | E2 | Utility - Cost of Equipment | 0 | 0 | 0 | 0 | 0 | 0 | 0 | 0 | 0 | 0 | 0 | 0 | 0 | 0 | 0 | 0 | 0 | 0 | 0 | 0 | 0 | 0 | 0 | 0 | 0 | 0 | 0 | 0 | 0 | 0
F4_Industrial_Agriculture_Existing_Process_Natural Gas_Process Boiler_E3 | F4 | Industrial | Agriculture | Existing | Process | Natural Gas | Process Boiler | E3 | Utility - Cost of Equipment | 0 | 0 | 0 | 0 | 0 | 0 | 0 | 0 | 0 | 0 | 0 | 0 | 0 | 0 | 0 | 0 | 0 | 0 | 0 | 0 | 0 | 0 | 0 | 0 | 0 | 0 | 0 | 0 | 0 | 0
F4_Industrial_Agriculture_Existing_Process_Natural Gas_Process Boiler_E4 | F4 | Industrial | Agriculture | Existing | Process | Natural Gas | Process Boiler | E4 | Utility - Cost of Equipment | 0 | 0 | 0 | 0 | 0 | 0 | 0 | 0 | 0 | 0 | 0 | 0 | 0 | 0 | 0 | 0 | 0 | 0 | 0 | 0 | 0 | 0 | 0 | 0 | 0 | 0 | 0 | 0 | 0 | 0
F4_Industrial_Agriculture_Existing_Process_Natural Gas_Process Boiler_E5 | F4 | Industrial | Agriculture | Existing | Process | Natural Gas | Process Boiler | E5 | Utility - Cost of Equipment | 0 | 0 | 0 | 0 | 0 | 0 | 0 | 0 | 0 | 0 | 0 | 0 | 0 | 0 | 0 | 0 | 0 | 0 | 0 | 0 | 0 | 0 | 0 | 0 | 0 | 0 | 0 | 0 | 0 | 0
F4_Industrial_Agriculture_Existing_Process_Natural Gas_Process Boiler_E6 | F4 | Industrial | Agriculture | Existing | Process | Natural Gas | Process Boiler | E6 | Utility - Cost of Equipment | 0 | 0 | 0 | 0 | 0 | 0 | 0 | 0 | 0 | 0 | 0 | 0 | 0 | 0 | 0 | 0 | 0 | 0 | 0 | 0 | 0 | 0 | 0 | 0 | 0 | 0 | 0 | 0 | 0 | 0
F4_Industrial_Agriculture_Existing_Process_Natural Gas_Process Boiler_E7 | F4 | Industrial | Agriculture | Existing | Process | Natural Gas | Process Boiler | E7 | Utility - Cost of Equipment | 0 | 0 | 0 | 0 | 0 | 0 | 0 | 0 | 0 | 0 | 0 | 0 | 0 | 0 | 0 | 0 | 0 | 0 | 0 | 0 | 0 | 0 | 0 | 0 | 0 | 0 | 0 | 0 | 0 | 0
F4_Industrial_Agriculture_Existing_Process_Natural Gas_Process Boiler_E8 | F4 | Industrial | Agriculture | Existing | Process | Natural Gas | Process Boiler | E8 | Utility - Cost of Equipment | 0 | 0 | 0 | 0 | 0 | 0 | 0 | 0 | 0 | 0 | 0 | 0 | 0 | 0 | 0 | 0 | 0 | 0 | 0 | 0 | 0 | 0 | 0 | 0 | 0 | 0 | 0 | 0 | 0 | 0
F4_Industrial_Agriculture_Existing_Process_Natural Gas_Process Boiler_E9 | F4 | Industrial | Agriculture | Existing | Process | Natural Gas | Process Boiler | E9 | Utility - Cost of Equipment | 0 | 0 | 0 | 0 | 0 | 0 | 0 | 0 | 0 | 0 | 0 | 0 | 0 | 0 | 0 | 0 | 0 | 0 | 0 | 0 | 0 | 0 | 0 | 0 | 0 | 0 | 0 | 0 | 0 | 0
F4_Industrial_Agriculture_Existing_Process_Natural Gas_Process Boiler_E10 | F4 | Industrial | Agriculture | Existing | Process | Natural Gas | Process Boiler | E10 | Utility - Cost of Equipment | 0 | 0 | 0 | 0 | 0 | 0 | 0 | 0 | 0 | 0 | 0 | 0 | 0 | 0 | 0 | 0 | 0 | 0 | 0 | 0 | 0 | 0 | 0 | 0 | 0 | 0 | 0 | 0 | 0 | 0
F5_Industrial_Agriculture_Existing_Process_Natural Gas_Process Boiler_E1 | F5 | Industrial | Agriculture | Existing | Process | Natural Gas | Process Boiler | E1 | Utility - Cost of Operation | 35.4071 | 35.747 | 35.1702 | 34.6173 | 33.6922 | 32.7771 | 31.8579 | 31.017 | 30.1811 | 29.4486 | 28.7185 | 28.0087 | 27.3131 | 26.644 | 25.9884 | 25.3459 | 24.7246 | 24.1296 | 23.5492 | 23.0038 | 22.4809 | 21.9754 | 0 | 0 | 0 | 0 | 0 | 0 | 0 | 0
F5_Industrial_Agriculture_Existing_Process_Natural Gas_Process Boiler_E2 | F5 | Industrial | Agriculture | Existing | Process | Natural Gas | Process Boiler | E2 | Utility - Cost of Operation | 0 | 0 | 0 | 0 | 0 | 0 | 0 | 0 | 0 | 0 | 0 | 0 | 0 | 0 | 0 | 0 | 0 | 0 | 0 | 0 | 0 | 0 | 0 | 0 | 0 | 0 | 0 | 0 | 0 | 0
F5_Industrial_Agriculture_Existing_Process_Natural Gas_Process Boiler_E3 | F5 | Industrial | Agriculture | Existing | Process | Natural Gas | Process Boiler | E3 | Utility - Cost of Operation | 0 | 0 | 0 | 0 | 0 | 0 | 0 | 0 | 0 | 0 | 0 | 0 | 0 | 0 | 0 | 0 | 0 | 0 | 0 | 0 | 0 | 0 | 0 | 0 | 0 | 0 | 0 | 0 | 0 | 0
F5_Industrial_Agriculture_Existing_Process_Natural Gas_Process Boiler_E4 | F5 | Industrial | Agriculture | Existing | Process | Natural Gas | Process Boiler | E4 | Utility - Cost of Operation | 0 | 0 | 0 | 0 | 0 | 0 | 0 | 0 | 0 | 0 | 0 | 0 | 0 | 0 | 0 | 0 | 0 | 0 | 0 | 0 | 0 | 0 | 0 | 0 | 0 | 0 | 0 | 0 | 0 | 0
F5_Industrial_Agriculture_Existing_Process_Natural Gas_Process Boiler_E5 | F5 | Industrial | Agriculture | Existing | Process | Natural Gas | Process Boiler | E5 | Utility - Cost of Operation | 0 | 0 | 0 | 0 | 0 | 0 | 0 | 0 | 0 | 0 | 0 | 0 | 0 | 0 | 0 | 0 | 0 | 0 | 0 | 0 | 0 | 0 | 0 | 0 | 0 | 0 | 0 | 0 | 0 | 0
F5_Industrial_Agriculture_Existing_Process_Natural Gas_Process Boiler_E6 | F5 | Industrial | Agriculture | Existing | Process | Natural Gas | Process Boiler | E6 | Utility - Cost of Operation | 0 | 0 | 0 | 0 | 0 | 0 | 0 | 0 | 0 | 0 | 0 | 0 | 0 | 0 | 0 | 0 | 0 | 0 | 0 | 0 | 0 | 0 | 0 | 0 | 0 | 0 | 0 | 0 | 0 | 0
F5_Industrial_Agriculture_Existing_Process_Natural Gas_Process Boiler_E7 | F5 | Industrial | Agriculture | Existing | Process | Natural Gas | Process Boiler | E7 | Utility - Cost of Operation | 0 | 0 | 0 | 0 | 0 | 0 | 0 | 0 | 0 | 0 | 0 | 0 | 0 | 0 | 0 | 0 | 0 | 0 | 0 | 0 | 0 | 0 | 0 | 0 | 0 | 0 | 0 | 0 | 0 | 0
F5_Industrial_Agriculture_Existing_Process_Natural Gas_Process Boiler_E8 | F5 | Industrial | Agriculture | Existing | Process | Natural Gas | Process Boiler | E8 | Utility - Cost of Operation | 0 | 0 | 0 | 0 | 0 | 0 | 0 | 0 | 0 | 0 | 0 | 0 | 0 | 0 | 0 | 0 | 0 | 0 | 0 | 0 | 0 | 0 | 0 | 0 | 0 | 0 | 0 | 0 | 0 | 0
F5_Industrial_Agriculture_Existing_Process_Natural Gas_Process Boiler_E9 | F5 | Industrial | Agriculture | Existing | Process | Natural Gas | Process Boiler | E9 | Utility - Cost of Operation | 0 | 0 | 0 | 0 | 0 | 0 | 0 | 0 | 0 | 0 | 0 | 0 | 0 | 0 | 0 | 0 | 0 | 0 | 0 | 0 | 0 | 0 | 0 | 0 | 0 | 0 | 0 | 0 | 0 | 0
F5_Industrial_Agriculture_Existing_Process_Natural Gas_Process Boiler_E10 | F5 | Industrial | Agriculture | Existing | Process | Natural Gas | Process Boiler | E10 | Utility - Cost of Operation | 0 | 0 | 0 | 0 | 0 | 0 | 0 | 0 | 0 | 0 | 0 | 0 | 0 | 0 | 0 | 0 | 0 | 0 | 0 | 0 | 0 | 0 | 0 | 0 | 0 | 0 | 0 | 0 | 0 | 0
F6_Industrial_Agriculture_Existing_Process_Natural Gas_Process Boiler_E1 | F6 | Industrial | Agriculture | Existing | Process | Natural Gas | Process Boiler | E1 | Utility - Value of Sales | 42.42 | 42.8272 | 42.1362 | 41.4737 | 40.3654 | 39.2692 | 38.1678 | 37.1603 | 36.1589 | 35.2813 | 34.4066 | 33.5562 | 32.7229 | 31.9212 | 31.1358 | 30.3661 | 29.6217 | 28.9088 | 28.2134 | 27.5601 | 26.9336 | 26.328 | 0 | 0 | 0 | 0 | 0 | 0 | 0 | 0
F6_Industrial_Agriculture_Existing_Process_Natural Gas_Process Boiler_E2 | F6 | Industrial | Agriculture | Existing | Process | Natural Gas | Process Boiler | E2 | Utility - Value of Sales | 0 | 0 | 0 | 0 | 0 | 0 | 0 | 0 | 0 | 0 | 0 | 0 | 0 | 0 | 0 | 0 | 0 | 0 | 0 | 0 | 0 | 0 | 0 | 0 | 0 | 0 | 0 | 0 | 0 | 0
F6_Industrial_Agriculture_Existing_Process_Natural Gas_Process Boiler_E3 | F6 | Industrial | Agriculture | Existing | Process | Natural Gas | Process Boiler | E3 | Utility - Value of Sales | 0 | 0 | 0 | 0 | 0 | 0 | 0 | 0 | 0 | 0 | 0 | 0 | 0 | 0 | 0 | 0 | 0 | 0 | 0 | 0 | 0 | 0 | 0 | 0 | 0 | 0 | 0 | 0 | 0 | 0
F6_Industrial_Agriculture_Existing_Process_Natural Gas_Process Boiler_E4 | F6 | Industrial | Agriculture | Existing | Process | Natural Gas | Process Boiler | E4 | Utility - Value of Sales | 0 | 0 | 0 | 0 | 0 | 0 | 0 | 0 | 0 | 0 | 0 | 0 | 0 | 0 | 0 | 0 | 0 | 0 | 0 | 0 | 0 | 0 | 0 | 0 | 0 | 0 | 0 | 0 | 0 | 0
F6_Industrial_Agriculture_Existing_Process_Natural Gas_Process Boiler_E5 | F6 | Industrial | Agriculture | Existing | Process | Natural Gas | Process Boiler | E5 | Utility - Value of Sales | 0 | 0 | 0 | 0 | 0 | 0 | 0 | 0 | 0 | 0 | 0 | 0 | 0 | 0 | 0 | 0 | 0 | 0 | 0 | 0 | 0 | 0 | 0 | 0 | 0 | 0 | 0 | 0 | 0 | 0
F6_Industrial_Agriculture_Existing_Process_Natural Gas_Process Boiler_E6 | F6 | Industrial | Agriculture | Existing | Process | Natural Gas | Process Boiler | E6 | Utility - Value of Sales | 0 | 0 | 0 | 0 | 0 | 0 | 0 | 0 | 0 | 0 | 0 | 0 | 0 | 0 | 0 | 0 | 0 | 0 | 0 | 0 | 0 | 0 | 0 | 0 | 0 | 0 | 0 | 0 | 0 | 0
F6_Industrial_Agriculture_Existing_Process_Natural Gas_Process Boiler_E7 | F6 | Industrial | Agriculture | Existing | Process | Natural Gas | Process Boiler | E7 | Utility - Value of Sales | 0 | 0 | 0 | 0 | 0 | 0 | 0 | 0 | 0 | 0 | 0 | 0 | 0 | 0 | 0 | 0 | 0 | 0 | 0 | 0 | 0 | 0 | 0 | 0 | 0 | 0 | 0 | 0 | 0 | 0
F6_Industrial_Agriculture_Existing_Process_Natural Gas_Process Boiler_E8 | F6 | Industrial | Agriculture | Existing | Process | Natural Gas | Process Boiler | E8 | Utility - Value of Sales | 0 | 0 | 0 | 0 | 0 | 0 | 0 | 0 | 0 | 0 | 0 | 0 | 0 | 0 | 0 | 0 | 0 | 0 | 0 | 0 | 0 | 0 | 0 | 0 | 0 | 0 | 0 | 0 | 0 | 0
F6_Industrial_Agriculture_Existing_Process_Natural Gas_Process Boiler_E9 | F6 | Industrial | Agriculture | Existing | Process | Natural Gas | Process Boiler | E9 | Utility - Value of Sales | 0 | 0 | 0 | 0 | 0 | 0 | 0 | 0 | 0 | 0 | 0 | 0 | 0 | 0 | 0 | 0 | 0 | 0 | 0 | 0 | 0 | 0 | 0 | 0 | 0 | 0 | 0 | 0 | 0 | 0
F6_Industrial_Agriculture_Existing_Process_Natural Gas_Process Boiler_E10 | F6 | Industrial | Agriculture | Existing | Process | Natural Gas | Process Boiler | E10 | Utility - Value of Sales | 0 | 0 | 0 | 0 | 0 | 0 | 0 | 0 | 0 | 0 | 0 | 0 | 0 | 0 | 0 | 0 | 0 | 0 | 0 | 0 | 0 | 0 | 0 | 0 | 0 | 0 | 0 | 0 | 0 | 0
F1_Industrial_Agriculture_Existing_Process_Natural Gas_Process Heating_E1 | F1 | Industrial | Agriculture | Existing | Process | Natural Gas | Process Heating | E1 | Participant - Cost of Equipment | 13.1024 | 13.1024 | 13.1024 | 13.1024 | 13.1024 | 13.1024 | 13.1024 | 13.1024 | 13.1024 | 13.1024 | 13.1024 | 13.1024 | 13.1024 | 13.1024 | 13.1024 | 13.1024 | 13.1024 | 13.1024 | 13.1024 | 13.1024 | 13.1024 | 13.1024 | 0 | 0 | 0 | 0 | 0 | 0 | 0 | 0
F1_Industrial_Agriculture_Existing_Process_Natural Gas_Process Heating_E2 | F1 | Industrial | Agriculture | Existing | Process | Natural Gas | Process Heating | E2 | Participant - Cost of Equipment | 0 | 0 | 0 | 0 | 0 | 0 | 0 | 0 | 0 | 0 | 0 | 0 | 0 | 0 | 0 | 0 | 0 | 0 | 0 | 0 | 0 | 0 | 0 | 0 | 0 | 0 | 0 | 0 | 0 | 0
F1_Industrial_Agriculture_Existing_Process_Natural Gas_Process Heating_E3 | F1 | Industrial | Agriculture | Existing | Process | Natural Gas | Process Heating | E3 | Participant - Cost of Equipment | 0 | 0 | 0 | 0 | 0 | 0 | 0 | 0 | 0 | 0 | 0 | 0 | 0 | 0 | 0 | 0 | 0 | 0 | 0 | 0 | 0 | 0 | 0 | 0 | 0 | 0 | 0 | 0 | 0 | 0
F1_Industrial_Agriculture_Existing_Process_Natural Gas_Process Heating_E4 | F1 | Industrial | Agriculture | Existing | Process | Natural Gas | Process Heating | E4 | Participant - Cost of Equipment | 0 | 0 | 0 | 0 | 0 | 0 | 0 | 0 | 0 | 0 | 0 | 0 | 0 | 0 | 0 | 0 | 0 | 0 | 0 | 0 | 0 | 0 | 0 | 0 | 0 | 0 | 0 | 0 | 0 | 0
F1_Industrial_Agriculture_Existing_Process_Natural Gas_Process Heating_E5 | F1 | Industrial | Agriculture | Existing | Process | Natural Gas | Process Heating | E5 | Participant - Cost of Equipment | 0 | 0 | 0 | 0 | 0 | 0 | 0 | 0 | 0 | 0 | 0 | 0 | 0 | 0 | 0 | 0 | 0 | 0 | 0 | 0 | 0 | 0 | 0 | 0 | 0 | 0 | 0 | 0 | 0 | 0
F1_Industrial_Agriculture_Existing_Process_Natural Gas_Process Heating_E6 | F1 | Industrial | Agriculture | Existing | Process | Natural Gas | Process Heating | E6 | Participant - Cost of Equipment | 0 | 0 | 0 | 0 | 0 | 0 | 0 | 0 | 0 | 0 | 0 | 0 | 0 | 0 | 0 | 0 | 0 | 0 | 0 | 0 | 0 | 0 | 0 | 0 | 0 | 0 | 0 | 0 | 0 | 0
F1_Industrial_Agriculture_Existing_Process_Natural Gas_Process Heating_E7 | F1 | Industrial | Agriculture | Existing | Process | Natural Gas | Process Heating | E7 | Participant - Cost of Equipment | 0 | 0 | 0 | 0 | 0 | 0 | 0 | 0 | 0 | 0 | 0 | 0 | 0 | 0 | 0 | 0 | 0 | 0 | 0 | 0 | 0 | 0 | 0 | 0 | 0 | 0 | 0 | 0 | 0 | 0
F1_Industrial_Agriculture_Existing_Process_Natural Gas_Process Heating_E8 | F1 | Industrial | Agriculture | Existing | Process | Natural Gas | Process Heating | E8 | Participant - Cost of Equipment | 0 | 0 | 0 | 0 | 0 | 0 | 0 | 0 | 0 | 0 | 0 | 0 | 0 | 0 | 0 | 0 | 0 | 0 | 0 | 0 | 0 | 0 | 0 | 0 | 0 | 0 | 0 | 0 | 0 | 0
F1_Industrial_Agriculture_Existing_Process_Natural Gas_Process Heating_E9 | F1 | Industrial | Agriculture | Existing | Process | Natural Gas | Process Heating | E9 | Participant - Cost of Equipment | 0 | 0 | 0 | 0 | 0 | 0 | 0 | 0 | 0 | 0 | 0 | 0 | 0 | 0 | 0 | 0 | 0 | 0 | 0 | 0 | 0 | 0 | 0 | 0 | 0 | 0 | 0 | 0 | 0 | 0
F1_Industrial_Agriculture_Existing_Process_Natural Gas_Process Heating_E10 | F1 | Industrial | Agriculture | Existing | Process | Natural Gas | Process Heating | E10 | Participant - Cost of Equipment | 0 | 0 | 0 | 0 | 0 | 0 | 0 | 0 | 0 | 0 | 0 | 0 | 0 | 0 | 0 | 0 | 0 | 0 | 0 | 0 | 0 | 0 | 0 | 0 | 0 | 0 | 0 | 0 | 0 | 0
F2_Industrial_Agriculture_Existing_Process_Natural Gas_Process Heating_E1 | F2 | Industrial | Agriculture | Existing | Process | Natural Gas | Process Heating | E1 | Participant - Cost of Operation | 36.8932 | 40.3322 | 40.6089 | 40.8837 | 39.7432 | 38.5325 | 37.2301 | 36.1243 | 34.9945 | 34.18 | 33.3248 | 32.4851 | 31.6435 | 30.8426 | 30.0365 | 29.2269 | 28.4456 | 27.7078 | 26.9789 | 26.3319 | 25.7192 | 25.1208 | 0 | 0 | 0 | 0 | 0 | 0 | 0 | 0
F2_Industrial_Agriculture_Existing_Process_Natural Gas_Process Heating_E2 | F2 | Industrial | Agriculture | Existing | Process | Natural Gas | Process Heating | E2 | Participant - Cost of Operation | 0 | 0 | 0 | 0 | 0 | 0 | 0 | 0 | 0 | 0 | 0 | 0 | 0 | 0 | 0 | 0 | 0 | 0 | 0 | 0 | 0 | 0 | 0 | 0 | 0 | 0 | 0 | 0 | 0 | 0
F2_Industrial_Agriculture_Existing_Process_Natural Gas_Process Heating_E3 | F2 | Industrial | Agriculture | Existing | Process | Natural Gas | Process Heating | E3 | Participant - Cost of Operation | 0 | 0 | 0 | 0 | 0 | 0 | 0 | 0 | 0 | 0 | 0 | 0 | 0 | 0 | 0 | 0 | 0 | 0 | 0 | 0 | 0 | 0 | 0 | 0 | 0 | 0 | 0 | 0 | 0 | 0
F2_Industrial_Agriculture_Existing_Process_Natural Gas_Process Heating_E4 | F2 | Industrial | Agriculture | Existing | Process | Natural Gas | Process Heating | E4 | Participant - Cost of Operation | 0 | 0 | 0 | 0 | 0 | 0 | 0 | 0 | 0 | 0 | 0 | 0 | 0 | 0 | 0 | 0 | 0 | 0 | 0 | 0 | 0 | 0 | 0 | 0 | 0 | 0 | 0 | 0 | 0 | 0
F2_Industrial_Agriculture_Existing_Process_Natural Gas_Process Heating_E5 | F2 | Industrial | Agriculture | Existing | Process | Natural Gas | Process Heating | E5 | Participant - Cost of Operation | 0 | 0 | 0 | 0 | 0 | 0 | 0 | 0 | 0 | 0 | 0 | 0 | 0 | 0 | 0 | 0 | 0 | 0 | 0 | 0 | 0 | 0 | 0 | 0 | 0 | 0 | 0 | 0 | 0 | 0
F2_Industrial_Agriculture_Existing_Process_Natural Gas_Process Heating_E6 | F2 | Industrial | Agriculture | Existing | Process | Natural Gas | Process Heating | E6 | Participant - Cost of Operation | 0 | 0 | 0 | 0 | 0 | 0 | 0 | 0 | 0 | 0 | 0 | 0 | 0 | 0 | 0 | 0 | 0 | 0 | 0 | 0 | 0 | 0 | 0 | 0 | 0 | 0 | 0 | 0 | 0 | 0
F2_Industrial_Agriculture_Existing_Process_Natural Gas_Process Heating_E7 | F2 | Industrial | Agriculture | Existing | Process | Natural Gas | Process Heating | E7 | Participant - Cost of Operation | 0 | 0 | 0 | 0 | 0 | 0 | 0 | 0 | 0 | 0 | 0 | 0 | 0 | 0 | 0 | 0 | 0 | 0 | 0 | 0 | 0 | 0 | 0 | 0 | 0 | 0 | 0 | 0 | 0 | 0
F2_Industrial_Agriculture_Existing_Process_Natural Gas_Process Heating_E8 | F2 | Industrial | Agriculture | Existing | Process | Natural Gas | Process Heating | E8 | Participant - Cost of Operation | 0 | 0 | 0 | 0 | 0 | 0 | 0 | 0 | 0 | 0 | 0 | 0 | 0 | 0 | 0 | 0 | 0 | 0 | 0 | 0 | 0 | 0 | 0 | 0 | 0 | 0 | 0 | 0 | 0 | 0
F2_Industrial_Agriculture_Existing_Process_Natural Gas_Process Heating_E9 | F2 | Industrial | Agriculture | Existing | Process | Natural Gas | Process Heating | E9 | Participant - Cost of Operation | 0 | 0 | 0 | 0 | 0 | 0 | 0 | 0 | 0 | 0 | 0 | 0 | 0 | 0 | 0 | 0 | 0 | 0 | 0 | 0 | 0 | 0 | 0 | 0 | 0 | 0 | 0 | 0 | 0 | 0
F2_Industrial_Agriculture_Existing_Process_Natural Gas_Process Heating_E10 | F2 | Industrial | Agriculture | Existing | Process | Natural Gas | Process Heating | E10 | Participant - Cost of Operation | 0 | 0 | 0 | 0 | 0 | 0 | 0 | 0 | 0 | 0 | 0 | 0 | 0 | 0 | 0 | 0 | 0 | 0 | 0 | 0 | 0 | 0 | 0 | 0 | 0 | 0 | 0 | 0 | 0 | 0
F3_Industrial_Agriculture_Existing_Process_Natural Gas_Process Heating_E1 | F3 | Industrial | Agriculture | Existing | Process | Natural Gas | Process Heating | E1 | System - kBTUs of Conusmption | 5711.9909 | 5711.9909 | 5711.9909 | 5711.9909 | 5711.9909 | 5711.9909 | 5711.9909 | 5711.9909 | 5711.9909 | 5711.9909 | 5711.9909 | 5711.9909 | 5711.9909 | 5711.9909 | 5711.9909 | 5711.9909 | 5711.9909 | 5711.9909 | 5711.9909 | 5711.9909 | 5711.9909 | 5711.9909 | 0 | 0 | 0 | 0 | 0 | 0 | 0 | 0
F3_Industrial_Agriculture_Existing_Process_Natural Gas_Process Heating_E2 | F3 | Industrial | Agriculture | Existing | Process | Natural Gas | Process Heating | E2 | System - kBTUs of Conusmption | 0 | 0 | 0 | 0 | 0 | 0 | 0 | 0 | 0 | 0 | 0 | 0 | 0 | 0 | 0 | 0 | 0 | 0 | 0 | 0 | 0 | 0 | 0 | 0 | 0 | 0 | 0 | 0 | 0 | 0
F3_Industrial_Agriculture_Existing_Process_Natural Gas_Process Heating_E3 | F3 | Industrial | Agriculture | Existing | Process | Natural Gas | Process Heating | E3 | System - kBTUs of Conusmption | 0 | 0 | 0 | 0 | 0 | 0 | 0 | 0 | 0 | 0 | 0 | 0 | 0 | 0 | 0 | 0 | 0 | 0 | 0 | 0 | 0 | 0 | 0 | 0 | 0 | 0 | 0 | 0 | 0 | 0
F3_Industrial_Agriculture_Existing_Process_Natural Gas_Process Heating_E4 | F3 | Industrial | Agriculture | Existing | Process | Natural Gas | Process Heating | E4 | System - kBTUs of Conusmption | 0 | 0 | 0 | 0 | 0 | 0 | 0 | 0 | 0 | 0 | 0 | 0 | 0 | 0 | 0 | 0 | 0 | 0 | 0 | 0 | 0 | 0 | 0 | 0 | 0 | 0 | 0 | 0 | 0 | 0
F3_Industrial_Agriculture_Existing_Process_Natural Gas_Process Heating_E5 | F3 | Industrial | Agriculture | Existing | Process | Natural Gas | Process Heating | E5 | System - kBTUs of Conusmption | 0 | 0 | 0 | 0 | 0 | 0 | 0 | 0 | 0 | 0 | 0 | 0 | 0 | 0 | 0 | 0 | 0 | 0 | 0 | 0 | 0 | 0 | 0 | 0 | 0 | 0 | 0 | 0 | 0 | 0
F3_Industrial_Agriculture_Existing_Process_Natural Gas_Process Heating_E6 | F3 | Industrial | Agriculture | Existing | Process | Natural Gas | Process Heating | E6 | System - kBTUs of Conusmption | 0 | 0 | 0 | 0 | 0 | 0 | 0 | 0 | 0 | 0 | 0 | 0 | 0 | 0 | 0 | 0 | 0 | 0 | 0 | 0 | 0 | 0 | 0 | 0 | 0 | 0 | 0 | 0 | 0 | 0
F3_Industrial_Agriculture_Existing_Process_Natural Gas_Process Heating_E7 | F3 | Industrial | Agriculture | Existing | Process | Natural Gas | Process Heating | E7 | System - kBTUs of Conusmption | 0 | 0 | 0 | 0 | 0 | 0 | 0 | 0 | 0 | 0 | 0 | 0 | 0 | 0 | 0 | 0 | 0 | 0 | 0 | 0 | 0 | 0 | 0 | 0 | 0 | 0 | 0 | 0 | 0 | 0
F3_Industrial_Agriculture_Existing_Process_Natural Gas_Process Heating_E8 | F3 | Industrial | Agriculture | Existing | Process | Natural Gas | Process Heating | E8 | System - kBTUs of Conusmption | 0 | 0 | 0 | 0 | 0 | 0 | 0 | 0 | 0 | 0 | 0 | 0 | 0 | 0 | 0 | 0 | 0 | 0 | 0 | 0 | 0 | 0 | 0 | 0 | 0 | 0 | 0 | 0 | 0 | 0
F3_Industrial_Agriculture_Existing_Process_Natural Gas_Process Heating_E9 | F3 | Industrial | Agriculture | Existing | Process | Natural Gas | Process Heating | E9 | System - kBTUs of Conusmption | 0 | 0 | 0 | 0 | 0 | 0 | 0 | 0 | 0 | 0 | 0 | 0 | 0 | 0 | 0 | 0 | 0 | 0 | 0 | 0 | 0 | 0 | 0 | 0 | 0 | 0 | 0 | 0 | 0 | 0
F3_Industrial_Agriculture_Existing_Process_Natural Gas_Process Heating_E10 | F3 | Industrial | Agriculture | Existing | Process | Natural Gas | Process Heating | E10 | System - kBTUs of Conusmption | 0 | 0 | 0 | 0 | 0 | 0 | 0 | 0 | 0 | 0 | 0 | 0 | 0 | 0 | 0 | 0 | 0 | 0 | 0 | 0 | 0 | 0 | 0 | 0 | 0 | 0 | 0 | 0 | 0 | 0
F4_Industrial_Agriculture_Existing_Process_Natural Gas_Process Heating_E1 | F4 | Industrial | Agriculture | Existing | Process | Natural Gas | Process Heating | E1 | Utility - Cost of Equipment | 13.1024 | 13.1024 | 13.1024 | 13.1024 | 13.1024 | 13.1024 | 13.1024 | 13.1024 | 13.1024 | 13.1024 | 13.1024 | 13.1024 | 13.1024 | 13.1024 | 13.1024 | 13.1024 | 13.1024 | 13.1024 | 13.1024 | 13.1024 | 13.1024 | 13.1024 | 0 | 0 | 0 | 0 | 0 | 0 | 0 | 0
F4_Industrial_Agriculture_Existing_Process_Natural Gas_Process Heating_E2 | F4 | Industrial | Agriculture | Existing | Process | Natural Gas | Process Heating | E2 | Utility - Cost of Equipment | 0 | 0 | 0 | 0 | 0 | 0 | 0 | 0 | 0 | 0 | 0 | 0 | 0 | 0 | 0 | 0 | 0 | 0 | 0 | 0 | 0 | 0 | 0 | 0 | 0 | 0 | 0 | 0 | 0 | 0
F4_Industrial_Agriculture_Existing_Process_Natural Gas_Process Heating_E3 | F4 | Industrial | Agriculture | Existing | Process | Natural Gas | Process Heating | E3 | Utility - Cost of Equipment | 0 | 0 | 0 | 0 | 0 | 0 | 0 | 0 | 0 | 0 | 0 | 0 | 0 | 0 | 0 | 0 | 0 | 0 | 0 | 0 | 0 | 0 | 0 | 0 | 0 | 0 | 0 | 0 | 0 | 0
F4_Industrial_Agriculture_Existing_Process_Natural Gas_Process Heating_E4 | F4 | Industrial | Agriculture | Existing | Process | Natural Gas | Process Heating | E4 | Utility - Cost of Equipment | 0 | 0 | 0 | 0 | 0 | 0 | 0 | 0 | 0 | 0 | 0 | 0 | 0 | 0 | 0 | 0 | 0 | 0 | 0 | 0 | 0 | 0 | 0 | 0 | 0 | 0 | 0 | 0 | 0 | 0
F4_Industrial_Agriculture_Existing_Process_Natural Gas_Process Heating_E5 | F4 | Industrial | Agriculture | Existing | Process | Natural Gas | Process Heating | E5 | Utility - Cost of Equipment | 0 | 0 | 0 | 0 | 0 | 0 | 0 | 0 | 0 | 0 | 0 | 0 | 0 | 0 | 0 | 0 | 0 | 0 | 0 | 0 | 0 | 0 | 0 | 0 | 0 | 0 | 0 | 0 | 0 | 0
F4_Industrial_Agriculture_Existing_Process_Natural Gas_Process Heating_E6 | F4 | Industrial | Agriculture | Existing | Process | Natural Gas | Process Heating | E6 | Utility - Cost of Equipment | 0 | 0 | 0 | 0 | 0 | 0 | 0 | 0 | 0 | 0 | 0 | 0 | 0 | 0 | 0 | 0 | 0 | 0 | 0 | 0 | 0 | 0 | 0 | 0 | 0 | 0 | 0 | 0 | 0 | 0
F4_Industrial_Agriculture_Existing_Process_Natural Gas_Process Heating_E7 | F4 | Industrial | Agriculture | Existing | Process | Natural Gas | Process Heating | E7 | Utility - Cost of Equipment | 0 | 0 | 0 | 0 | 0 | 0 | 0 | 0 | 0 | 0 | 0 | 0 | 0 | 0 | 0 | 0 | 0 | 0 | 0 | 0 | 0 | 0 | 0 | 0 | 0 | 0 | 0 | 0 | 0 | 0
F4_Industrial_Agriculture_Existing_Process_Natural Gas_Process Heating_E8 | F4 | Industrial | Agriculture | Existing | Process | Natural Gas | Process Heating | E8 | Utility - Cost of Equipment | 0 | 0 | 0 | 0 | 0 | 0 | 0 | 0 | 0 | 0 | 0 | 0 | 0 | 0 | 0 | 0 | 0 | 0 | 0 | 0 | 0 | 0 | 0 | 0 | 0 | 0 | 0 | 0 | 0 | 0
F4_Industrial_Agriculture_Existing_Process_Natural Gas_Process Heating_E9 | F4 | Industrial | Agriculture | Existing | Process | Natural Gas | Process Heating | E9 | Utility - Cost of Equipment | 0 | 0 | 0 | 0 | 0 | 0 | 0 | 0 | 0 | 0 | 0 | 0 | 0 | 0 | 0 | 0 | 0 | 0 | 0 | 0 | 0 | 0 | 0 | 0 | 0 | 0 | 0 | 0 | 0 | 0
F4_Industrial_Agriculture_Existing_Process_Natural Gas_Process Heating_E10 | F4 | Industrial | Agriculture | Existing | Process | Natural Gas | Process Heating | E10 | Utility - Cost of Equipment | 0 | 0 | 0 | 0 | 0 | 0 | 0 | 0 | 0 | 0 | 0 | 0 | 0 | 0 | 0 | 0 | 0 | 0 | 0 | 0 | 0 | 0 | 0 | 0 | 0 | 0 | 0 | 0 | 0 | 0
F5_Industrial_Agriculture_Existing_Process_Natural Gas_Process Heating_E1 | F5 | Industrial | Agriculture | Existing | Process | Natural Gas | Process Heating | E1 | Utility - Cost of Operation | 30.794 | 33.6645 | 33.8954 | 34.1248 | 33.1728 | 32.1622 | 31.0752 | 30.1522 | 29.2092 | 28.5294 | 27.8155 | 27.1147 | 26.4122 | 25.7437 | 25.0708 | 24.3951 | 23.743 | 23.1271 | 22.5187 | 21.9787 | 21.4673 | 20.9678 | 0 | 0 | 0 | 0 | 0 | 0 | 0 | 0
F5_Industrial_Agriculture_Existing_Process_Natural Gas_Process Heating_E2 | F5 | Industrial | Agriculture | Existing | Process | Natural Gas | Process Heating | E2 | Utility - Cost of Operation | 0 | 0 | 0 | 0 | 0 | 0 | 0 | 0 | 0 | 0 | 0 | 0 | 0 | 0 | 0 | 0 | 0 | 0 | 0 | 0 | 0 | 0 | 0 | 0 | 0 | 0 | 0 | 0 | 0 | 0
F5_Industrial_Agriculture_Existing_Process_Natural Gas_Process Heating_E3 | F5 | Industrial | Agriculture | Existing | Process | Natural Gas | Process Heating | E3 | Utility - Cost of Operation | 0 | 0 | 0 | 0 | 0 | 0 | 0 | 0 | 0 | 0 | 0 | 0 | 0 | 0 | 0 | 0 | 0 | 0 | 0 | 0 | 0 | 0 | 0 | 0 | 0 | 0 | 0 | 0 | 0 | 0
F5_Industrial_Agriculture_Existing_Process_Natural Gas_Process Heating_E4 | F5 | Industrial | Agriculture | Existing | Process | Natural Gas | Process Heating | E4 | Utility - Cost of Operation | 0 | 0 | 0 | 0 | 0 | 0 | 0 | 0 | 0 | 0 | 0 | 0 | 0 | 0 | 0 | 0 | 0 | 0 | 0 | 0 | 0 | 0 | 0 | 0 | 0 | 0 | 0 | 0 | 0 | 0
F5_Industrial_Agriculture_Existing_Process_Natural Gas_Process Heating_E5 | F5 | Industrial | Agriculture | Existing | Process | Natural Gas | Process Heating | E5 | Utility - Cost of Operation | 0 | 0 | 0 | 0 | 0 | 0 | 0 | 0 | 0 | 0 | 0 | 0 | 0 | 0 | 0 | 0 | 0 | 0 | 0 | 0 | 0 | 0 | 0 | 0 | 0 | 0 | 0 | 0 | 0 | 0
F5_Industrial_Agriculture_Existing_Process_Natural Gas_Process Heating_E6 | F5 | Industrial | Agriculture | Existing | Process | Natural Gas | Process Heating | E6 | Utility - Cost of Operation | 0 | 0 | 0 | 0 | 0 | 0 | 0 | 0 | 0 | 0 | 0 | 0 | 0 | 0 | 0 | 0 | 0 | 0 | 0 | 0 | 0 | 0 | 0 | 0 | 0 | 0 | 0 | 0 | 0 | 0
F5_Industrial_Agriculture_Existing_Process_Natural Gas_Process Heating_E7 | F5 | Industrial | Agriculture | Existing | Process | Natural Gas | Process Heating | E7 | Utility - Cost of Operation | 0 | 0 | 0 | 0 | 0 | 0 | 0 | 0 | 0 | 0 | 0 | 0 | 0 | 0 | 0 | 0 | 0 | 0 | 0 | 0 | 0 | 0 | 0 | 0 | 0 | 0 | 0 | 0 | 0 | 0
F5_Industrial_Agriculture_Existing_Process_Natural Gas_Process Heating_E8 | F5 | Industrial | Agriculture | Existing | Process | Natural Gas | Process Heating | E8 | Utility - Cost of Operation | 0 | 0 | 0 | 0 | 0 | 0 | 0 | 0 | 0 | 0 | 0 | 0 | 0 | 0 | 0 | 0 | 0 | 0 | 0 | 0 | 0 | 0 | 0 | 0 | 0 | 0 | 0 | 0 | 0 | 0
F5_Industrial_Agriculture_Existing_Process_Natural Gas_Process Heating_E9 | F5 | Industrial | Agriculture | Existing | Process | Natural Gas | Process Heating | E9 | Utility - Cost of Operation | 0 | 0 | 0 | 0 | 0 | 0 | 0 | 0 | 0 | 0 | 0 | 0 | 0 | 0 | 0 | 0 | 0 | 0 | 0 | 0 | 0 | 0 | 0 | 0 | 0 | 0 | 0 | 0 | 0 | 0
F5_Industrial_Agriculture_Existing_Process_Natural Gas_Process Heating_E10 | F5 | Industrial | Agriculture | Existing | Process | Natural Gas | Process Heating | E10 | Utility - Cost of Operation | 0 | 0 | 0 | 0 | 0 | 0 | 0 | 0 | 0 | 0 | 0 | 0 | 0 | 0 | 0 | 0 | 0 | 0 | 0 | 0 | 0 | 0 | 0 | 0 | 0 | 0 | 0 | 0 | 0 | 0
F6_Industrial_Agriculture_Existing_Process_Natural Gas_Process Heating_E1 | F6 | Industrial | Agriculture | Existing | Process | Natural Gas | Process Heating | E1 | Utility - Value of Sales | 36.8932 | 40.3322 | 40.6089 | 40.8837 | 39.7432 | 38.5325 | 37.2301 | 36.1243 | 34.9945 | 34.18 | 33.3248 | 32.4851 | 31.6435 | 30.8426 | 30.0365 | 29.2269 | 28.4456 | 27.7078 | 26.9789 | 26.3319 | 25.7192 | 25.1208 | 0 | 0 | 0 | 0 | 0 | 0 | 0 | 0
F6_Industrial_Agriculture_Existing_Process_Natural Gas_Process Heating_E2 | F6 | Industrial | Agriculture | Existing | Process | Natural Gas | Process Heating | E2 | Utility - Value of Sales | 0 | 0 | 0 | 0 | 0 | 0 | 0 | 0 | 0 | 0 | 0 | 0 | 0 | 0 | 0 | 0 | 0 | 0 | 0 | 0 | 0 | 0 | 0 | 0 | 0 | 0 | 0 | 0 | 0 | 0
F6_Industrial_Agriculture_Existing_Process_Natural Gas_Process Heating_E3 | F6 | Industrial | Agriculture | Existing | Process | Natural Gas | Process Heating | E3 | Utility - Value of Sales | 0 | 0 | 0 | 0 | 0 | 0 | 0 | 0 | 0 | 0 | 0 | 0 | 0 | 0 | 0 | 0 | 0 | 0 | 0 | 0 | 0 | 0 | 0 | 0 | 0 | 0 | 0 | 0 | 0 | 0
F6_Industrial_Agriculture_Existing_Process_Natural Gas_Process Heating_E4 | F6 | Industrial | Agriculture | Existing | Process | Natural Gas | Process Heating | E4 | Utility - Value of Sales | 0 | 0 | 0 | 0 | 0 | 0 | 0 | 0 | 0 | 0 | 0 | 0 | 0 | 0 | 0 | 0 | 0 | 0 | 0 | 0 | 0 | 0 | 0 | 0 | 0 | 0 | 0 | 0 | 0 | 0
F6_Industrial_Agriculture_Existing_Process_Natural Gas_Process Heating_E5 | F6 | Industrial | Agriculture | Existing | Process | Natural Gas | Process Heating | E5 | Utility - Value of Sales | 0 | 0 | 0 | 0 | 0 | 0 | 0 | 0 | 0 | 0 | 0 | 0 | 0 | 0 | 0 | 0 | 0 | 0 | 0 | 0 | 0 | 0 | 0 | 0 | 0 | 0 | 0 | 0 | 0 | 0
F6_Industrial_Agriculture_Existing_Process_Natural Gas_Process Heating_E6 | F6 | Industrial | Agriculture | Existing | Process | Natural Gas | Process Heating | E6 | Utility - Value of Sales | 0 | 0 | 0 | 0 | 0 | 0 | 0 | 0 | 0 | 0 | 0 | 0 | 0 | 0 | 0 | 0 | 0 | 0 | 0 | 0 | 0 | 0 | 0 | 0 | 0 | 0 | 0 | 0 | 0 | 0
F6_Industrial_Agriculture_Existing_Process_Natural Gas_Process Heating_E7 | F6 | Industrial | Agriculture | Existing | Process | Natural Gas | Process Heating | E7 | Utility - Value of Sales | 0 | 0 | 0 | 0 | 0 | 0 | 0 | 0 | 0 | 0 | 0 | 0 | 0 | 0 | 0 | 0 | 0 | 0 | 0 | 0 | 0 | 0 | 0 | 0 | 0 | 0 | 0 | 0 | 0 | 0
F6_Industrial_Agriculture_Existing_Process_Natural Gas_Process Heating_E8 | F6 | Industrial | Agriculture | Existing | Process | Natural Gas | Process Heating | E8 | Utility - Value of Sales | 0 | 0 | 0 | 0 | 0 | 0 | 0 | 0 | 0 | 0 | 0 | 0 | 0 | 0 | 0 | 0 | 0 | 0 | 0 | 0 | 0 | 0 | 0 | 0 | 0 | 0 | 0 | 0 | 0 | 0
F6_Industrial_Agriculture_Existing_Process_Natural Gas_Process Heating_E9 | F6 | Industrial | Agriculture | Existing | Process | Natural Gas | Process Heating | E9 | Utility - Value of Sales | 0 | 0 | 0 | 0 | 0 | 0 | 0 | 0 | 0 | 0 | 0 | 0 | 0 | 0 | 0 | 0 | 0 | 0 | 0 | 0 | 0 | 0 | 0 | 0 | 0 | 0 | 0 | 0 | 0 | 0
F6_Industrial_Agriculture_Existing_Process_Natural Gas_Process Heating_E10 | F6 | Industrial | Agriculture | Existing | Process | Natural Gas | Process Heating | E10 | Utility - Value of Sales | 0 | 0 | 0 | 0 | 0 | 0 | 0 | 0 | 0 | 0 | 0 | 0 | 0 | 0 | 0 | 0 | 0 | 0 | 0 | 0 | 0 | 0 | 0 | 0 | 0 | 0 | 0 | 0 | 0 | 0
F1_Industrial_Agriculture_Existing_Process_Natural Gas_Process Cooling_E1 | F1 | Industrial | Agriculture | Existing | Process | Natural Gas | Process Cooling | E1 | Participant - Cost of Equipment | 0.03513 | 0.03513 | 0.03513 | 0.03513 | 0.03513 | 0.03513 | 0.03513 | 0.03513 | 0.03513 | 0.03513 | 0.03513 | 0.03513 | 0.03513 | 0.03513 | 0.03513 | 0.03513 | 0.03513 | 0.03513 | 0.03513 | 0.03513 | 0.03513 | 0.03513 | 0 | 0 | 0 | 0 | 0 | 0 | 0 | 0
F1_Industrial_Agriculture_Existing_Process_Natural Gas_Process Cooling_E2 | F1 | Industrial | Agriculture | Existing | Process | Natural Gas | Process Cooling | E2 | Participant - Cost of Equipment | 0 | 0 | 0 | 0 | 0 | 0 | 0 | 0 | 0 | 0 | 0 | 0 | 0 | 0 | 0 | 0 | 0 | 0 | 0 | 0 | 0 | 0 | 0 | 0 | 0 | 0 | 0 | 0 | 0 | 0
F1_Industrial_Agriculture_Existing_Process_Natural Gas_Process Cooling_E3 | F1 | Industrial | Agriculture | Existing | Process | Natural Gas | Process Cooling | E3 | Participant - Cost of Equipment | 0 | 0 | 0 | 0 | 0 | 0 | 0 | 0 | 0 | 0 | 0 | 0 | 0 | 0 | 0 | 0 | 0 | 0 | 0 | 0 | 0 | 0 | 0 | 0 | 0 | 0 | 0 | 0 | 0 | 0
F1_Industrial_Agriculture_Existing_Process_Natural Gas_Process Cooling_E4 | F1 | Industrial | Agriculture | Existing | Process | Natural Gas | Process Cooling | E4 | Participant - Cost of Equipment | 0 | 0 | 0 | 0 | 0 | 0 | 0 | 0 | 0 | 0 | 0 | 0 | 0 | 0 | 0 | 0 | 0 | 0 | 0 | 0 | 0 | 0 | 0 | 0 | 0 | 0 | 0 | 0 | 0 | 0
F1_Industrial_Agriculture_Existing_Process_Natural Gas_Process Cooling_E5 | F1 | Industrial | Agriculture | Existing | Process | Natural Gas | Process Cooling | E5 | Participant - Cost of Equipment | 0 | 0 | 0 | 0 | 0 | 0 | 0 | 0 | 0 | 0 | 0 | 0 | 0 | 0 | 0 | 0 | 0 | 0 | 0 | 0 | 0 | 0 | 0 | 0 | 0 | 0 | 0 | 0 | 0 | 0
F1_Industrial_Agriculture_Existing_Process_Natural Gas_Process Cooling_E6 | F1 | Industrial | Agriculture | Existing | Process | Natural Gas | Process Cooling | E6 | Participant - Cost of Equipment | 0 | 0 | 0 | 0 | 0 | 0 | 0 | 0 | 0 | 0 | 0 | 0 | 0 | 0 | 0 | 0 | 0 | 0 | 0 | 0 | 0 | 0 | 0 | 0 | 0 | 0 | 0 | 0 | 0 | 0
F1_Industrial_Agriculture_Existing_Process_Natural Gas_Process Cooling_E7 | F1 | Industrial | Agriculture | Existing | Process | Natural Gas | Process Cooling | E7 | Participant - Cost of Equipment | 0 | 0 | 0 | 0 | 0 | 0 | 0 | 0 | 0 | 0 | 0 | 0 | 0 | 0 | 0 | 0 | 0 | 0 | 0 | 0 | 0 | 0 | 0 | 0 | 0 | 0 | 0 | 0 | 0 | 0
F1_Industrial_Agriculture_Existing_Process_Natural Gas_Process Cooling_E8 | F1 | Industrial | Agriculture | Existing | Process | Natural Gas | Process Cooling | E8 | Participant - Cost of Equipment | 0 | 0 | 0 | 0 | 0 | 0 | 0 | 0 | 0 | 0 | 0 | 0 | 0 | 0 | 0 | 0 | 0 | 0 | 0 | 0 | 0 | 0 | 0 | 0 | 0 | 0 | 0 | 0 | 0 | 0
F1_Industrial_Agriculture_Existing_Process_Natural Gas_Process Cooling_E9 | F1 | Industrial | Agriculture | Existing | Process | Natural Gas | Process Cooling | E9 | Participant - Cost of Equipment | 0 | 0 | 0 | 0 | 0 | 0 | 0 | 0 | 0 | 0 | 0 | 0 | 0 | 0 | 0 | 0 | 0 | 0 | 0 | 0 | 0 | 0 | 0 | 0 | 0 | 0 | 0 | 0 | 0 | 0
F1_Industrial_Agriculture_Existing_Process_Natural Gas_Process Cooling_E10 | F1 | Industrial | Agriculture | Existing | Process | Natural Gas | Process Cooling | E10 | Participant - Cost of Equipment | 0 | 0 | 0 | 0 | 0 | 0 | 0 | 0 | 0 | 0 | 0 | 0 | 0 | 0 | 0 | 0 | 0 | 0 | 0 | 0 | 0 | 0 | 0 | 0 | 0 | 0 | 0 | 0 | 0 | 0
F2_Industrial_Agriculture_Existing_Process_Natural Gas_Process Cooling_E1 | F2 | Industrial | Agriculture | Existing | Process | Natural Gas | Process Cooling | E1 | Participant - Cost of Operation | 0.098917 | 0.10814 | 0.10888 | 0.10962 | 0.10656 | 0.10331 | 0.09982 | 0.096856 | 0.093826 | 0.091643 | 0.08935 | 0.087098 | 0.084842 | 0.082694 | 0.080533 | 0.078362 | 0.076268 | 0.074289 | 0.072335 | 0.070601 | 0.068958 | 0.067353 | 0 | 0 | 0 | 0 | 0 | 0 | 0 | 0
F2_Industrial_Agriculture_Existing_Process_Natural Gas_Process Cooling_E2 | F2 | Industrial | Agriculture | Existing | Process | Natural Gas | Process Cooling | E2 | Participant - Cost of Operation | 0 | 0 | 0 | 0 | 0 | 0 | 0 | 0 | 0 | 0 | 0 | 0 | 0 | 0 | 0 | 0 | 0 | 0 | 0 | 0 | 0 | 0 | 0 | 0 | 0 | 0 | 0 | 0 | 0 | 0
F2_Industrial_Agriculture_Existing_Process_Natural Gas_Process Cooling_E3 | F2 | Industrial | Agriculture | Existing | Process | Natural Gas | Process Cooling | E3 | Participant - Cost of Operation | 0 | 0 | 0 | 0 | 0 | 0 | 0 | 0 | 0 | 0 | 0 | 0 | 0 | 0 | 0 | 0 | 0 | 0 | 0 | 0 | 0 | 0 | 0 | 0 | 0 | 0 | 0 | 0 | 0 | 0
F2_Industrial_Agriculture_Existing_Process_Natural Gas_Process Cooling_E4 | F2 | Industrial | Agriculture | Existing | Process | Natural Gas | Process Cooling | E4 | Participant - Cost of Operation | 0 | 0 | 0 | 0 | 0 | 0 | 0 | 0 | 0 | 0 | 0 | 0 | 0 | 0 | 0 | 0 | 0 | 0 | 0 | 0 | 0 | 0 | 0 | 0 | 0 | 0 | 0 | 0 | 0 | 0
F2_Industrial_Agriculture_Existing_Process_Natural Gas_Process Cooling_E5 | F2 | Industrial | Agriculture | Existing | Process | Natural Gas | Process Cooling | E5 | Participant - Cost of Operation | 0 | 0 | 0 | 0 | 0 | 0 | 0 | 0 | 0 | 0 | 0 | 0 | 0 | 0 | 0 | 0 | 0 | 0 | 0 | 0 | 0 | 0 | 0 | 0 | 0 | 0 | 0 | 0 | 0 | 0
F2_Industrial_Agriculture_Existing_Process_Natural Gas_Process Cooling_E6 | F2 | Industrial | Agriculture | Existing | Process | Natural Gas | Process Cooling | E6 | Participant - Cost of Operation | 0 | 0 | 0 | 0 | 0 | 0 | 0 | 0 | 0 | 0 | 0 | 0 | 0 | 0 | 0 | 0 | 0 | 0 | 0 | 0 | 0 | 0 | 0 | 0 | 0 | 0 | 0 | 0 | 0 | 0
F2_Industrial_Agriculture_Existing_Process_Natural Gas_Process Cooling_E7 | F2 | Industrial | Agriculture | Existing | Process | Natural Gas | Process Cooling | E7 | Participant - Cost of Operation | 0 | 0 | 0 | 0 | 0 | 0 | 0 | 0 | 0 | 0 | 0 | 0 | 0 | 0 | 0 | 0 | 0 | 0 | 0 | 0 | 0 | 0 | 0 | 0 | 0 | 0 | 0 | 0 | 0 | 0
F2_Industrial_Agriculture_Existing_Process_Natural Gas_Process Cooling_E8 | F2 | Industrial | Agriculture | Existing | Process | Natural Gas | Process Cooling | E8 | Participant - Cost of Operation | 0 | 0 | 0 | 0 | 0 | 0 | 0 | 0 | 0 | 0 | 0 | 0 | 0 | 0 | 0 | 0 | 0 | 0 | 0 | 0 | 0 | 0 | 0 | 0 | 0 | 0 | 0 | 0 | 0 | 0
F2_Industrial_Agriculture_Existing_Process_Natural Gas_Process Cooling_E9 | F2 | Industrial | Agriculture | Existing | Process | Natural Gas | Process Cooling | E9 | Participant - Cost of Operation | 0 | 0 | 0 | 0 | 0 | 0 | 0 | 0 | 0 | 0 | 0 | 0 | 0 | 0 | 0 | 0 | 0 | 0 | 0 | 0 | 0 | 0 | 0 | 0 | 0 | 0 | 0 | 0 | 0 | 0
F2_Industrial_Agriculture_Existing_Process_Natural Gas_Process Cooling_E10 | F2 | Industrial | Agriculture | Existing | Process | Natural Gas | Process Cooling | E10 | Participant - Cost of Operation | 0 | 0 | 0 | 0 | 0 | 0 | 0 | 0 | 0 | 0 | 0 | 0 | 0 | 0 | 0 | 0 | 0 | 0 | 0 | 0 | 0 | 0 | 0 | 0 | 0 | 0 | 0 | 0 | 0 | 0
F3_Industrial_Agriculture_Existing_Process_Natural Gas_Process Cooling_E1 | F3 | Industrial | Agriculture | Existing | Process | Natural Gas | Process Cooling | E1 | System - kBTUs of Conusmption | 15.3148 | 15.3148 | 15.3148 | 15.3148 | 15.3148 | 15.3148 | 15.3148 | 15.3148 | 15.3148 | 15.3148 | 15.3148 | 15.3148 | 15.3148 | 15.3148 | 15.3148 | 15.3148 | 15.3148 | 15.3148 | 15.3148 | 15.3148 | 15.3148 | 15.3148 | 0 | 0 | 0 | 0 | 0 | 0 | 0 | 0
F3_Industrial_Agriculture_Existing_Process_Natural Gas_Process Cooling_E2 | F3 | Industrial | Agriculture | Existing | Process | Natural Gas | Process Cooling | E2 | System - kBTUs of Conusmption | 0 | 0 | 0 | 0 | 0 | 0 | 0 | 0 | 0 | 0 | 0 | 0 | 0 | 0 | 0 | 0 | 0 | 0 | 0 | 0 | 0 | 0 | 0 | 0 | 0 | 0 | 0 | 0 | 0 | 0
F3_Industrial_Agriculture_Existing_Process_Natural Gas_Process Cooling_E3 | F3 | Industrial | Agriculture | Existing | Process | Natural Gas | Process Cooling | E3 | System - kBTUs of Conusmption | 0 | 0 | 0 | 0 | 0 | 0 | 0 | 0 | 0 | 0 | 0 | 0 | 0 | 0 | 0 | 0 | 0 | 0 | 0 | 0 | 0 | 0 | 0 | 0 | 0 | 0 | 0 | 0 | 0 | 0
F3_Industrial_Agriculture_Existing_Process_Natural Gas_Process Cooling_E4 | F3 | Industrial | Agriculture | Existing | Process | Natural Gas | Process Cooling | E4 | System - kBTUs of Conusmption | 0 | 0 | 0 | 0 | 0 | 0 | 0 | 0 | 0 | 0 | 0 | 0 | 0 | 0 | 0 | 0 | 0 | 0 | 0 | 0 | 0 | 0 | 0 | 0 | 0 | 0 | 0 | 0 | 0 | 0
F3_Industrial_Agriculture_Existing_Process_Natural Gas_Process Cooling_E5 | F3 | Industrial | Agriculture | Existing | Process | Natural Gas | Process Cooling | E5 | System - kBTUs of Conusmption | 0 | 0 | 0 | 0 | 0 | 0 | 0 | 0 | 0 | 0 | 0 | 0 | 0 | 0 | 0 | 0 | 0 | 0 | 0 | 0 | 0 | 0 | 0 | 0 | 0 | 0 | 0 | 0 | 0 | 0
F3_Industrial_Agriculture_Existing_Process_Natural Gas_Process Cooling_E6 | F3 | Industrial | Agriculture | Existing | Process | Natural Gas | Process Cooling | E6 | System - kBTUs of Conusmption | 0 | 0 | 0 | 0 | 0 | 0 | 0 | 0 | 0 | 0 | 0 | 0 | 0 | 0 | 0 | 0 | 0 | 0 | 0 | 0 | 0 | 0 | 0 | 0 | 0 | 0 | 0 | 0 | 0 | 0
F3_Industrial_Agriculture_Existing_Process_Natural Gas_Process Cooling_E7 | F3 | Industrial | Agriculture | Existing | Process | Natural Gas | Process Cooling | E7 | System - kBTUs of Conusmption | 0 | 0 | 0 | 0 | 0 | 0 | 0 | 0 | 0 | 0 | 0 | 0 | 0 | 0 | 0 | 0 | 0 | 0 | 0 | 0 | 0 | 0 | 0 | 0 | 0 | 0 | 0 | 0 | 0 | 0
F3_Industrial_Agriculture_Existing_Process_Natural Gas_Process Cooling_E8 | F3 | Industrial | Agriculture | Existing | Process | Natural Gas | Process Cooling | E8 | System - kBTUs of Conusmption | 0 | 0 | 0 | 0 | 0 | 0 | 0 | 0 | 0 | 0 | 0 | 0 | 0 | 0 | 0 | 0 | 0 | 0 | 0 | 0 | 0 | 0 | 0 | 0 | 0 | 0 | 0 | 0 | 0 | 0
F3_Industrial_Agriculture_Existing_Process_Natural Gas_Process Cooling_E9 | F3 | Industrial | Agriculture | Existing | Process | Natural Gas | Process Cooling | E9 | System - kBTUs of Conusmption | 0 | 0 | 0 | 0 | 0 | 0 | 0 | 0 | 0 | 0 | 0 | 0 | 0 | 0 | 0 | 0 | 0 | 0 | 0 | 0 | 0 | 0 | 0 | 0 | 0 | 0 | 0 | 0 | 0 | 0
F3_Industrial_Agriculture_Existing_Process_Natural Gas_Process Cooling_E10 | F3 | Industrial | Agriculture | Existing | Process | Natural Gas | Process Cooling | E10 | System - kBTUs of Conusmption | 0 | 0 | 0 | 0 | 0 | 0 | 0 | 0 | 0 | 0 | 0 | 0 | 0 | 0 | 0 | 0 | 0 | 0 | 0 | 0 | 0 | 0 | 0 | 0 | 0 | 0 | 0 | 0 | 0 | 0
F4_Industrial_Agriculture_Existing_Process_Natural Gas_Process Cooling_E1 | F4 | Industrial | Agriculture | Existing | Process | Natural Gas | Process Cooling | E1 | Utility - Cost of Equipment | 0.03513 | 0.03513 | 0.03513 | 0.03513 | 0.03513 | 0.03513 | 0.03513 | 0.03513 | 0.03513 | 0.03513 | 0.03513 | 0.03513 | 0.03513 | 0.03513 | 0.03513 | 0.03513 | 0.03513 | 0.03513 | 0.03513 | 0.03513 | 0.03513 | 0.03513 | 0 | 0 | 0 | 0 | 0 | 0 | 0 | 0
F4_Industrial_Agriculture_Existing_Process_Natural Gas_Process Cooling_E2 | F4 | Industrial | Agriculture | Existing | Process | Natural Gas | Process Cooling | E2 | Utility - Cost of Equipment | 0 | 0 | 0 | 0 | 0 | 0 | 0 | 0 | 0 | 0 | 0 | 0 | 0 | 0 | 0 | 0 | 0 | 0 | 0 | 0 | 0 | 0 | 0 | 0 | 0 | 0 | 0 | 0 | 0 | 0
F4_Industrial_Agriculture_Existing_Process_Natural Gas_Process Cooling_E3 | F4 | Industrial | Agriculture | Existing | Process | Natural Gas | Process Cooling | E3 | Utility - Cost of Equipment | 0 | 0 | 0 | 0 | 0 | 0 | 0 | 0 | 0 | 0 | 0 | 0 | 0 | 0 | 0 | 0 | 0 | 0 | 0 | 0 | 0 | 0 | 0 | 0 | 0 | 0 | 0 | 0 | 0 | 0
F4_Industrial_Agriculture_Existing_Process_Natural Gas_Process Cooling_E4 | F4 | Industrial | Agriculture | Existing | Process | Natural Gas | Process Cooling | E4 | Utility - Cost of Equipment | 0 | 0 | 0 | 0 | 0 | 0 | 0 | 0 | 0 | 0 | 0 | 0 | 0 | 0 | 0 | 0 | 0 | 0 | 0 | 0 | 0 | 0 | 0 | 0 | 0 | 0 | 0 | 0 | 0 | 0
F4_Industrial_Agriculture_Existing_Process_Natural Gas_Process Cooling_E5 | F4 | Industrial | Agriculture | Existing | Process | Natural Gas | Process Cooling | E5 | Utility - Cost of Equipment | 0 | 0 | 0 | 0 | 0 | 0 | 0 | 0 | 0 | 0 | 0 | 0 | 0 | 0 | 0 | 0 | 0 | 0 | 0 | 0 | 0 | 0 | 0 | 0 | 0 | 0 | 0 | 0 | 0 | 0
F4_Industrial_Agriculture_Existing_Process_Natural Gas_Process Cooling_E6 | F4 | Industrial | Agriculture | Existing | Process | Natural Gas | Process Cooling | E6 | Utility - Cost of Equipment | 0 | 0 | 0 | 0 | 0 | 0 | 0 | 0 | 0 | 0 | 0 | 0 | 0 | 0 | 0 | 0 | 0 | 0 | 0 | 0 | 0 | 0 | 0 | 0 | 0 | 0 | 0 | 0 | 0 | 0
F4_Industrial_Agriculture_Existing_Process_Natural Gas_Process Cooling_E7 | F4 | Industrial | Agriculture | Existing | Process | Natural Gas | Process Cooling | E7 | Utility - Cost of Equipment | 0 | 0 | 0 | 0 | 0 | 0 | 0 | 0 | 0 | 0 | 0 | 0 | 0 | 0 | 0 | 0 | 0 | 0 | 0 | 0 | 0 | 0 | 0 | 0 | 0 | 0 | 0 | 0 | 0 | 0
F4_Industrial_Agriculture_Existing_Process_Natural Gas_Process Cooling_E8 | F4 | Industrial | Agriculture | Existing | Process | Natural Gas | Process Cooling | E8 | Utility - Cost of Equipment | 0 | 0 | 0 | 0 | 0 | 0 | 0 | 0 | 0 | 0 | 0 | 0 | 0 | 0 | 0 | 0 | 0 | 0 | 0 | 0 | 0 | 0 | 0 | 0 | 0 | 0 | 0 | 0 | 0 | 0
F4_Industrial_Agriculture_Existing_Process_Natural Gas_Process Cooling_E9 | F4 | Industrial | Agriculture | Existing | Process | Natural Gas | Process Cooling | E9 | Utility - Cost of Equipment | 0 | 0 | 0 | 0 | 0 | 0 | 0 | 0 | 0 | 0 | 0 | 0 | 0 | 0 | 0 | 0 | 0 | 0 | 0 | 0 | 0 | 0 | 0 | 0 | 0 | 0 | 0 | 0 | 0 | 0
F4_Industrial_Agriculture_Existing_Process_Natural Gas_Process Cooling_E10 | F4 | Industrial | Agriculture | Existing | Process | Natural Gas | Process Cooling | E10 | Utility - Cost of Equipment | 0 | 0 | 0 | 0 | 0 | 0 | 0 | 0 | 0 | 0 | 0 | 0 | 0 | 0 | 0 | 0 | 0 | 0 | 0 | 0 | 0 | 0 | 0 | 0 | 0 | 0 | 0 | 0 | 0 | 0
F5_Industrial_Agriculture_Existing_Process_Natural Gas_Process Cooling_E1 | F5 | Industrial | Agriculture | Existing | Process | Natural Gas | Process Cooling | E1 | Utility - Cost of Operation | 0.082564 | 0.09026 | 0.09088 | 0.091495 | 0.088942 | 0.086233 | 0.083318 | 0.080843 | 0.078315 | 0.076492 | 0.074578 | 0.072699 | 0.070816 | 0.069023 | 0.067219 | 0.065407 | 0.063659 | 0.062008 | 0.060377 | 0.058929 | 0.057558 | 0.056218 | 0 | 0 | 0 | 0 | 0 | 0 | 0 | 0
F5_Industrial_Agriculture_Existing_Process_Natural Gas_Process Cooling_E2 | F5 | Industrial | Agriculture | Existing | Process | Natural Gas | Process Cooling | E2 | Utility - Cost of Operation | 0 | 0 | 0 | 0 | 0 | 0 | 0 | 0 | 0 | 0 | 0 | 0 | 0 | 0 | 0 | 0 | 0 | 0 | 0 | 0 | 0 | 0 | 0 | 0 | 0 | 0 | 0 | 0 | 0 | 0
F5_Industrial_Agriculture_Existing_Process_Natural Gas_Process Cooling_E3 | F5 | Industrial | Agriculture | Existing | Process | Natural Gas | Process Cooling | E3 | Utility - Cost of Operation | 0 | 0 | 0 | 0 | 0 | 0 | 0 | 0 | 0 | 0 | 0 | 0 | 0 | 0 | 0 | 0 | 0 | 0 | 0 | 0 | 0 | 0 | 0 | 0 | 0 | 0 | 0 | 0 | 0 | 0
F5_Industrial_Agriculture_Existing_Process_Natural Gas_Process Cooling_E4 | F5 | Industrial | Agriculture | Existing | Process | Natural Gas | Process Cooling | E4 | Utility - Cost of Operation | 0 | 0 | 0 | 0 | 0 | 0 | 0 | 0 | 0 | 0 | 0 | 0 | 0 | 0 | 0 | 0 | 0 | 0 | 0 | 0 | 0 | 0 | 0 | 0 | 0 | 0 | 0 | 0 | 0 | 0
F5_Industrial_Agriculture_Existing_Process_Natural Gas_Process Cooling_E5 | F5 | Industrial | Agriculture | Existing | Process | Natural Gas | Process Cooling | E5 | Utility - Cost of Operation | 0 | 0 | 0 | 0 | 0 | 0 | 0 | 0 | 0 | 0 | 0 | 0 | 0 | 0 | 0 | 0 | 0 | 0 | 0 | 0 | 0 | 0 | 0 | 0 | 0 | 0 | 0 | 0 | 0 | 0
F5_Industrial_Agriculture_Existing_Process_Natural Gas_Process Cooling_E6 | F5 | Industrial | Agriculture | Existing | Process | Natural Gas | Process Cooling | E6 | Utility - Cost of Operation | 0 | 0 | 0 | 0 | 0 | 0 | 0 | 0 | 0 | 0 | 0 | 0 | 0 | 0 | 0 | 0 | 0 | 0 | 0 | 0 | 0 | 0 | 0 | 0 | 0 | 0 | 0 | 0 | 0 | 0
F5_Industrial_Agriculture_Existing_Process_Natural Gas_Process Cooling_E7 | F5 | Industrial | Agriculture | Existing | Process | Natural Gas | Process Cooling | E7 | Utility - Cost of Operation | 0 | 0 | 0 | 0 | 0 | 0 | 0 | 0 | 0 | 0 | 0 | 0 | 0 | 0 | 0 | 0 | 0 | 0 | 0 | 0 | 0 | 0 | 0 | 0 | 0 | 0 | 0 | 0 | 0 | 0
F5_Industrial_Agriculture_Existing_Process_Natural Gas_Process Cooling_E8 | F5 | Industrial | Agriculture | Existing | Process | Natural Gas | Process Cooling | E8 | Utility - Cost of Operation | 0 | 0 | 0 | 0 | 0 | 0 | 0 | 0 | 0 | 0 | 0 | 0 | 0 | 0 | 0 | 0 | 0 | 0 | 0 | 0 | 0 | 0 | 0 | 0 | 0 | 0 | 0 | 0 | 0 | 0
F5_Industrial_Agriculture_Existing_Process_Natural Gas_Process Cooling_E9 | F5 | Industrial | Agriculture | Existing | Process | Natural Gas | Process Cooling | E9 | Utility - Cost of Operation | 0 | 0 | 0 | 0 | 0 | 0 | 0 | 0 | 0 | 0 | 0 | 0 | 0 | 0 | 0 | 0 | 0 | 0 | 0 | 0 | 0 | 0 | 0 | 0 | 0 | 0 | 0 | 0 | 0 | 0
F5_Industrial_Agriculture_Existing_Process_Natural Gas_Process Cooling_E10 | F5 | Industrial | Agriculture | Existing | Process | Natural Gas | Process Cooling | E10 | Utility - Cost of Operation | 0 | 0 | 0 | 0 | 0 | 0 | 0 | 0 | 0 | 0 | 0 | 0 | 0 | 0 | 0 | 0 | 0 | 0 | 0 | 0 | 0 | 0 | 0 | 0 | 0 | 0 | 0 | 0 | 0 | 0
F6_Industrial_Agriculture_Existing_Process_Natural Gas_Process Cooling_E1 | F6 | Industrial | Agriculture | Existing | Process | Natural Gas | Process Cooling | E1 | Utility - Value of Sales | 0.098917 | 0.10814 | 0.10888 | 0.10962 | 0.10656 | 0.10331 | 0.09982 | 0.096856 | 0.093826 | 0.091643 | 0.08935 | 0.087098 | 0.084842 | 0.082694 | 0.080533 | 0.078362 | 0.076268 | 0.074289 | 0.072335 | 0.070601 | 0.068958 | 0.067353 | 0 | 0 | 0 | 0 | 0 | 0 | 0 | 0
F6_Industrial_Agriculture_Existing_Process_Natural Gas_Process Cooling_E2 | F6 | Industrial | Agriculture | Existing | Process | Natural Gas | Process Cooling | E2 | Utility - Value of Sales | 0 | 0 | 0 | 0 | 0 | 0 | 0 | 0 | 0 | 0 | 0 | 0 | 0 | 0 | 0 | 0 | 0 | 0 | 0 | 0 | 0 | 0 | 0 | 0 | 0 | 0 | 0 | 0 | 0 | 0
F6_Industrial_Agriculture_Existing_Process_Natural Gas_Process Cooling_E3 | F6 | Industrial | Agriculture | Existing | Process | Natural Gas | Process Cooling | E3 | Utility - Value of Sales | 0 | 0 | 0 | 0 | 0 | 0 | 0 | 0 | 0 | 0 | 0 | 0 | 0 | 0 | 0 | 0 | 0 | 0 | 0 | 0 | 0 | 0 | 0 | 0 | 0 | 0 | 0 | 0 | 0 | 0
F6_Industrial_Agriculture_Existing_Process_Natural Gas_Process Cooling_E4 | F6 | Industrial | Agriculture | Existing | Process | Natural Gas | Process Cooling | E4 | Utility - Value of Sales | 0 | 0 | 0 | 0 | 0 | 0 | 0 | 0 | 0 | 0 | 0 | 0 | 0 | 0 | 0 | 0 | 0 | 0 | 0 | 0 | 0 | 0 | 0 | 0 | 0 | 0 | 0 | 0 | 0 | 0
F6_Industrial_Agriculture_Existing_Process_Natural Gas_Process Cooling_E5 | F6 | Industrial | Agriculture | Existing | Process | Natural Gas | Process Cooling | E5 | Utility - Value of Sales | 0 | 0 | 0 | 0 | 0 | 0 | 0 | 0 | 0 | 0 | 0 | 0 | 0 | 0 | 0 | 0 | 0 | 0 | 0 | 0 | 0 | 0 | 0 | 0 | 0 | 0 | 0 | 0 | 0 | 0
F6_Industrial_Agriculture_Existing_Process_Natural Gas_Process Cooling_E6 | F6 | Industrial | Agriculture | Existing | Process | Natural Gas | Process Cooling | E6 | Utility - Value of Sales | 0 | 0 | 0 | 0 | 0 | 0 | 0 | 0 | 0 | 0 | 0 | 0 | 0 | 0 | 0 | 0 | 0 | 0 | 0 | 0 | 0 | 0 | 0 | 0 | 0 | 0 | 0 | 0 | 0 | 0
F6_Industrial_Agriculture_Existing_Process_Natural Gas_Process Cooling_E7 | F6 | Industrial | Agriculture | Existing | Process | Natural Gas | Process Cooling | E7 | Utility - Value of Sales | 0 | 0 | 0 | 0 | 0 | 0 | 0 | 0 | 0 | 0 | 0 | 0 | 0 | 0 | 0 | 0 | 0 | 0 | 0 | 0 | 0 | 0 | 0 | 0 | 0 | 0 | 0 | 0 | 0 | 0
F6_Industrial_Agriculture_Existing_Process_Natural Gas_Process Cooling_E8 | F6 | Industrial | Agriculture | Existing | Process | Natural Gas | Process Cooling | E8 | Utility - Value of Sales | 0 | 0 | 0 | 0 | 0 | 0 | 0 | 0 | 0 | 0 | 0 | 0 | 0 | 0 | 0 | 0 | 0 | 0 | 0 | 0 | 0 | 0 | 0 | 0 | 0 | 0 | 0 | 0 | 0 | 0
F6_Industrial_Agriculture_Existing_Process_Natural Gas_Process Cooling_E9 | F6 | Industrial | Agriculture | Existing | Process | Natural Gas | Process Cooling | E9 | Utility - Value of Sales | 0 | 0 | 0 | 0 | 0 | 0 | 0 | 0 | 0 | 0 | 0 | 0 | 0 | 0 | 0 | 0 | 0 | 0 | 0 | 0 | 0 | 0 | 0 | 0 | 0 | 0 | 0 | 0 | 0 | 0
F6_Industrial_Agriculture_Existing_Process_Natural Gas_Process Cooling_E10 | F6 | Industrial | Agriculture | Existing | Process | Natural Gas | Process Cooling | E10 | Utility - Value of Sales | 0 | 0 | 0 | 0 | 0 | 0 | 0 | 0 | 0 | 0 | 0 | 0 | 0 | 0 | 0 | 0 | 0 | 0 | 0 | 0 | 0 | 0 | 0 | 0 | 0 | 0 | 0 | 0 | 0 | 0
F1_Industrial_Agriculture_Existing_Process_Natural Gas_Other Process_E1 | F1 | Industrial | Agriculture | Existing | Process | Natural Gas | Other Process | E1 | Participant - Cost of Equipment | 0.65327 | 0.65327 | 0.65327 | 0.65327 | 0.65327 | 0.65327 | 0.65327 | 0.65327 | 0.65327 | 0.65327 | 0.65327 | 0.65327 | 0.65327 | 0.65327 | 0.65327 | 0.65327 | 0.65327 | 0.65327 | 0.65327 | 0.65327 | 0.65327 | 0.65327 | 0 | 0 | 0 | 0 | 0 | 0 | 0 | 0
F1_Industrial_Agriculture_Existing_Process_Natural Gas_Other Process_E2 | F1 | Industrial | Agriculture | Existing | Process | Natural Gas | Other Process | E2 | Participant - Cost of Equipment | 0 | 0 | 0 | 0 | 0 | 0 | 0 | 0 | 0 | 0 | 0 | 0 | 0 | 0 | 0 | 0 | 0 | 0 | 0 | 0 | 0 | 0 | 0 | 0 | 0 | 0 | 0 | 0 | 0 | 0
F1_Industrial_Agriculture_Existing_Process_Natural Gas_Other Process_E3 | F1 | Industrial | Agriculture | Existing | Process | Natural Gas | Other Process | E3 | Participant - Cost of Equipment | 0 | 0 | 0 | 0 | 0 | 0 | 0 | 0 | 0 | 0 | 0 | 0 | 0 | 0 | 0 | 0 | 0 | 0 | 0 | 0 | 0 | 0 | 0 | 0 | 0 | 0 | 0 | 0 | 0 | 0
F1_Industrial_Agriculture_Existing_Process_Natural Gas_Other Process_E4 | F1 | Industrial | Agriculture | Existing | Process | Natural Gas | Other Process | E4 | Participant - Cost of Equipment | 0 | 0 | 0 | 0 | 0 | 0 | 0 | 0 | 0 | 0 | 0 | 0 | 0 | 0 | 0 | 0 | 0 | 0 | 0 | 0 | 0 | 0 | 0 | 0 | 0 | 0 | 0 | 0 | 0 | 0
F1_Industrial_Agriculture_Existing_Process_Natural Gas_Other Process_E5 | F1 | Industrial | Agriculture | Existing | Process | Natural Gas | Other Process | E5 | Participant - Cost of Equipment | 0 | 0 | 0 | 0 | 0 | 0 | 0 | 0 | 0 | 0 | 0 | 0 | 0 | 0 | 0 | 0 | 0 | 0 | 0 | 0 | 0 | 0 | 0 | 0 | 0 | 0 | 0 | 0 | 0 | 0
F1_Industrial_Agriculture_Existing_Process_Natural Gas_Other Process_E6 | F1 | Industrial | Agriculture | Existing | Process | Natural Gas | Other Process | E6 | Participant - Cost of Equipment | 0 | 0 | 0 | 0 | 0 | 0 | 0 | 0 | 0 | 0 | 0 | 0 | 0 | 0 | 0 | 0 | 0 | 0 | 0 | 0 | 0 | 0 | 0 | 0 | 0 | 0 | 0 | 0 | 0 | 0
F1_Industrial_Agriculture_Existing_Process_Natural Gas_Other Process_E7 | F1 | Industrial | Agriculture | Existing | Process | Natural Gas | Other Process | E7 | Participant - Cost of Equipment | 0 | 0 | 0 | 0 | 0 | 0 | 0 | 0 | 0 | 0 | 0 | 0 | 0 | 0 | 0 | 0 | 0 | 0 | 0 | 0 | 0 | 0 | 0 | 0 | 0 | 0 | 0 | 0 | 0 | 0
F1_Industrial_Agriculture_Existing_Process_Natural Gas_Other Process_E8 | F1 | Industrial | Agriculture | Existing | Process | Natural Gas | Other Process | E8 | Participant - Cost of Equipment | 0 | 0 | 0 | 0 | 0 | 0 | 0 | 0 | 0 | 0 | 0 | 0 | 0 | 0 | 0 | 0 | 0 | 0 | 0 | 0 | 0 | 0 | 0 | 0 | 0 | 0 | 0 | 0 | 0 | 0
F1_Industrial_Agriculture_Existing_Process_Natural Gas_Other Process_E9 | F1 | Industrial | Agriculture | Existing | Process | Natural Gas | Other Process | E9 | Participant - Cost of Equipment | 0 | 0 | 0 | 0 | 0 | 0 | 0 | 0 | 0 | 0 | 0 | 0 | 0 | 0 | 0 | 0 | 0 | 0 | 0 | 0 | 0 | 0 | 0 | 0 | 0 | 0 | 0 | 0 | 0 | 0
F1_Industrial_Agriculture_Existing_Process_Natural Gas_Other Process_E10 | F1 | Industrial | Agriculture | Existing | Process | Natural Gas | Other Process | E10 | Participant - Cost of Equipment | 0 | 0 | 0 | 0 | 0 | 0 | 0 | 0 | 0 | 0 | 0 | 0 | 0 | 0 | 0 | 0 | 0 | 0 | 0 | 0 | 0 | 0 | 0 | 0 | 0 | 0 | 0 | 0 | 0 | 0
F2_Industrial_Agriculture_Existing_Process_Natural Gas_Other Process_E1 | F2 | Industrial | Agriculture | Existing | Process | Natural Gas | Other Process | E1 | Participant - Cost of Operation | 1.8395 | 2.0109 | 2.0247 | 2.0384 | 1.9816 | 1.9212 | 1.8563 | 1.8011 | 1.7448 | 1.7042 | 1.6615 | 1.6197 | 1.5777 | 1.5378 | 1.4976 | 1.4572 | 1.4183 | 1.3815 | 1.3451 | 1.3129 | 1.2823 | 1.2525 | 0 | 0 | 0 | 0 | 0 | 0 | 0 | 0
F2_Industrial_Agriculture_Existing_Process_Natural Gas_Other Process_E2 | F2 | Industrial | Agriculture | Existing | Process | Natural Gas | Other Process | E2 | Participant - Cost of Operation | 0 | 0 | 0 | 0 | 0 | 0 | 0 | 0 | 0 | 0 | 0 | 0 | 0 | 0 | 0 | 0 | 0 | 0 | 0 | 0 | 0 | 0 | 0 | 0 | 0 | 0 | 0 | 0 | 0 | 0
F2_Industrial_Agriculture_Existing_Process_Natural Gas_Other Process_E3 | F2 | Industrial | Agriculture | Existing | Process | Natural Gas | Other Process | E3 | Participant - Cost of Operation | 0 | 0 | 0 | 0 | 0 | 0 | 0 | 0 | 0 | 0 | 0 | 0 | 0 | 0 | 0 | 0 | 0 | 0 | 0 | 0 | 0 | 0 | 0 | 0 | 0 | 0 | 0 | 0 | 0 | 0
F2_Industrial_Agriculture_Existing_Process_Natural Gas_Other Process_E4 | F2 | Industrial | Agriculture | Existing | Process | Natural Gas | Other Process | E4 | Participant - Cost of Operation | 0 | 0 | 0 | 0 | 0 | 0 | 0 | 0 | 0 | 0 | 0 | 0 | 0 | 0 | 0 | 0 | 0 | 0 | 0 | 0 | 0 | 0 | 0 | 0 | 0 | 0 | 0 | 0 | 0 | 0
F2_Industrial_Agriculture_Existing_Process_Natural Gas_Other Process_E5 | F2 | Industrial | Agriculture | Existing | Process | Natural Gas | Other Process | E5 | Participant - Cost of Operation | 0 | 0 | 0 | 0 | 0 | 0 | 0 | 0 | 0 | 0 | 0 | 0 | 0 | 0 | 0 | 0 | 0 | 0 | 0 | 0 | 0 | 0 | 0 | 0 | 0 | 0 | 0 | 0 | 0 | 0
F2_Industrial_Agriculture_Existing_Process_Natural Gas_Other Process_E6 | F2 | Industrial | Agriculture | Existing | Process | Natural Gas | Other Process | E6 | Participant - Cost of Operation | 0 | 0 | 0 | 0 | 0 | 0 | 0 | 0 | 0 | 0 | 0 | 0 | 0 | 0 | 0 | 0 | 0 | 0 | 0 | 0 | 0 | 0 | 0 | 0 | 0 | 0 | 0 | 0 | 0 | 0
F2_Industrial_Agriculture_Existing_Process_Natural Gas_Other Process_E7 | F2 | Industrial | Agriculture | Existing | Process | Natural Gas | Other Process | E7 | Participant - Cost of Operation | 0 | 0 | 0 | 0 | 0 | 0 | 0 | 0 | 0 | 0 | 0 | 0 | 0 | 0 | 0 | 0 | 0 | 0 | 0 | 0 | 0 | 0 | 0 | 0 | 0 | 0 | 0 | 0 | 0 | 0
F2_Industrial_Agriculture_Existing_Process_Natural Gas_Other Process_E8 | F2 | Industrial | Agriculture | Existing | Process | Natural Gas | Other Process | E8 | Participant - Cost of Operation | 0 | 0 | 0 | 0 | 0 | 0 | 0 | 0 | 0 | 0 | 0 | 0 | 0 | 0 | 0 | 0 | 0 | 0 | 0 | 0 | 0 | 0 | 0 | 0 | 0 | 0 | 0 | 0 | 0 | 0
F2_Industrial_Agriculture_Existing_Process_Natural Gas_Other Process_E9 | F2 | Industrial | Agriculture | Existing | Process | Natural Gas | Other Process | E9 | Participant - Cost of Operation | 0 | 0 | 0 | 0 | 0 | 0 | 0 | 0 | 0 | 0 | 0 | 0 | 0 | 0 | 0 | 0 | 0 | 0 | 0 | 0 | 0 | 0 | 0 | 0 | 0 | 0 | 0 | 0 | 0 | 0
F2_Industrial_Agriculture_Existing_Process_Natural Gas_Other Process_E10 | F2 | Industrial | Agriculture | Existing | Process | Natural Gas | Other Process | E10 | Participant - Cost of Operation | 0 | 0 | 0 | 0 | 0 | 0 | 0 | 0 | 0 | 0 | 0 | 0 | 0 | 0 | 0 | 0 | 0 | 0 | 0 | 0 | 0 | 0 | 0 | 0 | 0 | 0 | 0 | 0 | 0 | 0
F3_Industrial_Agriculture_Existing_Process_Natural Gas_Other Process_E1 | F3 | Industrial | Agriculture | Existing | Process | Natural Gas | Other Process | E1 | System - kBTUs of Conusmption | 284.7944 | 284.7944 | 284.7944 | 284.7944 | 284.7944 | 284.7944 | 284.7944 | 284.7944 | 284.7944 | 284.7944 | 284.7944 | 284.7944 | 284.7944 | 284.7944 | 284.7944 | 284.7944 | 284.7944 | 284.7944 | 284.7944 | 284.7944 | 284.7944 | 284.7944 | 0 | 0 | 0 | 0 | 0 | 0 | 0 | 0
F3_Industrial_Agriculture_Existing_Process_Natural Gas_Other Process_E2 | F3 | Industrial | Agriculture | Existing | Process | Natural Gas | Other Process | E2 | System - kBTUs of Conusmption | 0 | 0 | 0 | 0 | 0 | 0 | 0 | 0 | 0 | 0 | 0 | 0 | 0 | 0 | 0 | 0 | 0 | 0 | 0 | 0 | 0 | 0 | 0 | 0 | 0 | 0 | 0 | 0 | 0 | 0
F3_Industrial_Agriculture_Existing_Process_Natural Gas_Other Process_E3 | F3 | Industrial | Agriculture | Existing | Process | Natural Gas | Other Process | E3 | System - kBTUs of Conusmption | 0 | 0 | 0 | 0 | 0 | 0 | 0 | 0 | 0 | 0 | 0 | 0 | 0 | 0 | 0 | 0 | 0 | 0 | 0 | 0 | 0 | 0 | 0 | 0 | 0 | 0 | 0 | 0 | 0 | 0
F3_Industrial_Agriculture_Existing_Process_Natural Gas_Other Process_E4 | F3 | Industrial | Agriculture | Existing | Process | Natural Gas | Other Process | E4 | System - kBTUs of Conusmption | 0 | 0 | 0 | 0 | 0 | 0 | 0 | 0 | 0 | 0 | 0 | 0 | 0 | 0 | 0 | 0 | 0 | 0 | 0 | 0 | 0 | 0 | 0 | 0 | 0 | 0 | 0 | 0 | 0 | 0
F3_Industrial_Agriculture_Existing_Process_Natural Gas_Other Process_E5 | F3 | Industrial | Agriculture | Existing | Process | Natural Gas | Other Process | E5 | System - kBTUs of Conusmption | 0 | 0 | 0 | 0 | 0 | 0 | 0 | 0 | 0 | 0 | 0 | 0 | 0 | 0 | 0 | 0 | 0 | 0 | 0 | 0 | 0 | 0 | 0 | 0 | 0 | 0 | 0 | 0 | 0 | 0
F3_Industrial_Agriculture_Existing_Process_Natural Gas_Other Process_E6 | F3 | Industrial | Agriculture | Existing | Process | Natural Gas | Other Process | E6 | System - kBTUs of Conusmption | 0 | 0 | 0 | 0 | 0 | 0 | 0 | 0 | 0 | 0 | 0 | 0 | 0 | 0 | 0 | 0 | 0 | 0 | 0 | 0 | 0 | 0 | 0 | 0 | 0 | 0 | 0 | 0 | 0 | 0
F3_Industrial_Agriculture_Existing_Process_Natural Gas_Other Process_E7 | F3 | Industrial | Agriculture | Existing | Process | Natural Gas | Other Process | E7 | System - kBTUs of Conusmption | 0 | 0 | 0 | 0 | 0 | 0 | 0 | 0 | 0 | 0 | 0 | 0 | 0 | 0 | 0 | 0 | 0 | 0 | 0 | 0 | 0 | 0 | 0 | 0 | 0 | 0 | 0 | 0 | 0 | 0
F3_Industrial_Agriculture_Existing_Process_Natural Gas_Other Process_E8 | F3 | Industrial | Agriculture | Existing | Process | Natural Gas | Other Process | E8 | System - kBTUs of Conusmption | 0 | 0 | 0 | 0 | 0 | 0 | 0 | 0 | 0 | 0 | 0 | 0 | 0 | 0 | 0 | 0 | 0 | 0 | 0 | 0 | 0 | 0 | 0 | 0 | 0 | 0 | 0 | 0 | 0 | 0
F3_Industrial_Agriculture_Existing_Process_Natural Gas_Other Process_E9 | F3 | Industrial | Agriculture | Existing | Process | Natural Gas | Other Process | E9 | System - kBTUs of Conusmption | 0 | 0 | 0 | 0 | 0 | 0 | 0 | 0 | 0 | 0 | 0 | 0 | 0 | 0 | 0 | 0 | 0 | 0 | 0 | 0 | 0 | 0 | 0 | 0 | 0 | 0 | 0 | 0 | 0 | 0
F3_Industrial_Agriculture_Existing_Process_Natural Gas_Other Process_E10 | F3 | Industrial | Agriculture | Existing | Process | Natural Gas | Other Process | E10 | System - kBTUs of Conusmption | 0 | 0 | 0 | 0 | 0 | 0 | 0 | 0 | 0 | 0 | 0 | 0 | 0 | 0 | 0 | 0 | 0 | 0 | 0 | 0 | 0 | 0 | 0 | 0 | 0 | 0 | 0 | 0 | 0 | 0
F4_Industrial_Agriculture_Existing_Process_Natural Gas_Other Process_E1 | F4 | Industrial | Agriculture | Existing | Process | Natural Gas | Other Process | E1 | Utility - Cost of Equipment | 0.65327 | 0.65327 | 0.65327 | 0.65327 | 0.65327 | 0.65327 | 0.65327 | 0.65327 | 0.65327 | 0.65327 | 0.65327 | 0.65327 | 0.65327 | 0.65327 | 0.65327 | 0.65327 | 0.65327 | 0.65327 | 0.65327 | 0.65327 | 0.65327 | 0.65327 | 0 | 0 | 0 | 0 | 0 | 0 | 0 | 0
F4_Industrial_Agriculture_Existing_Process_Natural Gas_Other Process_E2 | F4 | Industrial | Agriculture | Existing | Process | Natural Gas | Other Process | E2 | Utility - Cost of Equipment | 0 | 0 | 0 | 0 | 0 | 0 | 0 | 0 | 0 | 0 | 0 | 0 | 0 | 0 | 0 | 0 | 0 | 0 | 0 | 0 | 0 | 0 | 0 | 0 | 0 | 0 | 0 | 0 | 0 | 0
F4_Industrial_Agriculture_Existing_Process_Natural Gas_Other Process_E3 | F4 | Industrial | Agriculture | Existing | Process | Natural Gas | Other Process | E3 | Utility - Cost of Equipment | 0 | 0 | 0 | 0 | 0 | 0 | 0 | 0 | 0 | 0 | 0 | 0 | 0 | 0 | 0 | 0 | 0 | 0 | 0 | 0 | 0 | 0 | 0 | 0 | 0 | 0 | 0 | 0 | 0 | 0
F4_Industrial_Agriculture_Existing_Process_Natural Gas_Other Process_E4 | F4 | Industrial | Agriculture | Existing | Process | Natural Gas | Other Process | E4 | Utility - Cost of Equipment | 0 | 0 | 0 | 0 | 0 | 0 | 0 | 0 | 0 | 0 | 0 | 0 | 0 | 0 | 0 | 0 | 0 | 0 | 0 | 0 | 0 | 0 | 0 | 0 | 0 | 0 | 0 | 0 | 0 | 0
F4_Industrial_Agriculture_Existing_Process_Natural Gas_Other Process_E5 | F4 | Industrial | Agriculture | Existing | Process | Natural Gas | Other Process | E5 | Utility - Cost of Equipment | 0 | 0 | 0 | 0 | 0 | 0 | 0 | 0 | 0 | 0 | 0 | 0 | 0 | 0 | 0 | 0 | 0 | 0 | 0 | 0 | 0 | 0 | 0 | 0 | 0 | 0 | 0 | 0 | 0 | 0
F4_Industrial_Agriculture_Existing_Process_Natural Gas_Other Process_E6 | F4 | Industrial | Agriculture | Existing | Process | Natural Gas | Other Process | E6 | Utility - Cost of Equipment | 0 | 0 | 0 | 0 | 0 | 0 | 0 | 0 | 0 | 0 | 0 | 0 | 0 | 0 | 0 | 0 | 0 | 0 | 0 | 0 | 0 | 0 | 0 | 0 | 0 | 0 | 0 | 0 | 0 | 0
F4_Industrial_Agriculture_Existing_Process_Natural Gas_Other Process_E7 | F4 | Industrial | Agriculture | Existing | Process | Natural Gas | Other Process | E7 | Utility - Cost of Equipment | 0 | 0 | 0 | 0 | 0 | 0 | 0 | 0 | 0 | 0 | 0 | 0 | 0 | 0 | 0 | 0 | 0 | 0 | 0 | 0 | 0 | 0 | 0 | 0 | 0 | 0 | 0 | 0 | 0 | 0
F4_Industrial_Agriculture_Existing_Process_Natural Gas_Other Process_E8 | F4 | Industrial | Agriculture | Existing | Process | Natural Gas | Other Process | E8 | Utility - Cost of Equipment | 0 | 0 | 0 | 0 | 0 | 0 | 0 | 0 | 0 | 0 | 0 | 0 | 0 | 0 | 0 | 0 | 0 | 0 | 0 | 0 | 0 | 0 | 0 | 0 | 0 | 0 | 0 | 0 | 0 | 0
F4_Industrial_Agriculture_Existing_Process_Natural Gas_Other Process_E9 | F4 | Industrial | Agriculture | Existing | Process | Natural Gas | Other Process | E9 | Utility - Cost of Equipment | 0 | 0 | 0 | 0 | 0 | 0 | 0 | 0 | 0 | 0 | 0 | 0 | 0 | 0 | 0 | 0 | 0 | 0 | 0 | 0 | 0 | 0 | 0 | 0 | 0 | 0 | 0 | 0 | 0 | 0
F4_Industrial_Agriculture_Existing_Process_Natural Gas_Other Process_E10 | F4 | Industrial | Agriculture | Existing | Process | Natural Gas | Other Process | E10 | Utility - Cost of Equipment | 0 | 0 | 0 | 0 | 0 | 0 | 0 | 0 | 0 | 0 | 0 | 0 | 0 | 0 | 0 | 0 | 0 | 0 | 0 | 0 | 0 | 0 | 0 | 0 | 0 | 0 | 0 | 0 | 0 | 0
F5_Industrial_Agriculture_Existing_Process_Natural Gas_Other Process_E1 | F5 | Industrial | Agriculture | Existing | Process | Natural Gas | Other Process | E1 | Utility - Cost of Operation | 1.5354 | 1.6785 | 1.69 | 1.7014 | 1.654 | 1.6036 | 1.5494 | 1.5034 | 1.4563 | 1.4224 | 1.3869 | 1.3519 | 1.3169 | 1.2836 | 1.25 | 1.2163 | 1.1838 | 1.1531 | 1.1228 | 1.0958 | 1.0703 | 1.0454 | 0 | 0 | 0 | 0 | 0 | 0 | 0 | 0
F5_Industrial_Agriculture_Existing_Process_Natural Gas_Other Process_E2 | F5 | Industrial | Agriculture | Existing | Process | Natural Gas | Other Process | E2 | Utility - Cost of Operation | 0 | 0 | 0 | 0 | 0 | 0 | 0 | 0 | 0 | 0 | 0 | 0 | 0 | 0 | 0 | 0 | 0 | 0 | 0 | 0 | 0 | 0 | 0 | 0 | 0 | 0 | 0 | 0 | 0 | 0
F5_Industrial_Agriculture_Existing_Process_Natural Gas_Other Process_E3 | F5 | Industrial | Agriculture | Existing | Process | Natural Gas | Other Process | E3 | Utility - Cost of Operation | 0 | 0 | 0 | 0 | 0 | 0 | 0 | 0 | 0 | 0 | 0 | 0 | 0 | 0 | 0 | 0 | 0 | 0 | 0 | 0 | 0 | 0 | 0 | 0 | 0 | 0 | 0 | 0 | 0 | 0
F5_Industrial_Agriculture_Existing_Process_Natural Gas_Other Process_E4 | F5 | Industrial | Agriculture | Existing | Process | Natural Gas | Other Process | E4 | Utility - Cost of Operation | 0 | 0 | 0 | 0 | 0 | 0 | 0 | 0 | 0 | 0 | 0 | 0 | 0 | 0 | 0 | 0 | 0 | 0 | 0 | 0 | 0 | 0 | 0 | 0 | 0 | 0 | 0 | 0 | 0 | 0
F5_Industrial_Agriculture_Existing_Process_Natural Gas_Other Process_E5 | F5 | Industrial | Agriculture | Existing | Process | Natural Gas | Other Process | E5 | Utility - Cost of Operation | 0 | 0 | 0 | 0 | 0 | 0 | 0 | 0 | 0 | 0 | 0 | 0 | 0 | 0 | 0 | 0 | 0 | 0 | 0 | 0 | 0 | 0 | 0 | 0 | 0 | 0 | 0 | 0 | 0 | 0
F5_Industrial_Agriculture_Existing_Process_Natural Gas_Other Process_E6 | F5 | Industrial | Agriculture | Existing | Process | Natural Gas | Other Process | E6 | Utility - Cost of Operation | 0 | 0 | 0 | 0 | 0 | 0 | 0 | 0 | 0 | 0 | 0 | 0 | 0 | 0 | 0 | 0 | 0 | 0 | 0 | 0 | 0 | 0 | 0 | 0 | 0 | 0 | 0 | 0 | 0 | 0
F5_Industrial_Agriculture_Existing_Process_Natural Gas_Other Process_E7 | F5 | Industrial | Agriculture | Existing | Process | Natural Gas | Other Process | E7 | Utility - Cost of Operation | 0 | 0 | 0 | 0 | 0 | 0 | 0 | 0 | 0 | 0 | 0 | 0 | 0 | 0 | 0 | 0 | 0 | 0 | 0 | 0 | 0 | 0 | 0 | 0 | 0 | 0 | 0 | 0 | 0 | 0
F5_Industrial_Agriculture_Existing_Process_Natural Gas_Other Process_E8 | F5 | Industrial | Agriculture | Existing | Process | Natural Gas | Other Process | E8 | Utility - Cost of Operation | 0 | 0 | 0 | 0 | 0 | 0 | 0 | 0 | 0 | 0 | 0 | 0 | 0 | 0 | 0 | 0 | 0 | 0 | 0 | 0 | 0 | 0 | 0 | 0 | 0 | 0 | 0 | 0 | 0 | 0
F5_Industrial_Agriculture_Existing_Process_Natural Gas_Other Process_E9 | F5 | Industrial | Agriculture | Existing | Process | Natural Gas | Other Process | E9 | Utility - Cost of Operation | 0 | 0 | 0 | 0 | 0 | 0 | 0 | 0 | 0 | 0 | 0 | 0 | 0 | 0 | 0 | 0 | 0 | 0 | 0 | 0 | 0 | 0 | 0 | 0 | 0 | 0 | 0 | 0 | 0 | 0
F5_Industrial_Agriculture_Existing_Process_Natural Gas_Other Process_E10 | F5 | Industrial | Agriculture | Existing | Process | Natural Gas | Other Process | E10 | Utility - Cost of Operation | 0 | 0 | 0 | 0 | 0 | 0 | 0 | 0 | 0 | 0 | 0 | 0 | 0 | 0 | 0 | 0 | 0 | 0 | 0 | 0 | 0 | 0 | 0 | 0 | 0 | 0 | 0 | 0 | 0 | 0
F6_Industrial_Agriculture_Existing_Process_Natural Gas_Other Process_E1 | F6 | Industrial | Agriculture | Existing | Process | Natural Gas | Other Process | E1 | Utility - Value of Sales | 1.8395 | 2.0109 | 2.0247 | 2.0384 | 1.9816 | 1.9212 | 1.8563 | 1.8011 | 1.7448 | 1.7042 | 1.6615 | 1.6197 | 1.5777 | 1.5378 | 1.4976 | 1.4572 | 1.4183 | 1.3815 | 1.3451 | 1.3129 | 1.2823 | 1.2525 | 0 | 0 | 0 | 0 | 0 | 0 | 0 | 0
F6_Industrial_Agriculture_Existing_Process_Natural Gas_Other Process_E2 | F6 | Industrial | Agriculture | Existing | Process | Natural Gas | Other Process | E2 | Utility - Value of Sales | 0 | 0 | 0 | 0 | 0 | 0 | 0 | 0 | 0 | 0 | 0 | 0 | 0 | 0 | 0 | 0 | 0 | 0 | 0 | 0 | 0 | 0 | 0 | 0 | 0 | 0 | 0 | 0 | 0 | 0
F6_Industrial_Agriculture_Existing_Process_Natural Gas_Other Process_E3 | F6 | Industrial | Agriculture | Existing | Process | Natural Gas | Other Process | E3 | Utility - Value of Sales | 0 | 0 | 0 | 0 | 0 | 0 | 0 | 0 | 0 | 0 | 0 | 0 | 0 | 0 | 0 | 0 | 0 | 0 | 0 | 0 | 0 | 0 | 0 | 0 | 0 | 0 | 0 | 0 | 0 | 0
F6_Industrial_Agriculture_Existing_Process_Natural Gas_Other Process_E4 | F6 | Industrial | Agriculture | Existing | Process | Natural Gas | Other Process | E4 | Utility - Value of Sales | 0 | 0 | 0 | 0 | 0 | 0 | 0 | 0 | 0 | 0 | 0 | 0 | 0 | 0 | 0 | 0 | 0 | 0 | 0 | 0 | 0 | 0 | 0 | 0 | 0 | 0 | 0 | 0 | 0 | 0
F6_Industrial_Agriculture_Existing_Process_Natural Gas_Other Process_E5 | F6 | Industrial | Agriculture | Existing | Process | Natural Gas | Other Process | E5 | Utility - Value of Sales | 0 | 0 | 0 | 0 | 0 | 0 | 0 | 0 | 0 | 0 | 0 | 0 | 0 | 0 | 0 | 0 | 0 | 0 | 0 | 0 | 0 | 0 | 0 | 0 | 0 | 0 | 0 | 0 | 0 | 0
F6_Industrial_Agriculture_Existing_Process_Natural Gas_Other Process_E6 | F6 | Industrial | Agriculture | Existing | Process | Natural Gas | Other Process | E6 | Utility - Value of Sales | 0 | 0 | 0 | 0 | 0 | 0 | 0 | 0 | 0 | 0 | 0 | 0 | 0 | 0 | 0 | 0 | 0 | 0 | 0 | 0 | 0 | 0 | 0 | 0 | 0 | 0 | 0 | 0 | 0 | 0
F6_Industrial_Agriculture_Existing_Process_Natural Gas_Other Process_E7 | F6 | Industrial | Agriculture | Existing | Process | Natural Gas | Other Process | E7 | Utility - Value of Sales | 0 | 0 | 0 | 0 | 0 | 0 | 0 | 0 | 0 | 0 | 0 | 0 | 0 | 0 | 0 | 0 | 0 | 0 | 0 | 0 | 0 | 0 | 0 | 0 | 0 | 0 | 0 | 0 | 0 | 0
F6_Industrial_Agriculture_Existing_Process_Natural Gas_Other Process_E8 | F6 | Industrial | Agriculture | Existing | Process | Natural Gas | Other Process | E8 | Utility - Value of Sales | 0 | 0 | 0 | 0 | 0 | 0 | 0 | 0 | 0 | 0 | 0 | 0 | 0 | 0 | 0 | 0 | 0 | 0 | 0 | 0 | 0 | 0 | 0 | 0 | 0 | 0 | 0 | 0 | 0 | 0
F6_Industrial_Agriculture_Existing_Process_Natural Gas_Other Process_E9 | F6 | Industrial | Agriculture | Existing | Process | Natural Gas | Other Process | E9 | Utility - Value of Sales | 0 | 0 | 0 | 0 | 0 | 0 | 0 | 0 | 0 | 0 | 0 | 0 | 0 | 0 | 0 | 0 | 0 | 0 | 0 | 0 | 0 | 0 | 0 | 0 | 0 | 0 | 0 | 0 | 0 | 0
F6_Industrial_Agriculture_Existing_Process_Natural Gas_Other Process_E10 | F6 | Industrial | Agriculture | Existing | Process | Natural Gas | Other Process | E10 | Utility - Value of Sales | 0 | 0 | 0 | 0 | 0 | 0 | 0 | 0 | 0 | 0 | 0 | 0 | 0 | 0 | 0 | 0 | 0 | 0 | 0 | 0 | 0 | 0 | 0 | 0 | 0 | 0 | 0 | 0 | 0 | 0
F1_Industrial_Agriculture_Existing_Miscellaneous_Natural Gas_Miscellaneous_E1 | F1 | Industrial | Agriculture | Existing | Miscellaneous | Natural Gas | Miscellaneous | E1 | Participant - Cost of Equipment | 4.7897 | 4.7897 | 4.7897 | 4.7897 | 4.7897 | 4.7897 | 4.7897 | 4.7897 | 4.7897 | 4.7897 | 4.7897 | 4.7897 | 4.7897 | 4.7897 | 4.7897 | 4.7897 | 4.7897 | 4.7897 | 4.7897 | 4.7897 | 4.7897 | 4.7897 | 0 | 0 | 0 | 0 | 0 | 0 | 0 | 0
F1_Industrial_Agriculture_Existing_Miscellaneous_Natural Gas_Miscellaneous_E2 | F1 | Industrial | Agriculture | Existing | Miscellaneous | Natural Gas | Miscellaneous | E2 | Participant - Cost of Equipment | 0 | 0 | 0 | 0 | 0 | 0 | 0 | 0 | 0 | 0 | 0 | 0 | 0 | 0 | 0 | 0 | 0 | 0 | 0 | 0 | 0 | 0 | 0 | 0 | 0 | 0 | 0 | 0 | 0 | 0
F1_Industrial_Agriculture_Existing_Miscellaneous_Natural Gas_Miscellaneous_E3 | F1 | Industrial | Agriculture | Existing | Miscellaneous | Natural Gas | Miscellaneous | E3 | Participant - Cost of Equipment | 0 | 0 | 0 | 0 | 0 | 0 | 0 | 0 | 0 | 0 | 0 | 0 | 0 | 0 | 0 | 0 | 0 | 0 | 0 | 0 | 0 | 0 | 0 | 0 | 0 | 0 | 0 | 0 | 0 | 0
F1_Industrial_Agriculture_Existing_Miscellaneous_Natural Gas_Miscellaneous_E4 | F1 | Industrial | Agriculture | Existing | Miscellaneous | Natural Gas | Miscellaneous | E4 | Participant - Cost of Equipment | 0 | 0 | 0 | 0 | 0 | 0 | 0 | 0 | 0 | 0 | 0 | 0 | 0 | 0 | 0 | 0 | 0 | 0 | 0 | 0 | 0 | 0 | 0 | 0 | 0 | 0 | 0 | 0 | 0 | 0
F1_Industrial_Agriculture_Existing_Miscellaneous_Natural Gas_Miscellaneous_E5 | F1 | Industrial | Agriculture | Existing | Miscellaneous | Natural Gas | Miscellaneous | E5 | Participant - Cost of Equipment | 0 | 0 | 0 | 0 | 0 | 0 | 0 | 0 | 0 | 0 | 0 | 0 | 0 | 0 | 0 | 0 | 0 | 0 | 0 | 0 | 0 | 0 | 0 | 0 | 0 | 0 | 0 | 0 | 0 | 0
F1_Industrial_Agriculture_Existing_Miscellaneous_Natural Gas_Miscellaneous_E6 | F1 | Industrial | Agriculture | Existing | Miscellaneous | Natural Gas | Miscellaneous | E6 | Participant - Cost of Equipment | 0 | 0 | 0 | 0 | 0 | 0 | 0 | 0 | 0 | 0 | 0 | 0 | 0 | 0 | 0 | 0 | 0 | 0 | 0 | 0 | 0 | 0 | 0 | 0 | 0 | 0 | 0 | 0 | 0 | 0
F1_Industrial_Agriculture_Existing_Miscellaneous_Natural Gas_Miscellaneous_E7 | F1 | Industrial | Agriculture | Existing | Miscellaneous | Natural Gas | Miscellaneous | E7 | Participant - Cost of Equipment | 0 | 0 | 0 | 0 | 0 | 0 | 0 | 0 | 0 | 0 | 0 | 0 | 0 | 0 | 0 | 0 | 0 | 0 | 0 | 0 | 0 | 0 | 0 | 0 | 0 | 0 | 0 | 0 | 0 | 0
F1_Industrial_Agriculture_Existing_Miscellaneous_Natural Gas_Miscellaneous_E8 | F1 | Industrial | Agriculture | Existing | Miscellaneous | Natural Gas | Miscellaneous | E8 | Participant - Cost of Equipment | 0 | 0 | 0 | 0 | 0 | 0 | 0 | 0 | 0 | 0 | 0 | 0 | 0 | 0 | 0 | 0 | 0 | 0 | 0 | 0 | 0 | 0 | 0 | 0 | 0 | 0 | 0 | 0 | 0 | 0
F1_Industrial_Agriculture_Existing_Miscellaneous_Natural Gas_Miscellaneous_E9 | F1 | Industrial | Agriculture | Existing | Miscellaneous | Natural Gas | Miscellaneous | E9 | Participant - Cost of Equipment | 0 | 0 | 0 | 0 | 0 | 0 | 0 | 0 | 0 | 0 | 0 | 0 | 0 | 0 | 0 | 0 | 0 | 0 | 0 | 0 | 0 | 0 | 0 | 0 | 0 | 0 | 0 | 0 | 0 | 0
F1_Industrial_Agriculture_Existing_Miscellaneous_Natural Gas_Miscellaneous_E10 | F1 | Industrial | Agriculture | Existing | Miscellaneous | Natural Gas | Miscellaneous | E10 | Participant - Cost of Equipment | 0 | 0 | 0 | 0 | 0 | 0 | 0 | 0 | 0 | 0 | 0 | 0 | 0 | 0 | 0 | 0 | 0 | 0 | 0 | 0 | 0 | 0 | 0 | 0 | 0 | 0 | 0 | 0 | 0 | 0
F2_Industrial_Agriculture_Existing_Miscellaneous_Natural Gas_Miscellaneous_E1 | F2 | Industrial | Agriculture | Existing | Miscellaneous | Natural Gas | Miscellaneous | E1 | Participant - Cost of Operation | 13.4867 | 14.7438 | 14.845 | 14.9454 | 14.5285 | 14.0859 | 13.6098 | 13.2056 | 12.7926 | 12.4948 | 12.1822 | 11.8752 | 11.5676 | 11.2748 | 10.9801 | 10.6842 | 10.3986 | 10.1288 | 9.8624 | 9.6259 | 9.4019 | 9.1831 | 0 | 0 | 0 | 0 | 0 | 0 | 0 | 0
F2_Industrial_Agriculture_Existing_Miscellaneous_Natural Gas_Miscellaneous_E2 | F2 | Industrial | Agriculture | Existing | Miscellaneous | Natural Gas | Miscellaneous | E2 | Participant - Cost of Operation | 0 | 0 | 0 | 0 | 0 | 0 | 0 | 0 | 0 | 0 | 0 | 0 | 0 | 0 | 0 | 0 | 0 | 0 | 0 | 0 | 0 | 0 | 0 | 0 | 0 | 0 | 0 | 0 | 0 | 0
F2_Industrial_Agriculture_Existing_Miscellaneous_Natural Gas_Miscellaneous_E3 | F2 | Industrial | Agriculture | Existing | Miscellaneous | Natural Gas | Miscellaneous | E3 | Participant - Cost of Operation | 0 | 0 | 0 | 0 | 0 | 0 | 0 | 0 | 0 | 0 | 0 | 0 | 0 | 0 | 0 | 0 | 0 | 0 | 0 | 0 | 0 | 0 | 0 | 0 | 0 | 0 | 0 | 0 | 0 | 0
F2_Industrial_Agriculture_Existing_Miscellaneous_Natural Gas_Miscellaneous_E4 | F2 | Industrial | Agriculture | Existing | Miscellaneous | Natural Gas | Miscellaneous | E4 | Participant - Cost of Operation | 0 | 0 | 0 | 0 | 0 | 0 | 0 | 0 | 0 | 0 | 0 | 0 | 0 | 0 | 0 | 0 | 0 | 0 | 0 | 0 | 0 | 0 | 0 | 0 | 0 | 0 | 0 | 0 | 0 | 0
F2_Industrial_Agriculture_Existing_Miscellaneous_Natural Gas_Miscellaneous_E5 | F2 | Industrial | Agriculture | Existing | Miscellaneous | Natural Gas | Miscellaneous | E5 | Participant - Cost of Operation | 0 | 0 | 0 | 0 | 0 | 0 | 0 | 0 | 0 | 0 | 0 | 0 | 0 | 0 | 0 | 0 | 0 | 0 | 0 | 0 | 0 | 0 | 0 | 0 | 0 | 0 | 0 | 0 | 0 | 0
F2_Industrial_Agriculture_Existing_Miscellaneous_Natural Gas_Miscellaneous_E6 | F2 | Industrial | Agriculture | Existing | Miscellaneous | Natural Gas | Miscellaneous | E6 | Participant - Cost of Operation | 0 | 0 | 0 | 0 | 0 | 0 | 0 | 0 | 0 | 0 | 0 | 0 | 0 | 0 | 0 | 0 | 0 | 0 | 0 | 0 | 0 | 0 | 0 | 0 | 0 | 0 | 0 | 0 | 0 | 0
F2_Industrial_Agriculture_Existing_Miscellaneous_Natural Gas_Miscellaneous_E7 | F2 | Industrial | Agriculture | Existing | Miscellaneous | Natural Gas | Miscellaneous | E7 | Participant - Cost of Operation | 0 | 0 | 0 | 0 | 0 | 0 | 0 | 0 | 0 | 0 | 0 | 0 | 0 | 0 | 0 | 0 | 0 | 0 | 0 | 0 | 0 | 0 | 0 | 0 | 0 | 0 | 0 | 0 | 0 | 0
F2_Industrial_Agriculture_Existing_Miscellaneous_Natural Gas_Miscellaneous_E8 | F2 | Industrial | Agriculture | Existing | Miscellaneous | Natural Gas | Miscellaneous | E8 | Participant - Cost of Operation | 0 | 0 | 0 | 0 | 0 | 0 | 0 | 0 | 0 | 0 | 0 | 0 | 0 | 0 | 0 | 0 | 0 | 0 | 0 | 0 | 0 | 0 | 0 | 0 | 0 | 0 | 0 | 0 | 0 | 0
F2_Industrial_Agriculture_Existing_Miscellaneous_Natural Gas_Miscellaneous_E9 | F2 | Industrial | Agriculture | Existing | Miscellaneous | Natural Gas | Miscellaneous | E9 | Participant - Cost of Operation | 0 | 0 | 0 | 0 | 0 | 0 | 0 | 0 | 0 | 0 | 0 | 0 | 0 | 0 | 0 | 0 | 0 | 0 | 0 | 0 | 0 | 0 | 0 | 0 | 0 | 0 | 0 | 0 | 0 | 0
F2_Industrial_Agriculture_Existing_Miscellaneous_Natural Gas_Miscellaneous_E10 | F2 | Industrial | Agriculture | Existing | Miscellaneous | Natural Gas | Miscellaneous | E10 | Participant - Cost of Operation | 0 | 0 | 0 | 0 | 0 | 0 | 0 | 0 | 0 | 0 | 0 | 0 | 0 | 0 | 0 | 0 | 0 | 0 | 0 | 0 | 0 | 0 | 0 | 0 | 0 | 0 | 0 | 0 | 0 | 0
F3_Industrial_Agriculture_Existing_Miscellaneous_Natural Gas_Miscellaneous_E1 | F3 | Industrial | Agriculture | Existing | Miscellaneous | Natural Gas | Miscellaneous | E1 | System - kBTUs of Conusmption | 2088.0717 | 2088.0717 | 2088.0717 | 2088.0717 | 2088.0717 | 2088.0717 | 2088.0717 | 2088.0717 | 2088.0717 | 2088.0717 | 2088.0717 | 2088.0717 | 2088.0717 | 2088.0717 | 2088.0717 | 2088.0717 | 2088.0717 | 2088.0717 | 2088.0717 | 2088.0717 | 2088.0717 | 2088.0717 | 0 | 0 | 0 | 0 | 0 | 0 | 0 | 0
F3_Industrial_Agriculture_Existing_Miscellaneous_Natural Gas_Miscellaneous_E2 | F3 | Industrial | Agriculture | Existing | Miscellaneous | Natural Gas | Miscellaneous | E2 | System - kBTUs of Conusmption | 0 | 0 | 0 | 0 | 0 | 0 | 0 | 0 | 0 | 0 | 0 | 0 | 0 | 0 | 0 | 0 | 0 | 0 | 0 | 0 | 0 | 0 | 0 | 0 | 0 | 0 | 0 | 0 | 0 | 0
F3_Industrial_Agriculture_Existing_Miscellaneous_Natural Gas_Miscellaneous_E3 | F3 | Industrial | Agriculture | Existing | Miscellaneous | Natural Gas | Miscellaneous | E3 | System - kBTUs of Conusmption | 0 | 0 | 0 | 0 | 0 | 0 | 0 | 0 | 0 | 0 | 0 | 0 | 0 | 0 | 0 | 0 | 0 | 0 | 0 | 0 | 0 | 0 | 0 | 0 | 0 | 0 | 0 | 0 | 0 | 0
F3_Industrial_Agriculture_Existing_Miscellaneous_Natural Gas_Miscellaneous_E4 | F3 | Industrial | Agriculture | Existing | Miscellaneous | Natural Gas | Miscellaneous | E4 | System - kBTUs of Conusmption | 0 | 0 | 0 | 0 | 0 | 0 | 0 | 0 | 0 | 0 | 0 | 0 | 0 | 0 | 0 | 0 | 0 | 0 | 0 | 0 | 0 | 0 | 0 | 0 | 0 | 0 | 0 | 0 | 0 | 0
F3_Industrial_Agriculture_Existing_Miscellaneous_Natural Gas_Miscellaneous_E5 | F3 | Industrial | Agriculture | Existing | Miscellaneous | Natural Gas | Miscellaneous | E5 | System - kBTUs of Conusmption | 0 | 0 | 0 | 0 | 0 | 0 | 0 | 0 | 0 | 0 | 0 | 0 | 0 | 0 | 0 | 0 | 0 | 0 | 0 | 0 | 0 | 0 | 0 | 0 | 0 | 0 | 0 | 0 | 0 | 0
F3_Industrial_Agriculture_Existing_Miscellaneous_Natural Gas_Miscellaneous_E6 | F3 | Industrial | Agriculture | Existing | Miscellaneous | Natural Gas | Miscellaneous | E6 | System - kBTUs of Conusmption | 0 | 0 | 0 | 0 | 0 | 0 | 0 | 0 | 0 | 0 | 0 | 0 | 0 | 0 | 0 | 0 | 0 | 0 | 0 | 0 | 0 | 0 | 0 | 0 | 0 | 0 | 0 | 0 | 0 | 0
F3_Industrial_Agriculture_Existing_Miscellaneous_Natural Gas_Miscellaneous_E7 | F3 | Industrial | Agriculture | Existing | Miscellaneous | Natural Gas | Miscellaneous | E7 | System - kBTUs of Conusmption | 0 | 0 | 0 | 0 | 0 | 0 | 0 | 0 | 0 | 0 | 0 | 0 | 0 | 0 | 0 | 0 | 0 | 0 | 0 | 0 | 0 | 0 | 0 | 0 | 0 | 0 | 0 | 0 | 0 | 0
F3_Industrial_Agriculture_Existing_Miscellaneous_Natural Gas_Miscellaneous_E8 | F3 | Industrial | Agriculture | Existing | Miscellaneous | Natural Gas | Miscellaneous | E8 | System - kBTUs of Conusmption | 0 | 0 | 0 | 0 | 0 | 0 | 0 | 0 | 0 | 0 | 0 | 0 | 0 | 0 | 0 | 0 | 0 | 0 | 0 | 0 | 0 | 0 | 0 | 0 | 0 | 0 | 0 | 0 | 0 | 0
F3_Industrial_Agriculture_Existing_Miscellaneous_Natural Gas_Miscellaneous_E9 | F3 | Industrial | Agriculture | Existing | Miscellaneous | Natural Gas | Miscellaneous | E9 | System - kBTUs of Conusmption | 0 | 0 | 0 | 0 | 0 | 0 | 0 | 0 | 0 | 0 | 0 | 0 | 0 | 0 | 0 | 0 | 0 | 0 | 0 | 0 | 0 | 0 | 0 | 0 | 0 | 0 | 0 | 0 | 0 | 0
F3_Industrial_Agriculture_Existing_Miscellaneous_Natural Gas_Miscellaneous_E10 | F3 | Industrial | Agriculture | Existing | Miscellaneous | Natural Gas | Miscellaneous | E10 | System - kBTUs of Conusmption | 0 | 0 | 0 | 0 | 0 | 0 | 0 | 0 | 0 | 0 | 0 | 0 | 0 | 0 | 0 | 0 | 0 | 0 | 0 | 0 | 0 | 0 | 0 | 0 | 0 | 0 | 0 | 0 | 0 | 0
F4_Industrial_Agriculture_Existing_Miscellaneous_Natural Gas_Miscellaneous_E1 | F4 | Industrial | Agriculture | Existing | Miscellaneous | Natural Gas | Miscellaneous | E1 | Utility - Cost of Equipment | 4.7897 | 4.7897 | 4.7897 | 4.7897 | 4.7897 | 4.7897 | 4.7897 | 4.7897 | 4.7897 | 4.7897 | 4.7897 | 4.7897 | 4.7897 | 4.7897 | 4.7897 | 4.7897 | 4.7897 | 4.7897 | 4.7897 | 4.7897 | 4.7897 | 4.7897 | 0 | 0 | 0 | 0 | 0 | 0 | 0 | 0
F4_Industrial_Agriculture_Existing_Miscellaneous_Natural Gas_Miscellaneous_E2 | F4 | Industrial | Agriculture | Existing | Miscellaneous | Natural Gas | Miscellaneous | E2 | Utility - Cost of Equipment | 0 | 0 | 0 | 0 | 0 | 0 | 0 | 0 | 0 | 0 | 0 | 0 | 0 | 0 | 0 | 0 | 0 | 0 | 0 | 0 | 0 | 0 | 0 | 0 | 0 | 0 | 0 | 0 | 0 | 0
F4_Industrial_Agriculture_Existing_Miscellaneous_Natural Gas_Miscellaneous_E3 | F4 | Industrial | Agriculture | Existing | Miscellaneous | Natural Gas | Miscellaneous | E3 | Utility - Cost of Equipment | 0 | 0 | 0 | 0 | 0 | 0 | 0 | 0 | 0 | 0 | 0 | 0 | 0 | 0 | 0 | 0 | 0 | 0 | 0 | 0 | 0 | 0 | 0 | 0 | 0 | 0 | 0 | 0 | 0 | 0
F4_Industrial_Agriculture_Existing_Miscellaneous_Natural Gas_Miscellaneous_E4 | F4 | Industrial | Agriculture | Existing | Miscellaneous | Natural Gas | Miscellaneous | E4 | Utility - Cost of Equipment | 0 | 0 | 0 | 0 | 0 | 0 | 0 | 0 | 0 | 0 | 0 | 0 | 0 | 0 | 0 | 0 | 0 | 0 | 0 | 0 | 0 | 0 | 0 | 0 | 0 | 0 | 0 | 0 | 0 | 0
F4_Industrial_Agriculture_Existing_Miscellaneous_Natural Gas_Miscellaneous_E5 | F4 | Industrial | Agriculture | Existing | Miscellaneous | Natural Gas | Miscellaneous | E5 | Utility - Cost of Equipment | 0 | 0 | 0 | 0 | 0 | 0 | 0 | 0 | 0 | 0 | 0 | 0 | 0 | 0 | 0 | 0 | 0 | 0 | 0 | 0 | 0 | 0 | 0 | 0 | 0 | 0 | 0 | 0 | 0 | 0
F4_Industrial_Agriculture_Existing_Miscellaneous_Natural Gas_Miscellaneous_E6 | F4 | Industrial | Agriculture | Existing | Miscellaneous | Natural Gas | Miscellaneous | E6 | Utility - Cost of Equipment | 0 | 0 | 0 | 0 | 0 | 0 | 0 | 0 | 0 | 0 | 0 | 0 | 0 | 0 | 0 | 0 | 0 | 0 | 0 | 0 | 0 | 0 | 0 | 0 | 0 | 0 | 0 | 0 | 0 | 0
F4_Industrial_Agriculture_Existing_Miscellaneous_Natural Gas_Miscellaneous_E7 | F4 | Industrial | Agriculture | Existing | Miscellaneous | Natural Gas | Miscellaneous | E7 | Utility - Cost of Equipment | 0 | 0 | 0 | 0 | 0 | 0 | 0 | 0 | 0 | 0 | 0 | 0 | 0 | 0 | 0 | 0 | 0 | 0 | 0 | 0 | 0 | 0 | 0 | 0 | 0 | 0 | 0 | 0 | 0 | 0
F4_Industrial_Agriculture_Existing_Miscellaneous_Natural Gas_Miscellaneous_E8 | F4 | Industrial | Agriculture | Existing | Miscellaneous | Natural Gas | Miscellaneous | E8 | Utility - Cost of Equipment | 0 | 0 | 0 | 0 | 0 | 0 | 0 | 0 | 0 | 0 | 0 | 0 | 0 | 0 | 0 | 0 | 0 | 0 | 0 | 0 | 0 | 0 | 0 | 0 | 0 | 0 | 0 | 0 | 0 | 0
F4_Industrial_Agriculture_Existing_Miscellaneous_Natural Gas_Miscellaneous_E9 | F4 | Industrial | Agriculture | Existing | Miscellaneous | Natural Gas | Miscellaneous | E9 | Utility - Cost of Equipment | 0 | 0 | 0 | 0 | 0 | 0 | 0 | 0 | 0 | 0 | 0 | 0 | 0 | 0 | 0 | 0 | 0 | 0 | 0 | 0 | 0 | 0 | 0 | 0 | 0 | 0 | 0 | 0 | 0 | 0
F4_Industrial_Agriculture_Existing_Miscellaneous_Natural Gas_Miscellaneous_E10 | F4 | Industrial | Agriculture | Existing | Miscellaneous | Natural Gas | Miscellaneous | E10 | Utility - Cost of Equipment | 0 | 0 | 0 | 0 | 0 | 0 | 0 | 0 | 0 | 0 | 0 | 0 | 0 | 0 | 0 | 0 | 0 | 0 | 0 | 0 | 0 | 0 | 0 | 0 | 0 | 0 | 0 | 0 | 0 | 0
F5_Industrial_Agriculture_Existing_Miscellaneous_Natural Gas_Miscellaneous_E1 | F5 | Industrial | Agriculture | Existing | Miscellaneous | Natural Gas | Miscellaneous | E1 | Utility - Cost of Operation | 11.257 | 12.3064 | 12.3908 | 12.4746 | 12.1266 | 11.7572 | 11.3598 | 11.0224 | 10.6777 | 10.4292 | 10.1682 | 9.912 | 9.6552 | 9.4108 | 9.1649 | 8.9178 | 8.6795 | 8.4543 | 8.2319 | 8.0345 | 7.8476 | 7.665 | 0 | 0 | 0 | 0 | 0 | 0 | 0 | 0
F5_Industrial_Agriculture_Existing_Miscellaneous_Natural Gas_Miscellaneous_E2 | F5 | Industrial | Agriculture | Existing | Miscellaneous | Natural Gas | Miscellaneous | E2 | Utility - Cost of Operation | 0 | 0 | 0 | 0 | 0 | 0 | 0 | 0 | 0 | 0 | 0 | 0 | 0 | 0 | 0 | 0 | 0 | 0 | 0 | 0 | 0 | 0 | 0 | 0 | 0 | 0 | 0 | 0 | 0 | 0
F5_Industrial_Agriculture_Existing_Miscellaneous_Natural Gas_Miscellaneous_E3 | F5 | Industrial | Agriculture | Existing | Miscellaneous | Natural Gas | Miscellaneous | E3 | Utility - Cost of Operation | 0 | 0 | 0 | 0 | 0 | 0 | 0 | 0 | 0 | 0 | 0 | 0 | 0 | 0 | 0 | 0 | 0 | 0 | 0 | 0 | 0 | 0 | 0 | 0 | 0 | 0 | 0 | 0 | 0 | 0
F5_Industrial_Agriculture_Existing_Miscellaneous_Natural Gas_Miscellaneous_E4 | F5 | Industrial | Agriculture | Existing | Miscellaneous | Natural Gas | Miscellaneous | E4 | Utility - Cost of Operation | 0 | 0 | 0 | 0 | 0 | 0 | 0 | 0 | 0 | 0 | 0 | 0 | 0 | 0 | 0 | 0 | 0 | 0 | 0 | 0 | 0 | 0 | 0 | 0 | 0 | 0 | 0 | 0 | 0 | 0
F5_Industrial_Agriculture_Existing_Miscellaneous_Natural Gas_Miscellaneous_E5 | F5 | Industrial | Agriculture | Existing | Miscellaneous | Natural Gas | Miscellaneous | E5 | Utility - Cost of Operation | 0 | 0 | 0 | 0 | 0 | 0 | 0 | 0 | 0 | 0 | 0 | 0 | 0 | 0 | 0 | 0 | 0 | 0 | 0 | 0 | 0 | 0 | 0 | 0 | 0 | 0 | 0 | 0 | 0 | 0
F5_Industrial_Agriculture_Existing_Miscellaneous_Natural Gas_Miscellaneous_E6 | F5 | Industrial | Agriculture | Existing | Miscellaneous | Natural Gas | Miscellaneous | E6 | Utility - Cost of Operation | 0 | 0 | 0 | 0 | 0 | 0 | 0 | 0 | 0 | 0 | 0 | 0 | 0 | 0 | 0 | 0 | 0 | 0 | 0 | 0 | 0 | 0 | 0 | 0 | 0 | 0 | 0 | 0 | 0 | 0
F5_Industrial_Agriculture_Existing_Miscellaneous_Natural Gas_Miscellaneous_E7 | F5 | Industrial | Agriculture | Existing | Miscellaneous | Natural Gas | Miscellaneous | E7 | Utility - Cost of Operation | 0 | 0 | 0 | 0 | 0 | 0 | 0 | 0 | 0 | 0 | 0 | 0 | 0 | 0 | 0 | 0 | 0 | 0 | 0 | 0 | 0 | 0 | 0 | 0 | 0 | 0 | 0 | 0 | 0 | 0
F5_Industrial_Agriculture_Existing_Miscellaneous_Natural Gas_Miscellaneous_E8 | F5 | Industrial | Agriculture | Existing | Miscellaneous | Natural Gas | Miscellaneous | E8 | Utility - Cost of Operation | 0 | 0 | 0 | 0 | 0 | 0 | 0 | 0 | 0 | 0 | 0 | 0 | 0 | 0 | 0 | 0 | 0 | 0 | 0 | 0 | 0 | 0 | 0 | 0 | 0 | 0 | 0 | 0 | 0 | 0
F5_Industrial_Agriculture_Existing_Miscellaneous_Natural Gas_Miscellaneous_E9 | F5 | Industrial | Agriculture | Existing | Miscellaneous | Natural Gas | Miscellaneous | E9 | Utility - Cost of Operation | 0 | 0 | 0 | 0 | 0 | 0 | 0 | 0 | 0 | 0 | 0 | 0 | 0 | 0 | 0 | 0 | 0 | 0 | 0 | 0 | 0 | 0 | 0 | 0 | 0 | 0 | 0 | 0 | 0 | 0
F5_Industrial_Agriculture_Existing_Miscellaneous_Natural Gas_Miscellaneous_E10 | F5 | Industrial | Agriculture | Existing | Miscellaneous | Natural Gas | Miscellaneous | E10 | Utility - Cost of Operation | 0 | 0 | 0 | 0 | 0 | 0 | 0 | 0 | 0 | 0 | 0 | 0 | 0 | 0 | 0 | 0 | 0 | 0 | 0 | 0 | 0 | 0 | 0 | 0 | 0 | 0 | 0 | 0 | 0 | 0
F6_Industrial_Agriculture_Existing_Miscellaneous_Natural Gas_Miscellaneous_E1 | F6 | Industrial | Agriculture | Existing | Miscellaneous | Natural Gas | Miscellaneous | E1 | Utility - Value of Sales | 13.4867 | 14.7438 | 14.845 | 14.9454 | 14.5285 | 14.0859 | 13.6098 | 13.2056 | 12.7926 | 12.4948 | 12.1822 | 11.8752 | 11.5676 | 11.2748 | 10.9801 | 10.6842 | 10.3986 | 10.1288 | 9.8624 | 9.6259 | 9.4019 | 9.1831 | 0 | 0 | 0 | 0 | 0 | 0 | 0 | 0
F6_Industrial_Agriculture_Existing_Miscellaneous_Natural Gas_Miscellaneous_E2 | F6 | Industrial | Agriculture | Existing | Miscellaneous | Natural Gas | Miscellaneous | E2 | Utility - Value of Sales | 0 | 0 | 0 | 0 | 0 | 0 | 0 | 0 | 0 | 0 | 0 | 0 | 0 | 0 | 0 | 0 | 0 | 0 | 0 | 0 | 0 | 0 | 0 | 0 | 0 | 0 | 0 | 0 | 0 | 0
F6_Industrial_Agriculture_Existing_Miscellaneous_Natural Gas_Miscellaneous_E3 | F6 | Industrial | Agriculture | Existing | Miscellaneous | Natural Gas | Miscellaneous | E3 | Utility - Value of Sales | 0 | 0 | 0 | 0 | 0 | 0 | 0 | 0 | 0 | 0 | 0 | 0 | 0 | 0 | 0 | 0 | 0 | 0 | 0 | 0 | 0 | 0 | 0 | 0 | 0 | 0 | 0 | 0 | 0 | 0
F6_Industrial_Agriculture_Existing_Miscellaneous_Natural Gas_Miscellaneous_E4 | F6 | Industrial | Agriculture | Existing | Miscellaneous | Natural Gas | Miscellaneous | E4 | Utility - Value of Sales | 0 | 0 | 0 | 0 | 0 | 0 | 0 | 0 | 0 | 0 | 0 | 0 | 0 | 0 | 0 | 0 | 0 | 0 | 0 | 0 | 0 | 0 | 0 | 0 | 0 | 0 | 0 | 0 | 0 | 0
F6_Industrial_Agriculture_Existing_Miscellaneous_Natural Gas_Miscellaneous_E5 | F6 | Industrial | Agriculture | Existing | Miscellaneous | Natural Gas | Miscellaneous | E5 | Utility - Value of Sales | 0 | 0 | 0 | 0 | 0 | 0 | 0 | 0 | 0 | 0 | 0 | 0 | 0 | 0 | 0 | 0 | 0 | 0 | 0 | 0 | 0 | 0 | 0 | 0 | 0 | 0 | 0 | 0 | 0 | 0
F6_Industrial_Agriculture_Existing_Miscellaneous_Natural Gas_Miscellaneous_E6 | F6 | Industrial | Agriculture | Existing | Miscellaneous | Natural Gas | Miscellaneous | E6 | Utility - Value of Sales | 0 | 0 | 0 | 0 | 0 | 0 | 0 | 0 | 0 | 0 | 0 | 0 | 0 | 0 | 0 | 0 | 0 | 0 | 0 | 0 | 0 | 0 | 0 | 0 | 0 | 0 | 0 | 0 | 0 | 0
F6_Industrial_Agriculture_Existing_Miscellaneous_Natural Gas_Miscellaneous_E7 | F6 | Industrial | Agriculture | Existing | Miscellaneous | Natural Gas | Miscellaneous | E7 | Utility - Value of Sales | 0 | 0 | 0 | 0 | 0 | 0 | 0 | 0 | 0 | 0 | 0 | 0 | 0 | 0 | 0 | 0 | 0 | 0 | 0 | 0 | 0 | 0 | 0 | 0 | 0 | 0 | 0 | 0 | 0 | 0
F6_Industrial_Agriculture_Existing_Miscellaneous_Natural Gas_Miscellaneous_E8 | F6 | Industrial | Agriculture | Existing | Miscellaneous | Natural Gas | Miscellaneous | E8 | Utility - Value of Sales | 0 | 0 | 0 | 0 | 0 | 0 | 0 | 0 | 0 | 0 | 0 | 0 | 0 | 0 | 0 | 0 | 0 | 0 | 0 | 0 | 0 | 0 | 0 | 0 | 0 | 0 | 0 | 0 | 0 | 0
F6_Industrial_Agriculture_Existing_Miscellaneous_Natural Gas_Miscellaneous_E9 | F6 | Industrial | Agriculture | Existing | Miscellaneous | Natural Gas | Miscellaneous | E9 | Utility - Value of Sales | 0 | 0 | 0 | 0 | 0 | 0 | 0 | 0 | 0 | 0 | 0 | 0 | 0 | 0 | 0 | 0 | 0 | 0 | 0 | 0 | 0 | 0 | 0 | 0 | 0 | 0 | 0 | 0 | 0 | 0
F6_Industrial_Agriculture_Existing_Miscellaneous_Natural Gas_Miscellaneous_E10 | F6 | Industrial | Agriculture | Existing | Miscellaneous | Natural Gas | Miscellaneous | E10 | Utility - Value of Sales | 0 | 0 | 0 | 0 | 0 | 0 | 0 | 0 | 0 | 0 | 0 | 0 | 0 | 0 | 0 | 0 | 0 | 0 | 0 | 0 | 0 | 0 | 0 | 0 | 0 | 0 | 0 | 0 | 0 | 0
F1_Industrial_Agriculture_New_Space Heating_Natural Gas_Furnace_E1 | F1 | Industrial | Agriculture | New | Space Heating | Natural Gas | Furnace | E1 | Participant - Cost of Equipment | 3.2081 | 3.2081 | 3.2081 | 3.2081 | 3.2081 | 3.2081 | 3.2081 | 3.2081 | 3.2081 | 3.2081 | 3.2081 | 3.2081 | 3.2081 | 3.2081 | 3.2081 | 3.2081 | 3.2081 | 3.2081 | 3.2081 | 3.2081 | 3.2081 | 3.2081 | 0 | 0 | 0 | 0 | 0 | 0 | 0 | 0
F1_Industrial_Agriculture_New_Space Heating_Natural Gas_Furnace_E2 | F1 | Industrial | Agriculture | New | Space Heating | Natural Gas | Furnace | E2 | Participant - Cost of Equipment | 3.8497 | 3.8497 | 3.8497 | 3.8497 | 3.8497 | 3.8497 | 3.8497 | 3.8497 | 3.8497 | 3.8497 | 3.8497 | 3.8497 | 3.8497 | 3.8497 | 3.8497 | 3.8497 | 3.8497 | 3.8497 | 3.8497 | 3.8497 | 3.8497 | 3.8497 | 0 | 0 | 0 | 0 | 0 | 0 | 0 | 0
F1_Industrial_Agriculture_New_Space Heating_Natural Gas_Furnace_E3 | F1 | Industrial | Agriculture | New | Space Heating | Natural Gas | Furnace | E3 | Participant - Cost of Equipment | 4.4913 | 4.4913 | 4.4913 | 4.4913 | 4.4913 | 4.4913 | 4.4913 | 4.4913 | 4.4913 | 4.4913 | 4.4913 | 4.4913 | 4.4913 | 4.4913 | 4.4913 | 4.4913 | 4.4913 | 4.4913 | 4.4913 | 4.4913 | 4.4913 | 4.4913 | 0 | 0 | 0 | 0 | 0 | 0 | 0 | 0
F1_Industrial_Agriculture_New_Space Heating_Natural Gas_Furnace_E4 | F1 | Industrial | Agriculture | New | Space Heating | Natural Gas | Furnace | E4 | Participant - Cost of Equipment | 0 | 0 | 0 | 0 | 0 | 0 | 0 | 0 | 0 | 0 | 0 | 0 | 0 | 0 | 0 | 0 | 0 | 0 | 0 | 0 | 0 | 0 | 0 | 0 | 0 | 0 | 0 | 0 | 0 | 0
F1_Industrial_Agriculture_New_Space Heating_Natural Gas_Furnace_E5 | F1 | Industrial | Agriculture | New | Space Heating | Natural Gas | Furnace | E5 | Participant - Cost of Equipment | 0 | 0 | 0 | 0 | 0 | 0 | 0 | 0 | 0 | 0 | 0 | 0 | 0 | 0 | 0 | 0 | 0 | 0 | 0 | 0 | 0 | 0 | 0 | 0 | 0 | 0 | 0 | 0 | 0 | 0
F1_Industrial_Agriculture_New_Space Heating_Natural Gas_Furnace_E6 | F1 | Industrial | Agriculture | New | Space Heating | Natural Gas | Furnace | E6 | Participant - Cost of Equipment | 0 | 0 | 0 | 0 | 0 | 0 | 0 | 0 | 0 | 0 | 0 | 0 | 0 | 0 | 0 | 0 | 0 | 0 | 0 | 0 | 0 | 0 | 0 | 0 | 0 | 0 | 0 | 0 | 0 | 0
F1_Industrial_Agriculture_New_Space Heating_Natural Gas_Furnace_E7 | F1 | Industrial | Agriculture | New | Space Heating | Natural Gas | Furnace | E7 | Participant - Cost of Equipment | 0 | 0 | 0 | 0 | 0 | 0 | 0 | 0 | 0 | 0 | 0 | 0 | 0 | 0 | 0 | 0 | 0 | 0 | 0 | 0 | 0 | 0 | 0 | 0 | 0 | 0 | 0 | 0 | 0 | 0
F1_Industrial_Agriculture_New_Space Heating_Natural Gas_Furnace_E8 | F1 | Industrial | Agriculture | New | Space Heating | Natural Gas | Furnace | E8 | Participant - Cost of Equipment | 0 | 0 | 0 | 0 | 0 | 0 | 0 | 0 | 0 | 0 | 0 | 0 | 0 | 0 | 0 | 0 | 0 | 0 | 0 | 0 | 0 | 0 | 0 | 0 | 0 | 0 | 0 | 0 | 0 | 0
F1_Industrial_Agriculture_New_Space Heating_Natural Gas_Furnace_E9 | F1 | Industrial | Agriculture | New | Space Heating | Natural Gas | Furnace | E9 | Participant - Cost of Equipment | 0 | 0 | 0 | 0 | 0 | 0 | 0 | 0 | 0 | 0 | 0 | 0 | 0 | 0 | 0 | 0 | 0 | 0 | 0 | 0 | 0 | 0 | 0 | 0 | 0 | 0 | 0 | 0 | 0 | 0
F1_Industrial_Agriculture_New_Space Heating_Natural Gas_Furnace_E10 | F1 | Industrial | Agriculture | New | Space Heating | Natural Gas | Furnace | E10 | Participant - Cost of Equipment | 0 | 0 | 0 | 0 | 0 | 0 | 0 | 0 | 0 | 0 | 0 | 0 | 0 | 0 | 0 | 0 | 0 | 0 | 0 | 0 | 0 | 0 | 0 | 0 | 0 | 0 | 0 | 0 | 0 | 0
F2_Industrial_Agriculture_New_Space Heating_Natural Gas_Furnace_E1 | F2 | Industrial | Agriculture | New | Space Heating | Natural Gas | Furnace | E1 | Participant - Cost of Operation | 53.4209 | 54.0128 | 53.1582 | 52.3393 | 50.933 | 49.5415 | 48.1421 | 46.8649 | 45.5947 | 44.4861 | 43.3803 | 42.3054 | 41.252 | 40.2392 | 39.2468 | 38.2741 | 37.3327 | 36.4303 | 35.5485 | 34.7194 | 33.9225 | 33.1502 | 0 | 0 | 0 | 0 | 0 | 0 | 0 | 0
F2_Industrial_Agriculture_New_Space Heating_Natural Gas_Furnace_E2 | F2 | Industrial | Agriculture | New | Space Heating | Natural Gas | Furnace | E2 | Participant - Cost of Operation | 47.484 | 48.0102 | 47.2505 | 46.5226 | 45.2727 | 44.0357 | 42.7919 | 41.6566 | 40.5276 | 39.5422 | 38.5593 | 37.6038 | 36.6675 | 35.7673 | 34.8852 | 34.0206 | 33.1837 | 32.3816 | 31.5979 | 30.8609 | 30.1526 | 29.4661 | 0 | 0 | 0 | 0 | 0 | 0 | 0 | 0
F2_Industrial_Agriculture_New_Space Heating_Natural Gas_Furnace_E3 | F2 | Industrial | Agriculture | New | Space Heating | Natural Gas | Furnace | E3 | Participant - Cost of Operation | 44.5156 | 45.0089 | 44.2967 | 43.6143 | 42.4425 | 41.2829 | 40.1168 | 39.0525 | 37.994 | 37.0703 | 36.1488 | 35.2531 | 34.3753 | 33.5313 | 32.7043 | 31.8938 | 31.1093 | 30.3573 | 29.6226 | 28.9316 | 28.2676 | 27.624 | 0 | 0 | 0 | 0 | 0 | 0 | 0 | 0
F2_Industrial_Agriculture_New_Space Heating_Natural Gas_Furnace_E4 | F2 | Industrial | Agriculture | New | Space Heating | Natural Gas | Furnace | E4 | Participant - Cost of Operation | 0 | 0 | 0 | 0 | 0 | 0 | 0 | 0 | 0 | 0 | 0 | 0 | 0 | 0 | 0 | 0 | 0 | 0 | 0 | 0 | 0 | 0 | 0 | 0 | 0 | 0 | 0 | 0 | 0 | 0
F2_Industrial_Agriculture_New_Space Heating_Natural Gas_Furnace_E5 | F2 | Industrial | Agriculture | New | Space Heating | Natural Gas | Furnace | E5 | Participant - Cost of Operation | 0 | 0 | 0 | 0 | 0 | 0 | 0 | 0 | 0 | 0 | 0 | 0 | 0 | 0 | 0 | 0 | 0 | 0 | 0 | 0 | 0 | 0 | 0 | 0 | 0 | 0 | 0 | 0 | 0 | 0
F2_Industrial_Agriculture_New_Space Heating_Natural Gas_Furnace_E6 | F2 | Industrial | Agriculture | New | Space Heating | Natural Gas | Furnace | E6 | Participant - Cost of Operation | 0 | 0 | 0 | 0 | 0 | 0 | 0 | 0 | 0 | 0 | 0 | 0 | 0 | 0 | 0 | 0 | 0 | 0 | 0 | 0 | 0 | 0 | 0 | 0 | 0 | 0 | 0 | 0 | 0 | 0
F2_Industrial_Agriculture_New_Space Heating_Natural Gas_Furnace_E7 | F2 | Industrial | Agriculture | New | Space Heating | Natural Gas | Furnace | E7 | Participant - Cost of Operation | 0 | 0 | 0 | 0 | 0 | 0 | 0 | 0 | 0 | 0 | 0 | 0 | 0 | 0 | 0 | 0 | 0 | 0 | 0 | 0 | 0 | 0 | 0 | 0 | 0 | 0 | 0 | 0 | 0 | 0
F2_Industrial_Agriculture_New_Space Heating_Natural Gas_Furnace_E8 | F2 | Industrial | Agriculture | New | Space Heating | Natural Gas | Furnace | E8 | Participant - Cost of Operation | 0 | 0 | 0 | 0 | 0 | 0 | 0 | 0 | 0 | 0 | 0 | 0 | 0 | 0 | 0 | 0 | 0 | 0 | 0 | 0 | 0 | 0 | 0 | 0 | 0 | 0 | 0 | 0 | 0 | 0
F2_Industrial_Agriculture_New_Space Heating_Natural Gas_Furnace_E9 | F2 | Industrial | Agriculture | New | Space Heating | Natural Gas | Furnace | E9 | Participant - Cost of Operation | 0 | 0 | 0 | 0 | 0 | 0 | 0 | 0 | 0 | 0 | 0 | 0 | 0 | 0 | 0 | 0 | 0 | 0 | 0 | 0 | 0 | 0 | 0 | 0 | 0 | 0 | 0 | 0 | 0 | 0
F2_Industrial_Agriculture_New_Space Heating_Natural Gas_Furnace_E10 | F2 | Industrial | Agriculture | New | Space Heating | Natural Gas | Furnace | E10 | Participant - Cost of Operation | 0 | 0 | 0 | 0 | 0 | 0 | 0 | 0 | 0 | 0 | 0 | 0 | 0 | 0 | 0 | 0 | 0 | 0 | 0 | 0 | 0 | 0 | 0 | 0 | 0 | 0 | 0 | 0 | 0 | 0
F3_Industrial_Agriculture_New_Space Heating_Natural Gas_Furnace_E1 | F3 | Industrial | Agriculture | New | Space Heating | Natural Gas | Furnace | E1 | System - kBTUs of Conusmption | 8805.688 | 8805.688 | 8805.688 | 8805.688 | 8805.688 | 8805.688 | 8805.688 | 8805.688 | 8805.688 | 8805.688 | 8805.688 | 8805.688 | 8805.688 | 8805.688 | 8805.688 | 8805.688 | 8805.688 | 8805.688 | 8805.688 | 8805.688 | 8805.688 | 8805.688 | 0 | 0 | 0 | 0 | 0 | 0 | 0 | 0
F3_Industrial_Agriculture_New_Space Heating_Natural Gas_Furnace_E2 | F3 | Industrial | Agriculture | New | Space Heating | Natural Gas | Furnace | E2 | System - kBTUs of Conusmption | 7827.0783 | 7827.0783 | 7827.0783 | 7827.0783 | 7827.0783 | 7827.0783 | 7827.0783 | 7827.0783 | 7827.0783 | 7827.0783 | 7827.0783 | 7827.0783 | 7827.0783 | 7827.0783 | 7827.0783 | 7827.0783 | 7827.0783 | 7827.0783 | 7827.0783 | 7827.0783 | 7827.0783 | 7827.0783 | 0 | 0 | 0 | 0 | 0 | 0 | 0 | 0
F3_Industrial_Agriculture_New_Space Heating_Natural Gas_Furnace_E3 | F3 | Industrial | Agriculture | New | Space Heating | Natural Gas | Furnace | E3 | System - kBTUs of Conusmption | 7337.7735 | 7337.7735 | 7337.7735 | 7337.7735 | 7337.7735 | 7337.7735 | 7337.7735 | 7337.7735 | 7337.7735 | 7337.7735 | 7337.7735 | 7337.7735 | 7337.7735 | 7337.7735 | 7337.7735 | 7337.7735 | 7337.7735 | 7337.7735 | 7337.7735 | 7337.7735 | 7337.7735 | 7337.7735 | 0 | 0 | 0 | 0 | 0 | 0 | 0 | 0
F3_Industrial_Agriculture_New_Space Heating_Natural Gas_Furnace_E4 | F3 | Industrial | Agriculture | New | Space Heating | Natural Gas | Furnace | E4 | System - kBTUs of Conusmption | 0 | 0 | 0 | 0 | 0 | 0 | 0 | 0 | 0 | 0 | 0 | 0 | 0 | 0 | 0 | 0 | 0 | 0 | 0 | 0 | 0 | 0 | 0 | 0 | 0 | 0 | 0 | 0 | 0 | 0
F3_Industrial_Agriculture_New_Space Heating_Natural Gas_Furnace_E5 | F3 | Industrial | Agriculture | New | Space Heating | Natural Gas | Furnace | E5 | System - kBTUs of Conusmption | 0 | 0 | 0 | 0 | 0 | 0 | 0 | 0 | 0 | 0 | 0 | 0 | 0 | 0 | 0 | 0 | 0 | 0 | 0 | 0 | 0 | 0 | 0 | 0 | 0 | 0 | 0 | 0 | 0 | 0
F3_Industrial_Agriculture_New_Space Heating_Natural Gas_Furnace_E6 | F3 | Industrial | Agriculture | New | Space Heating | Natural Gas | Furnace | E6 | System - kBTUs of Conusmption | 0 | 0 | 0 | 0 | 0 | 0 | 0 | 0 | 0 | 0 | 0 | 0 | 0 | 0 | 0 | 0 | 0 | 0 | 0 | 0 | 0 | 0 | 0 | 0 | 0 | 0 | 0 | 0 | 0 | 0
F3_Industrial_Agriculture_New_Space Heating_Natural Gas_Furnace_E7 | F3 | Industrial | Agriculture | New | Space Heating | Natural Gas | Furnace | E7 | System - kBTUs of Conusmption | 0 | 0 | 0 | 0 | 0 | 0 | 0 | 0 | 0 | 0 | 0 | 0 | 0 | 0 | 0 | 0 | 0 | 0 | 0 | 0 | 0 | 0 | 0 | 0 | 0 | 0 | 0 | 0 | 0 | 0
F3_Industrial_Agriculture_New_Space Heating_Natural Gas_Furnace_E8 | F3 | Industrial | Agriculture | New | Space Heating | Natural Gas | Furnace | E8 | System - kBTUs of Conusmption | 0 | 0 | 0 | 0 | 0 | 0 | 0 | 0 | 0 | 0 | 0 | 0 | 0 | 0 | 0 | 0 | 0 | 0 | 0 | 0 | 0 | 0 | 0 | 0 | 0 | 0 | 0 | 0 | 0 | 0
F3_Industrial_Agriculture_New_Space Heating_Natural Gas_Furnace_E9 | F3 | Industrial | Agriculture | New | Space Heating | Natural Gas | Furnace | E9 | System - kBTUs of Conusmption | 0 | 0 | 0 | 0 | 0 | 0 | 0 | 0 | 0 | 0 | 0 | 0 | 0 | 0 | 0 | 0 | 0 | 0 | 0 | 0 | 0 | 0 | 0 | 0 | 0 | 0 | 0 | 0 | 0 | 0
F3_Industrial_Agriculture_New_Space Heating_Natural Gas_Furnace_E10 | F3 | Industrial | Agriculture | New | Space Heating | Natural Gas | Furnace | E10 | System - kBTUs of Conusmption | 0 | 0 | 0 | 0 | 0 | 0 | 0 | 0 | 0 | 0 | 0 | 0 | 0 | 0 | 0 | 0 | 0 | 0 | 0 | 0 | 0 | 0 | 0 | 0 | 0 | 0 | 0 | 0 | 0 | 0
F4_Industrial_Agriculture_New_Space Heating_Natural Gas_Furnace_E1 | F4 | Industrial | Agriculture | New | Space Heating | Natural Gas | Furnace | E1 | Utility - Cost of Equipment | 3.2081 | 3.2081 | 3.2081 | 3.2081 | 3.2081 | 3.2081 | 3.2081 | 3.2081 | 3.2081 | 3.2081 | 3.2081 | 3.2081 | 3.2081 | 3.2081 | 3.2081 | 3.2081 | 3.2081 | 3.2081 | 3.2081 | 3.2081 | 3.2081 | 3.2081 | 0 | 0 | 0 | 0 | 0 | 0 | 0 | 0
F4_Industrial_Agriculture_New_Space Heating_Natural Gas_Furnace_E2 | F4 | Industrial | Agriculture | New | Space Heating | Natural Gas | Furnace | E2 | Utility - Cost of Equipment | 3.8497 | 3.8497 | 3.8497 | 3.8497 | 3.8497 | 3.8497 | 3.8497 | 3.8497 | 3.8497 | 3.8497 | 3.8497 | 3.8497 | 3.8497 | 3.8497 | 3.8497 | 3.8497 | 3.8497 | 3.8497 | 3.8497 | 3.8497 | 3.8497 | 3.8497 | 0 | 0 | 0 | 0 | 0 | 0 | 0 | 0
F4_Industrial_Agriculture_New_Space Heating_Natural Gas_Furnace_E3 | F4 | Industrial | Agriculture | New | Space Heating | Natural Gas | Furnace | E3 | Utility - Cost of Equipment | 4.4913 | 4.4913 | 4.4913 | 4.4913 | 4.4913 | 4.4913 | 4.4913 | 4.4913 | 4.4913 | 4.4913 | 4.4913 | 4.4913 | 4.4913 | 4.4913 | 4.4913 | 4.4913 | 4.4913 | 4.4913 | 4.4913 | 4.4913 | 4.4913 | 4.4913 | 0 | 0 | 0 | 0 | 0 | 0 | 0 | 0
F4_Industrial_Agriculture_New_Space Heating_Natural Gas_Furnace_E4 | F4 | Industrial | Agriculture | New | Space Heating | Natural Gas | Furnace | E4 | Utility - Cost of Equipment | 0 | 0 | 0 | 0 | 0 | 0 | 0 | 0 | 0 | 0 | 0 | 0 | 0 | 0 | 0 | 0 | 0 | 0 | 0 | 0 | 0 | 0 | 0 | 0 | 0 | 0 | 0 | 0 | 0 | 0
F4_Industrial_Agriculture_New_Space Heating_Natural Gas_Furnace_E5 | F4 | Industrial | Agriculture | New | Space Heating | Natural Gas | Furnace | E5 | Utility - Cost of Equipment | 0 | 0 | 0 | 0 | 0 | 0 | 0 | 0 | 0 | 0 | 0 | 0 | 0 | 0 | 0 | 0 | 0 | 0 | 0 | 0 | 0 | 0 | 0 | 0 | 0 | 0 | 0 | 0 | 0 | 0
F4_Industrial_Agriculture_New_Space Heating_Natural Gas_Furnace_E6 | F4 | Industrial | Agriculture | New | Space Heating | Natural Gas | Furnace | E6 | Utility - Cost of Equipment | 0 | 0 | 0 | 0 | 0 | 0 | 0 | 0 | 0 | 0 | 0 | 0 | 0 | 0 | 0 | 0 | 0 | 0 | 0 | 0 | 0 | 0 | 0 | 0 | 0 | 0 | 0 | 0 | 0 | 0
F4_Industrial_Agriculture_New_Space Heating_Natural Gas_Furnace_E7 | F4 | Industrial | Agriculture | New | Space Heating | Natural Gas | Furnace | E7 | Utility - Cost of Equipment | 0 | 0 | 0 | 0 | 0 | 0 | 0 | 0 | 0 | 0 | 0 | 0 | 0 | 0 | 0 | 0 | 0 | 0 | 0 | 0 | 0 | 0 | 0 | 0 | 0 | 0 | 0 | 0 | 0 | 0
F4_Industrial_Agriculture_New_Space Heating_Natural Gas_Furnace_E8 | F4 | Industrial | Agriculture | New | Space Heating | Natural Gas | Furnace | E8 | Utility - Cost of Equipment | 0 | 0 | 0 | 0 | 0 | 0 | 0 | 0 | 0 | 0 | 0 | 0 | 0 | 0 | 0 | 0 | 0 | 0 | 0 | 0 | 0 | 0 | 0 | 0 | 0 | 0 | 0 | 0 | 0 | 0
F4_Industrial_Agriculture_New_Space Heating_Natural Gas_Furnace_E9 | F4 | Industrial | Agriculture | New | Space Heating | Natural Gas | Furnace | E9 | Utility - Cost of Equipment | 0 | 0 | 0 | 0 | 0 | 0 | 0 | 0 | 0 | 0 | 0 | 0 | 0 | 0 | 0 | 0 | 0 | 0 | 0 | 0 | 0 | 0 | 0 | 0 | 0 | 0 | 0 | 0 | 0 | 0
F4_Industrial_Agriculture_New_Space Heating_Natural Gas_Furnace_E10 | F4 | Industrial | Agriculture | New | Space Heating | Natural Gas | Furnace | E10 | Utility - Cost of Equipment | 0 | 0 | 0 | 0 | 0 | 0 | 0 | 0 | 0 | 0 | 0 | 0 | 0 | 0 | 0 | 0 | 0 | 0 | 0 | 0 | 0 | 0 | 0 | 0 | 0 | 0 | 0 | 0 | 0 | 0
F5_Industrial_Agriculture_New_Space Heating_Natural Gas_Furnace_E1 | F5 | Industrial | Agriculture | New | Space Heating | Natural Gas | Furnace | E1 | Utility - Cost of Operation | 44.5893 | 45.0834 | 44.37 | 43.6865 | 42.5128 | 41.3512 | 40.1832 | 39.1172 | 38.057 | 37.1317 | 36.2086 | 35.3114 | 34.4322 | 33.5868 | 32.7585 | 31.9466 | 31.1608 | 30.4076 | 29.6716 | 28.9795 | 28.3144 | 27.6697 | 0 | 0 | 0 | 0 | 0 | 0 | 0 | 0
F5_Industrial_Agriculture_New_Space Heating_Natural Gas_Furnace_E2 | F5 | Industrial | Agriculture | New | Space Heating | Natural Gas | Furnace | E2 | Utility - Cost of Operation | 39.6339 | 40.0731 | 39.439 | 38.8314 | 37.7881 | 36.7557 | 35.7175 | 34.7699 | 33.8275 | 33.0051 | 32.1846 | 31.3871 | 30.6056 | 29.8542 | 29.1179 | 28.3962 | 27.6978 | 27.0283 | 26.3741 | 25.7589 | 25.1677 | 24.5947 | 0 | 0 | 0 | 0 | 0 | 0 | 0 | 0
F5_Industrial_Agriculture_New_Space Heating_Natural Gas_Furnace_E3 | F5 | Industrial | Agriculture | New | Space Heating | Natural Gas | Furnace | E3 | Utility - Cost of Operation | 37.1562 | 37.568 | 36.9735 | 36.4039 | 35.4258 | 34.4579 | 33.4846 | 32.5963 | 31.7128 | 30.9418 | 30.1726 | 29.425 | 28.6923 | 27.9879 | 27.2976 | 26.6211 | 25.9663 | 25.3386 | 24.7253 | 24.1486 | 23.5944 | 23.0572 | 0 | 0 | 0 | 0 | 0 | 0 | 0 | 0
F5_Industrial_Agriculture_New_Space Heating_Natural Gas_Furnace_E4 | F5 | Industrial | Agriculture | New | Space Heating | Natural Gas | Furnace | E4 | Utility - Cost of Operation | 0 | 0 | 0 | 0 | 0 | 0 | 0 | 0 | 0 | 0 | 0 | 0 | 0 | 0 | 0 | 0 | 0 | 0 | 0 | 0 | 0 | 0 | 0 | 0 | 0 | 0 | 0 | 0 | 0 | 0
F5_Industrial_Agriculture_New_Space Heating_Natural Gas_Furnace_E5 | F5 | Industrial | Agriculture | New | Space Heating | Natural Gas | Furnace | E5 | Utility - Cost of Operation | 0 | 0 | 0 | 0 | 0 | 0 | 0 | 0 | 0 | 0 | 0 | 0 | 0 | 0 | 0 | 0 | 0 | 0 | 0 | 0 | 0 | 0 | 0 | 0 | 0 | 0 | 0 | 0 | 0 | 0
F5_Industrial_Agriculture_New_Space Heating_Natural Gas_Furnace_E6 | F5 | Industrial | Agriculture | New | Space Heating | Natural Gas | Furnace | E6 | Utility - Cost of Operation | 0 | 0 | 0 | 0 | 0 | 0 | 0 | 0 | 0 | 0 | 0 | 0 | 0 | 0 | 0 | 0 | 0 | 0 | 0 | 0 | 0 | 0 | 0 | 0 | 0 | 0 | 0 | 0 | 0 | 0
F5_Industrial_Agriculture_New_Space Heating_Natural Gas_Furnace_E7 | F5 | Industrial | Agriculture | New | Space Heating | Natural Gas | Furnace | E7 | Utility - Cost of Operation | 0 | 0 | 0 | 0 | 0 | 0 | 0 | 0 | 0 | 0 | 0 | 0 | 0 | 0 | 0 | 0 | 0 | 0 | 0 | 0 | 0 | 0 | 0 | 0 | 0 | 0 | 0 | 0 | 0 | 0
F5_Industrial_Agriculture_New_Space Heating_Natural Gas_Furnace_E8 | F5 | Industrial | Agriculture | New | Space Heating | Natural Gas | Furnace | E8 | Utility - Cost of Operation | 0 | 0 | 0 | 0 | 0 | 0 | 0 | 0 | 0 | 0 | 0 | 0 | 0 | 0 | 0 | 0 | 0 | 0 | 0 | 0 | 0 | 0 | 0 | 0 | 0 | 0 | 0 | 0 | 0 | 0
F5_Industrial_Agriculture_New_Space Heating_Natural Gas_Furnace_E9 | F5 | Industrial | Agriculture | New | Space Heating | Natural Gas | Furnace | E9 | Utility - Cost of Operation | 0 | 0 | 0 | 0 | 0 | 0 | 0 | 0 | 0 | 0 | 0 | 0 | 0 | 0 | 0 | 0 | 0 | 0 | 0 | 0 | 0 | 0 | 0 | 0 | 0 | 0 | 0 | 0 | 0 | 0
F5_Industrial_Agriculture_New_Space Heating_Natural Gas_Furnace_E10 | F5 | Industrial | Agriculture | New | Space Heating | Natural Gas | Furnace | E10 | Utility - Cost of Operation | 0 | 0 | 0 | 0 | 0 | 0 | 0 | 0 | 0 | 0 | 0 | 0 | 0 | 0 | 0 | 0 | 0 | 0 | 0 | 0 | 0 | 0 | 0 | 0 | 0 | 0 | 0 | 0 | 0 | 0
F6_Industrial_Agriculture_New_Space Heating_Natural Gas_Furnace_E1 | F6 | Industrial | Agriculture | New | Space Heating | Natural Gas | Furnace | E1 | Utility - Value of Sales | 53.4209 | 54.0128 | 53.1582 | 52.3393 | 50.933 | 49.5415 | 48.1421 | 46.8649 | 45.5947 | 44.4861 | 43.3803 | 42.3054 | 41.252 | 40.2392 | 39.2468 | 38.2741 | 37.3327 | 36.4303 | 35.5485 | 34.7194 | 33.9225 | 33.1502 | 0 | 0 | 0 | 0 | 0 | 0 | 0 | 0
F6_Industrial_Agriculture_New_Space Heating_Natural Gas_Furnace_E2 | F6 | Industrial | Agriculture | New | Space Heating | Natural Gas | Furnace | E2 | Utility - Value of Sales | 47.484 | 48.0102 | 47.2505 | 46.5226 | 45.2727 | 44.0357 | 42.7919 | 41.6566 | 40.5276 | 39.5422 | 38.5593 | 37.6038 | 36.6675 | 35.7673 | 34.8852 | 34.0206 | 33.1837 | 32.3816 | 31.5979 | 30.8609 | 30.1526 | 29.4661 | 0 | 0 | 0 | 0 | 0 | 0 | 0 | 0
F6_Industrial_Agriculture_New_Space Heating_Natural Gas_Furnace_E3 | F6 | Industrial | Agriculture | New | Space Heating | Natural Gas | Furnace | E3 | Utility - Value of Sales | 44.5156 | 45.0089 | 44.2967 | 43.6143 | 42.4425 | 41.2829 | 40.1168 | 39.0525 | 37.994 | 37.0703 | 36.1488 | 35.2531 | 34.3753 | 33.5313 | 32.7043 | 31.8938 | 31.1093 | 30.3573 | 29.6226 | 28.9316 | 28.2676 | 27.624 | 0 | 0 | 0 | 0 | 0 | 0 | 0 | 0
F6_Industrial_Agriculture_New_Space Heating_Natural Gas_Furnace_E4 | F6 | Industrial | Agriculture | New | Space Heating | Natural Gas | Furnace | E4 | Utility - Value of Sales | 0 | 0 | 0 | 0 | 0 | 0 | 0 | 0 | 0 | 0 | 0 | 0 | 0 | 0 | 0 | 0 | 0 | 0 | 0 | 0 | 0 | 0 | 0 | 0 | 0 | 0 | 0 | 0 | 0 | 0
F6_Industrial_Agriculture_New_Space Heating_Natural Gas_Furnace_E5 | F6 | Industrial | Agriculture | New | Space Heating | Natural Gas | Furnace | E5 | Utility - Value of Sales | 0 | 0 | 0 | 0 | 0 | 0 | 0 | 0 | 0 | 0 | 0 | 0 | 0 | 0 | 0 | 0 | 0 | 0 | 0 | 0 | 0 | 0 | 0 | 0 | 0 | 0 | 0 | 0 | 0 | 0
F6_Industrial_Agriculture_New_Space Heating_Natural Gas_Furnace_E6 | F6 | Industrial | Agriculture | New | Space Heating | Natural Gas | Furnace | E6 | Utility - Value of Sales | 0 | 0 | 0 | 0 | 0 | 0 | 0 | 0 | 0 | 0 | 0 | 0 | 0 | 0 | 0 | 0 | 0 | 0 | 0 | 0 | 0 | 0 | 0 | 0 | 0 | 0 | 0 | 0 | 0 | 0
F6_Industrial_Agriculture_New_Space Heating_Natural Gas_Furnace_E7 | F6 | Industrial | Agriculture | New | Space Heating | Natural Gas | Furnace | E7 | Utility - Value of Sales | 0 | 0 | 0 | 0 | 0 | 0 | 0 | 0 | 0 | 0 | 0 | 0 | 0 | 0 | 0 | 0 | 0 | 0 | 0 | 0 | 0 | 0 | 0 | 0 | 0 | 0 | 0 | 0 | 0 | 0
F6_Industrial_Agriculture_New_Space Heating_Natural Gas_Furnace_E8 | F6 | Industrial | Agriculture | New | Space Heating | Natural Gas | Furnace | E8 | Utility - Value of Sales | 0 | 0 | 0 | 0 | 0 | 0 | 0 | 0 | 0 | 0 | 0 | 0 | 0 | 0 | 0 | 0 | 0 | 0 | 0 | 0 | 0 | 0 | 0 | 0 | 0 | 0 | 0 | 0 | 0 | 0
F6_Industrial_Agriculture_New_Space Heating_Natural Gas_Furnace_E9 | F6 | Industrial | Agriculture | New | Space Heating | Natural Gas | Furnace | E9 | Utility - Value of Sales | 0 | 0 | 0 | 0 | 0 | 0 | 0 | 0 | 0 | 0 | 0 | 0 | 0 | 0 | 0 | 0 | 0 | 0 | 0 | 0 | 0 | 0 | 0 | 0 | 0 | 0 | 0 | 0 | 0 | 0
F6_Industrial_Agriculture_New_Space Heating_Natural Gas_Furnace_E10 | F6 | Industrial | Agriculture | New | Space Heating | Natural Gas | Furnace | E10 | Utility - Value of Sales | 0 | 0 | 0 | 0 | 0 | 0 | 0 | 0 | 0 | 0 | 0 | 0 | 0 | 0 | 0 | 0 | 0 | 0 | 0 | 0 | 0 | 0 | 0 | 0 | 0 | 0 | 0 | 0 | 0 | 0
F1_Industrial_Agriculture_New_Space Heating_Natural Gas_Boiler_E1 | F1 | Industrial | Agriculture | New | Space Heating | Natural Gas | Boiler | E1 | Participant - Cost of Equipment | 3.5435 | 3.5435 | 3.5435 | 3.5435 | 3.5435 | 3.5435 | 3.5435 | 3.5435 | 3.5435 | 3.5435 | 3.5435 | 3.5435 | 3.5435 | 3.5435 | 3.5435 | 3.5435 | 3.5435 | 3.5435 | 3.5435 | 3.5435 | 3.5435 | 3.5435 | 0 | 0 | 0 | 0 | 0 | 0 | 0 | 0
F1_Industrial_Agriculture_New_Space Heating_Natural Gas_Boiler_E2 | F1 | Industrial | Agriculture | New | Space Heating | Natural Gas | Boiler | E2 | Participant - Cost of Equipment | 3.9592 | 3.9592 | 3.9592 | 3.9592 | 3.9592 | 3.9592 | 3.9592 | 3.9592 | 3.9592 | 3.9592 | 3.9592 | 3.9592 | 3.9592 | 3.9592 | 3.9592 | 3.9592 | 3.9592 | 3.9592 | 3.9592 | 3.9592 | 3.9592 | 3.9592 | 0 | 0 | 0 | 0 | 0 | 0 | 0 | 0
F1_Industrial_Agriculture_New_Space Heating_Natural Gas_Boiler_E3 | F1 | Industrial | Agriculture | New | Space Heating | Natural Gas | Boiler | E3 | Participant - Cost of Equipment | 4.7942 | 4.7942 | 4.7942 | 4.7942 | 4.7942 | 4.7942 | 4.7942 | 4.7942 | 4.7942 | 4.7942 | 4.7942 | 4.7942 | 4.7942 | 4.7942 | 4.7942 | 4.7942 | 4.7942 | 4.7942 | 4.7942 | 4.7942 | 4.7942 | 4.7942 | 0 | 0 | 0 | 0 | 0 | 0 | 0 | 0
F1_Industrial_Agriculture_New_Space Heating_Natural Gas_Boiler_E4 | F1 | Industrial | Agriculture | New | Space Heating | Natural Gas | Boiler | E4 | Participant - Cost of Equipment | 19579.7884 | 19579.7884 | 19579.7884 | 19579.7884 | 19579.7884 | 19579.7884 | 19579.7884 | 19579.7884 | 19579.7884 | 19579.7884 | 19579.7884 | 19579.7884 | 19579.7884 | 19579.7884 | 19579.7884 | 19579.7884 | 19579.7884 | 19579.7884 | 19579.7884 | 19579.7884 | 19579.7884 | 19579.7884 | 0 | 0 | 0 | 0 | 0 | 0 | 0 | 0
F1_Industrial_Agriculture_New_Space Heating_Natural Gas_Boiler_E5 | F1 | Industrial | Agriculture | New | Space Heating | Natural Gas | Boiler | E5 | Participant - Cost of Equipment | 0 | 0 | 0 | 0 | 0 | 0 | 0 | 0 | 0 | 0 | 0 | 0 | 0 | 0 | 0 | 0 | 0 | 0 | 0 | 0 | 0 | 0 | 0 | 0 | 0 | 0 | 0 | 0 | 0 | 0
F1_Industrial_Agriculture_New_Space Heating_Natural Gas_Boiler_E6 | F1 | Industrial | Agriculture | New | Space Heating | Natural Gas | Boiler | E6 | Participant - Cost of Equipment | 0 | 0 | 0 | 0 | 0 | 0 | 0 | 0 | 0 | 0 | 0 | 0 | 0 | 0 | 0 | 0 | 0 | 0 | 0 | 0 | 0 | 0 | 0 | 0 | 0 | 0 | 0 | 0 | 0 | 0
F1_Industrial_Agriculture_New_Space Heating_Natural Gas_Boiler_E7 | F1 | Industrial | Agriculture | New | Space Heating | Natural Gas | Boiler | E7 | Participant - Cost of Equipment | 0 | 0 | 0 | 0 | 0 | 0 | 0 | 0 | 0 | 0 | 0 | 0 | 0 | 0 | 0 | 0 | 0 | 0 | 0 | 0 | 0 | 0 | 0 | 0 | 0 | 0 | 0 | 0 | 0 | 0
F1_Industrial_Agriculture_New_Space Heating_Natural Gas_Boiler_E8 | F1 | Industrial | Agriculture | New | Space Heating | Natural Gas | Boiler | E8 | Participant - Cost of Equipment | 0 | 0 | 0 | 0 | 0 | 0 | 0 | 0 | 0 | 0 | 0 | 0 | 0 | 0 | 0 | 0 | 0 | 0 | 0 | 0 | 0 | 0 | 0 | 0 | 0 | 0 | 0 | 0 | 0 | 0
F1_Industrial_Agriculture_New_Space Heating_Natural Gas_Boiler_E9 | F1 | Industrial | Agriculture | New | Space Heating | Natural Gas | Boiler | E9 | Participant - Cost of Equipment | 0 | 0 | 0 | 0 | 0 | 0 | 0 | 0 | 0 | 0 | 0 | 0 | 0 | 0 | 0 | 0 | 0 | 0 | 0 | 0 | 0 | 0 | 0 | 0 | 0 | 0 | 0 | 0 | 0 | 0
F1_Industrial_Agriculture_New_Space Heating_Natural Gas_Boiler_E10 | F1 | Industrial | Agriculture | New | Space Heating | Natural Gas | Boiler | E10 | Participant - Cost of Equipment | 0 | 0 | 0 | 0 | 0 | 0 | 0 | 0 | 0 | 0 | 0 | 0 | 0 | 0 | 0 | 0 | 0 | 0 | 0 | 0 | 0 | 0 | 0 | 0 | 0 | 0 | 0 | 0 | 0 | 0
F2_Industrial_Agriculture_New_Space Heating_Natural Gas_Boiler_E1 | F2 | Industrial | Agriculture | New | Space Heating | Natural Gas | Boiler | E1 | Participant - Cost of Operation | 30.3925 | 30.6843 | 30.1892 | 29.7146 | 28.9205 | 28.1351 | 27.346 | 26.6242 | 25.9067 | 25.2779 | 24.6512 | 24.0419 | 23.4449 | 22.8705 | 22.3078 | 21.7563 | 21.223 | 20.7122 | 20.214 | 19.7459 | 19.297 | 18.8631 | 0 | 0 | 0 | 0 | 0 | 0 | 0 | 0
F2_Industrial_Agriculture_New_Space Heating_Natural Gas_Boiler_E2 | F2 | Industrial | Agriculture | New | Space Heating | Natural Gas | Boiler | E2 | Participant - Cost of Operation | 28.6051 | 28.8796 | 28.4137 | 27.967 | 27.2196 | 26.4804 | 25.7377 | 25.0583 | 24.3831 | 23.7913 | 23.2014 | 22.6279 | 22.066 | 21.5254 | 20.9958 | 20.4767 | 19.9748 | 19.4941 | 19.0251 | 18.5846 | 18.1621 | 17.7537 | 0 | 0 | 0 | 0 | 0 | 0 | 0 | 0
F2_Industrial_Agriculture_New_Space Heating_Natural Gas_Boiler_E3 | F2 | Industrial | Agriculture | New | Space Heating | Natural Gas | Boiler | E3 | Participant - Cost of Operation | 25.0683 | 25.3089 | 24.9006 | 24.5091 | 23.8541 | 23.2063 | 22.5554 | 21.96 | 21.3683 | 20.8496 | 20.3327 | 19.8302 | 19.3377 | 18.864 | 18.3998 | 17.9449 | 17.5051 | 17.0838 | 16.6728 | 16.2867 | 15.9165 | 15.5586 | 0 | 0 | 0 | 0 | 0 | 0 | 0 | 0
F2_Industrial_Agriculture_New_Space Heating_Natural Gas_Boiler_E4 | F2 | Industrial | Agriculture | New | Space Heating | Natural Gas | Boiler | E4 | Participant - Cost of Operation | 18.5955 | 18.9941 | 18.7417 | 18.5007 | 17.9927 | 17.487 | 16.9735 | 16.5106 | 16.0474 | 15.6529 | 15.2571 | 14.8727 | 14.4958 | 14.1348 | 13.7809 | 13.4336 | 13.0983 | 12.7779 | 12.464 | 12.1701 | 11.887 | 11.6104 | 0 | 0 | 0 | 0 | 0 | 0 | 0 | 0
F2_Industrial_Agriculture_New_Space Heating_Natural Gas_Boiler_E5 | F2 | Industrial | Agriculture | New | Space Heating | Natural Gas | Boiler | E5 | Participant - Cost of Operation | 0 | 0 | 0 | 0 | 0 | 0 | 0 | 0 | 0 | 0 | 0 | 0 | 0 | 0 | 0 | 0 | 0 | 0 | 0 | 0 | 0 | 0 | 0 | 0 | 0 | 0 | 0 | 0 | 0 | 0
F2_Industrial_Agriculture_New_Space Heating_Natural Gas_Boiler_E6 | F2 | Industrial | Agriculture | New | Space Heating | Natural Gas | Boiler | E6 | Participant - Cost of Operation | 0 | 0 | 0 | 0 | 0 | 0 | 0 | 0 | 0 | 0 | 0 | 0 | 0 | 0 | 0 | 0 | 0 | 0 | 0 | 0 | 0 | 0 | 0 | 0 | 0 | 0 | 0 | 0 | 0 | 0
F2_Industrial_Agriculture_New_Space Heating_Natural Gas_Boiler_E7 | F2 | Industrial | Agriculture | New | Space Heating | Natural Gas | Boiler | E7 | Participant - Cost of Operation | 0 | 0 | 0 | 0 | 0 | 0 | 0 | 0 | 0 | 0 | 0 | 0 | 0 | 0 | 0 | 0 | 0 | 0 | 0 | 0 | 0 | 0 | 0 | 0 | 0 | 0 | 0 | 0 | 0 | 0
F2_Industrial_Agriculture_New_Space Heating_Natural Gas_Boiler_E8 | F2 | Industrial | Agriculture | New | Space Heating | Natural Gas | Boiler | E8 | Participant - Cost of Operation | 0 | 0 | 0 | 0 | 0 | 0 | 0 | 0 | 0 | 0 | 0 | 0 | 0 | 0 | 0 | 0 | 0 | 0 | 0 | 0 | 0 | 0 | 0 | 0 | 0 | 0 | 0 | 0 | 0 | 0
F2_Industrial_Agriculture_New_Space Heating_Natural Gas_Boiler_E9 | F2 | Industrial | Agriculture | New | Space Heating | Natural Gas | Boiler | E9 | Participant - Cost of Operation | 0 | 0 | 0 | 0 | 0 | 0 | 0 | 0 | 0 | 0 | 0 | 0 | 0 | 0 | 0 | 0 | 0 | 0 | 0 | 0 | 0 | 0 | 0 | 0 | 0 | 0 | 0 | 0 | 0 | 0
F2_Industrial_Agriculture_New_Space Heating_Natural Gas_Boiler_E10 | F2 | Industrial | Agriculture | New | Space Heating | Natural Gas | Boiler | E10 | Participant - Cost of Operation | 0 | 0 | 0 | 0 | 0 | 0 | 0 | 0 | 0 | 0 | 0 | 0 | 0 | 0 | 0 | 0 | 0 | 0 | 0 | 0 | 0 | 0 | 0 | 0 | 0 | 0 | 0 | 0 | 0 | 0
F3_Industrial_Agriculture_New_Space Heating_Natural Gas_Boiler_E1 | F3 | Industrial | Agriculture | New | Space Heating | Natural Gas | Boiler | E1 | System - kBTUs of Conusmption | 5066.9742 | 5066.9742 | 5066.9742 | 5066.9742 | 5066.9742 | 5066.9742 | 5066.9742 | 5066.9742 | 5066.9742 | 5066.9742 | 5066.9742 | 5066.9742 | 5066.9742 | 5066.9742 | 5066.9742 | 5066.9742 | 5066.9742 | 5066.9742 | 5066.9742 | 5066.9742 | 5066.9742 | 5066.9742 | 0 | 0 | 0 | 0 | 0 | 0 | 0 | 0
F3_Industrial_Agriculture_New_Space Heating_Natural Gas_Boiler_E2 | F3 | Industrial | Agriculture | New | Space Heating | Natural Gas | Boiler | E2 | System - kBTUs of Conusmption | 4768.9704 | 4768.9704 | 4768.9704 | 4768.9704 | 4768.9704 | 4768.9704 | 4768.9704 | 4768.9704 | 4768.9704 | 4768.9704 | 4768.9704 | 4768.9704 | 4768.9704 | 4768.9704 | 4768.9704 | 4768.9704 | 4768.9704 | 4768.9704 | 4768.9704 | 4768.9704 | 4768.9704 | 4768.9704 | 0 | 0 | 0 | 0 | 0 | 0 | 0 | 0
F3_Industrial_Agriculture_New_Space Heating_Natural Gas_Boiler_E3 | F3 | Industrial | Agriculture | New | Space Heating | Natural Gas | Boiler | E3 | System - kBTUs of Conusmption | 4179.3225 | 4179.3225 | 4179.3225 | 4179.3225 | 4179.3225 | 4179.3225 | 4179.3225 | 4179.3225 | 4179.3225 | 4179.3225 | 4179.3225 | 4179.3225 | 4179.3225 | 4179.3225 | 4179.3225 | 4179.3225 | 4179.3225 | 4179.3225 | 4179.3225 | 4179.3225 | 4179.3225 | 4179.3225 | 0 | 0 | 0 | 0 | 0 | 0 | 0 | 0
F3_Industrial_Agriculture_New_Space Heating_Natural Gas_Boiler_E4 | F3 | Industrial | Agriculture | New | Space Heating | Natural Gas | Boiler | E4 | System - kBTUs of Conusmption | 2895.4139 | 2895.4139 | 2895.4139 | 2895.4139 | 2895.4139 | 2895.4139 | 2895.4139 | 2895.4139 | 2895.4139 | 2895.4139 | 2895.4139 | 2895.4139 | 2895.4139 | 2895.4139 | 2895.4139 | 2895.4139 | 2895.4139 | 2895.4139 | 2895.4139 | 2895.4139 | 2895.4139 | 2895.4139 | 0 | 0 | 0 | 0 | 0 | 0 | 0 | 0
F3_Industrial_Agriculture_New_Space Heating_Natural Gas_Boiler_E5 | F3 | Industrial | Agriculture | New | Space Heating | Natural Gas | Boiler | E5 | System - kBTUs of Conusmption | 0 | 0 | 0 | 0 | 0 | 0 | 0 | 0 | 0 | 0 | 0 | 0 | 0 | 0 | 0 | 0 | 0 | 0 | 0 | 0 | 0 | 0 | 0 | 0 | 0 | 0 | 0 | 0 | 0 | 0
F3_Industrial_Agriculture_New_Space Heating_Natural Gas_Boiler_E6 | F3 | Industrial | Agriculture | New | Space Heating | Natural Gas | Boiler | E6 | System - kBTUs of Conusmption | 0 | 0 | 0 | 0 | 0 | 0 | 0 | 0 | 0 | 0 | 0 | 0 | 0 | 0 | 0 | 0 | 0 | 0 | 0 | 0 | 0 | 0 | 0 | 0 | 0 | 0 | 0 | 0 | 0 | 0
F3_Industrial_Agriculture_New_Space Heating_Natural Gas_Boiler_E7 | F3 | Industrial | Agriculture | New | Space Heating | Natural Gas | Boiler | E7 | System - kBTUs of Conusmption | 0 | 0 | 0 | 0 | 0 | 0 | 0 | 0 | 0 | 0 | 0 | 0 | 0 | 0 | 0 | 0 | 0 | 0 | 0 | 0 | 0 | 0 | 0 | 0 | 0 | 0 | 0 | 0 | 0 | 0
F3_Industrial_Agriculture_New_Space Heating_Natural Gas_Boiler_E8 | F3 | Industrial | Agriculture | New | Space Heating | Natural Gas | Boiler | E8 | System - kBTUs of Conusmption | 0 | 0 | 0 | 0 | 0 | 0 | 0 | 0 | 0 | 0 | 0 | 0 | 0 | 0 | 0 | 0 | 0 | 0 | 0 | 0 | 0 | 0 | 0 | 0 | 0 | 0 | 0 | 0 | 0 | 0
F3_Industrial_Agriculture_New_Space Heating_Natural Gas_Boiler_E9 | F3 | Industrial | Agriculture | New | Space Heating | Natural Gas | Boiler | E9 | System - kBTUs of Conusmption | 0 | 0 | 0 | 0 | 0 | 0 | 0 | 0 | 0 | 0 | 0 | 0 | 0 | 0 | 0 | 0 | 0 | 0 | 0 | 0 | 0 | 0 | 0 | 0 | 0 | 0 | 0 | 0 | 0 | 0
F3_Industrial_Agriculture_New_Space Heating_Natural Gas_Boiler_E10 | F3 | Industrial | Agriculture | New | Space Heating | Natural Gas | Boiler | E10 | System - kBTUs of Conusmption | 0 | 0 | 0 | 0 | 0 | 0 | 0 | 0 | 0 | 0 | 0 | 0 | 0 | 0 | 0 | 0 | 0 | 0 | 0 | 0 | 0 | 0 | 0 | 0 | 0 | 0 | 0 | 0 | 0 | 0
F4_Industrial_Agriculture_New_Space Heating_Natural Gas_Boiler_E1 | F4 | Industrial | Agriculture | New | Space Heating | Natural Gas | Boiler | E1 | Utility - Cost of Equipment | 3.5435 | 3.5435 | 3.5435 | 3.5435 | 3.5435 | 3.5435 | 3.5435 | 3.5435 | 3.5435 | 3.5435 | 3.5435 | 3.5435 | 3.5435 | 3.5435 | 3.5435 | 3.5435 | 3.5435 | 3.5435 | 3.5435 | 3.5435 | 3.5435 | 3.5435 | 0 | 0 | 0 | 0 | 0 | 0 | 0 | 0
F4_Industrial_Agriculture_New_Space Heating_Natural Gas_Boiler_E2 | F4 | Industrial | Agriculture | New | Space Heating | Natural Gas | Boiler | E2 | Utility - Cost of Equipment | 3.9592 | 3.9592 | 3.9592 | 3.9592 | 3.9592 | 3.9592 | 3.9592 | 3.9592 | 3.9592 | 3.9592 | 3.9592 | 3.9592 | 3.9592 | 3.9592 | 3.9592 | 3.9592 | 3.9592 | 3.9592 | 3.9592 | 3.9592 | 3.9592 | 3.9592 | 0 | 0 | 0 | 0 | 0 | 0 | 0 | 0
F4_Industrial_Agriculture_New_Space Heating_Natural Gas_Boiler_E3 | F4 | Industrial | Agriculture | New | Space Heating | Natural Gas | Boiler | E3 | Utility - Cost of Equipment | 4.7942 | 4.7942 | 4.7942 | 4.7942 | 4.7942 | 4.7942 | 4.7942 | 4.7942 | 4.7942 | 4.7942 | 4.7942 | 4.7942 | 4.7942 | 4.7942 | 4.7942 | 4.7942 | 4.7942 | 4.7942 | 4.7942 | 4.7942 | 4.7942 | 4.7942 | 0 | 0 | 0 | 0 | 0 | 0 | 0 | 0
F4_Industrial_Agriculture_New_Space Heating_Natural Gas_Boiler_E4 | F4 | Industrial | Agriculture | New | Space Heating | Natural Gas | Boiler | E4 | Utility - Cost of Equipment | 19579.7884 | 19579.7884 | 19579.7884 | 19579.7884 | 19579.7884 | 19579.7884 | 19579.7884 | 19579.7884 | 19579.7884 | 19579.7884 | 19579.7884 | 19579.7884 | 19579.7884 | 19579.7884 | 19579.7884 | 19579.7884 | 19579.7884 | 19579.7884 | 19579.7884 | 19579.7884 | 19579.7884 | 19579.7884 | 0 | 0 | 0 | 0 | 0 | 0 | 0 | 0
F4_Industrial_Agriculture_New_Space Heating_Natural Gas_Boiler_E5 | F4 | Industrial | Agriculture | New | Space Heating | Natural Gas | Boiler | E5 | Utility - Cost of Equipment | 0 | 0 | 0 | 0 | 0 | 0 | 0 | 0 | 0 | 0 | 0 | 0 | 0 | 0 | 0 | 0 | 0 | 0 | 0 | 0 | 0 | 0 | 0 | 0 | 0 | 0 | 0 | 0 | 0 | 0
F4_Industrial_Agriculture_New_Space Heating_Natural Gas_Boiler_E6 | F4 | Industrial | Agriculture | New | Space Heating | Natural Gas | Boiler | E6 | Utility - Cost of Equipment | 0 | 0 | 0 | 0 | 0 | 0 | 0 | 0 | 0 | 0 | 0 | 0 | 0 | 0 | 0 | 0 | 0 | 0 | 0 | 0 | 0 | 0 | 0 | 0 | 0 | 0 | 0 | 0 | 0 | 0
F4_Industrial_Agriculture_New_Space Heating_Natural Gas_Boiler_E7 | F4 | Industrial | Agriculture | New | Space Heating | Natural Gas | Boiler | E7 | Utility - Cost of Equipment | 0 | 0 | 0 | 0 | 0 | 0 | 0 | 0 | 0 | 0 | 0 | 0 | 0 | 0 | 0 | 0 | 0 | 0 | 0 | 0 | 0 | 0 | 0 | 0 | 0 | 0 | 0 | 0 | 0 | 0
F4_Industrial_Agriculture_New_Space Heating_Natural Gas_Boiler_E8 | F4 | Industrial | Agriculture | New | Space Heating | Natural Gas | Boiler | E8 | Utility - Cost of Equipment | 0 | 0 | 0 | 0 | 0 | 0 | 0 | 0 | 0 | 0 | 0 | 0 | 0 | 0 | 0 | 0 | 0 | 0 | 0 | 0 | 0 | 0 | 0 | 0 | 0 | 0 | 0 | 0 | 0 | 0
F4_Industrial_Agriculture_New_Space Heating_Natural Gas_Boiler_E9 | F4 | Industrial | Agriculture | New | Space Heating | Natural Gas | Boiler | E9 | Utility - Cost of Equipment | 0 | 0 | 0 | 0 | 0 | 0 | 0 | 0 | 0 | 0 | 0 | 0 | 0 | 0 | 0 | 0 | 0 | 0 | 0 | 0 | 0 | 0 | 0 | 0 | 0 | 0 | 0 | 0 | 0 | 0
F4_Industrial_Agriculture_New_Space Heating_Natural Gas_Boiler_E10 | F4 | Industrial | Agriculture | New | Space Heating | Natural Gas | Boiler | E10 | Utility - Cost of Equipment | 0 | 0 | 0 | 0 | 0 | 0 | 0 | 0 | 0 | 0 | 0 | 0 | 0 | 0 | 0 | 0 | 0 | 0 | 0 | 0 | 0 | 0 | 0 | 0 | 0 | 0 | 0 | 0 | 0 | 0
F5_Industrial_Agriculture_New_Space Heating_Natural Gas_Boiler_E1 | F5 | Industrial | Agriculture | New | Space Heating | Natural Gas | Boiler | E1 | Utility - Cost of Operation | 25.368 | 25.6115 | 25.1983 | 24.8021 | 24.1393 | 23.4838 | 22.8251 | 22.2226 | 21.6238 | 21.099 | 20.5759 | 20.0673 | 19.569 | 19.0895 | 18.6198 | 18.1595 | 17.7144 | 17.288 | 16.8722 | 16.4815 | 16.1068 | 15.7447 | 0 | 0 | 0 | 0 | 0 | 0 | 0 | 0
F5_Industrial_Agriculture_New_Space Heating_Natural Gas_Boiler_E2 | F5 | Industrial | Agriculture | New | Space Heating | Natural Gas | Boiler | E2 | Utility - Cost of Operation | 23.876 | 24.1052 | 23.7163 | 23.3435 | 22.7196 | 22.1026 | 21.4827 | 20.9157 | 20.352 | 19.8581 | 19.3657 | 18.8871 | 18.4181 | 17.9668 | 17.5248 | 17.0915 | 16.6725 | 16.2713 | 15.8799 | 15.5122 | 15.1595 | 14.8187 | 0 | 0 | 0 | 0 | 0 | 0 | 0 | 0
F5_Industrial_Agriculture_New_Space Heating_Natural Gas_Boiler_E3 | F5 | Industrial | Agriculture | New | Space Heating | Natural Gas | Boiler | E3 | Utility - Cost of Operation | 20.9239 | 21.1248 | 20.784 | 20.4572 | 19.9105 | 19.3698 | 18.8266 | 18.3296 | 17.8356 | 17.4028 | 16.9713 | 16.5518 | 16.1408 | 15.7454 | 15.3579 | 14.9783 | 14.6111 | 14.2595 | 13.9165 | 13.5942 | 13.2852 | 12.9864 | 0 | 0 | 0 | 0 | 0 | 0 | 0 | 0
F5_Industrial_Agriculture_New_Space Heating_Natural Gas_Boiler_E4 | F5 | Industrial | Agriculture | New | Space Heating | Natural Gas | Boiler | E4 | Utility - Cost of Operation | 15.5213 | 15.854 | 15.6433 | 15.4421 | 15.0181 | 14.596 | 14.1674 | 13.7811 | 13.3944 | 13.0651 | 12.7347 | 12.414 | 12.0994 | 11.7981 | 11.5026 | 11.2127 | 10.9328 | 10.6655 | 10.4034 | 10.1582 | 9.9218 | 9.6909 | 0 | 0 | 0 | 0 | 0 | 0 | 0 | 0
F5_Industrial_Agriculture_New_Space Heating_Natural Gas_Boiler_E5 | F5 | Industrial | Agriculture | New | Space Heating | Natural Gas | Boiler | E5 | Utility - Cost of Operation | 0 | 0 | 0 | 0 | 0 | 0 | 0 | 0 | 0 | 0 | 0 | 0 | 0 | 0 | 0 | 0 | 0 | 0 | 0 | 0 | 0 | 0 | 0 | 0 | 0 | 0 | 0 | 0 | 0 | 0
F5_Industrial_Agriculture_New_Space Heating_Natural Gas_Boiler_E6 | F5 | Industrial | Agriculture | New | Space Heating | Natural Gas | Boiler | E6 | Utility - Cost of Operation | 0 | 0 | 0 | 0 | 0 | 0 | 0 | 0 | 0 | 0 | 0 | 0 | 0 | 0 | 0 | 0 | 0 | 0 | 0 | 0 | 0 | 0 | 0 | 0 | 0 | 0 | 0 | 0 | 0 | 0
F5_Industrial_Agriculture_New_Space Heating_Natural Gas_Boiler_E7 | F5 | Industrial | Agriculture | New | Space Heating | Natural Gas | Boiler | E7 | Utility - Cost of Operation | 0 | 0 | 0 | 0 | 0 | 0 | 0 | 0 | 0 | 0 | 0 | 0 | 0 | 0 | 0 | 0 | 0 | 0 | 0 | 0 | 0 | 0 | 0 | 0 | 0 | 0 | 0 | 0 | 0 | 0
F5_Industrial_Agriculture_New_Space Heating_Natural Gas_Boiler_E8 | F5 | Industrial | Agriculture | New | Space Heating | Natural Gas | Boiler | E8 | Utility - Cost of Operation | 0 | 0 | 0 | 0 | 0 | 0 | 0 | 0 | 0 | 0 | 0 | 0 | 0 | 0 | 0 | 0 | 0 | 0 | 0 | 0 | 0 | 0 | 0 | 0 | 0 | 0 | 0 | 0 | 0 | 0
F5_Industrial_Agriculture_New_Space Heating_Natural Gas_Boiler_E9 | F5 | Industrial | Agriculture | New | Space Heating | Natural Gas | Boiler | E9 | Utility - Cost of Operation | 0 | 0 | 0 | 0 | 0 | 0 | 0 | 0 | 0 | 0 | 0 | 0 | 0 | 0 | 0 | 0 | 0 | 0 | 0 | 0 | 0 | 0 | 0 | 0 | 0 | 0 | 0 | 0 | 0 | 0
F5_Industrial_Agriculture_New_Space Heating_Natural Gas_Boiler_E10 | F5 | Industrial | Agriculture | New | Space Heating | Natural Gas | Boiler | E10 | Utility - Cost of Operation | 0 | 0 | 0 | 0 | 0 | 0 | 0 | 0 | 0 | 0 | 0 | 0 | 0 | 0 | 0 | 0 | 0 | 0 | 0 | 0 | 0 | 0 | 0 | 0 | 0 | 0 | 0 | 0 | 0 | 0
F6_Industrial_Agriculture_New_Space Heating_Natural Gas_Boiler_E1 | F6 | Industrial | Agriculture | New | Space Heating | Natural Gas | Boiler | E1 | Utility - Value of Sales | 30.3925 | 30.6843 | 30.1892 | 29.7146 | 28.9205 | 28.1351 | 27.346 | 26.6242 | 25.9067 | 25.2779 | 24.6512 | 24.0419 | 23.4449 | 22.8705 | 22.3078 | 21.7563 | 21.223 | 20.7122 | 20.214 | 19.7459 | 19.297 | 18.8631 | 0 | 0 | 0 | 0 | 0 | 0 | 0 | 0
F6_Industrial_Agriculture_New_Space Heating_Natural Gas_Boiler_E2 | F6 | Industrial | Agriculture | New | Space Heating | Natural Gas | Boiler | E2 | Utility - Value of Sales | 28.6051 | 28.8796 | 28.4137 | 27.967 | 27.2196 | 26.4804 | 25.7377 | 25.0583 | 24.3831 | 23.7913 | 23.2014 | 22.6279 | 22.066 | 21.5254 | 20.9958 | 20.4767 | 19.9748 | 19.4941 | 19.0251 | 18.5846 | 18.1621 | 17.7537 | 0 | 0 | 0 | 0 | 0 | 0 | 0 | 0
F6_Industrial_Agriculture_New_Space Heating_Natural Gas_Boiler_E3 | F6 | Industrial | Agriculture | New | Space Heating | Natural Gas | Boiler | E3 | Utility - Value of Sales | 25.0683 | 25.3089 | 24.9006 | 24.5091 | 23.8541 | 23.2063 | 22.5554 | 21.96 | 21.3683 | 20.8496 | 20.3327 | 19.8302 | 19.3377 | 18.864 | 18.3998 | 17.9449 | 17.5051 | 17.0838 | 16.6728 | 16.2867 | 15.9165 | 15.5586 | 0 | 0 | 0 | 0 | 0 | 0 | 0 | 0
F6_Industrial_Agriculture_New_Space Heating_Natural Gas_Boiler_E4 | F6 | Industrial | Agriculture | New | Space Heating | Natural Gas | Boiler | E4 | Utility - Value of Sales | 18.5955 | 18.9941 | 18.7417 | 18.5007 | 17.9927 | 17.487 | 16.9735 | 16.5106 | 16.0474 | 15.6529 | 15.2571 | 14.8727 | 14.4958 | 14.1348 | 13.7809 | 13.4336 | 13.0983 | 12.7779 | 12.464 | 12.1701 | 11.887 | 11.6104 | 0 | 0 | 0 | 0 | 0 | 0 | 0 | 0
F6_Industrial_Agriculture_New_Space Heating_Natural Gas_Boiler_E5 | F6 | Industrial | Agriculture | New | Space Heating | Natural Gas | Boiler | E5 | Utility - Value of Sales | 0 | 0 | 0 | 0 | 0 | 0 | 0 | 0 | 0 | 0 | 0 | 0 | 0 | 0 | 0 | 0 | 0 | 0 | 0 | 0 | 0 | 0 | 0 | 0 | 0 | 0 | 0 | 0 | 0 | 0
F6_Industrial_Agriculture_New_Space Heating_Natural Gas_Boiler_E6 | F6 | Industrial | Agriculture | New | Space Heating | Natural Gas | Boiler | E6 | Utility - Value of Sales | 0 | 0 | 0 | 0 | 0 | 0 | 0 | 0 | 0 | 0 | 0 | 0 | 0 | 0 | 0 | 0 | 0 | 0 | 0 | 0 | 0 | 0 | 0 | 0 | 0 | 0 | 0 | 0 | 0 | 0
F6_Industrial_Agriculture_New_Space Heating_Natural Gas_Boiler_E7 | F6 | Industrial | Agriculture | New | Space Heating | Natural Gas | Boiler | E7 | Utility - Value of Sales | 0 | 0 | 0 | 0 | 0 | 0 | 0 | 0 | 0 | 0 | 0 | 0 | 0 | 0 | 0 | 0 | 0 | 0 | 0 | 0 | 0 | 0 | 0 | 0 | 0 | 0 | 0 | 0 | 0 | 0
F6_Industrial_Agriculture_New_Space Heating_Natural Gas_Boiler_E8 | F6 | Industrial | Agriculture | New | Space Heating | Natural Gas | Boiler | E8 | Utility - Value of Sales | 0 | 0 | 0 | 0 | 0 | 0 | 0 | 0 | 0 | 0 | 0 | 0 | 0 | 0 | 0 | 0 | 0 | 0 | 0 | 0 | 0 | 0 | 0 | 0 | 0 | 0 | 0 | 0 | 0 | 0
F6_Industrial_Agriculture_New_Space Heating_Natural Gas_Boiler_E9 | F6 | Industrial | Agriculture | New | Space Heating | Natural Gas | Boiler | E9 | Utility - Value of Sales | 0 | 0 | 0 | 0 | 0 | 0 | 0 | 0 | 0 | 0 | 0 | 0 | 0 | 0 | 0 | 0 | 0 | 0 | 0 | 0 | 0 | 0 | 0 | 0 | 0 | 0 | 0 | 0 | 0 | 0
F6_Industrial_Agriculture_New_Space Heating_Natural Gas_Boiler_E10 | F6 | Industrial | Agriculture | New | Space Heating | Natural Gas | Boiler | E10 | Utility - Value of Sales | 0 | 0 | 0 | 0 | 0 | 0 | 0 | 0 | 0 | 0 | 0 | 0 | 0 | 0 | 0 | 0 | 0 | 0 | 0 | 0 | 0 | 0 | 0 | 0 | 0 | 0 | 0 | 0 | 0 | 0
F1_Industrial_Agriculture_New_Space Heating_Natural Gas_Unit Heater_E1 | F1 | Industrial | Agriculture | New | Space Heating | Natural Gas | Unit Heater | E1 | Participant - Cost of Equipment | 8.3838 | 8.3838 | 8.3838 | 8.3838 | 8.3838 | 8.3838 | 8.3838 | 8.3838 | 8.3838 | 8.3838 | 8.3838 | 8.3838 | 8.3838 | 8.3838 | 8.3838 | 8.3838 | 8.3838 | 8.3838 | 8.3838 | 8.3838 | 8.3838 | 8.3838 | 0 | 0 | 0 | 0 | 0 | 0 | 0 | 0
F1_Industrial_Agriculture_New_Space Heating_Natural Gas_Unit Heater_E2 | F1 | Industrial | Agriculture | New | Space Heating | Natural Gas | Unit Heater | E2 | Participant - Cost of Equipment | 18.3869 | 18.3869 | 18.3869 | 18.3869 | 18.3869 | 18.3869 | 18.3869 | 18.3869 | 18.3869 | 18.3869 | 18.3869 | 18.3869 | 18.3869 | 18.3869 | 18.3869 | 18.3869 | 18.3869 | 18.3869 | 18.3869 | 18.3869 | 18.3869 | 18.3869 | 0 | 0 | 0 | 0 | 0 | 0 | 0 | 0
F1_Industrial_Agriculture_New_Space Heating_Natural Gas_Unit Heater_E3 | F1 | Industrial | Agriculture | New | Space Heating | Natural Gas | Unit Heater | E3 | Participant - Cost of Equipment | 9.8017 | 9.8017 | 9.8017 | 9.8017 | 9.8017 | 9.8017 | 9.8017 | 9.8017 | 9.8017 | 9.8017 | 9.8017 | 9.8017 | 9.8017 | 9.8017 | 9.8017 | 9.8017 | 9.8017 | 9.8017 | 9.8017 | 9.8017 | 9.8017 | 9.8017 | 0 | 0 | 0 | 0 | 0 | 0 | 0 | 0
F1_Industrial_Agriculture_New_Space Heating_Natural Gas_Unit Heater_E4 | F1 | Industrial | Agriculture | New | Space Heating | Natural Gas | Unit Heater | E4 | Participant - Cost of Equipment | 0 | 0 | 0 | 0 | 0 | 0 | 0 | 0 | 0 | 0 | 0 | 0 | 0 | 0 | 0 | 0 | 0 | 0 | 0 | 0 | 0 | 0 | 0 | 0 | 0 | 0 | 0 | 0 | 0 | 0
F1_Industrial_Agriculture_New_Space Heating_Natural Gas_Unit Heater_E5 | F1 | Industrial | Agriculture | New | Space Heating | Natural Gas | Unit Heater | E5 | Participant - Cost of Equipment | 0 | 0 | 0 | 0 | 0 | 0 | 0 | 0 | 0 | 0 | 0 | 0 | 0 | 0 | 0 | 0 | 0 | 0 | 0 | 0 | 0 | 0 | 0 | 0 | 0 | 0 | 0 | 0 | 0 | 0
F1_Industrial_Agriculture_New_Space Heating_Natural Gas_Unit Heater_E6 | F1 | Industrial | Agriculture | New | Space Heating | Natural Gas | Unit Heater | E6 | Participant - Cost of Equipment | 0 | 0 | 0 | 0 | 0 | 0 | 0 | 0 | 0 | 0 | 0 | 0 | 0 | 0 | 0 | 0 | 0 | 0 | 0 | 0 | 0 | 0 | 0 | 0 | 0 | 0 | 0 | 0 | 0 | 0
F1_Industrial_Agriculture_New_Space Heating_Natural Gas_Unit Heater_E7 | F1 | Industrial | Agriculture | New | Space Heating | Natural Gas | Unit Heater | E7 | Participant - Cost of Equipment | 0 | 0 | 0 | 0 | 0 | 0 | 0 | 0 | 0 | 0 | 0 | 0 | 0 | 0 | 0 | 0 | 0 | 0 | 0 | 0 | 0 | 0 | 0 | 0 | 0 | 0 | 0 | 0 | 0 | 0
F1_Industrial_Agriculture_New_Space Heating_Natural Gas_Unit Heater_E8 | F1 | Industrial | Agriculture | New | Space Heating | Natural Gas | Unit Heater | E8 | Participant - Cost of Equipment | 0 | 0 | 0 | 0 | 0 | 0 | 0 | 0 | 0 | 0 | 0 | 0 | 0 | 0 | 0 | 0 | 0 | 0 | 0 | 0 | 0 | 0 | 0 | 0 | 0 | 0 | 0 | 0 | 0 | 0
F1_Industrial_Agriculture_New_Space Heating_Natural Gas_Unit Heater_E9 | F1 | Industrial | Agriculture | New | Space Heating | Natural Gas | Unit Heater | E9 | Participant - Cost of Equipment | 0 | 0 | 0 | 0 | 0 | 0 | 0 | 0 | 0 | 0 | 0 | 0 | 0 | 0 | 0 | 0 | 0 | 0 | 0 | 0 | 0 | 0 | 0 | 0 | 0 | 0 | 0 | 0 | 0 | 0
F1_Industrial_Agriculture_New_Space Heating_Natural Gas_Unit Heater_E10 | F1 | Industrial | Agriculture | New | Space Heating | Natural Gas | Unit Heater | E10 | Participant - Cost of Equipment | 0 | 0 | 0 | 0 | 0 | 0 | 0 | 0 | 0 | 0 | 0 | 0 | 0 | 0 | 0 | 0 | 0 | 0 | 0 | 0 | 0 | 0 | 0 | 0 | 0 | 0 | 0 | 0 | 0 | 0
F2_Industrial_Agriculture_New_Space Heating_Natural Gas_Unit Heater_E1 | F2 | Industrial | Agriculture | New | Space Heating | Natural Gas | Unit Heater | E1 | Participant - Cost of Operation | 72.9589 | 75.0676 | 74.2159 | 73.4077 | 71.3824 | 69.3551 | 67.2773 | 65.4158 | 63.5418 | 61.969 | 60.3834 | 58.8453 | 57.336 | 55.8943 | 54.4798 | 53.0912 | 51.7526 | 50.4778 | 49.2276 | 48.0649 | 46.9465 | 45.8541 | 0 | 0 | 0 | 0 | 0 | 0 | 0 | 0
F2_Industrial_Agriculture_New_Space Heating_Natural Gas_Unit Heater_E2 | F2 | Industrial | Agriculture | New | Space Heating | Natural Gas | Unit Heater | E2 | Participant - Cost of Operation | 69.4862 | 71.4946 | 70.6834 | 69.9137 | 67.9848 | 66.054 | 64.0751 | 62.3022 | 60.5174 | 59.0194 | 57.5093 | 56.0444 | 54.6069 | 53.2339 | 51.8867 | 50.5643 | 49.2893 | 48.0752 | 46.8845 | 45.7772 | 44.712 | 43.6716 | 0 | 0 | 0 | 0 | 0 | 0 | 0 | 0
F2_Industrial_Agriculture_New_Space Heating_Natural Gas_Unit Heater_E3 | F2 | Industrial | Agriculture | New | Space Heating | Natural Gas | Unit Heater | E3 | Participant - Cost of Operation | 60.4229 | 61.7068 | 60.8832 | 60.0973 | 58.4466 | 56.8021 | 55.1323 | 53.6274 | 52.1204 | 50.8387 | 49.5535 | 48.3057 | 47.0819 | 45.9097 | 44.7603 | 43.6327 | 42.5439 | 41.5037 | 40.484 | 39.5298 | 38.6099 | 37.7115 | 0 | 0 | 0 | 0 | 0 | 0 | 0 | 0
F2_Industrial_Agriculture_New_Space Heating_Natural Gas_Unit Heater_E4 | F2 | Industrial | Agriculture | New | Space Heating | Natural Gas | Unit Heater | E4 | Participant - Cost of Operation | 0 | 0 | 0 | 0 | 0 | 0 | 0 | 0 | 0 | 0 | 0 | 0 | 0 | 0 | 0 | 0 | 0 | 0 | 0 | 0 | 0 | 0 | 0 | 0 | 0 | 0 | 0 | 0 | 0 | 0
F2_Industrial_Agriculture_New_Space Heating_Natural Gas_Unit Heater_E5 | F2 | Industrial | Agriculture | New | Space Heating | Natural Gas | Unit Heater | E5 | Participant - Cost of Operation | 0 | 0 | 0 | 0 | 0 | 0 | 0 | 0 | 0 | 0 | 0 | 0 | 0 | 0 | 0 | 0 | 0 | 0 | 0 | 0 | 0 | 0 | 0 | 0 | 0 | 0 | 0 | 0 | 0 | 0
F2_Industrial_Agriculture_New_Space Heating_Natural Gas_Unit Heater_E6 | F2 | Industrial | Agriculture | New | Space Heating | Natural Gas | Unit Heater | E6 | Participant - Cost of Operation | 0 | 0 | 0 | 0 | 0 | 0 | 0 | 0 | 0 | 0 | 0 | 0 | 0 | 0 | 0 | 0 | 0 | 0 | 0 | 0 | 0 | 0 | 0 | 0 | 0 | 0 | 0 | 0 | 0 | 0
F2_Industrial_Agriculture_New_Space Heating_Natural Gas_Unit Heater_E7 | F2 | Industrial | Agriculture | New | Space Heating | Natural Gas | Unit Heater | E7 | Participant - Cost of Operation | 0 | 0 | 0 | 0 | 0 | 0 | 0 | 0 | 0 | 0 | 0 | 0 | 0 | 0 | 0 | 0 | 0 | 0 | 0 | 0 | 0 | 0 | 0 | 0 | 0 | 0 | 0 | 0 | 0 | 0
F2_Industrial_Agriculture_New_Space Heating_Natural Gas_Unit Heater_E8 | F2 | Industrial | Agriculture | New | Space Heating | Natural Gas | Unit Heater | E8 | Participant - Cost of Operation | 0 | 0 | 0 | 0 | 0 | 0 | 0 | 0 | 0 | 0 | 0 | 0 | 0 | 0 | 0 | 0 | 0 | 0 | 0 | 0 | 0 | 0 | 0 | 0 | 0 | 0 | 0 | 0 | 0 | 0
F2_Industrial_Agriculture_New_Space Heating_Natural Gas_Unit Heater_E9 | F2 | Industrial | Agriculture | New | Space Heating | Natural Gas | Unit Heater | E9 | Participant - Cost of Operation | 0 | 0 | 0 | 0 | 0 | 0 | 0 | 0 | 0 | 0 | 0 | 0 | 0 | 0 | 0 | 0 | 0 | 0 | 0 | 0 | 0 | 0 | 0 | 0 | 0 | 0 | 0 | 0 | 0 | 0
F2_Industrial_Agriculture_New_Space Heating_Natural Gas_Unit Heater_E10 | F2 | Industrial | Agriculture | New | Space Heating | Natural Gas | Unit Heater | E10 | Participant - Cost of Operation | 0 | 0 | 0 | 0 | 0 | 0 | 0 | 0 | 0 | 0 | 0 | 0 | 0 | 0 | 0 | 0 | 0 | 0 | 0 | 0 | 0 | 0 | 0 | 0 | 0 | 0 | 0 | 0 | 0 | 0
F3_Industrial_Agriculture_New_Space Heating_Natural Gas_Unit Heater_E1 | F3 | Industrial | Agriculture | New | Space Heating | Natural Gas | Unit Heater | E1 | System - kBTUs of Conusmption | 11019.1551 | 11019.1551 | 11019.1551 | 11019.1551 | 11019.1551 | 11019.1551 | 11019.1551 | 11019.1551 | 11019.1551 | 11019.1551 | 11019.1551 | 11019.1551 | 11019.1551 | 11019.1551 | 11019.1551 | 11019.1551 | 11019.1551 | 11019.1551 | 11019.1551 | 11019.1551 | 11019.1551 | 11019.1551 | 0 | 0 | 0 | 0 | 0 | 0 | 0 | 0
F3_Industrial_Agriculture_New_Space Heating_Natural Gas_Unit Heater_E2 | F3 | Industrial | Agriculture | New | Space Heating | Natural Gas | Unit Heater | E2 | System - kBTUs of Conusmption | 10494.675 | 10494.675 | 10494.675 | 10494.675 | 10494.675 | 10494.675 | 10494.675 | 10494.675 | 10494.675 | 10494.675 | 10494.675 | 10494.675 | 10494.675 | 10494.675 | 10494.675 | 10494.675 | 10494.675 | 10494.675 | 10494.675 | 10494.675 | 10494.675 | 10494.675 | 0 | 0 | 0 | 0 | 0 | 0 | 0 | 0
F3_Industrial_Agriculture_New_Space Heating_Natural Gas_Unit Heater_E3 | F3 | Industrial | Agriculture | New | Space Heating | Natural Gas | Unit Heater | E3 | System - kBTUs of Conusmption | 9366.2819 | 9366.2819 | 9366.2819 | 9366.2819 | 9366.2819 | 9366.2819 | 9366.2819 | 9366.2819 | 9366.2819 | 9366.2819 | 9366.2819 | 9366.2819 | 9366.2819 | 9366.2819 | 9366.2819 | 9366.2819 | 9366.2819 | 9366.2819 | 9366.2819 | 9366.2819 | 9366.2819 | 9366.2819 | 0 | 0 | 0 | 0 | 0 | 0 | 0 | 0
F3_Industrial_Agriculture_New_Space Heating_Natural Gas_Unit Heater_E4 | F3 | Industrial | Agriculture | New | Space Heating | Natural Gas | Unit Heater | E4 | System - kBTUs of Conusmption | 0 | 0 | 0 | 0 | 0 | 0 | 0 | 0 | 0 | 0 | 0 | 0 | 0 | 0 | 0 | 0 | 0 | 0 | 0 | 0 | 0 | 0 | 0 | 0 | 0 | 0 | 0 | 0 | 0 | 0
F3_Industrial_Agriculture_New_Space Heating_Natural Gas_Unit Heater_E5 | F3 | Industrial | Agriculture | New | Space Heating | Natural Gas | Unit Heater | E5 | System - kBTUs of Conusmption | 0 | 0 | 0 | 0 | 0 | 0 | 0 | 0 | 0 | 0 | 0 | 0 | 0 | 0 | 0 | 0 | 0 | 0 | 0 | 0 | 0 | 0 | 0 | 0 | 0 | 0 | 0 | 0 | 0 | 0
F3_Industrial_Agriculture_New_Space Heating_Natural Gas_Unit Heater_E6 | F3 | Industrial | Agriculture | New | Space Heating | Natural Gas | Unit Heater | E6 | System - kBTUs of Conusmption | 0 | 0 | 0 | 0 | 0 | 0 | 0 | 0 | 0 | 0 | 0 | 0 | 0 | 0 | 0 | 0 | 0 | 0 | 0 | 0 | 0 | 0 | 0 | 0 | 0 | 0 | 0 | 0 | 0 | 0
F3_Industrial_Agriculture_New_Space Heating_Natural Gas_Unit Heater_E7 | F3 | Industrial | Agriculture | New | Space Heating | Natural Gas | Unit Heater | E7 | System - kBTUs of Conusmption | 0 | 0 | 0 | 0 | 0 | 0 | 0 | 0 | 0 | 0 | 0 | 0 | 0 | 0 | 0 | 0 | 0 | 0 | 0 | 0 | 0 | 0 | 0 | 0 | 0 | 0 | 0 | 0 | 0 | 0
F3_Industrial_Agriculture_New_Space Heating_Natural Gas_Unit Heater_E8 | F3 | Industrial | Agriculture | New | Space Heating | Natural Gas | Unit Heater | E8 | System - kBTUs of Conusmption | 0 | 0 | 0 | 0 | 0 | 0 | 0 | 0 | 0 | 0 | 0 | 0 | 0 | 0 | 0 | 0 | 0 | 0 | 0 | 0 | 0 | 0 | 0 | 0 | 0 | 0 | 0 | 0 | 0 | 0
F3_Industrial_Agriculture_New_Space Heating_Natural Gas_Unit Heater_E9 | F3 | Industrial | Agriculture | New | Space Heating | Natural Gas | Unit Heater | E9 | System - kBTUs of Conusmption | 0 | 0 | 0 | 0 | 0 | 0 | 0 | 0 | 0 | 0 | 0 | 0 | 0 | 0 | 0 | 0 | 0 | 0 | 0 | 0 | 0 | 0 | 0 | 0 | 0 | 0 | 0 | 0 | 0 | 0
F3_Industrial_Agriculture_New_Space Heating_Natural Gas_Unit Heater_E10 | F3 | Industrial | Agriculture | New | Space Heating | Natural Gas | Unit Heater | E10 | System - kBTUs of Conusmption | 0 | 0 | 0 | 0 | 0 | 0 | 0 | 0 | 0 | 0 | 0 | 0 | 0 | 0 | 0 | 0 | 0 | 0 | 0 | 0 | 0 | 0 | 0 | 0 | 0 | 0 | 0 | 0 | 0 | 0
F4_Industrial_Agriculture_New_Space Heating_Natural Gas_Unit Heater_E1 | F4 | Industrial | Agriculture | New | Space Heating | Natural Gas | Unit Heater | E1 | Utility - Cost of Equipment | 8.3838 | 8.3838 | 8.3838 | 8.3838 | 8.3838 | 8.3838 | 8.3838 | 8.3838 | 8.3838 | 8.3838 | 8.3838 | 8.3838 | 8.3838 | 8.3838 | 8.3838 | 8.3838 | 8.3838 | 8.3838 | 8.3838 | 8.3838 | 8.3838 | 8.3838 | 0 | 0 | 0 | 0 | 0 | 0 | 0 | 0
F4_Industrial_Agriculture_New_Space Heating_Natural Gas_Unit Heater_E2 | F4 | Industrial | Agriculture | New | Space Heating | Natural Gas | Unit Heater | E2 | Utility - Cost of Equipment | 18.3869 | 18.3869 | 18.3869 | 18.3869 | 18.3869 | 18.3869 | 18.3869 | 18.3869 | 18.3869 | 18.3869 | 18.3869 | 18.3869 | 18.3869 | 18.3869 | 18.3869 | 18.3869 | 18.3869 | 18.3869 | 18.3869 | 18.3869 | 18.3869 | 18.3869 | 0 | 0 | 0 | 0 | 0 | 0 | 0 | 0
F4_Industrial_Agriculture_New_Space Heating_Natural Gas_Unit Heater_E3 | F4 | Industrial | Agriculture | New | Space Heating | Natural Gas | Unit Heater | E3 | Utility - Cost of Equipment | 9.8017 | 9.8017 | 9.8017 | 9.8017 | 9.8017 | 9.8017 | 9.8017 | 9.8017 | 9.8017 | 9.8017 | 9.8017 | 9.8017 | 9.8017 | 9.8017 | 9.8017 | 9.8017 | 9.8017 | 9.8017 | 9.8017 | 9.8017 | 9.8017 | 9.8017 | 0 | 0 | 0 | 0 | 0 | 0 | 0 | 0
F4_Industrial_Agriculture_New_Space Heating_Natural Gas_Unit Heater_E4 | F4 | Industrial | Agriculture | New | Space Heating | Natural Gas | Unit Heater | E4 | Utility - Cost of Equipment | 0 | 0 | 0 | 0 | 0 | 0 | 0 | 0 | 0 | 0 | 0 | 0 | 0 | 0 | 0 | 0 | 0 | 0 | 0 | 0 | 0 | 0 | 0 | 0 | 0 | 0 | 0 | 0 | 0 | 0
F4_Industrial_Agriculture_New_Space Heating_Natural Gas_Unit Heater_E5 | F4 | Industrial | Agriculture | New | Space Heating | Natural Gas | Unit Heater | E5 | Utility - Cost of Equipment | 0 | 0 | 0 | 0 | 0 | 0 | 0 | 0 | 0 | 0 | 0 | 0 | 0 | 0 | 0 | 0 | 0 | 0 | 0 | 0 | 0 | 0 | 0 | 0 | 0 | 0 | 0 | 0 | 0 | 0
F4_Industrial_Agriculture_New_Space Heating_Natural Gas_Unit Heater_E6 | F4 | Industrial | Agriculture | New | Space Heating | Natural Gas | Unit Heater | E6 | Utility - Cost of Equipment | 0 | 0 | 0 | 0 | 0 | 0 | 0 | 0 | 0 | 0 | 0 | 0 | 0 | 0 | 0 | 0 | 0 | 0 | 0 | 0 | 0 | 0 | 0 | 0 | 0 | 0 | 0 | 0 | 0 | 0
F4_Industrial_Agriculture_New_Space Heating_Natural Gas_Unit Heater_E7 | F4 | Industrial | Agriculture | New | Space Heating | Natural Gas | Unit Heater | E7 | Utility - Cost of Equipment | 0 | 0 | 0 | 0 | 0 | 0 | 0 | 0 | 0 | 0 | 0 | 0 | 0 | 0 | 0 | 0 | 0 | 0 | 0 | 0 | 0 | 0 | 0 | 0 | 0 | 0 | 0 | 0 | 0 | 0
F4_Industrial_Agriculture_New_Space Heating_Natural Gas_Unit Heater_E8 | F4 | Industrial | Agriculture | New | Space Heating | Natural Gas | Unit Heater | E8 | Utility - Cost of Equipment | 0 | 0 | 0 | 0 | 0 | 0 | 0 | 0 | 0 | 0 | 0 | 0 | 0 | 0 | 0 | 0 | 0 | 0 | 0 | 0 | 0 | 0 | 0 | 0 | 0 | 0 | 0 | 0 | 0 | 0
F4_Industrial_Agriculture_New_Space Heating_Natural Gas_Unit Heater_E9 | F4 | Industrial | Agriculture | New | Space Heating | Natural Gas | Unit Heater | E9 | Utility - Cost of Equipment | 0 | 0 | 0 | 0 | 0 | 0 | 0 | 0 | 0 | 0 | 0 | 0 | 0 | 0 | 0 | 0 | 0 | 0 | 0 | 0 | 0 | 0 | 0 | 0 | 0 | 0 | 0 | 0 | 0 | 0
F4_Industrial_Agriculture_New_Space Heating_Natural Gas_Unit Heater_E10 | F4 | Industrial | Agriculture | New | Space Heating | Natural Gas | Unit Heater | E10 | Utility - Cost of Equipment | 0 | 0 | 0 | 0 | 0 | 0 | 0 | 0 | 0 | 0 | 0 | 0 | 0 | 0 | 0 | 0 | 0 | 0 | 0 | 0 | 0 | 0 | 0 | 0 | 0 | 0 | 0 | 0 | 0 | 0
F5_Industrial_Agriculture_New_Space Heating_Natural Gas_Unit Heater_E1 | F5 | Industrial | Agriculture | New | Space Heating | Natural Gas | Unit Heater | E1 | Utility - Cost of Operation | 60.8973 | 62.6574 | 61.9464 | 61.2719 | 59.5814 | 57.8893 | 56.1549 | 54.6012 | 53.037 | 51.7242 | 50.4008 | 49.117 | 47.8571 | 46.6538 | 45.4731 | 44.3142 | 43.1968 | 42.1328 | 41.0893 | 40.1188 | 39.1853 | 38.2735 | 0 | 0 | 0 | 0 | 0 | 0 | 0 | 0
F5_Industrial_Agriculture_New_Space Heating_Natural Gas_Unit Heater_E2 | F5 | Industrial | Agriculture | New | Space Heating | Natural Gas | Unit Heater | E2 | Utility - Cost of Operation | 57.9987 | 59.6751 | 58.998 | 58.3555 | 56.7455 | 55.1339 | 53.4821 | 52.0024 | 50.5126 | 49.2623 | 48.0019 | 46.7791 | 45.5793 | 44.4332 | 43.3087 | 42.2049 | 41.1408 | 40.1274 | 39.1335 | 38.2093 | 37.3202 | 36.4518 | 0 | 0 | 0 | 0 | 0 | 0 | 0 | 0
F5_Industrial_Agriculture_New_Space Heating_Natural Gas_Unit Heater_E3 | F5 | Industrial | Agriculture | New | Space Heating | Natural Gas | Unit Heater | E3 | Utility - Cost of Operation | 50.4337 | 51.5054 | 50.818 | 50.162 | 48.7842 | 47.4115 | 46.0178 | 44.7617 | 43.5038 | 42.434 | 41.3613 | 40.3197 | 39.2982 | 38.3199 | 37.3605 | 36.4193 | 35.5105 | 34.6423 | 33.7912 | 32.9947 | 32.2269 | 31.477 | 0 | 0 | 0 | 0 | 0 | 0 | 0 | 0
F5_Industrial_Agriculture_New_Space Heating_Natural Gas_Unit Heater_E4 | F5 | Industrial | Agriculture | New | Space Heating | Natural Gas | Unit Heater | E4 | Utility - Cost of Operation | 0 | 0 | 0 | 0 | 0 | 0 | 0 | 0 | 0 | 0 | 0 | 0 | 0 | 0 | 0 | 0 | 0 | 0 | 0 | 0 | 0 | 0 | 0 | 0 | 0 | 0 | 0 | 0 | 0 | 0
F5_Industrial_Agriculture_New_Space Heating_Natural Gas_Unit Heater_E5 | F5 | Industrial | Agriculture | New | Space Heating | Natural Gas | Unit Heater | E5 | Utility - Cost of Operation | 0 | 0 | 0 | 0 | 0 | 0 | 0 | 0 | 0 | 0 | 0 | 0 | 0 | 0 | 0 | 0 | 0 | 0 | 0 | 0 | 0 | 0 | 0 | 0 | 0 | 0 | 0 | 0 | 0 | 0
F5_Industrial_Agriculture_New_Space Heating_Natural Gas_Unit Heater_E6 | F5 | Industrial | Agriculture | New | Space Heating | Natural Gas | Unit Heater | E6 | Utility - Cost of Operation | 0 | 0 | 0 | 0 | 0 | 0 | 0 | 0 | 0 | 0 | 0 | 0 | 0 | 0 | 0 | 0 | 0 | 0 | 0 | 0 | 0 | 0 | 0 | 0 | 0 | 0 | 0 | 0 | 0 | 0
F5_Industrial_Agriculture_New_Space Heating_Natural Gas_Unit Heater_E7 | F5 | Industrial | Agriculture | New | Space Heating | Natural Gas | Unit Heater | E7 | Utility - Cost of Operation | 0 | 0 | 0 | 0 | 0 | 0 | 0 | 0 | 0 | 0 | 0 | 0 | 0 | 0 | 0 | 0 | 0 | 0 | 0 | 0 | 0 | 0 | 0 | 0 | 0 | 0 | 0 | 0 | 0 | 0
F5_Industrial_Agriculture_New_Space Heating_Natural Gas_Unit Heater_E8 | F5 | Industrial | Agriculture | New | Space Heating | Natural Gas | Unit Heater | E8 | Utility - Cost of Operation | 0 | 0 | 0 | 0 | 0 | 0 | 0 | 0 | 0 | 0 | 0 | 0 | 0 | 0 | 0 | 0 | 0 | 0 | 0 | 0 | 0 | 0 | 0 | 0 | 0 | 0 | 0 | 0 | 0 | 0
F5_Industrial_Agriculture_New_Space Heating_Natural Gas_Unit Heater_E9 | F5 | Industrial | Agriculture | New | Space Heating | Natural Gas | Unit Heater | E9 | Utility - Cost of Operation | 0 | 0 | 0 | 0 | 0 | 0 | 0 | 0 | 0 | 0 | 0 | 0 | 0 | 0 | 0 | 0 | 0 | 0 | 0 | 0 | 0 | 0 | 0 | 0 | 0 | 0 | 0 | 0 | 0 | 0
F5_Industrial_Agriculture_New_Space Heating_Natural Gas_Unit Heater_E10 | F5 | Industrial | Agriculture | New | Space Heating | Natural Gas | Unit Heater | E10 | Utility - Cost of Operation | 0 | 0 | 0 | 0 | 0 | 0 | 0 | 0 | 0 | 0 | 0 | 0 | 0 | 0 | 0 | 0 | 0 | 0 | 0 | 0 | 0 | 0 | 0 | 0 | 0 | 0 | 0 | 0 | 0 | 0
F6_Industrial_Agriculture_New_Space Heating_Natural Gas_Unit Heater_E1 | F6 | Industrial | Agriculture | New | Space Heating | Natural Gas | Unit Heater | E1 | Utility - Value of Sales | 72.9589 | 75.0676 | 74.2159 | 73.4077 | 71.3824 | 69.3551 | 67.2773 | 65.4158 | 63.5418 | 61.969 | 60.3834 | 58.8453 | 57.336 | 55.8943 | 54.4798 | 53.0912 | 51.7526 | 50.4778 | 49.2276 | 48.0649 | 46.9465 | 45.8541 | 0 | 0 | 0 | 0 | 0 | 0 | 0 | 0
F6_Industrial_Agriculture_New_Space Heating_Natural Gas_Unit Heater_E2 | F6 | Industrial | Agriculture | New | Space Heating | Natural Gas | Unit Heater | E2 | Utility - Value of Sales | 69.4862 | 71.4946 | 70.6834 | 69.9137 | 67.9848 | 66.054 | 64.0751 | 62.3022 | 60.5174 | 59.0194 | 57.5093 | 56.0444 | 54.6069 | 53.2339 | 51.8867 | 50.5643 | 49.2893 | 48.0752 | 46.8845 | 45.7772 | 44.712 | 43.6716 | 0 | 0 | 0 | 0 | 0 | 0 | 0 | 0
F6_Industrial_Agriculture_New_Space Heating_Natural Gas_Unit Heater_E3 | F6 | Industrial | Agriculture | New | Space Heating | Natural Gas | Unit Heater | E3 | Utility - Value of Sales | 60.4229 | 61.7068 | 60.8832 | 60.0973 | 58.4466 | 56.8021 | 55.1323 | 53.6274 | 52.1204 | 50.8387 | 49.5535 | 48.3057 | 47.0819 | 45.9097 | 44.7603 | 43.6327 | 42.5439 | 41.5037 | 40.484 | 39.5298 | 38.6099 | 37.7115 | 0 | 0 | 0 | 0 | 0 | 0 | 0 | 0
F6_Industrial_Agriculture_New_Space Heating_Natural Gas_Unit Heater_E4 | F6 | Industrial | Agriculture | New | Space Heating | Natural Gas | Unit Heater | E4 | Utility - Value of Sales | 0 | 0 | 0 | 0 | 0 | 0 | 0 | 0 | 0 | 0 | 0 | 0 | 0 | 0 | 0 | 0 | 0 | 0 | 0 | 0 | 0 | 0 | 0 | 0 | 0 | 0 | 0 | 0 | 0 | 0
F6_Industrial_Agriculture_New_Space Heating_Natural Gas_Unit Heater_E5 | F6 | Industrial | Agriculture | New | Space Heating | Natural Gas | Unit Heater | E5 | Utility - Value of Sales | 0 | 0 | 0 | 0 | 0 | 0 | 0 | 0 | 0 | 0 | 0 | 0 | 0 | 0 | 0 | 0 | 0 | 0 | 0 | 0 | 0 | 0 | 0 | 0 | 0 | 0 | 0 | 0 | 0 | 0
F6_Industrial_Agriculture_New_Space Heating_Natural Gas_Unit Heater_E6 | F6 | Industrial | Agriculture | New | Space Heating | Natural Gas | Unit Heater | E6 | Utility - Value of Sales | 0 | 0 | 0 | 0 | 0 | 0 | 0 | 0 | 0 | 0 | 0 | 0 | 0 | 0 | 0 | 0 | 0 | 0 | 0 | 0 | 0 | 0 | 0 | 0 | 0 | 0 | 0 | 0 | 0 | 0
F6_Industrial_Agriculture_New_Space Heating_Natural Gas_Unit Heater_E7 | F6 | Industrial | Agriculture | New | Space Heating | Natural Gas | Unit Heater | E7 | Utility - Value of Sales | 0 | 0 | 0 | 0 | 0 | 0 | 0 | 0 | 0 | 0 | 0 | 0 | 0 | 0 | 0 | 0 | 0 | 0 | 0 | 0 | 0 | 0 | 0 | 0 | 0 | 0 | 0 | 0 | 0 | 0
F6_Industrial_Agriculture_New_Space Heating_Natural Gas_Unit Heater_E8 | F6 | Industrial | Agriculture | New | Space Heating | Natural Gas | Unit Heater | E8 | Utility - Value of Sales | 0 | 0 | 0 | 0 | 0 | 0 | 0 | 0 | 0 | 0 | 0 | 0 | 0 | 0 | 0 | 0 | 0 | 0 | 0 | 0 | 0 | 0 | 0 | 0 | 0 | 0 | 0 | 0 | 0 | 0
F6_Industrial_Agriculture_New_Space Heating_Natural Gas_Unit Heater_E9 | F6 | Industrial | Agriculture | New | Space Heating | Natural Gas | Unit Heater | E9 | Utility - Value of Sales | 0 | 0 | 0 | 0 | 0 | 0 | 0 | 0 | 0 | 0 | 0 | 0 | 0 | 0 | 0 | 0 | 0 | 0 | 0 | 0 | 0 | 0 | 0 | 0 | 0 | 0 | 0 | 0 | 0 | 0
F6_Industrial_Agriculture_New_Space Heating_Natural Gas_Unit Heater_E10 | F6 | Industrial | Agriculture | New | Space Heating | Natural Gas | Unit Heater | E10 | Utility - Value of Sales | 0 | 0 | 0 | 0 | 0 | 0 | 0 | 0 | 0 | 0 | 0 | 0 | 0 | 0 | 0 | 0 | 0 | 0 | 0 | 0 | 0 | 0 | 0 | 0 | 0 | 0 | 0 | 0 | 0 | 0
F1_Industrial_Agriculture_New_Process_Natural Gas_Process Boiler_E1 | F1 | Industrial | Agriculture | New | Process | Natural Gas | Process Boiler | E1 | Participant - Cost of Equipment | 3149.3732 | 3149.3732 | 3149.3732 | 3149.3732 | 3149.3732 | 3149.3732 | 3149.3732 | 3149.3732 | 3149.3732 | 3149.3732 | 3149.3732 | 3149.3732 | 3149.3732 | 3149.3732 | 3149.3732 | 3149.3732 | 3149.3732 | 3149.3732 | 3149.3732 | 3149.3732 | 3149.3732 | 3149.3732 | 0 | 0 | 0 | 0 | 0 | 0 | 0 | 0
F1_Industrial_Agriculture_New_Process_Natural Gas_Process Boiler_E2 | F1 | Industrial | Agriculture | New | Process | Natural Gas | Process Boiler | E2 | Participant - Cost of Equipment | 0 | 0 | 0 | 0 | 0 | 0 | 0 | 0 | 0 | 0 | 0 | 0 | 0 | 0 | 0 | 0 | 0 | 0 | 0 | 0 | 0 | 0 | 0 | 0 | 0 | 0 | 0 | 0 | 0 | 0
F1_Industrial_Agriculture_New_Process_Natural Gas_Process Boiler_E3 | F1 | Industrial | Agriculture | New | Process | Natural Gas | Process Boiler | E3 | Participant - Cost of Equipment | 0 | 0 | 0 | 0 | 0 | 0 | 0 | 0 | 0 | 0 | 0 | 0 | 0 | 0 | 0 | 0 | 0 | 0 | 0 | 0 | 0 | 0 | 0 | 0 | 0 | 0 | 0 | 0 | 0 | 0
F1_Industrial_Agriculture_New_Process_Natural Gas_Process Boiler_E4 | F1 | Industrial | Agriculture | New | Process | Natural Gas | Process Boiler | E4 | Participant - Cost of Equipment | 0 | 0 | 0 | 0 | 0 | 0 | 0 | 0 | 0 | 0 | 0 | 0 | 0 | 0 | 0 | 0 | 0 | 0 | 0 | 0 | 0 | 0 | 0 | 0 | 0 | 0 | 0 | 0 | 0 | 0
F1_Industrial_Agriculture_New_Process_Natural Gas_Process Boiler_E5 | F1 | Industrial | Agriculture | New | Process | Natural Gas | Process Boiler | E5 | Participant - Cost of Equipment | 0 | 0 | 0 | 0 | 0 | 0 | 0 | 0 | 0 | 0 | 0 | 0 | 0 | 0 | 0 | 0 | 0 | 0 | 0 | 0 | 0 | 0 | 0 | 0 | 0 | 0 | 0 | 0 | 0 | 0
F1_Industrial_Agriculture_New_Process_Natural Gas_Process Boiler_E6 | F1 | Industrial | Agriculture | New | Process | Natural Gas | Process Boiler | E6 | Participant - Cost of Equipment | 0 | 0 | 0 | 0 | 0 | 0 | 0 | 0 | 0 | 0 | 0 | 0 | 0 | 0 | 0 | 0 | 0 | 0 | 0 | 0 | 0 | 0 | 0 | 0 | 0 | 0 | 0 | 0 | 0 | 0
F1_Industrial_Agriculture_New_Process_Natural Gas_Process Boiler_E7 | F1 | Industrial | Agriculture | New | Process | Natural Gas | Process Boiler | E7 | Participant - Cost of Equipment | 0 | 0 | 0 | 0 | 0 | 0 | 0 | 0 | 0 | 0 | 0 | 0 | 0 | 0 | 0 | 0 | 0 | 0 | 0 | 0 | 0 | 0 | 0 | 0 | 0 | 0 | 0 | 0 | 0 | 0
F1_Industrial_Agriculture_New_Process_Natural Gas_Process Boiler_E8 | F1 | Industrial | Agriculture | New | Process | Natural Gas | Process Boiler | E8 | Participant - Cost of Equipment | 0 | 0 | 0 | 0 | 0 | 0 | 0 | 0 | 0 | 0 | 0 | 0 | 0 | 0 | 0 | 0 | 0 | 0 | 0 | 0 | 0 | 0 | 0 | 0 | 0 | 0 | 0 | 0 | 0 | 0
F1_Industrial_Agriculture_New_Process_Natural Gas_Process Boiler_E9 | F1 | Industrial | Agriculture | New | Process | Natural Gas | Process Boiler | E9 | Participant - Cost of Equipment | 0 | 0 | 0 | 0 | 0 | 0 | 0 | 0 | 0 | 0 | 0 | 0 | 0 | 0 | 0 | 0 | 0 | 0 | 0 | 0 | 0 | 0 | 0 | 0 | 0 | 0 | 0 | 0 | 0 | 0
F1_Industrial_Agriculture_New_Process_Natural Gas_Process Boiler_E10 | F1 | Industrial | Agriculture | New | Process | Natural Gas | Process Boiler | E10 | Participant - Cost of Equipment | 0 | 0 | 0 | 0 | 0 | 0 | 0 | 0 | 0 | 0 | 0 | 0 | 0 | 0 | 0 | 0 | 0 | 0 | 0 | 0 | 0 | 0 | 0 | 0 | 0 | 0 | 0 | 0 | 0 | 0
F2_Industrial_Agriculture_New_Process_Natural Gas_Process Boiler_E1 | F2 | Industrial | Agriculture | New | Process | Natural Gas | Process Boiler | E1 | Participant - Cost of Operation | 42.42 | 42.8272 | 42.1362 | 41.4737 | 40.3654 | 39.2692 | 38.1678 | 37.1603 | 36.1589 | 35.2813 | 34.4066 | 33.5562 | 32.7229 | 31.9212 | 31.1358 | 30.3661 | 29.6217 | 28.9088 | 28.2134 | 27.5601 | 26.9336 | 26.328 | 0 | 0 | 0 | 0 | 0 | 0 | 0 | 0
F2_Industrial_Agriculture_New_Process_Natural Gas_Process Boiler_E2 | F2 | Industrial | Agriculture | New | Process | Natural Gas | Process Boiler | E2 | Participant - Cost of Operation | 0 | 0 | 0 | 0 | 0 | 0 | 0 | 0 | 0 | 0 | 0 | 0 | 0 | 0 | 0 | 0 | 0 | 0 | 0 | 0 | 0 | 0 | 0 | 0 | 0 | 0 | 0 | 0 | 0 | 0
F2_Industrial_Agriculture_New_Process_Natural Gas_Process Boiler_E3 | F2 | Industrial | Agriculture | New | Process | Natural Gas | Process Boiler | E3 | Participant - Cost of Operation | 0 | 0 | 0 | 0 | 0 | 0 | 0 | 0 | 0 | 0 | 0 | 0 | 0 | 0 | 0 | 0 | 0 | 0 | 0 | 0 | 0 | 0 | 0 | 0 | 0 | 0 | 0 | 0 | 0 | 0
F2_Industrial_Agriculture_New_Process_Natural Gas_Process Boiler_E4 | F2 | Industrial | Agriculture | New | Process | Natural Gas | Process Boiler | E4 | Participant - Cost of Operation | 0 | 0 | 0 | 0 | 0 | 0 | 0 | 0 | 0 | 0 | 0 | 0 | 0 | 0 | 0 | 0 | 0 | 0 | 0 | 0 | 0 | 0 | 0 | 0 | 0 | 0 | 0 | 0 | 0 | 0
F2_Industrial_Agriculture_New_Process_Natural Gas_Process Boiler_E5 | F2 | Industrial | Agriculture | New | Process | Natural Gas | Process Boiler | E5 | Participant - Cost of Operation | 0 | 0 | 0 | 0 | 0 | 0 | 0 | 0 | 0 | 0 | 0 | 0 | 0 | 0 | 0 | 0 | 0 | 0 | 0 | 0 | 0 | 0 | 0 | 0 | 0 | 0 | 0 | 0 | 0 | 0
F2_Industrial_Agriculture_New_Process_Natural Gas_Process Boiler_E6 | F2 | Industrial | Agriculture | New | Process | Natural Gas | Process Boiler | E6 | Participant - Cost of Operation | 0 | 0 | 0 | 0 | 0 | 0 | 0 | 0 | 0 | 0 | 0 | 0 | 0 | 0 | 0 | 0 | 0 | 0 | 0 | 0 | 0 | 0 | 0 | 0 | 0 | 0 | 0 | 0 | 0 | 0
F2_Industrial_Agriculture_New_Process_Natural Gas_Process Boiler_E7 | F2 | Industrial | Agriculture | New | Process | Natural Gas | Process Boiler | E7 | Participant - Cost of Operation | 0 | 0 | 0 | 0 | 0 | 0 | 0 | 0 | 0 | 0 | 0 | 0 | 0 | 0 | 0 | 0 | 0 | 0 | 0 | 0 | 0 | 0 | 0 | 0 | 0 | 0 | 0 | 0 | 0 | 0
F2_Industrial_Agriculture_New_Process_Natural Gas_Process Boiler_E8 | F2 | Industrial | Agriculture | New | Process | Natural Gas | Process Boiler | E8 | Participant - Cost of Operation | 0 | 0 | 0 | 0 | 0 | 0 | 0 | 0 | 0 | 0 | 0 | 0 | 0 | 0 | 0 | 0 | 0 | 0 | 0 | 0 | 0 | 0 | 0 | 0 | 0 | 0 | 0 | 0 | 0 | 0
F2_Industrial_Agriculture_New_Process_Natural Gas_Process Boiler_E9 | F2 | Industrial | Agriculture | New | Process | Natural Gas | Process Boiler | E9 | Participant - Cost of Operation | 0 | 0 | 0 | 0 | 0 | 0 | 0 | 0 | 0 | 0 | 0 | 0 | 0 | 0 | 0 | 0 | 0 | 0 | 0 | 0 | 0 | 0 | 0 | 0 | 0 | 0 | 0 | 0 | 0 | 0
F2_Industrial_Agriculture_New_Process_Natural Gas_Process Boiler_E10 | F2 | Industrial | Agriculture | New | Process | Natural Gas | Process Boiler | E10 | Participant - Cost of Operation | 0 | 0 | 0 | 0 | 0 | 0 | 0 | 0 | 0 | 0 | 0 | 0 | 0 | 0 | 0 | 0 | 0 | 0 | 0 | 0 | 0 | 0 | 0 | 0 | 0 | 0 | 0 | 0 | 0 | 0
F3_Industrial_Agriculture_New_Process_Natural Gas_Process Boiler_E1 | F3 | Industrial | Agriculture | New | Process | Natural Gas | Process Boiler | E1 | System - kBTUs of Conusmption | 7072.1643 | 7072.1643 | 7072.1643 | 7072.1643 | 7072.1643 | 7072.1643 | 7072.1643 | 7072.1643 | 7072.1643 | 7072.1643 | 7072.1643 | 7072.1643 | 7072.1643 | 7072.1643 | 7072.1643 | 7072.1643 | 7072.1643 | 7072.1643 | 7072.1643 | 7072.1643 | 7072.1643 | 7072.1643 | 0 | 0 | 0 | 0 | 0 | 0 | 0 | 0
F3_Industrial_Agriculture_New_Process_Natural Gas_Process Boiler_E2 | F3 | Industrial | Agriculture | New | Process | Natural Gas | Process Boiler | E2 | System - kBTUs of Conusmption | 0 | 0 | 0 | 0 | 0 | 0 | 0 | 0 | 0 | 0 | 0 | 0 | 0 | 0 | 0 | 0 | 0 | 0 | 0 | 0 | 0 | 0 | 0 | 0 | 0 | 0 | 0 | 0 | 0 | 0
F3_Industrial_Agriculture_New_Process_Natural Gas_Process Boiler_E3 | F3 | Industrial | Agriculture | New | Process | Natural Gas | Process Boiler | E3 | System - kBTUs of Conusmption | 0 | 0 | 0 | 0 | 0 | 0 | 0 | 0 | 0 | 0 | 0 | 0 | 0 | 0 | 0 | 0 | 0 | 0 | 0 | 0 | 0 | 0 | 0 | 0 | 0 | 0 | 0 | 0 | 0 | 0
F3_Industrial_Agriculture_New_Process_Natural Gas_Process Boiler_E4 | F3 | Industrial | Agriculture | New | Process | Natural Gas | Process Boiler | E4 | System - kBTUs of Conusmption | 0 | 0 | 0 | 0 | 0 | 0 | 0 | 0 | 0 | 0 | 0 | 0 | 0 | 0 | 0 | 0 | 0 | 0 | 0 | 0 | 0 | 0 | 0 | 0 | 0 | 0 | 0 | 0 | 0 | 0
F3_Industrial_Agriculture_New_Process_Natural Gas_Process Boiler_E5 | F3 | Industrial | Agriculture | New | Process | Natural Gas | Process Boiler | E5 | System - kBTUs of Conusmption | 0 | 0 | 0 | 0 | 0 | 0 | 0 | 0 | 0 | 0 | 0 | 0 | 0 | 0 | 0 | 0 | 0 | 0 | 0 | 0 | 0 | 0 | 0 | 0 | 0 | 0 | 0 | 0 | 0 | 0
F3_Industrial_Agriculture_New_Process_Natural Gas_Process Boiler_E6 | F3 | Industrial | Agriculture | New | Process | Natural Gas | Process Boiler | E6 | System - kBTUs of Conusmption | 0 | 0 | 0 | 0 | 0 | 0 | 0 | 0 | 0 | 0 | 0 | 0 | 0 | 0 | 0 | 0 | 0 | 0 | 0 | 0 | 0 | 0 | 0 | 0 | 0 | 0 | 0 | 0 | 0 | 0
F3_Industrial_Agriculture_New_Process_Natural Gas_Process Boiler_E7 | F3 | Industrial | Agriculture | New | Process | Natural Gas | Process Boiler | E7 | System - kBTUs of Conusmption | 0 | 0 | 0 | 0 | 0 | 0 | 0 | 0 | 0 | 0 | 0 | 0 | 0 | 0 | 0 | 0 | 0 | 0 | 0 | 0 | 0 | 0 | 0 | 0 | 0 | 0 | 0 | 0 | 0 | 0
F3_Industrial_Agriculture_New_Process_Natural Gas_Process Boiler_E8 | F3 | Industrial | Agriculture | New | Process | Natural Gas | Process Boiler | E8 | System - kBTUs of Conusmption | 0 | 0 | 0 | 0 | 0 | 0 | 0 | 0 | 0 | 0 | 0 | 0 | 0 | 0 | 0 | 0 | 0 | 0 | 0 | 0 | 0 | 0 | 0 | 0 | 0 | 0 | 0 | 0 | 0 | 0
F3_Industrial_Agriculture_New_Process_Natural Gas_Process Boiler_E9 | F3 | Industrial | Agriculture | New | Process | Natural Gas | Process Boiler | E9 | System - kBTUs of Conusmption | 0 | 0 | 0 | 0 | 0 | 0 | 0 | 0 | 0 | 0 | 0 | 0 | 0 | 0 | 0 | 0 | 0 | 0 | 0 | 0 | 0 | 0 | 0 | 0 | 0 | 0 | 0 | 0 | 0 | 0
F3_Industrial_Agriculture_New_Process_Natural Gas_Process Boiler_E10 | F3 | Industrial | Agriculture | New | Process | Natural Gas | Process Boiler | E10 | System - kBTUs of Conusmption | 0 | 0 | 0 | 0 | 0 | 0 | 0 | 0 | 0 | 0 | 0 | 0 | 0 | 0 | 0 | 0 | 0 | 0 | 0 | 0 | 0 | 0 | 0 | 0 | 0 | 0 | 0 | 0 | 0 | 0
F4_Industrial_Agriculture_New_Process_Natural Gas_Process Boiler_E1 | F4 | Industrial | Agriculture | New | Process | Natural Gas | Process Boiler | E1 | Utility - Cost of Equipment | 3149.3732 | 3149.3732 | 3149.3732 | 3149.3732 | 3149.3732 | 3149.3732 | 3149.3732 | 3149.3732 | 3149.3732 | 3149.3732 | 3149.3732 | 3149.3732 | 3149.3732 | 3149.3732 | 3149.3732 | 3149.3732 | 3149.3732 | 3149.3732 | 3149.3732 | 3149.3732 | 3149.3732 | 3149.3732 | 0 | 0 | 0 | 0 | 0 | 0 | 0 | 0
F4_Industrial_Agriculture_New_Process_Natural Gas_Process Boiler_E2 | F4 | Industrial | Agriculture | New | Process | Natural Gas | Process Boiler | E2 | Utility - Cost of Equipment | 0 | 0 | 0 | 0 | 0 | 0 | 0 | 0 | 0 | 0 | 0 | 0 | 0 | 0 | 0 | 0 | 0 | 0 | 0 | 0 | 0 | 0 | 0 | 0 | 0 | 0 | 0 | 0 | 0 | 0
F4_Industrial_Agriculture_New_Process_Natural Gas_Process Boiler_E3 | F4 | Industrial | Agriculture | New | Process | Natural Gas | Process Boiler | E3 | Utility - Cost of Equipment | 0 | 0 | 0 | 0 | 0 | 0 | 0 | 0 | 0 | 0 | 0 | 0 | 0 | 0 | 0 | 0 | 0 | 0 | 0 | 0 | 0 | 0 | 0 | 0 | 0 | 0 | 0 | 0 | 0 | 0
F4_Industrial_Agriculture_New_Process_Natural Gas_Process Boiler_E4 | F4 | Industrial | Agriculture | New | Process | Natural Gas | Process Boiler | E4 | Utility - Cost of Equipment | 0 | 0 | 0 | 0 | 0 | 0 | 0 | 0 | 0 | 0 | 0 | 0 | 0 | 0 | 0 | 0 | 0 | 0 | 0 | 0 | 0 | 0 | 0 | 0 | 0 | 0 | 0 | 0 | 0 | 0
F4_Industrial_Agriculture_New_Process_Natural Gas_Process Boiler_E5 | F4 | Industrial | Agriculture | New | Process | Natural Gas | Process Boiler | E5 | Utility - Cost of Equipment | 0 | 0 | 0 | 0 | 0 | 0 | 0 | 0 | 0 | 0 | 0 | 0 | 0 | 0 | 0 | 0 | 0 | 0 | 0 | 0 | 0 | 0 | 0 | 0 | 0 | 0 | 0 | 0 | 0 | 0
F4_Industrial_Agriculture_New_Process_Natural Gas_Process Boiler_E6 | F4 | Industrial | Agriculture | New | Process | Natural Gas | Process Boiler | E6 | Utility - Cost of Equipment | 0 | 0 | 0 | 0 | 0 | 0 | 0 | 0 | 0 | 0 | 0 | 0 | 0 | 0 | 0 | 0 | 0 | 0 | 0 | 0 | 0 | 0 | 0 | 0 | 0 | 0 | 0 | 0 | 0 | 0
F4_Industrial_Agriculture_New_Process_Natural Gas_Process Boiler_E7 | F4 | Industrial | Agriculture | New | Process | Natural Gas | Process Boiler | E7 | Utility - Cost of Equipment | 0 | 0 | 0 | 0 | 0 | 0 | 0 | 0 | 0 | 0 | 0 | 0 | 0 | 0 | 0 | 0 | 0 | 0 | 0 | 0 | 0 | 0 | 0 | 0 | 0 | 0 | 0 | 0 | 0 | 0
F4_Industrial_Agriculture_New_Process_Natural Gas_Process Boiler_E8 | F4 | Industrial | Agriculture | New | Process | Natural Gas | Process Boiler | E8 | Utility - Cost of Equipment | 0 | 0 | 0 | 0 | 0 | 0 | 0 | 0 | 0 | 0 | 0 | 0 | 0 | 0 | 0 | 0 | 0 | 0 | 0 | 0 | 0 | 0 | 0 | 0 | 0 | 0 | 0 | 0 | 0 | 0
F4_Industrial_Agriculture_New_Process_Natural Gas_Process Boiler_E9 | F4 | Industrial | Agriculture | New | Process | Natural Gas | Process Boiler | E9 | Utility - Cost of Equipment | 0 | 0 | 0 | 0 | 0 | 0 | 0 | 0 | 0 | 0 | 0 | 0 | 0 | 0 | 0 | 0 | 0 | 0 | 0 | 0 | 0 | 0 | 0 | 0 | 0 | 0 | 0 | 0 | 0 | 0
F4_Industrial_Agriculture_New_Process_Natural Gas_Process Boiler_E10 | F4 | Industrial | Agriculture | New | Process | Natural Gas | Process Boiler | E10 | Utility - Cost of Equipment | 0 | 0 | 0 | 0 | 0 | 0 | 0 | 0 | 0 | 0 | 0 | 0 | 0 | 0 | 0 | 0 | 0 | 0 | 0 | 0 | 0 | 0 | 0 | 0 | 0 | 0 | 0 | 0 | 0 | 0
F5_Industrial_Agriculture_New_Process_Natural Gas_Process Boiler_E1 | F5 | Industrial | Agriculture | New | Process | Natural Gas | Process Boiler | E1 | Utility - Cost of Operation | 35.4071 | 35.747 | 35.1702 | 34.6173 | 33.6922 | 32.7771 | 31.8579 | 31.017 | 30.1811 | 29.4486 | 28.7185 | 28.0087 | 27.3131 | 26.644 | 25.9884 | 25.3459 | 24.7246 | 24.1296 | 23.5492 | 23.0038 | 22.4809 | 21.9754 | 0 | 0 | 0 | 0 | 0 | 0 | 0 | 0
F5_Industrial_Agriculture_New_Process_Natural Gas_Process Boiler_E2 | F5 | Industrial | Agriculture | New | Process | Natural Gas | Process Boiler | E2 | Utility - Cost of Operation | 0 | 0 | 0 | 0 | 0 | 0 | 0 | 0 | 0 | 0 | 0 | 0 | 0 | 0 | 0 | 0 | 0 | 0 | 0 | 0 | 0 | 0 | 0 | 0 | 0 | 0 | 0 | 0 | 0 | 0
F5_Industrial_Agriculture_New_Process_Natural Gas_Process Boiler_E3 | F5 | Industrial | Agriculture | New | Process | Natural Gas | Process Boiler | E3 | Utility - Cost of Operation | 0 | 0 | 0 | 0 | 0 | 0 | 0 | 0 | 0 | 0 | 0 | 0 | 0 | 0 | 0 | 0 | 0 | 0 | 0 | 0 | 0 | 0 | 0 | 0 | 0 | 0 | 0 | 0 | 0 | 0
F5_Industrial_Agriculture_New_Process_Natural Gas_Process Boiler_E4 | F5 | Industrial | Agriculture | New | Process | Natural Gas | Process Boiler | E4 | Utility - Cost of Operation | 0 | 0 | 0 | 0 | 0 | 0 | 0 | 0 | 0 | 0 | 0 | 0 | 0 | 0 | 0 | 0 | 0 | 0 | 0 | 0 | 0 | 0 | 0 | 0 | 0 | 0 | 0 | 0 | 0 | 0
F5_Industrial_Agriculture_New_Process_Natural Gas_Process Boiler_E5 | F5 | Industrial | Agriculture | New | Process | Natural Gas | Process Boiler | E5 | Utility - Cost of Operation | 0 | 0 | 0 | 0 | 0 | 0 | 0 | 0 | 0 | 0 | 0 | 0 | 0 | 0 | 0 | 0 | 0 | 0 | 0 | 0 | 0 | 0 | 0 | 0 | 0 | 0 | 0 | 0 | 0 | 0
F5_Industrial_Agriculture_New_Process_Natural Gas_Process Boiler_E6 | F5 | Industrial | Agriculture | New | Process | Natural Gas | Process Boiler | E6 | Utility - Cost of Operation | 0 | 0 | 0 | 0 | 0 | 0 | 0 | 0 | 0 | 0 | 0 | 0 | 0 | 0 | 0 | 0 | 0 | 0 | 0 | 0 | 0 | 0 | 0 | 0 | 0 | 0 | 0 | 0 | 0 | 0
F5_Industrial_Agriculture_New_Process_Natural Gas_Process Boiler_E7 | F5 | Industrial | Agriculture | New | Process | Natural Gas | Process Boiler | E7 | Utility - Cost of Operation | 0 | 0 | 0 | 0 | 0 | 0 | 0 | 0 | 0 | 0 | 0 | 0 | 0 | 0 | 0 | 0 | 0 | 0 | 0 | 0 | 0 | 0 | 0 | 0 | 0 | 0 | 0 | 0 | 0 | 0
F5_Industrial_Agriculture_New_Process_Natural Gas_Process Boiler_E8 | F5 | Industrial | Agriculture | New | Process | Natural Gas | Process Boiler | E8 | Utility - Cost of Operation | 0 | 0 | 0 | 0 | 0 | 0 | 0 | 0 | 0 | 0 | 0 | 0 | 0 | 0 | 0 | 0 | 0 | 0 | 0 | 0 | 0 | 0 | 0 | 0 | 0 | 0 | 0 | 0 | 0 | 0
F5_Industrial_Agriculture_New_Process_Natural Gas_Process Boiler_E9 | F5 | Industrial | Agriculture | New | Process | Natural Gas | Process Boiler | E9 | Utility - Cost of Operation | 0 | 0 | 0 | 0 | 0 | 0 | 0 | 0 | 0 | 0 | 0 | 0 | 0 | 0 | 0 | 0 | 0 | 0 | 0 | 0 | 0 | 0 | 0 | 0 | 0 | 0 | 0 | 0 | 0 | 0
F5_Industrial_Agriculture_New_Process_Natural Gas_Process Boiler_E10 | F5 | Industrial | Agriculture | New | Process | Natural Gas | Process Boiler | E10 | Utility - Cost of Operation | 0 | 0 | 0 | 0 | 0 | 0 | 0 | 0 | 0 | 0 | 0 | 0 | 0 | 0 | 0 | 0 | 0 | 0 | 0 | 0 | 0 | 0 | 0 | 0 | 0 | 0 | 0 | 0 | 0 | 0
F6_Industrial_Agriculture_New_Process_Natural Gas_Process Boiler_E1 | F6 | Industrial | Agriculture | New | Process | Natural Gas | Process Boiler | E1 | Utility - Value of Sales | 42.42 | 42.8272 | 42.1362 | 41.4737 | 40.3654 | 39.2692 | 38.1678 | 37.1603 | 36.1589 | 35.2813 | 34.4066 | 33.5562 | 32.7229 | 31.9212 | 31.1358 | 30.3661 | 29.6217 | 28.9088 | 28.2134 | 27.5601 | 26.9336 | 26.328 | 0 | 0 | 0 | 0 | 0 | 0 | 0 | 0
F6_Industrial_Agriculture_New_Process_Natural Gas_Process Boiler_E2 | F6 | Industrial | Agriculture | New | Process | Natural Gas | Process Boiler | E2 | Utility - Value of Sales | 0 | 0 | 0 | 0 | 0 | 0 | 0 | 0 | 0 | 0 | 0 | 0 | 0 | 0 | 0 | 0 | 0 | 0 | 0 | 0 | 0 | 0 | 0 | 0 | 0 | 0 | 0 | 0 | 0 | 0
F6_Industrial_Agriculture_New_Process_Natural Gas_Process Boiler_E3 | F6 | Industrial | Agriculture | New | Process | Natural Gas | Process Boiler | E3 | Utility - Value of Sales | 0 | 0 | 0 | 0 | 0 | 0 | 0 | 0 | 0 | 0 | 0 | 0 | 0 | 0 | 0 | 0 | 0 | 0 | 0 | 0 | 0 | 0 | 0 | 0 | 0 | 0 | 0 | 0 | 0 | 0
F6_Industrial_Agriculture_New_Process_Natural Gas_Process Boiler_E4 | F6 | Industrial | Agriculture | New | Process | Natural Gas | Process Boiler | E4 | Utility - Value of Sales | 0 | 0 | 0 | 0 | 0 | 0 | 0 | 0 | 0 | 0 | 0 | 0 | 0 | 0 | 0 | 0 | 0 | 0 | 0 | 0 | 0 | 0 | 0 | 0 | 0 | 0 | 0 | 0 | 0 | 0
F6_Industrial_Agriculture_New_Process_Natural Gas_Process Boiler_E5 | F6 | Industrial | Agriculture | New | Process | Natural Gas | Process Boiler | E5 | Utility - Value of Sales | 0 | 0 | 0 | 0 | 0 | 0 | 0 | 0 | 0 | 0 | 0 | 0 | 0 | 0 | 0 | 0 | 0 | 0 | 0 | 0 | 0 | 0 | 0 | 0 | 0 | 0 | 0 | 0 | 0 | 0
F6_Industrial_Agriculture_New_Process_Natural Gas_Process Boiler_E6 | F6 | Industrial | Agriculture | New | Process | Natural Gas | Process Boiler | E6 | Utility - Value of Sales | 0 | 0 | 0 | 0 | 0 | 0 | 0 | 0 | 0 | 0 | 0 | 0 | 0 | 0 | 0 | 0 | 0 | 0 | 0 | 0 | 0 | 0 | 0 | 0 | 0 | 0 | 0 | 0 | 0 | 0
F6_Industrial_Agriculture_New_Process_Natural Gas_Process Boiler_E7 | F6 | Industrial | Agriculture | New | Process | Natural Gas | Process Boiler | E7 | Utility - Value of Sales | 0 | 0 | 0 | 0 | 0 | 0 | 0 | 0 | 0 | 0 | 0 | 0 | 0 | 0 | 0 | 0 | 0 | 0 | 0 | 0 | 0 | 0 | 0 | 0 | 0 | 0 | 0 | 0 | 0 | 0
F6_Industrial_Agriculture_New_Process_Natural Gas_Process Boiler_E8 | F6 | Industrial | Agriculture | New | Process | Natural Gas | Process Boiler | E8 | Utility - Value of Sales | 0 | 0 | 0 | 0 | 0 | 0 | 0 | 0 | 0 | 0 | 0 | 0 | 0 | 0 | 0 | 0 | 0 | 0 | 0 | 0 | 0 | 0 | 0 | 0 | 0 | 0 | 0 | 0 | 0 | 0
F6_Industrial_Agriculture_New_Process_Natural Gas_Process Boiler_E9 | F6 | Industrial | Agriculture | New | Process | Natural Gas | Process Boiler | E9 | Utility - Value of Sales | 0 | 0 | 0 | 0 | 0 | 0 | 0 | 0 | 0 | 0 | 0 | 0 | 0 | 0 | 0 | 0 | 0 | 0 | 0 | 0 | 0 | 0 | 0 | 0 | 0 | 0 | 0 | 0 | 0 | 0
F6_Industrial_Agriculture_New_Process_Natural Gas_Process Boiler_E10 | F6 | Industrial | Agriculture | New | Process | Natural Gas | Process Boiler | E10 | Utility - Value of Sales | 0 | 0 | 0 | 0 | 0 | 0 | 0 | 0 | 0 | 0 | 0 | 0 | 0 | 0 | 0 | 0 | 0 | 0 | 0 | 0 | 0 | 0 | 0 | 0 | 0 | 0 | 0 | 0 | 0 | 0
F1_Industrial_Agriculture_New_Process_Natural Gas_Process Heating_E1 | F1 | Industrial | Agriculture | New | Process | Natural Gas | Process Heating | E1 | Participant - Cost of Equipment | 0.22938 | 0.22938 | 0.22938 | 0.22938 | 0.22938 | 0.22938 | 0.22938 | 0.22938 | 0.22938 | 0.22938 | 0.22938 | 0.22938 | 0.22938 | 0.22938 | 0.22938 | 0.22938 | 0.22938 | 0.22938 | 0.22938 | 0.22938 | 0.22938 | 0.22938 | 0 | 0 | 0 | 0 | 0 | 0 | 0 | 0
F1_Industrial_Agriculture_New_Process_Natural Gas_Process Heating_E2 | F1 | Industrial | Agriculture | New | Process | Natural Gas | Process Heating | E2 | Participant - Cost of Equipment | 0 | 0 | 0 | 0 | 0 | 0 | 0 | 0 | 0 | 0 | 0 | 0 | 0 | 0 | 0 | 0 | 0 | 0 | 0 | 0 | 0 | 0 | 0 | 0 | 0 | 0 | 0 | 0 | 0 | 0
F1_Industrial_Agriculture_New_Process_Natural Gas_Process Heating_E3 | F1 | Industrial | Agriculture | New | Process | Natural Gas | Process Heating | E3 | Participant - Cost of Equipment | 0 | 0 | 0 | 0 | 0 | 0 | 0 | 0 | 0 | 0 | 0 | 0 | 0 | 0 | 0 | 0 | 0 | 0 | 0 | 0 | 0 | 0 | 0 | 0 | 0 | 0 | 0 | 0 | 0 | 0
F1_Industrial_Agriculture_New_Process_Natural Gas_Process Heating_E4 | F1 | Industrial | Agriculture | New | Process | Natural Gas | Process Heating | E4 | Participant - Cost of Equipment | 0 | 0 | 0 | 0 | 0 | 0 | 0 | 0 | 0 | 0 | 0 | 0 | 0 | 0 | 0 | 0 | 0 | 0 | 0 | 0 | 0 | 0 | 0 | 0 | 0 | 0 | 0 | 0 | 0 | 0
F1_Industrial_Agriculture_New_Process_Natural Gas_Process Heating_E5 | F1 | Industrial | Agriculture | New | Process | Natural Gas | Process Heating | E5 | Participant - Cost of Equipment | 0 | 0 | 0 | 0 | 0 | 0 | 0 | 0 | 0 | 0 | 0 | 0 | 0 | 0 | 0 | 0 | 0 | 0 | 0 | 0 | 0 | 0 | 0 | 0 | 0 | 0 | 0 | 0 | 0 | 0
F1_Industrial_Agriculture_New_Process_Natural Gas_Process Heating_E6 | F1 | Industrial | Agriculture | New | Process | Natural Gas | Process Heating | E6 | Participant - Cost of Equipment | 0 | 0 | 0 | 0 | 0 | 0 | 0 | 0 | 0 | 0 | 0 | 0 | 0 | 0 | 0 | 0 | 0 | 0 | 0 | 0 | 0 | 0 | 0 | 0 | 0 | 0 | 0 | 0 | 0 | 0
F1_Industrial_Agriculture_New_Process_Natural Gas_Process Heating_E7 | F1 | Industrial | Agriculture | New | Process | Natural Gas | Process Heating | E7 | Participant - Cost of Equipment | 0 | 0 | 0 | 0 | 0 | 0 | 0 | 0 | 0 | 0 | 0 | 0 | 0 | 0 | 0 | 0 | 0 | 0 | 0 | 0 | 0 | 0 | 0 | 0 | 0 | 0 | 0 | 0 | 0 | 0
F1_Industrial_Agriculture_New_Process_Natural Gas_Process Heating_E8 | F1 | Industrial | Agriculture | New | Process | Natural Gas | Process Heating | E8 | Participant - Cost of Equipment | 0 | 0 | 0 | 0 | 0 | 0 | 0 | 0 | 0 | 0 | 0 | 0 | 0 | 0 | 0 | 0 | 0 | 0 | 0 | 0 | 0 | 0 | 0 | 0 | 0 | 0 | 0 | 0 | 0 | 0
F1_Industrial_Agriculture_New_Process_Natural Gas_Process Heating_E9 | F1 | Industrial | Agriculture | New | Process | Natural Gas | Process Heating | E9 | Participant - Cost of Equipment | 0 | 0 | 0 | 0 | 0 | 0 | 0 | 0 | 0 | 0 | 0 | 0 | 0 | 0 | 0 | 0 | 0 | 0 | 0 | 0 | 0 | 0 | 0 | 0 | 0 | 0 | 0 | 0 | 0 | 0
F1_Industrial_Agriculture_New_Process_Natural Gas_Process Heating_E10 | F1 | Industrial | Agriculture | New | Process | Natural Gas | Process Heating | E10 | Participant - Cost of Equipment | 0 | 0 | 0 | 0 | 0 | 0 | 0 | 0 | 0 | 0 | 0 | 0 | 0 | 0 | 0 | 0 | 0 | 0 | 0 | 0 | 0 | 0 | 0 | 0 | 0 | 0 | 0 | 0 | 0 | 0
F2_Industrial_Agriculture_New_Process_Natural Gas_Process Heating_E1 | F2 | Industrial | Agriculture | New | Process | Natural Gas | Process Heating | E1 | Participant - Cost of Operation | 36.8932 | 40.3322 | 40.6089 | 40.8837 | 39.7432 | 38.5325 | 37.2301 | 36.1243 | 34.9945 | 34.18 | 33.3248 | 32.4851 | 31.6435 | 30.8426 | 30.0365 | 29.2269 | 28.4456 | 27.7078 | 26.9789 | 26.3319 | 25.7192 | 25.1208 | 0 | 0 | 0 | 0 | 0 | 0 | 0 | 0
F2_Industrial_Agriculture_New_Process_Natural Gas_Process Heating_E2 | F2 | Industrial | Agriculture | New | Process | Natural Gas | Process Heating | E2 | Participant - Cost of Operation | 0 | 0 | 0 | 0 | 0 | 0 | 0 | 0 | 0 | 0 | 0 | 0 | 0 | 0 | 0 | 0 | 0 | 0 | 0 | 0 | 0 | 0 | 0 | 0 | 0 | 0 | 0 | 0 | 0 | 0
F2_Industrial_Agriculture_New_Process_Natural Gas_Process Heating_E3 | F2 | Industrial | Agriculture | New | Process | Natural Gas | Process Heating | E3 | Participant - Cost of Operation | 0 | 0 | 0 | 0 | 0 | 0 | 0 | 0 | 0 | 0 | 0 | 0 | 0 | 0 | 0 | 0 | 0 | 0 | 0 | 0 | 0 | 0 | 0 | 0 | 0 | 0 | 0 | 0 | 0 | 0
F2_Industrial_Agriculture_New_Process_Natural Gas_Process Heating_E4 | F2 | Industrial | Agriculture | New | Process | Natural Gas | Process Heating | E4 | Participant - Cost of Operation | 0 | 0 | 0 | 0 | 0 | 0 | 0 | 0 | 0 | 0 | 0 | 0 | 0 | 0 | 0 | 0 | 0 | 0 | 0 | 0 | 0 | 0 | 0 | 0 | 0 | 0 | 0 | 0 | 0 | 0
F2_Industrial_Agriculture_New_Process_Natural Gas_Process Heating_E5 | F2 | Industrial | Agriculture | New | Process | Natural Gas | Process Heating | E5 | Participant - Cost of Operation | 0 | 0 | 0 | 0 | 0 | 0 | 0 | 0 | 0 | 0 | 0 | 0 | 0 | 0 | 0 | 0 | 0 | 0 | 0 | 0 | 0 | 0 | 0 | 0 | 0 | 0 | 0 | 0 | 0 | 0
F2_Industrial_Agriculture_New_Process_Natural Gas_Process Heating_E6 | F2 | Industrial | Agriculture | New | Process | Natural Gas | Process Heating | E6 | Participant - Cost of Operation | 0 | 0 | 0 | 0 | 0 | 0 | 0 | 0 | 0 | 0 | 0 | 0 | 0 | 0 | 0 | 0 | 0 | 0 | 0 | 0 | 0 | 0 | 0 | 0 | 0 | 0 | 0 | 0 | 0 | 0
F2_Industrial_Agriculture_New_Process_Natural Gas_Process Heating_E7 | F2 | Industrial | Agriculture | New | Process | Natural Gas | Process Heating | E7 | Participant - Cost of Operation | 0 | 0 | 0 | 0 | 0 | 0 | 0 | 0 | 0 | 0 | 0 | 0 | 0 | 0 | 0 | 0 | 0 | 0 | 0 | 0 | 0 | 0 | 0 | 0 | 0 | 0 | 0 | 0 | 0 | 0
F2_Industrial_Agriculture_New_Process_Natural Gas_Process Heating_E8 | F2 | Industrial | Agriculture | New | Process | Natural Gas | Process Heating | E8 | Participant - Cost of Operation | 0 | 0 | 0 | 0 | 0 | 0 | 0 | 0 | 0 | 0 | 0 | 0 | 0 | 0 | 0 | 0 | 0 | 0 | 0 | 0 | 0 | 0 | 0 | 0 | 0 | 0 | 0 | 0 | 0 | 0
F2_Industrial_Agriculture_New_Process_Natural Gas_Process Heating_E9 | F2 | Industrial | Agriculture | New | Process | Natural Gas | Process Heating | E9 | Participant - Cost of Operation | 0 | 0 | 0 | 0 | 0 | 0 | 0 | 0 | 0 | 0 | 0 | 0 | 0 | 0 | 0 | 0 | 0 | 0 | 0 | 0 | 0 | 0 | 0 | 0 | 0 | 0 | 0 | 0 | 0 | 0
F2_Industrial_Agriculture_New_Process_Natural Gas_Process Heating_E10 | F2 | Industrial | Agriculture | New | Process | Natural Gas | Process Heating | E10 | Participant - Cost of Operation | 0 | 0 | 0 | 0 | 0 | 0 | 0 | 0 | 0 | 0 | 0 | 0 | 0 | 0 | 0 | 0 | 0 | 0 | 0 | 0 | 0 | 0 | 0 | 0 | 0 | 0 | 0 | 0 | 0 | 0
F3_Industrial_Agriculture_New_Process_Natural Gas_Process Heating_E1 | F3 | Industrial | Agriculture | New | Process | Natural Gas | Process Heating | E1 | System - kBTUs of Conusmption | 5711.9909 | 5711.9909 | 5711.9909 | 5711.9909 | 5711.9909 | 5711.9909 | 5711.9909 | 5711.9909 | 5711.9909 | 5711.9909 | 5711.9909 | 5711.9909 | 5711.9909 | 5711.9909 | 5711.9909 | 5711.9909 | 5711.9909 | 5711.9909 | 5711.9909 | 5711.9909 | 5711.9909 | 5711.9909 | 0 | 0 | 0 | 0 | 0 | 0 | 0 | 0
F3_Industrial_Agriculture_New_Process_Natural Gas_Process Heating_E2 | F3 | Industrial | Agriculture | New | Process | Natural Gas | Process Heating | E2 | System - kBTUs of Conusmption | 0 | 0 | 0 | 0 | 0 | 0 | 0 | 0 | 0 | 0 | 0 | 0 | 0 | 0 | 0 | 0 | 0 | 0 | 0 | 0 | 0 | 0 | 0 | 0 | 0 | 0 | 0 | 0 | 0 | 0
F3_Industrial_Agriculture_New_Process_Natural Gas_Process Heating_E3 | F3 | Industrial | Agriculture | New | Process | Natural Gas | Process Heating | E3 | System - kBTUs of Conusmption | 0 | 0 | 0 | 0 | 0 | 0 | 0 | 0 | 0 | 0 | 0 | 0 | 0 | 0 | 0 | 0 | 0 | 0 | 0 | 0 | 0 | 0 | 0 | 0 | 0 | 0 | 0 | 0 | 0 | 0
F3_Industrial_Agriculture_New_Process_Natural Gas_Process Heating_E4 | F3 | Industrial | Agriculture | New | Process | Natural Gas | Process Heating | E4 | System - kBTUs of Conusmption | 0 | 0 | 0 | 0 | 0 | 0 | 0 | 0 | 0 | 0 | 0 | 0 | 0 | 0 | 0 | 0 | 0 | 0 | 0 | 0 | 0 | 0 | 0 | 0 | 0 | 0 | 0 | 0 | 0 | 0
F3_Industrial_Agriculture_New_Process_Natural Gas_Process Heating_E5 | F3 | Industrial | Agriculture | New | Process | Natural Gas | Process Heating | E5 | System - kBTUs of Conusmption | 0 | 0 | 0 | 0 | 0 | 0 | 0 | 0 | 0 | 0 | 0 | 0 | 0 | 0 | 0 | 0 | 0 | 0 | 0 | 0 | 0 | 0 | 0 | 0 | 0 | 0 | 0 | 0 | 0 | 0
F3_Industrial_Agriculture_New_Process_Natural Gas_Process Heating_E6 | F3 | Industrial | Agriculture | New | Process | Natural Gas | Process Heating | E6 | System - kBTUs of Conusmption | 0 | 0 | 0 | 0 | 0 | 0 | 0 | 0 | 0 | 0 | 0 | 0 | 0 | 0 | 0 | 0 | 0 | 0 | 0 | 0 | 0 | 0 | 0 | 0 | 0 | 0 | 0 | 0 | 0 | 0
F3_Industrial_Agriculture_New_Process_Natural Gas_Process Heating_E7 | F3 | Industrial | Agriculture | New | Process | Natural Gas | Process Heating | E7 | System - kBTUs of Conusmption | 0 | 0 | 0 | 0 | 0 | 0 | 0 | 0 | 0 | 0 | 0 | 0 | 0 | 0 | 0 | 0 | 0 | 0 | 0 | 0 | 0 | 0 | 0 | 0 | 0 | 0 | 0 | 0 | 0 | 0
F3_Industrial_Agriculture_New_Process_Natural Gas_Process Heating_E8 | F3 | Industrial | Agriculture | New | Process | Natural Gas | Process Heating | E8 | System - kBTUs of Conusmption | 0 | 0 | 0 | 0 | 0 | 0 | 0 | 0 | 0 | 0 | 0 | 0 | 0 | 0 | 0 | 0 | 0 | 0 | 0 | 0 | 0 | 0 | 0 | 0 | 0 | 0 | 0 | 0 | 0 | 0
F3_Industrial_Agriculture_New_Process_Natural Gas_Process Heating_E9 | F3 | Industrial | Agriculture | New | Process | Natural Gas | Process Heating | E9 | System - kBTUs of Conusmption | 0 | 0 | 0 | 0 | 0 | 0 | 0 | 0 | 0 | 0 | 0 | 0 | 0 | 0 | 0 | 0 | 0 | 0 | 0 | 0 | 0 | 0 | 0 | 0 | 0 | 0 | 0 | 0 | 0 | 0
F3_Industrial_Agriculture_New_Process_Natural Gas_Process Heating_E10 | F3 | Industrial | Agriculture | New | Process | Natural Gas | Process Heating | E10 | System - kBTUs of Conusmption | 0 | 0 | 0 | 0 | 0 | 0 | 0 | 0 | 0 | 0 | 0 | 0 | 0 | 0 | 0 | 0 | 0 | 0 | 0 | 0 | 0 | 0 | 0 | 0 | 0 | 0 | 0 | 0 | 0 | 0
F4_Industrial_Agriculture_New_Process_Natural Gas_Process Heating_E1 | F4 | Industrial | Agriculture | New | Process | Natural Gas | Process Heating | E1 | Utility - Cost of Equipment | 0.22938 | 0.22938 | 0.22938 | 0.22938 | 0.22938 | 0.22938 | 0.22938 | 0.22938 | 0.22938 | 0.22938 | 0.22938 | 0.22938 | 0.22938 | 0.22938 | 0.22938 | 0.22938 | 0.22938 | 0.22938 | 0.22938 | 0.22938 | 0.22938 | 0.22938 | 0 | 0 | 0 | 0 | 0 | 0 | 0 | 0
F4_Industrial_Agriculture_New_Process_Natural Gas_Process Heating_E2 | F4 | Industrial | Agriculture | New | Process | Natural Gas | Process Heating | E2 | Utility - Cost of Equipment | 0 | 0 | 0 | 0 | 0 | 0 | 0 | 0 | 0 | 0 | 0 | 0 | 0 | 0 | 0 | 0 | 0 | 0 | 0 | 0 | 0 | 0 | 0 | 0 | 0 | 0 | 0 | 0 | 0 | 0
F4_Industrial_Agriculture_New_Process_Natural Gas_Process Heating_E3 | F4 | Industrial | Agriculture | New | Process | Natural Gas | Process Heating | E3 | Utility - Cost of Equipment | 0 | 0 | 0 | 0 | 0 | 0 | 0 | 0 | 0 | 0 | 0 | 0 | 0 | 0 | 0 | 0 | 0 | 0 | 0 | 0 | 0 | 0 | 0 | 0 | 0 | 0 | 0 | 0 | 0 | 0
F4_Industrial_Agriculture_New_Process_Natural Gas_Process Heating_E4 | F4 | Industrial | Agriculture | New | Process | Natural Gas | Process Heating | E4 | Utility - Cost of Equipment | 0 | 0 | 0 | 0 | 0 | 0 | 0 | 0 | 0 | 0 | 0 | 0 | 0 | 0 | 0 | 0 | 0 | 0 | 0 | 0 | 0 | 0 | 0 | 0 | 0 | 0 | 0 | 0 | 0 | 0
F4_Industrial_Agriculture_New_Process_Natural Gas_Process Heating_E5 | F4 | Industrial | Agriculture | New | Process | Natural Gas | Process Heating | E5 | Utility - Cost of Equipment | 0 | 0 | 0 | 0 | 0 | 0 | 0 | 0 | 0 | 0 | 0 | 0 | 0 | 0 | 0 | 0 | 0 | 0 | 0 | 0 | 0 | 0 | 0 | 0 | 0 | 0 | 0 | 0 | 0 | 0
F4_Industrial_Agriculture_New_Process_Natural Gas_Process Heating_E6 | F4 | Industrial | Agriculture | New | Process | Natural Gas | Process Heating | E6 | Utility - Cost of Equipment | 0 | 0 | 0 | 0 | 0 | 0 | 0 | 0 | 0 | 0 | 0 | 0 | 0 | 0 | 0 | 0 | 0 | 0 | 0 | 0 | 0 | 0 | 0 | 0 | 0 | 0 | 0 | 0 | 0 | 0
F4_Industrial_Agriculture_New_Process_Natural Gas_Process Heating_E7 | F4 | Industrial | Agriculture | New | Process | Natural Gas | Process Heating | E7 | Utility - Cost of Equipment | 0 | 0 | 0 | 0 | 0 | 0 | 0 | 0 | 0 | 0 | 0 | 0 | 0 | 0 | 0 | 0 | 0 | 0 | 0 | 0 | 0 | 0 | 0 | 0 | 0 | 0 | 0 | 0 | 0 | 0
F4_Industrial_Agriculture_New_Process_Natural Gas_Process Heating_E8 | F4 | Industrial | Agriculture | New | Process | Natural Gas | Process Heating | E8 | Utility - Cost of Equipment | 0 | 0 | 0 | 0 | 0 | 0 | 0 | 0 | 0 | 0 | 0 | 0 | 0 | 0 | 0 | 0 | 0 | 0 | 0 | 0 | 0 | 0 | 0 | 0 | 0 | 0 | 0 | 0 | 0 | 0
F4_Industrial_Agriculture_New_Process_Natural Gas_Process Heating_E9 | F4 | Industrial | Agriculture | New | Process | Natural Gas | Process Heating | E9 | Utility - Cost of Equipment | 0 | 0 | 0 | 0 | 0 | 0 | 0 | 0 | 0 | 0 | 0 | 0 | 0 | 0 | 0 | 0 | 0 | 0 | 0 | 0 | 0 | 0 | 0 | 0 | 0 | 0 | 0 | 0 | 0 | 0
F4_Industrial_Agriculture_New_Process_Natural Gas_Process Heating_E10 | F4 | Industrial | Agriculture | New | Process | Natural Gas | Process Heating | E10 | Utility - Cost of Equipment | 0 | 0 | 0 | 0 | 0 | 0 | 0 | 0 | 0 | 0 | 0 | 0 | 0 | 0 | 0 | 0 | 0 | 0 | 0 | 0 | 0 | 0 | 0 | 0 | 0 | 0 | 0 | 0 | 0 | 0
F5_Industrial_Agriculture_New_Process_Natural Gas_Process Heating_E1 | F5 | Industrial | Agriculture | New | Process | Natural Gas | Process Heating | E1 | Utility - Cost of Operation | 30.794 | 33.6645 | 33.8954 | 34.1248 | 33.1728 | 32.1622 | 31.0752 | 30.1522 | 29.2092 | 28.5294 | 27.8155 | 27.1147 | 26.4122 | 25.7437 | 25.0708 | 24.3951 | 23.743 | 23.1271 | 22.5187 | 21.9787 | 21.4673 | 20.9678 | 0 | 0 | 0 | 0 | 0 | 0 | 0 | 0
F5_Industrial_Agriculture_New_Process_Natural Gas_Process Heating_E2 | F5 | Industrial | Agriculture | New | Process | Natural Gas | Process Heating | E2 | Utility - Cost of Operation | 0 | 0 | 0 | 0 | 0 | 0 | 0 | 0 | 0 | 0 | 0 | 0 | 0 | 0 | 0 | 0 | 0 | 0 | 0 | 0 | 0 | 0 | 0 | 0 | 0 | 0 | 0 | 0 | 0 | 0
F5_Industrial_Agriculture_New_Process_Natural Gas_Process Heating_E3 | F5 | Industrial | Agriculture | New | Process | Natural Gas | Process Heating | E3 | Utility - Cost of Operation | 0 | 0 | 0 | 0 | 0 | 0 | 0 | 0 | 0 | 0 | 0 | 0 | 0 | 0 | 0 | 0 | 0 | 0 | 0 | 0 | 0 | 0 | 0 | 0 | 0 | 0 | 0 | 0 | 0 | 0
F5_Industrial_Agriculture_New_Process_Natural Gas_Process Heating_E4 | F5 | Industrial | Agriculture | New | Process | Natural Gas | Process Heating | E4 | Utility - Cost of Operation | 0 | 0 | 0 | 0 | 0 | 0 | 0 | 0 | 0 | 0 | 0 | 0 | 0 | 0 | 0 | 0 | 0 | 0 | 0 | 0 | 0 | 0 | 0 | 0 | 0 | 0 | 0 | 0 | 0 | 0
F5_Industrial_Agriculture_New_Process_Natural Gas_Process Heating_E5 | F5 | Industrial | Agriculture | New | Process | Natural Gas | Process Heating | E5 | Utility - Cost of Operation | 0 | 0 | 0 | 0 | 0 | 0 | 0 | 0 | 0 | 0 | 0 | 0 | 0 | 0 | 0 | 0 | 0 | 0 | 0 | 0 | 0 | 0 | 0 | 0 | 0 | 0 | 0 | 0 | 0 | 0
F5_Industrial_Agriculture_New_Process_Natural Gas_Process Heating_E6 | F5 | Industrial | Agriculture | New | Process | Natural Gas | Process Heating | E6 | Utility - Cost of Operation | 0 | 0 | 0 | 0 | 0 | 0 | 0 | 0 | 0 | 0 | 0 | 0 | 0 | 0 | 0 | 0 | 0 | 0 | 0 | 0 | 0 | 0 | 0 | 0 | 0 | 0 | 0 | 0 | 0 | 0
F5_Industrial_Agriculture_New_Process_Natural Gas_Process Heating_E7 | F5 | Industrial | Agriculture | New | Process | Natural Gas | Process Heating | E7 | Utility - Cost of Operation | 0 | 0 | 0 | 0 | 0 | 0 | 0 | 0 | 0 | 0 | 0 | 0 | 0 | 0 | 0 | 0 | 0 | 0 | 0 | 0 | 0 | 0 | 0 | 0 | 0 | 0 | 0 | 0 | 0 | 0
F5_Industrial_Agriculture_New_Process_Natural Gas_Process Heating_E8 | F5 | Industrial | Agriculture | New | Process | Natural Gas | Process Heating | E8 | Utility - Cost of Operation | 0 | 0 | 0 | 0 | 0 | 0 | 0 | 0 | 0 | 0 | 0 | 0 | 0 | 0 | 0 | 0 | 0 | 0 | 0 | 0 | 0 | 0 | 0 | 0 | 0 | 0 | 0 | 0 | 0 | 0
F5_Industrial_Agriculture_New_Process_Natural Gas_Process Heating_E9 | F5 | Industrial | Agriculture | New | Process | Natural Gas | Process Heating | E9 | Utility - Cost of Operation | 0 | 0 | 0 | 0 | 0 | 0 | 0 | 0 | 0 | 0 | 0 | 0 | 0 | 0 | 0 | 0 | 0 | 0 | 0 | 0 | 0 | 0 | 0 | 0 | 0 | 0 | 0 | 0 | 0 | 0
F5_Industrial_Agriculture_New_Process_Natural Gas_Process Heating_E10 | F5 | Industrial | Agriculture | New | Process | Natural Gas | Process Heating | E10 | Utility - Cost of Operation | 0 | 0 | 0 | 0 | 0 | 0 | 0 | 0 | 0 | 0 | 0 | 0 | 0 | 0 | 0 | 0 | 0 | 0 | 0 | 0 | 0 | 0 | 0 | 0 | 0 | 0 | 0 | 0 | 0 | 0
F6_Industrial_Agriculture_New_Process_Natural Gas_Process Heating_E1 | F6 | Industrial | Agriculture | New | Process | Natural Gas | Process Heating | E1 | Utility - Value of Sales | 36.8932 | 40.3322 | 40.6089 | 40.8837 | 39.7432 | 38.5325 | 37.2301 | 36.1243 | 34.9945 | 34.18 | 33.3248 | 32.4851 | 31.6435 | 30.8426 | 30.0365 | 29.2269 | 28.4456 | 27.7078 | 26.9789 | 26.3319 | 25.7192 | 25.1208 | 0 | 0 | 0 | 0 | 0 | 0 | 0 | 0
F6_Industrial_Agriculture_New_Process_Natural Gas_Process Heating_E2 | F6 | Industrial | Agriculture | New | Process | Natural Gas | Process Heating | E2 | Utility - Value of Sales | 0 | 0 | 0 | 0 | 0 | 0 | 0 | 0 | 0 | 0 | 0 | 0 | 0 | 0 | 0 | 0 | 0 | 0 | 0 | 0 | 0 | 0 | 0 | 0 | 0 | 0 | 0 | 0 | 0 | 0
F6_Industrial_Agriculture_New_Process_Natural Gas_Process Heating_E3 | F6 | Industrial | Agriculture | New | Process | Natural Gas | Process Heating | E3 | Utility - Value of Sales | 0 | 0 | 0 | 0 | 0 | 0 | 0 | 0 | 0 | 0 | 0 | 0 | 0 | 0 | 0 | 0 | 0 | 0 | 0 | 0 | 0 | 0 | 0 | 0 | 0 | 0 | 0 | 0 | 0 | 0
F6_Industrial_Agriculture_New_Process_Natural Gas_Process Heating_E4 | F6 | Industrial | Agriculture | New | Process | Natural Gas | Process Heating | E4 | Utility - Value of Sales | 0 | 0 | 0 | 0 | 0 | 0 | 0 | 0 | 0 | 0 | 0 | 0 | 0 | 0 | 0 | 0 | 0 | 0 | 0 | 0 | 0 | 0 | 0 | 0 | 0 | 0 | 0 | 0 | 0 | 0
F6_Industrial_Agriculture_New_Process_Natural Gas_Process Heating_E5 | F6 | Industrial | Agriculture | New | Process | Natural Gas | Process Heating | E5 | Utility - Value of Sales | 0 | 0 | 0 | 0 | 0 | 0 | 0 | 0 | 0 | 0 | 0 | 0 | 0 | 0 | 0 | 0 | 0 | 0 | 0 | 0 | 0 | 0 | 0 | 0 | 0 | 0 | 0 | 0 | 0 | 0
F6_Industrial_Agriculture_New_Process_Natural Gas_Process Heating_E6 | F6 | Industrial | Agriculture | New | Process | Natural Gas | Process Heating | E6 | Utility - Value of Sales | 0 | 0 | 0 | 0 | 0 | 0 | 0 | 0 | 0 | 0 | 0 | 0 | 0 | 0 | 0 | 0 | 0 | 0 | 0 | 0 | 0 | 0 | 0 | 0 | 0 | 0 | 0 | 0 | 0 | 0
F6_Industrial_Agriculture_New_Process_Natural Gas_Process Heating_E7 | F6 | Industrial | Agriculture | New | Process | Natural Gas | Process Heating | E7 | Utility - Value of Sales | 0 | 0 | 0 | 0 | 0 | 0 | 0 | 0 | 0 | 0 | 0 | 0 | 0 | 0 | 0 | 0 | 0 | 0 | 0 | 0 | 0 | 0 | 0 | 0 | 0 | 0 | 0 | 0 | 0 | 0
F6_Industrial_Agriculture_New_Process_Natural Gas_Process Heating_E8 | F6 | Industrial | Agriculture | New | Process | Natural Gas | Process Heating | E8 | Utility - Value of Sales | 0 | 0 | 0 | 0 | 0 | 0 | 0 | 0 | 0 | 0 | 0 | 0 | 0 | 0 | 0 | 0 | 0 | 0 | 0 | 0 | 0 | 0 | 0 | 0 | 0 | 0 | 0 | 0 | 0 | 0
F6_Industrial_Agriculture_New_Process_Natural Gas_Process Heating_E9 | F6 | Industrial | Agriculture | New | Process | Natural Gas | Process Heating | E9 | Utility - Value of Sales | 0 | 0 | 0 | 0 | 0 | 0 | 0 | 0 | 0 | 0 | 0 | 0 | 0 | 0 | 0 | 0 | 0 | 0 | 0 | 0 | 0 | 0 | 0 | 0 | 0 | 0 | 0 | 0 | 0 | 0
F6_Industrial_Agriculture_New_Process_Natural Gas_Process Heating_E10 | F6 | Industrial | Agriculture | New | Process | Natural Gas | Process Heating | E10 | Utility - Value of Sales | 0 | 0 | 0 | 0 | 0 | 0 | 0 | 0 | 0 | 0 | 0 | 0 | 0 | 0 | 0 | 0 | 0 | 0 | 0 | 0 | 0 | 0 | 0 | 0 | 0 | 0 | 0 | 0 | 0 | 0
F1_Industrial_Agriculture_New_Process_Natural Gas_Process Cooling_E1 | F1 | Industrial | Agriculture | New | Process | Natural Gas | Process Cooling | E1 | Participant - Cost of Equipment | 0.22938 | 0.22938 | 0.22938 | 0.22938 | 0.22938 | 0.22938 | 0.22938 | 0.22938 | 0.22938 | 0.22938 | 0.22938 | 0.22938 | 0.22938 | 0.22938 | 0.22938 | 0.22938 | 0.22938 | 0.22938 | 0.22938 | 0.22938 | 0.22938 | 0.22938 | 0 | 0 | 0 | 0 | 0 | 0 | 0 | 0
F1_Industrial_Agriculture_New_Process_Natural Gas_Process Cooling_E2 | F1 | Industrial | Agriculture | New | Process | Natural Gas | Process Cooling | E2 | Participant - Cost of Equipment | 0 | 0 | 0 | 0 | 0 | 0 | 0 | 0 | 0 | 0 | 0 | 0 | 0 | 0 | 0 | 0 | 0 | 0 | 0 | 0 | 0 | 0 | 0 | 0 | 0 | 0 | 0 | 0 | 0 | 0
F1_Industrial_Agriculture_New_Process_Natural Gas_Process Cooling_E3 | F1 | Industrial | Agriculture | New | Process | Natural Gas | Process Cooling | E3 | Participant - Cost of Equipment | 0 | 0 | 0 | 0 | 0 | 0 | 0 | 0 | 0 | 0 | 0 | 0 | 0 | 0 | 0 | 0 | 0 | 0 | 0 | 0 | 0 | 0 | 0 | 0 | 0 | 0 | 0 | 0 | 0 | 0
F1_Industrial_Agriculture_New_Process_Natural Gas_Process Cooling_E4 | F1 | Industrial | Agriculture | New | Process | Natural Gas | Process Cooling | E4 | Participant - Cost of Equipment | 0 | 0 | 0 | 0 | 0 | 0 | 0 | 0 | 0 | 0 | 0 | 0 | 0 | 0 | 0 | 0 | 0 | 0 | 0 | 0 | 0 | 0 | 0 | 0 | 0 | 0 | 0 | 0 | 0 | 0
F1_Industrial_Agriculture_New_Process_Natural Gas_Process Cooling_E5 | F1 | Industrial | Agriculture | New | Process | Natural Gas | Process Cooling | E5 | Participant - Cost of Equipment | 0 | 0 | 0 | 0 | 0 | 0 | 0 | 0 | 0 | 0 | 0 | 0 | 0 | 0 | 0 | 0 | 0 | 0 | 0 | 0 | 0 | 0 | 0 | 0 | 0 | 0 | 0 | 0 | 0 | 0
F1_Industrial_Agriculture_New_Process_Natural Gas_Process Cooling_E6 | F1 | Industrial | Agriculture | New | Process | Natural Gas | Process Cooling | E6 | Participant - Cost of Equipment | 0 | 0 | 0 | 0 | 0 | 0 | 0 | 0 | 0 | 0 | 0 | 0 | 0 | 0 | 0 | 0 | 0 | 0 | 0 | 0 | 0 | 0 | 0 | 0 | 0 | 0 | 0 | 0 | 0 | 0
F1_Industrial_Agriculture_New_Process_Natural Gas_Process Cooling_E7 | F1 | Industrial | Agriculture | New | Process | Natural Gas | Process Cooling | E7 | Participant - Cost of Equipment | 0 | 0 | 0 | 0 | 0 | 0 | 0 | 0 | 0 | 0 | 0 | 0 | 0 | 0 | 0 | 0 | 0 | 0 | 0 | 0 | 0 | 0 | 0 | 0 | 0 | 0 | 0 | 0 | 0 | 0
F1_Industrial_Agriculture_New_Process_Natural Gas_Process Cooling_E8 | F1 | Industrial | Agriculture | New | Process | Natural Gas | Process Cooling | E8 | Participant - Cost of Equipment | 0 | 0 | 0 | 0 | 0 | 0 | 0 | 0 | 0 | 0 | 0 | 0 | 0 | 0 | 0 | 0 | 0 | 0 | 0 | 0 | 0 | 0 | 0 | 0 | 0 | 0 | 0 | 0 | 0 | 0
F1_Industrial_Agriculture_New_Process_Natural Gas_Process Cooling_E9 | F1 | Industrial | Agriculture | New | Process | Natural Gas | Process Cooling | E9 | Participant - Cost of Equipment | 0 | 0 | 0 | 0 | 0 | 0 | 0 | 0 | 0 | 0 | 0 | 0 | 0 | 0 | 0 | 0 | 0 | 0 | 0 | 0 | 0 | 0 | 0 | 0 | 0 | 0 | 0 | 0 | 0 | 0
F1_Industrial_Agriculture_New_Process_Natural Gas_Process Cooling_E10 | F1 | Industrial | Agriculture | New | Process | Natural Gas | Process Cooling | E10 | Participant - Cost of Equipment | 0 | 0 | 0 | 0 | 0 | 0 | 0 | 0 | 0 | 0 | 0 | 0 | 0 | 0 | 0 | 0 | 0 | 0 | 0 | 0 | 0 | 0 | 0 | 0 | 0 | 0 | 0 | 0 | 0 | 0
F2_Industrial_Agriculture_New_Process_Natural Gas_Process Cooling_E1 | F2 | Industrial | Agriculture | New | Process | Natural Gas | Process Cooling | E1 | Participant - Cost of Operation | 0.098917 | 0.10814 | 0.10888 | 0.10962 | 0.10656 | 0.10331 | 0.09982 | 0.096856 | 0.093826 | 0.091643 | 0.08935 | 0.087098 | 0.084842 | 0.082694 | 0.080533 | 0.078362 | 0.076268 | 0.074289 | 0.072335 | 0.070601 | 0.068958 | 0.067353 | 0 | 0 | 0 | 0 | 0 | 0 | 0 | 0
F2_Industrial_Agriculture_New_Process_Natural Gas_Process Cooling_E2 | F2 | Industrial | Agriculture | New | Process | Natural Gas | Process Cooling | E2 | Participant - Cost of Operation | 0 | 0 | 0 | 0 | 0 | 0 | 0 | 0 | 0 | 0 | 0 | 0 | 0 | 0 | 0 | 0 | 0 | 0 | 0 | 0 | 0 | 0 | 0 | 0 | 0 | 0 | 0 | 0 | 0 | 0
F2_Industrial_Agriculture_New_Process_Natural Gas_Process Cooling_E3 | F2 | Industrial | Agriculture | New | Process | Natural Gas | Process Cooling | E3 | Participant - Cost of Operation | 0 | 0 | 0 | 0 | 0 | 0 | 0 | 0 | 0 | 0 | 0 | 0 | 0 | 0 | 0 | 0 | 0 | 0 | 0 | 0 | 0 | 0 | 0 | 0 | 0 | 0 | 0 | 0 | 0 | 0
F2_Industrial_Agriculture_New_Process_Natural Gas_Process Cooling_E4 | F2 | Industrial | Agriculture | New | Process | Natural Gas | Process Cooling | E4 | Participant - Cost of Operation | 0 | 0 | 0 | 0 | 0 | 0 | 0 | 0 | 0 | 0 | 0 | 0 | 0 | 0 | 0 | 0 | 0 | 0 | 0 | 0 | 0 | 0 | 0 | 0 | 0 | 0 | 0 | 0 | 0 | 0
F2_Industrial_Agriculture_New_Process_Natural Gas_Process Cooling_E5 | F2 | Industrial | Agriculture | New | Process | Natural Gas | Process Cooling | E5 | Participant - Cost of Operation | 0 | 0 | 0 | 0 | 0 | 0 | 0 | 0 | 0 | 0 | 0 | 0 | 0 | 0 | 0 | 0 | 0 | 0 | 0 | 0 | 0 | 0 | 0 | 0 | 0 | 0 | 0 | 0 | 0 | 0
F2_Industrial_Agriculture_New_Process_Natural Gas_Process Cooling_E6 | F2 | Industrial | Agriculture | New | Process | Natural Gas | Process Cooling | E6 | Participant - Cost of Operation | 0 | 0 | 0 | 0 | 0 | 0 | 0 | 0 | 0 | 0 | 0 | 0 | 0 | 0 | 0 | 0 | 0 | 0 | 0 | 0 | 0 | 0 | 0 | 0 | 0 | 0 | 0 | 0 | 0 | 0
F2_Industrial_Agriculture_New_Process_Natural Gas_Process Cooling_E7 | F2 | Industrial | Agriculture | New | Process | Natural Gas | Process Cooling | E7 | Participant - Cost of Operation | 0 | 0 | 0 | 0 | 0 | 0 | 0 | 0 | 0 | 0 | 0 | 0 | 0 | 0 | 0 | 0 | 0 | 0 | 0 | 0 | 0 | 0 | 0 | 0 | 0 | 0 | 0 | 0 | 0 | 0
F2_Industrial_Agriculture_New_Process_Natural Gas_Process Cooling_E8 | F2 | Industrial | Agriculture | New | Process | Natural Gas | Process Cooling | E8 | Participant - Cost of Operation | 0 | 0 | 0 | 0 | 0 | 0 | 0 | 0 | 0 | 0 | 0 | 0 | 0 | 0 | 0 | 0 | 0 | 0 | 0 | 0 | 0 | 0 | 0 | 0 | 0 | 0 | 0 | 0 | 0 | 0
F2_Industrial_Agriculture_New_Process_Natural Gas_Process Cooling_E9 | F2 | Industrial | Agriculture | New | Process | Natural Gas | Process Cooling | E9 | Participant - Cost of Operation | 0 | 0 | 0 | 0 | 0 | 0 | 0 | 0 | 0 | 0 | 0 | 0 | 0 | 0 | 0 | 0 | 0 | 0 | 0 | 0 | 0 | 0 | 0 | 0 | 0 | 0 | 0 | 0 | 0 | 0
F2_Industrial_Agriculture_New_Process_Natural Gas_Process Cooling_E10 | F2 | Industrial | Agriculture | New | Process | Natural Gas | Process Cooling | E10 | Participant - Cost of Operation | 0 | 0 | 0 | 0 | 0 | 0 | 0 | 0 | 0 | 0 | 0 | 0 | 0 | 0 | 0 | 0 | 0 | 0 | 0 | 0 | 0 | 0 | 0 | 0 | 0 | 0 | 0 | 0 | 0 | 0
F3_Industrial_Agriculture_New_Process_Natural Gas_Process Cooling_E1 | F3 | Industrial | Agriculture | New | Process | Natural Gas | Process Cooling | E1 | System - kBTUs of Conusmption | 15.3148 | 15.3148 | 15.3148 | 15.3148 | 15.3148 | 15.3148 | 15.3148 | 15.3148 | 15.3148 | 15.3148 | 15.3148 | 15.3148 | 15.3148 | 15.3148 | 15.3148 | 15.3148 | 15.3148 | 15.3148 | 15.3148 | 15.3148 | 15.3148 | 15.3148 | 0 | 0 | 0 | 0 | 0 | 0 | 0 | 0
F3_Industrial_Agriculture_New_Process_Natural Gas_Process Cooling_E2 | F3 | Industrial | Agriculture | New | Process | Natural Gas | Process Cooling | E2 | System - kBTUs of Conusmption | 0 | 0 | 0 | 0 | 0 | 0 | 0 | 0 | 0 | 0 | 0 | 0 | 0 | 0 | 0 | 0 | 0 | 0 | 0 | 0 | 0 | 0 | 0 | 0 | 0 | 0 | 0 | 0 | 0 | 0
F3_Industrial_Agriculture_New_Process_Natural Gas_Process Cooling_E3 | F3 | Industrial | Agriculture | New | Process | Natural Gas | Process Cooling | E3 | System - kBTUs of Conusmption | 0 | 0 | 0 | 0 | 0 | 0 | 0 | 0 | 0 | 0 | 0 | 0 | 0 | 0 | 0 | 0 | 0 | 0 | 0 | 0 | 0 | 0 | 0 | 0 | 0 | 0 | 0 | 0 | 0 | 0
F3_Industrial_Agriculture_New_Process_Natural Gas_Process Cooling_E4 | F3 | Industrial | Agriculture | New | Process | Natural Gas | Process Cooling | E4 | System - kBTUs of Conusmption | 0 | 0 | 0 | 0 | 0 | 0 | 0 | 0 | 0 | 0 | 0 | 0 | 0 | 0 | 0 | 0 | 0 | 0 | 0 | 0 | 0 | 0 | 0 | 0 | 0 | 0 | 0 | 0 | 0 | 0
F3_Industrial_Agriculture_New_Process_Natural Gas_Process Cooling_E5 | F3 | Industrial | Agriculture | New | Process | Natural Gas | Process Cooling | E5 | System - kBTUs of Conusmption | 0 | 0 | 0 | 0 | 0 | 0 | 0 | 0 | 0 | 0 | 0 | 0 | 0 | 0 | 0 | 0 | 0 | 0 | 0 | 0 | 0 | 0 | 0 | 0 | 0 | 0 | 0 | 0 | 0 | 0
F3_Industrial_Agriculture_New_Process_Natural Gas_Process Cooling_E6 | F3 | Industrial | Agriculture | New | Process | Natural Gas | Process Cooling | E6 | System - kBTUs of Conusmption | 0 | 0 | 0 | 0 | 0 | 0 | 0 | 0 | 0 | 0 | 0 | 0 | 0 | 0 | 0 | 0 | 0 | 0 | 0 | 0 | 0 | 0 | 0 | 0 | 0 | 0 | 0 | 0 | 0 | 0
F3_Industrial_Agriculture_New_Process_Natural Gas_Process Cooling_E7 | F3 | Industrial | Agriculture | New | Process | Natural Gas | Process Cooling | E7 | System - kBTUs of Conusmption | 0 | 0 | 0 | 0 | 0 | 0 | 0 | 0 | 0 | 0 | 0 | 0 | 0 | 0 | 0 | 0 | 0 | 0 | 0 | 0 | 0 | 0 | 0 | 0 | 0 | 0 | 0 | 0 | 0 | 0
F3_Industrial_Agriculture_New_Process_Natural Gas_Process Cooling_E8 | F3 | Industrial | Agriculture | New | Process | Natural Gas | Process Cooling | E8 | System - kBTUs of Conusmption | 0 | 0 | 0 | 0 | 0 | 0 | 0 | 0 | 0 | 0 | 0 | 0 | 0 | 0 | 0 | 0 | 0 | 0 | 0 | 0 | 0 | 0 | 0 | 0 | 0 | 0 | 0 | 0 | 0 | 0
F3_Industrial_Agriculture_New_Process_Natural Gas_Process Cooling_E9 | F3 | Industrial | Agriculture | New | Process | Natural Gas | Process Cooling | E9 | System - kBTUs of Conusmption | 0 | 0 | 0 | 0 | 0 | 0 | 0 | 0 | 0 | 0 | 0 | 0 | 0 | 0 | 0 | 0 | 0 | 0 | 0 | 0 | 0 | 0 | 0 | 0 | 0 | 0 | 0 | 0 | 0 | 0
F3_Industrial_Agriculture_New_Process_Natural Gas_Process Cooling_E10 | F3 | Industrial | Agriculture | New | Process | Natural Gas | Process Cooling | E10 | System - kBTUs of Conusmption | 0 | 0 | 0 | 0 | 0 | 0 | 0 | 0 | 0 | 0 | 0 | 0 | 0 | 0 | 0 | 0 | 0 | 0 | 0 | 0 | 0 | 0 | 0 | 0 | 0 | 0 | 0 | 0 | 0 | 0
F4_Industrial_Agriculture_New_Process_Natural Gas_Process Cooling_E1 | F4 | Industrial | Agriculture | New | Process | Natural Gas | Process Cooling | E1 | Utility - Cost of Equipment | 0.22938 | 0.22938 | 0.22938 | 0.22938 | 0.22938 | 0.22938 | 0.22938 | 0.22938 | 0.22938 | 0.22938 | 0.22938 | 0.22938 | 0.22938 | 0.22938 | 0.22938 | 0.22938 | 0.22938 | 0.22938 | 0.22938 | 0.22938 | 0.22938 | 0.22938 | 0 | 0 | 0 | 0 | 0 | 0 | 0 | 0
F4_Industrial_Agriculture_New_Process_Natural Gas_Process Cooling_E2 | F4 | Industrial | Agriculture | New | Process | Natural Gas | Process Cooling | E2 | Utility - Cost of Equipment | 0 | 0 | 0 | 0 | 0 | 0 | 0 | 0 | 0 | 0 | 0 | 0 | 0 | 0 | 0 | 0 | 0 | 0 | 0 | 0 | 0 | 0 | 0 | 0 | 0 | 0 | 0 | 0 | 0 | 0
F4_Industrial_Agriculture_New_Process_Natural Gas_Process Cooling_E3 | F4 | Industrial | Agriculture | New | Process | Natural Gas | Process Cooling | E3 | Utility - Cost of Equipment | 0 | 0 | 0 | 0 | 0 | 0 | 0 | 0 | 0 | 0 | 0 | 0 | 0 | 0 | 0 | 0 | 0 | 0 | 0 | 0 | 0 | 0 | 0 | 0 | 0 | 0 | 0 | 0 | 0 | 0
F4_Industrial_Agriculture_New_Process_Natural Gas_Process Cooling_E4 | F4 | Industrial | Agriculture | New | Process | Natural Gas | Process Cooling | E4 | Utility - Cost of Equipment | 0 | 0 | 0 | 0 | 0 | 0 | 0 | 0 | 0 | 0 | 0 | 0 | 0 | 0 | 0 | 0 | 0 | 0 | 0 | 0 | 0 | 0 | 0 | 0 | 0 | 0 | 0 | 0 | 0 | 0
F4_Industrial_Agriculture_New_Process_Natural Gas_Process Cooling_E5 | F4 | Industrial | Agriculture | New | Process | Natural Gas | Process Cooling | E5 | Utility - Cost of Equipment | 0 | 0 | 0 | 0 | 0 | 0 | 0 | 0 | 0 | 0 | 0 | 0 | 0 | 0 | 0 | 0 | 0 | 0 | 0 | 0 | 0 | 0 | 0 | 0 | 0 | 0 | 0 | 0 | 0 | 0
F4_Industrial_Agriculture_New_Process_Natural Gas_Process Cooling_E6 | F4 | Industrial | Agriculture | New | Process | Natural Gas | Process Cooling | E6 | Utility - Cost of Equipment | 0 | 0 | 0 | 0 | 0 | 0 | 0 | 0 | 0 | 0 | 0 | 0 | 0 | 0 | 0 | 0 | 0 | 0 | 0 | 0 | 0 | 0 | 0 | 0 | 0 | 0 | 0 | 0 | 0 | 0
F4_Industrial_Agriculture_New_Process_Natural Gas_Process Cooling_E7 | F4 | Industrial | Agriculture | New | Process | Natural Gas | Process Cooling | E7 | Utility - Cost of Equipment | 0 | 0 | 0 | 0 | 0 | 0 | 0 | 0 | 0 | 0 | 0 | 0 | 0 | 0 | 0 | 0 | 0 | 0 | 0 | 0 | 0 | 0 | 0 | 0 | 0 | 0 | 0 | 0 | 0 | 0
F4_Industrial_Agriculture_New_Process_Natural Gas_Process Cooling_E8 | F4 | Industrial | Agriculture | New | Process | Natural Gas | Process Cooling | E8 | Utility - Cost of Equipment | 0 | 0 | 0 | 0 | 0 | 0 | 0 | 0 | 0 | 0 | 0 | 0 | 0 | 0 | 0 | 0 | 0 | 0 | 0 | 0 | 0 | 0 | 0 | 0 | 0 | 0 | 0 | 0 | 0 | 0
F4_Industrial_Agriculture_New_Process_Natural Gas_Process Cooling_E9 | F4 | Industrial | Agriculture | New | Process | Natural Gas | Process Cooling | E9 | Utility - Cost of Equipment | 0 | 0 | 0 | 0 | 0 | 0 | 0 | 0 | 0 | 0 | 0 | 0 | 0 | 0 | 0 | 0 | 0 | 0 | 0 | 0 | 0 | 0 | 0 | 0 | 0 | 0 | 0 | 0 | 0 | 0
F4_Industrial_Agriculture_New_Process_Natural Gas_Process Cooling_E10 | F4 | Industrial | Agriculture | New | Process | Natural Gas | Process Cooling | E10 | Utility - Cost of Equipment | 0 | 0 | 0 | 0 | 0 | 0 | 0 | 0 | 0 | 0 | 0 | 0 | 0 | 0 | 0 | 0 | 0 | 0 | 0 | 0 | 0 | 0 | 0 | 0 | 0 | 0 | 0 | 0 | 0 | 0
F5_Industrial_Agriculture_New_Process_Natural Gas_Process Cooling_E1 | F5 | Industrial | Agriculture | New | Process | Natural Gas | Process Cooling | E1 | Utility - Cost of Operation | 0.082564 | 0.09026 | 0.09088 | 0.091495 | 0.088942 | 0.086233 | 0.083318 | 0.080843 | 0.078315 | 0.076492 | 0.074578 | 0.072699 | 0.070816 | 0.069023 | 0.067219 | 0.065407 | 0.063659 | 0.062008 | 0.060377 | 0.058929 | 0.057558 | 0.056218 | 0 | 0 | 0 | 0 | 0 | 0 | 0 | 0
F5_Industrial_Agriculture_New_Process_Natural Gas_Process Cooling_E2 | F5 | Industrial | Agriculture | New | Process | Natural Gas | Process Cooling | E2 | Utility - Cost of Operation | 0 | 0 | 0 | 0 | 0 | 0 | 0 | 0 | 0 | 0 | 0 | 0 | 0 | 0 | 0 | 0 | 0 | 0 | 0 | 0 | 0 | 0 | 0 | 0 | 0 | 0 | 0 | 0 | 0 | 0
F5_Industrial_Agriculture_New_Process_Natural Gas_Process Cooling_E3 | F5 | Industrial | Agriculture | New | Process | Natural Gas | Process Cooling | E3 | Utility - Cost of Operation | 0 | 0 | 0 | 0 | 0 | 0 | 0 | 0 | 0 | 0 | 0 | 0 | 0 | 0 | 0 | 0 | 0 | 0 | 0 | 0 | 0 | 0 | 0 | 0 | 0 | 0 | 0 | 0 | 0 | 0
F5_Industrial_Agriculture_New_Process_Natural Gas_Process Cooling_E4 | F5 | Industrial | Agriculture | New | Process | Natural Gas | Process Cooling | E4 | Utility - Cost of Operation | 0 | 0 | 0 | 0 | 0 | 0 | 0 | 0 | 0 | 0 | 0 | 0 | 0 | 0 | 0 | 0 | 0 | 0 | 0 | 0 | 0 | 0 | 0 | 0 | 0 | 0 | 0 | 0 | 0 | 0
F5_Industrial_Agriculture_New_Process_Natural Gas_Process Cooling_E5 | F5 | Industrial | Agriculture | New | Process | Natural Gas | Process Cooling | E5 | Utility - Cost of Operation | 0 | 0 | 0 | 0 | 0 | 0 | 0 | 0 | 0 | 0 | 0 | 0 | 0 | 0 | 0 | 0 | 0 | 0 | 0 | 0 | 0 | 0 | 0 | 0 | 0 | 0 | 0 | 0 | 0 | 0
F5_Industrial_Agriculture_New_Process_Natural Gas_Process Cooling_E6 | F5 | Industrial | Agriculture | New | Process | Natural Gas | Process Cooling | E6 | Utility - Cost of Operation | 0 | 0 | 0 | 0 | 0 | 0 | 0 | 0 | 0 | 0 | 0 | 0 | 0 | 0 | 0 | 0 | 0 | 0 | 0 | 0 | 0 | 0 | 0 | 0 | 0 | 0 | 0 | 0 | 0 | 0
F5_Industrial_Agriculture_New_Process_Natural Gas_Process Cooling_E7 | F5 | Industrial | Agriculture | New | Process | Natural Gas | Process Cooling | E7 | Utility - Cost of Operation | 0 | 0 | 0 | 0 | 0 | 0 | 0 | 0 | 0 | 0 | 0 | 0 | 0 | 0 | 0 | 0 | 0 | 0 | 0 | 0 | 0 | 0 | 0 | 0 | 0 | 0 | 0 | 0 | 0 | 0
F5_Industrial_Agriculture_New_Process_Natural Gas_Process Cooling_E8 | F5 | Industrial | Agriculture | New | Process | Natural Gas | Process Cooling | E8 | Utility - Cost of Operation | 0 | 0 | 0 | 0 | 0 | 0 | 0 | 0 | 0 | 0 | 0 | 0 | 0 | 0 | 0 | 0 | 0 | 0 | 0 | 0 | 0 | 0 | 0 | 0 | 0 | 0 | 0 | 0 | 0 | 0
F5_Industrial_Agriculture_New_Process_Natural Gas_Process Cooling_E9 | F5 | Industrial | Agriculture | New | Process | Natural Gas | Process Cooling | E9 | Utility - Cost of Operation | 0 | 0 | 0 | 0 | 0 | 0 | 0 | 0 | 0 | 0 | 0 | 0 | 0 | 0 | 0 | 0 | 0 | 0 | 0 | 0 | 0 | 0 | 0 | 0 | 0 | 0 | 0 | 0 | 0 | 0
F5_Industrial_Agriculture_New_Process_Natural Gas_Process Cooling_E10 | F5 | Industrial | Agriculture | New | Process | Natural Gas | Process Cooling | E10 | Utility - Cost of Operation | 0 | 0 | 0 | 0 | 0 | 0 | 0 | 0 | 0 | 0 | 0 | 0 | 0 | 0 | 0 | 0 | 0 | 0 | 0 | 0 | 0 | 0 | 0 | 0 | 0 | 0 | 0 | 0 | 0 | 0
F6_Industrial_Agriculture_New_Process_Natural Gas_Process Cooling_E1 | F6 | Industrial | Agriculture | New | Process | Natural Gas | Process Cooling | E1 | Utility - Value of Sales | 0.098917 | 0.10814 | 0.10888 | 0.10962 | 0.10656 | 0.10331 | 0.09982 | 0.096856 | 0.093826 | 0.091643 | 0.08935 | 0.087098 | 0.084842 | 0.082694 | 0.080533 | 0.078362 | 0.076268 | 0.074289 | 0.072335 | 0.070601 | 0.068958 | 0.067353 | 0 | 0 | 0 | 0 | 0 | 0 | 0 | 0
F6_Industrial_Agriculture_New_Process_Natural Gas_Process Cooling_E2 | F6 | Industrial | Agriculture | New | Process | Natural Gas | Process Cooling | E2 | Utility - Value of Sales | 0 | 0 | 0 | 0 | 0 | 0 | 0 | 0 | 0 | 0 | 0 | 0 | 0 | 0 | 0 | 0 | 0 | 0 | 0 | 0 | 0 | 0 | 0 | 0 | 0 | 0 | 0 | 0 | 0 | 0
F6_Industrial_Agriculture_New_Process_Natural Gas_Process Cooling_E3 | F6 | Industrial | Agriculture | New | Process | Natural Gas | Process Cooling | E3 | Utility - Value of Sales | 0 | 0 | 0 | 0 | 0 | 0 | 0 | 0 | 0 | 0 | 0 | 0 | 0 | 0 | 0 | 0 | 0 | 0 | 0 | 0 | 0 | 0 | 0 | 0 | 0 | 0 | 0 | 0 | 0 | 0
F6_Industrial_Agriculture_New_Process_Natural Gas_Process Cooling_E4 | F6 | Industrial | Agriculture | New | Process | Natural Gas | Process Cooling | E4 | Utility - Value of Sales | 0 | 0 | 0 | 0 | 0 | 0 | 0 | 0 | 0 | 0 | 0 | 0 | 0 | 0 | 0 | 0 | 0 | 0 | 0 | 0 | 0 | 0 | 0 | 0 | 0 | 0 | 0 | 0 | 0 | 0
F6_Industrial_Agriculture_New_Process_Natural Gas_Process Cooling_E5 | F6 | Industrial | Agriculture | New | Process | Natural Gas | Process Cooling | E5 | Utility - Value of Sales | 0 | 0 | 0 | 0 | 0 | 0 | 0 | 0 | 0 | 0 | 0 | 0 | 0 | 0 | 0 | 0 | 0 | 0 | 0 | 0 | 0 | 0 | 0 | 0 | 0 | 0 | 0 | 0 | 0 | 0
F6_Industrial_Agriculture_New_Process_Natural Gas_Process Cooling_E6 | F6 | Industrial | Agriculture | New | Process | Natural Gas | Process Cooling | E6 | Utility - Value of Sales | 0 | 0 | 0 | 0 | 0 | 0 | 0 | 0 | 0 | 0 | 0 | 0 | 0 | 0 | 0 | 0 | 0 | 0 | 0 | 0 | 0 | 0 | 0 | 0 | 0 | 0 | 0 | 0 | 0 | 0
F6_Industrial_Agriculture_New_Process_Natural Gas_Process Cooling_E7 | F6 | Industrial | Agriculture | New | Process | Natural Gas | Process Cooling | E7 | Utility - Value of Sales | 0 | 0 | 0 | 0 | 0 | 0 | 0 | 0 | 0 | 0 | 0 | 0 | 0 | 0 | 0 | 0 | 0 | 0 | 0 | 0 | 0 | 0 | 0 | 0 | 0 | 0 | 0 | 0 | 0 | 0
F6_Industrial_Agriculture_New_Process_Natural Gas_Process Cooling_E8 | F6 | Industrial | Agriculture | New | Process | Natural Gas | Process Cooling | E8 | Utility - Value of Sales | 0 | 0 | 0 | 0 | 0 | 0 | 0 | 0 | 0 | 0 | 0 | 0 | 0 | 0 | 0 | 0 | 0 | 0 | 0 | 0 | 0 | 0 | 0 | 0 | 0 | 0 | 0 | 0 | 0 | 0
F6_Industrial_Agriculture_New_Process_Natural Gas_Process Cooling_E9 | F6 | Industrial | Agriculture | New | Process | Natural Gas | Process Cooling | E9 | Utility - Value of Sales | 0 | 0 | 0 | 0 | 0 | 0 | 0 | 0 | 0 | 0 | 0 | 0 | 0 | 0 | 0 | 0 | 0 | 0 | 0 | 0 | 0 | 0 | 0 | 0 | 0 | 0 | 0 | 0 | 0 | 0
F6_Industrial_Agriculture_New_Process_Natural Gas_Process Cooling_E10 | F6 | Industrial | Agriculture | New | Process | Natural Gas | Process Cooling | E10 | Utility - Value of Sales | 0 | 0 | 0 | 0 | 0 | 0 | 0 | 0 | 0 | 0 | 0 | 0 | 0 | 0 | 0 | 0 | 0 | 0 | 0 | 0 | 0 | 0 | 0 | 0 | 0 | 0 | 0 | 0 | 0 | 0
F1_Industrial_Agriculture_New_Process_Natural Gas_Other Process_E1 | F1 | Industrial | Agriculture | New | Process | Natural Gas | Other Process | E1 | Participant - Cost of Equipment | 0.22938 | 0.22938 | 0.22938 | 0.22938 | 0.22938 | 0.22938 | 0.22938 | 0.22938 | 0.22938 | 0.22938 | 0.22938 | 0.22938 | 0.22938 | 0.22938 | 0.22938 | 0.22938 | 0.22938 | 0.22938 | 0.22938 | 0.22938 | 0.22938 | 0.22938 | 0 | 0 | 0 | 0 | 0 | 0 | 0 | 0
F1_Industrial_Agriculture_New_Process_Natural Gas_Other Process_E2 | F1 | Industrial | Agriculture | New | Process | Natural Gas | Other Process | E2 | Participant - Cost of Equipment | 0 | 0 | 0 | 0 | 0 | 0 | 0 | 0 | 0 | 0 | 0 | 0 | 0 | 0 | 0 | 0 | 0 | 0 | 0 | 0 | 0 | 0 | 0 | 0 | 0 | 0 | 0 | 0 | 0 | 0
F1_Industrial_Agriculture_New_Process_Natural Gas_Other Process_E3 | F1 | Industrial | Agriculture | New | Process | Natural Gas | Other Process | E3 | Participant - Cost of Equipment | 0 | 0 | 0 | 0 | 0 | 0 | 0 | 0 | 0 | 0 | 0 | 0 | 0 | 0 | 0 | 0 | 0 | 0 | 0 | 0 | 0 | 0 | 0 | 0 | 0 | 0 | 0 | 0 | 0 | 0
F1_Industrial_Agriculture_New_Process_Natural Gas_Other Process_E4 | F1 | Industrial | Agriculture | New | Process | Natural Gas | Other Process | E4 | Participant - Cost of Equipment | 0 | 0 | 0 | 0 | 0 | 0 | 0 | 0 | 0 | 0 | 0 | 0 | 0 | 0 | 0 | 0 | 0 | 0 | 0 | 0 | 0 | 0 | 0 | 0 | 0 | 0 | 0 | 0 | 0 | 0
F1_Industrial_Agriculture_New_Process_Natural Gas_Other Process_E5 | F1 | Industrial | Agriculture | New | Process | Natural Gas | Other Process | E5 | Participant - Cost of Equipment | 0 | 0 | 0 | 0 | 0 | 0 | 0 | 0 | 0 | 0 | 0 | 0 | 0 | 0 | 0 | 0 | 0 | 0 | 0 | 0 | 0 | 0 | 0 | 0 | 0 | 0 | 0 | 0 | 0 | 0
F1_Industrial_Agriculture_New_Process_Natural Gas_Other Process_E6 | F1 | Industrial | Agriculture | New | Process | Natural Gas | Other Process | E6 | Participant - Cost of Equipment | 0 | 0 | 0 | 0 | 0 | 0 | 0 | 0 | 0 | 0 | 0 | 0 | 0 | 0 | 0 | 0 | 0 | 0 | 0 | 0 | 0 | 0 | 0 | 0 | 0 | 0 | 0 | 0 | 0 | 0
F1_Industrial_Agriculture_New_Process_Natural Gas_Other Process_E7 | F1 | Industrial | Agriculture | New | Process | Natural Gas | Other Process | E7 | Participant - Cost of Equipment | 0 | 0 | 0 | 0 | 0 | 0 | 0 | 0 | 0 | 0 | 0 | 0 | 0 | 0 | 0 | 0 | 0 | 0 | 0 | 0 | 0 | 0 | 0 | 0 | 0 | 0 | 0 | 0 | 0 | 0
F1_Industrial_Agriculture_New_Process_Natural Gas_Other Process_E8 | F1 | Industrial | Agriculture | New | Process | Natural Gas | Other Process | E8 | Participant - Cost of Equipment | 0 | 0 | 0 | 0 | 0 | 0 | 0 | 0 | 0 | 0 | 0 | 0 | 0 | 0 | 0 | 0 | 0 | 0 | 0 | 0 | 0 | 0 | 0 | 0 | 0 | 0 | 0 | 0 | 0 | 0
F1_Industrial_Agriculture_New_Process_Natural Gas_Other Process_E9 | F1 | Industrial | Agriculture | New | Process | Natural Gas | Other Process | E9 | Participant - Cost of Equipment | 0 | 0 | 0 | 0 | 0 | 0 | 0 | 0 | 0 | 0 | 0 | 0 | 0 | 0 | 0 | 0 | 0 | 0 | 0 | 0 | 0 | 0 | 0 | 0 | 0 | 0 | 0 | 0 | 0 | 0
F1_Industrial_Agriculture_New_Process_Natural Gas_Other Process_E10 | F1 | Industrial | Agriculture | New | Process | Natural Gas | Other Process | E10 | Participant - Cost of Equipment | 0 | 0 | 0 | 0 | 0 | 0 | 0 | 0 | 0 | 0 | 0 | 0 | 0 | 0 | 0 | 0 | 0 | 0 | 0 | 0 | 0 | 0 | 0 | 0 | 0 | 0 | 0 | 0 | 0 | 0
F2_Industrial_Agriculture_New_Process_Natural Gas_Other Process_E1 | F2 | Industrial | Agriculture | New | Process | Natural Gas | Other Process | E1 | Participant - Cost of Operation | 1.8395 | 2.0109 | 2.0247 | 2.0384 | 1.9816 | 1.9212 | 1.8563 | 1.8011 | 1.7448 | 1.7042 | 1.6615 | 1.6197 | 1.5777 | 1.5378 | 1.4976 | 1.4572 | 1.4183 | 1.3815 | 1.3451 | 1.3129 | 1.2823 | 1.2525 | 0 | 0 | 0 | 0 | 0 | 0 | 0 | 0
F2_Industrial_Agriculture_New_Process_Natural Gas_Other Process_E2 | F2 | Industrial | Agriculture | New | Process | Natural Gas | Other Process | E2 | Participant - Cost of Operation | 0 | 0 | 0 | 0 | 0 | 0 | 0 | 0 | 0 | 0 | 0 | 0 | 0 | 0 | 0 | 0 | 0 | 0 | 0 | 0 | 0 | 0 | 0 | 0 | 0 | 0 | 0 | 0 | 0 | 0
F2_Industrial_Agriculture_New_Process_Natural Gas_Other Process_E3 | F2 | Industrial | Agriculture | New | Process | Natural Gas | Other Process | E3 | Participant - Cost of Operation | 0 | 0 | 0 | 0 | 0 | 0 | 0 | 0 | 0 | 0 | 0 | 0 | 0 | 0 | 0 | 0 | 0 | 0 | 0 | 0 | 0 | 0 | 0 | 0 | 0 | 0 | 0 | 0 | 0 | 0
F2_Industrial_Agriculture_New_Process_Natural Gas_Other Process_E4 | F2 | Industrial | Agriculture | New | Process | Natural Gas | Other Process | E4 | Participant - Cost of Operation | 0 | 0 | 0 | 0 | 0 | 0 | 0 | 0 | 0 | 0 | 0 | 0 | 0 | 0 | 0 | 0 | 0 | 0 | 0 | 0 | 0 | 0 | 0 | 0 | 0 | 0 | 0 | 0 | 0 | 0
F2_Industrial_Agriculture_New_Process_Natural Gas_Other Process_E5 | F2 | Industrial | Agriculture | New | Process | Natural Gas | Other Process | E5 | Participant - Cost of Operation | 0 | 0 | 0 | 0 | 0 | 0 | 0 | 0 | 0 | 0 | 0 | 0 | 0 | 0 | 0 | 0 | 0 | 0 | 0 | 0 | 0 | 0 | 0 | 0 | 0 | 0 | 0 | 0 | 0 | 0
F2_Industrial_Agriculture_New_Process_Natural Gas_Other Process_E6 | F2 | Industrial | Agriculture | New | Process | Natural Gas | Other Process | E6 | Participant - Cost of Operation | 0 | 0 | 0 | 0 | 0 | 0 | 0 | 0 | 0 | 0 | 0 | 0 | 0 | 0 | 0 | 0 | 0 | 0 | 0 | 0 | 0 | 0 | 0 | 0 | 0 | 0 | 0 | 0 | 0 | 0
F2_Industrial_Agriculture_New_Process_Natural Gas_Other Process_E7 | F2 | Industrial | Agriculture | New | Process | Natural Gas | Other Process | E7 | Participant - Cost of Operation | 0 | 0 | 0 | 0 | 0 | 0 | 0 | 0 | 0 | 0 | 0 | 0 | 0 | 0 | 0 | 0 | 0 | 0 | 0 | 0 | 0 | 0 | 0 | 0 | 0 | 0 | 0 | 0 | 0 | 0
F2_Industrial_Agriculture_New_Process_Natural Gas_Other Process_E8 | F2 | Industrial | Agriculture | New | Process | Natural Gas | Other Process | E8 | Participant - Cost of Operation | 0 | 0 | 0 | 0 | 0 | 0 | 0 | 0 | 0 | 0 | 0 | 0 | 0 | 0 | 0 | 0 | 0 | 0 | 0 | 0 | 0 | 0 | 0 | 0 | 0 | 0 | 0 | 0 | 0 | 0
F2_Industrial_Agriculture_New_Process_Natural Gas_Other Process_E9 | F2 | Industrial | Agriculture | New | Process | Natural Gas | Other Process | E9 | Participant - Cost of Operation | 0 | 0 | 0 | 0 | 0 | 0 | 0 | 0 | 0 | 0 | 0 | 0 | 0 | 0 | 0 | 0 | 0 | 0 | 0 | 0 | 0 | 0 | 0 | 0 | 0 | 0 | 0 | 0 | 0 | 0
F2_Industrial_Agriculture_New_Process_Natural Gas_Other Process_E10 | F2 | Industrial | Agriculture | New | Process | Natural Gas | Other Process | E10 | Participant - Cost of Operation | 0 | 0 | 0 | 0 | 0 | 0 | 0 | 0 | 0 | 0 | 0 | 0 | 0 | 0 | 0 | 0 | 0 | 0 | 0 | 0 | 0 | 0 | 0 | 0 | 0 | 0 | 0 | 0 | 0 | 0
F3_Industrial_Agriculture_New_Process_Natural Gas_Other Process_E1 | F3 | Industrial | Agriculture | New | Process | Natural Gas | Other Process | E1 | System - kBTUs of Conusmption | 284.7944 | 284.7944 | 284.7944 | 284.7944 | 284.7944 | 284.7944 | 284.7944 | 284.7944 | 284.7944 | 284.7944 | 284.7944 | 284.7944 | 284.7944 | 284.7944 | 284.7944 | 284.7944 | 284.7944 | 284.7944 | 284.7944 | 284.7944 | 284.7944 | 284.7944 | 0 | 0 | 0 | 0 | 0 | 0 | 0 | 0
F3_Industrial_Agriculture_New_Process_Natural Gas_Other Process_E2 | F3 | Industrial | Agriculture | New | Process | Natural Gas | Other Process | E2 | System - kBTUs of Conusmption | 0 | 0 | 0 | 0 | 0 | 0 | 0 | 0 | 0 | 0 | 0 | 0 | 0 | 0 | 0 | 0 | 0 | 0 | 0 | 0 | 0 | 0 | 0 | 0 | 0 | 0 | 0 | 0 | 0 | 0
F3_Industrial_Agriculture_New_Process_Natural Gas_Other Process_E3 | F3 | Industrial | Agriculture | New | Process | Natural Gas | Other Process | E3 | System - kBTUs of Conusmption | 0 | 0 | 0 | 0 | 0 | 0 | 0 | 0 | 0 | 0 | 0 | 0 | 0 | 0 | 0 | 0 | 0 | 0 | 0 | 0 | 0 | 0 | 0 | 0 | 0 | 0 | 0 | 0 | 0 | 0
F3_Industrial_Agriculture_New_Process_Natural Gas_Other Process_E4 | F3 | Industrial | Agriculture | New | Process | Natural Gas | Other Process | E4 | System - kBTUs of Conusmption | 0 | 0 | 0 | 0 | 0 | 0 | 0 | 0 | 0 | 0 | 0 | 0 | 0 | 0 | 0 | 0 | 0 | 0 | 0 | 0 | 0 | 0 | 0 | 0 | 0 | 0 | 0 | 0 | 0 | 0
F3_Industrial_Agriculture_New_Process_Natural Gas_Other Process_E5 | F3 | Industrial | Agriculture | New | Process | Natural Gas | Other Process | E5 | System - kBTUs of Conusmption | 0 | 0 | 0 | 0 | 0 | 0 | 0 | 0 | 0 | 0 | 0 | 0 | 0 | 0 | 0 | 0 | 0 | 0 | 0 | 0 | 0 | 0 | 0 | 0 | 0 | 0 | 0 | 0 | 0 | 0
F3_Industrial_Agriculture_New_Process_Natural Gas_Other Process_E6 | F3 | Industrial | Agriculture | New | Process | Natural Gas | Other Process | E6 | System - kBTUs of Conusmption | 0 | 0 | 0 | 0 | 0 | 0 | 0 | 0 | 0 | 0 | 0 | 0 | 0 | 0 | 0 | 0 | 0 | 0 | 0 | 0 | 0 | 0 | 0 | 0 | 0 | 0 | 0 | 0 | 0 | 0
F3_Industrial_Agriculture_New_Process_Natural Gas_Other Process_E7 | F3 | Industrial | Agriculture | New | Process | Natural Gas | Other Process | E7 | System - kBTUs of Conusmption | 0 | 0 | 0 | 0 | 0 | 0 | 0 | 0 | 0 | 0 | 0 | 0 | 0 | 0 | 0 | 0 | 0 | 0 | 0 | 0 | 0 | 0 | 0 | 0 | 0 | 0 | 0 | 0 | 0 | 0
F3_Industrial_Agriculture_New_Process_Natural Gas_Other Process_E8 | F3 | Industrial | Agriculture | New | Process | Natural Gas | Other Process | E8 | System - kBTUs of Conusmption | 0 | 0 | 0 | 0 | 0 | 0 | 0 | 0 | 0 | 0 | 0 | 0 | 0 | 0 | 0 | 0 | 0 | 0 | 0 | 0 | 0 | 0 | 0 | 0 | 0 | 0 | 0 | 0 | 0 | 0
F3_Industrial_Agriculture_New_Process_Natural Gas_Other Process_E9 | F3 | Industrial | Agriculture | New | Process | Natural Gas | Other Process | E9 | System - kBTUs of Conusmption | 0 | 0 | 0 | 0 | 0 | 0 | 0 | 0 | 0 | 0 | 0 | 0 | 0 | 0 | 0 | 0 | 0 | 0 | 0 | 0 | 0 | 0 | 0 | 0 | 0 | 0 | 0 | 0 | 0 | 0
F3_Industrial_Agriculture_New_Process_Natural Gas_Other Process_E10 | F3 | Industrial | Agriculture | New | Process | Natural Gas | Other Process | E10 | System - kBTUs of Conusmption | 0 | 0 | 0 | 0 | 0 | 0 | 0 | 0 | 0 | 0 | 0 | 0 | 0 | 0 | 0 | 0 | 0 | 0 | 0 | 0 | 0 | 0 | 0 | 0 | 0 | 0 | 0 | 0 | 0 | 0
F4_Industrial_Agriculture_New_Process_Natural Gas_Other Process_E1 | F4 | Industrial | Agriculture | New | Process | Natural Gas | Other Process | E1 | Utility - Cost of Equipment | 0.22938 | 0.22938 | 0.22938 | 0.22938 | 0.22938 | 0.22938 | 0.22938 | 0.22938 | 0.22938 | 0.22938 | 0.22938 | 0.22938 | 0.22938 | 0.22938 | 0.22938 | 0.22938 | 0.22938 | 0.22938 | 0.22938 | 0.22938 | 0.22938 | 0.22938 | 0 | 0 | 0 | 0 | 0 | 0 | 0 | 0
F4_Industrial_Agriculture_New_Process_Natural Gas_Other Process_E2 | F4 | Industrial | Agriculture | New | Process | Natural Gas | Other Process | E2 | Utility - Cost of Equipment | 0 | 0 | 0 | 0 | 0 | 0 | 0 | 0 | 0 | 0 | 0 | 0 | 0 | 0 | 0 | 0 | 0 | 0 | 0 | 0 | 0 | 0 | 0 | 0 | 0 | 0 | 0 | 0 | 0 | 0
F4_Industrial_Agriculture_New_Process_Natural Gas_Other Process_E3 | F4 | Industrial | Agriculture | New | Process | Natural Gas | Other Process | E3 | Utility - Cost of Equipment | 0 | 0 | 0 | 0 | 0 | 0 | 0 | 0 | 0 | 0 | 0 | 0 | 0 | 0 | 0 | 0 | 0 | 0 | 0 | 0 | 0 | 0 | 0 | 0 | 0 | 0 | 0 | 0 | 0 | 0
F4_Industrial_Agriculture_New_Process_Natural Gas_Other Process_E4 | F4 | Industrial | Agriculture | New | Process | Natural Gas | Other Process | E4 | Utility - Cost of Equipment | 0 | 0 | 0 | 0 | 0 | 0 | 0 | 0 | 0 | 0 | 0 | 0 | 0 | 0 | 0 | 0 | 0 | 0 | 0 | 0 | 0 | 0 | 0 | 0 | 0 | 0 | 0 | 0 | 0 | 0
F4_Industrial_Agriculture_New_Process_Natural Gas_Other Process_E5 | F4 | Industrial | Agriculture | New | Process | Natural Gas | Other Process | E5 | Utility - Cost of Equipment | 0 | 0 | 0 | 0 | 0 | 0 | 0 | 0 | 0 | 0 | 0 | 0 | 0 | 0 | 0 | 0 | 0 | 0 | 0 | 0 | 0 | 0 | 0 | 0 | 0 | 0 | 0 | 0 | 0 | 0
F4_Industrial_Agriculture_New_Process_Natural Gas_Other Process_E6 | F4 | Industrial | Agriculture | New | Process | Natural Gas | Other Process | E6 | Utility - Cost of Equipment | 0 | 0 | 0 | 0 | 0 | 0 | 0 | 0 | 0 | 0 | 0 | 0 | 0 | 0 | 0 | 0 | 0 | 0 | 0 | 0 | 0 | 0 | 0 | 0 | 0 | 0 | 0 | 0 | 0 | 0
F4_Industrial_Agriculture_New_Process_Natural Gas_Other Process_E7 | F4 | Industrial | Agriculture | New | Process | Natural Gas | Other Process | E7 | Utility - Cost of Equipment | 0 | 0 | 0 | 0 | 0 | 0 | 0 | 0 | 0 | 0 | 0 | 0 | 0 | 0 | 0 | 0 | 0 | 0 | 0 | 0 | 0 | 0 | 0 | 0 | 0 | 0 | 0 | 0 | 0 | 0
F4_Industrial_Agriculture_New_Process_Natural Gas_Other Process_E8 | F4 | Industrial | Agriculture | New | Process | Natural Gas | Other Process | E8 | Utility - Cost of Equipment | 0 | 0 | 0 | 0 | 0 | 0 | 0 | 0 | 0 | 0 | 0 | 0 | 0 | 0 | 0 | 0 | 0 | 0 | 0 | 0 | 0 | 0 | 0 | 0 | 0 | 0 | 0 | 0 | 0 | 0
F4_Industrial_Agriculture_New_Process_Natural Gas_Other Process_E9 | F4 | Industrial | Agriculture | New | Process | Natural Gas | Other Process | E9 | Utility - Cost of Equipment | 0 | 0 | 0 | 0 | 0 | 0 | 0 | 0 | 0 | 0 | 0 | 0 | 0 | 0 | 0 | 0 | 0 | 0 | 0 | 0 | 0 | 0 | 0 | 0 | 0 | 0 | 0 | 0 | 0 | 0
F4_Industrial_Agriculture_New_Process_Natural Gas_Other Process_E10 | F4 | Industrial | Agriculture | New | Process | Natural Gas | Other Process | E10 | Utility - Cost of Equipment | 0 | 0 | 0 | 0 | 0 | 0 | 0 | 0 | 0 | 0 | 0 | 0 | 0 | 0 | 0 | 0 | 0 | 0 | 0 | 0 | 0 | 0 | 0 | 0 | 0 | 0 | 0 | 0 | 0 | 0
F5_Industrial_Agriculture_New_Process_Natural Gas_Other Process_E1 | F5 | Industrial | Agriculture | New | Process | Natural Gas | Other Process | E1 | Utility - Cost of Operation | 1.5354 | 1.6785 | 1.69 | 1.7014 | 1.654 | 1.6036 | 1.5494 | 1.5034 | 1.4563 | 1.4224 | 1.3869 | 1.3519 | 1.3169 | 1.2836 | 1.25 | 1.2163 | 1.1838 | 1.1531 | 1.1228 | 1.0958 | 1.0703 | 1.0454 | 0 | 0 | 0 | 0 | 0 | 0 | 0 | 0
F5_Industrial_Agriculture_New_Process_Natural Gas_Other Process_E2 | F5 | Industrial | Agriculture | New | Process | Natural Gas | Other Process | E2 | Utility - Cost of Operation | 0 | 0 | 0 | 0 | 0 | 0 | 0 | 0 | 0 | 0 | 0 | 0 | 0 | 0 | 0 | 0 | 0 | 0 | 0 | 0 | 0 | 0 | 0 | 0 | 0 | 0 | 0 | 0 | 0 | 0
F5_Industrial_Agriculture_New_Process_Natural Gas_Other Process_E3 | F5 | Industrial | Agriculture | New | Process | Natural Gas | Other Process | E3 | Utility - Cost of Operation | 0 | 0 | 0 | 0 | 0 | 0 | 0 | 0 | 0 | 0 | 0 | 0 | 0 | 0 | 0 | 0 | 0 | 0 | 0 | 0 | 0 | 0 | 0 | 0 | 0 | 0 | 0 | 0 | 0 | 0
F5_Industrial_Agriculture_New_Process_Natural Gas_Other Process_E4 | F5 | Industrial | Agriculture | New | Process | Natural Gas | Other Process | E4 | Utility - Cost of Operation | 0 | 0 | 0 | 0 | 0 | 0 | 0 | 0 | 0 | 0 | 0 | 0 | 0 | 0 | 0 | 0 | 0 | 0 | 0 | 0 | 0 | 0 | 0 | 0 | 0 | 0 | 0 | 0 | 0 | 0
F5_Industrial_Agriculture_New_Process_Natural Gas_Other Process_E5 | F5 | Industrial | Agriculture | New | Process | Natural Gas | Other Process | E5 | Utility - Cost of Operation | 0 | 0 | 0 | 0 | 0 | 0 | 0 | 0 | 0 | 0 | 0 | 0 | 0 | 0 | 0 | 0 | 0 | 0 | 0 | 0 | 0 | 0 | 0 | 0 | 0 | 0 | 0 | 0 | 0 | 0
F5_Industrial_Agriculture_New_Process_Natural Gas_Other Process_E6 | F5 | Industrial | Agriculture | New | Process | Natural Gas | Other Process | E6 | Utility - Cost of Operation | 0 | 0 | 0 | 0 | 0 | 0 | 0 | 0 | 0 | 0 | 0 | 0 | 0 | 0 | 0 | 0 | 0 | 0 | 0 | 0 | 0 | 0 | 0 | 0 | 0 | 0 | 0 | 0 | 0 | 0
F5_Industrial_Agriculture_New_Process_Natural Gas_Other Process_E7 | F5 | Industrial | Agriculture | New | Process | Natural Gas | Other Process | E7 | Utility - Cost of Operation | 0 | 0 | 0 | 0 | 0 | 0 | 0 | 0 | 0 | 0 | 0 | 0 | 0 | 0 | 0 | 0 | 0 | 0 | 0 | 0 | 0 | 0 | 0 | 0 | 0 | 0 | 0 | 0 | 0 | 0
F5_Industrial_Agriculture_New_Process_Natural Gas_Other Process_E8 | F5 | Industrial | Agriculture | New | Process | Natural Gas | Other Process | E8 | Utility - Cost of Operation | 0 | 0 | 0 | 0 | 0 | 0 | 0 | 0 | 0 | 0 | 0 | 0 | 0 | 0 | 0 | 0 | 0 | 0 | 0 | 0 | 0 | 0 | 0 | 0 | 0 | 0 | 0 | 0 | 0 | 0
F5_Industrial_Agriculture_New_Process_Natural Gas_Other Process_E9 | F5 | Industrial | Agriculture | New | Process | Natural Gas | Other Process | E9 | Utility - Cost of Operation | 0 | 0 | 0 | 0 | 0 | 0 | 0 | 0 | 0 | 0 | 0 | 0 | 0 | 0 | 0 | 0 | 0 | 0 | 0 | 0 | 0 | 0 | 0 | 0 | 0 | 0 | 0 | 0 | 0 | 0
F5_Industrial_Agriculture_New_Process_Natural Gas_Other Process_E10 | F5 | Industrial | Agriculture | New | Process | Natural Gas | Other Process | E10 | Utility - Cost of Operation | 0 | 0 | 0 | 0 | 0 | 0 | 0 | 0 | 0 | 0 | 0 | 0 | 0 | 0 | 0 | 0 | 0 | 0 | 0 | 0 | 0 | 0 | 0 | 0 | 0 | 0 | 0 | 0 | 0 | 0
F6_Industrial_Agriculture_New_Process_Natural Gas_Other Process_E1 | F6 | Industrial | Agriculture | New | Process | Natural Gas | Other Process | E1 | Utility - Value of Sales | 1.8395 | 2.0109 | 2.0247 | 2.0384 | 1.9816 | 1.9212 | 1.8563 | 1.8011 | 1.7448 | 1.7042 | 1.6615 | 1.6197 | 1.5777 | 1.5378 | 1.4976 | 1.4572 | 1.4183 | 1.3815 | 1.3451 | 1.3129 | 1.2823 | 1.2525 | 0 | 0 | 0 | 0 | 0 | 0 | 0 | 0
F6_Industrial_Agriculture_New_Process_Natural Gas_Other Process_E2 | F6 | Industrial | Agriculture | New | Process | Natural Gas | Other Process | E2 | Utility - Value of Sales | 0 | 0 | 0 | 0 | 0 | 0 | 0 | 0 | 0 | 0 | 0 | 0 | 0 | 0 | 0 | 0 | 0 | 0 | 0 | 0 | 0 | 0 | 0 | 0 | 0 | 0 | 0 | 0 | 0 | 0
F6_Industrial_Agriculture_New_Process_Natural Gas_Other Process_E3 | F6 | Industrial | Agriculture | New | Process | Natural Gas | Other Process | E3 | Utility - Value of Sales | 0 | 0 | 0 | 0 | 0 | 0 | 0 | 0 | 0 | 0 | 0 | 0 | 0 | 0 | 0 | 0 | 0 | 0 | 0 | 0 | 0 | 0 | 0 | 0 | 0 | 0 | 0 | 0 | 0 | 0
F6_Industrial_Agriculture_New_Process_Natural Gas_Other Process_E4 | F6 | Industrial | Agriculture | New | Process | Natural Gas | Other Process | E4 | Utility - Value of Sales | 0 | 0 | 0 | 0 | 0 | 0 | 0 | 0 | 0 | 0 | 0 | 0 | 0 | 0 | 0 | 0 | 0 | 0 | 0 | 0 | 0 | 0 | 0 | 0 | 0 | 0 | 0 | 0 | 0 | 0
F6_Industrial_Agriculture_New_Process_Natural Gas_Other Process_E5 | F6 | Industrial | Agriculture | New | Process | Natural Gas | Other Process | E5 | Utility - Value of Sales | 0 | 0 | 0 | 0 | 0 | 0 | 0 | 0 | 0 | 0 | 0 | 0 | 0 | 0 | 0 | 0 | 0 | 0 | 0 | 0 | 0 | 0 | 0 | 0 | 0 | 0 | 0 | 0 | 0 | 0
F6_Industrial_Agriculture_New_Process_Natural Gas_Other Process_E6 | F6 | Industrial | Agriculture | New | Process | Natural Gas | Other Process | E6 | Utility - Value of Sales | 0 | 0 | 0 | 0 | 0 | 0 | 0 | 0 | 0 | 0 | 0 | 0 | 0 | 0 | 0 | 0 | 0 | 0 | 0 | 0 | 0 | 0 | 0 | 0 | 0 | 0 | 0 | 0 | 0 | 0
F6_Industrial_Agriculture_New_Process_Natural Gas_Other Process_E7 | F6 | Industrial | Agriculture | New | Process | Natural Gas | Other Process | E7 | Utility - Value of Sales | 0 | 0 | 0 | 0 | 0 | 0 | 0 | 0 | 0 | 0 | 0 | 0 | 0 | 0 | 0 | 0 | 0 | 0 | 0 | 0 | 0 | 0 | 0 | 0 | 0 | 0 | 0 | 0 | 0 | 0
F6_Industrial_Agriculture_New_Process_Natural Gas_Other Process_E8 | F6 | Industrial | Agriculture | New | Process | Natural Gas | Other Process | E8 | Utility - Value of Sales | 0 | 0 | 0 | 0 | 0 | 0 | 0 | 0 | 0 | 0 | 0 | 0 | 0 | 0 | 0 | 0 | 0 | 0 | 0 | 0 | 0 | 0 | 0 | 0 | 0 | 0 | 0 | 0 | 0 | 0
F6_Industrial_Agriculture_New_Process_Natural Gas_Other Process_E9 | F6 | Industrial | Agriculture | New | Process | Natural Gas | Other Process | E9 | Utility - Value of Sales | 0 | 0 | 0 | 0 | 0 | 0 | 0 | 0 | 0 | 0 | 0 | 0 | 0 | 0 | 0 | 0 | 0 | 0 | 0 | 0 | 0 | 0 | 0 | 0 | 0 | 0 | 0 | 0 | 0 | 0
F6_Industrial_Agriculture_New_Process_Natural Gas_Other Process_E10 | F6 | Industrial | Agriculture | New | Process | Natural Gas | Other Process | E10 | Utility - Value of Sales | 0 | 0 | 0 | 0 | 0 | 0 | 0 | 0 | 0 | 0 | 0 | 0 | 0 | 0 | 0 | 0 | 0 | 0 | 0 | 0 | 0 | 0 | 0 | 0 | 0 | 0 | 0 | 0 | 0 | 0
F1_Industrial_Agriculture_New_Miscellaneous_Natural Gas_Miscellaneous_E1 | F1 | Industrial | Agriculture | New | Miscellaneous | Natural Gas | Miscellaneous | E1 | Participant - Cost of Equipment | 0.22938 | 0.22938 | 0.22938 | 0.22938 | 0.22938 | 0.22938 | 0.22938 | 0.22938 | 0.22938 | 0.22938 | 0.22938 | 0.22938 | 0.22938 | 0.22938 | 0.22938 | 0.22938 | 0.22938 | 0.22938 | 0.22938 | 0.22938 | 0.22938 | 0.22938 | 0 | 0 | 0 | 0 | 0 | 0 | 0 | 0
F1_Industrial_Agriculture_New_Miscellaneous_Natural Gas_Miscellaneous_E2 | F1 | Industrial | Agriculture | New | Miscellaneous | Natural Gas | Miscellaneous | E2 | Participant - Cost of Equipment | 0 | 0 | 0 | 0 | 0 | 0 | 0 | 0 | 0 | 0 | 0 | 0 | 0 | 0 | 0 | 0 | 0 | 0 | 0 | 0 | 0 | 0 | 0 | 0 | 0 | 0 | 0 | 0 | 0 | 0
F1_Industrial_Agriculture_New_Miscellaneous_Natural Gas_Miscellaneous_E3 | F1 | Industrial | Agriculture | New | Miscellaneous | Natural Gas | Miscellaneous | E3 | Participant - Cost of Equipment | 0 | 0 | 0 | 0 | 0 | 0 | 0 | 0 | 0 | 0 | 0 | 0 | 0 | 0 | 0 | 0 | 0 | 0 | 0 | 0 | 0 | 0 | 0 | 0 | 0 | 0 | 0 | 0 | 0 | 0
F1_Industrial_Agriculture_New_Miscellaneous_Natural Gas_Miscellaneous_E4 | F1 | Industrial | Agriculture | New | Miscellaneous | Natural Gas | Miscellaneous | E4 | Participant - Cost of Equipment | 0 | 0 | 0 | 0 | 0 | 0 | 0 | 0 | 0 | 0 | 0 | 0 | 0 | 0 | 0 | 0 | 0 | 0 | 0 | 0 | 0 | 0 | 0 | 0 | 0 | 0 | 0 | 0 | 0 | 0
F1_Industrial_Agriculture_New_Miscellaneous_Natural Gas_Miscellaneous_E5 | F1 | Industrial | Agriculture | New | Miscellaneous | Natural Gas | Miscellaneous | E5 | Participant - Cost of Equipment | 0 | 0 | 0 | 0 | 0 | 0 | 0 | 0 | 0 | 0 | 0 | 0 | 0 | 0 | 0 | 0 | 0 | 0 | 0 | 0 | 0 | 0 | 0 | 0 | 0 | 0 | 0 | 0 | 0 | 0
F1_Industrial_Agriculture_New_Miscellaneous_Natural Gas_Miscellaneous_E6 | F1 | Industrial | Agriculture | New | Miscellaneous | Natural Gas | Miscellaneous | E6 | Participant - Cost of Equipment | 0 | 0 | 0 | 0 | 0 | 0 | 0 | 0 | 0 | 0 | 0 | 0 | 0 | 0 | 0 | 0 | 0 | 0 | 0 | 0 | 0 | 0 | 0 | 0 | 0 | 0 | 0 | 0 | 0 | 0
F1_Industrial_Agriculture_New_Miscellaneous_Natural Gas_Miscellaneous_E7 | F1 | Industrial | Agriculture | New | Miscellaneous | Natural Gas | Miscellaneous | E7 | Participant - Cost of Equipment | 0 | 0 | 0 | 0 | 0 | 0 | 0 | 0 | 0 | 0 | 0 | 0 | 0 | 0 | 0 | 0 | 0 | 0 | 0 | 0 | 0 | 0 | 0 | 0 | 0 | 0 | 0 | 0 | 0 | 0
F1_Industrial_Agriculture_New_Miscellaneous_Natural Gas_Miscellaneous_E8 | F1 | Industrial | Agriculture | New | Miscellaneous | Natural Gas | Miscellaneous | E8 | Participant - Cost of Equipment | 0 | 0 | 0 | 0 | 0 | 0 | 0 | 0 | 0 | 0 | 0 | 0 | 0 | 0 | 0 | 0 | 0 | 0 | 0 | 0 | 0 | 0 | 0 | 0 | 0 | 0 | 0 | 0 | 0 | 0
F1_Industrial_Agriculture_New_Miscellaneous_Natural Gas_Miscellaneous_E9 | F1 | Industrial | Agriculture | New | Miscellaneous | Natural Gas | Miscellaneous | E9 | Participant - Cost of Equipment | 0 | 0 | 0 | 0 | 0 | 0 | 0 | 0 | 0 | 0 | 0 | 0 | 0 | 0 | 0 | 0 | 0 | 0 | 0 | 0 | 0 | 0 | 0 | 0 | 0 | 0 | 0 | 0 | 0 | 0
F1_Industrial_Agriculture_New_Miscellaneous_Natural Gas_Miscellaneous_E10 | F1 | Industrial | Agriculture | New | Miscellaneous | Natural Gas | Miscellaneous | E10 | Participant - Cost of Equipment | 0 | 0 | 0 | 0 | 0 | 0 | 0 | 0 | 0 | 0 | 0 | 0 | 0 | 0 | 0 | 0 | 0 | 0 | 0 | 0 | 0 | 0 | 0 | 0 | 0 | 0 | 0 | 0 | 0 | 0
F2_Industrial_Agriculture_New_Miscellaneous_Natural Gas_Miscellaneous_E1 | F2 | Industrial | Agriculture | New | Miscellaneous | Natural Gas | Miscellaneous | E1 | Participant - Cost of Operation | 13.4867 | 14.7438 | 14.845 | 14.9454 | 14.5285 | 14.0859 | 13.6098 | 13.2056 | 12.7926 | 12.4948 | 12.1822 | 11.8752 | 11.5676 | 11.2748 | 10.9801 | 10.6842 | 10.3986 | 10.1288 | 9.8624 | 9.6259 | 9.4019 | 9.1831 | 0 | 0 | 0 | 0 | 0 | 0 | 0 | 0
F2_Industrial_Agriculture_New_Miscellaneous_Natural Gas_Miscellaneous_E2 | F2 | Industrial | Agriculture | New | Miscellaneous | Natural Gas | Miscellaneous | E2 | Participant - Cost of Operation | 0 | 0 | 0 | 0 | 0 | 0 | 0 | 0 | 0 | 0 | 0 | 0 | 0 | 0 | 0 | 0 | 0 | 0 | 0 | 0 | 0 | 0 | 0 | 0 | 0 | 0 | 0 | 0 | 0 | 0
F2_Industrial_Agriculture_New_Miscellaneous_Natural Gas_Miscellaneous_E3 | F2 | Industrial | Agriculture | New | Miscellaneous | Natural Gas | Miscellaneous | E3 | Participant - Cost of Operation | 0 | 0 | 0 | 0 | 0 | 0 | 0 | 0 | 0 | 0 | 0 | 0 | 0 | 0 | 0 | 0 | 0 | 0 | 0 | 0 | 0 | 0 | 0 | 0 | 0 | 0 | 0 | 0 | 0 | 0
F2_Industrial_Agriculture_New_Miscellaneous_Natural Gas_Miscellaneous_E4 | F2 | Industrial | Agriculture | New | Miscellaneous | Natural Gas | Miscellaneous | E4 | Participant - Cost of Operation | 0 | 0 | 0 | 0 | 0 | 0 | 0 | 0 | 0 | 0 | 0 | 0 | 0 | 0 | 0 | 0 | 0 | 0 | 0 | 0 | 0 | 0 | 0 | 0 | 0 | 0 | 0 | 0 | 0 | 0
F2_Industrial_Agriculture_New_Miscellaneous_Natural Gas_Miscellaneous_E5 | F2 | Industrial | Agriculture | New | Miscellaneous | Natural Gas | Miscellaneous | E5 | Participant - Cost of Operation | 0 | 0 | 0 | 0 | 0 | 0 | 0 | 0 | 0 | 0 | 0 | 0 | 0 | 0 | 0 | 0 | 0 | 0 | 0 | 0 | 0 | 0 | 0 | 0 | 0 | 0 | 0 | 0 | 0 | 0
F2_Industrial_Agriculture_New_Miscellaneous_Natural Gas_Miscellaneous_E6 | F2 | Industrial | Agriculture | New | Miscellaneous | Natural Gas | Miscellaneous | E6 | Participant - Cost of Operation | 0 | 0 | 0 | 0 | 0 | 0 | 0 | 0 | 0 | 0 | 0 | 0 | 0 | 0 | 0 | 0 | 0 | 0 | 0 | 0 | 0 | 0 | 0 | 0 | 0 | 0 | 0 | 0 | 0 | 0
F2_Industrial_Agriculture_New_Miscellaneous_Natural Gas_Miscellaneous_E7 | F2 | Industrial | Agriculture | New | Miscellaneous | Natural Gas | Miscellaneous | E7 | Participant - Cost of Operation | 0 | 0 | 0 | 0 | 0 | 0 | 0 | 0 | 0 | 0 | 0 | 0 | 0 | 0 | 0 | 0 | 0 | 0 | 0 | 0 | 0 | 0 | 0 | 0 | 0 | 0 | 0 | 0 | 0 | 0
F2_Industrial_Agriculture_New_Miscellaneous_Natural Gas_Miscellaneous_E8 | F2 | Industrial | Agriculture | New | Miscellaneous | Natural Gas | Miscellaneous | E8 | Participant - Cost of Operation | 0 | 0 | 0 | 0 | 0 | 0 | 0 | 0 | 0 | 0 | 0 | 0 | 0 | 0 | 0 | 0 | 0 | 0 | 0 | 0 | 0 | 0 | 0 | 0 | 0 | 0 | 0 | 0 | 0 | 0
F2_Industrial_Agriculture_New_Miscellaneous_Natural Gas_Miscellaneous_E9 | F2 | Industrial | Agriculture | New | Miscellaneous | Natural Gas | Miscellaneous | E9 | Participant - Cost of Operation | 0 | 0 | 0 | 0 | 0 | 0 | 0 | 0 | 0 | 0 | 0 | 0 | 0 | 0 | 0 | 0 | 0 | 0 | 0 | 0 | 0 | 0 | 0 | 0 | 0 | 0 | 0 | 0 | 0 | 0
F2_Industrial_Agriculture_New_Miscellaneous_Natural Gas_Miscellaneous_E10 | F2 | Industrial | Agriculture | New | Miscellaneous | Natural Gas | Miscellaneous | E10 | Participant - Cost of Operation | 0 | 0 | 0 | 0 | 0 | 0 | 0 | 0 | 0 | 0 | 0 | 0 | 0 | 0 | 0 | 0 | 0 | 0 | 0 | 0 | 0 | 0 | 0 | 0 | 0 | 0 | 0 | 0 | 0 | 0
F3_Industrial_Agriculture_New_Miscellaneous_Natural Gas_Miscellaneous_E1 | F3 | Industrial | Agriculture | New | Miscellaneous | Natural Gas | Miscellaneous | E1 | System - kBTUs of Conusmption | 2088.0717 | 2088.0717 | 2088.0717 | 2088.0717 | 2088.0717 | 2088.0717 | 2088.0717 | 2088.0717 | 2088.0717 | 2088.0717 | 2088.0717 | 2088.0717 | 2088.0717 | 2088.0717 | 2088.0717 | 2088.0717 | 2088.0717 | 2088.0717 | 2088.0717 | 2088.0717 | 2088.0717 | 2088.0717 | 0 | 0 | 0 | 0 | 0 | 0 | 0 | 0
F3_Industrial_Agriculture_New_Miscellaneous_Natural Gas_Miscellaneous_E2 | F3 | Industrial | Agriculture | New | Miscellaneous | Natural Gas | Miscellaneous | E2 | System - kBTUs of Conusmption | 0 | 0 | 0 | 0 | 0 | 0 | 0 | 0 | 0 | 0 | 0 | 0 | 0 | 0 | 0 | 0 | 0 | 0 | 0 | 0 | 0 | 0 | 0 | 0 | 0 | 0 | 0 | 0 | 0 | 0
F3_Industrial_Agriculture_New_Miscellaneous_Natural Gas_Miscellaneous_E3 | F3 | Industrial | Agriculture | New | Miscellaneous | Natural Gas | Miscellaneous | E3 | System - kBTUs of Conusmption | 0 | 0 | 0 | 0 | 0 | 0 | 0 | 0 | 0 | 0 | 0 | 0 | 0 | 0 | 0 | 0 | 0 | 0 | 0 | 0 | 0 | 0 | 0 | 0 | 0 | 0 | 0 | 0 | 0 | 0
F3_Industrial_Agriculture_New_Miscellaneous_Natural Gas_Miscellaneous_E4 | F3 | Industrial | Agriculture | New | Miscellaneous | Natural Gas | Miscellaneous | E4 | System - kBTUs of Conusmption | 0 | 0 | 0 | 0 | 0 | 0 | 0 | 0 | 0 | 0 | 0 | 0 | 0 | 0 | 0 | 0 | 0 | 0 | 0 | 0 | 0 | 0 | 0 | 0 | 0 | 0 | 0 | 0 | 0 | 0
F3_Industrial_Agriculture_New_Miscellaneous_Natural Gas_Miscellaneous_E5 | F3 | Industrial | Agriculture | New | Miscellaneous | Natural Gas | Miscellaneous | E5 | System - kBTUs of Conusmption | 0 | 0 | 0 | 0 | 0 | 0 | 0 | 0 | 0 | 0 | 0 | 0 | 0 | 0 | 0 | 0 | 0 | 0 | 0 | 0 | 0 | 0 | 0 | 0 | 0 | 0 | 0 | 0 | 0 | 0
F3_Industrial_Agriculture_New_Miscellaneous_Natural Gas_Miscellaneous_E6 | F3 | Industrial | Agriculture | New | Miscellaneous | Natural Gas | Miscellaneous | E6 | System - kBTUs of Conusmption | 0 | 0 | 0 | 0 | 0 | 0 | 0 | 0 | 0 | 0 | 0 | 0 | 0 | 0 | 0 | 0 | 0 | 0 | 0 | 0 | 0 | 0 | 0 | 0 | 0 | 0 | 0 | 0 | 0 | 0
F3_Industrial_Agriculture_New_Miscellaneous_Natural Gas_Miscellaneous_E7 | F3 | Industrial | Agriculture | New | Miscellaneous | Natural Gas | Miscellaneous | E7 | System - kBTUs of Conusmption | 0 | 0 | 0 | 0 | 0 | 0 | 0 | 0 | 0 | 0 | 0 | 0 | 0 | 0 | 0 | 0 | 0 | 0 | 0 | 0 | 0 | 0 | 0 | 0 | 0 | 0 | 0 | 0 | 0 | 0
F3_Industrial_Agriculture_New_Miscellaneous_Natural Gas_Miscellaneous_E8 | F3 | Industrial | Agriculture | New | Miscellaneous | Natural Gas | Miscellaneous | E8 | System - kBTUs of Conusmption | 0 | 0 | 0 | 0 | 0 | 0 | 0 | 0 | 0 | 0 | 0 | 0 | 0 | 0 | 0 | 0 | 0 | 0 | 0 | 0 | 0 | 0 | 0 | 0 | 0 | 0 | 0 | 0 | 0 | 0
F3_Industrial_Agriculture_New_Miscellaneous_Natural Gas_Miscellaneous_E9 | F3 | Industrial | Agriculture | New | Miscellaneous | Natural Gas | Miscellaneous | E9 | System - kBTUs of Conusmption | 0 | 0 | 0 | 0 | 0 | 0 | 0 | 0 | 0 | 0 | 0 | 0 | 0 | 0 | 0 | 0 | 0 | 0 | 0 | 0 | 0 | 0 | 0 | 0 | 0 | 0 | 0 | 0 | 0 | 0
F3_Industrial_Agriculture_New_Miscellaneous_Natural Gas_Miscellaneous_E10 | F3 | Industrial | Agriculture | New | Miscellaneous | Natural Gas | Miscellaneous | E10 | System - kBTUs of Conusmption | 0 | 0 | 0 | 0 | 0 | 0 | 0 | 0 | 0 | 0 | 0 | 0 | 0 | 0 | 0 | 0 | 0 | 0 | 0 | 0 | 0 | 0 | 0 | 0 | 0 | 0 | 0 | 0 | 0 | 0
F4_Industrial_Agriculture_New_Miscellaneous_Natural Gas_Miscellaneous_E1 | F4 | Industrial | Agriculture | New | Miscellaneous | Natural Gas | Miscellaneous | E1 | Utility - Cost of Equipment | 0.22938 | 0.22938 | 0.22938 | 0.22938 | 0.22938 | 0.22938 | 0.22938 | 0.22938 | 0.22938 | 0.22938 | 0.22938 | 0.22938 | 0.22938 | 0.22938 | 0.22938 | 0.22938 | 0.22938 | 0.22938 | 0.22938 | 0.22938 | 0.22938 | 0.22938 | 0 | 0 | 0 | 0 | 0 | 0 | 0 | 0
F4_Industrial_Agriculture_New_Miscellaneous_Natural Gas_Miscellaneous_E2 | F4 | Industrial | Agriculture | New | Miscellaneous | Natural Gas | Miscellaneous | E2 | Utility - Cost of Equipment | 0 | 0 | 0 | 0 | 0 | 0 | 0 | 0 | 0 | 0 | 0 | 0 | 0 | 0 | 0 | 0 | 0 | 0 | 0 | 0 | 0 | 0 | 0 | 0 | 0 | 0 | 0 | 0 | 0 | 0
F4_Industrial_Agriculture_New_Miscellaneous_Natural Gas_Miscellaneous_E3 | F4 | Industrial | Agriculture | New | Miscellaneous | Natural Gas | Miscellaneous | E3 | Utility - Cost of Equipment | 0 | 0 | 0 | 0 | 0 | 0 | 0 | 0 | 0 | 0 | 0 | 0 | 0 | 0 | 0 | 0 | 0 | 0 | 0 | 0 | 0 | 0 | 0 | 0 | 0 | 0 | 0 | 0 | 0 | 0
F4_Industrial_Agriculture_New_Miscellaneous_Natural Gas_Miscellaneous_E4 | F4 | Industrial | Agriculture | New | Miscellaneous | Natural Gas | Miscellaneous | E4 | Utility - Cost of Equipment | 0 | 0 | 0 | 0 | 0 | 0 | 0 | 0 | 0 | 0 | 0 | 0 | 0 | 0 | 0 | 0 | 0 | 0 | 0 | 0 | 0 | 0 | 0 | 0 | 0 | 0 | 0 | 0 | 0 | 0
F4_Industrial_Agriculture_New_Miscellaneous_Natural Gas_Miscellaneous_E5 | F4 | Industrial | Agriculture | New | Miscellaneous | Natural Gas | Miscellaneous | E5 | Utility - Cost of Equipment | 0 | 0 | 0 | 0 | 0 | 0 | 0 | 0 | 0 | 0 | 0 | 0 | 0 | 0 | 0 | 0 | 0 | 0 | 0 | 0 | 0 | 0 | 0 | 0 | 0 | 0 | 0 | 0 | 0 | 0
F4_Industrial_Agriculture_New_Miscellaneous_Natural Gas_Miscellaneous_E6 | F4 | Industrial | Agriculture | New | Miscellaneous | Natural Gas | Miscellaneous | E6 | Utility - Cost of Equipment | 0 | 0 | 0 | 0 | 0 | 0 | 0 | 0 | 0 | 0 | 0 | 0 | 0 | 0 | 0 | 0 | 0 | 0 | 0 | 0 | 0 | 0 | 0 | 0 | 0 | 0 | 0 | 0 | 0 | 0
F4_Industrial_Agriculture_New_Miscellaneous_Natural Gas_Miscellaneous_E7 | F4 | Industrial | Agriculture | New | Miscellaneous | Natural Gas | Miscellaneous | E7 | Utility - Cost of Equipment | 0 | 0 | 0 | 0 | 0 | 0 | 0 | 0 | 0 | 0 | 0 | 0 | 0 | 0 | 0 | 0 | 0 | 0 | 0 | 0 | 0 | 0 | 0 | 0 | 0 | 0 | 0 | 0 | 0 | 0
F4_Industrial_Agriculture_New_Miscellaneous_Natural Gas_Miscellaneous_E8 | F4 | Industrial | Agriculture | New | Miscellaneous | Natural Gas | Miscellaneous | E8 | Utility - Cost of Equipment | 0 | 0 | 0 | 0 | 0 | 0 | 0 | 0 | 0 | 0 | 0 | 0 | 0 | 0 | 0 | 0 | 0 | 0 | 0 | 0 | 0 | 0 | 0 | 0 | 0 | 0 | 0 | 0 | 0 | 0
F4_Industrial_Agriculture_New_Miscellaneous_Natural Gas_Miscellaneous_E9 | F4 | Industrial | Agriculture | New | Miscellaneous | Natural Gas | Miscellaneous | E9 | Utility - Cost of Equipment | 0 | 0 | 0 | 0 | 0 | 0 | 0 | 0 | 0 | 0 | 0 | 0 | 0 | 0 | 0 | 0 | 0 | 0 | 0 | 0 | 0 | 0 | 0 | 0 | 0 | 0 | 0 | 0 | 0 | 0
F4_Industrial_Agriculture_New_Miscellaneous_Natural Gas_Miscellaneous_E10 | F4 | Industrial | Agriculture | New | Miscellaneous | Natural Gas | Miscellaneous | E10 | Utility - Cost of Equipment | 0 | 0 | 0 | 0 | 0 | 0 | 0 | 0 | 0 | 0 | 0 | 0 | 0 | 0 | 0 | 0 | 0 | 0 | 0 | 0 | 0 | 0 | 0 | 0 | 0 | 0 | 0 | 0 | 0 | 0
F5_Industrial_Agriculture_New_Miscellaneous_Natural Gas_Miscellaneous_E1 | F5 | Industrial | Agriculture | New | Miscellaneous | Natural Gas | Miscellaneous | E1 | Utility - Cost of Operation | 11.257 | 12.3064 | 12.3908 | 12.4746 | 12.1266 | 11.7572 | 11.3598 | 11.0224 | 10.6777 | 10.4292 | 10.1682 | 9.912 | 9.6552 | 9.4108 | 9.1649 | 8.9178 | 8.6795 | 8.4543 | 8.2319 | 8.0345 | 7.8476 | 7.665 | 0 | 0 | 0 | 0 | 0 | 0 | 0 | 0
F5_Industrial_Agriculture_New_Miscellaneous_Natural Gas_Miscellaneous_E2 | F5 | Industrial | Agriculture | New | Miscellaneous | Natural Gas | Miscellaneous | E2 | Utility - Cost of Operation | 0 | 0 | 0 | 0 | 0 | 0 | 0 | 0 | 0 | 0 | 0 | 0 | 0 | 0 | 0 | 0 | 0 | 0 | 0 | 0 | 0 | 0 | 0 | 0 | 0 | 0 | 0 | 0 | 0 | 0
F5_Industrial_Agriculture_New_Miscellaneous_Natural Gas_Miscellaneous_E3 | F5 | Industrial | Agriculture | New | Miscellaneous | Natural Gas | Miscellaneous | E3 | Utility - Cost of Operation | 0 | 0 | 0 | 0 | 0 | 0 | 0 | 0 | 0 | 0 | 0 | 0 | 0 | 0 | 0 | 0 | 0 | 0 | 0 | 0 | 0 | 0 | 0 | 0 | 0 | 0 | 0 | 0 | 0 | 0
F5_Industrial_Agriculture_New_Miscellaneous_Natural Gas_Miscellaneous_E4 | F5 | Industrial | Agriculture | New | Miscellaneous | Natural Gas | Miscellaneous | E4 | Utility - Cost of Operation | 0 | 0 | 0 | 0 | 0 | 0 | 0 | 0 | 0 | 0 | 0 | 0 | 0 | 0 | 0 | 0 | 0 | 0 | 0 | 0 | 0 | 0 | 0 | 0 | 0 | 0 | 0 | 0 | 0 | 0
F5_Industrial_Agriculture_New_Miscellaneous_Natural Gas_Miscellaneous_E5 | F5 | Industrial | Agriculture | New | Miscellaneous | Natural Gas | Miscellaneous | E5 | Utility - Cost of Operation | 0 | 0 | 0 | 0 | 0 | 0 | 0 | 0 | 0 | 0 | 0 | 0 | 0 | 0 | 0 | 0 | 0 | 0 | 0 | 0 | 0 | 0 | 0 | 0 | 0 | 0 | 0 | 0 | 0 | 0
F5_Industrial_Agriculture_New_Miscellaneous_Natural Gas_Miscellaneous_E6 | F5 | Industrial | Agriculture | New | Miscellaneous | Natural Gas | Miscellaneous | E6 | Utility - Cost of Operation | 0 | 0 | 0 | 0 | 0 | 0 | 0 | 0 | 0 | 0 | 0 | 0 | 0 | 0 | 0 | 0 | 0 | 0 | 0 | 0 | 0 | 0 | 0 | 0 | 0 | 0 | 0 | 0 | 0 | 0
F5_Industrial_Agriculture_New_Miscellaneous_Natural Gas_Miscellaneous_E7 | F5 | Industrial | Agriculture | New | Miscellaneous | Natural Gas | Miscellaneous | E7 | Utility - Cost of Operation | 0 | 0 | 0 | 0 | 0 | 0 | 0 | 0 | 0 | 0 | 0 | 0 | 0 | 0 | 0 | 0 | 0 | 0 | 0 | 0 | 0 | 0 | 0 | 0 | 0 | 0 | 0 | 0 | 0 | 0
F5_Industrial_Agriculture_New_Miscellaneous_Natural Gas_Miscellaneous_E8 | F5 | Industrial | Agriculture | New | Miscellaneous | Natural Gas | Miscellaneous | E8 | Utility - Cost of Operation | 0 | 0 | 0 | 0 | 0 | 0 | 0 | 0 | 0 | 0 | 0 | 0 | 0 | 0 | 0 | 0 | 0 | 0 | 0 | 0 | 0 | 0 | 0 | 0 | 0 | 0 | 0 | 0 | 0 | 0
F5_Industrial_Agriculture_New_Miscellaneous_Natural Gas_Miscellaneous_E9 | F5 | Industrial | Agriculture | New | Miscellaneous | Natural Gas | Miscellaneous | E9 | Utility - Cost of Operation | 0 | 0 | 0 | 0 | 0 | 0 | 0 | 0 | 0 | 0 | 0 | 0 | 0 | 0 | 0 | 0 | 0 | 0 | 0 | 0 | 0 | 0 | 0 | 0 | 0 | 0 | 0 | 0 | 0 | 0
F5_Industrial_Agriculture_New_Miscellaneous_Natural Gas_Miscellaneous_E10 | F5 | Industrial | Agriculture | New | Miscellaneous | Natural Gas | Miscellaneous | E10 | Utility - Cost of Operation | 0 | 0 | 0 | 0 | 0 | 0 | 0 | 0 | 0 | 0 | 0 | 0 | 0 | 0 | 0 | 0 | 0 | 0 | 0 | 0 | 0 | 0 | 0 | 0 | 0 | 0 | 0 | 0 | 0 | 0
F6_Industrial_Agriculture_New_Miscellaneous_Natural Gas_Miscellaneous_E1 | F6 | Industrial | Agriculture | New | Miscellaneous | Natural Gas | Miscellaneous | E1 | Utility - Value of Sales | 13.4867 | 14.7438 | 14.845 | 14.9454 | 14.5285 | 14.0859 | 13.6098 | 13.2056 | 12.7926 | 12.4948 | 12.1822 | 11.8752 | 11.5676 | 11.2748 | 10.9801 | 10.6842 | 10.3986 | 10.1288 | 9.8624 | 9.6259 | 9.4019 | 9.1831 | 0 | 0 | 0 | 0 | 0 | 0 | 0 | 0
F6_Industrial_Agriculture_New_Miscellaneous_Natural Gas_Miscellaneous_E2 | F6 | Industrial | Agriculture | New | Miscellaneous | Natural Gas | Miscellaneous | E2 | Utility - Value of Sales | 0 | 0 | 0 | 0 | 0 | 0 | 0 | 0 | 0 | 0 | 0 | 0 | 0 | 0 | 0 | 0 | 0 | 0 | 0 | 0 | 0 | 0 | 0 | 0 | 0 | 0 | 0 | 0 | 0 | 0
F6_Industrial_Agriculture_New_Miscellaneous_Natural Gas_Miscellaneous_E3 | F6 | Industrial | Agriculture | New | Miscellaneous | Natural Gas | Miscellaneous | E3 | Utility - Value of Sales | 0 | 0 | 0 | 0 | 0 | 0 | 0 | 0 | 0 | 0 | 0 | 0 | 0 | 0 | 0 | 0 | 0 | 0 | 0 | 0 | 0 | 0 | 0 | 0 | 0 | 0 | 0 | 0 | 0 | 0
F6_Industrial_Agriculture_New_Miscellaneous_Natural Gas_Miscellaneous_E4 | F6 | Industrial | Agriculture | New | Miscellaneous | Natural Gas | Miscellaneous | E4 | Utility - Value of Sales | 0 | 0 | 0 | 0 | 0 | 0 | 0 | 0 | 0 | 0 | 0 | 0 | 0 | 0 | 0 | 0 | 0 | 0 | 0 | 0 | 0 | 0 | 0 | 0 | 0 | 0 | 0 | 0 | 0 | 0
F6_Industrial_Agriculture_New_Miscellaneous_Natural Gas_Miscellaneous_E5 | F6 | Industrial | Agriculture | New | Miscellaneous | Natural Gas | Miscellaneous | E5 | Utility - Value of Sales | 0 | 0 | 0 | 0 | 0 | 0 | 0 | 0 | 0 | 0 | 0 | 0 | 0 | 0 | 0 | 0 | 0 | 0 | 0 | 0 | 0 | 0 | 0 | 0 | 0 | 0 | 0 | 0 | 0 | 0
F6_Industrial_Agriculture_New_Miscellaneous_Natural Gas_Miscellaneous_E6 | F6 | Industrial | Agriculture | New | Miscellaneous | Natural Gas | Miscellaneous | E6 | Utility - Value of Sales | 0 | 0 | 0 | 0 | 0 | 0 | 0 | 0 | 0 | 0 | 0 | 0 | 0 | 0 | 0 | 0 | 0 | 0 | 0 | 0 | 0 | 0 | 0 | 0 | 0 | 0 | 0 | 0 | 0 | 0
F6_Industrial_Agriculture_New_Miscellaneous_Natural Gas_Miscellaneous_E7 | F6 | Industrial | Agriculture | New | Miscellaneous | Natural Gas | Miscellaneous | E7 | Utility - Value of Sales | 0 | 0 | 0 | 0 | 0 | 0 | 0 | 0 | 0 | 0 | 0 | 0 | 0 | 0 | 0 | 0 | 0 | 0 | 0 | 0 | 0 | 0 | 0 | 0 | 0 | 0 | 0 | 0 | 0 | 0
F6_Industrial_Agriculture_New_Miscellaneous_Natural Gas_Miscellaneous_E8 | F6 | Industrial | Agriculture | New | Miscellaneous | Natural Gas | Miscellaneous | E8 | Utility - Value of Sales | 0 | 0 | 0 | 0 | 0 | 0 | 0 | 0 | 0 | 0 | 0 | 0 | 0 | 0 | 0 | 0 | 0 | 0 | 0 | 0 | 0 | 0 | 0 | 0 | 0 | 0 | 0 | 0 | 0 | 0
F6_Industrial_Agriculture_New_Miscellaneous_Natural Gas_Miscellaneous_E9 | F6 | Industrial | Agriculture | New | Miscellaneous | Natural Gas | Miscellaneous | E9 | Utility - Value of Sales | 0 | 0 | 0 | 0 | 0 | 0 | 0 | 0 | 0 | 0 | 0 | 0 | 0 | 0 | 0 | 0 | 0 | 0 | 0 | 0 | 0 | 0 | 0 | 0 | 0 | 0 | 0 | 0 | 0 | 0
F6_Industrial_Agriculture_New_Miscellaneous_Natural Gas_Miscellaneous_E10 | F6 | Industrial | Agriculture | New | Miscellaneous | Natural Gas | Miscellaneous | E10 | Utility - Value of Sales | 0 | 0 | 0 | 0 | 0 | 0 | 0 | 0 | 0 | 0 | 0 | 0 | 0 | 0 | 0 | 0 | 0 | 0 | 0 | 0 | 0 | 0 | 0 | 0 | 0 | 0 | 0 | 0 | 0 | 0
F1_Industrial_Primary Metals_Existing_Space Heating_Natural Gas_Furnace_E1 | F1 | Industrial | Primary Metals | Existing | Space Heating | Natural Gas | Furnace | E1 | Participant - Cost of Equipment | 10.5156 | 10.5156 | 10.5156 | 10.5156 | 10.5156 | 10.5156 | 10.5156 | 10.5156 | 10.5156 | 10.5156 | 10.5156 | 10.5156 | 10.5156 | 10.5156 | 10.5156 | 10.5156 | 10.5156 | 10.5156 | 10.5156 | 10.5156 | 10.5156 | 10.5156 | 0 | 0 | 0 | 0 | 0 | 0 | 0 | 0
F1_Industrial_Primary Metals_Existing_Space Heating_Natural Gas_Furnace_E2 | F1 | Industrial | Primary Metals | Existing | Space Heating | Natural Gas | Furnace | E2 | Participant - Cost of Equipment | 12.6188 | 12.6188 | 12.6188 | 12.6188 | 12.6188 | 12.6188 | 12.6188 | 12.6188 | 12.6188 | 12.6188 | 12.6188 | 12.6188 | 12.6188 | 12.6188 | 12.6188 | 12.6188 | 12.6188 | 12.6188 | 12.6188 | 12.6188 | 12.6188 | 12.6188 | 0 | 0 | 0 | 0 | 0 | 0 | 0 | 0
F1_Industrial_Primary Metals_Existing_Space Heating_Natural Gas_Furnace_E3 | F1 | Industrial | Primary Metals | Existing | Space Heating | Natural Gas | Furnace | E3 | Participant - Cost of Equipment | 14.722 | 14.722 | 14.722 | 14.722 | 14.722 | 14.722 | 14.722 | 14.722 | 14.722 | 14.722 | 14.722 | 14.722 | 14.722 | 14.722 | 14.722 | 14.722 | 14.722 | 14.722 | 14.722 | 14.722 | 14.722 | 14.722 | 0 | 0 | 0 | 0 | 0 | 0 | 0 | 0
F1_Industrial_Primary Metals_Existing_Space Heating_Natural Gas_Furnace_E4 | F1 | Industrial | Primary Metals | Existing | Space Heating | Natural Gas | Furnace | E4 | Participant - Cost of Equipment | 0 | 0 | 0 | 0 | 0 | 0 | 0 | 0 | 0 | 0 | 0 | 0 | 0 | 0 | 0 | 0 | 0 | 0 | 0 | 0 | 0 | 0 | 0 | 0 | 0 | 0 | 0 | 0 | 0 | 0
F1_Industrial_Primary Metals_Existing_Space Heating_Natural Gas_Furnace_E5 | F1 | Industrial | Primary Metals | Existing | Space Heating | Natural Gas | Furnace | E5 | Participant - Cost of Equipment | 0 | 0 | 0 | 0 | 0 | 0 | 0 | 0 | 0 | 0 | 0 | 0 | 0 | 0 | 0 | 0 | 0 | 0 | 0 | 0 | 0 | 0 | 0 | 0 | 0 | 0 | 0 | 0 | 0 | 0
F1_Industrial_Primary Metals_Existing_Space Heating_Natural Gas_Furnace_E6 | F1 | Industrial | Primary Metals | Existing | Space Heating | Natural Gas | Furnace | E6 | Participant - Cost of Equipment | 0 | 0 | 0 | 0 | 0 | 0 | 0 | 0 | 0 | 0 | 0 | 0 | 0 | 0 | 0 | 0 | 0 | 0 | 0 | 0 | 0 | 0 | 0 | 0 | 0 | 0 | 0 | 0 | 0 | 0
F1_Industrial_Primary Metals_Existing_Space Heating_Natural Gas_Furnace_E7 | F1 | Industrial | Primary Metals | Existing | Space Heating | Natural Gas | Furnace | E7 | Participant - Cost of Equipment | 0 | 0 | 0 | 0 | 0 | 0 | 0 | 0 | 0 | 0 | 0 | 0 | 0 | 0 | 0 | 0 | 0 | 0 | 0 | 0 | 0 | 0 | 0 | 0 | 0 | 0 | 0 | 0 | 0 | 0
F1_Industrial_Primary Metals_Existing_Space Heating_Natural Gas_Furnace_E8 | F1 | Industrial | Primary Metals | Existing | Space Heating | Natural Gas | Furnace | E8 | Participant - Cost of Equipment | 0 | 0 | 0 | 0 | 0 | 0 | 0 | 0 | 0 | 0 | 0 | 0 | 0 | 0 | 0 | 0 | 0 | 0 | 0 | 0 | 0 | 0 | 0 | 0 | 0 | 0 | 0 | 0 | 0 | 0
F1_Industrial_Primary Metals_Existing_Space Heating_Natural Gas_Furnace_E9 | F1 | Industrial | Primary Metals | Existing | Space Heating | Natural Gas | Furnace | E9 | Participant - Cost of Equipment | 0 | 0 | 0 | 0 | 0 | 0 | 0 | 0 | 0 | 0 | 0 | 0 | 0 | 0 | 0 | 0 | 0 | 0 | 0 | 0 | 0 | 0 | 0 | 0 | 0 | 0 | 0 | 0 | 0 | 0
F1_Industrial_Primary Metals_Existing_Space Heating_Natural Gas_Furnace_E10 | F1 | Industrial | Primary Metals | Existing | Space Heating | Natural Gas | Furnace | E10 | Participant - Cost of Equipment | 0 | 0 | 0 | 0 | 0 | 0 | 0 | 0 | 0 | 0 | 0 | 0 | 0 | 0 | 0 | 0 | 0 | 0 | 0 | 0 | 0 | 0 | 0 | 0 | 0 | 0 | 0 | 0 | 0 | 0
F2_Industrial_Primary Metals_Existing_Space Heating_Natural Gas_Furnace_E1 | F2 | Industrial | Primary Metals | Existing | Space Heating | Natural Gas | Furnace | E1 | Participant - Cost of Operation | 175.0954 | 177.0356 | 174.2343 | 171.5502 | 166.941 | 162.3799 | 157.7933 | 153.6071 | 149.4438 | 145.8103 | 142.1858 | 138.6626 | 135.2101 | 131.8903 | 128.6376 | 125.4494 | 122.3637 | 119.406 | 116.5159 | 113.7981 | 111.1864 | 108.6548 | 0 | 0 | 0 | 0 | 0 | 0 | 0 | 0
F2_Industrial_Primary Metals_Existing_Space Heating_Natural Gas_Furnace_E2 | F2 | Industrial | Primary Metals | Existing | Space Heating | Natural Gas | Furnace | E2 | Participant - Cost of Operation | 155.646 | 157.3707 | 154.8806 | 152.4946 | 148.3975 | 144.343 | 140.2659 | 136.5447 | 132.8438 | 129.6139 | 126.392 | 123.2602 | 120.1911 | 117.2402 | 114.3487 | 111.5146 | 108.7717 | 106.1425 | 103.5735 | 101.1576 | 98.836 | 96.5856 | 0 | 0 | 0 | 0 | 0 | 0 | 0 | 0
F2_Industrial_Primary Metals_Existing_Space Heating_Natural Gas_Furnace_E3 | F2 | Industrial | Primary Metals | Existing | Space Heating | Natural Gas | Furnace | E3 | Participant - Cost of Operation | 145.9042 | 147.521 | 145.1867 | 142.95 | 139.1093 | 135.3086 | 131.4867 | 127.9984 | 124.5292 | 121.5014 | 118.4812 | 115.5453 | 112.6684 | 109.9021 | 107.1917 | 104.535 | 101.9637 | 99.4991 | 97.0908 | 94.8262 | 92.6499 | 90.5404 | 0 | 0 | 0 | 0 | 0 | 0 | 0 | 0
F2_Industrial_Primary Metals_Existing_Space Heating_Natural Gas_Furnace_E4 | F2 | Industrial | Primary Metals | Existing | Space Heating | Natural Gas | Furnace | E4 | Participant - Cost of Operation | 0 | 0 | 0 | 0 | 0 | 0 | 0 | 0 | 0 | 0 | 0 | 0 | 0 | 0 | 0 | 0 | 0 | 0 | 0 | 0 | 0 | 0 | 0 | 0 | 0 | 0 | 0 | 0 | 0 | 0
F2_Industrial_Primary Metals_Existing_Space Heating_Natural Gas_Furnace_E5 | F2 | Industrial | Primary Metals | Existing | Space Heating | Natural Gas | Furnace | E5 | Participant - Cost of Operation | 0 | 0 | 0 | 0 | 0 | 0 | 0 | 0 | 0 | 0 | 0 | 0 | 0 | 0 | 0 | 0 | 0 | 0 | 0 | 0 | 0 | 0 | 0 | 0 | 0 | 0 | 0 | 0 | 0 | 0
F2_Industrial_Primary Metals_Existing_Space Heating_Natural Gas_Furnace_E6 | F2 | Industrial | Primary Metals | Existing | Space Heating | Natural Gas | Furnace | E6 | Participant - Cost of Operation | 0 | 0 | 0 | 0 | 0 | 0 | 0 | 0 | 0 | 0 | 0 | 0 | 0 | 0 | 0 | 0 | 0 | 0 | 0 | 0 | 0 | 0 | 0 | 0 | 0 | 0 | 0 | 0 | 0 | 0
F2_Industrial_Primary Metals_Existing_Space Heating_Natural Gas_Furnace_E7 | F2 | Industrial | Primary Metals | Existing | Space Heating | Natural Gas | Furnace | E7 | Participant - Cost of Operation | 0 | 0 | 0 | 0 | 0 | 0 | 0 | 0 | 0 | 0 | 0 | 0 | 0 | 0 | 0 | 0 | 0 | 0 | 0 | 0 | 0 | 0 | 0 | 0 | 0 | 0 | 0 | 0 | 0 | 0
F2_Industrial_Primary Metals_Existing_Space Heating_Natural Gas_Furnace_E8 | F2 | Industrial | Primary Metals | Existing | Space Heating | Natural Gas | Furnace | E8 | Participant - Cost of Operation | 0 | 0 | 0 | 0 | 0 | 0 | 0 | 0 | 0 | 0 | 0 | 0 | 0 | 0 | 0 | 0 | 0 | 0 | 0 | 0 | 0 | 0 | 0 | 0 | 0 | 0 | 0 | 0 | 0 | 0
F2_Industrial_Primary Metals_Existing_Space Heating_Natural Gas_Furnace_E9 | F2 | Industrial | Primary Metals | Existing | Space Heating | Natural Gas | Furnace | E9 | Participant - Cost of Operation | 0 | 0 | 0 | 0 | 0 | 0 | 0 | 0 | 0 | 0 | 0 | 0 | 0 | 0 | 0 | 0 | 0 | 0 | 0 | 0 | 0 | 0 | 0 | 0 | 0 | 0 | 0 | 0 | 0 | 0
F2_Industrial_Primary Metals_Existing_Space Heating_Natural Gas_Furnace_E10 | F2 | Industrial | Primary Metals | Existing | Space Heating | Natural Gas | Furnace | E10 | Participant - Cost of Operation | 0 | 0 | 0 | 0 | 0 | 0 | 0 | 0 | 0 | 0 | 0 | 0 | 0 | 0 | 0 | 0 | 0 | 0 | 0 | 0 | 0 | 0 | 0 | 0 | 0 | 0 | 0 | 0 | 0 | 0
F3_Industrial_Primary Metals_Existing_Space Heating_Natural Gas_Furnace_E1 | F3 | Industrial | Primary Metals | Existing | Space Heating | Natural Gas | Furnace | E1 | System - kBTUs of Conusmption | 28862.0234 | 28862.0234 | 28862.0234 | 28862.0234 | 28862.0234 | 28862.0234 | 28862.0234 | 28862.0234 | 28862.0234 | 28862.0234 | 28862.0234 | 28862.0234 | 28862.0234 | 28862.0234 | 28862.0234 | 28862.0234 | 28862.0234 | 28862.0234 | 28862.0234 | 28862.0234 | 28862.0234 | 28862.0234 | 0 | 0 | 0 | 0 | 0 | 0 | 0 | 0
F3_Industrial_Primary Metals_Existing_Space Heating_Natural Gas_Furnace_E2 | F3 | Industrial | Primary Metals | Existing | Space Heating | Natural Gas | Furnace | E2 | System - kBTUs of Conusmption | 25656.0759 | 25656.0759 | 25656.0759 | 25656.0759 | 25656.0759 | 25656.0759 | 25656.0759 | 25656.0759 | 25656.0759 | 25656.0759 | 25656.0759 | 25656.0759 | 25656.0759 | 25656.0759 | 25656.0759 | 25656.0759 | 25656.0759 | 25656.0759 | 25656.0759 | 25656.0759 | 25656.0759 | 25656.0759 | 0 | 0 | 0 | 0 | 0 | 0 | 0 | 0
F3_Industrial_Primary Metals_Existing_Space Heating_Natural Gas_Furnace_E3 | F3 | Industrial | Primary Metals | Existing | Space Heating | Natural Gas | Furnace | E3 | System - kBTUs of Conusmption | 24050.2701 | 24050.2701 | 24050.2701 | 24050.2701 | 24050.2701 | 24050.2701 | 24050.2701 | 24050.2701 | 24050.2701 | 24050.2701 | 24050.2701 | 24050.2701 | 24050.2701 | 24050.2701 | 24050.2701 | 24050.2701 | 24050.2701 | 24050.2701 | 24050.2701 | 24050.2701 | 24050.2701 | 24050.2701 | 0 | 0 | 0 | 0 | 0 | 0 | 0 | 0
F3_Industrial_Primary Metals_Existing_Space Heating_Natural Gas_Furnace_E4 | F3 | Industrial | Primary Metals | Existing | Space Heating | Natural Gas | Furnace | E4 | System - kBTUs of Conusmption | 0 | 0 | 0 | 0 | 0 | 0 | 0 | 0 | 0 | 0 | 0 | 0 | 0 | 0 | 0 | 0 | 0 | 0 | 0 | 0 | 0 | 0 | 0 | 0 | 0 | 0 | 0 | 0 | 0 | 0
F3_Industrial_Primary Metals_Existing_Space Heating_Natural Gas_Furnace_E5 | F3 | Industrial | Primary Metals | Existing | Space Heating | Natural Gas | Furnace | E5 | System - kBTUs of Conusmption | 0 | 0 | 0 | 0 | 0 | 0 | 0 | 0 | 0 | 0 | 0 | 0 | 0 | 0 | 0 | 0 | 0 | 0 | 0 | 0 | 0 | 0 | 0 | 0 | 0 | 0 | 0 | 0 | 0 | 0
F3_Industrial_Primary Metals_Existing_Space Heating_Natural Gas_Furnace_E6 | F3 | Industrial | Primary Metals | Existing | Space Heating | Natural Gas | Furnace | E6 | System - kBTUs of Conusmption | 0 | 0 | 0 | 0 | 0 | 0 | 0 | 0 | 0 | 0 | 0 | 0 | 0 | 0 | 0 | 0 | 0 | 0 | 0 | 0 | 0 | 0 | 0 | 0 | 0 | 0 | 0 | 0 | 0 | 0
F3_Industrial_Primary Metals_Existing_Space Heating_Natural Gas_Furnace_E7 | F3 | Industrial | Primary Metals | Existing | Space Heating | Natural Gas | Furnace | E7 | System - kBTUs of Conusmption | 0 | 0 | 0 | 0 | 0 | 0 | 0 | 0 | 0 | 0 | 0 | 0 | 0 | 0 | 0 | 0 | 0 | 0 | 0 | 0 | 0 | 0 | 0 | 0 | 0 | 0 | 0 | 0 | 0 | 0
F3_Industrial_Primary Metals_Existing_Space Heating_Natural Gas_Furnace_E8 | F3 | Industrial | Primary Metals | Existing | Space Heating | Natural Gas | Furnace | E8 | System - kBTUs of Conusmption | 0 | 0 | 0 | 0 | 0 | 0 | 0 | 0 | 0 | 0 | 0 | 0 | 0 | 0 | 0 | 0 | 0 | 0 | 0 | 0 | 0 | 0 | 0 | 0 | 0 | 0 | 0 | 0 | 0 | 0
F3_Industrial_Primary Metals_Existing_Space Heating_Natural Gas_Furnace_E9 | F3 | Industrial | Primary Metals | Existing | Space Heating | Natural Gas | Furnace | E9 | System - kBTUs of Conusmption | 0 | 0 | 0 | 0 | 0 | 0 | 0 | 0 | 0 | 0 | 0 | 0 | 0 | 0 | 0 | 0 | 0 | 0 | 0 | 0 | 0 | 0 | 0 | 0 | 0 | 0 | 0 | 0 | 0 | 0
F3_Industrial_Primary Metals_Existing_Space Heating_Natural Gas_Furnace_E10 | F3 | Industrial | Primary Metals | Existing | Space Heating | Natural Gas | Furnace | E10 | System - kBTUs of Conusmption | 0 | 0 | 0 | 0 | 0 | 0 | 0 | 0 | 0 | 0 | 0 | 0 | 0 | 0 | 0 | 0 | 0 | 0 | 0 | 0 | 0 | 0 | 0 | 0 | 0 | 0 | 0 | 0 | 0 | 0
F4_Industrial_Primary Metals_Existing_Space Heating_Natural Gas_Furnace_E1 | F4 | Industrial | Primary Metals | Existing | Space Heating | Natural Gas | Furnace | E1 | Utility - Cost of Equipment | 10.5156 | 10.5156 | 10.5156 | 10.5156 | 10.5156 | 10.5156 | 10.5156 | 10.5156 | 10.5156 | 10.5156 | 10.5156 | 10.5156 | 10.5156 | 10.5156 | 10.5156 | 10.5156 | 10.5156 | 10.5156 | 10.5156 | 10.5156 | 10.5156 | 10.5156 | 0 | 0 | 0 | 0 | 0 | 0 | 0 | 0
F4_Industrial_Primary Metals_Existing_Space Heating_Natural Gas_Furnace_E2 | F4 | Industrial | Primary Metals | Existing | Space Heating | Natural Gas | Furnace | E2 | Utility - Cost of Equipment | 12.6188 | 12.6188 | 12.6188 | 12.6188 | 12.6188 | 12.6188 | 12.6188 | 12.6188 | 12.6188 | 12.6188 | 12.6188 | 12.6188 | 12.6188 | 12.6188 | 12.6188 | 12.6188 | 12.6188 | 12.6188 | 12.6188 | 12.6188 | 12.6188 | 12.6188 | 0 | 0 | 0 | 0 | 0 | 0 | 0 | 0
F4_Industrial_Primary Metals_Existing_Space Heating_Natural Gas_Furnace_E3 | F4 | Industrial | Primary Metals | Existing | Space Heating | Natural Gas | Furnace | E3 | Utility - Cost of Equipment | 14.722 | 14.722 | 14.722 | 14.722 | 14.722 | 14.722 | 14.722 | 14.722 | 14.722 | 14.722 | 14.722 | 14.722 | 14.722 | 14.722 | 14.722 | 14.722 | 14.722 | 14.722 | 14.722 | 14.722 | 14.722 | 14.722 | 0 | 0 | 0 | 0 | 0 | 0 | 0 | 0
F4_Industrial_Primary Metals_Existing_Space Heating_Natural Gas_Furnace_E4 | F4 | Industrial | Primary Metals | Existing | Space Heating | Natural Gas | Furnace | E4 | Utility - Cost of Equipment | 0 | 0 | 0 | 0 | 0 | 0 | 0 | 0 | 0 | 0 | 0 | 0 | 0 | 0 | 0 | 0 | 0 | 0 | 0 | 0 | 0 | 0 | 0 | 0 | 0 | 0 | 0 | 0 | 0 | 0
F4_Industrial_Primary Metals_Existing_Space Heating_Natural Gas_Furnace_E5 | F4 | Industrial | Primary Metals | Existing | Space Heating | Natural Gas | Furnace | E5 | Utility - Cost of Equipment | 0 | 0 | 0 | 0 | 0 | 0 | 0 | 0 | 0 | 0 | 0 | 0 | 0 | 0 | 0 | 0 | 0 | 0 | 0 | 0 | 0 | 0 | 0 | 0 | 0 | 0 | 0 | 0 | 0 | 0
F4_Industrial_Primary Metals_Existing_Space Heating_Natural Gas_Furnace_E6 | F4 | Industrial | Primary Metals | Existing | Space Heating | Natural Gas | Furnace | E6 | Utility - Cost of Equipment | 0 | 0 | 0 | 0 | 0 | 0 | 0 | 0 | 0 | 0 | 0 | 0 | 0 | 0 | 0 | 0 | 0 | 0 | 0 | 0 | 0 | 0 | 0 | 0 | 0 | 0 | 0 | 0 | 0 | 0
F4_Industrial_Primary Metals_Existing_Space Heating_Natural Gas_Furnace_E7 | F4 | Industrial | Primary Metals | Existing | Space Heating | Natural Gas | Furnace | E7 | Utility - Cost of Equipment | 0 | 0 | 0 | 0 | 0 | 0 | 0 | 0 | 0 | 0 | 0 | 0 | 0 | 0 | 0 | 0 | 0 | 0 | 0 | 0 | 0 | 0 | 0 | 0 | 0 | 0 | 0 | 0 | 0 | 0
F4_Industrial_Primary Metals_Existing_Space Heating_Natural Gas_Furnace_E8 | F4 | Industrial | Primary Metals | Existing | Space Heating | Natural Gas | Furnace | E8 | Utility - Cost of Equipment | 0 | 0 | 0 | 0 | 0 | 0 | 0 | 0 | 0 | 0 | 0 | 0 | 0 | 0 | 0 | 0 | 0 | 0 | 0 | 0 | 0 | 0 | 0 | 0 | 0 | 0 | 0 | 0 | 0 | 0
F4_Industrial_Primary Metals_Existing_Space Heating_Natural Gas_Furnace_E9 | F4 | Industrial | Primary Metals | Existing | Space Heating | Natural Gas | Furnace | E9 | Utility - Cost of Equipment | 0 | 0 | 0 | 0 | 0 | 0 | 0 | 0 | 0 | 0 | 0 | 0 | 0 | 0 | 0 | 0 | 0 | 0 | 0 | 0 | 0 | 0 | 0 | 0 | 0 | 0 | 0 | 0 | 0 | 0
F4_Industrial_Primary Metals_Existing_Space Heating_Natural Gas_Furnace_E10 | F4 | Industrial | Primary Metals | Existing | Space Heating | Natural Gas | Furnace | E10 | Utility - Cost of Equipment | 0 | 0 | 0 | 0 | 0 | 0 | 0 | 0 | 0 | 0 | 0 | 0 | 0 | 0 | 0 | 0 | 0 | 0 | 0 | 0 | 0 | 0 | 0 | 0 | 0 | 0 | 0 | 0 | 0 | 0
F5_Industrial_Primary Metals_Existing_Space Heating_Natural Gas_Furnace_E1 | F5 | Industrial | Primary Metals | Existing | Space Heating | Natural Gas | Furnace | E1 | Utility - Cost of Operation | 146.1484 | 147.7679 | 145.4297 | 143.1893 | 139.3422 | 135.5351 | 131.7068 | 128.2127 | 124.7376 | 121.7048 | 118.6795 | 115.7388 | 112.857 | 110.0861 | 107.3711 | 104.71 | 102.1344 | 99.6657 | 97.2534 | 94.9849 | 92.805 | 90.6919 | 0 | 0 | 0 | 0 | 0 | 0 | 0 | 0
F5_Industrial_Primary Metals_Existing_Space Heating_Natural Gas_Furnace_E2 | F5 | Industrial | Primary Metals | Existing | Space Heating | Natural Gas | Furnace | E2 | Utility - Cost of Operation | 129.9145 | 131.3541 | 129.2756 | 127.2841 | 123.8643 | 120.4801 | 117.077 | 113.971 | 110.882 | 108.1861 | 105.4968 | 102.8827 | 100.321 | 97.8579 | 95.4445 | 93.0789 | 90.7895 | 88.595 | 86.4506 | 84.4342 | 82.4964 | 80.618 | 0 | 0 | 0 | 0 | 0 | 0 | 0 | 0
F5_Industrial_Primary Metals_Existing_Space Heating_Natural Gas_Furnace_E3 | F5 | Industrial | Primary Metals | Existing | Space Heating | Natural Gas | Furnace | E3 | Utility - Cost of Operation | 121.7832 | 123.1327 | 121.1843 | 119.3174 | 116.1117 | 112.9393 | 109.7492 | 106.8376 | 103.9419 | 101.4147 | 98.8938 | 96.4433 | 94.042 | 91.733 | 89.4707 | 87.2532 | 85.107 | 83.0498 | 81.0397 | 79.1495 | 77.3329 | 75.5722 | 0 | 0 | 0 | 0 | 0 | 0 | 0 | 0
F5_Industrial_Primary Metals_Existing_Space Heating_Natural Gas_Furnace_E4 | F5 | Industrial | Primary Metals | Existing | Space Heating | Natural Gas | Furnace | E4 | Utility - Cost of Operation | 0 | 0 | 0 | 0 | 0 | 0 | 0 | 0 | 0 | 0 | 0 | 0 | 0 | 0 | 0 | 0 | 0 | 0 | 0 | 0 | 0 | 0 | 0 | 0 | 0 | 0 | 0 | 0 | 0 | 0
F5_Industrial_Primary Metals_Existing_Space Heating_Natural Gas_Furnace_E5 | F5 | Industrial | Primary Metals | Existing | Space Heating | Natural Gas | Furnace | E5 | Utility - Cost of Operation | 0 | 0 | 0 | 0 | 0 | 0 | 0 | 0 | 0 | 0 | 0 | 0 | 0 | 0 | 0 | 0 | 0 | 0 | 0 | 0 | 0 | 0 | 0 | 0 | 0 | 0 | 0 | 0 | 0 | 0
F5_Industrial_Primary Metals_Existing_Space Heating_Natural Gas_Furnace_E6 | F5 | Industrial | Primary Metals | Existing | Space Heating | Natural Gas | Furnace | E6 | Utility - Cost of Operation | 0 | 0 | 0 | 0 | 0 | 0 | 0 | 0 | 0 | 0 | 0 | 0 | 0 | 0 | 0 | 0 | 0 | 0 | 0 | 0 | 0 | 0 | 0 | 0 | 0 | 0 | 0 | 0 | 0 | 0
F5_Industrial_Primary Metals_Existing_Space Heating_Natural Gas_Furnace_E7 | F5 | Industrial | Primary Metals | Existing | Space Heating | Natural Gas | Furnace | E7 | Utility - Cost of Operation | 0 | 0 | 0 | 0 | 0 | 0 | 0 | 0 | 0 | 0 | 0 | 0 | 0 | 0 | 0 | 0 | 0 | 0 | 0 | 0 | 0 | 0 | 0 | 0 | 0 | 0 | 0 | 0 | 0 | 0
F5_Industrial_Primary Metals_Existing_Space Heating_Natural Gas_Furnace_E8 | F5 | Industrial | Primary Metals | Existing | Space Heating | Natural Gas | Furnace | E8 | Utility - Cost of Operation | 0 | 0 | 0 | 0 | 0 | 0 | 0 | 0 | 0 | 0 | 0 | 0 | 0 | 0 | 0 | 0 | 0 | 0 | 0 | 0 | 0 | 0 | 0 | 0 | 0 | 0 | 0 | 0 | 0 | 0
F5_Industrial_Primary Metals_Existing_Space Heating_Natural Gas_Furnace_E9 | F5 | Industrial | Primary Metals | Existing | Space Heating | Natural Gas | Furnace | E9 | Utility - Cost of Operation | 0 | 0 | 0 | 0 | 0 | 0 | 0 | 0 | 0 | 0 | 0 | 0 | 0 | 0 | 0 | 0 | 0 | 0 | 0 | 0 | 0 | 0 | 0 | 0 | 0 | 0 | 0 | 0 | 0 | 0
F5_Industrial_Primary Metals_Existing_Space Heating_Natural Gas_Furnace_E10 | F5 | Industrial | Primary Metals | Existing | Space Heating | Natural Gas | Furnace | E10 | Utility - Cost of Operation | 0 | 0 | 0 | 0 | 0 | 0 | 0 | 0 | 0 | 0 | 0 | 0 | 0 | 0 | 0 | 0 | 0 | 0 | 0 | 0 | 0 | 0 | 0 | 0 | 0 | 0 | 0 | 0 | 0 | 0
F6_Industrial_Primary Metals_Existing_Space Heating_Natural Gas_Furnace_E1 | F6 | Industrial | Primary Metals | Existing | Space Heating | Natural Gas | Furnace | E1 | Utility - Value of Sales | 175.0954 | 177.0356 | 174.2343 | 171.5502 | 166.941 | 162.3799 | 157.7933 | 153.6071 | 149.4438 | 145.8103 | 142.1858 | 138.6626 | 135.2101 | 131.8903 | 128.6376 | 125.4494 | 122.3637 | 119.406 | 116.5159 | 113.7981 | 111.1864 | 108.6548 | 0 | 0 | 0 | 0 | 0 | 0 | 0 | 0
F6_Industrial_Primary Metals_Existing_Space Heating_Natural Gas_Furnace_E2 | F6 | Industrial | Primary Metals | Existing | Space Heating | Natural Gas | Furnace | E2 | Utility - Value of Sales | 155.646 | 157.3707 | 154.8806 | 152.4946 | 148.3975 | 144.343 | 140.2659 | 136.5447 | 132.8438 | 129.6139 | 126.392 | 123.2602 | 120.1911 | 117.2402 | 114.3487 | 111.5146 | 108.7717 | 106.1425 | 103.5735 | 101.1576 | 98.836 | 96.5856 | 0 | 0 | 0 | 0 | 0 | 0 | 0 | 0
F6_Industrial_Primary Metals_Existing_Space Heating_Natural Gas_Furnace_E3 | F6 | Industrial | Primary Metals | Existing | Space Heating | Natural Gas | Furnace | E3 | Utility - Value of Sales | 145.9042 | 147.521 | 145.1867 | 142.95 | 139.1093 | 135.3086 | 131.4867 | 127.9984 | 124.5292 | 121.5014 | 118.4812 | 115.5453 | 112.6684 | 109.9021 | 107.1917 | 104.535 | 101.9637 | 99.4991 | 97.0908 | 94.8262 | 92.6499 | 90.5404 | 0 | 0 | 0 | 0 | 0 | 0 | 0 | 0
F6_Industrial_Primary Metals_Existing_Space Heating_Natural Gas_Furnace_E4 | F6 | Industrial | Primary Metals | Existing | Space Heating | Natural Gas | Furnace | E4 | Utility - Value of Sales | 0 | 0 | 0 | 0 | 0 | 0 | 0 | 0 | 0 | 0 | 0 | 0 | 0 | 0 | 0 | 0 | 0 | 0 | 0 | 0 | 0 | 0 | 0 | 0 | 0 | 0 | 0 | 0 | 0 | 0
F6_Industrial_Primary Metals_Existing_Space Heating_Natural Gas_Furnace_E5 | F6 | Industrial | Primary Metals | Existing | Space Heating | Natural Gas | Furnace | E5 | Utility - Value of Sales | 0 | 0 | 0 | 0 | 0 | 0 | 0 | 0 | 0 | 0 | 0 | 0 | 0 | 0 | 0 | 0 | 0 | 0 | 0 | 0 | 0 | 0 | 0 | 0 | 0 | 0 | 0 | 0 | 0 | 0
F6_Industrial_Primary Metals_Existing_Space Heating_Natural Gas_Furnace_E6 | F6 | Industrial | Primary Metals | Existing | Space Heating | Natural Gas | Furnace | E6 | Utility - Value of Sales | 0 | 0 | 0 | 0 | 0 | 0 | 0 | 0 | 0 | 0 | 0 | 0 | 0 | 0 | 0 | 0 | 0 | 0 | 0 | 0 | 0 | 0 | 0 | 0 | 0 | 0 | 0 | 0 | 0 | 0
F6_Industrial_Primary Metals_Existing_Space Heating_Natural Gas_Furnace_E7 | F6 | Industrial | Primary Metals | Existing | Space Heating | Natural Gas | Furnace | E7 | Utility - Value of Sales | 0 | 0 | 0 | 0 | 0 | 0 | 0 | 0 | 0 | 0 | 0 | 0 | 0 | 0 | 0 | 0 | 0 | 0 | 0 | 0 | 0 | 0 | 0 | 0 | 0 | 0 | 0 | 0 | 0 | 0
F6_Industrial_Primary Metals_Existing_Space Heating_Natural Gas_Furnace_E8 | F6 | Industrial | Primary Metals | Existing | Space Heating | Natural Gas | Furnace | E8 | Utility - Value of Sales | 0 | 0 | 0 | 0 | 0 | 0 | 0 | 0 | 0 | 0 | 0 | 0 | 0 | 0 | 0 | 0 | 0 | 0 | 0 | 0 | 0 | 0 | 0 | 0 | 0 | 0 | 0 | 0 | 0 | 0
F6_Industrial_Primary Metals_Existing_Space Heating_Natural Gas_Furnace_E9 | F6 | Industrial | Primary Metals | Existing | Space Heating | Natural Gas | Furnace | E9 | Utility - Value of Sales | 0 | 0 | 0 | 0 | 0 | 0 | 0 | 0 | 0 | 0 | 0 | 0 | 0 | 0 | 0 | 0 | 0 | 0 | 0 | 0 | 0 | 0 | 0 | 0 | 0 | 0 | 0 | 0 | 0 | 0
F6_Industrial_Primary Metals_Existing_Space Heating_Natural Gas_Furnace_E10 | F6 | Industrial | Primary Metals | Existing | Space Heating | Natural Gas | Furnace | E10 | Utility - Value of Sales | 0 | 0 | 0 | 0 | 0 | 0 | 0 | 0 | 0 | 0 | 0 | 0 | 0 | 0 | 0 | 0 | 0 | 0 | 0 | 0 | 0 | 0 | 0 | 0 | 0 | 0 | 0 | 0 | 0 | 0
F1_Industrial_Primary Metals_Existing_Space Heating_Natural Gas_Boiler_E1 | F1 | Industrial | Primary Metals | Existing | Space Heating | Natural Gas | Boiler | E1 | Participant - Cost of Equipment | 88.5739 | 88.5739 | 88.5739 | 88.5739 | 88.5739 | 88.5739 | 88.5739 | 88.5739 | 88.5739 | 88.5739 | 88.5739 | 88.5739 | 88.5739 | 88.5739 | 88.5739 | 88.5739 | 88.5739 | 88.5739 | 88.5739 | 88.5739 | 88.5739 | 88.5739 | 0 | 0 | 0 | 0 | 0 | 0 | 0 | 0
F1_Industrial_Primary Metals_Existing_Space Heating_Natural Gas_Boiler_E2 | F1 | Industrial | Primary Metals | Existing | Space Heating | Natural Gas | Boiler | E2 | Participant - Cost of Equipment | 98.9662 | 98.9662 | 98.9662 | 98.9662 | 98.9662 | 98.9662 | 98.9662 | 98.9662 | 98.9662 | 98.9662 | 98.9662 | 98.9662 | 98.9662 | 98.9662 | 98.9662 | 98.9662 | 98.9662 | 98.9662 | 98.9662 | 98.9662 | 98.9662 | 98.9662 | 0 | 0 | 0 | 0 | 0 | 0 | 0 | 0
F1_Industrial_Primary Metals_Existing_Space Heating_Natural Gas_Boiler_E3 | F1 | Industrial | Primary Metals | Existing | Space Heating | Natural Gas | Boiler | E3 | Participant - Cost of Equipment | 119.8376 | 119.8376 | 119.8376 | 119.8376 | 119.8376 | 119.8376 | 119.8376 | 119.8376 | 119.8376 | 119.8376 | 119.8376 | 119.8376 | 119.8376 | 119.8376 | 119.8376 | 119.8376 | 119.8376 | 119.8376 | 119.8376 | 119.8376 | 119.8376 | 119.8376 | 0 | 0 | 0 | 0 | 0 | 0 | 0 | 0
F1_Industrial_Primary Metals_Existing_Space Heating_Natural Gas_Boiler_E4 | F1 | Industrial | Primary Metals | Existing | Space Heating | Natural Gas | Boiler | E4 | Participant - Cost of Equipment | 489423.175 | 489423.175 | 489423.175 | 489423.175 | 489423.175 | 489423.175 | 489423.175 | 489423.175 | 489423.175 | 489423.175 | 489423.175 | 489423.175 | 489423.175 | 489423.175 | 489423.175 | 489423.175 | 489423.175 | 489423.175 | 489423.175 | 489423.175 | 489423.175 | 489423.175 | 0 | 0 | 0 | 0 | 0 | 0 | 0 | 0
F1_Industrial_Primary Metals_Existing_Space Heating_Natural Gas_Boiler_E5 | F1 | Industrial | Primary Metals | Existing | Space Heating | Natural Gas | Boiler | E5 | Participant - Cost of Equipment | 0 | 0 | 0 | 0 | 0 | 0 | 0 | 0 | 0 | 0 | 0 | 0 | 0 | 0 | 0 | 0 | 0 | 0 | 0 | 0 | 0 | 0 | 0 | 0 | 0 | 0 | 0 | 0 | 0 | 0
F1_Industrial_Primary Metals_Existing_Space Heating_Natural Gas_Boiler_E6 | F1 | Industrial | Primary Metals | Existing | Space Heating | Natural Gas | Boiler | E6 | Participant - Cost of Equipment | 0 | 0 | 0 | 0 | 0 | 0 | 0 | 0 | 0 | 0 | 0 | 0 | 0 | 0 | 0 | 0 | 0 | 0 | 0 | 0 | 0 | 0 | 0 | 0 | 0 | 0 | 0 | 0 | 0 | 0
F1_Industrial_Primary Metals_Existing_Space Heating_Natural Gas_Boiler_E7 | F1 | Industrial | Primary Metals | Existing | Space Heating | Natural Gas | Boiler | E7 | Participant - Cost of Equipment | 0 | 0 | 0 | 0 | 0 | 0 | 0 | 0 | 0 | 0 | 0 | 0 | 0 | 0 | 0 | 0 | 0 | 0 | 0 | 0 | 0 | 0 | 0 | 0 | 0 | 0 | 0 | 0 | 0 | 0
F1_Industrial_Primary Metals_Existing_Space Heating_Natural Gas_Boiler_E8 | F1 | Industrial | Primary Metals | Existing | Space Heating | Natural Gas | Boiler | E8 | Participant - Cost of Equipment | 0 | 0 | 0 | 0 | 0 | 0 | 0 | 0 | 0 | 0 | 0 | 0 | 0 | 0 | 0 | 0 | 0 | 0 | 0 | 0 | 0 | 0 | 0 | 0 | 0 | 0 | 0 | 0 | 0 | 0
F1_Industrial_Primary Metals_Existing_Space Heating_Natural Gas_Boiler_E9 | F1 | Industrial | Primary Metals | Existing | Space Heating | Natural Gas | Boiler | E9 | Participant - Cost of Equipment | 0 | 0 | 0 | 0 | 0 | 0 | 0 | 0 | 0 | 0 | 0 | 0 | 0 | 0 | 0 | 0 | 0 | 0 | 0 | 0 | 0 | 0 | 0 | 0 | 0 | 0 | 0 | 0 | 0 | 0
F1_Industrial_Primary Metals_Existing_Space Heating_Natural Gas_Boiler_E10 | F1 | Industrial | Primary Metals | Existing | Space Heating | Natural Gas | Boiler | E10 | Participant - Cost of Equipment | 0 | 0 | 0 | 0 | 0 | 0 | 0 | 0 | 0 | 0 | 0 | 0 | 0 | 0 | 0 | 0 | 0 | 0 | 0 | 0 | 0 | 0 | 0 | 0 | 0 | 0 | 0 | 0 | 0 | 0
F2_Industrial_Primary Metals_Existing_Space Heating_Natural Gas_Boiler_E1 | F2 | Industrial | Primary Metals | Existing | Space Heating | Natural Gas | Boiler | E1 | Participant - Cost of Operation | 759.7762 | 767.0692 | 754.6941 | 742.8282 | 722.9774 | 703.3423 | 683.6169 | 665.5715 | 647.6359 | 631.9172 | 616.2502 | 601.0184 | 586.094 | 571.7348 | 557.6674 | 543.8805 | 530.5486 | 517.7796 | 505.3251 | 493.6235 | 482.4016 | 471.5551 | 0 | 0 | 0 | 0 | 0 | 0 | 0 | 0
F2_Industrial_Primary Metals_Existing_Space Heating_Natural Gas_Boiler_E2 | F2 | Industrial | Primary Metals | Existing | Space Heating | Natural Gas | Boiler | E2 | Participant - Cost of Operation | 715.0673 | 721.9312 | 710.2843 | 699.1166 | 680.434 | 661.9543 | 643.3897 | 626.4061 | 609.5259 | 594.7322 | 579.9871 | 565.6516 | 551.6054 | 538.0913 | 524.8516 | 511.876 | 499.3286 | 487.311 | 475.5894 | 464.5764 | 454.0148 | 443.8066 | 0 | 0 | 0 | 0 | 0 | 0 | 0 | 0
F2_Industrial_Primary Metals_Existing_Space Heating_Natural Gas_Boiler_E3 | F2 | Industrial | Primary Metals | Existing | Space Heating | Natural Gas | Boiler | E3 | Participant - Cost of Operation | 626.6087 | 632.6235 | 622.4174 | 612.6312 | 596.2597 | 580.0661 | 563.798 | 548.9154 | 534.1235 | 521.1599 | 508.2388 | 495.6767 | 483.3681 | 471.5257 | 459.9239 | 448.5535 | 437.5583 | 427.0274 | 416.7558 | 407.1051 | 397.8502 | 388.9047 | 0 | 0 | 0 | 0 | 0 | 0 | 0 | 0
F2_Industrial_Primary Metals_Existing_Space Heating_Natural Gas_Boiler_E4 | F2 | Industrial | Primary Metals | Existing | Space Heating | Natural Gas | Boiler | E4 | Participant - Cost of Operation | 464.8647 | 474.8301 | 468.5197 | 462.4942 | 449.7954 | 437.1535 | 424.3164 | 412.7451 | 401.1643 | 391.3033 | 381.4077 | 371.8003 | 362.3779 | 353.3538 | 344.5047 | 335.8232 | 327.4405 | 319.4331 | 311.5838 | 304.2388 | 297.1594 | 290.2447 | 0 | 0 | 0 | 0 | 0 | 0 | 0 | 0
F2_Industrial_Primary Metals_Existing_Space Heating_Natural Gas_Boiler_E5 | F2 | Industrial | Primary Metals | Existing | Space Heating | Natural Gas | Boiler | E5 | Participant - Cost of Operation | 0 | 0 | 0 | 0 | 0 | 0 | 0 | 0 | 0 | 0 | 0 | 0 | 0 | 0 | 0 | 0 | 0 | 0 | 0 | 0 | 0 | 0 | 0 | 0 | 0 | 0 | 0 | 0 | 0 | 0
F2_Industrial_Primary Metals_Existing_Space Heating_Natural Gas_Boiler_E6 | F2 | Industrial | Primary Metals | Existing | Space Heating | Natural Gas | Boiler | E6 | Participant - Cost of Operation | 0 | 0 | 0 | 0 | 0 | 0 | 0 | 0 | 0 | 0 | 0 | 0 | 0 | 0 | 0 | 0 | 0 | 0 | 0 | 0 | 0 | 0 | 0 | 0 | 0 | 0 | 0 | 0 | 0 | 0
F2_Industrial_Primary Metals_Existing_Space Heating_Natural Gas_Boiler_E7 | F2 | Industrial | Primary Metals | Existing | Space Heating | Natural Gas | Boiler | E7 | Participant - Cost of Operation | 0 | 0 | 0 | 0 | 0 | 0 | 0 | 0 | 0 | 0 | 0 | 0 | 0 | 0 | 0 | 0 | 0 | 0 | 0 | 0 | 0 | 0 | 0 | 0 | 0 | 0 | 0 | 0 | 0 | 0
F2_Industrial_Primary Metals_Existing_Space Heating_Natural Gas_Boiler_E8 | F2 | Industrial | Primary Metals | Existing | Space Heating | Natural Gas | Boiler | E8 | Participant - Cost of Operation | 0 | 0 | 0 | 0 | 0 | 0 | 0 | 0 | 0 | 0 | 0 | 0 | 0 | 0 | 0 | 0 | 0 | 0 | 0 | 0 | 0 | 0 | 0 | 0 | 0 | 0 | 0 | 0 | 0 | 0
F2_Industrial_Primary Metals_Existing_Space Heating_Natural Gas_Boiler_E9 | F2 | Industrial | Primary Metals | Existing | Space Heating | Natural Gas | Boiler | E9 | Participant - Cost of Operation | 0 | 0 | 0 | 0 | 0 | 0 | 0 | 0 | 0 | 0 | 0 | 0 | 0 | 0 | 0 | 0 | 0 | 0 | 0 | 0 | 0 | 0 | 0 | 0 | 0 | 0 | 0 | 0 | 0 | 0
F2_Industrial_Primary Metals_Existing_Space Heating_Natural Gas_Boiler_E10 | F2 | Industrial | Primary Metals | Existing | Space Heating | Natural Gas | Boiler | E10 | Participant - Cost of Operation | 0 | 0 | 0 | 0 | 0 | 0 | 0 | 0 | 0 | 0 | 0 | 0 | 0 | 0 | 0 | 0 | 0 | 0 | 0 | 0 | 0 | 0 | 0 | 0 | 0 | 0 | 0 | 0 | 0 | 0
F3_Industrial_Primary Metals_Existing_Space Heating_Natural Gas_Boiler_E1 | F3 | Industrial | Primary Metals | Existing | Space Heating | Natural Gas | Boiler | E1 | System - kBTUs of Conusmption | 126668.1668 | 126668.1668 | 126668.1668 | 126668.1668 | 126668.1668 | 126668.1668 | 126668.1668 | 126668.1668 | 126668.1668 | 126668.1668 | 126668.1668 | 126668.1668 | 126668.1668 | 126668.1668 | 126668.1668 | 126668.1668 | 126668.1668 | 126668.1668 | 126668.1668 | 126668.1668 | 126668.1668 | 126668.1668 | 0 | 0 | 0 | 0 | 0 | 0 | 0 | 0
F3_Industrial_Primary Metals_Existing_Space Heating_Natural Gas_Boiler_E2 | F3 | Industrial | Primary Metals | Existing | Space Heating | Natural Gas | Boiler | E2 | System - kBTUs of Conusmption | 119214.411 | 119214.411 | 119214.411 | 119214.411 | 119214.411 | 119214.411 | 119214.411 | 119214.411 | 119214.411 | 119214.411 | 119214.411 | 119214.411 | 119214.411 | 119214.411 | 119214.411 | 119214.411 | 119214.411 | 119214.411 | 119214.411 | 119214.411 | 119214.411 | 119214.411 | 0 | 0 | 0 | 0 | 0 | 0 | 0 | 0
F3_Industrial_Primary Metals_Existing_Space Heating_Natural Gas_Boiler_E3 | F3 | Industrial | Primary Metals | Existing | Space Heating | Natural Gas | Boiler | E3 | System - kBTUs of Conusmption | 104466.7859 | 104466.7859 | 104466.7859 | 104466.7859 | 104466.7859 | 104466.7859 | 104466.7859 | 104466.7859 | 104466.7859 | 104466.7859 | 104466.7859 | 104466.7859 | 104466.7859 | 104466.7859 | 104466.7859 | 104466.7859 | 104466.7859 | 104466.7859 | 104466.7859 | 104466.7859 | 104466.7859 | 104466.7859 | 0 | 0 | 0 | 0 | 0 | 0 | 0 | 0
F3_Industrial_Primary Metals_Existing_Space Heating_Natural Gas_Boiler_E4 | F3 | Industrial | Primary Metals | Existing | Space Heating | Natural Gas | Boiler | E4 | System - kBTUs of Conusmption | 72381.8096 | 72381.8096 | 72381.8096 | 72381.8096 | 72381.8096 | 72381.8096 | 72381.8096 | 72381.8096 | 72381.8096 | 72381.8096 | 72381.8096 | 72381.8096 | 72381.8096 | 72381.8096 | 72381.8096 | 72381.8096 | 72381.8096 | 72381.8096 | 72381.8096 | 72381.8096 | 72381.8096 | 72381.8096 | 0 | 0 | 0 | 0 | 0 | 0 | 0 | 0
F3_Industrial_Primary Metals_Existing_Space Heating_Natural Gas_Boiler_E5 | F3 | Industrial | Primary Metals | Existing | Space Heating | Natural Gas | Boiler | E5 | System - kBTUs of Conusmption | 0 | 0 | 0 | 0 | 0 | 0 | 0 | 0 | 0 | 0 | 0 | 0 | 0 | 0 | 0 | 0 | 0 | 0 | 0 | 0 | 0 | 0 | 0 | 0 | 0 | 0 | 0 | 0 | 0 | 0
F3_Industrial_Primary Metals_Existing_Space Heating_Natural Gas_Boiler_E6 | F3 | Industrial | Primary Metals | Existing | Space Heating | Natural Gas | Boiler | E6 | System - kBTUs of Conusmption | 0 | 0 | 0 | 0 | 0 | 0 | 0 | 0 | 0 | 0 | 0 | 0 | 0 | 0 | 0 | 0 | 0 | 0 | 0 | 0 | 0 | 0 | 0 | 0 | 0 | 0 | 0 | 0 | 0 | 0
F3_Industrial_Primary Metals_Existing_Space Heating_Natural Gas_Boiler_E7 | F3 | Industrial | Primary Metals | Existing | Space Heating | Natural Gas | Boiler | E7 | System - kBTUs of Conusmption | 0 | 0 | 0 | 0 | 0 | 0 | 0 | 0 | 0 | 0 | 0 | 0 | 0 | 0 | 0 | 0 | 0 | 0 | 0 | 0 | 0 | 0 | 0 | 0 | 0 | 0 | 0 | 0 | 0 | 0
F3_Industrial_Primary Metals_Existing_Space Heating_Natural Gas_Boiler_E8 | F3 | Industrial | Primary Metals | Existing | Space Heating | Natural Gas | Boiler | E8 | System - kBTUs of Conusmption | 0 | 0 | 0 | 0 | 0 | 0 | 0 | 0 | 0 | 0 | 0 | 0 | 0 | 0 | 0 | 0 | 0 | 0 | 0 | 0 | 0 | 0 | 0 | 0 | 0 | 0 | 0 | 0 | 0 | 0
F3_Industrial_Primary Metals_Existing_Space Heating_Natural Gas_Boiler_E9 | F3 | Industrial | Primary Metals | Existing | Space Heating | Natural Gas | Boiler | E9 | System - kBTUs of Conusmption | 0 | 0 | 0 | 0 | 0 | 0 | 0 | 0 | 0 | 0 | 0 | 0 | 0 | 0 | 0 | 0 | 0 | 0 | 0 | 0 | 0 | 0 | 0 | 0 | 0 | 0 | 0 | 0 | 0 | 0
F3_Industrial_Primary Metals_Existing_Space Heating_Natural Gas_Boiler_E10 | F3 | Industrial | Primary Metals | Existing | Space Heating | Natural Gas | Boiler | E10 | System - kBTUs of Conusmption | 0 | 0 | 0 | 0 | 0 | 0 | 0 | 0 | 0 | 0 | 0 | 0 | 0 | 0 | 0 | 0 | 0 | 0 | 0 | 0 | 0 | 0 | 0 | 0 | 0 | 0 | 0 | 0 | 0 | 0
F4_Industrial_Primary Metals_Existing_Space Heating_Natural Gas_Boiler_E1 | F4 | Industrial | Primary Metals | Existing | Space Heating | Natural Gas | Boiler | E1 | Utility - Cost of Equipment | 88.5739 | 88.5739 | 88.5739 | 88.5739 | 88.5739 | 88.5739 | 88.5739 | 88.5739 | 88.5739 | 88.5739 | 88.5739 | 88.5739 | 88.5739 | 88.5739 | 88.5739 | 88.5739 | 88.5739 | 88.5739 | 88.5739 | 88.5739 | 88.5739 | 88.5739 | 0 | 0 | 0 | 0 | 0 | 0 | 0 | 0
F4_Industrial_Primary Metals_Existing_Space Heating_Natural Gas_Boiler_E2 | F4 | Industrial | Primary Metals | Existing | Space Heating | Natural Gas | Boiler | E2 | Utility - Cost of Equipment | 98.9662 | 98.9662 | 98.9662 | 98.9662 | 98.9662 | 98.9662 | 98.9662 | 98.9662 | 98.9662 | 98.9662 | 98.9662 | 98.9662 | 98.9662 | 98.9662 | 98.9662 | 98.9662 | 98.9662 | 98.9662 | 98.9662 | 98.9662 | 98.9662 | 98.9662 | 0 | 0 | 0 | 0 | 0 | 0 | 0 | 0
F4_Industrial_Primary Metals_Existing_Space Heating_Natural Gas_Boiler_E3 | F4 | Industrial | Primary Metals | Existing | Space Heating | Natural Gas | Boiler | E3 | Utility - Cost of Equipment | 119.8376 | 119.8376 | 119.8376 | 119.8376 | 119.8376 | 119.8376 | 119.8376 | 119.8376 | 119.8376 | 119.8376 | 119.8376 | 119.8376 | 119.8376 | 119.8376 | 119.8376 | 119.8376 | 119.8376 | 119.8376 | 119.8376 | 119.8376 | 119.8376 | 119.8376 | 0 | 0 | 0 | 0 | 0 | 0 | 0 | 0
F4_Industrial_Primary Metals_Existing_Space Heating_Natural Gas_Boiler_E4 | F4 | Industrial | Primary Metals | Existing | Space Heating | Natural Gas | Boiler | E4 | Utility - Cost of Equipment | 489423.175 | 489423.175 | 489423.175 | 489423.175 | 489423.175 | 489423.175 | 489423.175 | 489423.175 | 489423.175 | 489423.175 | 489423.175 | 489423.175 | 489423.175 | 489423.175 | 489423.175 | 489423.175 | 489423.175 | 489423.175 | 489423.175 | 489423.175 | 489423.175 | 489423.175 | 0 | 0 | 0 | 0 | 0 | 0 | 0 | 0
F4_Industrial_Primary Metals_Existing_Space Heating_Natural Gas_Boiler_E5 | F4 | Industrial | Primary Metals | Existing | Space Heating | Natural Gas | Boiler | E5 | Utility - Cost of Equipment | 0 | 0 | 0 | 0 | 0 | 0 | 0 | 0 | 0 | 0 | 0 | 0 | 0 | 0 | 0 | 0 | 0 | 0 | 0 | 0 | 0 | 0 | 0 | 0 | 0 | 0 | 0 | 0 | 0 | 0
F4_Industrial_Primary Metals_Existing_Space Heating_Natural Gas_Boiler_E6 | F4 | Industrial | Primary Metals | Existing | Space Heating | Natural Gas | Boiler | E6 | Utility - Cost of Equipment | 0 | 0 | 0 | 0 | 0 | 0 | 0 | 0 | 0 | 0 | 0 | 0 | 0 | 0 | 0 | 0 | 0 | 0 | 0 | 0 | 0 | 0 | 0 | 0 | 0 | 0 | 0 | 0 | 0 | 0
F4_Industrial_Primary Metals_Existing_Space Heating_Natural Gas_Boiler_E7 | F4 | Industrial | Primary Metals | Existing | Space Heating | Natural Gas | Boiler | E7 | Utility - Cost of Equipment | 0 | 0 | 0 | 0 | 0 | 0 | 0 | 0 | 0 | 0 | 0 | 0 | 0 | 0 | 0 | 0 | 0 | 0 | 0 | 0 | 0 | 0 | 0 | 0 | 0 | 0 | 0 | 0 | 0 | 0
F4_Industrial_Primary Metals_Existing_Space Heating_Natural Gas_Boiler_E8 | F4 | Industrial | Primary Metals | Existing | Space Heating | Natural Gas | Boiler | E8 | Utility - Cost of Equipment | 0 | 0 | 0 | 0 | 0 | 0 | 0 | 0 | 0 | 0 | 0 | 0 | 0 | 0 | 0 | 0 | 0 | 0 | 0 | 0 | 0 | 0 | 0 | 0 | 0 | 0 | 0 | 0 | 0 | 0
F4_Industrial_Primary Metals_Existing_Space Heating_Natural Gas_Boiler_E9 | F4 | Industrial | Primary Metals | Existing | Space Heating | Natural Gas | Boiler | E9 | Utility - Cost of Equipment | 0 | 0 | 0 | 0 | 0 | 0 | 0 | 0 | 0 | 0 | 0 | 0 | 0 | 0 | 0 | 0 | 0 | 0 | 0 | 0 | 0 | 0 | 0 | 0 | 0 | 0 | 0 | 0 | 0 | 0
F4_Industrial_Primary Metals_Existing_Space Heating_Natural Gas_Boiler_E10 | F4 | Industrial | Primary Metals | Existing | Space Heating | Natural Gas | Boiler | E10 | Utility - Cost of Equipment | 0 | 0 | 0 | 0 | 0 | 0 | 0 | 0 | 0 | 0 | 0 | 0 | 0 | 0 | 0 | 0 | 0 | 0 | 0 | 0 | 0 | 0 | 0 | 0 | 0 | 0 | 0 | 0 | 0 | 0
F5_Industrial_Primary Metals_Existing_Space Heating_Natural Gas_Boiler_E1 | F5 | Industrial | Primary Metals | Existing | Space Heating | Natural Gas | Boiler | E1 | Utility - Cost of Operation | 634.1693 | 640.2567 | 629.9274 | 620.0232 | 603.4542 | 587.0652 | 570.6008 | 555.5386 | 540.5682 | 527.4482 | 514.3712 | 501.6575 | 489.2004 | 477.2152 | 465.4733 | 453.9658 | 442.8378 | 432.1799 | 421.7844 | 412.0173 | 402.6506 | 393.5972 | 0 | 0 | 0 | 0 | 0 | 0 | 0 | 0
F5_Industrial_Primary Metals_Existing_Space Heating_Natural Gas_Boiler_E2 | F5 | Industrial | Primary Metals | Existing | Space Heating | Natural Gas | Boiler | E2 | Utility - Cost of Operation | 596.8518 | 602.581 | 592.8595 | 583.5381 | 567.9441 | 552.5195 | 537.024 | 522.8481 | 508.7586 | 496.4106 | 484.1032 | 472.1376 | 460.4135 | 449.1336 | 438.0827 | 427.2523 | 416.7792 | 406.7484 | 396.9646 | 387.7722 | 378.9567 | 370.4361 | 0 | 0 | 0 | 0 | 0 | 0 | 0 | 0
F5_Industrial_Primary Metals_Existing_Space Heating_Natural Gas_Boiler_E3 | F5 | Industrial | Primary Metals | Existing | Space Heating | Natural Gas | Boiler | E3 | Utility - Cost of Operation | 523.0172 | 528.0376 | 519.5188 | 511.3505 | 497.6856 | 484.1691 | 470.5905 | 458.1683 | 445.8217 | 435.0013 | 424.2164 | 413.731 | 403.4573 | 393.5727 | 383.8889 | 374.3983 | 365.2208 | 356.4308 | 347.8574 | 339.8022 | 332.0772 | 324.6107 | 0 | 0 | 0 | 0 | 0 | 0 | 0 | 0
F5_Industrial_Primary Metals_Existing_Space Heating_Natural Gas_Boiler_E4 | F5 | Industrial | Primary Metals | Existing | Space Heating | Natural Gas | Boiler | E4 | Utility - Cost of Operation | 388.0129 | 396.3308 | 391.0636 | 386.0343 | 375.4348 | 364.8829 | 354.1681 | 344.5097 | 334.8435 | 326.6127 | 318.3531 | 310.334 | 302.4693 | 294.937 | 287.5509 | 280.3046 | 273.3078 | 266.6241 | 260.0725 | 253.9418 | 248.0327 | 242.2612 | 0 | 0 | 0 | 0 | 0 | 0 | 0 | 0
F5_Industrial_Primary Metals_Existing_Space Heating_Natural Gas_Boiler_E5 | F5 | Industrial | Primary Metals | Existing | Space Heating | Natural Gas | Boiler | E5 | Utility - Cost of Operation | 0 | 0 | 0 | 0 | 0 | 0 | 0 | 0 | 0 | 0 | 0 | 0 | 0 | 0 | 0 | 0 | 0 | 0 | 0 | 0 | 0 | 0 | 0 | 0 | 0 | 0 | 0 | 0 | 0 | 0
F5_Industrial_Primary Metals_Existing_Space Heating_Natural Gas_Boiler_E6 | F5 | Industrial | Primary Metals | Existing | Space Heating | Natural Gas | Boiler | E6 | Utility - Cost of Operation | 0 | 0 | 0 | 0 | 0 | 0 | 0 | 0 | 0 | 0 | 0 | 0 | 0 | 0 | 0 | 0 | 0 | 0 | 0 | 0 | 0 | 0 | 0 | 0 | 0 | 0 | 0 | 0 | 0 | 0
F5_Industrial_Primary Metals_Existing_Space Heating_Natural Gas_Boiler_E7 | F5 | Industrial | Primary Metals | Existing | Space Heating | Natural Gas | Boiler | E7 | Utility - Cost of Operation | 0 | 0 | 0 | 0 | 0 | 0 | 0 | 0 | 0 | 0 | 0 | 0 | 0 | 0 | 0 | 0 | 0 | 0 | 0 | 0 | 0 | 0 | 0 | 0 | 0 | 0 | 0 | 0 | 0 | 0
F5_Industrial_Primary Metals_Existing_Space Heating_Natural Gas_Boiler_E8 | F5 | Industrial | Primary Metals | Existing | Space Heating | Natural Gas | Boiler | E8 | Utility - Cost of Operation | 0 | 0 | 0 | 0 | 0 | 0 | 0 | 0 | 0 | 0 | 0 | 0 | 0 | 0 | 0 | 0 | 0 | 0 | 0 | 0 | 0 | 0 | 0 | 0 | 0 | 0 | 0 | 0 | 0 | 0
F5_Industrial_Primary Metals_Existing_Space Heating_Natural Gas_Boiler_E9 | F5 | Industrial | Primary Metals | Existing | Space Heating | Natural Gas | Boiler | E9 | Utility - Cost of Operation | 0 | 0 | 0 | 0 | 0 | 0 | 0 | 0 | 0 | 0 | 0 | 0 | 0 | 0 | 0 | 0 | 0 | 0 | 0 | 0 | 0 | 0 | 0 | 0 | 0 | 0 | 0 | 0 | 0 | 0
F5_Industrial_Primary Metals_Existing_Space Heating_Natural Gas_Boiler_E10 | F5 | Industrial | Primary Metals | Existing | Space Heating | Natural Gas | Boiler | E10 | Utility - Cost of Operation | 0 | 0 | 0 | 0 | 0 | 0 | 0 | 0 | 0 | 0 | 0 | 0 | 0 | 0 | 0 | 0 | 0 | 0 | 0 | 0 | 0 | 0 | 0 | 0 | 0 | 0 | 0 | 0 | 0 | 0
F6_Industrial_Primary Metals_Existing_Space Heating_Natural Gas_Boiler_E1 | F6 | Industrial | Primary Metals | Existing | Space Heating | Natural Gas | Boiler | E1 | Utility - Value of Sales | 759.7762 | 767.0692 | 754.6941 | 742.8282 | 722.9774 | 703.3423 | 683.6169 | 665.5715 | 647.6359 | 631.9172 | 616.2502 | 601.0184 | 586.094 | 571.7348 | 557.6674 | 543.8805 | 530.5486 | 517.7796 | 505.3251 | 493.6235 | 482.4016 | 471.5551 | 0 | 0 | 0 | 0 | 0 | 0 | 0 | 0
F6_Industrial_Primary Metals_Existing_Space Heating_Natural Gas_Boiler_E2 | F6 | Industrial | Primary Metals | Existing | Space Heating | Natural Gas | Boiler | E2 | Utility - Value of Sales | 715.0673 | 721.9312 | 710.2843 | 699.1166 | 680.434 | 661.9543 | 643.3897 | 626.4061 | 609.5259 | 594.7322 | 579.9871 | 565.6516 | 551.6054 | 538.0913 | 524.8516 | 511.876 | 499.3286 | 487.311 | 475.5894 | 464.5764 | 454.0148 | 443.8066 | 0 | 0 | 0 | 0 | 0 | 0 | 0 | 0
F6_Industrial_Primary Metals_Existing_Space Heating_Natural Gas_Boiler_E3 | F6 | Industrial | Primary Metals | Existing | Space Heating | Natural Gas | Boiler | E3 | Utility - Value of Sales | 626.6087 | 632.6235 | 622.4174 | 612.6312 | 596.2597 | 580.0661 | 563.798 | 548.9154 | 534.1235 | 521.1599 | 508.2388 | 495.6767 | 483.3681 | 471.5257 | 459.9239 | 448.5535 | 437.5583 | 427.0274 | 416.7558 | 407.1051 | 397.8502 | 388.9047 | 0 | 0 | 0 | 0 | 0 | 0 | 0 | 0
F6_Industrial_Primary Metals_Existing_Space Heating_Natural Gas_Boiler_E4 | F6 | Industrial | Primary Metals | Existing | Space Heating | Natural Gas | Boiler | E4 | Utility - Value of Sales | 464.8647 | 474.8301 | 468.5197 | 462.4942 | 449.7954 | 437.1535 | 424.3164 | 412.7451 | 401.1643 | 391.3033 | 381.4077 | 371.8003 | 362.3779 | 353.3538 | 344.5047 | 335.8232 | 327.4405 | 319.4331 | 311.5838 | 304.2388 | 297.1594 | 290.2447 | 0 | 0 | 0 | 0 | 0 | 0 | 0 | 0
F6_Industrial_Primary Metals_Existing_Space Heating_Natural Gas_Boiler_E5 | F6 | Industrial | Primary Metals | Existing | Space Heating | Natural Gas | Boiler | E5 | Utility - Value of Sales | 0 | 0 | 0 | 0 | 0 | 0 | 0 | 0 | 0 | 0 | 0 | 0 | 0 | 0 | 0 | 0 | 0 | 0 | 0 | 0 | 0 | 0 | 0 | 0 | 0 | 0 | 0 | 0 | 0 | 0
F6_Industrial_Primary Metals_Existing_Space Heating_Natural Gas_Boiler_E6 | F6 | Industrial | Primary Metals | Existing | Space Heating | Natural Gas | Boiler | E6 | Utility - Value of Sales | 0 | 0 | 0 | 0 | 0 | 0 | 0 | 0 | 0 | 0 | 0 | 0 | 0 | 0 | 0 | 0 | 0 | 0 | 0 | 0 | 0 | 0 | 0 | 0 | 0 | 0 | 0 | 0 | 0 | 0
F6_Industrial_Primary Metals_Existing_Space Heating_Natural Gas_Boiler_E7 | F6 | Industrial | Primary Metals | Existing | Space Heating | Natural Gas | Boiler | E7 | Utility - Value of Sales | 0 | 0 | 0 | 0 | 0 | 0 | 0 | 0 | 0 | 0 | 0 | 0 | 0 | 0 | 0 | 0 | 0 | 0 | 0 | 0 | 0 | 0 | 0 | 0 | 0 | 0 | 0 | 0 | 0 | 0
F6_Industrial_Primary Metals_Existing_Space Heating_Natural Gas_Boiler_E8 | F6 | Industrial | Primary Metals | Existing | Space Heating | Natural Gas | Boiler | E8 | Utility - Value of Sales | 0 | 0 | 0 | 0 | 0 | 0 | 0 | 0 | 0 | 0 | 0 | 0 | 0 | 0 | 0 | 0 | 0 | 0 | 0 | 0 | 0 | 0 | 0 | 0 | 0 | 0 | 0 | 0 | 0 | 0
F6_Industrial_Primary Metals_Existing_Space Heating_Natural Gas_Boiler_E9 | F6 | Industrial | Primary Metals | Existing | Space Heating | Natural Gas | Boiler | E9 | Utility - Value of Sales | 0 | 0 | 0 | 0 | 0 | 0 | 0 | 0 | 0 | 0 | 0 | 0 | 0 | 0 | 0 | 0 | 0 | 0 | 0 | 0 | 0 | 0 | 0 | 0 | 0 | 0 | 0 | 0 | 0 | 0
F6_Industrial_Primary Metals_Existing_Space Heating_Natural Gas_Boiler_E10 | F6 | Industrial | Primary Metals | Existing | Space Heating | Natural Gas | Boiler | E10 | Utility - Value of Sales | 0 | 0 | 0 | 0 | 0 | 0 | 0 | 0 | 0 | 0 | 0 | 0 | 0 | 0 | 0 | 0 | 0 | 0 | 0 | 0 | 0 | 0 | 0 | 0 | 0 | 0 | 0 | 0 | 0 | 0
F1_Industrial_Primary Metals_Existing_Space Heating_Natural Gas_Unit Heater_E1 | F1 | Industrial | Primary Metals | Existing | Space Heating | Natural Gas | Unit Heater | E1 | Participant - Cost of Equipment | 28.8649 | 28.8649 | 28.8649 | 28.8649 | 28.8649 | 28.8649 | 28.8649 | 28.8649 | 28.8649 | 28.8649 | 28.8649 | 28.8649 | 28.8649 | 28.8649 | 28.8649 | 28.8649 | 28.8649 | 28.8649 | 28.8649 | 28.8649 | 28.8649 | 28.8649 | 0 | 0 | 0 | 0 | 0 | 0 | 0 | 0
F1_Industrial_Primary Metals_Existing_Space Heating_Natural Gas_Unit Heater_E2 | F1 | Industrial | Primary Metals | Existing | Space Heating | Natural Gas | Unit Heater | E2 | Participant - Cost of Equipment | 63.305 | 63.305 | 63.305 | 63.305 | 63.305 | 63.305 | 63.305 | 63.305 | 63.305 | 63.305 | 63.305 | 63.305 | 63.305 | 63.305 | 63.305 | 63.305 | 63.305 | 63.305 | 63.305 | 63.305 | 63.305 | 63.305 | 0 | 0 | 0 | 0 | 0 | 0 | 0 | 0
F1_Industrial_Primary Metals_Existing_Space Heating_Natural Gas_Unit Heater_E3 | F1 | Industrial | Primary Metals | Existing | Space Heating | Natural Gas | Unit Heater | E3 | Participant - Cost of Equipment | 33.7466 | 33.7466 | 33.7466 | 33.7466 | 33.7466 | 33.7466 | 33.7466 | 33.7466 | 33.7466 | 33.7466 | 33.7466 | 33.7466 | 33.7466 | 33.7466 | 33.7466 | 33.7466 | 33.7466 | 33.7466 | 33.7466 | 33.7466 | 33.7466 | 33.7466 | 0 | 0 | 0 | 0 | 0 | 0 | 0 | 0
F1_Industrial_Primary Metals_Existing_Space Heating_Natural Gas_Unit Heater_E4 | F1 | Industrial | Primary Metals | Existing | Space Heating | Natural Gas | Unit Heater | E4 | Participant - Cost of Equipment | 0 | 0 | 0 | 0 | 0 | 0 | 0 | 0 | 0 | 0 | 0 | 0 | 0 | 0 | 0 | 0 | 0 | 0 | 0 | 0 | 0 | 0 | 0 | 0 | 0 | 0 | 0 | 0 | 0 | 0
F1_Industrial_Primary Metals_Existing_Space Heating_Natural Gas_Unit Heater_E5 | F1 | Industrial | Primary Metals | Existing | Space Heating | Natural Gas | Unit Heater | E5 | Participant - Cost of Equipment | 0 | 0 | 0 | 0 | 0 | 0 | 0 | 0 | 0 | 0 | 0 | 0 | 0 | 0 | 0 | 0 | 0 | 0 | 0 | 0 | 0 | 0 | 0 | 0 | 0 | 0 | 0 | 0 | 0 | 0
F1_Industrial_Primary Metals_Existing_Space Heating_Natural Gas_Unit Heater_E6 | F1 | Industrial | Primary Metals | Existing | Space Heating | Natural Gas | Unit Heater | E6 | Participant - Cost of Equipment | 0 | 0 | 0 | 0 | 0 | 0 | 0 | 0 | 0 | 0 | 0 | 0 | 0 | 0 | 0 | 0 | 0 | 0 | 0 | 0 | 0 | 0 | 0 | 0 | 0 | 0 | 0 | 0 | 0 | 0
F1_Industrial_Primary Metals_Existing_Space Heating_Natural Gas_Unit Heater_E7 | F1 | Industrial | Primary Metals | Existing | Space Heating | Natural Gas | Unit Heater | E7 | Participant - Cost of Equipment | 0 | 0 | 0 | 0 | 0 | 0 | 0 | 0 | 0 | 0 | 0 | 0 | 0 | 0 | 0 | 0 | 0 | 0 | 0 | 0 | 0 | 0 | 0 | 0 | 0 | 0 | 0 | 0 | 0 | 0
F1_Industrial_Primary Metals_Existing_Space Heating_Natural Gas_Unit Heater_E8 | F1 | Industrial | Primary Metals | Existing | Space Heating | Natural Gas | Unit Heater | E8 | Participant - Cost of Equipment | 0 | 0 | 0 | 0 | 0 | 0 | 0 | 0 | 0 | 0 | 0 | 0 | 0 | 0 | 0 | 0 | 0 | 0 | 0 | 0 | 0 | 0 | 0 | 0 | 0 | 0 | 0 | 0 | 0 | 0
F1_Industrial_Primary Metals_Existing_Space Heating_Natural Gas_Unit Heater_E9 | F1 | Industrial | Primary Metals | Existing | Space Heating | Natural Gas | Unit Heater | E9 | Participant - Cost of Equipment | 0 | 0 | 0 | 0 | 0 | 0 | 0 | 0 | 0 | 0 | 0 | 0 | 0 | 0 | 0 | 0 | 0 | 0 | 0 | 0 | 0 | 0 | 0 | 0 | 0 | 0 | 0 | 0 | 0 | 0
F1_Industrial_Primary Metals_Existing_Space Heating_Natural Gas_Unit Heater_E10 | F1 | Industrial | Primary Metals | Existing | Space Heating | Natural Gas | Unit Heater | E10 | Participant - Cost of Equipment | 0 | 0 | 0 | 0 | 0 | 0 | 0 | 0 | 0 | 0 | 0 | 0 | 0 | 0 | 0 | 0 | 0 | 0 | 0 | 0 | 0 | 0 | 0 | 0 | 0 | 0 | 0 | 0 | 0 | 0
F2_Industrial_Primary Metals_Existing_Space Heating_Natural Gas_Unit Heater_E1 | F2 | Industrial | Primary Metals | Existing | Space Heating | Natural Gas | Unit Heater | E1 | Participant - Cost of Operation | 251.1934 | 258.4537 | 255.5211 | 252.7386 | 245.7658 | 238.7858 | 231.6319 | 225.223 | 218.7708 | 213.3557 | 207.8968 | 202.6011 | 197.4046 | 192.4409 | 187.5709 | 182.7902 | 178.1813 | 173.7924 | 169.488 | 165.4849 | 161.6342 | 157.8731 | 0 | 0 | 0 | 0 | 0 | 0 | 0 | 0
F2_Industrial_Primary Metals_Existing_Space Heating_Natural Gas_Unit Heater_E2 | F2 | Industrial | Primary Metals | Existing | Space Heating | Natural Gas | Unit Heater | E2 | Participant - Cost of Operation | 239.2373 | 246.152 | 243.3591 | 240.709 | 234.068 | 227.4203 | 220.6069 | 214.5031 | 208.358 | 203.2006 | 198.0015 | 192.9579 | 188.0087 | 183.2812 | 178.643 | 174.0899 | 169.7004 | 165.5204 | 161.4209 | 157.6083 | 153.9409 | 150.3588 | 0 | 0 | 0 | 0 | 0 | 0 | 0 | 0
F2_Industrial_Primary Metals_Existing_Space Heating_Natural Gas_Unit Heater_E3 | F2 | Industrial | Primary Metals | Existing | Space Heating | Natural Gas | Unit Heater | E3 | Participant - Cost of Operation | 208.0326 | 212.4532 | 209.6176 | 206.9116 | 201.2285 | 195.5664 | 189.8175 | 184.6361 | 179.4477 | 175.0349 | 170.6099 | 166.3137 | 162.1002 | 158.0646 | 154.1073 | 150.225 | 146.4762 | 142.8948 | 139.3843 | 136.0987 | 132.9318 | 129.8386 | 0 | 0 | 0 | 0 | 0 | 0 | 0 | 0
F2_Industrial_Primary Metals_Existing_Space Heating_Natural Gas_Unit Heater_E4 | F2 | Industrial | Primary Metals | Existing | Space Heating | Natural Gas | Unit Heater | E4 | Participant - Cost of Operation | 0 | 0 | 0 | 0 | 0 | 0 | 0 | 0 | 0 | 0 | 0 | 0 | 0 | 0 | 0 | 0 | 0 | 0 | 0 | 0 | 0 | 0 | 0 | 0 | 0 | 0 | 0 | 0 | 0 | 0
F2_Industrial_Primary Metals_Existing_Space Heating_Natural Gas_Unit Heater_E5 | F2 | Industrial | Primary Metals | Existing | Space Heating | Natural Gas | Unit Heater | E5 | Participant - Cost of Operation | 0 | 0 | 0 | 0 | 0 | 0 | 0 | 0 | 0 | 0 | 0 | 0 | 0 | 0 | 0 | 0 | 0 | 0 | 0 | 0 | 0 | 0 | 0 | 0 | 0 | 0 | 0 | 0 | 0 | 0
F2_Industrial_Primary Metals_Existing_Space Heating_Natural Gas_Unit Heater_E6 | F2 | Industrial | Primary Metals | Existing | Space Heating | Natural Gas | Unit Heater | E6 | Participant - Cost of Operation | 0 | 0 | 0 | 0 | 0 | 0 | 0 | 0 | 0 | 0 | 0 | 0 | 0 | 0 | 0 | 0 | 0 | 0 | 0 | 0 | 0 | 0 | 0 | 0 | 0 | 0 | 0 | 0 | 0 | 0
F2_Industrial_Primary Metals_Existing_Space Heating_Natural Gas_Unit Heater_E7 | F2 | Industrial | Primary Metals | Existing | Space Heating | Natural Gas | Unit Heater | E7 | Participant - Cost of Operation | 0 | 0 | 0 | 0 | 0 | 0 | 0 | 0 | 0 | 0 | 0 | 0 | 0 | 0 | 0 | 0 | 0 | 0 | 0 | 0 | 0 | 0 | 0 | 0 | 0 | 0 | 0 | 0 | 0 | 0
F2_Industrial_Primary Metals_Existing_Space Heating_Natural Gas_Unit Heater_E8 | F2 | Industrial | Primary Metals | Existing | Space Heating | Natural Gas | Unit Heater | E8 | Participant - Cost of Operation | 0 | 0 | 0 | 0 | 0 | 0 | 0 | 0 | 0 | 0 | 0 | 0 | 0 | 0 | 0 | 0 | 0 | 0 | 0 | 0 | 0 | 0 | 0 | 0 | 0 | 0 | 0 | 0 | 0 | 0
F2_Industrial_Primary Metals_Existing_Space Heating_Natural Gas_Unit Heater_E9 | F2 | Industrial | Primary Metals | Existing | Space Heating | Natural Gas | Unit Heater | E9 | Participant - Cost of Operation | 0 | 0 | 0 | 0 | 0 | 0 | 0 | 0 | 0 | 0 | 0 | 0 | 0 | 0 | 0 | 0 | 0 | 0 | 0 | 0 | 0 | 0 | 0 | 0 | 0 | 0 | 0 | 0 | 0 | 0
F2_Industrial_Primary Metals_Existing_Space Heating_Natural Gas_Unit Heater_E10 | F2 | Industrial | Primary Metals | Existing | Space Heating | Natural Gas | Unit Heater | E10 | Participant - Cost of Operation | 0 | 0 | 0 | 0 | 0 | 0 | 0 | 0 | 0 | 0 | 0 | 0 | 0 | 0 | 0 | 0 | 0 | 0 | 0 | 0 | 0 | 0 | 0 | 0 | 0 | 0 | 0 | 0 | 0 | 0
F3_Industrial_Primary Metals_Existing_Space Heating_Natural Gas_Unit Heater_E1 | F3 | Industrial | Primary Metals | Existing | Space Heating | Natural Gas | Unit Heater | E1 | System - kBTUs of Conusmption | 37938.3379 | 37938.3379 | 37938.3379 | 37938.3379 | 37938.3379 | 37938.3379 | 37938.3379 | 37938.3379 | 37938.3379 | 37938.3379 | 37938.3379 | 37938.3379 | 37938.3379 | 37938.3379 | 37938.3379 | 37938.3379 | 37938.3379 | 37938.3379 | 37938.3379 | 37938.3379 | 37938.3379 | 37938.3379 | 0 | 0 | 0 | 0 | 0 | 0 | 0 | 0
F3_Industrial_Primary Metals_Existing_Space Heating_Natural Gas_Unit Heater_E2 | F3 | Industrial | Primary Metals | Existing | Space Heating | Natural Gas | Unit Heater | E2 | System - kBTUs of Conusmption | 36132.5821 | 36132.5821 | 36132.5821 | 36132.5821 | 36132.5821 | 36132.5821 | 36132.5821 | 36132.5821 | 36132.5821 | 36132.5821 | 36132.5821 | 36132.5821 | 36132.5821 | 36132.5821 | 36132.5821 | 36132.5821 | 36132.5821 | 36132.5821 | 36132.5821 | 36132.5821 | 36132.5821 | 36132.5821 | 0 | 0 | 0 | 0 | 0 | 0 | 0 | 0
F3_Industrial_Primary Metals_Existing_Space Heating_Natural Gas_Unit Heater_E3 | F3 | Industrial | Primary Metals | Existing | Space Heating | Natural Gas | Unit Heater | E3 | System - kBTUs of Conusmption | 32247.5872 | 32247.5872 | 32247.5872 | 32247.5872 | 32247.5872 | 32247.5872 | 32247.5872 | 32247.5872 | 32247.5872 | 32247.5872 | 32247.5872 | 32247.5872 | 32247.5872 | 32247.5872 | 32247.5872 | 32247.5872 | 32247.5872 | 32247.5872 | 32247.5872 | 32247.5872 | 32247.5872 | 32247.5872 | 0 | 0 | 0 | 0 | 0 | 0 | 0 | 0
F3_Industrial_Primary Metals_Existing_Space Heating_Natural Gas_Unit Heater_E4 | F3 | Industrial | Primary Metals | Existing | Space Heating | Natural Gas | Unit Heater | E4 | System - kBTUs of Conusmption | 0 | 0 | 0 | 0 | 0 | 0 | 0 | 0 | 0 | 0 | 0 | 0 | 0 | 0 | 0 | 0 | 0 | 0 | 0 | 0 | 0 | 0 | 0 | 0 | 0 | 0 | 0 | 0 | 0 | 0
F3_Industrial_Primary Metals_Existing_Space Heating_Natural Gas_Unit Heater_E5 | F3 | Industrial | Primary Metals | Existing | Space Heating | Natural Gas | Unit Heater | E5 | System - kBTUs of Conusmption | 0 | 0 | 0 | 0 | 0 | 0 | 0 | 0 | 0 | 0 | 0 | 0 | 0 | 0 | 0 | 0 | 0 | 0 | 0 | 0 | 0 | 0 | 0 | 0 | 0 | 0 | 0 | 0 | 0 | 0
F3_Industrial_Primary Metals_Existing_Space Heating_Natural Gas_Unit Heater_E6 | F3 | Industrial | Primary Metals | Existing | Space Heating | Natural Gas | Unit Heater | E6 | System - kBTUs of Conusmption | 0 | 0 | 0 | 0 | 0 | 0 | 0 | 0 | 0 | 0 | 0 | 0 | 0 | 0 | 0 | 0 | 0 | 0 | 0 | 0 | 0 | 0 | 0 | 0 | 0 | 0 | 0 | 0 | 0 | 0
F3_Industrial_Primary Metals_Existing_Space Heating_Natural Gas_Unit Heater_E7 | F3 | Industrial | Primary Metals | Existing | Space Heating | Natural Gas | Unit Heater | E7 | System - kBTUs of Conusmption | 0 | 0 | 0 | 0 | 0 | 0 | 0 | 0 | 0 | 0 | 0 | 0 | 0 | 0 | 0 | 0 | 0 | 0 | 0 | 0 | 0 | 0 | 0 | 0 | 0 | 0 | 0 | 0 | 0 | 0
F3_Industrial_Primary Metals_Existing_Space Heating_Natural Gas_Unit Heater_E8 | F3 | Industrial | Primary Metals | Existing | Space Heating | Natural Gas | Unit Heater | E8 | System - kBTUs of Conusmption | 0 | 0 | 0 | 0 | 0 | 0 | 0 | 0 | 0 | 0 | 0 | 0 | 0 | 0 | 0 | 0 | 0 | 0 | 0 | 0 | 0 | 0 | 0 | 0 | 0 | 0 | 0 | 0 | 0 | 0
F3_Industrial_Primary Metals_Existing_Space Heating_Natural Gas_Unit Heater_E9 | F3 | Industrial | Primary Metals | Existing | Space Heating | Natural Gas | Unit Heater | E9 | System - kBTUs of Conusmption | 0 | 0 | 0 | 0 | 0 | 0 | 0 | 0 | 0 | 0 | 0 | 0 | 0 | 0 | 0 | 0 | 0 | 0 | 0 | 0 | 0 | 0 | 0 | 0 | 0 | 0 | 0 | 0 | 0 | 0
F3_Industrial_Primary Metals_Existing_Space Heating_Natural Gas_Unit Heater_E10 | F3 | Industrial | Primary Metals | Existing | Space Heating | Natural Gas | Unit Heater | E10 | System - kBTUs of Conusmption | 0 | 0 | 0 | 0 | 0 | 0 | 0 | 0 | 0 | 0 | 0 | 0 | 0 | 0 | 0 | 0 | 0 | 0 | 0 | 0 | 0 | 0 | 0 | 0 | 0 | 0 | 0 | 0 | 0 | 0
F4_Industrial_Primary Metals_Existing_Space Heating_Natural Gas_Unit Heater_E1 | F4 | Industrial | Primary Metals | Existing | Space Heating | Natural Gas | Unit Heater | E1 | Utility - Cost of Equipment | 28.8649 | 28.8649 | 28.8649 | 28.8649 | 28.8649 | 28.8649 | 28.8649 | 28.8649 | 28.8649 | 28.8649 | 28.8649 | 28.8649 | 28.8649 | 28.8649 | 28.8649 | 28.8649 | 28.8649 | 28.8649 | 28.8649 | 28.8649 | 28.8649 | 28.8649 | 0 | 0 | 0 | 0 | 0 | 0 | 0 | 0
F4_Industrial_Primary Metals_Existing_Space Heating_Natural Gas_Unit Heater_E2 | F4 | Industrial | Primary Metals | Existing | Space Heating | Natural Gas | Unit Heater | E2 | Utility - Cost of Equipment | 63.305 | 63.305 | 63.305 | 63.305 | 63.305 | 63.305 | 63.305 | 63.305 | 63.305 | 63.305 | 63.305 | 63.305 | 63.305 | 63.305 | 63.305 | 63.305 | 63.305 | 63.305 | 63.305 | 63.305 | 63.305 | 63.305 | 0 | 0 | 0 | 0 | 0 | 0 | 0 | 0
F4_Industrial_Primary Metals_Existing_Space Heating_Natural Gas_Unit Heater_E3 | F4 | Industrial | Primary Metals | Existing | Space Heating | Natural Gas | Unit Heater | E3 | Utility - Cost of Equipment | 33.7466 | 33.7466 | 33.7466 | 33.7466 | 33.7466 | 33.7466 | 33.7466 | 33.7466 | 33.7466 | 33.7466 | 33.7466 | 33.7466 | 33.7466 | 33.7466 | 33.7466 | 33.7466 | 33.7466 | 33.7466 | 33.7466 | 33.7466 | 33.7466 | 33.7466 | 0 | 0 | 0 | 0 | 0 | 0 | 0 | 0
F4_Industrial_Primary Metals_Existing_Space Heating_Natural Gas_Unit Heater_E4 | F4 | Industrial | Primary Metals | Existing | Space Heating | Natural Gas | Unit Heater | E4 | Utility - Cost of Equipment | 0 | 0 | 0 | 0 | 0 | 0 | 0 | 0 | 0 | 0 | 0 | 0 | 0 | 0 | 0 | 0 | 0 | 0 | 0 | 0 | 0 | 0 | 0 | 0 | 0 | 0 | 0 | 0 | 0 | 0
F4_Industrial_Primary Metals_Existing_Space Heating_Natural Gas_Unit Heater_E5 | F4 | Industrial | Primary Metals | Existing | Space Heating | Natural Gas | Unit Heater | E5 | Utility - Cost of Equipment | 0 | 0 | 0 | 0 | 0 | 0 | 0 | 0 | 0 | 0 | 0 | 0 | 0 | 0 | 0 | 0 | 0 | 0 | 0 | 0 | 0 | 0 | 0 | 0 | 0 | 0 | 0 | 0 | 0 | 0
F4_Industrial_Primary Metals_Existing_Space Heating_Natural Gas_Unit Heater_E6 | F4 | Industrial | Primary Metals | Existing | Space Heating | Natural Gas | Unit Heater | E6 | Utility - Cost of Equipment | 0 | 0 | 0 | 0 | 0 | 0 | 0 | 0 | 0 | 0 | 0 | 0 | 0 | 0 | 0 | 0 | 0 | 0 | 0 | 0 | 0 | 0 | 0 | 0 | 0 | 0 | 0 | 0 | 0 | 0
F4_Industrial_Primary Metals_Existing_Space Heating_Natural Gas_Unit Heater_E7 | F4 | Industrial | Primary Metals | Existing | Space Heating | Natural Gas | Unit Heater | E7 | Utility - Cost of Equipment | 0 | 0 | 0 | 0 | 0 | 0 | 0 | 0 | 0 | 0 | 0 | 0 | 0 | 0 | 0 | 0 | 0 | 0 | 0 | 0 | 0 | 0 | 0 | 0 | 0 | 0 | 0 | 0 | 0 | 0
F4_Industrial_Primary Metals_Existing_Space Heating_Natural Gas_Unit Heater_E8 | F4 | Industrial | Primary Metals | Existing | Space Heating | Natural Gas | Unit Heater | E8 | Utility - Cost of Equipment | 0 | 0 | 0 | 0 | 0 | 0 | 0 | 0 | 0 | 0 | 0 | 0 | 0 | 0 | 0 | 0 | 0 | 0 | 0 | 0 | 0 | 0 | 0 | 0 | 0 | 0 | 0 | 0 | 0 | 0
F4_Industrial_Primary Metals_Existing_Space Heating_Natural Gas_Unit Heater_E9 | F4 | Industrial | Primary Metals | Existing | Space Heating | Natural Gas | Unit Heater | E9 | Utility - Cost of Equipment | 0 | 0 | 0 | 0 | 0 | 0 | 0 | 0 | 0 | 0 | 0 | 0 | 0 | 0 | 0 | 0 | 0 | 0 | 0 | 0 | 0 | 0 | 0 | 0 | 0 | 0 | 0 | 0 | 0 | 0
F4_Industrial_Primary Metals_Existing_Space Heating_Natural Gas_Unit Heater_E10 | F4 | Industrial | Primary Metals | Existing | Space Heating | Natural Gas | Unit Heater | E10 | Utility - Cost of Equipment | 0 | 0 | 0 | 0 | 0 | 0 | 0 | 0 | 0 | 0 | 0 | 0 | 0 | 0 | 0 | 0 | 0 | 0 | 0 | 0 | 0 | 0 | 0 | 0 | 0 | 0 | 0 | 0 | 0 | 0
F5_Industrial_Primary Metals_Existing_Space Heating_Natural Gas_Unit Heater_E1 | F5 | Industrial | Primary Metals | Existing | Space Heating | Natural Gas | Unit Heater | E1 | Utility - Cost of Operation | 209.6659 | 215.7259 | 213.2782 | 210.9557 | 205.1356 | 199.3095 | 193.3383 | 187.989 | 182.6035 | 178.0835 | 173.5271 | 169.1069 | 164.7695 | 160.6264 | 156.5615 | 152.5712 | 148.7243 | 145.0609 | 141.4681 | 138.1268 | 134.9127 | 131.7734 | 0 | 0 | 0 | 0 | 0 | 0 | 0 | 0
F5_Industrial_Primary Metals_Existing_Space Heating_Natural Gas_Unit Heater_E2 | F5 | Industrial | Primary Metals | Existing | Space Heating | Natural Gas | Unit Heater | E2 | Utility - Cost of Operation | 199.6864 | 205.458 | 203.1267 | 200.9148 | 195.3717 | 189.823 | 184.136 | 179.0412 | 173.9121 | 169.6073 | 165.2677 | 161.0579 | 156.9269 | 152.981 | 149.1096 | 145.3092 | 141.6454 | 138.1564 | 134.7346 | 131.5524 | 128.4913 | 125.5014 | 0 | 0 | 0 | 0 | 0 | 0 | 0 | 0
F5_Industrial_Primary Metals_Existing_Space Heating_Natural Gas_Unit Heater_E3 | F5 | Industrial | Primary Metals | Existing | Space Heating | Natural Gas | Unit Heater | E3 | Utility - Cost of Operation | 173.6405 | 177.3302 | 174.9635 | 172.7048 | 167.9613 | 163.2352 | 158.4367 | 154.1119 | 149.7813 | 146.098 | 142.4045 | 138.8186 | 135.3017 | 131.9332 | 128.6301 | 125.3897 | 122.2606 | 119.2714 | 116.3412 | 113.5988 | 110.9554 | 108.3736 | 0 | 0 | 0 | 0 | 0 | 0 | 0 | 0
F5_Industrial_Primary Metals_Existing_Space Heating_Natural Gas_Unit Heater_E4 | F5 | Industrial | Primary Metals | Existing | Space Heating | Natural Gas | Unit Heater | E4 | Utility - Cost of Operation | 0 | 0 | 0 | 0 | 0 | 0 | 0 | 0 | 0 | 0 | 0 | 0 | 0 | 0 | 0 | 0 | 0 | 0 | 0 | 0 | 0 | 0 | 0 | 0 | 0 | 0 | 0 | 0 | 0 | 0
F5_Industrial_Primary Metals_Existing_Space Heating_Natural Gas_Unit Heater_E5 | F5 | Industrial | Primary Metals | Existing | Space Heating | Natural Gas | Unit Heater | E5 | Utility - Cost of Operation | 0 | 0 | 0 | 0 | 0 | 0 | 0 | 0 | 0 | 0 | 0 | 0 | 0 | 0 | 0 | 0 | 0 | 0 | 0 | 0 | 0 | 0 | 0 | 0 | 0 | 0 | 0 | 0 | 0 | 0
F5_Industrial_Primary Metals_Existing_Space Heating_Natural Gas_Unit Heater_E6 | F5 | Industrial | Primary Metals | Existing | Space Heating | Natural Gas | Unit Heater | E6 | Utility - Cost of Operation | 0 | 0 | 0 | 0 | 0 | 0 | 0 | 0 | 0 | 0 | 0 | 0 | 0 | 0 | 0 | 0 | 0 | 0 | 0 | 0 | 0 | 0 | 0 | 0 | 0 | 0 | 0 | 0 | 0 | 0
F5_Industrial_Primary Metals_Existing_Space Heating_Natural Gas_Unit Heater_E7 | F5 | Industrial | Primary Metals | Existing | Space Heating | Natural Gas | Unit Heater | E7 | Utility - Cost of Operation | 0 | 0 | 0 | 0 | 0 | 0 | 0 | 0 | 0 | 0 | 0 | 0 | 0 | 0 | 0 | 0 | 0 | 0 | 0 | 0 | 0 | 0 | 0 | 0 | 0 | 0 | 0 | 0 | 0 | 0
F5_Industrial_Primary Metals_Existing_Space Heating_Natural Gas_Unit Heater_E8 | F5 | Industrial | Primary Metals | Existing | Space Heating | Natural Gas | Unit Heater | E8 | Utility - Cost of Operation | 0 | 0 | 0 | 0 | 0 | 0 | 0 | 0 | 0 | 0 | 0 | 0 | 0 | 0 | 0 | 0 | 0 | 0 | 0 | 0 | 0 | 0 | 0 | 0 | 0 | 0 | 0 | 0 | 0 | 0
F5_Industrial_Primary Metals_Existing_Space Heating_Natural Gas_Unit Heater_E9 | F5 | Industrial | Primary Metals | Existing | Space Heating | Natural Gas | Unit Heater | E9 | Utility - Cost of Operation | 0 | 0 | 0 | 0 | 0 | 0 | 0 | 0 | 0 | 0 | 0 | 0 | 0 | 0 | 0 | 0 | 0 | 0 | 0 | 0 | 0 | 0 | 0 | 0 | 0 | 0 | 0 | 0 | 0 | 0
F5_Industrial_Primary Metals_Existing_Space Heating_Natural Gas_Unit Heater_E10 | F5 | Industrial | Primary Metals | Existing | Space Heating | Natural Gas | Unit Heater | E10 | Utility - Cost of Operation | 0 | 0 | 0 | 0 | 0 | 0 | 0 | 0 | 0 | 0 | 0 | 0 | 0 | 0 | 0 | 0 | 0 | 0 | 0 | 0 | 0 | 0 | 0 | 0 | 0 | 0 | 0 | 0 | 0 | 0
F6_Industrial_Primary Metals_Existing_Space Heating_Natural Gas_Unit Heater_E1 | F6 | Industrial | Primary Metals | Existing | Space Heating | Natural Gas | Unit Heater | E1 | Utility - Value of Sales | 251.1934 | 258.4537 | 255.5211 | 252.7386 | 245.7658 | 238.7858 | 231.6319 | 225.223 | 218.7708 | 213.3557 | 207.8968 | 202.6011 | 197.4046 | 192.4409 | 187.5709 | 182.7902 | 178.1813 | 173.7924 | 169.488 | 165.4849 | 161.6342 | 157.8731 | 0 | 0 | 0 | 0 | 0 | 0 | 0 | 0
F6_Industrial_Primary Metals_Existing_Space Heating_Natural Gas_Unit Heater_E2 | F6 | Industrial | Primary Metals | Existing | Space Heating | Natural Gas | Unit Heater | E2 | Utility - Value of Sales | 239.2373 | 246.152 | 243.3591 | 240.709 | 234.068 | 227.4203 | 220.6069 | 214.5031 | 208.358 | 203.2006 | 198.0015 | 192.9579 | 188.0087 | 183.2812 | 178.643 | 174.0899 | 169.7004 | 165.5204 | 161.4209 | 157.6083 | 153.9409 | 150.3588 | 0 | 0 | 0 | 0 | 0 | 0 | 0 | 0
F6_Industrial_Primary Metals_Existing_Space Heating_Natural Gas_Unit Heater_E3 | F6 | Industrial | Primary Metals | Existing | Space Heating | Natural Gas | Unit Heater | E3 | Utility - Value of Sales | 208.0326 | 212.4532 | 209.6176 | 206.9116 | 201.2285 | 195.5664 | 189.8175 | 184.6361 | 179.4477 | 175.0349 | 170.6099 | 166.3137 | 162.1002 | 158.0646 | 154.1073 | 150.225 | 146.4762 | 142.8948 | 139.3843 | 136.0987 | 132.9318 | 129.8386 | 0 | 0 | 0 | 0 | 0 | 0 | 0 | 0
F6_Industrial_Primary Metals_Existing_Space Heating_Natural Gas_Unit Heater_E4 | F6 | Industrial | Primary Metals | Existing | Space Heating | Natural Gas | Unit Heater | E4 | Utility - Value of Sales | 0 | 0 | 0 | 0 | 0 | 0 | 0 | 0 | 0 | 0 | 0 | 0 | 0 | 0 | 0 | 0 | 0 | 0 | 0 | 0 | 0 | 0 | 0 | 0 | 0 | 0 | 0 | 0 | 0 | 0
F6_Industrial_Primary Metals_Existing_Space Heating_Natural Gas_Unit Heater_E5 | F6 | Industrial | Primary Metals | Existing | Space Heating | Natural Gas | Unit Heater | E5 | Utility - Value of Sales | 0 | 0 | 0 | 0 | 0 | 0 | 0 | 0 | 0 | 0 | 0 | 0 | 0 | 0 | 0 | 0 | 0 | 0 | 0 | 0 | 0 | 0 | 0 | 0 | 0 | 0 | 0 | 0 | 0 | 0
F6_Industrial_Primary Metals_Existing_Space Heating_Natural Gas_Unit Heater_E6 | F6 | Industrial | Primary Metals | Existing | Space Heating | Natural Gas | Unit Heater | E6 | Utility - Value of Sales | 0 | 0 | 0 | 0 | 0 | 0 | 0 | 0 | 0 | 0 | 0 | 0 | 0 | 0 | 0 | 0 | 0 | 0 | 0 | 0 | 0 | 0 | 0 | 0 | 0 | 0 | 0 | 0 | 0 | 0
F6_Industrial_Primary Metals_Existing_Space Heating_Natural Gas_Unit Heater_E7 | F6 | Industrial | Primary Metals | Existing | Space Heating | Natural Gas | Unit Heater | E7 | Utility - Value of Sales | 0 | 0 | 0 | 0 | 0 | 0 | 0 | 0 | 0 | 0 | 0 | 0 | 0 | 0 | 0 | 0 | 0 | 0 | 0 | 0 | 0 | 0 | 0 | 0 | 0 | 0 | 0 | 0 | 0 | 0
F6_Industrial_Primary Metals_Existing_Space Heating_Natural Gas_Unit Heater_E8 | F6 | Industrial | Primary Metals | Existing | Space Heating | Natural Gas | Unit Heater | E8 | Utility - Value of Sales | 0 | 0 | 0 | 0 | 0 | 0 | 0 | 0 | 0 | 0 | 0 | 0 | 0 | 0 | 0 | 0 | 0 | 0 | 0 | 0 | 0 | 0 | 0 | 0 | 0 | 0 | 0 | 0 | 0 | 0
F6_Industrial_Primary Metals_Existing_Space Heating_Natural Gas_Unit Heater_E9 | F6 | Industrial | Primary Metals | Existing | Space Heating | Natural Gas | Unit Heater | E9 | Utility - Value of Sales | 0 | 0 | 0 | 0 | 0 | 0 | 0 | 0 | 0 | 0 | 0 | 0 | 0 | 0 | 0 | 0 | 0 | 0 | 0 | 0 | 0 | 0 | 0 | 0 | 0 | 0 | 0 | 0 | 0 | 0
F6_Industrial_Primary Metals_Existing_Space Heating_Natural Gas_Unit Heater_E10 | F6 | Industrial | Primary Metals | Existing | Space Heating | Natural Gas | Unit Heater | E10 | Utility - Value of Sales | 0 | 0 | 0 | 0 | 0 | 0 | 0 | 0 | 0 | 0 | 0 | 0 | 0 | 0 | 0 | 0 | 0 | 0 | 0 | 0 | 0 | 0 | 0 | 0 | 0 | 0 | 0 | 0 | 0 | 0
F1_Industrial_Primary Metals_Existing_Process_Natural Gas_Process Boiler_E1 | F1 | Industrial | Primary Metals | Existing | Process | Natural Gas | Process Boiler | E1 | Participant - Cost of Equipment | 79.5288 | 79.5288 | 79.5288 | 79.5288 | 79.5288 | 79.5288 | 79.5288 | 79.5288 | 79.5288 | 79.5288 | 79.5288 | 79.5288 | 79.5288 | 79.5288 | 79.5288 | 79.5288 | 79.5288 | 79.5288 | 79.5288 | 79.5288 | 79.5288 | 79.5288 | 0 | 0 | 0 | 0 | 0 | 0 | 0 | 0
F1_Industrial_Primary Metals_Existing_Process_Natural Gas_Process Boiler_E2 | F1 | Industrial | Primary Metals | Existing | Process | Natural Gas | Process Boiler | E2 | Participant - Cost of Equipment | 0 | 0 | 0 | 0 | 0 | 0 | 0 | 0 | 0 | 0 | 0 | 0 | 0 | 0 | 0 | 0 | 0 | 0 | 0 | 0 | 0 | 0 | 0 | 0 | 0 | 0 | 0 | 0 | 0 | 0
F1_Industrial_Primary Metals_Existing_Process_Natural Gas_Process Boiler_E3 | F1 | Industrial | Primary Metals | Existing | Process | Natural Gas | Process Boiler | E3 | Participant - Cost of Equipment | 0 | 0 | 0 | 0 | 0 | 0 | 0 | 0 | 0 | 0 | 0 | 0 | 0 | 0 | 0 | 0 | 0 | 0 | 0 | 0 | 0 | 0 | 0 | 0 | 0 | 0 | 0 | 0 | 0 | 0
F1_Industrial_Primary Metals_Existing_Process_Natural Gas_Process Boiler_E4 | F1 | Industrial | Primary Metals | Existing | Process | Natural Gas | Process Boiler | E4 | Participant - Cost of Equipment | 0 | 0 | 0 | 0 | 0 | 0 | 0 | 0 | 0 | 0 | 0 | 0 | 0 | 0 | 0 | 0 | 0 | 0 | 0 | 0 | 0 | 0 | 0 | 0 | 0 | 0 | 0 | 0 | 0 | 0
F1_Industrial_Primary Metals_Existing_Process_Natural Gas_Process Boiler_E5 | F1 | Industrial | Primary Metals | Existing | Process | Natural Gas | Process Boiler | E5 | Participant - Cost of Equipment | 0 | 0 | 0 | 0 | 0 | 0 | 0 | 0 | 0 | 0 | 0 | 0 | 0 | 0 | 0 | 0 | 0 | 0 | 0 | 0 | 0 | 0 | 0 | 0 | 0 | 0 | 0 | 0 | 0 | 0
F1_Industrial_Primary Metals_Existing_Process_Natural Gas_Process Boiler_E6 | F1 | Industrial | Primary Metals | Existing | Process | Natural Gas | Process Boiler | E6 | Participant - Cost of Equipment | 0 | 0 | 0 | 0 | 0 | 0 | 0 | 0 | 0 | 0 | 0 | 0 | 0 | 0 | 0 | 0 | 0 | 0 | 0 | 0 | 0 | 0 | 0 | 0 | 0 | 0 | 0 | 0 | 0 | 0
F1_Industrial_Primary Metals_Existing_Process_Natural Gas_Process Boiler_E7 | F1 | Industrial | Primary Metals | Existing | Process | Natural Gas | Process Boiler | E7 | Participant - Cost of Equipment | 0 | 0 | 0 | 0 | 0 | 0 | 0 | 0 | 0 | 0 | 0 | 0 | 0 | 0 | 0 | 0 | 0 | 0 | 0 | 0 | 0 | 0 | 0 | 0 | 0 | 0 | 0 | 0 | 0 | 0
F1_Industrial_Primary Metals_Existing_Process_Natural Gas_Process Boiler_E8 | F1 | Industrial | Primary Metals | Existing | Process | Natural Gas | Process Boiler | E8 | Participant - Cost of Equipment | 0 | 0 | 0 | 0 | 0 | 0 | 0 | 0 | 0 | 0 | 0 | 0 | 0 | 0 | 0 | 0 | 0 | 0 | 0 | 0 | 0 | 0 | 0 | 0 | 0 | 0 | 0 | 0 | 0 | 0
F1_Industrial_Primary Metals_Existing_Process_Natural Gas_Process Boiler_E9 | F1 | Industrial | Primary Metals | Existing | Process | Natural Gas | Process Boiler | E9 | Participant - Cost of Equipment | 0 | 0 | 0 | 0 | 0 | 0 | 0 | 0 | 0 | 0 | 0 | 0 | 0 | 0 | 0 | 0 | 0 | 0 | 0 | 0 | 0 | 0 | 0 | 0 | 0 | 0 | 0 | 0 | 0 | 0
F1_Industrial_Primary Metals_Existing_Process_Natural Gas_Process Boiler_E10 | F1 | Industrial | Primary Metals | Existing | Process | Natural Gas | Process Boiler | E10 | Participant - Cost of Equipment | 0 | 0 | 0 | 0 | 0 | 0 | 0 | 0 | 0 | 0 | 0 | 0 | 0 | 0 | 0 | 0 | 0 | 0 | 0 | 0 | 0 | 0 | 0 | 0 | 0 | 0 | 0 | 0 | 0 | 0
F2_Industrial_Primary Metals_Existing_Process_Natural Gas_Process Boiler_E1 | F2 | Industrial | Primary Metals | Existing | Process | Natural Gas | Process Boiler | E1 | Participant - Cost of Operation | 764.2667 | 771.6029 | 759.1546 | 747.2185 | 727.2504 | 707.4993 | 687.6573 | 669.5052 | 651.4636 | 635.6521 | 619.8925 | 604.5706 | 589.558 | 575.114 | 560.9633 | 547.0951 | 533.6843 | 520.8399 | 508.3118 | 496.541 | 485.2528 | 474.3421 | 0 | 0 | 0 | 0 | 0 | 0 | 0 | 0
F2_Industrial_Primary Metals_Existing_Process_Natural Gas_Process Boiler_E2 | F2 | Industrial | Primary Metals | Existing | Process | Natural Gas | Process Boiler | E2 | Participant - Cost of Operation | 0 | 0 | 0 | 0 | 0 | 0 | 0 | 0 | 0 | 0 | 0 | 0 | 0 | 0 | 0 | 0 | 0 | 0 | 0 | 0 | 0 | 0 | 0 | 0 | 0 | 0 | 0 | 0 | 0 | 0
F2_Industrial_Primary Metals_Existing_Process_Natural Gas_Process Boiler_E3 | F2 | Industrial | Primary Metals | Existing | Process | Natural Gas | Process Boiler | E3 | Participant - Cost of Operation | 0 | 0 | 0 | 0 | 0 | 0 | 0 | 0 | 0 | 0 | 0 | 0 | 0 | 0 | 0 | 0 | 0 | 0 | 0 | 0 | 0 | 0 | 0 | 0 | 0 | 0 | 0 | 0 | 0 | 0
F2_Industrial_Primary Metals_Existing_Process_Natural Gas_Process Boiler_E4 | F2 | Industrial | Primary Metals | Existing | Process | Natural Gas | Process Boiler | E4 | Participant - Cost of Operation | 0 | 0 | 0 | 0 | 0 | 0 | 0 | 0 | 0 | 0 | 0 | 0 | 0 | 0 | 0 | 0 | 0 | 0 | 0 | 0 | 0 | 0 | 0 | 0 | 0 | 0 | 0 | 0 | 0 | 0
F2_Industrial_Primary Metals_Existing_Process_Natural Gas_Process Boiler_E5 | F2 | Industrial | Primary Metals | Existing | Process | Natural Gas | Process Boiler | E5 | Participant - Cost of Operation | 0 | 0 | 0 | 0 | 0 | 0 | 0 | 0 | 0 | 0 | 0 | 0 | 0 | 0 | 0 | 0 | 0 | 0 | 0 | 0 | 0 | 0 | 0 | 0 | 0 | 0 | 0 | 0 | 0 | 0
F2_Industrial_Primary Metals_Existing_Process_Natural Gas_Process Boiler_E6 | F2 | Industrial | Primary Metals | Existing | Process | Natural Gas | Process Boiler | E6 | Participant - Cost of Operation | 0 | 0 | 0 | 0 | 0 | 0 | 0 | 0 | 0 | 0 | 0 | 0 | 0 | 0 | 0 | 0 | 0 | 0 | 0 | 0 | 0 | 0 | 0 | 0 | 0 | 0 | 0 | 0 | 0 | 0
F2_Industrial_Primary Metals_Existing_Process_Natural Gas_Process Boiler_E7 | F2 | Industrial | Primary Metals | Existing | Process | Natural Gas | Process Boiler | E7 | Participant - Cost of Operation | 0 | 0 | 0 | 0 | 0 | 0 | 0 | 0 | 0 | 0 | 0 | 0 | 0 | 0 | 0 | 0 | 0 | 0 | 0 | 0 | 0 | 0 | 0 | 0 | 0 | 0 | 0 | 0 | 0 | 0
F2_Industrial_Primary Metals_Existing_Process_Natural Gas_Process Boiler_E8 | F2 | Industrial | Primary Metals | Existing | Process | Natural Gas | Process Boiler | E8 | Participant - Cost of Operation | 0 | 0 | 0 | 0 | 0 | 0 | 0 | 0 | 0 | 0 | 0 | 0 | 0 | 0 | 0 | 0 | 0 | 0 | 0 | 0 | 0 | 0 | 0 | 0 | 0 | 0 | 0 | 0 | 0 | 0
F2_Industrial_Primary Metals_Existing_Process_Natural Gas_Process Boiler_E9 | F2 | Industrial | Primary Metals | Existing | Process | Natural Gas | Process Boiler | E9 | Participant - Cost of Operation | 0 | 0 | 0 | 0 | 0 | 0 | 0 | 0 | 0 | 0 | 0 | 0 | 0 | 0 | 0 | 0 | 0 | 0 | 0 | 0 | 0 | 0 | 0 | 0 | 0 | 0 | 0 | 0 | 0 | 0
F2_Industrial_Primary Metals_Existing_Process_Natural Gas_Process Boiler_E10 | F2 | Industrial | Primary Metals | Existing | Process | Natural Gas | Process Boiler | E10 | Participant - Cost of Operation | 0 | 0 | 0 | 0 | 0 | 0 | 0 | 0 | 0 | 0 | 0 | 0 | 0 | 0 | 0 | 0 | 0 | 0 | 0 | 0 | 0 | 0 | 0 | 0 | 0 | 0 | 0 | 0 | 0 | 0
F3_Industrial_Primary Metals_Existing_Process_Natural Gas_Process Boiler_E1 | F3 | Industrial | Primary Metals | Existing | Process | Natural Gas | Process Boiler | E1 | System - kBTUs of Conusmption | 127416.8153 | 127416.8153 | 127416.8153 | 127416.8153 | 127416.8153 | 127416.8153 | 127416.8153 | 127416.8153 | 127416.8153 | 127416.8153 | 127416.8153 | 127416.8153 | 127416.8153 | 127416.8153 | 127416.8153 | 127416.8153 | 127416.8153 | 127416.8153 | 127416.8153 | 127416.8153 | 127416.8153 | 127416.8153 | 0 | 0 | 0 | 0 | 0 | 0 | 0 | 0
F3_Industrial_Primary Metals_Existing_Process_Natural Gas_Process Boiler_E2 | F3 | Industrial | Primary Metals | Existing | Process | Natural Gas | Process Boiler | E2 | System - kBTUs of Conusmption | 0 | 0 | 0 | 0 | 0 | 0 | 0 | 0 | 0 | 0 | 0 | 0 | 0 | 0 | 0 | 0 | 0 | 0 | 0 | 0 | 0 | 0 | 0 | 0 | 0 | 0 | 0 | 0 | 0 | 0
F3_Industrial_Primary Metals_Existing_Process_Natural Gas_Process Boiler_E3 | F3 | Industrial | Primary Metals | Existing | Process | Natural Gas | Process Boiler | E3 | System - kBTUs of Conusmption | 0 | 0 | 0 | 0 | 0 | 0 | 0 | 0 | 0 | 0 | 0 | 0 | 0 | 0 | 0 | 0 | 0 | 0 | 0 | 0 | 0 | 0 | 0 | 0 | 0 | 0 | 0 | 0 | 0 | 0
F3_Industrial_Primary Metals_Existing_Process_Natural Gas_Process Boiler_E4 | F3 | Industrial | Primary Metals | Existing | Process | Natural Gas | Process Boiler | E4 | System - kBTUs of Conusmption | 0 | 0 | 0 | 0 | 0 | 0 | 0 | 0 | 0 | 0 | 0 | 0 | 0 | 0 | 0 | 0 | 0 | 0 | 0 | 0 | 0 | 0 | 0 | 0 | 0 | 0 | 0 | 0 | 0 | 0
F3_Industrial_Primary Metals_Existing_Process_Natural Gas_Process Boiler_E5 | F3 | Industrial | Primary Metals | Existing | Process | Natural Gas | Process Boiler | E5 | System - kBTUs of Conusmption | 0 | 0 | 0 | 0 | 0 | 0 | 0 | 0 | 0 | 0 | 0 | 0 | 0 | 0 | 0 | 0 | 0 | 0 | 0 | 0 | 0 | 0 | 0 | 0 | 0 | 0 | 0 | 0 | 0 | 0
F3_Industrial_Primary Metals_Existing_Process_Natural Gas_Process Boiler_E6 | F3 | Industrial | Primary Metals | Existing | Process | Natural Gas | Process Boiler | E6 | System - kBTUs of Conusmption | 0 | 0 | 0 | 0 | 0 | 0 | 0 | 0 | 0 | 0 | 0 | 0 | 0 | 0 | 0 | 0 | 0 | 0 | 0 | 0 | 0 | 0 | 0 | 0 | 0 | 0 | 0 | 0 | 0 | 0
F3_Industrial_Primary Metals_Existing_Process_Natural Gas_Process Boiler_E7 | F3 | Industrial | Primary Metals | Existing | Process | Natural Gas | Process Boiler | E7 | System - kBTUs of Conusmption | 0 | 0 | 0 | 0 | 0 | 0 | 0 | 0 | 0 | 0 | 0 | 0 | 0 | 0 | 0 | 0 | 0 | 0 | 0 | 0 | 0 | 0 | 0 | 0 | 0 | 0 | 0 | 0 | 0 | 0
F3_Industrial_Primary Metals_Existing_Process_Natural Gas_Process Boiler_E8 | F3 | Industrial | Primary Metals | Existing | Process | Natural Gas | Process Boiler | E8 | System - kBTUs of Conusmption | 0 | 0 | 0 | 0 | 0 | 0 | 0 | 0 | 0 | 0 | 0 | 0 | 0 | 0 | 0 | 0 | 0 | 0 | 0 | 0 | 0 | 0 | 0 | 0 | 0 | 0 | 0 | 0 | 0 | 0
F3_Industrial_Primary Metals_Existing_Process_Natural Gas_Process Boiler_E9 | F3 | Industrial | Primary Metals | Existing | Process | Natural Gas | Process Boiler | E9 | System - kBTUs of Conusmption | 0 | 0 | 0 | 0 | 0 | 0 | 0 | 0 | 0 | 0 | 0 | 0 | 0 | 0 | 0 | 0 | 0 | 0 | 0 | 0 | 0 | 0 | 0 | 0 | 0 | 0 | 0 | 0 | 0 | 0
F3_Industrial_Primary Metals_Existing_Process_Natural Gas_Process Boiler_E10 | F3 | Industrial | Primary Metals | Existing | Process | Natural Gas | Process Boiler | E10 | System - kBTUs of Conusmption | 0 | 0 | 0 | 0 | 0 | 0 | 0 | 0 | 0 | 0 | 0 | 0 | 0 | 0 | 0 | 0 | 0 | 0 | 0 | 0 | 0 | 0 | 0 | 0 | 0 | 0 | 0 | 0 | 0 | 0
F4_Industrial_Primary Metals_Existing_Process_Natural Gas_Process Boiler_E1 | F4 | Industrial | Primary Metals | Existing | Process | Natural Gas | Process Boiler | E1 | Utility - Cost of Equipment | 79.5288 | 79.5288 | 79.5288 | 79.5288 | 79.5288 | 79.5288 | 79.5288 | 79.5288 | 79.5288 | 79.5288 | 79.5288 | 79.5288 | 79.5288 | 79.5288 | 79.5288 | 79.5288 | 79.5288 | 79.5288 | 79.5288 | 79.5288 | 79.5288 | 79.5288 | 0 | 0 | 0 | 0 | 0 | 0 | 0 | 0
F4_Industrial_Primary Metals_Existing_Process_Natural Gas_Process Boiler_E2 | F4 | Industrial | Primary Metals | Existing | Process | Natural Gas | Process Boiler | E2 | Utility - Cost of Equipment | 0 | 0 | 0 | 0 | 0 | 0 | 0 | 0 | 0 | 0 | 0 | 0 | 0 | 0 | 0 | 0 | 0 | 0 | 0 | 0 | 0 | 0 | 0 | 0 | 0 | 0 | 0 | 0 | 0 | 0
F4_Industrial_Primary Metals_Existing_Process_Natural Gas_Process Boiler_E3 | F4 | Industrial | Primary Metals | Existing | Process | Natural Gas | Process Boiler | E3 | Utility - Cost of Equipment | 0 | 0 | 0 | 0 | 0 | 0 | 0 | 0 | 0 | 0 | 0 | 0 | 0 | 0 | 0 | 0 | 0 | 0 | 0 | 0 | 0 | 0 | 0 | 0 | 0 | 0 | 0 | 0 | 0 | 0
F4_Industrial_Primary Metals_Existing_Process_Natural Gas_Process Boiler_E4 | F4 | Industrial | Primary Metals | Existing | Process | Natural Gas | Process Boiler | E4 | Utility - Cost of Equipment | 0 | 0 | 0 | 0 | 0 | 0 | 0 | 0 | 0 | 0 | 0 | 0 | 0 | 0 | 0 | 0 | 0 | 0 | 0 | 0 | 0 | 0 | 0 | 0 | 0 | 0 | 0 | 0 | 0 | 0
F4_Industrial_Primary Metals_Existing_Process_Natural Gas_Process Boiler_E5 | F4 | Industrial | Primary Metals | Existing | Process | Natural Gas | Process Boiler | E5 | Utility - Cost of Equipment | 0 | 0 | 0 | 0 | 0 | 0 | 0 | 0 | 0 | 0 | 0 | 0 | 0 | 0 | 0 | 0 | 0 | 0 | 0 | 0 | 0 | 0 | 0 | 0 | 0 | 0 | 0 | 0 | 0 | 0
F4_Industrial_Primary Metals_Existing_Process_Natural Gas_Process Boiler_E6 | F4 | Industrial | Primary Metals | Existing | Process | Natural Gas | Process Boiler | E6 | Utility - Cost of Equipment | 0 | 0 | 0 | 0 | 0 | 0 | 0 | 0 | 0 | 0 | 0 | 0 | 0 | 0 | 0 | 0 | 0 | 0 | 0 | 0 | 0 | 0 | 0 | 0 | 0 | 0 | 0 | 0 | 0 | 0
F4_Industrial_Primary Metals_Existing_Process_Natural Gas_Process Boiler_E7 | F4 | Industrial | Primary Metals | Existing | Process | Natural Gas | Process Boiler | E7 | Utility - Cost of Equipment | 0 | 0 | 0 | 0 | 0 | 0 | 0 | 0 | 0 | 0 | 0 | 0 | 0 | 0 | 0 | 0 | 0 | 0 | 0 | 0 | 0 | 0 | 0 | 0 | 0 | 0 | 0 | 0 | 0 | 0
F4_Industrial_Primary Metals_Existing_Process_Natural Gas_Process Boiler_E8 | F4 | Industrial | Primary Metals | Existing | Process | Natural Gas | Process Boiler | E8 | Utility - Cost of Equipment | 0 | 0 | 0 | 0 | 0 | 0 | 0 | 0 | 0 | 0 | 0 | 0 | 0 | 0 | 0 | 0 | 0 | 0 | 0 | 0 | 0 | 0 | 0 | 0 | 0 | 0 | 0 | 0 | 0 | 0
F4_Industrial_Primary Metals_Existing_Process_Natural Gas_Process Boiler_E9 | F4 | Industrial | Primary Metals | Existing | Process | Natural Gas | Process Boiler | E9 | Utility - Cost of Equipment | 0 | 0 | 0 | 0 | 0 | 0 | 0 | 0 | 0 | 0 | 0 | 0 | 0 | 0 | 0 | 0 | 0 | 0 | 0 | 0 | 0 | 0 | 0 | 0 | 0 | 0 | 0 | 0 | 0 | 0
F4_Industrial_Primary Metals_Existing_Process_Natural Gas_Process Boiler_E10 | F4 | Industrial | Primary Metals | Existing | Process | Natural Gas | Process Boiler | E10 | Utility - Cost of Equipment | 0 | 0 | 0 | 0 | 0 | 0 | 0 | 0 | 0 | 0 | 0 | 0 | 0 | 0 | 0 | 0 | 0 | 0 | 0 | 0 | 0 | 0 | 0 | 0 | 0 | 0 | 0 | 0 | 0 | 0
F5_Industrial_Primary Metals_Existing_Process_Natural Gas_Process Boiler_E1 | F5 | Industrial | Primary Metals | Existing | Process | Natural Gas | Process Boiler | E1 | Utility - Cost of Operation | 637.9175 | 644.0408 | 633.6505 | 623.6877 | 607.0208 | 590.5349 | 573.9733 | 558.822 | 543.7631 | 530.5655 | 517.4113 | 504.6225 | 492.0917 | 480.0357 | 468.2244 | 456.6488 | 445.4551 | 434.7342 | 424.2773 | 414.4524 | 405.0304 | 395.9235 | 0 | 0 | 0 | 0 | 0 | 0 | 0 | 0
F5_Industrial_Primary Metals_Existing_Process_Natural Gas_Process Boiler_E2 | F5 | Industrial | Primary Metals | Existing | Process | Natural Gas | Process Boiler | E2 | Utility - Cost of Operation | 0 | 0 | 0 | 0 | 0 | 0 | 0 | 0 | 0 | 0 | 0 | 0 | 0 | 0 | 0 | 0 | 0 | 0 | 0 | 0 | 0 | 0 | 0 | 0 | 0 | 0 | 0 | 0 | 0 | 0
F5_Industrial_Primary Metals_Existing_Process_Natural Gas_Process Boiler_E3 | F5 | Industrial | Primary Metals | Existing | Process | Natural Gas | Process Boiler | E3 | Utility - Cost of Operation | 0 | 0 | 0 | 0 | 0 | 0 | 0 | 0 | 0 | 0 | 0 | 0 | 0 | 0 | 0 | 0 | 0 | 0 | 0 | 0 | 0 | 0 | 0 | 0 | 0 | 0 | 0 | 0 | 0 | 0
F5_Industrial_Primary Metals_Existing_Process_Natural Gas_Process Boiler_E4 | F5 | Industrial | Primary Metals | Existing | Process | Natural Gas | Process Boiler | E4 | Utility - Cost of Operation | 0 | 0 | 0 | 0 | 0 | 0 | 0 | 0 | 0 | 0 | 0 | 0 | 0 | 0 | 0 | 0 | 0 | 0 | 0 | 0 | 0 | 0 | 0 | 0 | 0 | 0 | 0 | 0 | 0 | 0
F5_Industrial_Primary Metals_Existing_Process_Natural Gas_Process Boiler_E5 | F5 | Industrial | Primary Metals | Existing | Process | Natural Gas | Process Boiler | E5 | Utility - Cost of Operation | 0 | 0 | 0 | 0 | 0 | 0 | 0 | 0 | 0 | 0 | 0 | 0 | 0 | 0 | 0 | 0 | 0 | 0 | 0 | 0 | 0 | 0 | 0 | 0 | 0 | 0 | 0 | 0 | 0 | 0
F5_Industrial_Primary Metals_Existing_Process_Natural Gas_Process Boiler_E6 | F5 | Industrial | Primary Metals | Existing | Process | Natural Gas | Process Boiler | E6 | Utility - Cost of Operation | 0 | 0 | 0 | 0 | 0 | 0 | 0 | 0 | 0 | 0 | 0 | 0 | 0 | 0 | 0 | 0 | 0 | 0 | 0 | 0 | 0 | 0 | 0 | 0 | 0 | 0 | 0 | 0 | 0 | 0
F5_Industrial_Primary Metals_Existing_Process_Natural Gas_Process Boiler_E7 | F5 | Industrial | Primary Metals | Existing | Process | Natural Gas | Process Boiler | E7 | Utility - Cost of Operation | 0 | 0 | 0 | 0 | 0 | 0 | 0 | 0 | 0 | 0 | 0 | 0 | 0 | 0 | 0 | 0 | 0 | 0 | 0 | 0 | 0 | 0 | 0 | 0 | 0 | 0 | 0 | 0 | 0 | 0
F5_Industrial_Primary Metals_Existing_Process_Natural Gas_Process Boiler_E8 | F5 | Industrial | Primary Metals | Existing | Process | Natural Gas | Process Boiler | E8 | Utility - Cost of Operation | 0 | 0 | 0 | 0 | 0 | 0 | 0 | 0 | 0 | 0 | 0 | 0 | 0 | 0 | 0 | 0 | 0 | 0 | 0 | 0 | 0 | 0 | 0 | 0 | 0 | 0 | 0 | 0 | 0 | 0
F5_Industrial_Primary Metals_Existing_Process_Natural Gas_Process Boiler_E9 | F5 | Industrial | Primary Metals | Existing | Process | Natural Gas | Process Boiler | E9 | Utility - Cost of Operation | 0 | 0 | 0 | 0 | 0 | 0 | 0 | 0 | 0 | 0 | 0 | 0 | 0 | 0 | 0 | 0 | 0 | 0 | 0 | 0 | 0 | 0 | 0 | 0 | 0 | 0 | 0 | 0 | 0 | 0
F5_Industrial_Primary Metals_Existing_Process_Natural Gas_Process Boiler_E10 | F5 | Industrial | Primary Metals | Existing | Process | Natural Gas | Process Boiler | E10 | Utility - Cost of Operation | 0 | 0 | 0 | 0 | 0 | 0 | 0 | 0 | 0 | 0 | 0 | 0 | 0 | 0 | 0 | 0 | 0 | 0 | 0 | 0 | 0 | 0 | 0 | 0 | 0 | 0 | 0 | 0 | 0 | 0
F6_Industrial_Primary Metals_Existing_Process_Natural Gas_Process Boiler_E1 | F6 | Industrial | Primary Metals | Existing | Process | Natural Gas | Process Boiler | E1 | Utility - Value of Sales | 764.2667 | 771.6029 | 759.1546 | 747.2185 | 727.2504 | 707.4993 | 687.6573 | 669.5052 | 651.4636 | 635.6521 | 619.8925 | 604.5706 | 589.558 | 575.114 | 560.9633 | 547.0951 | 533.6843 | 520.8399 | 508.3118 | 496.541 | 485.2528 | 474.3421 | 0 | 0 | 0 | 0 | 0 | 0 | 0 | 0
F6_Industrial_Primary Metals_Existing_Process_Natural Gas_Process Boiler_E2 | F6 | Industrial | Primary Metals | Existing | Process | Natural Gas | Process Boiler | E2 | Utility - Value of Sales | 0 | 0 | 0 | 0 | 0 | 0 | 0 | 0 | 0 | 0 | 0 | 0 | 0 | 0 | 0 | 0 | 0 | 0 | 0 | 0 | 0 | 0 | 0 | 0 | 0 | 0 | 0 | 0 | 0 | 0
F6_Industrial_Primary Metals_Existing_Process_Natural Gas_Process Boiler_E3 | F6 | Industrial | Primary Metals | Existing | Process | Natural Gas | Process Boiler | E3 | Utility - Value of Sales | 0 | 0 | 0 | 0 | 0 | 0 | 0 | 0 | 0 | 0 | 0 | 0 | 0 | 0 | 0 | 0 | 0 | 0 | 0 | 0 | 0 | 0 | 0 | 0 | 0 | 0 | 0 | 0 | 0 | 0
F6_Industrial_Primary Metals_Existing_Process_Natural Gas_Process Boiler_E4 | F6 | Industrial | Primary Metals | Existing | Process | Natural Gas | Process Boiler | E4 | Utility - Value of Sales | 0 | 0 | 0 | 0 | 0 | 0 | 0 | 0 | 0 | 0 | 0 | 0 | 0 | 0 | 0 | 0 | 0 | 0 | 0 | 0 | 0 | 0 | 0 | 0 | 0 | 0 | 0 | 0 | 0 | 0
F6_Industrial_Primary Metals_Existing_Process_Natural Gas_Process Boiler_E5 | F6 | Industrial | Primary Metals | Existing | Process | Natural Gas | Process Boiler | E5 | Utility - Value of Sales | 0 | 0 | 0 | 0 | 0 | 0 | 0 | 0 | 0 | 0 | 0 | 0 | 0 | 0 | 0 | 0 | 0 | 0 | 0 | 0 | 0 | 0 | 0 | 0 | 0 | 0 | 0 | 0 | 0 | 0
F6_Industrial_Primary Metals_Existing_Process_Natural Gas_Process Boiler_E6 | F6 | Industrial | Primary Metals | Existing | Process | Natural Gas | Process Boiler | E6 | Utility - Value of Sales | 0 | 0 | 0 | 0 | 0 | 0 | 0 | 0 | 0 | 0 | 0 | 0 | 0 | 0 | 0 | 0 | 0 | 0 | 0 | 0 | 0 | 0 | 0 | 0 | 0 | 0 | 0 | 0 | 0 | 0
F6_Industrial_Primary Metals_Existing_Process_Natural Gas_Process Boiler_E7 | F6 | Industrial | Primary Metals | Existing | Process | Natural Gas | Process Boiler | E7 | Utility - Value of Sales | 0 | 0 | 0 | 0 | 0 | 0 | 0 | 0 | 0 | 0 | 0 | 0 | 0 | 0 | 0 | 0 | 0 | 0 | 0 | 0 | 0 | 0 | 0 | 0 | 0 | 0 | 0 | 0 | 0 | 0
F6_Industrial_Primary Metals_Existing_Process_Natural Gas_Process Boiler_E8 | F6 | Industrial | Primary Metals | Existing | Process | Natural Gas | Process Boiler | E8 | Utility - Value of Sales | 0 | 0 | 0 | 0 | 0 | 0 | 0 | 0 | 0 | 0 | 0 | 0 | 0 | 0 | 0 | 0 | 0 | 0 | 0 | 0 | 0 | 0 | 0 | 0 | 0 | 0 | 0 | 0 | 0 | 0
F6_Industrial_Primary Metals_Existing_Process_Natural Gas_Process Boiler_E9 | F6 | Industrial | Primary Metals | Existing | Process | Natural Gas | Process Boiler | E9 | Utility - Value of Sales | 0 | 0 | 0 | 0 | 0 | 0 | 0 | 0 | 0 | 0 | 0 | 0 | 0 | 0 | 0 | 0 | 0 | 0 | 0 | 0 | 0 | 0 | 0 | 0 | 0 | 0 | 0 | 0 | 0 | 0
F6_Industrial_Primary Metals_Existing_Process_Natural Gas_Process Boiler_E10 | F6 | Industrial | Primary Metals | Existing | Process | Natural Gas | Process Boiler | E10 | Utility - Value of Sales | 0 | 0 | 0 | 0 | 0 | 0 | 0 | 0 | 0 | 0 | 0 | 0 | 0 | 0 | 0 | 0 | 0 | 0 | 0 | 0 | 0 | 0 | 0 | 0 | 0 | 0 | 0 | 0 | 0 | 0
F1_Industrial_Primary Metals_Existing_Process_Natural Gas_Process Heating_E1 | F1 | Industrial | Primary Metals | Existing | Process | Natural Gas | Process Heating | E1 | Participant - Cost of Equipment | 1833.9628 | 1833.9628 | 1833.9628 | 1833.9628 | 1833.9628 | 1833.9628 | 1833.9628 | 1833.9628 | 1833.9628 | 1833.9628 | 1833.9628 | 1833.9628 | 1833.9628 | 1833.9628 | 1833.9628 | 1833.9628 | 1833.9628 | 1833.9628 | 1833.9628 | 1833.9628 | 1833.9628 | 1833.9628 | 0 | 0 | 0 | 0 | 0 | 0 | 0 | 0
F1_Industrial_Primary Metals_Existing_Process_Natural Gas_Process Heating_E2 | F1 | Industrial | Primary Metals | Existing | Process | Natural Gas | Process Heating | E2 | Participant - Cost of Equipment | 0 | 0 | 0 | 0 | 0 | 0 | 0 | 0 | 0 | 0 | 0 | 0 | 0 | 0 | 0 | 0 | 0 | 0 | 0 | 0 | 0 | 0 | 0 | 0 | 0 | 0 | 0 | 0 | 0 | 0
F1_Industrial_Primary Metals_Existing_Process_Natural Gas_Process Heating_E3 | F1 | Industrial | Primary Metals | Existing | Process | Natural Gas | Process Heating | E3 | Participant - Cost of Equipment | 0 | 0 | 0 | 0 | 0 | 0 | 0 | 0 | 0 | 0 | 0 | 0 | 0 | 0 | 0 | 0 | 0 | 0 | 0 | 0 | 0 | 0 | 0 | 0 | 0 | 0 | 0 | 0 | 0 | 0
F1_Industrial_Primary Metals_Existing_Process_Natural Gas_Process Heating_E4 | F1 | Industrial | Primary Metals | Existing | Process | Natural Gas | Process Heating | E4 | Participant - Cost of Equipment | 0 | 0 | 0 | 0 | 0 | 0 | 0 | 0 | 0 | 0 | 0 | 0 | 0 | 0 | 0 | 0 | 0 | 0 | 0 | 0 | 0 | 0 | 0 | 0 | 0 | 0 | 0 | 0 | 0 | 0
F1_Industrial_Primary Metals_Existing_Process_Natural Gas_Process Heating_E5 | F1 | Industrial | Primary Metals | Existing | Process | Natural Gas | Process Heating | E5 | Participant - Cost of Equipment | 0 | 0 | 0 | 0 | 0 | 0 | 0 | 0 | 0 | 0 | 0 | 0 | 0 | 0 | 0 | 0 | 0 | 0 | 0 | 0 | 0 | 0 | 0 | 0 | 0 | 0 | 0 | 0 | 0 | 0
F1_Industrial_Primary Metals_Existing_Process_Natural Gas_Process Heating_E6 | F1 | Industrial | Primary Metals | Existing | Process | Natural Gas | Process Heating | E6 | Participant - Cost of Equipment | 0 | 0 | 0 | 0 | 0 | 0 | 0 | 0 | 0 | 0 | 0 | 0 | 0 | 0 | 0 | 0 | 0 | 0 | 0 | 0 | 0 | 0 | 0 | 0 | 0 | 0 | 0 | 0 | 0 | 0
F1_Industrial_Primary Metals_Existing_Process_Natural Gas_Process Heating_E7 | F1 | Industrial | Primary Metals | Existing | Process | Natural Gas | Process Heating | E7 | Participant - Cost of Equipment | 0 | 0 | 0 | 0 | 0 | 0 | 0 | 0 | 0 | 0 | 0 | 0 | 0 | 0 | 0 | 0 | 0 | 0 | 0 | 0 | 0 | 0 | 0 | 0 | 0 | 0 | 0 | 0 | 0 | 0
F1_Industrial_Primary Metals_Existing_Process_Natural Gas_Process Heating_E8 | F1 | Industrial | Primary Metals | Existing | Process | Natural Gas | Process Heating | E8 | Participant - Cost of Equipment | 0 | 0 | 0 | 0 | 0 | 0 | 0 | 0 | 0 | 0 | 0 | 0 | 0 | 0 | 0 | 0 | 0 | 0 | 0 | 0 | 0 | 0 | 0 | 0 | 0 | 0 | 0 | 0 | 0 | 0
F1_Industrial_Primary Metals_Existing_Process_Natural Gas_Process Heating_E9 | F1 | Industrial | Primary Metals | Existing | Process | Natural Gas | Process Heating | E9 | Participant - Cost of Equipment | 0 | 0 | 0 | 0 | 0 | 0 | 0 | 0 | 0 | 0 | 0 | 0 | 0 | 0 | 0 | 0 | 0 | 0 | 0 | 0 | 0 | 0 | 0 | 0 | 0 | 0 | 0 | 0 | 0 | 0
F1_Industrial_Primary Metals_Existing_Process_Natural Gas_Process Heating_E10 | F1 | Industrial | Primary Metals | Existing | Process | Natural Gas | Process Heating | E10 | Participant - Cost of Equipment | 0 | 0 | 0 | 0 | 0 | 0 | 0 | 0 | 0 | 0 | 0 | 0 | 0 | 0 | 0 | 0 | 0 | 0 | 0 | 0 | 0 | 0 | 0 | 0 | 0 | 0 | 0 | 0 | 0 | 0
F2_Industrial_Primary Metals_Existing_Process_Natural Gas_Process Heating_E1 | F2 | Industrial | Primary Metals | Existing | Process | Natural Gas | Process Heating | E1 | Participant - Cost of Operation | 5163.9849 | 5645.3511 | 5684.0813 | 5722.5415 | 5562.9009 | 5393.4331 | 5211.1379 | 5056.3646 | 4898.2177 | 4784.218 | 4664.5109 | 4546.9838 | 4429.1842 | 4317.0732 | 4204.2451 | 4090.9193 | 3981.5645 | 3878.2907 | 3776.2645 | 3685.7132 | 3599.9497 | 3516.1819 | 0 | 0 | 0 | 0 | 0 | 0 | 0 | 0
F2_Industrial_Primary Metals_Existing_Process_Natural Gas_Process Heating_E2 | F2 | Industrial | Primary Metals | Existing | Process | Natural Gas | Process Heating | E2 | Participant - Cost of Operation | 0 | 0 | 0 | 0 | 0 | 0 | 0 | 0 | 0 | 0 | 0 | 0 | 0 | 0 | 0 | 0 | 0 | 0 | 0 | 0 | 0 | 0 | 0 | 0 | 0 | 0 | 0 | 0 | 0 | 0
F2_Industrial_Primary Metals_Existing_Process_Natural Gas_Process Heating_E3 | F2 | Industrial | Primary Metals | Existing | Process | Natural Gas | Process Heating | E3 | Participant - Cost of Operation | 0 | 0 | 0 | 0 | 0 | 0 | 0 | 0 | 0 | 0 | 0 | 0 | 0 | 0 | 0 | 0 | 0 | 0 | 0 | 0 | 0 | 0 | 0 | 0 | 0 | 0 | 0 | 0 | 0 | 0
F2_Industrial_Primary Metals_Existing_Process_Natural Gas_Process Heating_E4 | F2 | Industrial | Primary Metals | Existing | Process | Natural Gas | Process Heating | E4 | Participant - Cost of Operation | 0 | 0 | 0 | 0 | 0 | 0 | 0 | 0 | 0 | 0 | 0 | 0 | 0 | 0 | 0 | 0 | 0 | 0 | 0 | 0 | 0 | 0 | 0 | 0 | 0 | 0 | 0 | 0 | 0 | 0
F2_Industrial_Primary Metals_Existing_Process_Natural Gas_Process Heating_E5 | F2 | Industrial | Primary Metals | Existing | Process | Natural Gas | Process Heating | E5 | Participant - Cost of Operation | 0 | 0 | 0 | 0 | 0 | 0 | 0 | 0 | 0 | 0 | 0 | 0 | 0 | 0 | 0 | 0 | 0 | 0 | 0 | 0 | 0 | 0 | 0 | 0 | 0 | 0 | 0 | 0 | 0 | 0
F2_Industrial_Primary Metals_Existing_Process_Natural Gas_Process Heating_E6 | F2 | Industrial | Primary Metals | Existing | Process | Natural Gas | Process Heating | E6 | Participant - Cost of Operation | 0 | 0 | 0 | 0 | 0 | 0 | 0 | 0 | 0 | 0 | 0 | 0 | 0 | 0 | 0 | 0 | 0 | 0 | 0 | 0 | 0 | 0 | 0 | 0 | 0 | 0 | 0 | 0 | 0 | 0
F2_Industrial_Primary Metals_Existing_Process_Natural Gas_Process Heating_E7 | F2 | Industrial | Primary Metals | Existing | Process | Natural Gas | Process Heating | E7 | Participant - Cost of Operation | 0 | 0 | 0 | 0 | 0 | 0 | 0 | 0 | 0 | 0 | 0 | 0 | 0 | 0 | 0 | 0 | 0 | 0 | 0 | 0 | 0 | 0 | 0 | 0 | 0 | 0 | 0 | 0 | 0 | 0
F2_Industrial_Primary Metals_Existing_Process_Natural Gas_Process Heating_E8 | F2 | Industrial | Primary Metals | Existing | Process | Natural Gas | Process Heating | E8 | Participant - Cost of Operation | 0 | 0 | 0 | 0 | 0 | 0 | 0 | 0 | 0 | 0 | 0 | 0 | 0 | 0 | 0 | 0 | 0 | 0 | 0 | 0 | 0 | 0 | 0 | 0 | 0 | 0 | 0 | 0 | 0 | 0
F2_Industrial_Primary Metals_Existing_Process_Natural Gas_Process Heating_E9 | F2 | Industrial | Primary Metals | Existing | Process | Natural Gas | Process Heating | E9 | Participant - Cost of Operation | 0 | 0 | 0 | 0 | 0 | 0 | 0 | 0 | 0 | 0 | 0 | 0 | 0 | 0 | 0 | 0 | 0 | 0 | 0 | 0 | 0 | 0 | 0 | 0 | 0 | 0 | 0 | 0 | 0 | 0
F2_Industrial_Primary Metals_Existing_Process_Natural Gas_Process Heating_E10 | F2 | Industrial | Primary Metals | Existing | Process | Natural Gas | Process Heating | E10 | Participant - Cost of Operation | 0 | 0 | 0 | 0 | 0 | 0 | 0 | 0 | 0 | 0 | 0 | 0 | 0 | 0 | 0 | 0 | 0 | 0 | 0 | 0 | 0 | 0 | 0 | 0 | 0 | 0 | 0 | 0 | 0 | 0
F3_Industrial_Primary Metals_Existing_Process_Natural Gas_Process Heating_E1 | F3 | Industrial | Primary Metals | Existing | Process | Natural Gas | Process Heating | E1 | System - kBTUs of Conusmption | 799513.9639 | 799513.9639 | 799513.9639 | 799513.9639 | 799513.9639 | 799513.9639 | 799513.9639 | 799513.9639 | 799513.9639 | 799513.9639 | 799513.9639 | 799513.9639 | 799513.9639 | 799513.9639 | 799513.9639 | 799513.9639 | 799513.9639 | 799513.9639 | 799513.9639 | 799513.9639 | 799513.9639 | 799513.9639 | 0 | 0 | 0 | 0 | 0 | 0 | 0 | 0
F3_Industrial_Primary Metals_Existing_Process_Natural Gas_Process Heating_E2 | F3 | Industrial | Primary Metals | Existing | Process | Natural Gas | Process Heating | E2 | System - kBTUs of Conusmption | 0 | 0 | 0 | 0 | 0 | 0 | 0 | 0 | 0 | 0 | 0 | 0 | 0 | 0 | 0 | 0 | 0 | 0 | 0 | 0 | 0 | 0 | 0 | 0 | 0 | 0 | 0 | 0 | 0 | 0
F3_Industrial_Primary Metals_Existing_Process_Natural Gas_Process Heating_E3 | F3 | Industrial | Primary Metals | Existing | Process | Natural Gas | Process Heating | E3 | System - kBTUs of Conusmption | 0 | 0 | 0 | 0 | 0 | 0 | 0 | 0 | 0 | 0 | 0 | 0 | 0 | 0 | 0 | 0 | 0 | 0 | 0 | 0 | 0 | 0 | 0 | 0 | 0 | 0 | 0 | 0 | 0 | 0
F3_Industrial_Primary Metals_Existing_Process_Natural Gas_Process Heating_E4 | F3 | Industrial | Primary Metals | Existing | Process | Natural Gas | Process Heating | E4 | System - kBTUs of Conusmption | 0 | 0 | 0 | 0 | 0 | 0 | 0 | 0 | 0 | 0 | 0 | 0 | 0 | 0 | 0 | 0 | 0 | 0 | 0 | 0 | 0 | 0 | 0 | 0 | 0 | 0 | 0 | 0 | 0 | 0
F3_Industrial_Primary Metals_Existing_Process_Natural Gas_Process Heating_E5 | F3 | Industrial | Primary Metals | Existing | Process | Natural Gas | Process Heating | E5 | System - kBTUs of Conusmption | 0 | 0 | 0 | 0 | 0 | 0 | 0 | 0 | 0 | 0 | 0 | 0 | 0 | 0 | 0 | 0 | 0 | 0 | 0 | 0 | 0 | 0 | 0 | 0 | 0 | 0 | 0 | 0 | 0 | 0
F3_Industrial_Primary Metals_Existing_Process_Natural Gas_Process Heating_E6 | F3 | Industrial | Primary Metals | Existing | Process | Natural Gas | Process Heating | E6 | System - kBTUs of Conusmption | 0 | 0 | 0 | 0 | 0 | 0 | 0 | 0 | 0 | 0 | 0 | 0 | 0 | 0 | 0 | 0 | 0 | 0 | 0 | 0 | 0 | 0 | 0 | 0 | 0 | 0 | 0 | 0 | 0 | 0
F3_Industrial_Primary Metals_Existing_Process_Natural Gas_Process Heating_E7 | F3 | Industrial | Primary Metals | Existing | Process | Natural Gas | Process Heating | E7 | System - kBTUs of Conusmption | 0 | 0 | 0 | 0 | 0 | 0 | 0 | 0 | 0 | 0 | 0 | 0 | 0 | 0 | 0 | 0 | 0 | 0 | 0 | 0 | 0 | 0 | 0 | 0 | 0 | 0 | 0 | 0 | 0 | 0
F3_Industrial_Primary Metals_Existing_Process_Natural Gas_Process Heating_E8 | F3 | Industrial | Primary Metals | Existing | Process | Natural Gas | Process Heating | E8 | System - kBTUs of Conusmption | 0 | 0 | 0 | 0 | 0 | 0 | 0 | 0 | 0 | 0 | 0 | 0 | 0 | 0 | 0 | 0 | 0 | 0 | 0 | 0 | 0 | 0 | 0 | 0 | 0 | 0 | 0 | 0 | 0 | 0
F3_Industrial_Primary Metals_Existing_Process_Natural Gas_Process Heating_E9 | F3 | Industrial | Primary Metals | Existing | Process | Natural Gas | Process Heating | E9 | System - kBTUs of Conusmption | 0 | 0 | 0 | 0 | 0 | 0 | 0 | 0 | 0 | 0 | 0 | 0 | 0 | 0 | 0 | 0 | 0 | 0 | 0 | 0 | 0 | 0 | 0 | 0 | 0 | 0 | 0 | 0 | 0 | 0
F3_Industrial_Primary Metals_Existing_Process_Natural Gas_Process Heating_E10 | F3 | Industrial | Primary Metals | Existing | Process | Natural Gas | Process Heating | E10 | System - kBTUs of Conusmption | 0 | 0 | 0 | 0 | 0 | 0 | 0 | 0 | 0 | 0 | 0 | 0 | 0 | 0 | 0 | 0 | 0 | 0 | 0 | 0 | 0 | 0 | 0 | 0 | 0 | 0 | 0 | 0 | 0 | 0
F4_Industrial_Primary Metals_Existing_Process_Natural Gas_Process Heating_E1 | F4 | Industrial | Primary Metals | Existing | Process | Natural Gas | Process Heating | E1 | Utility - Cost of Equipment | 1833.9628 | 1833.9628 | 1833.9628 | 1833.9628 | 1833.9628 | 1833.9628 | 1833.9628 | 1833.9628 | 1833.9628 | 1833.9628 | 1833.9628 | 1833.9628 | 1833.9628 | 1833.9628 | 1833.9628 | 1833.9628 | 1833.9628 | 1833.9628 | 1833.9628 | 1833.9628 | 1833.9628 | 1833.9628 | 0 | 0 | 0 | 0 | 0 | 0 | 0 | 0
F4_Industrial_Primary Metals_Existing_Process_Natural Gas_Process Heating_E2 | F4 | Industrial | Primary Metals | Existing | Process | Natural Gas | Process Heating | E2 | Utility - Cost of Equipment | 0 | 0 | 0 | 0 | 0 | 0 | 0 | 0 | 0 | 0 | 0 | 0 | 0 | 0 | 0 | 0 | 0 | 0 | 0 | 0 | 0 | 0 | 0 | 0 | 0 | 0 | 0 | 0 | 0 | 0
F4_Industrial_Primary Metals_Existing_Process_Natural Gas_Process Heating_E3 | F4 | Industrial | Primary Metals | Existing | Process | Natural Gas | Process Heating | E3 | Utility - Cost of Equipment | 0 | 0 | 0 | 0 | 0 | 0 | 0 | 0 | 0 | 0 | 0 | 0 | 0 | 0 | 0 | 0 | 0 | 0 | 0 | 0 | 0 | 0 | 0 | 0 | 0 | 0 | 0 | 0 | 0 | 0
F4_Industrial_Primary Metals_Existing_Process_Natural Gas_Process Heating_E4 | F4 | Industrial | Primary Metals | Existing | Process | Natural Gas | Process Heating | E4 | Utility - Cost of Equipment | 0 | 0 | 0 | 0 | 0 | 0 | 0 | 0 | 0 | 0 | 0 | 0 | 0 | 0 | 0 | 0 | 0 | 0 | 0 | 0 | 0 | 0 | 0 | 0 | 0 | 0 | 0 | 0 | 0 | 0
F4_Industrial_Primary Metals_Existing_Process_Natural Gas_Process Heating_E5 | F4 | Industrial | Primary Metals | Existing | Process | Natural Gas | Process Heating | E5 | Utility - Cost of Equipment | 0 | 0 | 0 | 0 | 0 | 0 | 0 | 0 | 0 | 0 | 0 | 0 | 0 | 0 | 0 | 0 | 0 | 0 | 0 | 0 | 0 | 0 | 0 | 0 | 0 | 0 | 0 | 0 | 0 | 0
F4_Industrial_Primary Metals_Existing_Process_Natural Gas_Process Heating_E6 | F4 | Industrial | Primary Metals | Existing | Process | Natural Gas | Process Heating | E6 | Utility - Cost of Equipment | 0 | 0 | 0 | 0 | 0 | 0 | 0 | 0 | 0 | 0 | 0 | 0 | 0 | 0 | 0 | 0 | 0 | 0 | 0 | 0 | 0 | 0 | 0 | 0 | 0 | 0 | 0 | 0 | 0 | 0
F4_Industrial_Primary Metals_Existing_Process_Natural Gas_Process Heating_E7 | F4 | Industrial | Primary Metals | Existing | Process | Natural Gas | Process Heating | E7 | Utility - Cost of Equipment | 0 | 0 | 0 | 0 | 0 | 0 | 0 | 0 | 0 | 0 | 0 | 0 | 0 | 0 | 0 | 0 | 0 | 0 | 0 | 0 | 0 | 0 | 0 | 0 | 0 | 0 | 0 | 0 | 0 | 0
F4_Industrial_Primary Metals_Existing_Process_Natural Gas_Process Heating_E8 | F4 | Industrial | Primary Metals | Existing | Process | Natural Gas | Process Heating | E8 | Utility - Cost of Equipment | 0 | 0 | 0 | 0 | 0 | 0 | 0 | 0 | 0 | 0 | 0 | 0 | 0 | 0 | 0 | 0 | 0 | 0 | 0 | 0 | 0 | 0 | 0 | 0 | 0 | 0 | 0 | 0 | 0 | 0
F4_Industrial_Primary Metals_Existing_Process_Natural Gas_Process Heating_E9 | F4 | Industrial | Primary Metals | Existing | Process | Natural Gas | Process Heating | E9 | Utility - Cost of Equipment | 0 | 0 | 0 | 0 | 0 | 0 | 0 | 0 | 0 | 0 | 0 | 0 | 0 | 0 | 0 | 0 | 0 | 0 | 0 | 0 | 0 | 0 | 0 | 0 | 0 | 0 | 0 | 0 | 0 | 0
F4_Industrial_Primary Metals_Existing_Process_Natural Gas_Process Heating_E10 | F4 | Industrial | Primary Metals | Existing | Process | Natural Gas | Process Heating | E10 | Utility - Cost of Equipment | 0 | 0 | 0 | 0 | 0 | 0 | 0 | 0 | 0 | 0 | 0 | 0 | 0 | 0 | 0 | 0 | 0 | 0 | 0 | 0 | 0 | 0 | 0 | 0 | 0 | 0 | 0 | 0 | 0 | 0
F5_Industrial_Primary Metals_Existing_Process_Natural Gas_Process Heating_E1 | F5 | Industrial | Primary Metals | Existing | Process | Natural Gas | Process Heating | E1 | Utility - Cost of Operation | 4310.2706 | 4712.0569 | 4744.3842 | 4776.4862 | 4643.2375 | 4501.7863 | 4349.6283 | 4220.4422 | 4088.4403 | 3993.2871 | 3893.3701 | 3795.2727 | 3696.9478 | 3603.371 | 3509.1958 | 3414.6051 | 3323.3289 | 3237.1285 | 3151.9693 | 3076.388 | 3004.803 | 2934.8837 | 0 | 0 | 0 | 0 | 0 | 0 | 0 | 0
F5_Industrial_Primary Metals_Existing_Process_Natural Gas_Process Heating_E2 | F5 | Industrial | Primary Metals | Existing | Process | Natural Gas | Process Heating | E2 | Utility - Cost of Operation | 0 | 0 | 0 | 0 | 0 | 0 | 0 | 0 | 0 | 0 | 0 | 0 | 0 | 0 | 0 | 0 | 0 | 0 | 0 | 0 | 0 | 0 | 0 | 0 | 0 | 0 | 0 | 0 | 0 | 0
F5_Industrial_Primary Metals_Existing_Process_Natural Gas_Process Heating_E3 | F5 | Industrial | Primary Metals | Existing | Process | Natural Gas | Process Heating | E3 | Utility - Cost of Operation | 0 | 0 | 0 | 0 | 0 | 0 | 0 | 0 | 0 | 0 | 0 | 0 | 0 | 0 | 0 | 0 | 0 | 0 | 0 | 0 | 0 | 0 | 0 | 0 | 0 | 0 | 0 | 0 | 0 | 0
F5_Industrial_Primary Metals_Existing_Process_Natural Gas_Process Heating_E4 | F5 | Industrial | Primary Metals | Existing | Process | Natural Gas | Process Heating | E4 | Utility - Cost of Operation | 0 | 0 | 0 | 0 | 0 | 0 | 0 | 0 | 0 | 0 | 0 | 0 | 0 | 0 | 0 | 0 | 0 | 0 | 0 | 0 | 0 | 0 | 0 | 0 | 0 | 0 | 0 | 0 | 0 | 0
F5_Industrial_Primary Metals_Existing_Process_Natural Gas_Process Heating_E5 | F5 | Industrial | Primary Metals | Existing | Process | Natural Gas | Process Heating | E5 | Utility - Cost of Operation | 0 | 0 | 0 | 0 | 0 | 0 | 0 | 0 | 0 | 0 | 0 | 0 | 0 | 0 | 0 | 0 | 0 | 0 | 0 | 0 | 0 | 0 | 0 | 0 | 0 | 0 | 0 | 0 | 0 | 0
F5_Industrial_Primary Metals_Existing_Process_Natural Gas_Process Heating_E6 | F5 | Industrial | Primary Metals | Existing | Process | Natural Gas | Process Heating | E6 | Utility - Cost of Operation | 0 | 0 | 0 | 0 | 0 | 0 | 0 | 0 | 0 | 0 | 0 | 0 | 0 | 0 | 0 | 0 | 0 | 0 | 0 | 0 | 0 | 0 | 0 | 0 | 0 | 0 | 0 | 0 | 0 | 0
F5_Industrial_Primary Metals_Existing_Process_Natural Gas_Process Heating_E7 | F5 | Industrial | Primary Metals | Existing | Process | Natural Gas | Process Heating | E7 | Utility - Cost of Operation | 0 | 0 | 0 | 0 | 0 | 0 | 0 | 0 | 0 | 0 | 0 | 0 | 0 | 0 | 0 | 0 | 0 | 0 | 0 | 0 | 0 | 0 | 0 | 0 | 0 | 0 | 0 | 0 | 0 | 0
F5_Industrial_Primary Metals_Existing_Process_Natural Gas_Process Heating_E8 | F5 | Industrial | Primary Metals | Existing | Process | Natural Gas | Process Heating | E8 | Utility - Cost of Operation | 0 | 0 | 0 | 0 | 0 | 0 | 0 | 0 | 0 | 0 | 0 | 0 | 0 | 0 | 0 | 0 | 0 | 0 | 0 | 0 | 0 | 0 | 0 | 0 | 0 | 0 | 0 | 0 | 0 | 0
F5_Industrial_Primary Metals_Existing_Process_Natural Gas_Process Heating_E9 | F5 | Industrial | Primary Metals | Existing | Process | Natural Gas | Process Heating | E9 | Utility - Cost of Operation | 0 | 0 | 0 | 0 | 0 | 0 | 0 | 0 | 0 | 0 | 0 | 0 | 0 | 0 | 0 | 0 | 0 | 0 | 0 | 0 | 0 | 0 | 0 | 0 | 0 | 0 | 0 | 0 | 0 | 0
F5_Industrial_Primary Metals_Existing_Process_Natural Gas_Process Heating_E10 | F5 | Industrial | Primary Metals | Existing | Process | Natural Gas | Process Heating | E10 | Utility - Cost of Operation | 0 | 0 | 0 | 0 | 0 | 0 | 0 | 0 | 0 | 0 | 0 | 0 | 0 | 0 | 0 | 0 | 0 | 0 | 0 | 0 | 0 | 0 | 0 | 0 | 0 | 0 | 0 | 0 | 0 | 0
F6_Industrial_Primary Metals_Existing_Process_Natural Gas_Process Heating_E1 | F6 | Industrial | Primary Metals | Existing | Process | Natural Gas | Process Heating | E1 | Utility - Value of Sales | 5163.9849 | 5645.3511 | 5684.0813 | 5722.5415 | 5562.9009 | 5393.4331 | 5211.1379 | 5056.3646 | 4898.2177 | 4784.218 | 4664.5109 | 4546.9838 | 4429.1842 | 4317.0732 | 4204.2451 | 4090.9193 | 3981.5645 | 3878.2907 | 3776.2645 | 3685.7132 | 3599.9497 | 3516.1819 | 0 | 0 | 0 | 0 | 0 | 0 | 0 | 0
F6_Industrial_Primary Metals_Existing_Process_Natural Gas_Process Heating_E2 | F6 | Industrial | Primary Metals | Existing | Process | Natural Gas | Process Heating | E2 | Utility - Value of Sales | 0 | 0 | 0 | 0 | 0 | 0 | 0 | 0 | 0 | 0 | 0 | 0 | 0 | 0 | 0 | 0 | 0 | 0 | 0 | 0 | 0 | 0 | 0 | 0 | 0 | 0 | 0 | 0 | 0 | 0
F6_Industrial_Primary Metals_Existing_Process_Natural Gas_Process Heating_E3 | F6 | Industrial | Primary Metals | Existing | Process | Natural Gas | Process Heating | E3 | Utility - Value of Sales | 0 | 0 | 0 | 0 | 0 | 0 | 0 | 0 | 0 | 0 | 0 | 0 | 0 | 0 | 0 | 0 | 0 | 0 | 0 | 0 | 0 | 0 | 0 | 0 | 0 | 0 | 0 | 0 | 0 | 0
F6_Industrial_Primary Metals_Existing_Process_Natural Gas_Process Heating_E4 | F6 | Industrial | Primary Metals | Existing | Process | Natural Gas | Process Heating | E4 | Utility - Value of Sales | 0 | 0 | 0 | 0 | 0 | 0 | 0 | 0 | 0 | 0 | 0 | 0 | 0 | 0 | 0 | 0 | 0 | 0 | 0 | 0 | 0 | 0 | 0 | 0 | 0 | 0 | 0 | 0 | 0 | 0
F6_Industrial_Primary Metals_Existing_Process_Natural Gas_Process Heating_E5 | F6 | Industrial | Primary Metals | Existing | Process | Natural Gas | Process Heating | E5 | Utility - Value of Sales | 0 | 0 | 0 | 0 | 0 | 0 | 0 | 0 | 0 | 0 | 0 | 0 | 0 | 0 | 0 | 0 | 0 | 0 | 0 | 0 | 0 | 0 | 0 | 0 | 0 | 0 | 0 | 0 | 0 | 0
F6_Industrial_Primary Metals_Existing_Process_Natural Gas_Process Heating_E6 | F6 | Industrial | Primary Metals | Existing | Process | Natural Gas | Process Heating | E6 | Utility - Value of Sales | 0 | 0 | 0 | 0 | 0 | 0 | 0 | 0 | 0 | 0 | 0 | 0 | 0 | 0 | 0 | 0 | 0 | 0 | 0 | 0 | 0 | 0 | 0 | 0 | 0 | 0 | 0 | 0 | 0 | 0
F6_Industrial_Primary Metals_Existing_Process_Natural Gas_Process Heating_E7 | F6 | Industrial | Primary Metals | Existing | Process | Natural Gas | Process Heating | E7 | Utility - Value of Sales | 0 | 0 | 0 | 0 | 0 | 0 | 0 | 0 | 0 | 0 | 0 | 0 | 0 | 0 | 0 | 0 | 0 | 0 | 0 | 0 | 0 | 0 | 0 | 0 | 0 | 0 | 0 | 0 | 0 | 0
F6_Industrial_Primary Metals_Existing_Process_Natural Gas_Process Heating_E8 | F6 | Industrial | Primary Metals | Existing | Process | Natural Gas | Process Heating | E8 | Utility - Value of Sales | 0 | 0 | 0 | 0 | 0 | 0 | 0 | 0 | 0 | 0 | 0 | 0 | 0 | 0 | 0 | 0 | 0 | 0 | 0 | 0 | 0 | 0 | 0 | 0 | 0 | 0 | 0 | 0 | 0 | 0
F6_Industrial_Primary Metals_Existing_Process_Natural Gas_Process Heating_E9 | F6 | Industrial | Primary Metals | Existing | Process | Natural Gas | Process Heating | E9 | Utility - Value of Sales | 0 | 0 | 0 | 0 | 0 | 0 | 0 | 0 | 0 | 0 | 0 | 0 | 0 | 0 | 0 | 0 | 0 | 0 | 0 | 0 | 0 | 0 | 0 | 0 | 0 | 0 | 0 | 0 | 0 | 0
F6_Industrial_Primary Metals_Existing_Process_Natural Gas_Process Heating_E10 | F6 | Industrial | Primary Metals | Existing | Process | Natural Gas | Process Heating | E10 | Utility - Value of Sales | 0 | 0 | 0 | 0 | 0 | 0 | 0 | 0 | 0 | 0 | 0 | 0 | 0 | 0 | 0 | 0 | 0 | 0 | 0 | 0 | 0 | 0 | 0 | 0 | 0 | 0 | 0 | 0 | 0 | 0
F1_Industrial_Primary Metals_Existing_Process_Natural Gas_Process Cooling_E1 | F1 | Industrial | Primary Metals | Existing | Process | Natural Gas | Process Cooling | E1 | Participant - Cost of Equipment | 1.3068 | 1.3068 | 1.3068 | 1.3068 | 1.3068 | 1.3068 | 1.3068 | 1.3068 | 1.3068 | 1.3068 | 1.3068 | 1.3068 | 1.3068 | 1.3068 | 1.3068 | 1.3068 | 1.3068 | 1.3068 | 1.3068 | 1.3068 | 1.3068 | 1.3068 | 0 | 0 | 0 | 0 | 0 | 0 | 0 | 0
F1_Industrial_Primary Metals_Existing_Process_Natural Gas_Process Cooling_E2 | F1 | Industrial | Primary Metals | Existing | Process | Natural Gas | Process Cooling | E2 | Participant - Cost of Equipment | 0 | 0 | 0 | 0 | 0 | 0 | 0 | 0 | 0 | 0 | 0 | 0 | 0 | 0 | 0 | 0 | 0 | 0 | 0 | 0 | 0 | 0 | 0 | 0 | 0 | 0 | 0 | 0 | 0 | 0
F1_Industrial_Primary Metals_Existing_Process_Natural Gas_Process Cooling_E3 | F1 | Industrial | Primary Metals | Existing | Process | Natural Gas | Process Cooling | E3 | Participant - Cost of Equipment | 0 | 0 | 0 | 0 | 0 | 0 | 0 | 0 | 0 | 0 | 0 | 0 | 0 | 0 | 0 | 0 | 0 | 0 | 0 | 0 | 0 | 0 | 0 | 0 | 0 | 0 | 0 | 0 | 0 | 0
F1_Industrial_Primary Metals_Existing_Process_Natural Gas_Process Cooling_E4 | F1 | Industrial | Primary Metals | Existing | Process | Natural Gas | Process Cooling | E4 | Participant - Cost of Equipment | 0 | 0 | 0 | 0 | 0 | 0 | 0 | 0 | 0 | 0 | 0 | 0 | 0 | 0 | 0 | 0 | 0 | 0 | 0 | 0 | 0 | 0 | 0 | 0 | 0 | 0 | 0 | 0 | 0 | 0
F1_Industrial_Primary Metals_Existing_Process_Natural Gas_Process Cooling_E5 | F1 | Industrial | Primary Metals | Existing | Process | Natural Gas | Process Cooling | E5 | Participant - Cost of Equipment | 0 | 0 | 0 | 0 | 0 | 0 | 0 | 0 | 0 | 0 | 0 | 0 | 0 | 0 | 0 | 0 | 0 | 0 | 0 | 0 | 0 | 0 | 0 | 0 | 0 | 0 | 0 | 0 | 0 | 0
F1_Industrial_Primary Metals_Existing_Process_Natural Gas_Process Cooling_E6 | F1 | Industrial | Primary Metals | Existing | Process | Natural Gas | Process Cooling | E6 | Participant - Cost of Equipment | 0 | 0 | 0 | 0 | 0 | 0 | 0 | 0 | 0 | 0 | 0 | 0 | 0 | 0 | 0 | 0 | 0 | 0 | 0 | 0 | 0 | 0 | 0 | 0 | 0 | 0 | 0 | 0 | 0 | 0
F1_Industrial_Primary Metals_Existing_Process_Natural Gas_Process Cooling_E7 | F1 | Industrial | Primary Metals | Existing | Process | Natural Gas | Process Cooling | E7 | Participant - Cost of Equipment | 0 | 0 | 0 | 0 | 0 | 0 | 0 | 0 | 0 | 0 | 0 | 0 | 0 | 0 | 0 | 0 | 0 | 0 | 0 | 0 | 0 | 0 | 0 | 0 | 0 | 0 | 0 | 0 | 0 | 0
F1_Industrial_Primary Metals_Existing_Process_Natural Gas_Process Cooling_E8 | F1 | Industrial | Primary Metals | Existing | Process | Natural Gas | Process Cooling | E8 | Participant - Cost of Equipment | 0 | 0 | 0 | 0 | 0 | 0 | 0 | 0 | 0 | 0 | 0 | 0 | 0 | 0 | 0 | 0 | 0 | 0 | 0 | 0 | 0 | 0 | 0 | 0 | 0 | 0 | 0 | 0 | 0 | 0
F1_Industrial_Primary Metals_Existing_Process_Natural Gas_Process Cooling_E9 | F1 | Industrial | Primary Metals | Existing | Process | Natural Gas | Process Cooling | E9 | Participant - Cost of Equipment | 0 | 0 | 0 | 0 | 0 | 0 | 0 | 0 | 0 | 0 | 0 | 0 | 0 | 0 | 0 | 0 | 0 | 0 | 0 | 0 | 0 | 0 | 0 | 0 | 0 | 0 | 0 | 0 | 0 | 0
F1_Industrial_Primary Metals_Existing_Process_Natural Gas_Process Cooling_E10 | F1 | Industrial | Primary Metals | Existing | Process | Natural Gas | Process Cooling | E10 | Participant - Cost of Equipment | 0 | 0 | 0 | 0 | 0 | 0 | 0 | 0 | 0 | 0 | 0 | 0 | 0 | 0 | 0 | 0 | 0 | 0 | 0 | 0 | 0 | 0 | 0 | 0 | 0 | 0 | 0 | 0 | 0 | 0
F2_Industrial_Primary Metals_Existing_Process_Natural Gas_Process Cooling_E1 | F2 | Industrial | Primary Metals | Existing | Process | Natural Gas | Process Cooling | E1 | Participant - Cost of Operation | 3.6795 | 4.0225 | 4.0501 | 4.0775 | 3.9637 | 3.843 | 3.7131 | 3.6028 | 3.4901 | 3.4089 | 3.3236 | 3.2399 | 3.1559 | 3.076 | 2.9956 | 2.9149 | 2.837 | 2.7634 | 2.6907 | 2.6262 | 2.5651 | 2.5054 | 0 | 0 | 0 | 0 | 0 | 0 | 0 | 0
F2_Industrial_Primary Metals_Existing_Process_Natural Gas_Process Cooling_E2 | F2 | Industrial | Primary Metals | Existing | Process | Natural Gas | Process Cooling | E2 | Participant - Cost of Operation | 0 | 0 | 0 | 0 | 0 | 0 | 0 | 0 | 0 | 0 | 0 | 0 | 0 | 0 | 0 | 0 | 0 | 0 | 0 | 0 | 0 | 0 | 0 | 0 | 0 | 0 | 0 | 0 | 0 | 0
F2_Industrial_Primary Metals_Existing_Process_Natural Gas_Process Cooling_E3 | F2 | Industrial | Primary Metals | Existing | Process | Natural Gas | Process Cooling | E3 | Participant - Cost of Operation | 0 | 0 | 0 | 0 | 0 | 0 | 0 | 0 | 0 | 0 | 0 | 0 | 0 | 0 | 0 | 0 | 0 | 0 | 0 | 0 | 0 | 0 | 0 | 0 | 0 | 0 | 0 | 0 | 0 | 0
F2_Industrial_Primary Metals_Existing_Process_Natural Gas_Process Cooling_E4 | F2 | Industrial | Primary Metals | Existing | Process | Natural Gas | Process Cooling | E4 | Participant - Cost of Operation | 0 | 0 | 0 | 0 | 0 | 0 | 0 | 0 | 0 | 0 | 0 | 0 | 0 | 0 | 0 | 0 | 0 | 0 | 0 | 0 | 0 | 0 | 0 | 0 | 0 | 0 | 0 | 0 | 0 | 0
F2_Industrial_Primary Metals_Existing_Process_Natural Gas_Process Cooling_E5 | F2 | Industrial | Primary Metals | Existing | Process | Natural Gas | Process Cooling | E5 | Participant - Cost of Operation | 0 | 0 | 0 | 0 | 0 | 0 | 0 | 0 | 0 | 0 | 0 | 0 | 0 | 0 | 0 | 0 | 0 | 0 | 0 | 0 | 0 | 0 | 0 | 0 | 0 | 0 | 0 | 0 | 0 | 0
F2_Industrial_Primary Metals_Existing_Process_Natural Gas_Process Cooling_E6 | F2 | Industrial | Primary Metals | Existing | Process | Natural Gas | Process Cooling | E6 | Participant - Cost of Operation | 0 | 0 | 0 | 0 | 0 | 0 | 0 | 0 | 0 | 0 | 0 | 0 | 0 | 0 | 0 | 0 | 0 | 0 | 0 | 0 | 0 | 0 | 0 | 0 | 0 | 0 | 0 | 0 | 0 | 0
F2_Industrial_Primary Metals_Existing_Process_Natural Gas_Process Cooling_E7 | F2 | Industrial | Primary Metals | Existing | Process | Natural Gas | Process Cooling | E7 | Participant - Cost of Operation | 0 | 0 | 0 | 0 | 0 | 0 | 0 | 0 | 0 | 0 | 0 | 0 | 0 | 0 | 0 | 0 | 0 | 0 | 0 | 0 | 0 | 0 | 0 | 0 | 0 | 0 | 0 | 0 | 0 | 0
F2_Industrial_Primary Metals_Existing_Process_Natural Gas_Process Cooling_E8 | F2 | Industrial | Primary Metals | Existing | Process | Natural Gas | Process Cooling | E8 | Participant - Cost of Operation | 0 | 0 | 0 | 0 | 0 | 0 | 0 | 0 | 0 | 0 | 0 | 0 | 0 | 0 | 0 | 0 | 0 | 0 | 0 | 0 | 0 | 0 | 0 | 0 | 0 | 0 | 0 | 0 | 0 | 0
F2_Industrial_Primary Metals_Existing_Process_Natural Gas_Process Cooling_E9 | F2 | Industrial | Primary Metals | Existing | Process | Natural Gas | Process Cooling | E9 | Participant - Cost of Operation | 0 | 0 | 0 | 0 | 0 | 0 | 0 | 0 | 0 | 0 | 0 | 0 | 0 | 0 | 0 | 0 | 0 | 0 | 0 | 0 | 0 | 0 | 0 | 0 | 0 | 0 | 0 | 0 | 0 | 0
F2_Industrial_Primary Metals_Existing_Process_Natural Gas_Process Cooling_E10 | F2 | Industrial | Primary Metals | Existing | Process | Natural Gas | Process Cooling | E10 | Participant - Cost of Operation | 0 | 0 | 0 | 0 | 0 | 0 | 0 | 0 | 0 | 0 | 0 | 0 | 0 | 0 | 0 | 0 | 0 | 0 | 0 | 0 | 0 | 0 | 0 | 0 | 0 | 0 | 0 | 0 | 0 | 0
F3_Industrial_Primary Metals_Existing_Process_Natural Gas_Process Cooling_E1 | F3 | Industrial | Primary Metals | Existing | Process | Natural Gas | Process Cooling | E1 | System - kBTUs of Conusmption | 569.6775 | 569.6775 | 569.6775 | 569.6775 | 569.6775 | 569.6775 | 569.6775 | 569.6775 | 569.6775 | 569.6775 | 569.6775 | 569.6775 | 569.6775 | 569.6775 | 569.6775 | 569.6775 | 569.6775 | 569.6775 | 569.6775 | 569.6775 | 569.6775 | 569.6775 | 0 | 0 | 0 | 0 | 0 | 0 | 0 | 0
F3_Industrial_Primary Metals_Existing_Process_Natural Gas_Process Cooling_E2 | F3 | Industrial | Primary Metals | Existing | Process | Natural Gas | Process Cooling | E2 | System - kBTUs of Conusmption | 0 | 0 | 0 | 0 | 0 | 0 | 0 | 0 | 0 | 0 | 0 | 0 | 0 | 0 | 0 | 0 | 0 | 0 | 0 | 0 | 0 | 0 | 0 | 0 | 0 | 0 | 0 | 0 | 0 | 0
F3_Industrial_Primary Metals_Existing_Process_Natural Gas_Process Cooling_E3 | F3 | Industrial | Primary Metals | Existing | Process | Natural Gas | Process Cooling | E3 | System - kBTUs of Conusmption | 0 | 0 | 0 | 0 | 0 | 0 | 0 | 0 | 0 | 0 | 0 | 0 | 0 | 0 | 0 | 0 | 0 | 0 | 0 | 0 | 0 | 0 | 0 | 0 | 0 | 0 | 0 | 0 | 0 | 0
F3_Industrial_Primary Metals_Existing_Process_Natural Gas_Process Cooling_E4 | F3 | Industrial | Primary Metals | Existing | Process | Natural Gas | Process Cooling | E4 | System - kBTUs of Conusmption | 0 | 0 | 0 | 0 | 0 | 0 | 0 | 0 | 0 | 0 | 0 | 0 | 0 | 0 | 0 | 0 | 0 | 0 | 0 | 0 | 0 | 0 | 0 | 0 | 0 | 0 | 0 | 0 | 0 | 0
F3_Industrial_Primary Metals_Existing_Process_Natural Gas_Process Cooling_E5 | F3 | Industrial | Primary Metals | Existing | Process | Natural Gas | Process Cooling | E5 | System - kBTUs of Conusmption | 0 | 0 | 0 | 0 | 0 | 0 | 0 | 0 | 0 | 0 | 0 | 0 | 0 | 0 | 0 | 0 | 0 | 0 | 0 | 0 | 0 | 0 | 0 | 0 | 0 | 0 | 0 | 0 | 0 | 0
F3_Industrial_Primary Metals_Existing_Process_Natural Gas_Process Cooling_E6 | F3 | Industrial | Primary Metals | Existing | Process | Natural Gas | Process Cooling | E6 | System - kBTUs of Conusmption | 0 | 0 | 0 | 0 | 0 | 0 | 0 | 0 | 0 | 0 | 0 | 0 | 0 | 0 | 0 | 0 | 0 | 0 | 0 | 0 | 0 | 0 | 0 | 0 | 0 | 0 | 0 | 0 | 0 | 0
F3_Industrial_Primary Metals_Existing_Process_Natural Gas_Process Cooling_E7 | F3 | Industrial | Primary Metals | Existing | Process | Natural Gas | Process Cooling | E7 | System - kBTUs of Conusmption | 0 | 0 | 0 | 0 | 0 | 0 | 0 | 0 | 0 | 0 | 0 | 0 | 0 | 0 | 0 | 0 | 0 | 0 | 0 | 0 | 0 | 0 | 0 | 0 | 0 | 0 | 0 | 0 | 0 | 0
F3_Industrial_Primary Metals_Existing_Process_Natural Gas_Process Cooling_E8 | F3 | Industrial | Primary Metals | Existing | Process | Natural Gas | Process Cooling | E8 | System - kBTUs of Conusmption | 0 | 0 | 0 | 0 | 0 | 0 | 0 | 0 | 0 | 0 | 0 | 0 | 0 | 0 | 0 | 0 | 0 | 0 | 0 | 0 | 0 | 0 | 0 | 0 | 0 | 0 | 0 | 0 | 0 | 0
F3_Industrial_Primary Metals_Existing_Process_Natural Gas_Process Cooling_E9 | F3 | Industrial | Primary Metals | Existing | Process | Natural Gas | Process Cooling | E9 | System - kBTUs of Conusmption | 0 | 0 | 0 | 0 | 0 | 0 | 0 | 0 | 0 | 0 | 0 | 0 | 0 | 0 | 0 | 0 | 0 | 0 | 0 | 0 | 0 | 0 | 0 | 0 | 0 | 0 | 0 | 0 | 0 | 0
F3_Industrial_Primary Metals_Existing_Process_Natural Gas_Process Cooling_E10 | F3 | Industrial | Primary Metals | Existing | Process | Natural Gas | Process Cooling | E10 | System - kBTUs of Conusmption | 0 | 0 | 0 | 0 | 0 | 0 | 0 | 0 | 0 | 0 | 0 | 0 | 0 | 0 | 0 | 0 | 0 | 0 | 0 | 0 | 0 | 0 | 0 | 0 | 0 | 0 | 0 | 0 | 0 | 0
F4_Industrial_Primary Metals_Existing_Process_Natural Gas_Process Cooling_E1 | F4 | Industrial | Primary Metals | Existing | Process | Natural Gas | Process Cooling | E1 | Utility - Cost of Equipment | 1.3068 | 1.3068 | 1.3068 | 1.3068 | 1.3068 | 1.3068 | 1.3068 | 1.3068 | 1.3068 | 1.3068 | 1.3068 | 1.3068 | 1.3068 | 1.3068 | 1.3068 | 1.3068 | 1.3068 | 1.3068 | 1.3068 | 1.3068 | 1.3068 | 1.3068 | 0 | 0 | 0 | 0 | 0 | 0 | 0 | 0
F4_Industrial_Primary Metals_Existing_Process_Natural Gas_Process Cooling_E2 | F4 | Industrial | Primary Metals | Existing | Process | Natural Gas | Process Cooling | E2 | Utility - Cost of Equipment | 0 | 0 | 0 | 0 | 0 | 0 | 0 | 0 | 0 | 0 | 0 | 0 | 0 | 0 | 0 | 0 | 0 | 0 | 0 | 0 | 0 | 0 | 0 | 0 | 0 | 0 | 0 | 0 | 0 | 0
F4_Industrial_Primary Metals_Existing_Process_Natural Gas_Process Cooling_E3 | F4 | Industrial | Primary Metals | Existing | Process | Natural Gas | Process Cooling | E3 | Utility - Cost of Equipment | 0 | 0 | 0 | 0 | 0 | 0 | 0 | 0 | 0 | 0 | 0 | 0 | 0 | 0 | 0 | 0 | 0 | 0 | 0 | 0 | 0 | 0 | 0 | 0 | 0 | 0 | 0 | 0 | 0 | 0
F4_Industrial_Primary Metals_Existing_Process_Natural Gas_Process Cooling_E4 | F4 | Industrial | Primary Metals | Existing | Process | Natural Gas | Process Cooling | E4 | Utility - Cost of Equipment | 0 | 0 | 0 | 0 | 0 | 0 | 0 | 0 | 0 | 0 | 0 | 0 | 0 | 0 | 0 | 0 | 0 | 0 | 0 | 0 | 0 | 0 | 0 | 0 | 0 | 0 | 0 | 0 | 0 | 0
F4_Industrial_Primary Metals_Existing_Process_Natural Gas_Process Cooling_E5 | F4 | Industrial | Primary Metals | Existing | Process | Natural Gas | Process Cooling | E5 | Utility - Cost of Equipment | 0 | 0 | 0 | 0 | 0 | 0 | 0 | 0 | 0 | 0 | 0 | 0 | 0 | 0 | 0 | 0 | 0 | 0 | 0 | 0 | 0 | 0 | 0 | 0 | 0 | 0 | 0 | 0 | 0 | 0
F4_Industrial_Primary Metals_Existing_Process_Natural Gas_Process Cooling_E6 | F4 | Industrial | Primary Metals | Existing | Process | Natural Gas | Process Cooling | E6 | Utility - Cost of Equipment | 0 | 0 | 0 | 0 | 0 | 0 | 0 | 0 | 0 | 0 | 0 | 0 | 0 | 0 | 0 | 0 | 0 | 0 | 0 | 0 | 0 | 0 | 0 | 0 | 0 | 0 | 0 | 0 | 0 | 0
F4_Industrial_Primary Metals_Existing_Process_Natural Gas_Process Cooling_E7 | F4 | Industrial | Primary Metals | Existing | Process | Natural Gas | Process Cooling | E7 | Utility - Cost of Equipment | 0 | 0 | 0 | 0 | 0 | 0 | 0 | 0 | 0 | 0 | 0 | 0 | 0 | 0 | 0 | 0 | 0 | 0 | 0 | 0 | 0 | 0 | 0 | 0 | 0 | 0 | 0 | 0 | 0 | 0
F4_Industrial_Primary Metals_Existing_Process_Natural Gas_Process Cooling_E8 | F4 | Industrial | Primary Metals | Existing | Process | Natural Gas | Process Cooling | E8 | Utility - Cost of Equipment | 0 | 0 | 0 | 0 | 0 | 0 | 0 | 0 | 0 | 0 | 0 | 0 | 0 | 0 | 0 | 0 | 0 | 0 | 0 | 0 | 0 | 0 | 0 | 0 | 0 | 0 | 0 | 0 | 0 | 0
F4_Industrial_Primary Metals_Existing_Process_Natural Gas_Process Cooling_E9 | F4 | Industrial | Primary Metals | Existing | Process | Natural Gas | Process Cooling | E9 | Utility - Cost of Equipment | 0 | 0 | 0 | 0 | 0 | 0 | 0 | 0 | 0 | 0 | 0 | 0 | 0 | 0 | 0 | 0 | 0 | 0 | 0 | 0 | 0 | 0 | 0 | 0 | 0 | 0 | 0 | 0 | 0 | 0
F4_Industrial_Primary Metals_Existing_Process_Natural Gas_Process Cooling_E10 | F4 | Industrial | Primary Metals | Existing | Process | Natural Gas | Process Cooling | E10 | Utility - Cost of Equipment | 0 | 0 | 0 | 0 | 0 | 0 | 0 | 0 | 0 | 0 | 0 | 0 | 0 | 0 | 0 | 0 | 0 | 0 | 0 | 0 | 0 | 0 | 0 | 0 | 0 | 0 | 0 | 0 | 0 | 0
F5_Industrial_Primary Metals_Existing_Process_Natural Gas_Process Cooling_E1 | F5 | Industrial | Primary Metals | Existing | Process | Natural Gas | Process Cooling | E1 | Utility - Cost of Operation | 3.0712 | 3.3575 | 3.3805 | 3.4034 | 3.3084 | 3.2077 | 3.0992 | 3.0072 | 2.9131 | 2.8453 | 2.7741 | 2.7042 | 2.6342 | 2.5675 | 2.5004 | 2.433 | 2.368 | 2.3066 | 2.2459 | 2.192 | 2.141 | 2.0912 | 0 | 0 | 0 | 0 | 0 | 0 | 0 | 0
F5_Industrial_Primary Metals_Existing_Process_Natural Gas_Process Cooling_E2 | F5 | Industrial | Primary Metals | Existing | Process | Natural Gas | Process Cooling | E2 | Utility - Cost of Operation | 0 | 0 | 0 | 0 | 0 | 0 | 0 | 0 | 0 | 0 | 0 | 0 | 0 | 0 | 0 | 0 | 0 | 0 | 0 | 0 | 0 | 0 | 0 | 0 | 0 | 0 | 0 | 0 | 0 | 0
F5_Industrial_Primary Metals_Existing_Process_Natural Gas_Process Cooling_E3 | F5 | Industrial | Primary Metals | Existing | Process | Natural Gas | Process Cooling | E3 | Utility - Cost of Operation | 0 | 0 | 0 | 0 | 0 | 0 | 0 | 0 | 0 | 0 | 0 | 0 | 0 | 0 | 0 | 0 | 0 | 0 | 0 | 0 | 0 | 0 | 0 | 0 | 0 | 0 | 0 | 0 | 0 | 0
F5_Industrial_Primary Metals_Existing_Process_Natural Gas_Process Cooling_E4 | F5 | Industrial | Primary Metals | Existing | Process | Natural Gas | Process Cooling | E4 | Utility - Cost of Operation | 0 | 0 | 0 | 0 | 0 | 0 | 0 | 0 | 0 | 0 | 0 | 0 | 0 | 0 | 0 | 0 | 0 | 0 | 0 | 0 | 0 | 0 | 0 | 0 | 0 | 0 | 0 | 0 | 0 | 0
F5_Industrial_Primary Metals_Existing_Process_Natural Gas_Process Cooling_E5 | F5 | Industrial | Primary Metals | Existing | Process | Natural Gas | Process Cooling | E5 | Utility - Cost of Operation | 0 | 0 | 0 | 0 | 0 | 0 | 0 | 0 | 0 | 0 | 0 | 0 | 0 | 0 | 0 | 0 | 0 | 0 | 0 | 0 | 0 | 0 | 0 | 0 | 0 | 0 | 0 | 0 | 0 | 0
F5_Industrial_Primary Metals_Existing_Process_Natural Gas_Process Cooling_E6 | F5 | Industrial | Primary Metals | Existing | Process | Natural Gas | Process Cooling | E6 | Utility - Cost of Operation | 0 | 0 | 0 | 0 | 0 | 0 | 0 | 0 | 0 | 0 | 0 | 0 | 0 | 0 | 0 | 0 | 0 | 0 | 0 | 0 | 0 | 0 | 0 | 0 | 0 | 0 | 0 | 0 | 0 | 0
F5_Industrial_Primary Metals_Existing_Process_Natural Gas_Process Cooling_E7 | F5 | Industrial | Primary Metals | Existing | Process | Natural Gas | Process Cooling | E7 | Utility - Cost of Operation | 0 | 0 | 0 | 0 | 0 | 0 | 0 | 0 | 0 | 0 | 0 | 0 | 0 | 0 | 0 | 0 | 0 | 0 | 0 | 0 | 0 | 0 | 0 | 0 | 0 | 0 | 0 | 0 | 0 | 0
F5_Industrial_Primary Metals_Existing_Process_Natural Gas_Process Cooling_E8 | F5 | Industrial | Primary Metals | Existing | Process | Natural Gas | Process Cooling | E8 | Utility - Cost of Operation | 0 | 0 | 0 | 0 | 0 | 0 | 0 | 0 | 0 | 0 | 0 | 0 | 0 | 0 | 0 | 0 | 0 | 0 | 0 | 0 | 0 | 0 | 0 | 0 | 0 | 0 | 0 | 0 | 0 | 0
F5_Industrial_Primary Metals_Existing_Process_Natural Gas_Process Cooling_E9 | F5 | Industrial | Primary Metals | Existing | Process | Natural Gas | Process Cooling | E9 | Utility - Cost of Operation | 0 | 0 | 0 | 0 | 0 | 0 | 0 | 0 | 0 | 0 | 0 | 0 | 0 | 0 | 0 | 0 | 0 | 0 | 0 | 0 | 0 | 0 | 0 | 0 | 0 | 0 | 0 | 0 | 0 | 0
F5_Industrial_Primary Metals_Existing_Process_Natural Gas_Process Cooling_E10 | F5 | Industrial | Primary Metals | Existing | Process | Natural Gas | Process Cooling | E10 | Utility - Cost of Operation | 0 | 0 | 0 | 0 | 0 | 0 | 0 | 0 | 0 | 0 | 0 | 0 | 0 | 0 | 0 | 0 | 0 | 0 | 0 | 0 | 0 | 0 | 0 | 0 | 0 | 0 | 0 | 0 | 0 | 0
F6_Industrial_Primary Metals_Existing_Process_Natural Gas_Process Cooling_E1 | F6 | Industrial | Primary Metals | Existing | Process | Natural Gas | Process Cooling | E1 | Utility - Value of Sales | 3.6795 | 4.0225 | 4.0501 | 4.0775 | 3.9637 | 3.843 | 3.7131 | 3.6028 | 3.4901 | 3.4089 | 3.3236 | 3.2399 | 3.1559 | 3.076 | 2.9956 | 2.9149 | 2.837 | 2.7634 | 2.6907 | 2.6262 | 2.5651 | 2.5054 | 0 | 0 | 0 | 0 | 0 | 0 | 0 | 0
F6_Industrial_Primary Metals_Existing_Process_Natural Gas_Process Cooling_E2 | F6 | Industrial | Primary Metals | Existing | Process | Natural Gas | Process Cooling | E2 | Utility - Value of Sales | 0 | 0 | 0 | 0 | 0 | 0 | 0 | 0 | 0 | 0 | 0 | 0 | 0 | 0 | 0 | 0 | 0 | 0 | 0 | 0 | 0 | 0 | 0 | 0 | 0 | 0 | 0 | 0 | 0 | 0
F6_Industrial_Primary Metals_Existing_Process_Natural Gas_Process Cooling_E3 | F6 | Industrial | Primary Metals | Existing | Process | Natural Gas | Process Cooling | E3 | Utility - Value of Sales | 0 | 0 | 0 | 0 | 0 | 0 | 0 | 0 | 0 | 0 | 0 | 0 | 0 | 0 | 0 | 0 | 0 | 0 | 0 | 0 | 0 | 0 | 0 | 0 | 0 | 0 | 0 | 0 | 0 | 0
F6_Industrial_Primary Metals_Existing_Process_Natural Gas_Process Cooling_E4 | F6 | Industrial | Primary Metals | Existing | Process | Natural Gas | Process Cooling | E4 | Utility - Value of Sales | 0 | 0 | 0 | 0 | 0 | 0 | 0 | 0 | 0 | 0 | 0 | 0 | 0 | 0 | 0 | 0 | 0 | 0 | 0 | 0 | 0 | 0 | 0 | 0 | 0 | 0 | 0 | 0 | 0 | 0
F6_Industrial_Primary Metals_Existing_Process_Natural Gas_Process Cooling_E5 | F6 | Industrial | Primary Metals | Existing | Process | Natural Gas | Process Cooling | E5 | Utility - Value of Sales | 0 | 0 | 0 | 0 | 0 | 0 | 0 | 0 | 0 | 0 | 0 | 0 | 0 | 0 | 0 | 0 | 0 | 0 | 0 | 0 | 0 | 0 | 0 | 0 | 0 | 0 | 0 | 0 | 0 | 0
F6_Industrial_Primary Metals_Existing_Process_Natural Gas_Process Cooling_E6 | F6 | Industrial | Primary Metals | Existing | Process | Natural Gas | Process Cooling | E6 | Utility - Value of Sales | 0 | 0 | 0 | 0 | 0 | 0 | 0 | 0 | 0 | 0 | 0 | 0 | 0 | 0 | 0 | 0 | 0 | 0 | 0 | 0 | 0 | 0 | 0 | 0 | 0 | 0 | 0 | 0 | 0 | 0
F6_Industrial_Primary Metals_Existing_Process_Natural Gas_Process Cooling_E7 | F6 | Industrial | Primary Metals | Existing | Process | Natural Gas | Process Cooling | E7 | Utility - Value of Sales | 0 | 0 | 0 | 0 | 0 | 0 | 0 | 0 | 0 | 0 | 0 | 0 | 0 | 0 | 0 | 0 | 0 | 0 | 0 | 0 | 0 | 0 | 0 | 0 | 0 | 0 | 0 | 0 | 0 | 0
F6_Industrial_Primary Metals_Existing_Process_Natural Gas_Process Cooling_E8 | F6 | Industrial | Primary Metals | Existing | Process | Natural Gas | Process Cooling | E8 | Utility - Value of Sales | 0 | 0 | 0 | 0 | 0 | 0 | 0 | 0 | 0 | 0 | 0 | 0 | 0 | 0 | 0 | 0 | 0 | 0 | 0 | 0 | 0 | 0 | 0 | 0 | 0 | 0 | 0 | 0 | 0 | 0
F6_Industrial_Primary Metals_Existing_Process_Natural Gas_Process Cooling_E9 | F6 | Industrial | Primary Metals | Existing | Process | Natural Gas | Process Cooling | E9 | Utility - Value of Sales | 0 | 0 | 0 | 0 | 0 | 0 | 0 | 0 | 0 | 0 | 0 | 0 | 0 | 0 | 0 | 0 | 0 | 0 | 0 | 0 | 0 | 0 | 0 | 0 | 0 | 0 | 0 | 0 | 0 | 0
F6_Industrial_Primary Metals_Existing_Process_Natural Gas_Process Cooling_E10 | F6 | Industrial | Primary Metals | Existing | Process | Natural Gas | Process Cooling | E10 | Utility - Value of Sales | 0 | 0 | 0 | 0 | 0 | 0 | 0 | 0 | 0 | 0 | 0 | 0 | 0 | 0 | 0 | 0 | 0 | 0 | 0 | 0 | 0 | 0 | 0 | 0 | 0 | 0 | 0 | 0 | 0 | 0
F1_Industrial_Primary Metals_Existing_Process_Natural Gas_Other Process_E1 | F1 | Industrial | Primary Metals | Existing | Process | Natural Gas | Other Process | E1 | Participant - Cost of Equipment | 23.1039 | 23.1039 | 23.1039 | 23.1039 | 23.1039 | 23.1039 | 23.1039 | 23.1039 | 23.1039 | 23.1039 | 23.1039 | 23.1039 | 23.1039 | 23.1039 | 23.1039 | 23.1039 | 23.1039 | 23.1039 | 23.1039 | 23.1039 | 23.1039 | 23.1039 | 0 | 0 | 0 | 0 | 0 | 0 | 0 | 0
F1_Industrial_Primary Metals_Existing_Process_Natural Gas_Other Process_E2 | F1 | Industrial | Primary Metals | Existing | Process | Natural Gas | Other Process | E2 | Participant - Cost of Equipment | 0 | 0 | 0 | 0 | 0 | 0 | 0 | 0 | 0 | 0 | 0 | 0 | 0 | 0 | 0 | 0 | 0 | 0 | 0 | 0 | 0 | 0 | 0 | 0 | 0 | 0 | 0 | 0 | 0 | 0
F1_Industrial_Primary Metals_Existing_Process_Natural Gas_Other Process_E3 | F1 | Industrial | Primary Metals | Existing | Process | Natural Gas | Other Process | E3 | Participant - Cost of Equipment | 0 | 0 | 0 | 0 | 0 | 0 | 0 | 0 | 0 | 0 | 0 | 0 | 0 | 0 | 0 | 0 | 0 | 0 | 0 | 0 | 0 | 0 | 0 | 0 | 0 | 0 | 0 | 0 | 0 | 0
F1_Industrial_Primary Metals_Existing_Process_Natural Gas_Other Process_E4 | F1 | Industrial | Primary Metals | Existing | Process | Natural Gas | Other Process | E4 | Participant - Cost of Equipment | 0 | 0 | 0 | 0 | 0 | 0 | 0 | 0 | 0 | 0 | 0 | 0 | 0 | 0 | 0 | 0 | 0 | 0 | 0 | 0 | 0 | 0 | 0 | 0 | 0 | 0 | 0 | 0 | 0 | 0
F1_Industrial_Primary Metals_Existing_Process_Natural Gas_Other Process_E5 | F1 | Industrial | Primary Metals | Existing | Process | Natural Gas | Other Process | E5 | Participant - Cost of Equipment | 0 | 0 | 0 | 0 | 0 | 0 | 0 | 0 | 0 | 0 | 0 | 0 | 0 | 0 | 0 | 0 | 0 | 0 | 0 | 0 | 0 | 0 | 0 | 0 | 0 | 0 | 0 | 0 | 0 | 0
F1_Industrial_Primary Metals_Existing_Process_Natural Gas_Other Process_E6 | F1 | Industrial | Primary Metals | Existing | Process | Natural Gas | Other Process | E6 | Participant - Cost of Equipment | 0 | 0 | 0 | 0 | 0 | 0 | 0 | 0 | 0 | 0 | 0 | 0 | 0 | 0 | 0 | 0 | 0 | 0 | 0 | 0 | 0 | 0 | 0 | 0 | 0 | 0 | 0 | 0 | 0 | 0
F1_Industrial_Primary Metals_Existing_Process_Natural Gas_Other Process_E7 | F1 | Industrial | Primary Metals | Existing | Process | Natural Gas | Other Process | E7 | Participant - Cost of Equipment | 0 | 0 | 0 | 0 | 0 | 0 | 0 | 0 | 0 | 0 | 0 | 0 | 0 | 0 | 0 | 0 | 0 | 0 | 0 | 0 | 0 | 0 | 0 | 0 | 0 | 0 | 0 | 0 | 0 | 0
F1_Industrial_Primary Metals_Existing_Process_Natural Gas_Other Process_E8 | F1 | Industrial | Primary Metals | Existing | Process | Natural Gas | Other Process | E8 | Participant - Cost of Equipment | 0 | 0 | 0 | 0 | 0 | 0 | 0 | 0 | 0 | 0 | 0 | 0 | 0 | 0 | 0 | 0 | 0 | 0 | 0 | 0 | 0 | 0 | 0 | 0 | 0 | 0 | 0 | 0 | 0 | 0
F1_Industrial_Primary Metals_Existing_Process_Natural Gas_Other Process_E9 | F1 | Industrial | Primary Metals | Existing | Process | Natural Gas | Other Process | E9 | Participant - Cost of Equipment | 0 | 0 | 0 | 0 | 0 | 0 | 0 | 0 | 0 | 0 | 0 | 0 | 0 | 0 | 0 | 0 | 0 | 0 | 0 | 0 | 0 | 0 | 0 | 0 | 0 | 0 | 0 | 0 | 0 | 0
F1_Industrial_Primary Metals_Existing_Process_Natural Gas_Other Process_E10 | F1 | Industrial | Primary Metals | Existing | Process | Natural Gas | Other Process | E10 | Participant - Cost of Equipment | 0 | 0 | 0 | 0 | 0 | 0 | 0 | 0 | 0 | 0 | 0 | 0 | 0 | 0 | 0 | 0 | 0 | 0 | 0 | 0 | 0 | 0 | 0 | 0 | 0 | 0 | 0 | 0 | 0 | 0
F2_Industrial_Primary Metals_Existing_Process_Natural Gas_Other Process_E1 | F2 | Industrial | Primary Metals | Existing | Process | Natural Gas | Other Process | E1 | Participant - Cost of Operation | 65.0548 | 71.1189 | 71.6069 | 72.0914 | 70.0803 | 67.9453 | 65.6488 | 63.699 | 61.7067 | 60.2706 | 58.7625 | 57.2819 | 55.7979 | 54.3856 | 52.9642 | 51.5365 | 50.1589 | 48.8579 | 47.5726 | 46.4318 | 45.3514 | 44.2961 | 0 | 0 | 0 | 0 | 0 | 0 | 0 | 0
F2_Industrial_Primary Metals_Existing_Process_Natural Gas_Other Process_E2 | F2 | Industrial | Primary Metals | Existing | Process | Natural Gas | Other Process | E2 | Participant - Cost of Operation | 0 | 0 | 0 | 0 | 0 | 0 | 0 | 0 | 0 | 0 | 0 | 0 | 0 | 0 | 0 | 0 | 0 | 0 | 0 | 0 | 0 | 0 | 0 | 0 | 0 | 0 | 0 | 0 | 0 | 0
F2_Industrial_Primary Metals_Existing_Process_Natural Gas_Other Process_E3 | F2 | Industrial | Primary Metals | Existing | Process | Natural Gas | Other Process | E3 | Participant - Cost of Operation | 0 | 0 | 0 | 0 | 0 | 0 | 0 | 0 | 0 | 0 | 0 | 0 | 0 | 0 | 0 | 0 | 0 | 0 | 0 | 0 | 0 | 0 | 0 | 0 | 0 | 0 | 0 | 0 | 0 | 0
F2_Industrial_Primary Metals_Existing_Process_Natural Gas_Other Process_E4 | F2 | Industrial | Primary Metals | Existing | Process | Natural Gas | Other Process | E4 | Participant - Cost of Operation | 0 | 0 | 0 | 0 | 0 | 0 | 0 | 0 | 0 | 0 | 0 | 0 | 0 | 0 | 0 | 0 | 0 | 0 | 0 | 0 | 0 | 0 | 0 | 0 | 0 | 0 | 0 | 0 | 0 | 0
F2_Industrial_Primary Metals_Existing_Process_Natural Gas_Other Process_E5 | F2 | Industrial | Primary Metals | Existing | Process | Natural Gas | Other Process | E5 | Participant - Cost of Operation | 0 | 0 | 0 | 0 | 0 | 0 | 0 | 0 | 0 | 0 | 0 | 0 | 0 | 0 | 0 | 0 | 0 | 0 | 0 | 0 | 0 | 0 | 0 | 0 | 0 | 0 | 0 | 0 | 0 | 0
F2_Industrial_Primary Metals_Existing_Process_Natural Gas_Other Process_E6 | F2 | Industrial | Primary Metals | Existing | Process | Natural Gas | Other Process | E6 | Participant - Cost of Operation | 0 | 0 | 0 | 0 | 0 | 0 | 0 | 0 | 0 | 0 | 0 | 0 | 0 | 0 | 0 | 0 | 0 | 0 | 0 | 0 | 0 | 0 | 0 | 0 | 0 | 0 | 0 | 0 | 0 | 0
F2_Industrial_Primary Metals_Existing_Process_Natural Gas_Other Process_E7 | F2 | Industrial | Primary Metals | Existing | Process | Natural Gas | Other Process | E7 | Participant - Cost of Operation | 0 | 0 | 0 | 0 | 0 | 0 | 0 | 0 | 0 | 0 | 0 | 0 | 0 | 0 | 0 | 0 | 0 | 0 | 0 | 0 | 0 | 0 | 0 | 0 | 0 | 0 | 0 | 0 | 0 | 0
F2_Industrial_Primary Metals_Existing_Process_Natural Gas_Other Process_E8 | F2 | Industrial | Primary Metals | Existing | Process | Natural Gas | Other Process | E8 | Participant - Cost of Operation | 0 | 0 | 0 | 0 | 0 | 0 | 0 | 0 | 0 | 0 | 0 | 0 | 0 | 0 | 0 | 0 | 0 | 0 | 0 | 0 | 0 | 0 | 0 | 0 | 0 | 0 | 0 | 0 | 0 | 0
F2_Industrial_Primary Metals_Existing_Process_Natural Gas_Other Process_E9 | F2 | Industrial | Primary Metals | Existing | Process | Natural Gas | Other Process | E9 | Participant - Cost of Operation | 0 | 0 | 0 | 0 | 0 | 0 | 0 | 0 | 0 | 0 | 0 | 0 | 0 | 0 | 0 | 0 | 0 | 0 | 0 | 0 | 0 | 0 | 0 | 0 | 0 | 0 | 0 | 0 | 0 | 0
F2_Industrial_Primary Metals_Existing_Process_Natural Gas_Other Process_E10 | F2 | Industrial | Primary Metals | Existing | Process | Natural Gas | Other Process | E10 | Participant - Cost of Operation | 0 | 0 | 0 | 0 | 0 | 0 | 0 | 0 | 0 | 0 | 0 | 0 | 0 | 0 | 0 | 0 | 0 | 0 | 0 | 0 | 0 | 0 | 0 | 0 | 0 | 0 | 0 | 0 | 0 | 0
F3_Industrial_Primary Metals_Existing_Process_Natural Gas_Other Process_E1 | F3 | Industrial | Primary Metals | Existing | Process | Natural Gas | Other Process | E1 | System - kBTUs of Conusmption | 10072.1086 | 10072.1086 | 10072.1086 | 10072.1086 | 10072.1086 | 10072.1086 | 10072.1086 | 10072.1086 | 10072.1086 | 10072.1086 | 10072.1086 | 10072.1086 | 10072.1086 | 10072.1086 | 10072.1086 | 10072.1086 | 10072.1086 | 10072.1086 | 10072.1086 | 10072.1086 | 10072.1086 | 10072.1086 | 0 | 0 | 0 | 0 | 0 | 0 | 0 | 0
F3_Industrial_Primary Metals_Existing_Process_Natural Gas_Other Process_E2 | F3 | Industrial | Primary Metals | Existing | Process | Natural Gas | Other Process | E2 | System - kBTUs of Conusmption | 0 | 0 | 0 | 0 | 0 | 0 | 0 | 0 | 0 | 0 | 0 | 0 | 0 | 0 | 0 | 0 | 0 | 0 | 0 | 0 | 0 | 0 | 0 | 0 | 0 | 0 | 0 | 0 | 0 | 0
F3_Industrial_Primary Metals_Existing_Process_Natural Gas_Other Process_E3 | F3 | Industrial | Primary Metals | Existing | Process | Natural Gas | Other Process | E3 | System - kBTUs of Conusmption | 0 | 0 | 0 | 0 | 0 | 0 | 0 | 0 | 0 | 0 | 0 | 0 | 0 | 0 | 0 | 0 | 0 | 0 | 0 | 0 | 0 | 0 | 0 | 0 | 0 | 0 | 0 | 0 | 0 | 0
F3_Industrial_Primary Metals_Existing_Process_Natural Gas_Other Process_E4 | F3 | Industrial | Primary Metals | Existing | Process | Natural Gas | Other Process | E4 | System - kBTUs of Conusmption | 0 | 0 | 0 | 0 | 0 | 0 | 0 | 0 | 0 | 0 | 0 | 0 | 0 | 0 | 0 | 0 | 0 | 0 | 0 | 0 | 0 | 0 | 0 | 0 | 0 | 0 | 0 | 0 | 0 | 0
F3_Industrial_Primary Metals_Existing_Process_Natural Gas_Other Process_E5 | F3 | Industrial | Primary Metals | Existing | Process | Natural Gas | Other Process | E5 | System - kBTUs of Conusmption | 0 | 0 | 0 | 0 | 0 | 0 | 0 | 0 | 0 | 0 | 0 | 0 | 0 | 0 | 0 | 0 | 0 | 0 | 0 | 0 | 0 | 0 | 0 | 0 | 0 | 0 | 0 | 0 | 0 | 0
F3_Industrial_Primary Metals_Existing_Process_Natural Gas_Other Process_E6 | F3 | Industrial | Primary Metals | Existing | Process | Natural Gas | Other Process | E6 | System - kBTUs of Conusmption | 0 | 0 | 0 | 0 | 0 | 0 | 0 | 0 | 0 | 0 | 0 | 0 | 0 | 0 | 0 | 0 | 0 | 0 | 0 | 0 | 0 | 0 | 0 | 0 | 0 | 0 | 0 | 0 | 0 | 0
F3_Industrial_Primary Metals_Existing_Process_Natural Gas_Other Process_E7 | F3 | Industrial | Primary Metals | Existing | Process | Natural Gas | Other Process | E7 | System - kBTUs of Conusmption | 0 | 0 | 0 | 0 | 0 | 0 | 0 | 0 | 0 | 0 | 0 | 0 | 0 | 0 | 0 | 0 | 0 | 0 | 0 | 0 | 0 | 0 | 0 | 0 | 0 | 0 | 0 | 0 | 0 | 0
F3_Industrial_Primary Metals_Existing_Process_Natural Gas_Other Process_E8 | F3 | Industrial | Primary Metals | Existing | Process | Natural Gas | Other Process | E8 | System - kBTUs of Conusmption | 0 | 0 | 0 | 0 | 0 | 0 | 0 | 0 | 0 | 0 | 0 | 0 | 0 | 0 | 0 | 0 | 0 | 0 | 0 | 0 | 0 | 0 | 0 | 0 | 0 | 0 | 0 | 0 | 0 | 0
F3_Industrial_Primary Metals_Existing_Process_Natural Gas_Other Process_E9 | F3 | Industrial | Primary Metals | Existing | Process | Natural Gas | Other Process | E9 | System - kBTUs of Conusmption | 0 | 0 | 0 | 0 | 0 | 0 | 0 | 0 | 0 | 0 | 0 | 0 | 0 | 0 | 0 | 0 | 0 | 0 | 0 | 0 | 0 | 0 | 0 | 0 | 0 | 0 | 0 | 0 | 0 | 0
F3_Industrial_Primary Metals_Existing_Process_Natural Gas_Other Process_E10 | F3 | Industrial | Primary Metals | Existing | Process | Natural Gas | Other Process | E10 | System - kBTUs of Conusmption | 0 | 0 | 0 | 0 | 0 | 0 | 0 | 0 | 0 | 0 | 0 | 0 | 0 | 0 | 0 | 0 | 0 | 0 | 0 | 0 | 0 | 0 | 0 | 0 | 0 | 0 | 0 | 0 | 0 | 0
F4_Industrial_Primary Metals_Existing_Process_Natural Gas_Other Process_E1 | F4 | Industrial | Primary Metals | Existing | Process | Natural Gas | Other Process | E1 | Utility - Cost of Equipment | 23.1039 | 23.1039 | 23.1039 | 23.1039 | 23.1039 | 23.1039 | 23.1039 | 23.1039 | 23.1039 | 23.1039 | 23.1039 | 23.1039 | 23.1039 | 23.1039 | 23.1039 | 23.1039 | 23.1039 | 23.1039 | 23.1039 | 23.1039 | 23.1039 | 23.1039 | 0 | 0 | 0 | 0 | 0 | 0 | 0 | 0
F4_Industrial_Primary Metals_Existing_Process_Natural Gas_Other Process_E2 | F4 | Industrial | Primary Metals | Existing | Process | Natural Gas | Other Process | E2 | Utility - Cost of Equipment | 0 | 0 | 0 | 0 | 0 | 0 | 0 | 0 | 0 | 0 | 0 | 0 | 0 | 0 | 0 | 0 | 0 | 0 | 0 | 0 | 0 | 0 | 0 | 0 | 0 | 0 | 0 | 0 | 0 | 0
F4_Industrial_Primary Metals_Existing_Process_Natural Gas_Other Process_E3 | F4 | Industrial | Primary Metals | Existing | Process | Natural Gas | Other Process | E3 | Utility - Cost of Equipment | 0 | 0 | 0 | 0 | 0 | 0 | 0 | 0 | 0 | 0 | 0 | 0 | 0 | 0 | 0 | 0 | 0 | 0 | 0 | 0 | 0 | 0 | 0 | 0 | 0 | 0 | 0 | 0 | 0 | 0
F4_Industrial_Primary Metals_Existing_Process_Natural Gas_Other Process_E4 | F4 | Industrial | Primary Metals | Existing | Process | Natural Gas | Other Process | E4 | Utility - Cost of Equipment | 0 | 0 | 0 | 0 | 0 | 0 | 0 | 0 | 0 | 0 | 0 | 0 | 0 | 0 | 0 | 0 | 0 | 0 | 0 | 0 | 0 | 0 | 0 | 0 | 0 | 0 | 0 | 0 | 0 | 0
F4_Industrial_Primary Metals_Existing_Process_Natural Gas_Other Process_E5 | F4 | Industrial | Primary Metals | Existing | Process | Natural Gas | Other Process | E5 | Utility - Cost of Equipment | 0 | 0 | 0 | 0 | 0 | 0 | 0 | 0 | 0 | 0 | 0 | 0 | 0 | 0 | 0 | 0 | 0 | 0 | 0 | 0 | 0 | 0 | 0 | 0 | 0 | 0 | 0 | 0 | 0 | 0
F4_Industrial_Primary Metals_Existing_Process_Natural Gas_Other Process_E6 | F4 | Industrial | Primary Metals | Existing | Process | Natural Gas | Other Process | E6 | Utility - Cost of Equipment | 0 | 0 | 0 | 0 | 0 | 0 | 0 | 0 | 0 | 0 | 0 | 0 | 0 | 0 | 0 | 0 | 0 | 0 | 0 | 0 | 0 | 0 | 0 | 0 | 0 | 0 | 0 | 0 | 0 | 0
F4_Industrial_Primary Metals_Existing_Process_Natural Gas_Other Process_E7 | F4 | Industrial | Primary Metals | Existing | Process | Natural Gas | Other Process | E7 | Utility - Cost of Equipment | 0 | 0 | 0 | 0 | 0 | 0 | 0 | 0 | 0 | 0 | 0 | 0 | 0 | 0 | 0 | 0 | 0 | 0 | 0 | 0 | 0 | 0 | 0 | 0 | 0 | 0 | 0 | 0 | 0 | 0
F4_Industrial_Primary Metals_Existing_Process_Natural Gas_Other Process_E8 | F4 | Industrial | Primary Metals | Existing | Process | Natural Gas | Other Process | E8 | Utility - Cost of Equipment | 0 | 0 | 0 | 0 | 0 | 0 | 0 | 0 | 0 | 0 | 0 | 0 | 0 | 0 | 0 | 0 | 0 | 0 | 0 | 0 | 0 | 0 | 0 | 0 | 0 | 0 | 0 | 0 | 0 | 0
F4_Industrial_Primary Metals_Existing_Process_Natural Gas_Other Process_E9 | F4 | Industrial | Primary Metals | Existing | Process | Natural Gas | Other Process | E9 | Utility - Cost of Equipment | 0 | 0 | 0 | 0 | 0 | 0 | 0 | 0 | 0 | 0 | 0 | 0 | 0 | 0 | 0 | 0 | 0 | 0 | 0 | 0 | 0 | 0 | 0 | 0 | 0 | 0 | 0 | 0 | 0 | 0
F4_Industrial_Primary Metals_Existing_Process_Natural Gas_Other Process_E10 | F4 | Industrial | Primary Metals | Existing | Process | Natural Gas | Other Process | E10 | Utility - Cost of Equipment | 0 | 0 | 0 | 0 | 0 | 0 | 0 | 0 | 0 | 0 | 0 | 0 | 0 | 0 | 0 | 0 | 0 | 0 | 0 | 0 | 0 | 0 | 0 | 0 | 0 | 0 | 0 | 0 | 0 | 0
F5_Industrial_Primary Metals_Existing_Process_Natural Gas_Other Process_E1 | F5 | Industrial | Primary Metals | Existing | Process | Natural Gas | Other Process | E1 | Utility - Cost of Operation | 54.2999 | 59.3615 | 59.7688 | 60.1732 | 58.4945 | 56.7126 | 54.7957 | 53.1682 | 51.5053 | 50.3066 | 49.0479 | 47.812 | 46.5734 | 45.3945 | 44.2081 | 43.0165 | 41.8666 | 40.7807 | 39.7078 | 38.7557 | 37.8539 | 36.973 | 0 | 0 | 0 | 0 | 0 | 0 | 0 | 0
F5_Industrial_Primary Metals_Existing_Process_Natural Gas_Other Process_E2 | F5 | Industrial | Primary Metals | Existing | Process | Natural Gas | Other Process | E2 | Utility - Cost of Operation | 0 | 0 | 0 | 0 | 0 | 0 | 0 | 0 | 0 | 0 | 0 | 0 | 0 | 0 | 0 | 0 | 0 | 0 | 0 | 0 | 0 | 0 | 0 | 0 | 0 | 0 | 0 | 0 | 0 | 0
F5_Industrial_Primary Metals_Existing_Process_Natural Gas_Other Process_E3 | F5 | Industrial | Primary Metals | Existing | Process | Natural Gas | Other Process | E3 | Utility - Cost of Operation | 0 | 0 | 0 | 0 | 0 | 0 | 0 | 0 | 0 | 0 | 0 | 0 | 0 | 0 | 0 | 0 | 0 | 0 | 0 | 0 | 0 | 0 | 0 | 0 | 0 | 0 | 0 | 0 | 0 | 0
F5_Industrial_Primary Metals_Existing_Process_Natural Gas_Other Process_E4 | F5 | Industrial | Primary Metals | Existing | Process | Natural Gas | Other Process | E4 | Utility - Cost of Operation | 0 | 0 | 0 | 0 | 0 | 0 | 0 | 0 | 0 | 0 | 0 | 0 | 0 | 0 | 0 | 0 | 0 | 0 | 0 | 0 | 0 | 0 | 0 | 0 | 0 | 0 | 0 | 0 | 0 | 0
F5_Industrial_Primary Metals_Existing_Process_Natural Gas_Other Process_E5 | F5 | Industrial | Primary Metals | Existing | Process | Natural Gas | Other Process | E5 | Utility - Cost of Operation | 0 | 0 | 0 | 0 | 0 | 0 | 0 | 0 | 0 | 0 | 0 | 0 | 0 | 0 | 0 | 0 | 0 | 0 | 0 | 0 | 0 | 0 | 0 | 0 | 0 | 0 | 0 | 0 | 0 | 0
F5_Industrial_Primary Metals_Existing_Process_Natural Gas_Other Process_E6 | F5 | Industrial | Primary Metals | Existing | Process | Natural Gas | Other Process | E6 | Utility - Cost of Operation | 0 | 0 | 0 | 0 | 0 | 0 | 0 | 0 | 0 | 0 | 0 | 0 | 0 | 0 | 0 | 0 | 0 | 0 | 0 | 0 | 0 | 0 | 0 | 0 | 0 | 0 | 0 | 0 | 0 | 0
F5_Industrial_Primary Metals_Existing_Process_Natural Gas_Other Process_E7 | F5 | Industrial | Primary Metals | Existing | Process | Natural Gas | Other Process | E7 | Utility - Cost of Operation | 0 | 0 | 0 | 0 | 0 | 0 | 0 | 0 | 0 | 0 | 0 | 0 | 0 | 0 | 0 | 0 | 0 | 0 | 0 | 0 | 0 | 0 | 0 | 0 | 0 | 0 | 0 | 0 | 0 | 0
F5_Industrial_Primary Metals_Existing_Process_Natural Gas_Other Process_E8 | F5 | Industrial | Primary Metals | Existing | Process | Natural Gas | Other Process | E8 | Utility - Cost of Operation | 0 | 0 | 0 | 0 | 0 | 0 | 0 | 0 | 0 | 0 | 0 | 0 | 0 | 0 | 0 | 0 | 0 | 0 | 0 | 0 | 0 | 0 | 0 | 0 | 0 | 0 | 0 | 0 | 0 | 0
F5_Industrial_Primary Metals_Existing_Process_Natural Gas_Other Process_E9 | F5 | Industrial | Primary Metals | Existing | Process | Natural Gas | Other Process | E9 | Utility - Cost of Operation | 0 | 0 | 0 | 0 | 0 | 0 | 0 | 0 | 0 | 0 | 0 | 0 | 0 | 0 | 0 | 0 | 0 | 0 | 0 | 0 | 0 | 0 | 0 | 0 | 0 | 0 | 0 | 0 | 0 | 0
F5_Industrial_Primary Metals_Existing_Process_Natural Gas_Other Process_E10 | F5 | Industrial | Primary Metals | Existing | Process | Natural Gas | Other Process | E10 | Utility - Cost of Operation | 0 | 0 | 0 | 0 | 0 | 0 | 0 | 0 | 0 | 0 | 0 | 0 | 0 | 0 | 0 | 0 | 0 | 0 | 0 | 0 | 0 | 0 | 0 | 0 | 0 | 0 | 0 | 0 | 0 | 0
F6_Industrial_Primary Metals_Existing_Process_Natural Gas_Other Process_E1 | F6 | Industrial | Primary Metals | Existing | Process | Natural Gas | Other Process | E1 | Utility - Value of Sales | 65.0548 | 71.1189 | 71.6069 | 72.0914 | 70.0803 | 67.9453 | 65.6488 | 63.699 | 61.7067 | 60.2706 | 58.7625 | 57.2819 | 55.7979 | 54.3856 | 52.9642 | 51.5365 | 50.1589 | 48.8579 | 47.5726 | 46.4318 | 45.3514 | 44.2961 | 0 | 0 | 0 | 0 | 0 | 0 | 0 | 0
F6_Industrial_Primary Metals_Existing_Process_Natural Gas_Other Process_E2 | F6 | Industrial | Primary Metals | Existing | Process | Natural Gas | Other Process | E2 | Utility - Value of Sales | 0 | 0 | 0 | 0 | 0 | 0 | 0 | 0 | 0 | 0 | 0 | 0 | 0 | 0 | 0 | 0 | 0 | 0 | 0 | 0 | 0 | 0 | 0 | 0 | 0 | 0 | 0 | 0 | 0 | 0
F6_Industrial_Primary Metals_Existing_Process_Natural Gas_Other Process_E3 | F6 | Industrial | Primary Metals | Existing | Process | Natural Gas | Other Process | E3 | Utility - Value of Sales | 0 | 0 | 0 | 0 | 0 | 0 | 0 | 0 | 0 | 0 | 0 | 0 | 0 | 0 | 0 | 0 | 0 | 0 | 0 | 0 | 0 | 0 | 0 | 0 | 0 | 0 | 0 | 0 | 0 | 0
F6_Industrial_Primary Metals_Existing_Process_Natural Gas_Other Process_E4 | F6 | Industrial | Primary Metals | Existing | Process | Natural Gas | Other Process | E4 | Utility - Value of Sales | 0 | 0 | 0 | 0 | 0 | 0 | 0 | 0 | 0 | 0 | 0 | 0 | 0 | 0 | 0 | 0 | 0 | 0 | 0 | 0 | 0 | 0 | 0 | 0 | 0 | 0 | 0 | 0 | 0 | 0
F6_Industrial_Primary Metals_Existing_Process_Natural Gas_Other Process_E5 | F6 | Industrial | Primary Metals | Existing | Process | Natural Gas | Other Process | E5 | Utility - Value of Sales | 0 | 0 | 0 | 0 | 0 | 0 | 0 | 0 | 0 | 0 | 0 | 0 | 0 | 0 | 0 | 0 | 0 | 0 | 0 | 0 | 0 | 0 | 0 | 0 | 0 | 0 | 0 | 0 | 0 | 0
F6_Industrial_Primary Metals_Existing_Process_Natural Gas_Other Process_E6 | F6 | Industrial | Primary Metals | Existing | Process | Natural Gas | Other Process | E6 | Utility - Value of Sales | 0 | 0 | 0 | 0 | 0 | 0 | 0 | 0 | 0 | 0 | 0 | 0 | 0 | 0 | 0 | 0 | 0 | 0 | 0 | 0 | 0 | 0 | 0 | 0 | 0 | 0 | 0 | 0 | 0 | 0
F6_Industrial_Primary Metals_Existing_Process_Natural Gas_Other Process_E7 | F6 | Industrial | Primary Metals | Existing | Process | Natural Gas | Other Process | E7 | Utility - Value of Sales | 0 | 0 | 0 | 0 | 0 | 0 | 0 | 0 | 0 | 0 | 0 | 0 | 0 | 0 | 0 | 0 | 0 | 0 | 0 | 0 | 0 | 0 | 0 | 0 | 0 | 0 | 0 | 0 | 0 | 0
F6_Industrial_Primary Metals_Existing_Process_Natural Gas_Other Process_E8 | F6 | Industrial | Primary Metals | Existing | Process | Natural Gas | Other Process | E8 | Utility - Value of Sales | 0 | 0 | 0 | 0 | 0 | 0 | 0 | 0 | 0 | 0 | 0 | 0 | 0 | 0 | 0 | 0 | 0 | 0 | 0 | 0 | 0 | 0 | 0 | 0 | 0 | 0 | 0 | 0 | 0 | 0
F6_Industrial_Primary Metals_Existing_Process_Natural Gas_Other Process_E9 | F6 | Industrial | Primary Metals | Existing | Process | Natural Gas | Other Process | E9 | Utility - Value of Sales | 0 | 0 | 0 | 0 | 0 | 0 | 0 | 0 | 0 | 0 | 0 | 0 | 0 | 0 | 0 | 0 | 0 | 0 | 0 | 0 | 0 | 0 | 0 | 0 | 0 | 0 | 0 | 0 | 0 | 0
F6_Industrial_Primary Metals_Existing_Process_Natural Gas_Other Process_E10 | F6 | Industrial | Primary Metals | Existing | Process | Natural Gas | Other Process | E10 | Utility - Value of Sales | 0 | 0 | 0 | 0 | 0 | 0 | 0 | 0 | 0 | 0 | 0 | 0 | 0 | 0 | 0 | 0 | 0 | 0 | 0 | 0 | 0 | 0 | 0 | 0 | 0 | 0 | 0 | 0 | 0 | 0
F1_Industrial_Primary Metals_Existing_Miscellaneous_Natural Gas_Miscellaneous_E1 | F1 | Industrial | Primary Metals | Existing | Miscellaneous | Natural Gas | Miscellaneous | E1 | Participant - Cost of Equipment | 90.7618 | 90.7618 | 90.7618 | 90.7618 | 90.7618 | 90.7618 | 90.7618 | 90.7618 | 90.7618 | 90.7618 | 90.7618 | 90.7618 | 90.7618 | 90.7618 | 90.7618 | 90.7618 | 90.7618 | 90.7618 | 90.7618 | 90.7618 | 90.7618 | 90.7618 | 0 | 0 | 0 | 0 | 0 | 0 | 0 | 0
F1_Industrial_Primary Metals_Existing_Miscellaneous_Natural Gas_Miscellaneous_E2 | F1 | Industrial | Primary Metals | Existing | Miscellaneous | Natural Gas | Miscellaneous | E2 | Participant - Cost of Equipment | 0 | 0 | 0 | 0 | 0 | 0 | 0 | 0 | 0 | 0 | 0 | 0 | 0 | 0 | 0 | 0 | 0 | 0 | 0 | 0 | 0 | 0 | 0 | 0 | 0 | 0 | 0 | 0 | 0 | 0
F1_Industrial_Primary Metals_Existing_Miscellaneous_Natural Gas_Miscellaneous_E3 | F1 | Industrial | Primary Metals | Existing | Miscellaneous | Natural Gas | Miscellaneous | E3 | Participant - Cost of Equipment | 0 | 0 | 0 | 0 | 0 | 0 | 0 | 0 | 0 | 0 | 0 | 0 | 0 | 0 | 0 | 0 | 0 | 0 | 0 | 0 | 0 | 0 | 0 | 0 | 0 | 0 | 0 | 0 | 0 | 0
F1_Industrial_Primary Metals_Existing_Miscellaneous_Natural Gas_Miscellaneous_E4 | F1 | Industrial | Primary Metals | Existing | Miscellaneous | Natural Gas | Miscellaneous | E4 | Participant - Cost of Equipment | 0 | 0 | 0 | 0 | 0 | 0 | 0 | 0 | 0 | 0 | 0 | 0 | 0 | 0 | 0 | 0 | 0 | 0 | 0 | 0 | 0 | 0 | 0 | 0 | 0 | 0 | 0 | 0 | 0 | 0
F1_Industrial_Primary Metals_Existing_Miscellaneous_Natural Gas_Miscellaneous_E5 | F1 | Industrial | Primary Metals | Existing | Miscellaneous | Natural Gas | Miscellaneous | E5 | Participant - Cost of Equipment | 0 | 0 | 0 | 0 | 0 | 0 | 0 | 0 | 0 | 0 | 0 | 0 | 0 | 0 | 0 | 0 | 0 | 0 | 0 | 0 | 0 | 0 | 0 | 0 | 0 | 0 | 0 | 0 | 0 | 0
F1_Industrial_Primary Metals_Existing_Miscellaneous_Natural Gas_Miscellaneous_E6 | F1 | Industrial | Primary Metals | Existing | Miscellaneous | Natural Gas | Miscellaneous | E6 | Participant - Cost of Equipment | 0 | 0 | 0 | 0 | 0 | 0 | 0 | 0 | 0 | 0 | 0 | 0 | 0 | 0 | 0 | 0 | 0 | 0 | 0 | 0 | 0 | 0 | 0 | 0 | 0 | 0 | 0 | 0 | 0 | 0
F1_Industrial_Primary Metals_Existing_Miscellaneous_Natural Gas_Miscellaneous_E7 | F1 | Industrial | Primary Metals | Existing | Miscellaneous | Natural Gas | Miscellaneous | E7 | Participant - Cost of Equipment | 0 | 0 | 0 | 0 | 0 | 0 | 0 | 0 | 0 | 0 | 0 | 0 | 0 | 0 | 0 | 0 | 0 | 0 | 0 | 0 | 0 | 0 | 0 | 0 | 0 | 0 | 0 | 0 | 0 | 0
F1_Industrial_Primary Metals_Existing_Miscellaneous_Natural Gas_Miscellaneous_E8 | F1 | Industrial | Primary Metals | Existing | Miscellaneous | Natural Gas | Miscellaneous | E8 | Participant - Cost of Equipment | 0 | 0 | 0 | 0 | 0 | 0 | 0 | 0 | 0 | 0 | 0 | 0 | 0 | 0 | 0 | 0 | 0 | 0 | 0 | 0 | 0 | 0 | 0 | 0 | 0 | 0 | 0 | 0 | 0 | 0
F1_Industrial_Primary Metals_Existing_Miscellaneous_Natural Gas_Miscellaneous_E9 | F1 | Industrial | Primary Metals | Existing | Miscellaneous | Natural Gas | Miscellaneous | E9 | Participant - Cost of Equipment | 0 | 0 | 0 | 0 | 0 | 0 | 0 | 0 | 0 | 0 | 0 | 0 | 0 | 0 | 0 | 0 | 0 | 0 | 0 | 0 | 0 | 0 | 0 | 0 | 0 | 0 | 0 | 0 | 0 | 0
F1_Industrial_Primary Metals_Existing_Miscellaneous_Natural Gas_Miscellaneous_E10 | F1 | Industrial | Primary Metals | Existing | Miscellaneous | Natural Gas | Miscellaneous | E10 | Participant - Cost of Equipment | 0 | 0 | 0 | 0 | 0 | 0 | 0 | 0 | 0 | 0 | 0 | 0 | 0 | 0 | 0 | 0 | 0 | 0 | 0 | 0 | 0 | 0 | 0 | 0 | 0 | 0 | 0 | 0 | 0 | 0
F2_Industrial_Primary Metals_Existing_Miscellaneous_Natural Gas_Miscellaneous_E1 | F2 | Industrial | Primary Metals | Existing | Miscellaneous | Natural Gas | Miscellaneous | E1 | Participant - Cost of Operation | 255.5628 | 279.3854 | 281.3021 | 283.2055 | 275.305 | 266.9181 | 257.8964 | 250.2368 | 242.4102 | 236.7684 | 230.8441 | 225.0278 | 219.1979 | 213.6496 | 208.0658 | 202.4574 | 197.0455 | 191.9345 | 186.8853 | 182.404 | 178.1596 | 174.0139 | 0 | 0 | 0 | 0 | 0 | 0 | 0 | 0
F2_Industrial_Primary Metals_Existing_Miscellaneous_Natural Gas_Miscellaneous_E2 | F2 | Industrial | Primary Metals | Existing | Miscellaneous | Natural Gas | Miscellaneous | E2 | Participant - Cost of Operation | 0 | 0 | 0 | 0 | 0 | 0 | 0 | 0 | 0 | 0 | 0 | 0 | 0 | 0 | 0 | 0 | 0 | 0 | 0 | 0 | 0 | 0 | 0 | 0 | 0 | 0 | 0 | 0 | 0 | 0
F2_Industrial_Primary Metals_Existing_Miscellaneous_Natural Gas_Miscellaneous_E3 | F2 | Industrial | Primary Metals | Existing | Miscellaneous | Natural Gas | Miscellaneous | E3 | Participant - Cost of Operation | 0 | 0 | 0 | 0 | 0 | 0 | 0 | 0 | 0 | 0 | 0 | 0 | 0 | 0 | 0 | 0 | 0 | 0 | 0 | 0 | 0 | 0 | 0 | 0 | 0 | 0 | 0 | 0 | 0 | 0
F2_Industrial_Primary Metals_Existing_Miscellaneous_Natural Gas_Miscellaneous_E4 | F2 | Industrial | Primary Metals | Existing | Miscellaneous | Natural Gas | Miscellaneous | E4 | Participant - Cost of Operation | 0 | 0 | 0 | 0 | 0 | 0 | 0 | 0 | 0 | 0 | 0 | 0 | 0 | 0 | 0 | 0 | 0 | 0 | 0 | 0 | 0 | 0 | 0 | 0 | 0 | 0 | 0 | 0 | 0 | 0
F2_Industrial_Primary Metals_Existing_Miscellaneous_Natural Gas_Miscellaneous_E5 | F2 | Industrial | Primary Metals | Existing | Miscellaneous | Natural Gas | Miscellaneous | E5 | Participant - Cost of Operation | 0 | 0 | 0 | 0 | 0 | 0 | 0 | 0 | 0 | 0 | 0 | 0 | 0 | 0 | 0 | 0 | 0 | 0 | 0 | 0 | 0 | 0 | 0 | 0 | 0 | 0 | 0 | 0 | 0 | 0
F2_Industrial_Primary Metals_Existing_Miscellaneous_Natural Gas_Miscellaneous_E6 | F2 | Industrial | Primary Metals | Existing | Miscellaneous | Natural Gas | Miscellaneous | E6 | Participant - Cost of Operation | 0 | 0 | 0 | 0 | 0 | 0 | 0 | 0 | 0 | 0 | 0 | 0 | 0 | 0 | 0 | 0 | 0 | 0 | 0 | 0 | 0 | 0 | 0 | 0 | 0 | 0 | 0 | 0 | 0 | 0
F2_Industrial_Primary Metals_Existing_Miscellaneous_Natural Gas_Miscellaneous_E7 | F2 | Industrial | Primary Metals | Existing | Miscellaneous | Natural Gas | Miscellaneous | E7 | Participant - Cost of Operation | 0 | 0 | 0 | 0 | 0 | 0 | 0 | 0 | 0 | 0 | 0 | 0 | 0 | 0 | 0 | 0 | 0 | 0 | 0 | 0 | 0 | 0 | 0 | 0 | 0 | 0 | 0 | 0 | 0 | 0
F2_Industrial_Primary Metals_Existing_Miscellaneous_Natural Gas_Miscellaneous_E8 | F2 | Industrial | Primary Metals | Existing | Miscellaneous | Natural Gas | Miscellaneous | E8 | Participant - Cost of Operation | 0 | 0 | 0 | 0 | 0 | 0 | 0 | 0 | 0 | 0 | 0 | 0 | 0 | 0 | 0 | 0 | 0 | 0 | 0 | 0 | 0 | 0 | 0 | 0 | 0 | 0 | 0 | 0 | 0 | 0
F2_Industrial_Primary Metals_Existing_Miscellaneous_Natural Gas_Miscellaneous_E9 | F2 | Industrial | Primary Metals | Existing | Miscellaneous | Natural Gas | Miscellaneous | E9 | Participant - Cost of Operation | 0 | 0 | 0 | 0 | 0 | 0 | 0 | 0 | 0 | 0 | 0 | 0 | 0 | 0 | 0 | 0 | 0 | 0 | 0 | 0 | 0 | 0 | 0 | 0 | 0 | 0 | 0 | 0 | 0 | 0
F2_Industrial_Primary Metals_Existing_Miscellaneous_Natural Gas_Miscellaneous_E10 | F2 | Industrial | Primary Metals | Existing | Miscellaneous | Natural Gas | Miscellaneous | E10 | Participant - Cost of Operation | 0 | 0 | 0 | 0 | 0 | 0 | 0 | 0 | 0 | 0 | 0 | 0 | 0 | 0 | 0 | 0 | 0 | 0 | 0 | 0 | 0 | 0 | 0 | 0 | 0 | 0 | 0 | 0 | 0 | 0
F3_Industrial_Primary Metals_Existing_Miscellaneous_Natural Gas_Miscellaneous_E1 | F3 | Industrial | Primary Metals | Existing | Miscellaneous | Natural Gas | Miscellaneous | E1 | System - kBTUs of Conusmption | 39567.5158 | 39567.5158 | 39567.5158 | 39567.5158 | 39567.5158 | 39567.5158 | 39567.5158 | 39567.5158 | 39567.5158 | 39567.5158 | 39567.5158 | 39567.5158 | 39567.5158 | 39567.5158 | 39567.5158 | 39567.5158 | 39567.5158 | 39567.5158 | 39567.5158 | 39567.5158 | 39567.5158 | 39567.5158 | 0 | 0 | 0 | 0 | 0 | 0 | 0 | 0
F3_Industrial_Primary Metals_Existing_Miscellaneous_Natural Gas_Miscellaneous_E2 | F3 | Industrial | Primary Metals | Existing | Miscellaneous | Natural Gas | Miscellaneous | E2 | System - kBTUs of Conusmption | 0 | 0 | 0 | 0 | 0 | 0 | 0 | 0 | 0 | 0 | 0 | 0 | 0 | 0 | 0 | 0 | 0 | 0 | 0 | 0 | 0 | 0 | 0 | 0 | 0 | 0 | 0 | 0 | 0 | 0
F3_Industrial_Primary Metals_Existing_Miscellaneous_Natural Gas_Miscellaneous_E3 | F3 | Industrial | Primary Metals | Existing | Miscellaneous | Natural Gas | Miscellaneous | E3 | System - kBTUs of Conusmption | 0 | 0 | 0 | 0 | 0 | 0 | 0 | 0 | 0 | 0 | 0 | 0 | 0 | 0 | 0 | 0 | 0 | 0 | 0 | 0 | 0 | 0 | 0 | 0 | 0 | 0 | 0 | 0 | 0 | 0
F3_Industrial_Primary Metals_Existing_Miscellaneous_Natural Gas_Miscellaneous_E4 | F3 | Industrial | Primary Metals | Existing | Miscellaneous | Natural Gas | Miscellaneous | E4 | System - kBTUs of Conusmption | 0 | 0 | 0 | 0 | 0 | 0 | 0 | 0 | 0 | 0 | 0 | 0 | 0 | 0 | 0 | 0 | 0 | 0 | 0 | 0 | 0 | 0 | 0 | 0 | 0 | 0 | 0 | 0 | 0 | 0
F3_Industrial_Primary Metals_Existing_Miscellaneous_Natural Gas_Miscellaneous_E5 | F3 | Industrial | Primary Metals | Existing | Miscellaneous | Natural Gas | Miscellaneous | E5 | System - kBTUs of Conusmption | 0 | 0 | 0 | 0 | 0 | 0 | 0 | 0 | 0 | 0 | 0 | 0 | 0 | 0 | 0 | 0 | 0 | 0 | 0 | 0 | 0 | 0 | 0 | 0 | 0 | 0 | 0 | 0 | 0 | 0
F3_Industrial_Primary Metals_Existing_Miscellaneous_Natural Gas_Miscellaneous_E6 | F3 | Industrial | Primary Metals | Existing | Miscellaneous | Natural Gas | Miscellaneous | E6 | System - kBTUs of Conusmption | 0 | 0 | 0 | 0 | 0 | 0 | 0 | 0 | 0 | 0 | 0 | 0 | 0 | 0 | 0 | 0 | 0 | 0 | 0 | 0 | 0 | 0 | 0 | 0 | 0 | 0 | 0 | 0 | 0 | 0
F3_Industrial_Primary Metals_Existing_Miscellaneous_Natural Gas_Miscellaneous_E7 | F3 | Industrial | Primary Metals | Existing | Miscellaneous | Natural Gas | Miscellaneous | E7 | System - kBTUs of Conusmption | 0 | 0 | 0 | 0 | 0 | 0 | 0 | 0 | 0 | 0 | 0 | 0 | 0 | 0 | 0 | 0 | 0 | 0 | 0 | 0 | 0 | 0 | 0 | 0 | 0 | 0 | 0 | 0 | 0 | 0
F3_Industrial_Primary Metals_Existing_Miscellaneous_Natural Gas_Miscellaneous_E8 | F3 | Industrial | Primary Metals | Existing | Miscellaneous | Natural Gas | Miscellaneous | E8 | System - kBTUs of Conusmption | 0 | 0 | 0 | 0 | 0 | 0 | 0 | 0 | 0 | 0 | 0 | 0 | 0 | 0 | 0 | 0 | 0 | 0 | 0 | 0 | 0 | 0 | 0 | 0 | 0 | 0 | 0 | 0 | 0 | 0
F3_Industrial_Primary Metals_Existing_Miscellaneous_Natural Gas_Miscellaneous_E9 | F3 | Industrial | Primary Metals | Existing | Miscellaneous | Natural Gas | Miscellaneous | E9 | System - kBTUs of Conusmption | 0 | 0 | 0 | 0 | 0 | 0 | 0 | 0 | 0 | 0 | 0 | 0 | 0 | 0 | 0 | 0 | 0 | 0 | 0 | 0 | 0 | 0 | 0 | 0 | 0 | 0 | 0 | 0 | 0 | 0
F3_Industrial_Primary Metals_Existing_Miscellaneous_Natural Gas_Miscellaneous_E10 | F3 | Industrial | Primary Metals | Existing | Miscellaneous | Natural Gas | Miscellaneous | E10 | System - kBTUs of Conusmption | 0 | 0 | 0 | 0 | 0 | 0 | 0 | 0 | 0 | 0 | 0 | 0 | 0 | 0 | 0 | 0 | 0 | 0 | 0 | 0 | 0 | 0 | 0 | 0 | 0 | 0 | 0 | 0 | 0 | 0
F4_Industrial_Primary Metals_Existing_Miscellaneous_Natural Gas_Miscellaneous_E1 | F4 | Industrial | Primary Metals | Existing | Miscellaneous | Natural Gas | Miscellaneous | E1 | Utility - Cost of Equipment | 90.7618 | 90.7618 | 90.7618 | 90.7618 | 90.7618 | 90.7618 | 90.7618 | 90.7618 | 90.7618 | 90.7618 | 90.7618 | 90.7618 | 90.7618 | 90.7618 | 90.7618 | 90.7618 | 90.7618 | 90.7618 | 90.7618 | 90.7618 | 90.7618 | 90.7618 | 0 | 0 | 0 | 0 | 0 | 0 | 0 | 0
F4_Industrial_Primary Metals_Existing_Miscellaneous_Natural Gas_Miscellaneous_E2 | F4 | Industrial | Primary Metals | Existing | Miscellaneous | Natural Gas | Miscellaneous | E2 | Utility - Cost of Equipment | 0 | 0 | 0 | 0 | 0 | 0 | 0 | 0 | 0 | 0 | 0 | 0 | 0 | 0 | 0 | 0 | 0 | 0 | 0 | 0 | 0 | 0 | 0 | 0 | 0 | 0 | 0 | 0 | 0 | 0
F4_Industrial_Primary Metals_Existing_Miscellaneous_Natural Gas_Miscellaneous_E3 | F4 | Industrial | Primary Metals | Existing | Miscellaneous | Natural Gas | Miscellaneous | E3 | Utility - Cost of Equipment | 0 | 0 | 0 | 0 | 0 | 0 | 0 | 0 | 0 | 0 | 0 | 0 | 0 | 0 | 0 | 0 | 0 | 0 | 0 | 0 | 0 | 0 | 0 | 0 | 0 | 0 | 0 | 0 | 0 | 0
F4_Industrial_Primary Metals_Existing_Miscellaneous_Natural Gas_Miscellaneous_E4 | F4 | Industrial | Primary Metals | Existing | Miscellaneous | Natural Gas | Miscellaneous | E4 | Utility - Cost of Equipment | 0 | 0 | 0 | 0 | 0 | 0 | 0 | 0 | 0 | 0 | 0 | 0 | 0 | 0 | 0 | 0 | 0 | 0 | 0 | 0 | 0 | 0 | 0 | 0 | 0 | 0 | 0 | 0 | 0 | 0
F4_Industrial_Primary Metals_Existing_Miscellaneous_Natural Gas_Miscellaneous_E5 | F4 | Industrial | Primary Metals | Existing | Miscellaneous | Natural Gas | Miscellaneous | E5 | Utility - Cost of Equipment | 0 | 0 | 0 | 0 | 0 | 0 | 0 | 0 | 0 | 0 | 0 | 0 | 0 | 0 | 0 | 0 | 0 | 0 | 0 | 0 | 0 | 0 | 0 | 0 | 0 | 0 | 0 | 0 | 0 | 0
F4_Industrial_Primary Metals_Existing_Miscellaneous_Natural Gas_Miscellaneous_E6 | F4 | Industrial | Primary Metals | Existing | Miscellaneous | Natural Gas | Miscellaneous | E6 | Utility - Cost of Equipment | 0 | 0 | 0 | 0 | 0 | 0 | 0 | 0 | 0 | 0 | 0 | 0 | 0 | 0 | 0 | 0 | 0 | 0 | 0 | 0 | 0 | 0 | 0 | 0 | 0 | 0 | 0 | 0 | 0 | 0
F4_Industrial_Primary Metals_Existing_Miscellaneous_Natural Gas_Miscellaneous_E7 | F4 | Industrial | Primary Metals | Existing | Miscellaneous | Natural Gas | Miscellaneous | E7 | Utility - Cost of Equipment | 0 | 0 | 0 | 0 | 0 | 0 | 0 | 0 | 0 | 0 | 0 | 0 | 0 | 0 | 0 | 0 | 0 | 0 | 0 | 0 | 0 | 0 | 0 | 0 | 0 | 0 | 0 | 0 | 0 | 0
F4_Industrial_Primary Metals_Existing_Miscellaneous_Natural Gas_Miscellaneous_E8 | F4 | Industrial | Primary Metals | Existing | Miscellaneous | Natural Gas | Miscellaneous | E8 | Utility - Cost of Equipment | 0 | 0 | 0 | 0 | 0 | 0 | 0 | 0 | 0 | 0 | 0 | 0 | 0 | 0 | 0 | 0 | 0 | 0 | 0 | 0 | 0 | 0 | 0 | 0 | 0 | 0 | 0 | 0 | 0 | 0
F4_Industrial_Primary Metals_Existing_Miscellaneous_Natural Gas_Miscellaneous_E9 | F4 | Industrial | Primary Metals | Existing | Miscellaneous | Natural Gas | Miscellaneous | E9 | Utility - Cost of Equipment | 0 | 0 | 0 | 0 | 0 | 0 | 0 | 0 | 0 | 0 | 0 | 0 | 0 | 0 | 0 | 0 | 0 | 0 | 0 | 0 | 0 | 0 | 0 | 0 | 0 | 0 | 0 | 0 | 0 | 0
F4_Industrial_Primary Metals_Existing_Miscellaneous_Natural Gas_Miscellaneous_E10 | F4 | Industrial | Primary Metals | Existing | Miscellaneous | Natural Gas | Miscellaneous | E10 | Utility - Cost of Equipment | 0 | 0 | 0 | 0 | 0 | 0 | 0 | 0 | 0 | 0 | 0 | 0 | 0 | 0 | 0 | 0 | 0 | 0 | 0 | 0 | 0 | 0 | 0 | 0 | 0 | 0 | 0 | 0 | 0 | 0
F5_Industrial_Primary Metals_Existing_Miscellaneous_Natural Gas_Miscellaneous_E1 | F5 | Industrial | Primary Metals | Existing | Miscellaneous | Natural Gas | Miscellaneous | E1 | Utility - Cost of Operation | 213.313 | 233.1972 | 234.797 | 236.3857 | 229.7913 | 222.791 | 215.2608 | 208.8674 | 202.3347 | 197.6256 | 192.6808 | 187.826 | 182.96 | 178.3289 | 173.6682 | 168.987 | 164.4698 | 160.2037 | 155.9893 | 152.2488 | 148.7061 | 145.2458 | 0 | 0 | 0 | 0 | 0 | 0 | 0 | 0
F5_Industrial_Primary Metals_Existing_Miscellaneous_Natural Gas_Miscellaneous_E2 | F5 | Industrial | Primary Metals | Existing | Miscellaneous | Natural Gas | Miscellaneous | E2 | Utility - Cost of Operation | 0 | 0 | 0 | 0 | 0 | 0 | 0 | 0 | 0 | 0 | 0 | 0 | 0 | 0 | 0 | 0 | 0 | 0 | 0 | 0 | 0 | 0 | 0 | 0 | 0 | 0 | 0 | 0 | 0 | 0
F5_Industrial_Primary Metals_Existing_Miscellaneous_Natural Gas_Miscellaneous_E3 | F5 | Industrial | Primary Metals | Existing | Miscellaneous | Natural Gas | Miscellaneous | E3 | Utility - Cost of Operation | 0 | 0 | 0 | 0 | 0 | 0 | 0 | 0 | 0 | 0 | 0 | 0 | 0 | 0 | 0 | 0 | 0 | 0 | 0 | 0 | 0 | 0 | 0 | 0 | 0 | 0 | 0 | 0 | 0 | 0
F5_Industrial_Primary Metals_Existing_Miscellaneous_Natural Gas_Miscellaneous_E4 | F5 | Industrial | Primary Metals | Existing | Miscellaneous | Natural Gas | Miscellaneous | E4 | Utility - Cost of Operation | 0 | 0 | 0 | 0 | 0 | 0 | 0 | 0 | 0 | 0 | 0 | 0 | 0 | 0 | 0 | 0 | 0 | 0 | 0 | 0 | 0 | 0 | 0 | 0 | 0 | 0 | 0 | 0 | 0 | 0
F5_Industrial_Primary Metals_Existing_Miscellaneous_Natural Gas_Miscellaneous_E5 | F5 | Industrial | Primary Metals | Existing | Miscellaneous | Natural Gas | Miscellaneous | E5 | Utility - Cost of Operation | 0 | 0 | 0 | 0 | 0 | 0 | 0 | 0 | 0 | 0 | 0 | 0 | 0 | 0 | 0 | 0 | 0 | 0 | 0 | 0 | 0 | 0 | 0 | 0 | 0 | 0 | 0 | 0 | 0 | 0
F5_Industrial_Primary Metals_Existing_Miscellaneous_Natural Gas_Miscellaneous_E6 | F5 | Industrial | Primary Metals | Existing | Miscellaneous | Natural Gas | Miscellaneous | E6 | Utility - Cost of Operation | 0 | 0 | 0 | 0 | 0 | 0 | 0 | 0 | 0 | 0 | 0 | 0 | 0 | 0 | 0 | 0 | 0 | 0 | 0 | 0 | 0 | 0 | 0 | 0 | 0 | 0 | 0 | 0 | 0 | 0
F5_Industrial_Primary Metals_Existing_Miscellaneous_Natural Gas_Miscellaneous_E7 | F5 | Industrial | Primary Metals | Existing | Miscellaneous | Natural Gas | Miscellaneous | E7 | Utility - Cost of Operation | 0 | 0 | 0 | 0 | 0 | 0 | 0 | 0 | 0 | 0 | 0 | 0 | 0 | 0 | 0 | 0 | 0 | 0 | 0 | 0 | 0 | 0 | 0 | 0 | 0 | 0 | 0 | 0 | 0 | 0
F5_Industrial_Primary Metals_Existing_Miscellaneous_Natural Gas_Miscellaneous_E8 | F5 | Industrial | Primary Metals | Existing | Miscellaneous | Natural Gas | Miscellaneous | E8 | Utility - Cost of Operation | 0 | 0 | 0 | 0 | 0 | 0 | 0 | 0 | 0 | 0 | 0 | 0 | 0 | 0 | 0 | 0 | 0 | 0 | 0 | 0 | 0 | 0 | 0 | 0 | 0 | 0 | 0 | 0 | 0 | 0
F5_Industrial_Primary Metals_Existing_Miscellaneous_Natural Gas_Miscellaneous_E9 | F5 | Industrial | Primary Metals | Existing | Miscellaneous | Natural Gas | Miscellaneous | E9 | Utility - Cost of Operation | 0 | 0 | 0 | 0 | 0 | 0 | 0 | 0 | 0 | 0 | 0 | 0 | 0 | 0 | 0 | 0 | 0 | 0 | 0 | 0 | 0 | 0 | 0 | 0 | 0 | 0 | 0 | 0 | 0 | 0
F5_Industrial_Primary Metals_Existing_Miscellaneous_Natural Gas_Miscellaneous_E10 | F5 | Industrial | Primary Metals | Existing | Miscellaneous | Natural Gas | Miscellaneous | E10 | Utility - Cost of Operation | 0 | 0 | 0 | 0 | 0 | 0 | 0 | 0 | 0 | 0 | 0 | 0 | 0 | 0 | 0 | 0 | 0 | 0 | 0 | 0 | 0 | 0 | 0 | 0 | 0 | 0 | 0 | 0 | 0 | 0
F6_Industrial_Primary Metals_Existing_Miscellaneous_Natural Gas_Miscellaneous_E1 | F6 | Industrial | Primary Metals | Existing | Miscellaneous | Natural Gas | Miscellaneous | E1 | Utility - Value of Sales | 255.5628 | 279.3854 | 281.3021 | 283.2055 | 275.305 | 266.9181 | 257.8964 | 250.2368 | 242.4102 | 236.7684 | 230.8441 | 225.0278 | 219.1979 | 213.6496 | 208.0658 | 202.4574 | 197.0455 | 191.9345 | 186.8853 | 182.404 | 178.1596 | 174.0139 | 0 | 0 | 0 | 0 | 0 | 0 | 0 | 0
F6_Industrial_Primary Metals_Existing_Miscellaneous_Natural Gas_Miscellaneous_E2 | F6 | Industrial | Primary Metals | Existing | Miscellaneous | Natural Gas | Miscellaneous | E2 | Utility - Value of Sales | 0 | 0 | 0 | 0 | 0 | 0 | 0 | 0 | 0 | 0 | 0 | 0 | 0 | 0 | 0 | 0 | 0 | 0 | 0 | 0 | 0 | 0 | 0 | 0 | 0 | 0 | 0 | 0 | 0 | 0
F6_Industrial_Primary Metals_Existing_Miscellaneous_Natural Gas_Miscellaneous_E3 | F6 | Industrial | Primary Metals | Existing | Miscellaneous | Natural Gas | Miscellaneous | E3 | Utility - Value of Sales | 0 | 0 | 0 | 0 | 0 | 0 | 0 | 0 | 0 | 0 | 0 | 0 | 0 | 0 | 0 | 0 | 0 | 0 | 0 | 0 | 0 | 0 | 0 | 0 | 0 | 0 | 0 | 0 | 0 | 0
F6_Industrial_Primary Metals_Existing_Miscellaneous_Natural Gas_Miscellaneous_E4 | F6 | Industrial | Primary Metals | Existing | Miscellaneous | Natural Gas | Miscellaneous | E4 | Utility - Value of Sales | 0 | 0 | 0 | 0 | 0 | 0 | 0 | 0 | 0 | 0 | 0 | 0 | 0 | 0 | 0 | 0 | 0 | 0 | 0 | 0 | 0 | 0 | 0 | 0 | 0 | 0 | 0 | 0 | 0 | 0
F6_Industrial_Primary Metals_Existing_Miscellaneous_Natural Gas_Miscellaneous_E5 | F6 | Industrial | Primary Metals | Existing | Miscellaneous | Natural Gas | Miscellaneous | E5 | Utility - Value of Sales | 0 | 0 | 0 | 0 | 0 | 0 | 0 | 0 | 0 | 0 | 0 | 0 | 0 | 0 | 0 | 0 | 0 | 0 | 0 | 0 | 0 | 0 | 0 | 0 | 0 | 0 | 0 | 0 | 0 | 0
F6_Industrial_Primary Metals_Existing_Miscellaneous_Natural Gas_Miscellaneous_E6 | F6 | Industrial | Primary Metals | Existing | Miscellaneous | Natural Gas | Miscellaneous | E6 | Utility - Value of Sales | 0 | 0 | 0 | 0 | 0 | 0 | 0 | 0 | 0 | 0 | 0 | 0 | 0 | 0 | 0 | 0 | 0 | 0 | 0 | 0 | 0 | 0 | 0 | 0 | 0 | 0 | 0 | 0 | 0 | 0
F6_Industrial_Primary Metals_Existing_Miscellaneous_Natural Gas_Miscellaneous_E7 | F6 | Industrial | Primary Metals | Existing | Miscellaneous | Natural Gas | Miscellaneous | E7 | Utility - Value of Sales | 0 | 0 | 0 | 0 | 0 | 0 | 0 | 0 | 0 | 0 | 0 | 0 | 0 | 0 | 0 | 0 | 0 | 0 | 0 | 0 | 0 | 0 | 0 | 0 | 0 | 0 | 0 | 0 | 0 | 0
F6_Industrial_Primary Metals_Existing_Miscellaneous_Natural Gas_Miscellaneous_E8 | F6 | Industrial | Primary Metals | Existing | Miscellaneous | Natural Gas | Miscellaneous | E8 | Utility - Value of Sales | 0 | 0 | 0 | 0 | 0 | 0 | 0 | 0 | 0 | 0 | 0 | 0 | 0 | 0 | 0 | 0 | 0 | 0 | 0 | 0 | 0 | 0 | 0 | 0 | 0 | 0 | 0 | 0 | 0 | 0
F6_Industrial_Primary Metals_Existing_Miscellaneous_Natural Gas_Miscellaneous_E9 | F6 | Industrial | Primary Metals | Existing | Miscellaneous | Natural Gas | Miscellaneous | E9 | Utility - Value of Sales | 0 | 0 | 0 | 0 | 0 | 0 | 0 | 0 | 0 | 0 | 0 | 0 | 0 | 0 | 0 | 0 | 0 | 0 | 0 | 0 | 0 | 0 | 0 | 0 | 0 | 0 | 0 | 0 | 0 | 0
F6_Industrial_Primary Metals_Existing_Miscellaneous_Natural Gas_Miscellaneous_E10 | F6 | Industrial | Primary Metals | Existing | Miscellaneous | Natural Gas | Miscellaneous | E10 | Utility - Value of Sales | 0 | 0 | 0 | 0 | 0 | 0 | 0 | 0 | 0 | 0 | 0 | 0 | 0 | 0 | 0 | 0 | 0 | 0 | 0 | 0 | 0 | 0 | 0 | 0 | 0 | 0 | 0 | 0 | 0 | 0
F1_Industrial_Primary Metals_New_Space Heating_Natural Gas_Furnace_E1 | F1 | Industrial | Primary Metals | New | Space Heating | Natural Gas | Furnace | E1 | Participant - Cost of Equipment | 10.5156 | 10.5156 | 10.5156 | 10.5156 | 10.5156 | 10.5156 | 10.5156 | 10.5156 | 10.5156 | 10.5156 | 10.5156 | 10.5156 | 10.5156 | 10.5156 | 10.5156 | 10.5156 | 10.5156 | 10.5156 | 10.5156 | 10.5156 | 10.5156 | 10.5156 | 0 | 0 | 0 | 0 | 0 | 0 | 0 | 0
F1_Industrial_Primary Metals_New_Space Heating_Natural Gas_Furnace_E2 | F1 | Industrial | Primary Metals | New | Space Heating | Natural Gas | Furnace | E2 | Participant - Cost of Equipment | 12.6188 | 12.6188 | 12.6188 | 12.6188 | 12.6188 | 12.6188 | 12.6188 | 12.6188 | 12.6188 | 12.6188 | 12.6188 | 12.6188 | 12.6188 | 12.6188 | 12.6188 | 12.6188 | 12.6188 | 12.6188 | 12.6188 | 12.6188 | 12.6188 | 12.6188 | 0 | 0 | 0 | 0 | 0 | 0 | 0 | 0
F1_Industrial_Primary Metals_New_Space Heating_Natural Gas_Furnace_E3 | F1 | Industrial | Primary Metals | New | Space Heating | Natural Gas | Furnace | E3 | Participant - Cost of Equipment | 14.722 | 14.722 | 14.722 | 14.722 | 14.722 | 14.722 | 14.722 | 14.722 | 14.722 | 14.722 | 14.722 | 14.722 | 14.722 | 14.722 | 14.722 | 14.722 | 14.722 | 14.722 | 14.722 | 14.722 | 14.722 | 14.722 | 0 | 0 | 0 | 0 | 0 | 0 | 0 | 0
F1_Industrial_Primary Metals_New_Space Heating_Natural Gas_Furnace_E4 | F1 | Industrial | Primary Metals | New | Space Heating | Natural Gas | Furnace | E4 | Participant - Cost of Equipment | 0 | 0 | 0 | 0 | 0 | 0 | 0 | 0 | 0 | 0 | 0 | 0 | 0 | 0 | 0 | 0 | 0 | 0 | 0 | 0 | 0 | 0 | 0 | 0 | 0 | 0 | 0 | 0 | 0 | 0
F1_Industrial_Primary Metals_New_Space Heating_Natural Gas_Furnace_E5 | F1 | Industrial | Primary Metals | New | Space Heating | Natural Gas | Furnace | E5 | Participant - Cost of Equipment | 0 | 0 | 0 | 0 | 0 | 0 | 0 | 0 | 0 | 0 | 0 | 0 | 0 | 0 | 0 | 0 | 0 | 0 | 0 | 0 | 0 | 0 | 0 | 0 | 0 | 0 | 0 | 0 | 0 | 0
F1_Industrial_Primary Metals_New_Space Heating_Natural Gas_Furnace_E6 | F1 | Industrial | Primary Metals | New | Space Heating | Natural Gas | Furnace | E6 | Participant - Cost of Equipment | 0 | 0 | 0 | 0 | 0 | 0 | 0 | 0 | 0 | 0 | 0 | 0 | 0 | 0 | 0 | 0 | 0 | 0 | 0 | 0 | 0 | 0 | 0 | 0 | 0 | 0 | 0 | 0 | 0 | 0
F1_Industrial_Primary Metals_New_Space Heating_Natural Gas_Furnace_E7 | F1 | Industrial | Primary Metals | New | Space Heating | Natural Gas | Furnace | E7 | Participant - Cost of Equipment | 0 | 0 | 0 | 0 | 0 | 0 | 0 | 0 | 0 | 0 | 0 | 0 | 0 | 0 | 0 | 0 | 0 | 0 | 0 | 0 | 0 | 0 | 0 | 0 | 0 | 0 | 0 | 0 | 0 | 0
F1_Industrial_Primary Metals_New_Space Heating_Natural Gas_Furnace_E8 | F1 | Industrial | Primary Metals | New | Space Heating | Natural Gas | Furnace | E8 | Participant - Cost of Equipment | 0 | 0 | 0 | 0 | 0 | 0 | 0 | 0 | 0 | 0 | 0 | 0 | 0 | 0 | 0 | 0 | 0 | 0 | 0 | 0 | 0 | 0 | 0 | 0 | 0 | 0 | 0 | 0 | 0 | 0
F1_Industrial_Primary Metals_New_Space Heating_Natural Gas_Furnace_E9 | F1 | Industrial | Primary Metals | New | Space Heating | Natural Gas | Furnace | E9 | Participant - Cost of Equipment | 0 | 0 | 0 | 0 | 0 | 0 | 0 | 0 | 0 | 0 | 0 | 0 | 0 | 0 | 0 | 0 | 0 | 0 | 0 | 0 | 0 | 0 | 0 | 0 | 0 | 0 | 0 | 0 | 0 | 0
F1_Industrial_Primary Metals_New_Space Heating_Natural Gas_Furnace_E10 | F1 | Industrial | Primary Metals | New | Space Heating | Natural Gas | Furnace | E10 | Participant - Cost of Equipment | 0 | 0 | 0 | 0 | 0 | 0 | 0 | 0 | 0 | 0 | 0 | 0 | 0 | 0 | 0 | 0 | 0 | 0 | 0 | 0 | 0 | 0 | 0 | 0 | 0 | 0 | 0 | 0 | 0 | 0
F2_Industrial_Primary Metals_New_Space Heating_Natural Gas_Furnace_E1 | F2 | Industrial | Primary Metals | New | Space Heating | Natural Gas | Furnace | E1 | Participant - Cost of Operation | 175.1064 | 177.0468 | 174.2453 | 171.561 | 166.9516 | 162.3902 | 157.8033 | 153.6169 | 149.4533 | 145.8195 | 142.1948 | 138.6714 | 135.2186 | 131.8987 | 128.6458 | 125.4573 | 122.3714 | 119.4135 | 116.5232 | 113.8053 | 111.1935 | 108.6617 | 0 | 0 | 0 | 0 | 0 | 0 | 0 | 0
F2_Industrial_Primary Metals_New_Space Heating_Natural Gas_Furnace_E2 | F2 | Industrial | Primary Metals | New | Space Heating | Natural Gas | Furnace | E2 | Participant - Cost of Operation | 155.6462 | 157.3709 | 154.8808 | 152.4948 | 148.3976 | 144.3432 | 140.266 | 136.5448 | 132.844 | 129.6141 | 126.3921 | 123.2603 | 120.1913 | 117.2403 | 114.3489 | 111.5148 | 108.7718 | 106.1427 | 103.5736 | 101.1577 | 98.8361 | 96.5857 | 0 | 0 | 0 | 0 | 0 | 0 | 0 | 0
F2_Industrial_Primary Metals_New_Space Heating_Natural Gas_Furnace_E3 | F2 | Industrial | Primary Metals | New | Space Heating | Natural Gas | Furnace | E3 | Participant - Cost of Operation | 145.9161 | 147.533 | 145.1985 | 142.9617 | 139.1207 | 135.3196 | 131.4974 | 128.0088 | 124.5393 | 121.5113 | 118.4908 | 115.5547 | 112.6776 | 109.9111 | 107.2004 | 104.5435 | 101.972 | 99.5072 | 97.0987 | 94.8339 | 92.6574 | 90.5477 | 0 | 0 | 0 | 0 | 0 | 0 | 0 | 0
F2_Industrial_Primary Metals_New_Space Heating_Natural Gas_Furnace_E4 | F2 | Industrial | Primary Metals | New | Space Heating | Natural Gas | Furnace | E4 | Participant - Cost of Operation | 0 | 0 | 0 | 0 | 0 | 0 | 0 | 0 | 0 | 0 | 0 | 0 | 0 | 0 | 0 | 0 | 0 | 0 | 0 | 0 | 0 | 0 | 0 | 0 | 0 | 0 | 0 | 0 | 0 | 0
F2_Industrial_Primary Metals_New_Space Heating_Natural Gas_Furnace_E5 | F2 | Industrial | Primary Metals | New | Space Heating | Natural Gas | Furnace | E5 | Participant - Cost of Operation | 0 | 0 | 0 | 0 | 0 | 0 | 0 | 0 | 0 | 0 | 0 | 0 | 0 | 0 | 0 | 0 | 0 | 0 | 0 | 0 | 0 | 0 | 0 | 0 | 0 | 0 | 0 | 0 | 0 | 0
F2_Industrial_Primary Metals_New_Space Heating_Natural Gas_Furnace_E6 | F2 | Industrial | Primary Metals | New | Space Heating | Natural Gas | Furnace | E6 | Participant - Cost of Operation | 0 | 0 | 0 | 0 | 0 | 0 | 0 | 0 | 0 | 0 | 0 | 0 | 0 | 0 | 0 | 0 | 0 | 0 | 0 | 0 | 0 | 0 | 0 | 0 | 0 | 0 | 0 | 0 | 0 | 0
F2_Industrial_Primary Metals_New_Space Heating_Natural Gas_Furnace_E7 | F2 | Industrial | Primary Metals | New | Space Heating | Natural Gas | Furnace | E7 | Participant - Cost of Operation | 0 | 0 | 0 | 0 | 0 | 0 | 0 | 0 | 0 | 0 | 0 | 0 | 0 | 0 | 0 | 0 | 0 | 0 | 0 | 0 | 0 | 0 | 0 | 0 | 0 | 0 | 0 | 0 | 0 | 0
F2_Industrial_Primary Metals_New_Space Heating_Natural Gas_Furnace_E8 | F2 | Industrial | Primary Metals | New | Space Heating | Natural Gas | Furnace | E8 | Participant - Cost of Operation | 0 | 0 | 0 | 0 | 0 | 0 | 0 | 0 | 0 | 0 | 0 | 0 | 0 | 0 | 0 | 0 | 0 | 0 | 0 | 0 | 0 | 0 | 0 | 0 | 0 | 0 | 0 | 0 | 0 | 0
F2_Industrial_Primary Metals_New_Space Heating_Natural Gas_Furnace_E9 | F2 | Industrial | Primary Metals | New | Space Heating | Natural Gas | Furnace | E9 | Participant - Cost of Operation | 0 | 0 | 0 | 0 | 0 | 0 | 0 | 0 | 0 | 0 | 0 | 0 | 0 | 0 | 0 | 0 | 0 | 0 | 0 | 0 | 0 | 0 | 0 | 0 | 0 | 0 | 0 | 0 | 0 | 0
F2_Industrial_Primary Metals_New_Space Heating_Natural Gas_Furnace_E10 | F2 | Industrial | Primary Metals | New | Space Heating | Natural Gas | Furnace | E10 | Participant - Cost of Operation | 0 | 0 | 0 | 0 | 0 | 0 | 0 | 0 | 0 | 0 | 0 | 0 | 0 | 0 | 0 | 0 | 0 | 0 | 0 | 0 | 0 | 0 | 0 | 0 | 0 | 0 | 0 | 0 | 0 | 0
F3_Industrial_Primary Metals_New_Space Heating_Natural Gas_Furnace_E1 | F3 | Industrial | Primary Metals | New | Space Heating | Natural Gas | Furnace | E1 | System - kBTUs of Conusmption | 28863.8515 | 28863.8515 | 28863.8515 | 28863.8515 | 28863.8515 | 28863.8515 | 28863.8515 | 28863.8515 | 28863.8515 | 28863.8515 | 28863.8515 | 28863.8515 | 28863.8515 | 28863.8515 | 28863.8515 | 28863.8515 | 28863.8515 | 28863.8515 | 28863.8515 | 28863.8515 | 28863.8515 | 28863.8515 | 0 | 0 | 0 | 0 | 0 | 0 | 0 | 0
F3_Industrial_Primary Metals_New_Space Heating_Natural Gas_Furnace_E2 | F3 | Industrial | Primary Metals | New | Space Heating | Natural Gas | Furnace | E2 | System - kBTUs of Conusmption | 25656.1017 | 25656.1017 | 25656.1017 | 25656.1017 | 25656.1017 | 25656.1017 | 25656.1017 | 25656.1017 | 25656.1017 | 25656.1017 | 25656.1017 | 25656.1017 | 25656.1017 | 25656.1017 | 25656.1017 | 25656.1017 | 25656.1017 | 25656.1017 | 25656.1017 | 25656.1017 | 25656.1017 | 25656.1017 | 0 | 0 | 0 | 0 | 0 | 0 | 0 | 0
F3_Industrial_Primary Metals_New_Space Heating_Natural Gas_Furnace_E3 | F3 | Industrial | Primary Metals | New | Space Heating | Natural Gas | Furnace | E3 | System - kBTUs of Conusmption | 24052.2268 | 24052.2268 | 24052.2268 | 24052.2268 | 24052.2268 | 24052.2268 | 24052.2268 | 24052.2268 | 24052.2268 | 24052.2268 | 24052.2268 | 24052.2268 | 24052.2268 | 24052.2268 | 24052.2268 | 24052.2268 | 24052.2268 | 24052.2268 | 24052.2268 | 24052.2268 | 24052.2268 | 24052.2268 | 0 | 0 | 0 | 0 | 0 | 0 | 0 | 0
F3_Industrial_Primary Metals_New_Space Heating_Natural Gas_Furnace_E4 | F3 | Industrial | Primary Metals | New | Space Heating | Natural Gas | Furnace | E4 | System - kBTUs of Conusmption | 0 | 0 | 0 | 0 | 0 | 0 | 0 | 0 | 0 | 0 | 0 | 0 | 0 | 0 | 0 | 0 | 0 | 0 | 0 | 0 | 0 | 0 | 0 | 0 | 0 | 0 | 0 | 0 | 0 | 0
F3_Industrial_Primary Metals_New_Space Heating_Natural Gas_Furnace_E5 | F3 | Industrial | Primary Metals | New | Space Heating | Natural Gas | Furnace | E5 | System - kBTUs of Conusmption | 0 | 0 | 0 | 0 | 0 | 0 | 0 | 0 | 0 | 0 | 0 | 0 | 0 | 0 | 0 | 0 | 0 | 0 | 0 | 0 | 0 | 0 | 0 | 0 | 0 | 0 | 0 | 0 | 0 | 0
F3_Industrial_Primary Metals_New_Space Heating_Natural Gas_Furnace_E6 | F3 | Industrial | Primary Metals | New | Space Heating | Natural Gas | Furnace | E6 | System - kBTUs of Conusmption | 0 | 0 | 0 | 0 | 0 | 0 | 0 | 0 | 0 | 0 | 0 | 0 | 0 | 0 | 0 | 0 | 0 | 0 | 0 | 0 | 0 | 0 | 0 | 0 | 0 | 0 | 0 | 0 | 0 | 0
F3_Industrial_Primary Metals_New_Space Heating_Natural Gas_Furnace_E7 | F3 | Industrial | Primary Metals | New | Space Heating | Natural Gas | Furnace | E7 | System - kBTUs of Conusmption | 0 | 0 | 0 | 0 | 0 | 0 | 0 | 0 | 0 | 0 | 0 | 0 | 0 | 0 | 0 | 0 | 0 | 0 | 0 | 0 | 0 | 0 | 0 | 0 | 0 | 0 | 0 | 0 | 0 | 0
F3_Industrial_Primary Metals_New_Space Heating_Natural Gas_Furnace_E8 | F3 | Industrial | Primary Metals | New | Space Heating | Natural Gas | Furnace | E8 | System - kBTUs of Conusmption | 0 | 0 | 0 | 0 | 0 | 0 | 0 | 0 | 0 | 0 | 0 | 0 | 0 | 0 | 0 | 0 | 0 | 0 | 0 | 0 | 0 | 0 | 0 | 0 | 0 | 0 | 0 | 0 | 0 | 0
F3_Industrial_Primary Metals_New_Space Heating_Natural Gas_Furnace_E9 | F3 | Industrial | Primary Metals | New | Space Heating | Natural Gas | Furnace | E9 | System - kBTUs of Conusmption | 0 | 0 | 0 | 0 | 0 | 0 | 0 | 0 | 0 | 0 | 0 | 0 | 0 | 0 | 0 | 0 | 0 | 0 | 0 | 0 | 0 | 0 | 0 | 0 | 0 | 0 | 0 | 0 | 0 | 0
F3_Industrial_Primary Metals_New_Space Heating_Natural Gas_Furnace_E10 | F3 | Industrial | Primary Metals | New | Space Heating | Natural Gas | Furnace | E10 | System - kBTUs of Conusmption | 0 | 0 | 0 | 0 | 0 | 0 | 0 | 0 | 0 | 0 | 0 | 0 | 0 | 0 | 0 | 0 | 0 | 0 | 0 | 0 | 0 | 0 | 0 | 0 | 0 | 0 | 0 | 0 | 0 | 0
F4_Industrial_Primary Metals_New_Space Heating_Natural Gas_Furnace_E1 | F4 | Industrial | Primary Metals | New | Space Heating | Natural Gas | Furnace | E1 | Utility - Cost of Equipment | 10.5156 | 10.5156 | 10.5156 | 10.5156 | 10.5156 | 10.5156 | 10.5156 | 10.5156 | 10.5156 | 10.5156 | 10.5156 | 10.5156 | 10.5156 | 10.5156 | 10.5156 | 10.5156 | 10.5156 | 10.5156 | 10.5156 | 10.5156 | 10.5156 | 10.5156 | 0 | 0 | 0 | 0 | 0 | 0 | 0 | 0
F4_Industrial_Primary Metals_New_Space Heating_Natural Gas_Furnace_E2 | F4 | Industrial | Primary Metals | New | Space Heating | Natural Gas | Furnace | E2 | Utility - Cost of Equipment | 12.6188 | 12.6188 | 12.6188 | 12.6188 | 12.6188 | 12.6188 | 12.6188 | 12.6188 | 12.6188 | 12.6188 | 12.6188 | 12.6188 | 12.6188 | 12.6188 | 12.6188 | 12.6188 | 12.6188 | 12.6188 | 12.6188 | 12.6188 | 12.6188 | 12.6188 | 0 | 0 | 0 | 0 | 0 | 0 | 0 | 0
F4_Industrial_Primary Metals_New_Space Heating_Natural Gas_Furnace_E3 | F4 | Industrial | Primary Metals | New | Space Heating | Natural Gas | Furnace | E3 | Utility - Cost of Equipment | 14.722 | 14.722 | 14.722 | 14.722 | 14.722 | 14.722 | 14.722 | 14.722 | 14.722 | 14.722 | 14.722 | 14.722 | 14.722 | 14.722 | 14.722 | 14.722 | 14.722 | 14.722 | 14.722 | 14.722 | 14.722 | 14.722 | 0 | 0 | 0 | 0 | 0 | 0 | 0 | 0
F4_Industrial_Primary Metals_New_Space Heating_Natural Gas_Furnace_E4 | F4 | Industrial | Primary Metals | New | Space Heating | Natural Gas | Furnace | E4 | Utility - Cost of Equipment | 0 | 0 | 0 | 0 | 0 | 0 | 0 | 0 | 0 | 0 | 0 | 0 | 0 | 0 | 0 | 0 | 0 | 0 | 0 | 0 | 0 | 0 | 0 | 0 | 0 | 0 | 0 | 0 | 0 | 0
F4_Industrial_Primary Metals_New_Space Heating_Natural Gas_Furnace_E5 | F4 | Industrial | Primary Metals | New | Space Heating | Natural Gas | Furnace | E5 | Utility - Cost of Equipment | 0 | 0 | 0 | 0 | 0 | 0 | 0 | 0 | 0 | 0 | 0 | 0 | 0 | 0 | 0 | 0 | 0 | 0 | 0 | 0 | 0 | 0 | 0 | 0 | 0 | 0 | 0 | 0 | 0 | 0
F4_Industrial_Primary Metals_New_Space Heating_Natural Gas_Furnace_E6 | F4 | Industrial | Primary Metals | New | Space Heating | Natural Gas | Furnace | E6 | Utility - Cost of Equipment | 0 | 0 | 0 | 0 | 0 | 0 | 0 | 0 | 0 | 0 | 0 | 0 | 0 | 0 | 0 | 0 | 0 | 0 | 0 | 0 | 0 | 0 | 0 | 0 | 0 | 0 | 0 | 0 | 0 | 0
F4_Industrial_Primary Metals_New_Space Heating_Natural Gas_Furnace_E7 | F4 | Industrial | Primary Metals | New | Space Heating | Natural Gas | Furnace | E7 | Utility - Cost of Equipment | 0 | 0 | 0 | 0 | 0 | 0 | 0 | 0 | 0 | 0 | 0 | 0 | 0 | 0 | 0 | 0 | 0 | 0 | 0 | 0 | 0 | 0 | 0 | 0 | 0 | 0 | 0 | 0 | 0 | 0
F4_Industrial_Primary Metals_New_Space Heating_Natural Gas_Furnace_E8 | F4 | Industrial | Primary Metals | New | Space Heating | Natural Gas | Furnace | E8 | Utility - Cost of Equipment | 0 | 0 | 0 | 0 | 0 | 0 | 0 | 0 | 0 | 0 | 0 | 0 | 0 | 0 | 0 | 0 | 0 | 0 | 0 | 0 | 0 | 0 | 0 | 0 | 0 | 0 | 0 | 0 | 0 | 0
F4_Industrial_Primary Metals_New_Space Heating_Natural Gas_Furnace_E9 | F4 | Industrial | Primary Metals | New | Space Heating | Natural Gas | Furnace | E9 | Utility - Cost of Equipment | 0 | 0 | 0 | 0 | 0 | 0 | 0 | 0 | 0 | 0 | 0 | 0 | 0 | 0 | 0 | 0 | 0 | 0 | 0 | 0 | 0 | 0 | 0 | 0 | 0 | 0 | 0 | 0 | 0 | 0
F4_Industrial_Primary Metals_New_Space Heating_Natural Gas_Furnace_E10 | F4 | Industrial | Primary Metals | New | Space Heating | Natural Gas | Furnace | E10 | Utility - Cost of Equipment | 0 | 0 | 0 | 0 | 0 | 0 | 0 | 0 | 0 | 0 | 0 | 0 | 0 | 0 | 0 | 0 | 0 | 0 | 0 | 0 | 0 | 0 | 0 | 0 | 0 | 0 | 0 | 0 | 0 | 0
F5_Industrial_Primary Metals_New_Space Heating_Natural Gas_Furnace_E1 | F5 | Industrial | Primary Metals | New | Space Heating | Natural Gas | Furnace | E1 | Utility - Cost of Operation | 146.1577 | 147.7773 | 145.4389 | 143.1984 | 139.351 | 135.5437 | 131.7151 | 128.2208 | 124.7455 | 121.7125 | 118.687 | 115.7461 | 112.8642 | 110.0931 | 107.3779 | 104.7166 | 102.1409 | 99.672 | 97.2595 | 94.9909 | 92.8109 | 90.6977 | 0 | 0 | 0 | 0 | 0 | 0 | 0 | 0
F5_Industrial_Primary Metals_New_Space Heating_Natural Gas_Furnace_E2 | F5 | Industrial | Primary Metals | New | Space Heating | Natural Gas | Furnace | E2 | Utility - Cost of Operation | 129.9146 | 131.3542 | 129.2757 | 127.2842 | 123.8644 | 120.4802 | 117.0771 | 113.9711 | 110.8821 | 108.1862 | 105.4969 | 102.8828 | 100.3211 | 97.858 | 95.4446 | 93.079 | 90.7896 | 88.5951 | 86.4507 | 84.4342 | 82.4964 | 80.6181 | 0 | 0 | 0 | 0 | 0 | 0 | 0 | 0
F5_Industrial_Primary Metals_New_Space Heating_Natural Gas_Furnace_E3 | F5 | Industrial | Primary Metals | New | Space Heating | Natural Gas | Furnace | E3 | Utility - Cost of Operation | 121.7931 | 123.1427 | 121.1941 | 119.3271 | 116.1211 | 112.9485 | 109.7581 | 106.8463 | 103.9504 | 101.423 | 98.9018 | 96.4511 | 94.0496 | 91.7405 | 89.478 | 87.2603 | 85.1139 | 83.0566 | 81.0463 | 79.1559 | 77.3392 | 75.5783 | 0 | 0 | 0 | 0 | 0 | 0 | 0 | 0
F5_Industrial_Primary Metals_New_Space Heating_Natural Gas_Furnace_E4 | F5 | Industrial | Primary Metals | New | Space Heating | Natural Gas | Furnace | E4 | Utility - Cost of Operation | 0 | 0 | 0 | 0 | 0 | 0 | 0 | 0 | 0 | 0 | 0 | 0 | 0 | 0 | 0 | 0 | 0 | 0 | 0 | 0 | 0 | 0 | 0 | 0 | 0 | 0 | 0 | 0 | 0 | 0
F5_Industrial_Primary Metals_New_Space Heating_Natural Gas_Furnace_E5 | F5 | Industrial | Primary Metals | New | Space Heating | Natural Gas | Furnace | E5 | Utility - Cost of Operation | 0 | 0 | 0 | 0 | 0 | 0 | 0 | 0 | 0 | 0 | 0 | 0 | 0 | 0 | 0 | 0 | 0 | 0 | 0 | 0 | 0 | 0 | 0 | 0 | 0 | 0 | 0 | 0 | 0 | 0
F5_Industrial_Primary Metals_New_Space Heating_Natural Gas_Furnace_E6 | F5 | Industrial | Primary Metals | New | Space Heating | Natural Gas | Furnace | E6 | Utility - Cost of Operation | 0 | 0 | 0 | 0 | 0 | 0 | 0 | 0 | 0 | 0 | 0 | 0 | 0 | 0 | 0 | 0 | 0 | 0 | 0 | 0 | 0 | 0 | 0 | 0 | 0 | 0 | 0 | 0 | 0 | 0
F5_Industrial_Primary Metals_New_Space Heating_Natural Gas_Furnace_E7 | F5 | Industrial | Primary Metals | New | Space Heating | Natural Gas | Furnace | E7 | Utility - Cost of Operation | 0 | 0 | 0 | 0 | 0 | 0 | 0 | 0 | 0 | 0 | 0 | 0 | 0 | 0 | 0 | 0 | 0 | 0 | 0 | 0 | 0 | 0 | 0 | 0 | 0 | 0 | 0 | 0 | 0 | 0
F5_Industrial_Primary Metals_New_Space Heating_Natural Gas_Furnace_E8 | F5 | Industrial | Primary Metals | New | Space Heating | Natural Gas | Furnace | E8 | Utility - Cost of Operation | 0 | 0 | 0 | 0 | 0 | 0 | 0 | 0 | 0 | 0 | 0 | 0 | 0 | 0 | 0 | 0 | 0 | 0 | 0 | 0 | 0 | 0 | 0 | 0 | 0 | 0 | 0 | 0 | 0 | 0
F5_Industrial_Primary Metals_New_Space Heating_Natural Gas_Furnace_E9 | F5 | Industrial | Primary Metals | New | Space Heating | Natural Gas | Furnace | E9 | Utility - Cost of Operation | 0 | 0 | 0 | 0 | 0 | 0 | 0 | 0 | 0 | 0 | 0 | 0 | 0 | 0 | 0 | 0 | 0 | 0 | 0 | 0 | 0 | 0 | 0 | 0 | 0 | 0 | 0 | 0 | 0 | 0
F5_Industrial_Primary Metals_New_Space Heating_Natural Gas_Furnace_E10 | F5 | Industrial | Primary Metals | New | Space Heating | Natural Gas | Furnace | E10 | Utility - Cost of Operation | 0 | 0 | 0 | 0 | 0 | 0 | 0 | 0 | 0 | 0 | 0 | 0 | 0 | 0 | 0 | 0 | 0 | 0 | 0 | 0 | 0 | 0 | 0 | 0 | 0 | 0 | 0 | 0 | 0 | 0
F6_Industrial_Primary Metals_New_Space Heating_Natural Gas_Furnace_E1 | F6 | Industrial | Primary Metals | New | Space Heating | Natural Gas | Furnace | E1 | Utility - Value of Sales | 175.1064 | 177.0468 | 174.2453 | 171.561 | 166.9516 | 162.3902 | 157.8033 | 153.6169 | 149.4533 | 145.8195 | 142.1948 | 138.6714 | 135.2186 | 131.8987 | 128.6458 | 125.4573 | 122.3714 | 119.4135 | 116.5232 | 113.8053 | 111.1935 | 108.6617 | 0 | 0 | 0 | 0 | 0 | 0 | 0 | 0
F6_Industrial_Primary Metals_New_Space Heating_Natural Gas_Furnace_E2 | F6 | Industrial | Primary Metals | New | Space Heating | Natural Gas | Furnace | E2 | Utility - Value of Sales | 155.6462 | 157.3709 | 154.8808 | 152.4948 | 148.3976 | 144.3432 | 140.266 | 136.5448 | 132.844 | 129.6141 | 126.3921 | 123.2603 | 120.1913 | 117.2403 | 114.3489 | 111.5148 | 108.7718 | 106.1427 | 103.5736 | 101.1577 | 98.8361 | 96.5857 | 0 | 0 | 0 | 0 | 0 | 0 | 0 | 0
F6_Industrial_Primary Metals_New_Space Heating_Natural Gas_Furnace_E3 | F6 | Industrial | Primary Metals | New | Space Heating | Natural Gas | Furnace | E3 | Utility - Value of Sales | 145.9161 | 147.533 | 145.1985 | 142.9617 | 139.1207 | 135.3196 | 131.4974 | 128.0088 | 124.5393 | 121.5113 | 118.4908 | 115.5547 | 112.6776 | 109.9111 | 107.2004 | 104.5435 | 101.972 | 99.5072 | 97.0987 | 94.8339 | 92.6574 | 90.5477 | 0 | 0 | 0 | 0 | 0 | 0 | 0 | 0
F6_Industrial_Primary Metals_New_Space Heating_Natural Gas_Furnace_E4 | F6 | Industrial | Primary Metals | New | Space Heating | Natural Gas | Furnace | E4 | Utility - Value of Sales | 0 | 0 | 0 | 0 | 0 | 0 | 0 | 0 | 0 | 0 | 0 | 0 | 0 | 0 | 0 | 0 | 0 | 0 | 0 | 0 | 0 | 0 | 0 | 0 | 0 | 0 | 0 | 0 | 0 | 0
F6_Industrial_Primary Metals_New_Space Heating_Natural Gas_Furnace_E5 | F6 | Industrial | Primary Metals | New | Space Heating | Natural Gas | Furnace | E5 | Utility - Value of Sales | 0 | 0 | 0 | 0 | 0 | 0 | 0 | 0 | 0 | 0 | 0 | 0 | 0 | 0 | 0 | 0 | 0 | 0 | 0 | 0 | 0 | 0 | 0 | 0 | 0 | 0 | 0 | 0 | 0 | 0
F6_Industrial_Primary Metals_New_Space Heating_Natural Gas_Furnace_E6 | F6 | Industrial | Primary Metals | New | Space Heating | Natural Gas | Furnace | E6 | Utility - Value of Sales | 0 | 0 | 0 | 0 | 0 | 0 | 0 | 0 | 0 | 0 | 0 | 0 | 0 | 0 | 0 | 0 | 0 | 0 | 0 | 0 | 0 | 0 | 0 | 0 | 0 | 0 | 0 | 0 | 0 | 0
F6_Industrial_Primary Metals_New_Space Heating_Natural Gas_Furnace_E7 | F6 | Industrial | Primary Metals | New | Space Heating | Natural Gas | Furnace | E7 | Utility - Value of Sales | 0 | 0 | 0 | 0 | 0 | 0 | 0 | 0 | 0 | 0 | 0 | 0 | 0 | 0 | 0 | 0 | 0 | 0 | 0 | 0 | 0 | 0 | 0 | 0 | 0 | 0 | 0 | 0 | 0 | 0
F6_Industrial_Primary Metals_New_Space Heating_Natural Gas_Furnace_E8 | F6 | Industrial | Primary Metals | New | Space Heating | Natural Gas | Furnace | E8 | Utility - Value of Sales | 0 | 0 | 0 | 0 | 0 | 0 | 0 | 0 | 0 | 0 | 0 | 0 | 0 | 0 | 0 | 0 | 0 | 0 | 0 | 0 | 0 | 0 | 0 | 0 | 0 | 0 | 0 | 0 | 0 | 0
F6_Industrial_Primary Metals_New_Space Heating_Natural Gas_Furnace_E9 | F6 | Industrial | Primary Metals | New | Space Heating | Natural Gas | Furnace | E9 | Utility - Value of Sales | 0 | 0 | 0 | 0 | 0 | 0 | 0 | 0 | 0 | 0 | 0 | 0 | 0 | 0 | 0 | 0 | 0 | 0 | 0 | 0 | 0 | 0 | 0 | 0 | 0 | 0 | 0 | 0 | 0 | 0
F6_Industrial_Primary Metals_New_Space Heating_Natural Gas_Furnace_E10 | F6 | Industrial | Primary Metals | New | Space Heating | Natural Gas | Furnace | E10 | Utility - Value of Sales | 0 | 0 | 0 | 0 | 0 | 0 | 0 | 0 | 0 | 0 | 0 | 0 | 0 | 0 | 0 | 0 | 0 | 0 | 0 | 0 | 0 | 0 | 0 | 0 | 0 | 0 | 0 | 0 | 0 | 0
F1_Industrial_Primary Metals_New_Space Heating_Natural Gas_Boiler_E1 | F1 | Industrial | Primary Metals | New | Space Heating | Natural Gas | Boiler | E1 | Participant - Cost of Equipment | 88.5739 | 88.5739 | 88.5739 | 88.5739 | 88.5739 | 88.5739 | 88.5739 | 88.5739 | 88.5739 | 88.5739 | 88.5739 | 88.5739 | 88.5739 | 88.5739 | 88.5739 | 88.5739 | 88.5739 | 88.5739 | 88.5739 | 88.5739 | 88.5739 | 88.5739 | 0 | 0 | 0 | 0 | 0 | 0 | 0 | 0
F1_Industrial_Primary Metals_New_Space Heating_Natural Gas_Boiler_E2 | F1 | Industrial | Primary Metals | New | Space Heating | Natural Gas | Boiler | E2 | Participant - Cost of Equipment | 98.9662 | 98.9662 | 98.9662 | 98.9662 | 98.9662 | 98.9662 | 98.9662 | 98.9662 | 98.9662 | 98.9662 | 98.9662 | 98.9662 | 98.9662 | 98.9662 | 98.9662 | 98.9662 | 98.9662 | 98.9662 | 98.9662 | 98.9662 | 98.9662 | 98.9662 | 0 | 0 | 0 | 0 | 0 | 0 | 0 | 0
F1_Industrial_Primary Metals_New_Space Heating_Natural Gas_Boiler_E3 | F1 | Industrial | Primary Metals | New | Space Heating | Natural Gas | Boiler | E3 | Participant - Cost of Equipment | 119.8376 | 119.8376 | 119.8376 | 119.8376 | 119.8376 | 119.8376 | 119.8376 | 119.8376 | 119.8376 | 119.8376 | 119.8376 | 119.8376 | 119.8376 | 119.8376 | 119.8376 | 119.8376 | 119.8376 | 119.8376 | 119.8376 | 119.8376 | 119.8376 | 119.8376 | 0 | 0 | 0 | 0 | 0 | 0 | 0 | 0
F1_Industrial_Primary Metals_New_Space Heating_Natural Gas_Boiler_E4 | F1 | Industrial | Primary Metals | New | Space Heating | Natural Gas | Boiler | E4 | Participant - Cost of Equipment | 489423.175 | 489423.175 | 489423.175 | 489423.175 | 489423.175 | 489423.175 | 489423.175 | 489423.175 | 489423.175 | 489423.175 | 489423.175 | 489423.175 | 489423.175 | 489423.175 | 489423.175 | 489423.175 | 489423.175 | 489423.175 | 489423.175 | 489423.175 | 489423.175 | 489423.175 | 0 | 0 | 0 | 0 | 0 | 0 | 0 | 0
F1_Industrial_Primary Metals_New_Space Heating_Natural Gas_Boiler_E5 | F1 | Industrial | Primary Metals | New | Space Heating | Natural Gas | Boiler | E5 | Participant - Cost of Equipment | 0 | 0 | 0 | 0 | 0 | 0 | 0 | 0 | 0 | 0 | 0 | 0 | 0 | 0 | 0 | 0 | 0 | 0 | 0 | 0 | 0 | 0 | 0 | 0 | 0 | 0 | 0 | 0 | 0 | 0
F1_Industrial_Primary Metals_New_Space Heating_Natural Gas_Boiler_E6 | F1 | Industrial | Primary Metals | New | Space Heating | Natural Gas | Boiler | E6 | Participant - Cost of Equipment | 0 | 0 | 0 | 0 | 0 | 0 | 0 | 0 | 0 | 0 | 0 | 0 | 0 | 0 | 0 | 0 | 0 | 0 | 0 | 0 | 0 | 0 | 0 | 0 | 0 | 0 | 0 | 0 | 0 | 0
F1_Industrial_Primary Metals_New_Space Heating_Natural Gas_Boiler_E7 | F1 | Industrial | Primary Metals | New | Space Heating | Natural Gas | Boiler | E7 | Participant - Cost of Equipment | 0 | 0 | 0 | 0 | 0 | 0 | 0 | 0 | 0 | 0 | 0 | 0 | 0 | 0 | 0 | 0 | 0 | 0 | 0 | 0 | 0 | 0 | 0 | 0 | 0 | 0 | 0 | 0 | 0 | 0
F1_Industrial_Primary Metals_New_Space Heating_Natural Gas_Boiler_E8 | F1 | Industrial | Primary Metals | New | Space Heating | Natural Gas | Boiler | E8 | Participant - Cost of Equipment | 0 | 0 | 0 | 0 | 0 | 0 | 0 | 0 | 0 | 0 | 0 | 0 | 0 | 0 | 0 | 0 | 0 | 0 | 0 | 0 | 0 | 0 | 0 | 0 | 0 | 0 | 0 | 0 | 0 | 0
F1_Industrial_Primary Metals_New_Space Heating_Natural Gas_Boiler_E9 | F1 | Industrial | Primary Metals | New | Space Heating | Natural Gas | Boiler | E9 | Participant - Cost of Equipment | 0 | 0 | 0 | 0 | 0 | 0 | 0 | 0 | 0 | 0 | 0 | 0 | 0 | 0 | 0 | 0 | 0 | 0 | 0 | 0 | 0 | 0 | 0 | 0 | 0 | 0 | 0 | 0 | 0 | 0
F1_Industrial_Primary Metals_New_Space Heating_Natural Gas_Boiler_E10 | F1 | Industrial | Primary Metals | New | Space Heating | Natural Gas | Boiler | E10 | Participant - Cost of Equipment | 0 | 0 | 0 | 0 | 0 | 0 | 0 | 0 | 0 | 0 | 0 | 0 | 0 | 0 | 0 | 0 | 0 | 0 | 0 | 0 | 0 | 0 | 0 | 0 | 0 | 0 | 0 | 0 | 0 | 0
F2_Industrial_Primary Metals_New_Space Heating_Natural Gas_Boiler_E1 | F2 | Industrial | Primary Metals | New | Space Heating | Natural Gas | Boiler | E1 | Participant - Cost of Operation | 759.7022 | 766.9946 | 754.6207 | 742.7559 | 722.9071 | 703.2739 | 683.5504 | 665.5067 | 647.5729 | 631.8558 | 616.1903 | 600.9599 | 586.0369 | 571.6792 | 557.6131 | 543.8276 | 530.4969 | 517.7293 | 505.276 | 493.5755 | 482.3547 | 471.5092 | 0 | 0 | 0 | 0 | 0 | 0 | 0 | 0
F2_Industrial_Primary Metals_New_Space Heating_Natural Gas_Boiler_E2 | F2 | Industrial | Primary Metals | New | Space Heating | Natural Gas | Boiler | E2 | Participant - Cost of Operation | 715.0219 | 721.8854 | 710.2392 | 699.0722 | 680.3907 | 661.9122 | 643.3488 | 626.3663 | 609.4872 | 594.6944 | 579.9503 | 565.6157 | 551.5704 | 538.0571 | 524.8182 | 511.8435 | 499.2968 | 487.2801 | 475.5592 | 464.5469 | 453.986 | 443.7784 | 0 | 0 | 0 | 0 | 0 | 0 | 0 | 0
F2_Industrial_Primary Metals_New_Space Heating_Natural Gas_Boiler_E3 | F2 | Industrial | Primary Metals | New | Space Heating | Natural Gas | Boiler | E3 | Participant - Cost of Operation | 626.6147 | 632.6296 | 622.4234 | 612.6371 | 596.2655 | 580.0717 | 563.8035 | 548.9207 | 534.1286 | 521.1649 | 508.2437 | 495.6815 | 483.3728 | 471.5303 | 459.9283 | 448.5578 | 437.5625 | 427.0315 | 416.7598 | 407.1091 | 397.854 | 388.9085 | 0 | 0 | 0 | 0 | 0 | 0 | 0 | 0
F2_Industrial_Primary Metals_New_Space Heating_Natural Gas_Boiler_E4 | F2 | Industrial | Primary Metals | New | Space Heating | Natural Gas | Boiler | E4 | Participant - Cost of Operation | 464.8195 | 474.7839 | 468.4741 | 462.4492 | 449.7516 | 437.111 | 424.2751 | 412.7049 | 401.1253 | 391.2652 | 381.3706 | 371.7642 | 362.3427 | 353.3194 | 344.4712 | 335.7905 | 327.4087 | 319.402 | 311.5535 | 304.2092 | 297.1305 | 290.2165 | 0 | 0 | 0 | 0 | 0 | 0 | 0 | 0
F2_Industrial_Primary Metals_New_Space Heating_Natural Gas_Boiler_E5 | F2 | Industrial | Primary Metals | New | Space Heating | Natural Gas | Boiler | E5 | Participant - Cost of Operation | 0 | 0 | 0 | 0 | 0 | 0 | 0 | 0 | 0 | 0 | 0 | 0 | 0 | 0 | 0 | 0 | 0 | 0 | 0 | 0 | 0 | 0 | 0 | 0 | 0 | 0 | 0 | 0 | 0 | 0
F2_Industrial_Primary Metals_New_Space Heating_Natural Gas_Boiler_E6 | F2 | Industrial | Primary Metals | New | Space Heating | Natural Gas | Boiler | E6 | Participant - Cost of Operation | 0 | 0 | 0 | 0 | 0 | 0 | 0 | 0 | 0 | 0 | 0 | 0 | 0 | 0 | 0 | 0 | 0 | 0 | 0 | 0 | 0 | 0 | 0 | 0 | 0 | 0 | 0 | 0 | 0 | 0
F2_Industrial_Primary Metals_New_Space Heating_Natural Gas_Boiler_E7 | F2 | Industrial | Primary Metals | New | Space Heating | Natural Gas | Boiler | E7 | Participant - Cost of Operation | 0 | 0 | 0 | 0 | 0 | 0 | 0 | 0 | 0 | 0 | 0 | 0 | 0 | 0 | 0 | 0 | 0 | 0 | 0 | 0 | 0 | 0 | 0 | 0 | 0 | 0 | 0 | 0 | 0 | 0
F2_Industrial_Primary Metals_New_Space Heating_Natural Gas_Boiler_E8 | F2 | Industrial | Primary Metals | New | Space Heating | Natural Gas | Boiler | E8 | Participant - Cost of Operation | 0 | 0 | 0 | 0 | 0 | 0 | 0 | 0 | 0 | 0 | 0 | 0 | 0 | 0 | 0 | 0 | 0 | 0 | 0 | 0 | 0 | 0 | 0 | 0 | 0 | 0 | 0 | 0 | 0 | 0
F2_Industrial_Primary Metals_New_Space Heating_Natural Gas_Boiler_E9 | F2 | Industrial | Primary Metals | New | Space Heating | Natural Gas | Boiler | E9 | Participant - Cost of Operation | 0 | 0 | 0 | 0 | 0 | 0 | 0 | 0 | 0 | 0 | 0 | 0 | 0 | 0 | 0 | 0 | 0 | 0 | 0 | 0 | 0 | 0 | 0 | 0 | 0 | 0 | 0 | 0 | 0 | 0
F2_Industrial_Primary Metals_New_Space Heating_Natural Gas_Boiler_E10 | F2 | Industrial | Primary Metals | New | Space Heating | Natural Gas | Boiler | E10 | Participant - Cost of Operation | 0 | 0 | 0 | 0 | 0 | 0 | 0 | 0 | 0 | 0 | 0 | 0 | 0 | 0 | 0 | 0 | 0 | 0 | 0 | 0 | 0 | 0 | 0 | 0 | 0 | 0 | 0 | 0 | 0 | 0
F3_Industrial_Primary Metals_New_Space Heating_Natural Gas_Boiler_E1 | F3 | Industrial | Primary Metals | New | Space Heating | Natural Gas | Boiler | E1 | System - kBTUs of Conusmption | 126655.8436 | 126655.8436 | 126655.8436 | 126655.8436 | 126655.8436 | 126655.8436 | 126655.8436 | 126655.8436 | 126655.8436 | 126655.8436 | 126655.8436 | 126655.8436 | 126655.8436 | 126655.8436 | 126655.8436 | 126655.8436 | 126655.8436 | 126655.8436 | 126655.8436 | 126655.8436 | 126655.8436 | 126655.8436 | 0 | 0 | 0 | 0 | 0 | 0 | 0 | 0
F3_Industrial_Primary Metals_New_Space Heating_Natural Gas_Boiler_E2 | F3 | Industrial | Primary Metals | New | Space Heating | Natural Gas | Boiler | E2 | System - kBTUs of Conusmption | 119206.8358 | 119206.8358 | 119206.8358 | 119206.8358 | 119206.8358 | 119206.8358 | 119206.8358 | 119206.8358 | 119206.8358 | 119206.8358 | 119206.8358 | 119206.8358 | 119206.8358 | 119206.8358 | 119206.8358 | 119206.8358 | 119206.8358 | 119206.8358 | 119206.8358 | 119206.8358 | 119206.8358 | 119206.8358 | 0 | 0 | 0 | 0 | 0 | 0 | 0 | 0
F3_Industrial_Primary Metals_New_Space Heating_Natural Gas_Boiler_E3 | F3 | Industrial | Primary Metals | New | Space Heating | Natural Gas | Boiler | E3 | System - kBTUs of Conusmption | 104467.7928 | 104467.7928 | 104467.7928 | 104467.7928 | 104467.7928 | 104467.7928 | 104467.7928 | 104467.7928 | 104467.7928 | 104467.7928 | 104467.7928 | 104467.7928 | 104467.7928 | 104467.7928 | 104467.7928 | 104467.7928 | 104467.7928 | 104467.7928 | 104467.7928 | 104467.7928 | 104467.7928 | 104467.7928 | 0 | 0 | 0 | 0 | 0 | 0 | 0 | 0
F3_Industrial_Primary Metals_New_Space Heating_Natural Gas_Boiler_E4 | F3 | Industrial | Primary Metals | New | Space Heating | Natural Gas | Boiler | E4 | System - kBTUs of Conusmption | 72374.7678 | 72374.7678 | 72374.7678 | 72374.7678 | 72374.7678 | 72374.7678 | 72374.7678 | 72374.7678 | 72374.7678 | 72374.7678 | 72374.7678 | 72374.7678 | 72374.7678 | 72374.7678 | 72374.7678 | 72374.7678 | 72374.7678 | 72374.7678 | 72374.7678 | 72374.7678 | 72374.7678 | 72374.7678 | 0 | 0 | 0 | 0 | 0 | 0 | 0 | 0
F3_Industrial_Primary Metals_New_Space Heating_Natural Gas_Boiler_E5 | F3 | Industrial | Primary Metals | New | Space Heating | Natural Gas | Boiler | E5 | System - kBTUs of Conusmption | 0 | 0 | 0 | 0 | 0 | 0 | 0 | 0 | 0 | 0 | 0 | 0 | 0 | 0 | 0 | 0 | 0 | 0 | 0 | 0 | 0 | 0 | 0 | 0 | 0 | 0 | 0 | 0 | 0 | 0
F3_Industrial_Primary Metals_New_Space Heating_Natural Gas_Boiler_E6 | F3 | Industrial | Primary Metals | New | Space Heating | Natural Gas | Boiler | E6 | System - kBTUs of Conusmption | 0 | 0 | 0 | 0 | 0 | 0 | 0 | 0 | 0 | 0 | 0 | 0 | 0 | 0 | 0 | 0 | 0 | 0 | 0 | 0 | 0 | 0 | 0 | 0 | 0 | 0 | 0 | 0 | 0 | 0
F3_Industrial_Primary Metals_New_Space Heating_Natural Gas_Boiler_E7 | F3 | Industrial | Primary Metals | New | Space Heating | Natural Gas | Boiler | E7 | System - kBTUs of Conusmption | 0 | 0 | 0 | 0 | 0 | 0 | 0 | 0 | 0 | 0 | 0 | 0 | 0 | 0 | 0 | 0 | 0 | 0 | 0 | 0 | 0 | 0 | 0 | 0 | 0 | 0 | 0 | 0 | 0 | 0
F3_Industrial_Primary Metals_New_Space Heating_Natural Gas_Boiler_E8 | F3 | Industrial | Primary Metals | New | Space Heating | Natural Gas | Boiler | E8 | System - kBTUs of Conusmption | 0 | 0 | 0 | 0 | 0 | 0 | 0 | 0 | 0 | 0 | 0 | 0 | 0 | 0 | 0 | 0 | 0 | 0 | 0 | 0 | 0 | 0 | 0 | 0 | 0 | 0 | 0 | 0 | 0 | 0
F3_Industrial_Primary Metals_New_Space Heating_Natural Gas_Boiler_E9 | F3 | Industrial | Primary Metals | New | Space Heating | Natural Gas | Boiler | E9 | System - kBTUs of Conusmption | 0 | 0 | 0 | 0 | 0 | 0 | 0 | 0 | 0 | 0 | 0 | 0 | 0 | 0 | 0 | 0 | 0 | 0 | 0 | 0 | 0 | 0 | 0 | 0 | 0 | 0 | 0 | 0 | 0 | 0
F3_Industrial_Primary Metals_New_Space Heating_Natural Gas_Boiler_E10 | F3 | Industrial | Primary Metals | New | Space Heating | Natural Gas | Boiler | E10 | System - kBTUs of Conusmption | 0 | 0 | 0 | 0 | 0 | 0 | 0 | 0 | 0 | 0 | 0 | 0 | 0 | 0 | 0 | 0 | 0 | 0 | 0 | 0 | 0 | 0 | 0 | 0 | 0 | 0 | 0 | 0 | 0 | 0
F4_Industrial_Primary Metals_New_Space Heating_Natural Gas_Boiler_E1 | F4 | Industrial | Primary Metals | New | Space Heating | Natural Gas | Boiler | E1 | Utility - Cost of Equipment | 88.5739 | 88.5739 | 88.5739 | 88.5739 | 88.5739 | 88.5739 | 88.5739 | 88.5739 | 88.5739 | 88.5739 | 88.5739 | 88.5739 | 88.5739 | 88.5739 | 88.5739 | 88.5739 | 88.5739 | 88.5739 | 88.5739 | 88.5739 | 88.5739 | 88.5739 | 0 | 0 | 0 | 0 | 0 | 0 | 0 | 0
F4_Industrial_Primary Metals_New_Space Heating_Natural Gas_Boiler_E2 | F4 | Industrial | Primary Metals | New | Space Heating | Natural Gas | Boiler | E2 | Utility - Cost of Equipment | 98.9662 | 98.9662 | 98.9662 | 98.9662 | 98.9662 | 98.9662 | 98.9662 | 98.9662 | 98.9662 | 98.9662 | 98.9662 | 98.9662 | 98.9662 | 98.9662 | 98.9662 | 98.9662 | 98.9662 | 98.9662 | 98.9662 | 98.9662 | 98.9662 | 98.9662 | 0 | 0 | 0 | 0 | 0 | 0 | 0 | 0
F4_Industrial_Primary Metals_New_Space Heating_Natural Gas_Boiler_E3 | F4 | Industrial | Primary Metals | New | Space Heating | Natural Gas | Boiler | E3 | Utility - Cost of Equipment | 119.8376 | 119.8376 | 119.8376 | 119.8376 | 119.8376 | 119.8376 | 119.8376 | 119.8376 | 119.8376 | 119.8376 | 119.8376 | 119.8376 | 119.8376 | 119.8376 | 119.8376 | 119.8376 | 119.8376 | 119.8376 | 119.8376 | 119.8376 | 119.8376 | 119.8376 | 0 | 0 | 0 | 0 | 0 | 0 | 0 | 0
F4_Industrial_Primary Metals_New_Space Heating_Natural Gas_Boiler_E4 | F4 | Industrial | Primary Metals | New | Space Heating | Natural Gas | Boiler | E4 | Utility - Cost of Equipment | 489423.175 | 489423.175 | 489423.175 | 489423.175 | 489423.175 | 489423.175 | 489423.175 | 489423.175 | 489423.175 | 489423.175 | 489423.175 | 489423.175 | 489423.175 | 489423.175 | 489423.175 | 489423.175 | 489423.175 | 489423.175 | 489423.175 | 489423.175 | 489423.175 | 489423.175 | 0 | 0 | 0 | 0 | 0 | 0 | 0 | 0
F4_Industrial_Primary Metals_New_Space Heating_Natural Gas_Boiler_E5 | F4 | Industrial | Primary Metals | New | Space Heating | Natural Gas | Boiler | E5 | Utility - Cost of Equipment | 0 | 0 | 0 | 0 | 0 | 0 | 0 | 0 | 0 | 0 | 0 | 0 | 0 | 0 | 0 | 0 | 0 | 0 | 0 | 0 | 0 | 0 | 0 | 0 | 0 | 0 | 0 | 0 | 0 | 0
F4_Industrial_Primary Metals_New_Space Heating_Natural Gas_Boiler_E6 | F4 | Industrial | Primary Metals | New | Space Heating | Natural Gas | Boiler | E6 | Utility - Cost of Equipment | 0 | 0 | 0 | 0 | 0 | 0 | 0 | 0 | 0 | 0 | 0 | 0 | 0 | 0 | 0 | 0 | 0 | 0 | 0 | 0 | 0 | 0 | 0 | 0 | 0 | 0 | 0 | 0 | 0 | 0
F4_Industrial_Primary Metals_New_Space Heating_Natural Gas_Boiler_E7 | F4 | Industrial | Primary Metals | New | Space Heating | Natural Gas | Boiler | E7 | Utility - Cost of Equipment | 0 | 0 | 0 | 0 | 0 | 0 | 0 | 0 | 0 | 0 | 0 | 0 | 0 | 0 | 0 | 0 | 0 | 0 | 0 | 0 | 0 | 0 | 0 | 0 | 0 | 0 | 0 | 0 | 0 | 0
F4_Industrial_Primary Metals_New_Space Heating_Natural Gas_Boiler_E8 | F4 | Industrial | Primary Metals | New | Space Heating | Natural Gas | Boiler | E8 | Utility - Cost of Equipment | 0 | 0 | 0 | 0 | 0 | 0 | 0 | 0 | 0 | 0 | 0 | 0 | 0 | 0 | 0 | 0 | 0 | 0 | 0 | 0 | 0 | 0 | 0 | 0 | 0 | 0 | 0 | 0 | 0 | 0
F4_Industrial_Primary Metals_New_Space Heating_Natural Gas_Boiler_E9 | F4 | Industrial | Primary Metals | New | Space Heating | Natural Gas | Boiler | E9 | Utility - Cost of Equipment | 0 | 0 | 0 | 0 | 0 | 0 | 0 | 0 | 0 | 0 | 0 | 0 | 0 | 0 | 0 | 0 | 0 | 0 | 0 | 0 | 0 | 0 | 0 | 0 | 0 | 0 | 0 | 0 | 0 | 0
F4_Industrial_Primary Metals_New_Space Heating_Natural Gas_Boiler_E10 | F4 | Industrial | Primary Metals | New | Space Heating | Natural Gas | Boiler | E10 | Utility - Cost of Equipment | 0 | 0 | 0 | 0 | 0 | 0 | 0 | 0 | 0 | 0 | 0 | 0 | 0 | 0 | 0 | 0 | 0 | 0 | 0 | 0 | 0 | 0 | 0 | 0 | 0 | 0 | 0 | 0 | 0 | 0
F5_Industrial_Primary Metals_New_Space Heating_Natural Gas_Boiler_E1 | F5 | Industrial | Primary Metals | New | Space Heating | Natural Gas | Boiler | E1 | Utility - Cost of Operation | 634.1076 | 640.1944 | 629.8662 | 619.9629 | 603.3955 | 587.008 | 570.5453 | 555.4846 | 540.5156 | 527.3968 | 514.3212 | 501.6087 | 489.1528 | 477.1687 | 465.428 | 453.9216 | 442.7947 | 432.1378 | 421.7433 | 411.9772 | 402.6114 | 393.5589 | 0 | 0 | 0 | 0 | 0 | 0 | 0 | 0
F5_Industrial_Primary Metals_New_Space Heating_Natural Gas_Boiler_E2 | F5 | Industrial | Primary Metals | New | Space Heating | Natural Gas | Boiler | E2 | Utility - Cost of Operation | 596.8139 | 602.5427 | 592.8218 | 583.501 | 567.908 | 552.4844 | 536.9898 | 522.8149 | 508.7263 | 496.3791 | 484.0724 | 472.1076 | 460.3843 | 449.105 | 438.0548 | 427.2251 | 416.7527 | 406.7225 | 396.9394 | 387.7476 | 378.9327 | 370.4126 | 0 | 0 | 0 | 0 | 0 | 0 | 0 | 0
F5_Industrial_Primary Metals_New_Space Heating_Natural Gas_Boiler_E3 | F5 | Industrial | Primary Metals | New | Space Heating | Natural Gas | Boiler | E3 | Utility - Cost of Operation | 523.0223 | 528.0427 | 519.5238 | 511.3554 | 497.6904 | 484.1738 | 470.595 | 458.1727 | 445.826 | 435.0055 | 424.2205 | 413.735 | 403.4612 | 393.5765 | 383.8926 | 374.4019 | 365.2243 | 356.4343 | 347.8607 | 339.8055 | 332.0804 | 324.6138 | 0 | 0 | 0 | 0 | 0 | 0 | 0 | 0
F5_Industrial_Primary Metals_New_Space Heating_Natural Gas_Boiler_E4 | F5 | Industrial | Primary Metals | New | Space Heating | Natural Gas | Boiler | E4 | Utility - Cost of Operation | 387.9752 | 396.2923 | 391.0256 | 385.9967 | 375.3983 | 364.8474 | 354.1336 | 344.4762 | 334.8109 | 326.5809 | 318.3221 | 310.3038 | 302.4399 | 294.9083 | 287.5229 | 280.2774 | 273.2812 | 266.5982 | 260.0472 | 253.917 | 248.0086 | 242.2377 | 0 | 0 | 0 | 0 | 0 | 0 | 0 | 0
F5_Industrial_Primary Metals_New_Space Heating_Natural Gas_Boiler_E5 | F5 | Industrial | Primary Metals | New | Space Heating | Natural Gas | Boiler | E5 | Utility - Cost of Operation | 0 | 0 | 0 | 0 | 0 | 0 | 0 | 0 | 0 | 0 | 0 | 0 | 0 | 0 | 0 | 0 | 0 | 0 | 0 | 0 | 0 | 0 | 0 | 0 | 0 | 0 | 0 | 0 | 0 | 0
F5_Industrial_Primary Metals_New_Space Heating_Natural Gas_Boiler_E6 | F5 | Industrial | Primary Metals | New | Space Heating | Natural Gas | Boiler | E6 | Utility - Cost of Operation | 0 | 0 | 0 | 0 | 0 | 0 | 0 | 0 | 0 | 0 | 0 | 0 | 0 | 0 | 0 | 0 | 0 | 0 | 0 | 0 | 0 | 0 | 0 | 0 | 0 | 0 | 0 | 0 | 0 | 0
F5_Industrial_Primary Metals_New_Space Heating_Natural Gas_Boiler_E7 | F5 | Industrial | Primary Metals | New | Space Heating | Natural Gas | Boiler | E7 | Utility - Cost of Operation | 0 | 0 | 0 | 0 | 0 | 0 | 0 | 0 | 0 | 0 | 0 | 0 | 0 | 0 | 0 | 0 | 0 | 0 | 0 | 0 | 0 | 0 | 0 | 0 | 0 | 0 | 0 | 0 | 0 | 0
F5_Industrial_Primary Metals_New_Space Heating_Natural Gas_Boiler_E8 | F5 | Industrial | Primary Metals | New | Space Heating | Natural Gas | Boiler | E8 | Utility - Cost of Operation | 0 | 0 | 0 | 0 | 0 | 0 | 0 | 0 | 0 | 0 | 0 | 0 | 0 | 0 | 0 | 0 | 0 | 0 | 0 | 0 | 0 | 0 | 0 | 0 | 0 | 0 | 0 | 0 | 0 | 0
F5_Industrial_Primary Metals_New_Space Heating_Natural Gas_Boiler_E9 | F5 | Industrial | Primary Metals | New | Space Heating | Natural Gas | Boiler | E9 | Utility - Cost of Operation | 0 | 0 | 0 | 0 | 0 | 0 | 0 | 0 | 0 | 0 | 0 | 0 | 0 | 0 | 0 | 0 | 0 | 0 | 0 | 0 | 0 | 0 | 0 | 0 | 0 | 0 | 0 | 0 | 0 | 0
F5_Industrial_Primary Metals_New_Space Heating_Natural Gas_Boiler_E10 | F5 | Industrial | Primary Metals | New | Space Heating | Natural Gas | Boiler | E10 | Utility - Cost of Operation | 0 | 0 | 0 | 0 | 0 | 0 | 0 | 0 | 0 | 0 | 0 | 0 | 0 | 0 | 0 | 0 | 0 | 0 | 0 | 0 | 0 | 0 | 0 | 0 | 0 | 0 | 0 | 0 | 0 | 0
F6_Industrial_Primary Metals_New_Space Heating_Natural Gas_Boiler_E1 | F6 | Industrial | Primary Metals | New | Space Heating | Natural Gas | Boiler | E1 | Utility - Value of Sales | 759.7022 | 766.9946 | 754.6207 | 742.7559 | 722.9071 | 703.2739 | 683.5504 | 665.5067 | 647.5729 | 631.8558 | 616.1903 | 600.9599 | 586.0369 | 571.6792 | 557.6131 | 543.8276 | 530.4969 | 517.7293 | 505.276 | 493.5755 | 482.3547 | 471.5092 | 0 | 0 | 0 | 0 | 0 | 0 | 0 | 0
F6_Industrial_Primary Metals_New_Space Heating_Natural Gas_Boiler_E2 | F6 | Industrial | Primary Metals | New | Space Heating | Natural Gas | Boiler | E2 | Utility - Value of Sales | 715.0219 | 721.8854 | 710.2392 | 699.0722 | 680.3907 | 661.9122 | 643.3488 | 626.3663 | 609.4872 | 594.6944 | 579.9503 | 565.6157 | 551.5704 | 538.0571 | 524.8182 | 511.8435 | 499.2968 | 487.2801 | 475.5592 | 464.5469 | 453.986 | 443.7784 | 0 | 0 | 0 | 0 | 0 | 0 | 0 | 0
F6_Industrial_Primary Metals_New_Space Heating_Natural Gas_Boiler_E3 | F6 | Industrial | Primary Metals | New | Space Heating | Natural Gas | Boiler | E3 | Utility - Value of Sales | 626.6147 | 632.6296 | 622.4234 | 612.6371 | 596.2655 | 580.0717 | 563.8035 | 548.9207 | 534.1286 | 521.1649 | 508.2437 | 495.6815 | 483.3728 | 471.5303 | 459.9283 | 448.5578 | 437.5625 | 427.0315 | 416.7598 | 407.1091 | 397.854 | 388.9085 | 0 | 0 | 0 | 0 | 0 | 0 | 0 | 0
F6_Industrial_Primary Metals_New_Space Heating_Natural Gas_Boiler_E4 | F6 | Industrial | Primary Metals | New | Space Heating | Natural Gas | Boiler | E4 | Utility - Value of Sales | 464.8195 | 474.7839 | 468.4741 | 462.4492 | 449.7516 | 437.111 | 424.2751 | 412.7049 | 401.1253 | 391.2652 | 381.3706 | 371.7642 | 362.3427 | 353.3194 | 344.4712 | 335.7905 | 327.4087 | 319.402 | 311.5535 | 304.2092 | 297.1305 | 290.2165 | 0 | 0 | 0 | 0 | 0 | 0 | 0 | 0
F6_Industrial_Primary Metals_New_Space Heating_Natural Gas_Boiler_E5 | F6 | Industrial | Primary Metals | New | Space Heating | Natural Gas | Boiler | E5 | Utility - Value of Sales | 0 | 0 | 0 | 0 | 0 | 0 | 0 | 0 | 0 | 0 | 0 | 0 | 0 | 0 | 0 | 0 | 0 | 0 | 0 | 0 | 0 | 0 | 0 | 0 | 0 | 0 | 0 | 0 | 0 | 0
F6_Industrial_Primary Metals_New_Space Heating_Natural Gas_Boiler_E6 | F6 | Industrial | Primary Metals | New | Space Heating | Natural Gas | Boiler | E6 | Utility - Value of Sales | 0 | 0 | 0 | 0 | 0 | 0 | 0 | 0 | 0 | 0 | 0 | 0 | 0 | 0 | 0 | 0 | 0 | 0 | 0 | 0 | 0 | 0 | 0 | 0 | 0 | 0 | 0 | 0 | 0 | 0
F6_Industrial_Primary Metals_New_Space Heating_Natural Gas_Boiler_E7 | F6 | Industrial | Primary Metals | New | Space Heating | Natural Gas | Boiler | E7 | Utility - Value of Sales | 0 | 0 | 0 | 0 | 0 | 0 | 0 | 0 | 0 | 0 | 0 | 0 | 0 | 0 | 0 | 0 | 0 | 0 | 0 | 0 | 0 | 0 | 0 | 0 | 0 | 0 | 0 | 0 | 0 | 0
F6_Industrial_Primary Metals_New_Space Heating_Natural Gas_Boiler_E8 | F6 | Industrial | Primary Metals | New | Space Heating | Natural Gas | Boiler | E8 | Utility - Value of Sales | 0 | 0 | 0 | 0 | 0 | 0 | 0 | 0 | 0 | 0 | 0 | 0 | 0 | 0 | 0 | 0 | 0 | 0 | 0 | 0 | 0 | 0 | 0 | 0 | 0 | 0 | 0 | 0 | 0 | 0
F6_Industrial_Primary Metals_New_Space Heating_Natural Gas_Boiler_E9 | F6 | Industrial | Primary Metals | New | Space Heating | Natural Gas | Boiler | E9 | Utility - Value of Sales | 0 | 0 | 0 | 0 | 0 | 0 | 0 | 0 | 0 | 0 | 0 | 0 | 0 | 0 | 0 | 0 | 0 | 0 | 0 | 0 | 0 | 0 | 0 | 0 | 0 | 0 | 0 | 0 | 0 | 0
F6_Industrial_Primary Metals_New_Space Heating_Natural Gas_Boiler_E10 | F6 | Industrial | Primary Metals | New | Space Heating | Natural Gas | Boiler | E10 | Utility - Value of Sales | 0 | 0 | 0 | 0 | 0 | 0 | 0 | 0 | 0 | 0 | 0 | 0 | 0 | 0 | 0 | 0 | 0 | 0 | 0 | 0 | 0 | 0 | 0 | 0 | 0 | 0 | 0 | 0 | 0 | 0
F1_Industrial_Primary Metals_New_Space Heating_Natural Gas_Unit Heater_E1 | F1 | Industrial | Primary Metals | New | Space Heating | Natural Gas | Unit Heater | E1 | Participant - Cost of Equipment | 28.8649 | 28.8649 | 28.8649 | 28.8649 | 28.8649 | 28.8649 | 28.8649 | 28.8649 | 28.8649 | 28.8649 | 28.8649 | 28.8649 | 28.8649 | 28.8649 | 28.8649 | 28.8649 | 28.8649 | 28.8649 | 28.8649 | 28.8649 | 28.8649 | 28.8649 | 0 | 0 | 0 | 0 | 0 | 0 | 0 | 0
F1_Industrial_Primary Metals_New_Space Heating_Natural Gas_Unit Heater_E2 | F1 | Industrial | Primary Metals | New | Space Heating | Natural Gas | Unit Heater | E2 | Participant - Cost of Equipment | 63.305 | 63.305 | 63.305 | 63.305 | 63.305 | 63.305 | 63.305 | 63.305 | 63.305 | 63.305 | 63.305 | 63.305 | 63.305 | 63.305 | 63.305 | 63.305 | 63.305 | 63.305 | 63.305 | 63.305 | 63.305 | 63.305 | 0 | 0 | 0 | 0 | 0 | 0 | 0 | 0
F1_Industrial_Primary Metals_New_Space Heating_Natural Gas_Unit Heater_E3 | F1 | Industrial | Primary Metals | New | Space Heating | Natural Gas | Unit Heater | E3 | Participant - Cost of Equipment | 33.7466 | 33.7466 | 33.7466 | 33.7466 | 33.7466 | 33.7466 | 33.7466 | 33.7466 | 33.7466 | 33.7466 | 33.7466 | 33.7466 | 33.7466 | 33.7466 | 33.7466 | 33.7466 | 33.7466 | 33.7466 | 33.7466 | 33.7466 | 33.7466 | 33.7466 | 0 | 0 | 0 | 0 | 0 | 0 | 0 | 0
F1_Industrial_Primary Metals_New_Space Heating_Natural Gas_Unit Heater_E4 | F1 | Industrial | Primary Metals | New | Space Heating | Natural Gas | Unit Heater | E4 | Participant - Cost of Equipment | 0 | 0 | 0 | 0 | 0 | 0 | 0 | 0 | 0 | 0 | 0 | 0 | 0 | 0 | 0 | 0 | 0 | 0 | 0 | 0 | 0 | 0 | 0 | 0 | 0 | 0 | 0 | 0 | 0 | 0
F1_Industrial_Primary Metals_New_Space Heating_Natural Gas_Unit Heater_E5 | F1 | Industrial | Primary Metals | New | Space Heating | Natural Gas | Unit Heater | E5 | Participant - Cost of Equipment | 0 | 0 | 0 | 0 | 0 | 0 | 0 | 0 | 0 | 0 | 0 | 0 | 0 | 0 | 0 | 0 | 0 | 0 | 0 | 0 | 0 | 0 | 0 | 0 | 0 | 0 | 0 | 0 | 0 | 0
F1_Industrial_Primary Metals_New_Space Heating_Natural Gas_Unit Heater_E6 | F1 | Industrial | Primary Metals | New | Space Heating | Natural Gas | Unit Heater | E6 | Participant - Cost of Equipment | 0 | 0 | 0 | 0 | 0 | 0 | 0 | 0 | 0 | 0 | 0 | 0 | 0 | 0 | 0 | 0 | 0 | 0 | 0 | 0 | 0 | 0 | 0 | 0 | 0 | 0 | 0 | 0 | 0 | 0
F1_Industrial_Primary Metals_New_Space Heating_Natural Gas_Unit Heater_E7 | F1 | Industrial | Primary Metals | New | Space Heating | Natural Gas | Unit Heater | E7 | Participant - Cost of Equipment | 0 | 0 | 0 | 0 | 0 | 0 | 0 | 0 | 0 | 0 | 0 | 0 | 0 | 0 | 0 | 0 | 0 | 0 | 0 | 0 | 0 | 0 | 0 | 0 | 0 | 0 | 0 | 0 | 0 | 0
F1_Industrial_Primary Metals_New_Space Heating_Natural Gas_Unit Heater_E8 | F1 | Industrial | Primary Metals | New | Space Heating | Natural Gas | Unit Heater | E8 | Participant - Cost of Equipment | 0 | 0 | 0 | 0 | 0 | 0 | 0 | 0 | 0 | 0 | 0 | 0 | 0 | 0 | 0 | 0 | 0 | 0 | 0 | 0 | 0 | 0 | 0 | 0 | 0 | 0 | 0 | 0 | 0 | 0
F1_Industrial_Primary Metals_New_Space Heating_Natural Gas_Unit Heater_E9 | F1 | Industrial | Primary Metals | New | Space Heating | Natural Gas | Unit Heater | E9 | Participant - Cost of Equipment | 0 | 0 | 0 | 0 | 0 | 0 | 0 | 0 | 0 | 0 | 0 | 0 | 0 | 0 | 0 | 0 | 0 | 0 | 0 | 0 | 0 | 0 | 0 | 0 | 0 | 0 | 0 | 0 | 0 | 0
F1_Industrial_Primary Metals_New_Space Heating_Natural Gas_Unit Heater_E10 | F1 | Industrial | Primary Metals | New | Space Heating | Natural Gas | Unit Heater | E10 | Participant - Cost of Equipment | 0 | 0 | 0 | 0 | 0 | 0 | 0 | 0 | 0 | 0 | 0 | 0 | 0 | 0 | 0 | 0 | 0 | 0 | 0 | 0 | 0 | 0 | 0 | 0 | 0 | 0 | 0 | 0 | 0 | 0
F2_Industrial_Primary Metals_New_Space Heating_Natural Gas_Unit Heater_E1 | F2 | Industrial | Primary Metals | New | Space Heating | Natural Gas | Unit Heater | E1 | Participant - Cost of Operation | 251.1934 | 258.4537 | 255.5211 | 252.7386 | 245.7658 | 238.7858 | 231.6319 | 225.223 | 218.7708 | 213.3557 | 207.8968 | 202.6011 | 197.4046 | 192.4409 | 187.5709 | 182.7902 | 178.1813 | 173.7924 | 169.488 | 165.4849 | 161.6342 | 157.8731 | 0 | 0 | 0 | 0 | 0 | 0 | 0 | 0
F2_Industrial_Primary Metals_New_Space Heating_Natural Gas_Unit Heater_E2 | F2 | Industrial | Primary Metals | New | Space Heating | Natural Gas | Unit Heater | E2 | Participant - Cost of Operation | 239.2373 | 246.152 | 243.3591 | 240.709 | 234.068 | 227.4203 | 220.6069 | 214.5031 | 208.358 | 203.2006 | 198.0015 | 192.9579 | 188.0087 | 183.2812 | 178.643 | 174.0899 | 169.7004 | 165.5204 | 161.4209 | 157.6083 | 153.9409 | 150.3588 | 0 | 0 | 0 | 0 | 0 | 0 | 0 | 0
F2_Industrial_Primary Metals_New_Space Heating_Natural Gas_Unit Heater_E3 | F2 | Industrial | Primary Metals | New | Space Heating | Natural Gas | Unit Heater | E3 | Participant - Cost of Operation | 208.0326 | 212.4532 | 209.6176 | 206.9116 | 201.2285 | 195.5664 | 189.8175 | 184.6361 | 179.4477 | 175.0349 | 170.6099 | 166.3137 | 162.1002 | 158.0646 | 154.1073 | 150.225 | 146.4762 | 142.8948 | 139.3843 | 136.0987 | 132.9318 | 129.8386 | 0 | 0 | 0 | 0 | 0 | 0 | 0 | 0
F2_Industrial_Primary Metals_New_Space Heating_Natural Gas_Unit Heater_E4 | F2 | Industrial | Primary Metals | New | Space Heating | Natural Gas | Unit Heater | E4 | Participant - Cost of Operation | 0 | 0 | 0 | 0 | 0 | 0 | 0 | 0 | 0 | 0 | 0 | 0 | 0 | 0 | 0 | 0 | 0 | 0 | 0 | 0 | 0 | 0 | 0 | 0 | 0 | 0 | 0 | 0 | 0 | 0
F2_Industrial_Primary Metals_New_Space Heating_Natural Gas_Unit Heater_E5 | F2 | Industrial | Primary Metals | New | Space Heating | Natural Gas | Unit Heater | E5 | Participant - Cost of Operation | 0 | 0 | 0 | 0 | 0 | 0 | 0 | 0 | 0 | 0 | 0 | 0 | 0 | 0 | 0 | 0 | 0 | 0 | 0 | 0 | 0 | 0 | 0 | 0 | 0 | 0 | 0 | 0 | 0 | 0
F2_Industrial_Primary Metals_New_Space Heating_Natural Gas_Unit Heater_E6 | F2 | Industrial | Primary Metals | New | Space Heating | Natural Gas | Unit Heater | E6 | Participant - Cost of Operation | 0 | 0 | 0 | 0 | 0 | 0 | 0 | 0 | 0 | 0 | 0 | 0 | 0 | 0 | 0 | 0 | 0 | 0 | 0 | 0 | 0 | 0 | 0 | 0 | 0 | 0 | 0 | 0 | 0 | 0
F2_Industrial_Primary Metals_New_Space Heating_Natural Gas_Unit Heater_E7 | F2 | Industrial | Primary Metals | New | Space Heating | Natural Gas | Unit Heater | E7 | Participant - Cost of Operation | 0 | 0 | 0 | 0 | 0 | 0 | 0 | 0 | 0 | 0 | 0 | 0 | 0 | 0 | 0 | 0 | 0 | 0 | 0 | 0 | 0 | 0 | 0 | 0 | 0 | 0 | 0 | 0 | 0 | 0
F2_Industrial_Primary Metals_New_Space Heating_Natural Gas_Unit Heater_E8 | F2 | Industrial | Primary Metals | New | Space Heating | Natural Gas | Unit Heater | E8 | Participant - Cost of Operation | 0 | 0 | 0 | 0 | 0 | 0 | 0 | 0 | 0 | 0 | 0 | 0 | 0 | 0 | 0 | 0 | 0 | 0 | 0 | 0 | 0 | 0 | 0 | 0 | 0 | 0 | 0 | 0 | 0 | 0
F2_Industrial_Primary Metals_New_Space Heating_Natural Gas_Unit Heater_E9 | F2 | Industrial | Primary Metals | New | Space Heating | Natural Gas | Unit Heater | E9 | Participant - Cost of Operation | 0 | 0 | 0 | 0 | 0 | 0 | 0 | 0 | 0 | 0 | 0 | 0 | 0 | 0 | 0 | 0 | 0 | 0 | 0 | 0 | 0 | 0 | 0 | 0 | 0 | 0 | 0 | 0 | 0 | 0
F2_Industrial_Primary Metals_New_Space Heating_Natural Gas_Unit Heater_E10 | F2 | Industrial | Primary Metals | New | Space Heating | Natural Gas | Unit Heater | E10 | Participant - Cost of Operation | 0 | 0 | 0 | 0 | 0 | 0 | 0 | 0 | 0 | 0 | 0 | 0 | 0 | 0 | 0 | 0 | 0 | 0 | 0 | 0 | 0 | 0 | 0 | 0 | 0 | 0 | 0 | 0 | 0 | 0
F3_Industrial_Primary Metals_New_Space Heating_Natural Gas_Unit Heater_E1 | F3 | Industrial | Primary Metals | New | Space Heating | Natural Gas | Unit Heater | E1 | System - kBTUs of Conusmption | 37938.3379 | 37938.3379 | 37938.3379 | 37938.3379 | 37938.3379 | 37938.3379 | 37938.3379 | 37938.3379 | 37938.3379 | 37938.3379 | 37938.3379 | 37938.3379 | 37938.3379 | 37938.3379 | 37938.3379 | 37938.3379 | 37938.3379 | 37938.3379 | 37938.3379 | 37938.3379 | 37938.3379 | 37938.3379 | 0 | 0 | 0 | 0 | 0 | 0 | 0 | 0
F3_Industrial_Primary Metals_New_Space Heating_Natural Gas_Unit Heater_E2 | F3 | Industrial | Primary Metals | New | Space Heating | Natural Gas | Unit Heater | E2 | System - kBTUs of Conusmption | 36132.5821 | 36132.5821 | 36132.5821 | 36132.5821 | 36132.5821 | 36132.5821 | 36132.5821 | 36132.5821 | 36132.5821 | 36132.5821 | 36132.5821 | 36132.5821 | 36132.5821 | 36132.5821 | 36132.5821 | 36132.5821 | 36132.5821 | 36132.5821 | 36132.5821 | 36132.5821 | 36132.5821 | 36132.5821 | 0 | 0 | 0 | 0 | 0 | 0 | 0 | 0
F3_Industrial_Primary Metals_New_Space Heating_Natural Gas_Unit Heater_E3 | F3 | Industrial | Primary Metals | New | Space Heating | Natural Gas | Unit Heater | E3 | System - kBTUs of Conusmption | 32247.5872 | 32247.5872 | 32247.5872 | 32247.5872 | 32247.5872 | 32247.5872 | 32247.5872 | 32247.5872 | 32247.5872 | 32247.5872 | 32247.5872 | 32247.5872 | 32247.5872 | 32247.5872 | 32247.5872 | 32247.5872 | 32247.5872 | 32247.5872 | 32247.5872 | 32247.5872 | 32247.5872 | 32247.5872 | 0 | 0 | 0 | 0 | 0 | 0 | 0 | 0
F3_Industrial_Primary Metals_New_Space Heating_Natural Gas_Unit Heater_E4 | F3 | Industrial | Primary Metals | New | Space Heating | Natural Gas | Unit Heater | E4 | System - kBTUs of Conusmption | 0 | 0 | 0 | 0 | 0 | 0 | 0 | 0 | 0 | 0 | 0 | 0 | 0 | 0 | 0 | 0 | 0 | 0 | 0 | 0 | 0 | 0 | 0 | 0 | 0 | 0 | 0 | 0 | 0 | 0
F3_Industrial_Primary Metals_New_Space Heating_Natural Gas_Unit Heater_E5 | F3 | Industrial | Primary Metals | New | Space Heating | Natural Gas | Unit Heater | E5 | System - kBTUs of Conusmption | 0 | 0 | 0 | 0 | 0 | 0 | 0 | 0 | 0 | 0 | 0 | 0 | 0 | 0 | 0 | 0 | 0 | 0 | 0 | 0 | 0 | 0 | 0 | 0 | 0 | 0 | 0 | 0 | 0 | 0
F3_Industrial_Primary Metals_New_Space Heating_Natural Gas_Unit Heater_E6 | F3 | Industrial | Primary Metals | New | Space Heating | Natural Gas | Unit Heater | E6 | System - kBTUs of Conusmption | 0 | 0 | 0 | 0 | 0 | 0 | 0 | 0 | 0 | 0 | 0 | 0 | 0 | 0 | 0 | 0 | 0 | 0 | 0 | 0 | 0 | 0 | 0 | 0 | 0 | 0 | 0 | 0 | 0 | 0
F3_Industrial_Primary Metals_New_Space Heating_Natural Gas_Unit Heater_E7 | F3 | Industrial | Primary Metals | New | Space Heating | Natural Gas | Unit Heater | E7 | System - kBTUs of Conusmption | 0 | 0 | 0 | 0 | 0 | 0 | 0 | 0 | 0 | 0 | 0 | 0 | 0 | 0 | 0 | 0 | 0 | 0 | 0 | 0 | 0 | 0 | 0 | 0 | 0 | 0 | 0 | 0 | 0 | 0
F3_Industrial_Primary Metals_New_Space Heating_Natural Gas_Unit Heater_E8 | F3 | Industrial | Primary Metals | New | Space Heating | Natural Gas | Unit Heater | E8 | System - kBTUs of Conusmption | 0 | 0 | 0 | 0 | 0 | 0 | 0 | 0 | 0 | 0 | 0 | 0 | 0 | 0 | 0 | 0 | 0 | 0 | 0 | 0 | 0 | 0 | 0 | 0 | 0 | 0 | 0 | 0 | 0 | 0
F3_Industrial_Primary Metals_New_Space Heating_Natural Gas_Unit Heater_E9 | F3 | Industrial | Primary Metals | New | Space Heating | Natural Gas | Unit Heater | E9 | System - kBTUs of Conusmption | 0 | 0 | 0 | 0 | 0 | 0 | 0 | 0 | 0 | 0 | 0 | 0 | 0 | 0 | 0 | 0 | 0 | 0 | 0 | 0 | 0 | 0 | 0 | 0 | 0 | 0 | 0 | 0 | 0 | 0
F3_Industrial_Primary Metals_New_Space Heating_Natural Gas_Unit Heater_E10 | F3 | Industrial | Primary Metals | New | Space Heating | Natural Gas | Unit Heater | E10 | System - kBTUs of Conusmption | 0 | 0 | 0 | 0 | 0 | 0 | 0 | 0 | 0 | 0 | 0 | 0 | 0 | 0 | 0 | 0 | 0 | 0 | 0 | 0 | 0 | 0 | 0 | 0 | 0 | 0 | 0 | 0 | 0 | 0
F4_Industrial_Primary Metals_New_Space Heating_Natural Gas_Unit Heater_E1 | F4 | Industrial | Primary Metals | New | Space Heating | Natural Gas | Unit Heater | E1 | Utility - Cost of Equipment | 28.8649 | 28.8649 | 28.8649 | 28.8649 | 28.8649 | 28.8649 | 28.8649 | 28.8649 | 28.8649 | 28.8649 | 28.8649 | 28.8649 | 28.8649 | 28.8649 | 28.8649 | 28.8649 | 28.8649 | 28.8649 | 28.8649 | 28.8649 | 28.8649 | 28.8649 | 0 | 0 | 0 | 0 | 0 | 0 | 0 | 0
F4_Industrial_Primary Metals_New_Space Heating_Natural Gas_Unit Heater_E2 | F4 | Industrial | Primary Metals | New | Space Heating | Natural Gas | Unit Heater | E2 | Utility - Cost of Equipment | 63.305 | 63.305 | 63.305 | 63.305 | 63.305 | 63.305 | 63.305 | 63.305 | 63.305 | 63.305 | 63.305 | 63.305 | 63.305 | 63.305 | 63.305 | 63.305 | 63.305 | 63.305 | 63.305 | 63.305 | 63.305 | 63.305 | 0 | 0 | 0 | 0 | 0 | 0 | 0 | 0
F4_Industrial_Primary Metals_New_Space Heating_Natural Gas_Unit Heater_E3 | F4 | Industrial | Primary Metals | New | Space Heating | Natural Gas | Unit Heater | E3 | Utility - Cost of Equipment | 33.7466 | 33.7466 | 33.7466 | 33.7466 | 33.7466 | 33.7466 | 33.7466 | 33.7466 | 33.7466 | 33.7466 | 33.7466 | 33.7466 | 33.7466 | 33.7466 | 33.7466 | 33.7466 | 33.7466 | 33.7466 | 33.7466 | 33.7466 | 33.7466 | 33.7466 | 0 | 0 | 0 | 0 | 0 | 0 | 0 | 0
F4_Industrial_Primary Metals_New_Space Heating_Natural Gas_Unit Heater_E4 | F4 | Industrial | Primary Metals | New | Space Heating | Natural Gas | Unit Heater | E4 | Utility - Cost of Equipment | 0 | 0 | 0 | 0 | 0 | 0 | 0 | 0 | 0 | 0 | 0 | 0 | 0 | 0 | 0 | 0 | 0 | 0 | 0 | 0 | 0 | 0 | 0 | 0 | 0 | 0 | 0 | 0 | 0 | 0
F4_Industrial_Primary Metals_New_Space Heating_Natural Gas_Unit Heater_E5 | F4 | Industrial | Primary Metals | New | Space Heating | Natural Gas | Unit Heater | E5 | Utility - Cost of Equipment | 0 | 0 | 0 | 0 | 0 | 0 | 0 | 0 | 0 | 0 | 0 | 0 | 0 | 0 | 0 | 0 | 0 | 0 | 0 | 0 | 0 | 0 | 0 | 0 | 0 | 0 | 0 | 0 | 0 | 0
F4_Industrial_Primary Metals_New_Space Heating_Natural Gas_Unit Heater_E6 | F4 | Industrial | Primary Metals | New | Space Heating | Natural Gas | Unit Heater | E6 | Utility - Cost of Equipment | 0 | 0 | 0 | 0 | 0 | 0 | 0 | 0 | 0 | 0 | 0 | 0 | 0 | 0 | 0 | 0 | 0 | 0 | 0 | 0 | 0 | 0 | 0 | 0 | 0 | 0 | 0 | 0 | 0 | 0
F4_Industrial_Primary Metals_New_Space Heating_Natural Gas_Unit Heater_E7 | F4 | Industrial | Primary Metals | New | Space Heating | Natural Gas | Unit Heater | E7 | Utility - Cost of Equipment | 0 | 0 | 0 | 0 | 0 | 0 | 0 | 0 | 0 | 0 | 0 | 0 | 0 | 0 | 0 | 0 | 0 | 0 | 0 | 0 | 0 | 0 | 0 | 0 | 0 | 0 | 0 | 0 | 0 | 0
F4_Industrial_Primary Metals_New_Space Heating_Natural Gas_Unit Heater_E8 | F4 | Industrial | Primary Metals | New | Space Heating | Natural Gas | Unit Heater | E8 | Utility - Cost of Equipment | 0 | 0 | 0 | 0 | 0 | 0 | 0 | 0 | 0 | 0 | 0 | 0 | 0 | 0 | 0 | 0 | 0 | 0 | 0 | 0 | 0 | 0 | 0 | 0 | 0 | 0 | 0 | 0 | 0 | 0
F4_Industrial_Primary Metals_New_Space Heating_Natural Gas_Unit Heater_E9 | F4 | Industrial | Primary Metals | New | Space Heating | Natural Gas | Unit Heater | E9 | Utility - Cost of Equipment | 0 | 0 | 0 | 0 | 0 | 0 | 0 | 0 | 0 | 0 | 0 | 0 | 0 | 0 | 0 | 0 | 0 | 0 | 0 | 0 | 0 | 0 | 0 | 0 | 0 | 0 | 0 | 0 | 0 | 0
F4_Industrial_Primary Metals_New_Space Heating_Natural Gas_Unit Heater_E10 | F4 | Industrial | Primary Metals | New | Space Heating | Natural Gas | Unit Heater | E10 | Utility - Cost of Equipment | 0 | 0 | 0 | 0 | 0 | 0 | 0 | 0 | 0 | 0 | 0 | 0 | 0 | 0 | 0 | 0 | 0 | 0 | 0 | 0 | 0 | 0 | 0 | 0 | 0 | 0 | 0 | 0 | 0 | 0
F5_Industrial_Primary Metals_New_Space Heating_Natural Gas_Unit Heater_E1 | F5 | Industrial | Primary Metals | New | Space Heating | Natural Gas | Unit Heater | E1 | Utility - Cost of Operation | 209.6659 | 215.7259 | 213.2782 | 210.9557 | 205.1356 | 199.3095 | 193.3383 | 187.989 | 182.6035 | 178.0835 | 173.5271 | 169.1069 | 164.7695 | 160.6264 | 156.5615 | 152.5712 | 148.7243 | 145.0609 | 141.4681 | 138.1268 | 134.9127 | 131.7734 | 0 | 0 | 0 | 0 | 0 | 0 | 0 | 0
F5_Industrial_Primary Metals_New_Space Heating_Natural Gas_Unit Heater_E2 | F5 | Industrial | Primary Metals | New | Space Heating | Natural Gas | Unit Heater | E2 | Utility - Cost of Operation | 199.6864 | 205.458 | 203.1267 | 200.9148 | 195.3717 | 189.823 | 184.136 | 179.0412 | 173.9121 | 169.6073 | 165.2677 | 161.0579 | 156.9269 | 152.981 | 149.1096 | 145.3092 | 141.6454 | 138.1564 | 134.7346 | 131.5524 | 128.4913 | 125.5014 | 0 | 0 | 0 | 0 | 0 | 0 | 0 | 0
F5_Industrial_Primary Metals_New_Space Heating_Natural Gas_Unit Heater_E3 | F5 | Industrial | Primary Metals | New | Space Heating | Natural Gas | Unit Heater | E3 | Utility - Cost of Operation | 173.6405 | 177.3302 | 174.9635 | 172.7048 | 167.9613 | 163.2352 | 158.4367 | 154.1119 | 149.7813 | 146.098 | 142.4045 | 138.8186 | 135.3017 | 131.9332 | 128.6301 | 125.3897 | 122.2606 | 119.2714 | 116.3412 | 113.5988 | 110.9554 | 108.3736 | 0 | 0 | 0 | 0 | 0 | 0 | 0 | 0
F5_Industrial_Primary Metals_New_Space Heating_Natural Gas_Unit Heater_E4 | F5 | Industrial | Primary Metals | New | Space Heating | Natural Gas | Unit Heater | E4 | Utility - Cost of Operation | 0 | 0 | 0 | 0 | 0 | 0 | 0 | 0 | 0 | 0 | 0 | 0 | 0 | 0 | 0 | 0 | 0 | 0 | 0 | 0 | 0 | 0 | 0 | 0 | 0 | 0 | 0 | 0 | 0 | 0
F5_Industrial_Primary Metals_New_Space Heating_Natural Gas_Unit Heater_E5 | F5 | Industrial | Primary Metals | New | Space Heating | Natural Gas | Unit Heater | E5 | Utility - Cost of Operation | 0 | 0 | 0 | 0 | 0 | 0 | 0 | 0 | 0 | 0 | 0 | 0 | 0 | 0 | 0 | 0 | 0 | 0 | 0 | 0 | 0 | 0 | 0 | 0 | 0 | 0 | 0 | 0 | 0 | 0
F5_Industrial_Primary Metals_New_Space Heating_Natural Gas_Unit Heater_E6 | F5 | Industrial | Primary Metals | New | Space Heating | Natural Gas | Unit Heater | E6 | Utility - Cost of Operation | 0 | 0 | 0 | 0 | 0 | 0 | 0 | 0 | 0 | 0 | 0 | 0 | 0 | 0 | 0 | 0 | 0 | 0 | 0 | 0 | 0 | 0 | 0 | 0 | 0 | 0 | 0 | 0 | 0 | 0
F5_Industrial_Primary Metals_New_Space Heating_Natural Gas_Unit Heater_E7 | F5 | Industrial | Primary Metals | New | Space Heating | Natural Gas | Unit Heater | E7 | Utility - Cost of Operation | 0 | 0 | 0 | 0 | 0 | 0 | 0 | 0 | 0 | 0 | 0 | 0 | 0 | 0 | 0 | 0 | 0 | 0 | 0 | 0 | 0 | 0 | 0 | 0 | 0 | 0 | 0 | 0 | 0 | 0
F5_Industrial_Primary Metals_New_Space Heating_Natural Gas_Unit Heater_E8 | F5 | Industrial | Primary Metals | New | Space Heating | Natural Gas | Unit Heater | E8 | Utility - Cost of Operation | 0 | 0 | 0 | 0 | 0 | 0 | 0 | 0 | 0 | 0 | 0 | 0 | 0 | 0 | 0 | 0 | 0 | 0 | 0 | 0 | 0 | 0 | 0 | 0 | 0 | 0 | 0 | 0 | 0 | 0
F5_Industrial_Primary Metals_New_Space Heating_Natural Gas_Unit Heater_E9 | F5 | Industrial | Primary Metals | New | Space Heating | Natural Gas | Unit Heater | E9 | Utility - Cost of Operation | 0 | 0 | 0 | 0 | 0 | 0 | 0 | 0 | 0 | 0 | 0 | 0 | 0 | 0 | 0 | 0 | 0 | 0 | 0 | 0 | 0 | 0 | 0 | 0 | 0 | 0 | 0 | 0 | 0 | 0
F5_Industrial_Primary Metals_New_Space Heating_Natural Gas_Unit Heater_E10 | F5 | Industrial | Primary Metals | New | Space Heating | Natural Gas | Unit Heater | E10 | Utility - Cost of Operation | 0 | 0 | 0 | 0 | 0 | 0 | 0 | 0 | 0 | 0 | 0 | 0 | 0 | 0 | 0 | 0 | 0 | 0 | 0 | 0 | 0 | 0 | 0 | 0 | 0 | 0 | 0 | 0 | 0 | 0
F6_Industrial_Primary Metals_New_Space Heating_Natural Gas_Unit Heater_E1 | F6 | Industrial | Primary Metals | New | Space Heating | Natural Gas | Unit Heater | E1 | Utility - Value of Sales | 251.1934 | 258.4537 | 255.5211 | 252.7386 | 245.7658 | 238.7858 | 231.6319 | 225.223 | 218.7708 | 213.3557 | 207.8968 | 202.6011 | 197.4046 | 192.4409 | 187.5709 | 182.7902 | 178.1813 | 173.7924 | 169.488 | 165.4849 | 161.6342 | 157.8731 | 0 | 0 | 0 | 0 | 0 | 0 | 0 | 0
F6_Industrial_Primary Metals_New_Space Heating_Natural Gas_Unit Heater_E2 | F6 | Industrial | Primary Metals | New | Space Heating | Natural Gas | Unit Heater | E2 | Utility - Value of Sales | 239.2373 | 246.152 | 243.3591 | 240.709 | 234.068 | 227.4203 | 220.6069 | 214.5031 | 208.358 | 203.2006 | 198.0015 | 192.9579 | 188.0087 | 183.2812 | 178.643 | 174.0899 | 169.7004 | 165.5204 | 161.4209 | 157.6083 | 153.9409 | 150.3588 | 0 | 0 | 0 | 0 | 0 | 0 | 0 | 0
F6_Industrial_Primary Metals_New_Space Heating_Natural Gas_Unit Heater_E3 | F6 | Industrial | Primary Metals | New | Space Heating | Natural Gas | Unit Heater | E3 | Utility - Value of Sales | 208.0326 | 212.4532 | 209.6176 | 206.9116 | 201.2285 | 195.5664 | 189.8175 | 184.6361 | 179.4477 | 175.0349 | 170.6099 | 166.3137 | 162.1002 | 158.0646 | 154.1073 | 150.225 | 146.4762 | 142.8948 | 139.3843 | 136.0987 | 132.9318 | 129.8386 | 0 | 0 | 0 | 0 | 0 | 0 | 0 | 0
F6_Industrial_Primary Metals_New_Space Heating_Natural Gas_Unit Heater_E4 | F6 | Industrial | Primary Metals | New | Space Heating | Natural Gas | Unit Heater | E4 | Utility - Value of Sales | 0 | 0 | 0 | 0 | 0 | 0 | 0 | 0 | 0 | 0 | 0 | 0 | 0 | 0 | 0 | 0 | 0 | 0 | 0 | 0 | 0 | 0 | 0 | 0 | 0 | 0 | 0 | 0 | 0 | 0
F6_Industrial_Primary Metals_New_Space Heating_Natural Gas_Unit Heater_E5 | F6 | Industrial | Primary Metals | New | Space Heating | Natural Gas | Unit Heater | E5 | Utility - Value of Sales | 0 | 0 | 0 | 0 | 0 | 0 | 0 | 0 | 0 | 0 | 0 | 0 | 0 | 0 | 0 | 0 | 0 | 0 | 0 | 0 | 0 | 0 | 0 | 0 | 0 | 0 | 0 | 0 | 0 | 0
F6_Industrial_Primary Metals_New_Space Heating_Natural Gas_Unit Heater_E6 | F6 | Industrial | Primary Metals | New | Space Heating | Natural Gas | Unit Heater | E6 | Utility - Value of Sales | 0 | 0 | 0 | 0 | 0 | 0 | 0 | 0 | 0 | 0 | 0 | 0 | 0 | 0 | 0 | 0 | 0 | 0 | 0 | 0 | 0 | 0 | 0 | 0 | 0 | 0 | 0 | 0 | 0 | 0
F6_Industrial_Primary Metals_New_Space Heating_Natural Gas_Unit Heater_E7 | F6 | Industrial | Primary Metals | New | Space Heating | Natural Gas | Unit Heater | E7 | Utility - Value of Sales | 0 | 0 | 0 | 0 | 0 | 0 | 0 | 0 | 0 | 0 | 0 | 0 | 0 | 0 | 0 | 0 | 0 | 0 | 0 | 0 | 0 | 0 | 0 | 0 | 0 | 0 | 0 | 0 | 0 | 0
F6_Industrial_Primary Metals_New_Space Heating_Natural Gas_Unit Heater_E8 | F6 | Industrial | Primary Metals | New | Space Heating | Natural Gas | Unit Heater | E8 | Utility - Value of Sales | 0 | 0 | 0 | 0 | 0 | 0 | 0 | 0 | 0 | 0 | 0 | 0 | 0 | 0 | 0 | 0 | 0 | 0 | 0 | 0 | 0 | 0 | 0 | 0 | 0 | 0 | 0 | 0 | 0 | 0
F6_Industrial_Primary Metals_New_Space Heating_Natural Gas_Unit Heater_E9 | F6 | Industrial | Primary Metals | New | Space Heating | Natural Gas | Unit Heater | E9 | Utility - Value of Sales | 0 | 0 | 0 | 0 | 0 | 0 | 0 | 0 | 0 | 0 | 0 | 0 | 0 | 0 | 0 | 0 | 0 | 0 | 0 | 0 | 0 | 0 | 0 | 0 | 0 | 0 | 0 | 0 | 0 | 0
F6_Industrial_Primary Metals_New_Space Heating_Natural Gas_Unit Heater_E10 | F6 | Industrial | Primary Metals | New | Space Heating | Natural Gas | Unit Heater | E10 | Utility - Value of Sales | 0 | 0 | 0 | 0 | 0 | 0 | 0 | 0 | 0 | 0 | 0 | 0 | 0 | 0 | 0 | 0 | 0 | 0 | 0 | 0 | 0 | 0 | 0 | 0 | 0 | 0 | 0 | 0 | 0 | 0
F1_Industrial_Primary Metals_New_Process_Natural Gas_Process Boiler_E1 | F1 | Industrial | Primary Metals | New | Process | Natural Gas | Process Boiler | E1 | Participant - Cost of Equipment | 3149.3732 | 3149.3732 | 3149.3732 | 3149.3732 | 3149.3732 | 3149.3732 | 3149.3732 | 3149.3732 | 3149.3732 | 3149.3732 | 3149.3732 | 3149.3732 | 3149.3732 | 3149.3732 | 3149.3732 | 3149.3732 | 3149.3732 | 3149.3732 | 3149.3732 | 3149.3732 | 3149.3732 | 3149.3732 | 0 | 0 | 0 | 0 | 0 | 0 | 0 | 0
F1_Industrial_Primary Metals_New_Process_Natural Gas_Process Boiler_E2 | F1 | Industrial | Primary Metals | New | Process | Natural Gas | Process Boiler | E2 | Participant - Cost of Equipment | 0 | 0 | 0 | 0 | 0 | 0 | 0 | 0 | 0 | 0 | 0 | 0 | 0 | 0 | 0 | 0 | 0 | 0 | 0 | 0 | 0 | 0 | 0 | 0 | 0 | 0 | 0 | 0 | 0 | 0
F1_Industrial_Primary Metals_New_Process_Natural Gas_Process Boiler_E3 | F1 | Industrial | Primary Metals | New | Process | Natural Gas | Process Boiler | E3 | Participant - Cost of Equipment | 0 | 0 | 0 | 0 | 0 | 0 | 0 | 0 | 0 | 0 | 0 | 0 | 0 | 0 | 0 | 0 | 0 | 0 | 0 | 0 | 0 | 0 | 0 | 0 | 0 | 0 | 0 | 0 | 0 | 0
F1_Industrial_Primary Metals_New_Process_Natural Gas_Process Boiler_E4 | F1 | Industrial | Primary Metals | New | Process | Natural Gas | Process Boiler | E4 | Participant - Cost of Equipment | 0 | 0 | 0 | 0 | 0 | 0 | 0 | 0 | 0 | 0 | 0 | 0 | 0 | 0 | 0 | 0 | 0 | 0 | 0 | 0 | 0 | 0 | 0 | 0 | 0 | 0 | 0 | 0 | 0 | 0
F1_Industrial_Primary Metals_New_Process_Natural Gas_Process Boiler_E5 | F1 | Industrial | Primary Metals | New | Process | Natural Gas | Process Boiler | E5 | Participant - Cost of Equipment | 0 | 0 | 0 | 0 | 0 | 0 | 0 | 0 | 0 | 0 | 0 | 0 | 0 | 0 | 0 | 0 | 0 | 0 | 0 | 0 | 0 | 0 | 0 | 0 | 0 | 0 | 0 | 0 | 0 | 0
F1_Industrial_Primary Metals_New_Process_Natural Gas_Process Boiler_E6 | F1 | Industrial | Primary Metals | New | Process | Natural Gas | Process Boiler | E6 | Participant - Cost of Equipment | 0 | 0 | 0 | 0 | 0 | 0 | 0 | 0 | 0 | 0 | 0 | 0 | 0 | 0 | 0 | 0 | 0 | 0 | 0 | 0 | 0 | 0 | 0 | 0 | 0 | 0 | 0 | 0 | 0 | 0
F1_Industrial_Primary Metals_New_Process_Natural Gas_Process Boiler_E7 | F1 | Industrial | Primary Metals | New | Process | Natural Gas | Process Boiler | E7 | Participant - Cost of Equipment | 0 | 0 | 0 | 0 | 0 | 0 | 0 | 0 | 0 | 0 | 0 | 0 | 0 | 0 | 0 | 0 | 0 | 0 | 0 | 0 | 0 | 0 | 0 | 0 | 0 | 0 | 0 | 0 | 0 | 0
F1_Industrial_Primary Metals_New_Process_Natural Gas_Process Boiler_E8 | F1 | Industrial | Primary Metals | New | Process | Natural Gas | Process Boiler | E8 | Participant - Cost of Equipment | 0 | 0 | 0 | 0 | 0 | 0 | 0 | 0 | 0 | 0 | 0 | 0 | 0 | 0 | 0 | 0 | 0 | 0 | 0 | 0 | 0 | 0 | 0 | 0 | 0 | 0 | 0 | 0 | 0 | 0
F1_Industrial_Primary Metals_New_Process_Natural Gas_Process Boiler_E9 | F1 | Industrial | Primary Metals | New | Process | Natural Gas | Process Boiler | E9 | Participant - Cost of Equipment | 0 | 0 | 0 | 0 | 0 | 0 | 0 | 0 | 0 | 0 | 0 | 0 | 0 | 0 | 0 | 0 | 0 | 0 | 0 | 0 | 0 | 0 | 0 | 0 | 0 | 0 | 0 | 0 | 0 | 0
F1_Industrial_Primary Metals_New_Process_Natural Gas_Process Boiler_E10 | F1 | Industrial | Primary Metals | New | Process | Natural Gas | Process Boiler | E10 | Participant - Cost of Equipment | 0 | 0 | 0 | 0 | 0 | 0 | 0 | 0 | 0 | 0 | 0 | 0 | 0 | 0 | 0 | 0 | 0 | 0 | 0 | 0 | 0 | 0 | 0 | 0 | 0 | 0 | 0 | 0 | 0 | 0
F2_Industrial_Primary Metals_New_Process_Natural Gas_Process Boiler_E1 | F2 | Industrial | Primary Metals | New | Process | Natural Gas | Process Boiler | E1 | Participant - Cost of Operation | 764.2667 | 771.6029 | 759.1546 | 747.2185 | 727.2504 | 707.4993 | 687.6573 | 669.5052 | 651.4636 | 635.6521 | 619.8925 | 604.5706 | 589.558 | 575.114 | 560.9633 | 547.0951 | 533.6843 | 520.8399 | 508.3118 | 496.541 | 485.2528 | 474.3421 | 0 | 0 | 0 | 0 | 0 | 0 | 0 | 0
F2_Industrial_Primary Metals_New_Process_Natural Gas_Process Boiler_E2 | F2 | Industrial | Primary Metals | New | Process | Natural Gas | Process Boiler | E2 | Participant - Cost of Operation | 0 | 0 | 0 | 0 | 0 | 0 | 0 | 0 | 0 | 0 | 0 | 0 | 0 | 0 | 0 | 0 | 0 | 0 | 0 | 0 | 0 | 0 | 0 | 0 | 0 | 0 | 0 | 0 | 0 | 0
F2_Industrial_Primary Metals_New_Process_Natural Gas_Process Boiler_E3 | F2 | Industrial | Primary Metals | New | Process | Natural Gas | Process Boiler | E3 | Participant - Cost of Operation | 0 | 0 | 0 | 0 | 0 | 0 | 0 | 0 | 0 | 0 | 0 | 0 | 0 | 0 | 0 | 0 | 0 | 0 | 0 | 0 | 0 | 0 | 0 | 0 | 0 | 0 | 0 | 0 | 0 | 0
F2_Industrial_Primary Metals_New_Process_Natural Gas_Process Boiler_E4 | F2 | Industrial | Primary Metals | New | Process | Natural Gas | Process Boiler | E4 | Participant - Cost of Operation | 0 | 0 | 0 | 0 | 0 | 0 | 0 | 0 | 0 | 0 | 0 | 0 | 0 | 0 | 0 | 0 | 0 | 0 | 0 | 0 | 0 | 0 | 0 | 0 | 0 | 0 | 0 | 0 | 0 | 0
F2_Industrial_Primary Metals_New_Process_Natural Gas_Process Boiler_E5 | F2 | Industrial | Primary Metals | New | Process | Natural Gas | Process Boiler | E5 | Participant - Cost of Operation | 0 | 0 | 0 | 0 | 0 | 0 | 0 | 0 | 0 | 0 | 0 | 0 | 0 | 0 | 0 | 0 | 0 | 0 | 0 | 0 | 0 | 0 | 0 | 0 | 0 | 0 | 0 | 0 | 0 | 0
F2_Industrial_Primary Metals_New_Process_Natural Gas_Process Boiler_E6 | F2 | Industrial | Primary Metals | New | Process | Natural Gas | Process Boiler | E6 | Participant - Cost of Operation | 0 | 0 | 0 | 0 | 0 | 0 | 0 | 0 | 0 | 0 | 0 | 0 | 0 | 0 | 0 | 0 | 0 | 0 | 0 | 0 | 0 | 0 | 0 | 0 | 0 | 0 | 0 | 0 | 0 | 0
F2_Industrial_Primary Metals_New_Process_Natural Gas_Process Boiler_E7 | F2 | Industrial | Primary Metals | New | Process | Natural Gas | Process Boiler | E7 | Participant - Cost of Operation | 0 | 0 | 0 | 0 | 0 | 0 | 0 | 0 | 0 | 0 | 0 | 0 | 0 | 0 | 0 | 0 | 0 | 0 | 0 | 0 | 0 | 0 | 0 | 0 | 0 | 0 | 0 | 0 | 0 | 0
F2_Industrial_Primary Metals_New_Process_Natural Gas_Process Boiler_E8 | F2 | Industrial | Primary Metals | New | Process | Natural Gas | Process Boiler | E8 | Participant - Cost of Operation | 0 | 0 | 0 | 0 | 0 | 0 | 0 | 0 | 0 | 0 | 0 | 0 | 0 | 0 | 0 | 0 | 0 | 0 | 0 | 0 | 0 | 0 | 0 | 0 | 0 | 0 | 0 | 0 | 0 | 0
F2_Industrial_Primary Metals_New_Process_Natural Gas_Process Boiler_E9 | F2 | Industrial | Primary Metals | New | Process | Natural Gas | Process Boiler | E9 | Participant - Cost of Operation | 0 | 0 | 0 | 0 | 0 | 0 | 0 | 0 | 0 | 0 | 0 | 0 | 0 | 0 | 0 | 0 | 0 | 0 | 0 | 0 | 0 | 0 | 0 | 0 | 0 | 0 | 0 | 0 | 0 | 0
F2_Industrial_Primary Metals_New_Process_Natural Gas_Process Boiler_E10 | F2 | Industrial | Primary Metals | New | Process | Natural Gas | Process Boiler | E10 | Participant - Cost of Operation | 0 | 0 | 0 | 0 | 0 | 0 | 0 | 0 | 0 | 0 | 0 | 0 | 0 | 0 | 0 | 0 | 0 | 0 | 0 | 0 | 0 | 0 | 0 | 0 | 0 | 0 | 0 | 0 | 0 | 0
F3_Industrial_Primary Metals_New_Process_Natural Gas_Process Boiler_E1 | F3 | Industrial | Primary Metals | New | Process | Natural Gas | Process Boiler | E1 | System - kBTUs of Conusmption | 127416.8153 | 127416.8153 | 127416.8153 | 127416.8153 | 127416.8153 | 127416.8153 | 127416.8153 | 127416.8153 | 127416.8153 | 127416.8153 | 127416.8153 | 127416.8153 | 127416.8153 | 127416.8153 | 127416.8153 | 127416.8153 | 127416.8153 | 127416.8153 | 127416.8153 | 127416.8153 | 127416.8153 | 127416.8153 | 0 | 0 | 0 | 0 | 0 | 0 | 0 | 0
F3_Industrial_Primary Metals_New_Process_Natural Gas_Process Boiler_E2 | F3 | Industrial | Primary Metals | New | Process | Natural Gas | Process Boiler | E2 | System - kBTUs of Conusmption | 0 | 0 | 0 | 0 | 0 | 0 | 0 | 0 | 0 | 0 | 0 | 0 | 0 | 0 | 0 | 0 | 0 | 0 | 0 | 0 | 0 | 0 | 0 | 0 | 0 | 0 | 0 | 0 | 0 | 0
F3_Industrial_Primary Metals_New_Process_Natural Gas_Process Boiler_E3 | F3 | Industrial | Primary Metals | New | Process | Natural Gas | Process Boiler | E3 | System - kBTUs of Conusmption | 0 | 0 | 0 | 0 | 0 | 0 | 0 | 0 | 0 | 0 | 0 | 0 | 0 | 0 | 0 | 0 | 0 | 0 | 0 | 0 | 0 | 0 | 0 | 0 | 0 | 0 | 0 | 0 | 0 | 0
F3_Industrial_Primary Metals_New_Process_Natural Gas_Process Boiler_E4 | F3 | Industrial | Primary Metals | New | Process | Natural Gas | Process Boiler | E4 | System - kBTUs of Conusmption | 0 | 0 | 0 | 0 | 0 | 0 | 0 | 0 | 0 | 0 | 0 | 0 | 0 | 0 | 0 | 0 | 0 | 0 | 0 | 0 | 0 | 0 | 0 | 0 | 0 | 0 | 0 | 0 | 0 | 0
F3_Industrial_Primary Metals_New_Process_Natural Gas_Process Boiler_E5 | F3 | Industrial | Primary Metals | New | Process | Natural Gas | Process Boiler | E5 | System - kBTUs of Conusmption | 0 | 0 | 0 | 0 | 0 | 0 | 0 | 0 | 0 | 0 | 0 | 0 | 0 | 0 | 0 | 0 | 0 | 0 | 0 | 0 | 0 | 0 | 0 | 0 | 0 | 0 | 0 | 0 | 0 | 0
F3_Industrial_Primary Metals_New_Process_Natural Gas_Process Boiler_E6 | F3 | Industrial | Primary Metals | New | Process | Natural Gas | Process Boiler | E6 | System - kBTUs of Conusmption | 0 | 0 | 0 | 0 | 0 | 0 | 0 | 0 | 0 | 0 | 0 | 0 | 0 | 0 | 0 | 0 | 0 | 0 | 0 | 0 | 0 | 0 | 0 | 0 | 0 | 0 | 0 | 0 | 0 | 0
F3_Industrial_Primary Metals_New_Process_Natural Gas_Process Boiler_E7 | F3 | Industrial | Primary Metals | New | Process | Natural Gas | Process Boiler | E7 | System - kBTUs of Conusmption | 0 | 0 | 0 | 0 | 0 | 0 | 0 | 0 | 0 | 0 | 0 | 0 | 0 | 0 | 0 | 0 | 0 | 0 | 0 | 0 | 0 | 0 | 0 | 0 | 0 | 0 | 0 | 0 | 0 | 0
F3_Industrial_Primary Metals_New_Process_Natural Gas_Process Boiler_E8 | F3 | Industrial | Primary Metals | New | Process | Natural Gas | Process Boiler | E8 | System - kBTUs of Conusmption | 0 | 0 | 0 | 0 | 0 | 0 | 0 | 0 | 0 | 0 | 0 | 0 | 0 | 0 | 0 | 0 | 0 | 0 | 0 | 0 | 0 | 0 | 0 | 0 | 0 | 0 | 0 | 0 | 0 | 0
F3_Industrial_Primary Metals_New_Process_Natural Gas_Process Boiler_E9 | F3 | Industrial | Primary Metals | New | Process | Natural Gas | Process Boiler | E9 | System - kBTUs of Conusmption | 0 | 0 | 0 | 0 | 0 | 0 | 0 | 0 | 0 | 0 | 0 | 0 | 0 | 0 | 0 | 0 | 0 | 0 | 0 | 0 | 0 | 0 | 0 | 0 | 0 | 0 | 0 | 0 | 0 | 0
F3_Industrial_Primary Metals_New_Process_Natural Gas_Process Boiler_E10 | F3 | Industrial | Primary Metals | New | Process | Natural Gas | Process Boiler | E10 | System - kBTUs of Conusmption | 0 | 0 | 0 | 0 | 0 | 0 | 0 | 0 | 0 | 0 | 0 | 0 | 0 | 0 | 0 | 0 | 0 | 0 | 0 | 0 | 0 | 0 | 0 | 0 | 0 | 0 | 0 | 0 | 0 | 0
F4_Industrial_Primary Metals_New_Process_Natural Gas_Process Boiler_E1 | F4 | Industrial | Primary Metals | New | Process | Natural Gas | Process Boiler | E1 | Utility - Cost of Equipment | 3149.3732 | 3149.3732 | 3149.3732 | 3149.3732 | 3149.3732 | 3149.3732 | 3149.3732 | 3149.3732 | 3149.3732 | 3149.3732 | 3149.3732 | 3149.3732 | 3149.3732 | 3149.3732 | 3149.3732 | 3149.3732 | 3149.3732 | 3149.3732 | 3149.3732 | 3149.3732 | 3149.3732 | 3149.3732 | 0 | 0 | 0 | 0 | 0 | 0 | 0 | 0
F4_Industrial_Primary Metals_New_Process_Natural Gas_Process Boiler_E2 | F4 | Industrial | Primary Metals | New | Process | Natural Gas | Process Boiler | E2 | Utility - Cost of Equipment | 0 | 0 | 0 | 0 | 0 | 0 | 0 | 0 | 0 | 0 | 0 | 0 | 0 | 0 | 0 | 0 | 0 | 0 | 0 | 0 | 0 | 0 | 0 | 0 | 0 | 0 | 0 | 0 | 0 | 0
F4_Industrial_Primary Metals_New_Process_Natural Gas_Process Boiler_E3 | F4 | Industrial | Primary Metals | New | Process | Natural Gas | Process Boiler | E3 | Utility - Cost of Equipment | 0 | 0 | 0 | 0 | 0 | 0 | 0 | 0 | 0 | 0 | 0 | 0 | 0 | 0 | 0 | 0 | 0 | 0 | 0 | 0 | 0 | 0 | 0 | 0 | 0 | 0 | 0 | 0 | 0 | 0
F4_Industrial_Primary Metals_New_Process_Natural Gas_Process Boiler_E4 | F4 | Industrial | Primary Metals | New | Process | Natural Gas | Process Boiler | E4 | Utility - Cost of Equipment | 0 | 0 | 0 | 0 | 0 | 0 | 0 | 0 | 0 | 0 | 0 | 0 | 0 | 0 | 0 | 0 | 0 | 0 | 0 | 0 | 0 | 0 | 0 | 0 | 0 | 0 | 0 | 0 | 0 | 0
F4_Industrial_Primary Metals_New_Process_Natural Gas_Process Boiler_E5 | F4 | Industrial | Primary Metals | New | Process | Natural Gas | Process Boiler | E5 | Utility - Cost of Equipment | 0 | 0 | 0 | 0 | 0 | 0 | 0 | 0 | 0 | 0 | 0 | 0 | 0 | 0 | 0 | 0 | 0 | 0 | 0 | 0 | 0 | 0 | 0 | 0 | 0 | 0 | 0 | 0 | 0 | 0
F4_Industrial_Primary Metals_New_Process_Natural Gas_Process Boiler_E6 | F4 | Industrial | Primary Metals | New | Process | Natural Gas | Process Boiler | E6 | Utility - Cost of Equipment | 0 | 0 | 0 | 0 | 0 | 0 | 0 | 0 | 0 | 0 | 0 | 0 | 0 | 0 | 0 | 0 | 0 | 0 | 0 | 0 | 0 | 0 | 0 | 0 | 0 | 0 | 0 | 0 | 0 | 0
F4_Industrial_Primary Metals_New_Process_Natural Gas_Process Boiler_E7 | F4 | Industrial | Primary Metals | New | Process | Natural Gas | Process Boiler | E7 | Utility - Cost of Equipment | 0 | 0 | 0 | 0 | 0 | 0 | 0 | 0 | 0 | 0 | 0 | 0 | 0 | 0 | 0 | 0 | 0 | 0 | 0 | 0 | 0 | 0 | 0 | 0 | 0 | 0 | 0 | 0 | 0 | 0
F4_Industrial_Primary Metals_New_Process_Natural Gas_Process Boiler_E8 | F4 | Industrial | Primary Metals | New | Process | Natural Gas | Process Boiler | E8 | Utility - Cost of Equipment | 0 | 0 | 0 | 0 | 0 | 0 | 0 | 0 | 0 | 0 | 0 | 0 | 0 | 0 | 0 | 0 | 0 | 0 | 0 | 0 | 0 | 0 | 0 | 0 | 0 | 0 | 0 | 0 | 0 | 0
F4_Industrial_Primary Metals_New_Process_Natural Gas_Process Boiler_E9 | F4 | Industrial | Primary Metals | New | Process | Natural Gas | Process Boiler | E9 | Utility - Cost of Equipment | 0 | 0 | 0 | 0 | 0 | 0 | 0 | 0 | 0 | 0 | 0 | 0 | 0 | 0 | 0 | 0 | 0 | 0 | 0 | 0 | 0 | 0 | 0 | 0 | 0 | 0 | 0 | 0 | 0 | 0
F4_Industrial_Primary Metals_New_Process_Natural Gas_Process Boiler_E10 | F4 | Industrial | Primary Metals | New | Process | Natural Gas | Process Boiler | E10 | Utility - Cost of Equipment | 0 | 0 | 0 | 0 | 0 | 0 | 0 | 0 | 0 | 0 | 0 | 0 | 0 | 0 | 0 | 0 | 0 | 0 | 0 | 0 | 0 | 0 | 0 | 0 | 0 | 0 | 0 | 0 | 0 | 0
F5_Industrial_Primary Metals_New_Process_Natural Gas_Process Boiler_E1 | F5 | Industrial | Primary Metals | New | Process | Natural Gas | Process Boiler | E1 | Utility - Cost of Operation | 637.9175 | 644.0408 | 633.6505 | 623.6877 | 607.0208 | 590.5349 | 573.9733 | 558.822 | 543.7631 | 530.5655 | 517.4113 | 504.6225 | 492.0917 | 480.0357 | 468.2244 | 456.6488 | 445.4551 | 434.7342 | 424.2773 | 414.4524 | 405.0304 | 395.9235 | 0 | 0 | 0 | 0 | 0 | 0 | 0 | 0
F5_Industrial_Primary Metals_New_Process_Natural Gas_Process Boiler_E2 | F5 | Industrial | Primary Metals | New | Process | Natural Gas | Process Boiler | E2 | Utility - Cost of Operation | 0 | 0 | 0 | 0 | 0 | 0 | 0 | 0 | 0 | 0 | 0 | 0 | 0 | 0 | 0 | 0 | 0 | 0 | 0 | 0 | 0 | 0 | 0 | 0 | 0 | 0 | 0 | 0 | 0 | 0
F5_Industrial_Primary Metals_New_Process_Natural Gas_Process Boiler_E3 | F5 | Industrial | Primary Metals | New | Process | Natural Gas | Process Boiler | E3 | Utility - Cost of Operation | 0 | 0 | 0 | 0 | 0 | 0 | 0 | 0 | 0 | 0 | 0 | 0 | 0 | 0 | 0 | 0 | 0 | 0 | 0 | 0 | 0 | 0 | 0 | 0 | 0 | 0 | 0 | 0 | 0 | 0
F5_Industrial_Primary Metals_New_Process_Natural Gas_Process Boiler_E4 | F5 | Industrial | Primary Metals | New | Process | Natural Gas | Process Boiler | E4 | Utility - Cost of Operation | 0 | 0 | 0 | 0 | 0 | 0 | 0 | 0 | 0 | 0 | 0 | 0 | 0 | 0 | 0 | 0 | 0 | 0 | 0 | 0 | 0 | 0 | 0 | 0 | 0 | 0 | 0 | 0 | 0 | 0
F5_Industrial_Primary Metals_New_Process_Natural Gas_Process Boiler_E5 | F5 | Industrial | Primary Metals | New | Process | Natural Gas | Process Boiler | E5 | Utility - Cost of Operation | 0 | 0 | 0 | 0 | 0 | 0 | 0 | 0 | 0 | 0 | 0 | 0 | 0 | 0 | 0 | 0 | 0 | 0 | 0 | 0 | 0 | 0 | 0 | 0 | 0 | 0 | 0 | 0 | 0 | 0
F5_Industrial_Primary Metals_New_Process_Natural Gas_Process Boiler_E6 | F5 | Industrial | Primary Metals | New | Process | Natural Gas | Process Boiler | E6 | Utility - Cost of Operation | 0 | 0 | 0 | 0 | 0 | 0 | 0 | 0 | 0 | 0 | 0 | 0 | 0 | 0 | 0 | 0 | 0 | 0 | 0 | 0 | 0 | 0 | 0 | 0 | 0 | 0 | 0 | 0 | 0 | 0
F5_Industrial_Primary Metals_New_Process_Natural Gas_Process Boiler_E7 | F5 | Industrial | Primary Metals | New | Process | Natural Gas | Process Boiler | E7 | Utility - Cost of Operation | 0 | 0 | 0 | 0 | 0 | 0 | 0 | 0 | 0 | 0 | 0 | 0 | 0 | 0 | 0 | 0 | 0 | 0 | 0 | 0 | 0 | 0 | 0 | 0 | 0 | 0 | 0 | 0 | 0 | 0
F5_Industrial_Primary Metals_New_Process_Natural Gas_Process Boiler_E8 | F5 | Industrial | Primary Metals | New | Process | Natural Gas | Process Boiler | E8 | Utility - Cost of Operation | 0 | 0 | 0 | 0 | 0 | 0 | 0 | 0 | 0 | 0 | 0 | 0 | 0 | 0 | 0 | 0 | 0 | 0 | 0 | 0 | 0 | 0 | 0 | 0 | 0 | 0 | 0 | 0 | 0 | 0
F5_Industrial_Primary Metals_New_Process_Natural Gas_Process Boiler_E9 | F5 | Industrial | Primary Metals | New | Process | Natural Gas | Process Boiler | E9 | Utility - Cost of Operation | 0 | 0 | 0 | 0 | 0 | 0 | 0 | 0 | 0 | 0 | 0 | 0 | 0 | 0 | 0 | 0 | 0 | 0 | 0 | 0 | 0 | 0 | 0 | 0 | 0 | 0 | 0 | 0 | 0 | 0
F5_Industrial_Primary Metals_New_Process_Natural Gas_Process Boiler_E10 | F5 | Industrial | Primary Metals | New | Process | Natural Gas | Process Boiler | E10 | Utility - Cost of Operation | 0 | 0 | 0 | 0 | 0 | 0 | 0 | 0 | 0 | 0 | 0 | 0 | 0 | 0 | 0 | 0 | 0 | 0 | 0 | 0 | 0 | 0 | 0 | 0 | 0 | 0 | 0 | 0 | 0 | 0
F6_Industrial_Primary Metals_New_Process_Natural Gas_Process Boiler_E1 | F6 | Industrial | Primary Metals | New | Process | Natural Gas | Process Boiler | E1 | Utility - Value of Sales | 764.2667 | 771.6029 | 759.1546 | 747.2185 | 727.2504 | 707.4993 | 687.6573 | 669.5052 | 651.4636 | 635.6521 | 619.8925 | 604.5706 | 589.558 | 575.114 | 560.9633 | 547.0951 | 533.6843 | 520.8399 | 508.3118 | 496.541 | 485.2528 | 474.3421 | 0 | 0 | 0 | 0 | 0 | 0 | 0 | 0
F6_Industrial_Primary Metals_New_Process_Natural Gas_Process Boiler_E2 | F6 | Industrial | Primary Metals | New | Process | Natural Gas | Process Boiler | E2 | Utility - Value of Sales | 0 | 0 | 0 | 0 | 0 | 0 | 0 | 0 | 0 | 0 | 0 | 0 | 0 | 0 | 0 | 0 | 0 | 0 | 0 | 0 | 0 | 0 | 0 | 0 | 0 | 0 | 0 | 0 | 0 | 0
F6_Industrial_Primary Metals_New_Process_Natural Gas_Process Boiler_E3 | F6 | Industrial | Primary Metals | New | Process | Natural Gas | Process Boiler | E3 | Utility - Value of Sales | 0 | 0 | 0 | 0 | 0 | 0 | 0 | 0 | 0 | 0 | 0 | 0 | 0 | 0 | 0 | 0 | 0 | 0 | 0 | 0 | 0 | 0 | 0 | 0 | 0 | 0 | 0 | 0 | 0 | 0
F6_Industrial_Primary Metals_New_Process_Natural Gas_Process Boiler_E4 | F6 | Industrial | Primary Metals | New | Process | Natural Gas | Process Boiler | E4 | Utility - Value of Sales | 0 | 0 | 0 | 0 | 0 | 0 | 0 | 0 | 0 | 0 | 0 | 0 | 0 | 0 | 0 | 0 | 0 | 0 | 0 | 0 | 0 | 0 | 0 | 0 | 0 | 0 | 0 | 0 | 0 | 0
F6_Industrial_Primary Metals_New_Process_Natural Gas_Process Boiler_E5 | F6 | Industrial | Primary Metals | New | Process | Natural Gas | Process Boiler | E5 | Utility - Value of Sales | 0 | 0 | 0 | 0 | 0 | 0 | 0 | 0 | 0 | 0 | 0 | 0 | 0 | 0 | 0 | 0 | 0 | 0 | 0 | 0 | 0 | 0 | 0 | 0 | 0 | 0 | 0 | 0 | 0 | 0
F6_Industrial_Primary Metals_New_Process_Natural Gas_Process Boiler_E6 | F6 | Industrial | Primary Metals | New | Process | Natural Gas | Process Boiler | E6 | Utility - Value of Sales | 0 | 0 | 0 | 0 | 0 | 0 | 0 | 0 | 0 | 0 | 0 | 0 | 0 | 0 | 0 | 0 | 0 | 0 | 0 | 0 | 0 | 0 | 0 | 0 | 0 | 0 | 0 | 0 | 0 | 0
F6_Industrial_Primary Metals_New_Process_Natural Gas_Process Boiler_E7 | F6 | Industrial | Primary Metals | New | Process | Natural Gas | Process Boiler | E7 | Utility - Value of Sales | 0 | 0 | 0 | 0 | 0 | 0 | 0 | 0 | 0 | 0 | 0 | 0 | 0 | 0 | 0 | 0 | 0 | 0 | 0 | 0 | 0 | 0 | 0 | 0 | 0 | 0 | 0 | 0 | 0 | 0
F6_Industrial_Primary Metals_New_Process_Natural Gas_Process Boiler_E8 | F6 | Industrial | Primary Metals | New | Process | Natural Gas | Process Boiler | E8 | Utility - Value of Sales | 0 | 0 | 0 | 0 | 0 | 0 | 0 | 0 | 0 | 0 | 0 | 0 | 0 | 0 | 0 | 0 | 0 | 0 | 0 | 0 | 0 | 0 | 0 | 0 | 0 | 0 | 0 | 0 | 0 | 0
F6_Industrial_Primary Metals_New_Process_Natural Gas_Process Boiler_E9 | F6 | Industrial | Primary Metals | New | Process | Natural Gas | Process Boiler | E9 | Utility - Value of Sales | 0 | 0 | 0 | 0 | 0 | 0 | 0 | 0 | 0 | 0 | 0 | 0 | 0 | 0 | 0 | 0 | 0 | 0 | 0 | 0 | 0 | 0 | 0 | 0 | 0 | 0 | 0 | 0 | 0 | 0
F6_Industrial_Primary Metals_New_Process_Natural Gas_Process Boiler_E10 | F6 | Industrial | Primary Metals | New | Process | Natural Gas | Process Boiler | E10 | Utility - Value of Sales | 0 | 0 | 0 | 0 | 0 | 0 | 0 | 0 | 0 | 0 | 0 | 0 | 0 | 0 | 0 | 0 | 0 | 0 | 0 | 0 | 0 | 0 | 0 | 0 | 0 | 0 | 0 | 0 | 0 | 0
F1_Industrial_Primary Metals_New_Process_Natural Gas_Process Heating_E1 | F1 | Industrial | Primary Metals | New | Process | Natural Gas | Process Heating | E1 | Participant - Cost of Equipment | 0.22938 | 0.22938 | 0.22938 | 0.22938 | 0.22938 | 0.22938 | 0.22938 | 0.22938 | 0.22938 | 0.22938 | 0.22938 | 0.22938 | 0.22938 | 0.22938 | 0.22938 | 0.22938 | 0.22938 | 0.22938 | 0.22938 | 0.22938 | 0.22938 | 0.22938 | 0 | 0 | 0 | 0 | 0 | 0 | 0 | 0
F1_Industrial_Primary Metals_New_Process_Natural Gas_Process Heating_E2 | F1 | Industrial | Primary Metals | New | Process | Natural Gas | Process Heating | E2 | Participant - Cost of Equipment | 0 | 0 | 0 | 0 | 0 | 0 | 0 | 0 | 0 | 0 | 0 | 0 | 0 | 0 | 0 | 0 | 0 | 0 | 0 | 0 | 0 | 0 | 0 | 0 | 0 | 0 | 0 | 0 | 0 | 0
F1_Industrial_Primary Metals_New_Process_Natural Gas_Process Heating_E3 | F1 | Industrial | Primary Metals | New | Process | Natural Gas | Process Heating | E3 | Participant - Cost of Equipment | 0 | 0 | 0 | 0 | 0 | 0 | 0 | 0 | 0 | 0 | 0 | 0 | 0 | 0 | 0 | 0 | 0 | 0 | 0 | 0 | 0 | 0 | 0 | 0 | 0 | 0 | 0 | 0 | 0 | 0
F1_Industrial_Primary Metals_New_Process_Natural Gas_Process Heating_E4 | F1 | Industrial | Primary Metals | New | Process | Natural Gas | Process Heating | E4 | Participant - Cost of Equipment | 0 | 0 | 0 | 0 | 0 | 0 | 0 | 0 | 0 | 0 | 0 | 0 | 0 | 0 | 0 | 0 | 0 | 0 | 0 | 0 | 0 | 0 | 0 | 0 | 0 | 0 | 0 | 0 | 0 | 0
F1_Industrial_Primary Metals_New_Process_Natural Gas_Process Heating_E5 | F1 | Industrial | Primary Metals | New | Process | Natural Gas | Process Heating | E5 | Participant - Cost of Equipment | 0 | 0 | 0 | 0 | 0 | 0 | 0 | 0 | 0 | 0 | 0 | 0 | 0 | 0 | 0 | 0 | 0 | 0 | 0 | 0 | 0 | 0 | 0 | 0 | 0 | 0 | 0 | 0 | 0 | 0
F1_Industrial_Primary Metals_New_Process_Natural Gas_Process Heating_E6 | F1 | Industrial | Primary Metals | New | Process | Natural Gas | Process Heating | E6 | Participant - Cost of Equipment | 0 | 0 | 0 | 0 | 0 | 0 | 0 | 0 | 0 | 0 | 0 | 0 | 0 | 0 | 0 | 0 | 0 | 0 | 0 | 0 | 0 | 0 | 0 | 0 | 0 | 0 | 0 | 0 | 0 | 0
F1_Industrial_Primary Metals_New_Process_Natural Gas_Process Heating_E7 | F1 | Industrial | Primary Metals | New | Process | Natural Gas | Process Heating | E7 | Participant - Cost of Equipment | 0 | 0 | 0 | 0 | 0 | 0 | 0 | 0 | 0 | 0 | 0 | 0 | 0 | 0 | 0 | 0 | 0 | 0 | 0 | 0 | 0 | 0 | 0 | 0 | 0 | 0 | 0 | 0 | 0 | 0
F1_Industrial_Primary Metals_New_Process_Natural Gas_Process Heating_E8 | F1 | Industrial | Primary Metals | New | Process | Natural Gas | Process Heating | E8 | Participant - Cost of Equipment | 0 | 0 | 0 | 0 | 0 | 0 | 0 | 0 | 0 | 0 | 0 | 0 | 0 | 0 | 0 | 0 | 0 | 0 | 0 | 0 | 0 | 0 | 0 | 0 | 0 | 0 | 0 | 0 | 0 | 0
F1_Industrial_Primary Metals_New_Process_Natural Gas_Process Heating_E9 | F1 | Industrial | Primary Metals | New | Process | Natural Gas | Process Heating | E9 | Participant - Cost of Equipment | 0 | 0 | 0 | 0 | 0 | 0 | 0 | 0 | 0 | 0 | 0 | 0 | 0 | 0 | 0 | 0 | 0 | 0 | 0 | 0 | 0 | 0 | 0 | 0 | 0 | 0 | 0 | 0 | 0 | 0
F1_Industrial_Primary Metals_New_Process_Natural Gas_Process Heating_E10 | F1 | Industrial | Primary Metals | New | Process | Natural Gas | Process Heating | E10 | Participant - Cost of Equipment | 0 | 0 | 0 | 0 | 0 | 0 | 0 | 0 | 0 | 0 | 0 | 0 | 0 | 0 | 0 | 0 | 0 | 0 | 0 | 0 | 0 | 0 | 0 | 0 | 0 | 0 | 0 | 0 | 0 | 0
F2_Industrial_Primary Metals_New_Process_Natural Gas_Process Heating_E1 | F2 | Industrial | Primary Metals | New | Process | Natural Gas | Process Heating | E1 | Participant - Cost of Operation | 5163.9849 | 5645.3511 | 5684.0813 | 5722.5415 | 5562.9009 | 5393.4331 | 5211.1379 | 5056.3646 | 4898.2177 | 4784.218 | 4664.5109 | 4546.9838 | 4429.1842 | 4317.0732 | 4204.2451 | 4090.9193 | 3981.5645 | 3878.2907 | 3776.2645 | 3685.7132 | 3599.9497 | 3516.1819 | 0 | 0 | 0 | 0 | 0 | 0 | 0 | 0
F2_Industrial_Primary Metals_New_Process_Natural Gas_Process Heating_E2 | F2 | Industrial | Primary Metals | New | Process | Natural Gas | Process Heating | E2 | Participant - Cost of Operation | 0 | 0 | 0 | 0 | 0 | 0 | 0 | 0 | 0 | 0 | 0 | 0 | 0 | 0 | 0 | 0 | 0 | 0 | 0 | 0 | 0 | 0 | 0 | 0 | 0 | 0 | 0 | 0 | 0 | 0
F2_Industrial_Primary Metals_New_Process_Natural Gas_Process Heating_E3 | F2 | Industrial | Primary Metals | New | Process | Natural Gas | Process Heating | E3 | Participant - Cost of Operation | 0 | 0 | 0 | 0 | 0 | 0 | 0 | 0 | 0 | 0 | 0 | 0 | 0 | 0 | 0 | 0 | 0 | 0 | 0 | 0 | 0 | 0 | 0 | 0 | 0 | 0 | 0 | 0 | 0 | 0
F2_Industrial_Primary Metals_New_Process_Natural Gas_Process Heating_E4 | F2 | Industrial | Primary Metals | New | Process | Natural Gas | Process Heating | E4 | Participant - Cost of Operation | 0 | 0 | 0 | 0 | 0 | 0 | 0 | 0 | 0 | 0 | 0 | 0 | 0 | 0 | 0 | 0 | 0 | 0 | 0 | 0 | 0 | 0 | 0 | 0 | 0 | 0 | 0 | 0 | 0 | 0
F2_Industrial_Primary Metals_New_Process_Natural Gas_Process Heating_E5 | F2 | Industrial | Primary Metals | New | Process | Natural Gas | Process Heating | E5 | Participant - Cost of Operation | 0 | 0 | 0 | 0 | 0 | 0 | 0 | 0 | 0 | 0 | 0 | 0 | 0 | 0 | 0 | 0 | 0 | 0 | 0 | 0 | 0 | 0 | 0 | 0 | 0 | 0 | 0 | 0 | 0 | 0
F2_Industrial_Primary Metals_New_Process_Natural Gas_Process Heating_E6 | F2 | Industrial | Primary Metals | New | Process | Natural Gas | Process Heating | E6 | Participant - Cost of Operation | 0 | 0 | 0 | 0 | 0 | 0 | 0 | 0 | 0 | 0 | 0 | 0 | 0 | 0 | 0 | 0 | 0 | 0 | 0 | 0 | 0 | 0 | 0 | 0 | 0 | 0 | 0 | 0 | 0 | 0
F2_Industrial_Primary Metals_New_Process_Natural Gas_Process Heating_E7 | F2 | Industrial | Primary Metals | New | Process | Natural Gas | Process Heating | E7 | Participant - Cost of Operation | 0 | 0 | 0 | 0 | 0 | 0 | 0 | 0 | 0 | 0 | 0 | 0 | 0 | 0 | 0 | 0 | 0 | 0 | 0 | 0 | 0 | 0 | 0 | 0 | 0 | 0 | 0 | 0 | 0 | 0
F2_Industrial_Primary Metals_New_Process_Natural Gas_Process Heating_E8 | F2 | Industrial | Primary Metals | New | Process | Natural Gas | Process Heating | E8 | Participant - Cost of Operation | 0 | 0 | 0 | 0 | 0 | 0 | 0 | 0 | 0 | 0 | 0 | 0 | 0 | 0 | 0 | 0 | 0 | 0 | 0 | 0 | 0 | 0 | 0 | 0 | 0 | 0 | 0 | 0 | 0 | 0
F2_Industrial_Primary Metals_New_Process_Natural Gas_Process Heating_E9 | F2 | Industrial | Primary Metals | New | Process | Natural Gas | Process Heating | E9 | Participant - Cost of Operation | 0 | 0 | 0 | 0 | 0 | 0 | 0 | 0 | 0 | 0 | 0 | 0 | 0 | 0 | 0 | 0 | 0 | 0 | 0 | 0 | 0 | 0 | 0 | 0 | 0 | 0 | 0 | 0 | 0 | 0
F2_Industrial_Primary Metals_New_Process_Natural Gas_Process Heating_E10 | F2 | Industrial | Primary Metals | New | Process | Natural Gas | Process Heating | E10 | Participant - Cost of Operation | 0 | 0 | 0 | 0 | 0 | 0 | 0 | 0 | 0 | 0 | 0 | 0 | 0 | 0 | 0 | 0 | 0 | 0 | 0 | 0 | 0 | 0 | 0 | 0 | 0 | 0 | 0 | 0 | 0 | 0
F3_Industrial_Primary Metals_New_Process_Natural Gas_Process Heating_E1 | F3 | Industrial | Primary Metals | New | Process | Natural Gas | Process Heating | E1 | System - kBTUs of Conusmption | 799513.9639 | 799513.9639 | 799513.9639 | 799513.9639 | 799513.9639 | 799513.9639 | 799513.9639 | 799513.9639 | 799513.9639 | 799513.9639 | 799513.9639 | 799513.9639 | 799513.9639 | 799513.9639 | 799513.9639 | 799513.9639 | 799513.9639 | 799513.9639 | 799513.9639 | 799513.9639 | 799513.9639 | 799513.9639 | 0 | 0 | 0 | 0 | 0 | 0 | 0 | 0
F3_Industrial_Primary Metals_New_Process_Natural Gas_Process Heating_E2 | F3 | Industrial | Primary Metals | New | Process | Natural Gas | Process Heating | E2 | System - kBTUs of Conusmption | 0 | 0 | 0 | 0 | 0 | 0 | 0 | 0 | 0 | 0 | 0 | 0 | 0 | 0 | 0 | 0 | 0 | 0 | 0 | 0 | 0 | 0 | 0 | 0 | 0 | 0 | 0 | 0 | 0 | 0
F3_Industrial_Primary Metals_New_Process_Natural Gas_Process Heating_E3 | F3 | Industrial | Primary Metals | New | Process | Natural Gas | Process Heating | E3 | System - kBTUs of Conusmption | 0 | 0 | 0 | 0 | 0 | 0 | 0 | 0 | 0 | 0 | 0 | 0 | 0 | 0 | 0 | 0 | 0 | 0 | 0 | 0 | 0 | 0 | 0 | 0 | 0 | 0 | 0 | 0 | 0 | 0
F3_Industrial_Primary Metals_New_Process_Natural Gas_Process Heating_E4 | F3 | Industrial | Primary Metals | New | Process | Natural Gas | Process Heating | E4 | System - kBTUs of Conusmption | 0 | 0 | 0 | 0 | 0 | 0 | 0 | 0 | 0 | 0 | 0 | 0 | 0 | 0 | 0 | 0 | 0 | 0 | 0 | 0 | 0 | 0 | 0 | 0 | 0 | 0 | 0 | 0 | 0 | 0
F3_Industrial_Primary Metals_New_Process_Natural Gas_Process Heating_E5 | F3 | Industrial | Primary Metals | New | Process | Natural Gas | Process Heating | E5 | System - kBTUs of Conusmption | 0 | 0 | 0 | 0 | 0 | 0 | 0 | 0 | 0 | 0 | 0 | 0 | 0 | 0 | 0 | 0 | 0 | 0 | 0 | 0 | 0 | 0 | 0 | 0 | 0 | 0 | 0 | 0 | 0 | 0
F3_Industrial_Primary Metals_New_Process_Natural Gas_Process Heating_E6 | F3 | Industrial | Primary Metals | New | Process | Natural Gas | Process Heating | E6 | System - kBTUs of Conusmption | 0 | 0 | 0 | 0 | 0 | 0 | 0 | 0 | 0 | 0 | 0 | 0 | 0 | 0 | 0 | 0 | 0 | 0 | 0 | 0 | 0 | 0 | 0 | 0 | 0 | 0 | 0 | 0 | 0 | 0
F3_Industrial_Primary Metals_New_Process_Natural Gas_Process Heating_E7 | F3 | Industrial | Primary Metals | New | Process | Natural Gas | Process Heating | E7 | System - kBTUs of Conusmption | 0 | 0 | 0 | 0 | 0 | 0 | 0 | 0 | 0 | 0 | 0 | 0 | 0 | 0 | 0 | 0 | 0 | 0 | 0 | 0 | 0 | 0 | 0 | 0 | 0 | 0 | 0 | 0 | 0 | 0
F3_Industrial_Primary Metals_New_Process_Natural Gas_Process Heating_E8 | F3 | Industrial | Primary Metals | New | Process | Natural Gas | Process Heating | E8 | System - kBTUs of Conusmption | 0 | 0 | 0 | 0 | 0 | 0 | 0 | 0 | 0 | 0 | 0 | 0 | 0 | 0 | 0 | 0 | 0 | 0 | 0 | 0 | 0 | 0 | 0 | 0 | 0 | 0 | 0 | 0 | 0 | 0
F3_Industrial_Primary Metals_New_Process_Natural Gas_Process Heating_E9 | F3 | Industrial | Primary Metals | New | Process | Natural Gas | Process Heating | E9 | System - kBTUs of Conusmption | 0 | 0 | 0 | 0 | 0 | 0 | 0 | 0 | 0 | 0 | 0 | 0 | 0 | 0 | 0 | 0 | 0 | 0 | 0 | 0 | 0 | 0 | 0 | 0 | 0 | 0 | 0 | 0 | 0 | 0
F3_Industrial_Primary Metals_New_Process_Natural Gas_Process Heating_E10 | F3 | Industrial | Primary Metals | New | Process | Natural Gas | Process Heating | E10 | System - kBTUs of Conusmption | 0 | 0 | 0 | 0 | 0 | 0 | 0 | 0 | 0 | 0 | 0 | 0 | 0 | 0 | 0 | 0 | 0 | 0 | 0 | 0 | 0 | 0 | 0 | 0 | 0 | 0 | 0 | 0 | 0 | 0
F4_Industrial_Primary Metals_New_Process_Natural Gas_Process Heating_E1 | F4 | Industrial | Primary Metals | New | Process | Natural Gas | Process Heating | E1 | Utility - Cost of Equipment | 0.22938 | 0.22938 | 0.22938 | 0.22938 | 0.22938 | 0.22938 | 0.22938 | 0.22938 | 0.22938 | 0.22938 | 0.22938 | 0.22938 | 0.22938 | 0.22938 | 0.22938 | 0.22938 | 0.22938 | 0.22938 | 0.22938 | 0.22938 | 0.22938 | 0.22938 | 0 | 0 | 0 | 0 | 0 | 0 | 0 | 0
F4_Industrial_Primary Metals_New_Process_Natural Gas_Process Heating_E2 | F4 | Industrial | Primary Metals | New | Process | Natural Gas | Process Heating | E2 | Utility - Cost of Equipment | 0 | 0 | 0 | 0 | 0 | 0 | 0 | 0 | 0 | 0 | 0 | 0 | 0 | 0 | 0 | 0 | 0 | 0 | 0 | 0 | 0 | 0 | 0 | 0 | 0 | 0 | 0 | 0 | 0 | 0
F4_Industrial_Primary Metals_New_Process_Natural Gas_Process Heating_E3 | F4 | Industrial | Primary Metals | New | Process | Natural Gas | Process Heating | E3 | Utility - Cost of Equipment | 0 | 0 | 0 | 0 | 0 | 0 | 0 | 0 | 0 | 0 | 0 | 0 | 0 | 0 | 0 | 0 | 0 | 0 | 0 | 0 | 0 | 0 | 0 | 0 | 0 | 0 | 0 | 0 | 0 | 0
F4_Industrial_Primary Metals_New_Process_Natural Gas_Process Heating_E4 | F4 | Industrial | Primary Metals | New | Process | Natural Gas | Process Heating | E4 | Utility - Cost of Equipment | 0 | 0 | 0 | 0 | 0 | 0 | 0 | 0 | 0 | 0 | 0 | 0 | 0 | 0 | 0 | 0 | 0 | 0 | 0 | 0 | 0 | 0 | 0 | 0 | 0 | 0 | 0 | 0 | 0 | 0
F4_Industrial_Primary Metals_New_Process_Natural Gas_Process Heating_E5 | F4 | Industrial | Primary Metals | New | Process | Natural Gas | Process Heating | E5 | Utility - Cost of Equipment | 0 | 0 | 0 | 0 | 0 | 0 | 0 | 0 | 0 | 0 | 0 | 0 | 0 | 0 | 0 | 0 | 0 | 0 | 0 | 0 | 0 | 0 | 0 | 0 | 0 | 0 | 0 | 0 | 0 | 0
F4_Industrial_Primary Metals_New_Process_Natural Gas_Process Heating_E6 | F4 | Industrial | Primary Metals | New | Process | Natural Gas | Process Heating | E6 | Utility - Cost of Equipment | 0 | 0 | 0 | 0 | 0 | 0 | 0 | 0 | 0 | 0 | 0 | 0 | 0 | 0 | 0 | 0 | 0 | 0 | 0 | 0 | 0 | 0 | 0 | 0 | 0 | 0 | 0 | 0 | 0 | 0
F4_Industrial_Primary Metals_New_Process_Natural Gas_Process Heating_E7 | F4 | Industrial | Primary Metals | New | Process | Natural Gas | Process Heating | E7 | Utility - Cost of Equipment | 0 | 0 | 0 | 0 | 0 | 0 | 0 | 0 | 0 | 0 | 0 | 0 | 0 | 0 | 0 | 0 | 0 | 0 | 0 | 0 | 0 | 0 | 0 | 0 | 0 | 0 | 0 | 0 | 0 | 0
F4_Industrial_Primary Metals_New_Process_Natural Gas_Process Heating_E8 | F4 | Industrial | Primary Metals | New | Process | Natural Gas | Process Heating | E8 | Utility - Cost of Equipment | 0 | 0 | 0 | 0 | 0 | 0 | 0 | 0 | 0 | 0 | 0 | 0 | 0 | 0 | 0 | 0 | 0 | 0 | 0 | 0 | 0 | 0 | 0 | 0 | 0 | 0 | 0 | 0 | 0 | 0
F4_Industrial_Primary Metals_New_Process_Natural Gas_Process Heating_E9 | F4 | Industrial | Primary Metals | New | Process | Natural Gas | Process Heating | E9 | Utility - Cost of Equipment | 0 | 0 | 0 | 0 | 0 | 0 | 0 | 0 | 0 | 0 | 0 | 0 | 0 | 0 | 0 | 0 | 0 | 0 | 0 | 0 | 0 | 0 | 0 | 0 | 0 | 0 | 0 | 0 | 0 | 0
F4_Industrial_Primary Metals_New_Process_Natural Gas_Process Heating_E10 | F4 | Industrial | Primary Metals | New | Process | Natural Gas | Process Heating | E10 | Utility - Cost of Equipment | 0 | 0 | 0 | 0 | 0 | 0 | 0 | 0 | 0 | 0 | 0 | 0 | 0 | 0 | 0 | 0 | 0 | 0 | 0 | 0 | 0 | 0 | 0 | 0 | 0 | 0 | 0 | 0 | 0 | 0
F5_Industrial_Primary Metals_New_Process_Natural Gas_Process Heating_E1 | F5 | Industrial | Primary Metals | New | Process | Natural Gas | Process Heating | E1 | Utility - Cost of Operation | 4310.2706 | 4712.0569 | 4744.3842 | 4776.4862 | 4643.2375 | 4501.7863 | 4349.6283 | 4220.4422 | 4088.4403 | 3993.2871 | 3893.3701 | 3795.2727 | 3696.9478 | 3603.371 | 3509.1958 | 3414.6051 | 3323.3289 | 3237.1285 | 3151.9693 | 3076.388 | 3004.803 | 2934.8837 | 0 | 0 | 0 | 0 | 0 | 0 | 0 | 0
F5_Industrial_Primary Metals_New_Process_Natural Gas_Process Heating_E2 | F5 | Industrial | Primary Metals | New | Process | Natural Gas | Process Heating | E2 | Utility - Cost of Operation | 0 | 0 | 0 | 0 | 0 | 0 | 0 | 0 | 0 | 0 | 0 | 0 | 0 | 0 | 0 | 0 | 0 | 0 | 0 | 0 | 0 | 0 | 0 | 0 | 0 | 0 | 0 | 0 | 0 | 0
F5_Industrial_Primary Metals_New_Process_Natural Gas_Process Heating_E3 | F5 | Industrial | Primary Metals | New | Process | Natural Gas | Process Heating | E3 | Utility - Cost of Operation | 0 | 0 | 0 | 0 | 0 | 0 | 0 | 0 | 0 | 0 | 0 | 0 | 0 | 0 | 0 | 0 | 0 | 0 | 0 | 0 | 0 | 0 | 0 | 0 | 0 | 0 | 0 | 0 | 0 | 0
F5_Industrial_Primary Metals_New_Process_Natural Gas_Process Heating_E4 | F5 | Industrial | Primary Metals | New | Process | Natural Gas | Process Heating | E4 | Utility - Cost of Operation | 0 | 0 | 0 | 0 | 0 | 0 | 0 | 0 | 0 | 0 | 0 | 0 | 0 | 0 | 0 | 0 | 0 | 0 | 0 | 0 | 0 | 0 | 0 | 0 | 0 | 0 | 0 | 0 | 0 | 0
F5_Industrial_Primary Metals_New_Process_Natural Gas_Process Heating_E5 | F5 | Industrial | Primary Metals | New | Process | Natural Gas | Process Heating | E5 | Utility - Cost of Operation | 0 | 0 | 0 | 0 | 0 | 0 | 0 | 0 | 0 | 0 | 0 | 0 | 0 | 0 | 0 | 0 | 0 | 0 | 0 | 0 | 0 | 0 | 0 | 0 | 0 | 0 | 0 | 0 | 0 | 0
F5_Industrial_Primary Metals_New_Process_Natural Gas_Process Heating_E6 | F5 | Industrial | Primary Metals | New | Process | Natural Gas | Process Heating | E6 | Utility - Cost of Operation | 0 | 0 | 0 | 0 | 0 | 0 | 0 | 0 | 0 | 0 | 0 | 0 | 0 | 0 | 0 | 0 | 0 | 0 | 0 | 0 | 0 | 0 | 0 | 0 | 0 | 0 | 0 | 0 | 0 | 0
F5_Industrial_Primary Metals_New_Process_Natural Gas_Process Heating_E7 | F5 | Industrial | Primary Metals | New | Process | Natural Gas | Process Heating | E7 | Utility - Cost of Operation | 0 | 0 | 0 | 0 | 0 | 0 | 0 | 0 | 0 | 0 | 0 | 0 | 0 | 0 | 0 | 0 | 0 | 0 | 0 | 0 | 0 | 0 | 0 | 0 | 0 | 0 | 0 | 0 | 0 | 0
F5_Industrial_Primary Metals_New_Process_Natural Gas_Process Heating_E8 | F5 | Industrial | Primary Metals | New | Process | Natural Gas | Process Heating | E8 | Utility - Cost of Operation | 0 | 0 | 0 | 0 | 0 | 0 | 0 | 0 | 0 | 0 | 0 | 0 | 0 | 0 | 0 | 0 | 0 | 0 | 0 | 0 | 0 | 0 | 0 | 0 | 0 | 0 | 0 | 0 | 0 | 0
F5_Industrial_Primary Metals_New_Process_Natural Gas_Process Heating_E9 | F5 | Industrial | Primary Metals | New | Process | Natural Gas | Process Heating | E9 | Utility - Cost of Operation | 0 | 0 | 0 | 0 | 0 | 0 | 0 | 0 | 0 | 0 | 0 | 0 | 0 | 0 | 0 | 0 | 0 | 0 | 0 | 0 | 0 | 0 | 0 | 0 | 0 | 0 | 0 | 0 | 0 | 0
F5_Industrial_Primary Metals_New_Process_Natural Gas_Process Heating_E10 | F5 | Industrial | Primary Metals | New | Process | Natural Gas | Process Heating | E10 | Utility - Cost of Operation | 0 | 0 | 0 | 0 | 0 | 0 | 0 | 0 | 0 | 0 | 0 | 0 | 0 | 0 | 0 | 0 | 0 | 0 | 0 | 0 | 0 | 0 | 0 | 0 | 0 | 0 | 0 | 0 | 0 | 0
F6_Industrial_Primary Metals_New_Process_Natural Gas_Process Heating_E1 | F6 | Industrial | Primary Metals | New | Process | Natural Gas | Process Heating | E1 | Utility - Value of Sales | 5163.9849 | 5645.3511 | 5684.0813 | 5722.5415 | 5562.9009 | 5393.4331 | 5211.1379 | 5056.3646 | 4898.2177 | 4784.218 | 4664.5109 | 4546.9838 | 4429.1842 | 4317.0732 | 4204.2451 | 4090.9193 | 3981.5645 | 3878.2907 | 3776.2645 | 3685.7132 | 3599.9497 | 3516.1819 | 0 | 0 | 0 | 0 | 0 | 0 | 0 | 0
F6_Industrial_Primary Metals_New_Process_Natural Gas_Process Heating_E2 | F6 | Industrial | Primary Metals | New | Process | Natural Gas | Process Heating | E2 | Utility - Value of Sales | 0 | 0 | 0 | 0 | 0 | 0 | 0 | 0 | 0 | 0 | 0 | 0 | 0 | 0 | 0 | 0 | 0 | 0 | 0 | 0 | 0 | 0 | 0 | 0 | 0 | 0 | 0 | 0 | 0 | 0
F6_Industrial_Primary Metals_New_Process_Natural Gas_Process Heating_E3 | F6 | Industrial | Primary Metals | New | Process | Natural Gas | Process Heating | E3 | Utility - Value of Sales | 0 | 0 | 0 | 0 | 0 | 0 | 0 | 0 | 0 | 0 | 0 | 0 | 0 | 0 | 0 | 0 | 0 | 0 | 0 | 0 | 0 | 0 | 0 | 0 | 0 | 0 | 0 | 0 | 0 | 0
F6_Industrial_Primary Metals_New_Process_Natural Gas_Process Heating_E4 | F6 | Industrial | Primary Metals | New | Process | Natural Gas | Process Heating | E4 | Utility - Value of Sales | 0 | 0 | 0 | 0 | 0 | 0 | 0 | 0 | 0 | 0 | 0 | 0 | 0 | 0 | 0 | 0 | 0 | 0 | 0 | 0 | 0 | 0 | 0 | 0 | 0 | 0 | 0 | 0 | 0 | 0
F6_Industrial_Primary Metals_New_Process_Natural Gas_Process Heating_E5 | F6 | Industrial | Primary Metals | New | Process | Natural Gas | Process Heating | E5 | Utility - Value of Sales | 0 | 0 | 0 | 0 | 0 | 0 | 0 | 0 | 0 | 0 | 0 | 0 | 0 | 0 | 0 | 0 | 0 | 0 | 0 | 0 | 0 | 0 | 0 | 0 | 0 | 0 | 0 | 0 | 0 | 0
F6_Industrial_Primary Metals_New_Process_Natural Gas_Process Heating_E6 | F6 | Industrial | Primary Metals | New | Process | Natural Gas | Process Heating | E6 | Utility - Value of Sales | 0 | 0 | 0 | 0 | 0 | 0 | 0 | 0 | 0 | 0 | 0 | 0 | 0 | 0 | 0 | 0 | 0 | 0 | 0 | 0 | 0 | 0 | 0 | 0 | 0 | 0 | 0 | 0 | 0 | 0
F6_Industrial_Primary Metals_New_Process_Natural Gas_Process Heating_E7 | F6 | Industrial | Primary Metals | New | Process | Natural Gas | Process Heating | E7 | Utility - Value of Sales | 0 | 0 | 0 | 0 | 0 | 0 | 0 | 0 | 0 | 0 | 0 | 0 | 0 | 0 | 0 | 0 | 0 | 0 | 0 | 0 | 0 | 0 | 0 | 0 | 0 | 0 | 0 | 0 | 0 | 0
F6_Industrial_Primary Metals_New_Process_Natural Gas_Process Heating_E8 | F6 | Industrial | Primary Metals | New | Process | Natural Gas | Process Heating | E8 | Utility - Value of Sales | 0 | 0 | 0 | 0 | 0 | 0 | 0 | 0 | 0 | 0 | 0 | 0 | 0 | 0 | 0 | 0 | 0 | 0 | 0 | 0 | 0 | 0 | 0 | 0 | 0 | 0 | 0 | 0 | 0 | 0
F6_Industrial_Primary Metals_New_Process_Natural Gas_Process Heating_E9 | F6 | Industrial | Primary Metals | New | Process | Natural Gas | Process Heating | E9 | Utility - Value of Sales | 0 | 0 | 0 | 0 | 0 | 0 | 0 | 0 | 0 | 0 | 0 | 0 | 0 | 0 | 0 | 0 | 0 | 0 | 0 | 0 | 0 | 0 | 0 | 0 | 0 | 0 | 0 | 0 | 0 | 0
F6_Industrial_Primary Metals_New_Process_Natural Gas_Process Heating_E10 | F6 | Industrial | Primary Metals | New | Process | Natural Gas | Process Heating | E10 | Utility - Value of Sales | 0 | 0 | 0 | 0 | 0 | 0 | 0 | 0 | 0 | 0 | 0 | 0 | 0 | 0 | 0 | 0 | 0 | 0 | 0 | 0 | 0 | 0 | 0 | 0 | 0 | 0 | 0 | 0 | 0 | 0
F1_Industrial_Primary Metals_New_Process_Natural Gas_Process Cooling_E1 | F1 | Industrial | Primary Metals | New | Process | Natural Gas | Process Cooling | E1 | Participant - Cost of Equipment | 0.22938 | 0.22938 | 0.22938 | 0.22938 | 0.22938 | 0.22938 | 0.22938 | 0.22938 | 0.22938 | 0.22938 | 0.22938 | 0.22938 | 0.22938 | 0.22938 | 0.22938 | 0.22938 | 0.22938 | 0.22938 | 0.22938 | 0.22938 | 0.22938 | 0.22938 | 0 | 0 | 0 | 0 | 0 | 0 | 0 | 0
F1_Industrial_Primary Metals_New_Process_Natural Gas_Process Cooling_E2 | F1 | Industrial | Primary Metals | New | Process | Natural Gas | Process Cooling | E2 | Participant - Cost of Equipment | 0 | 0 | 0 | 0 | 0 | 0 | 0 | 0 | 0 | 0 | 0 | 0 | 0 | 0 | 0 | 0 | 0 | 0 | 0 | 0 | 0 | 0 | 0 | 0 | 0 | 0 | 0 | 0 | 0 | 0
F1_Industrial_Primary Metals_New_Process_Natural Gas_Process Cooling_E3 | F1 | Industrial | Primary Metals | New | Process | Natural Gas | Process Cooling | E3 | Participant - Cost of Equipment | 0 | 0 | 0 | 0 | 0 | 0 | 0 | 0 | 0 | 0 | 0 | 0 | 0 | 0 | 0 | 0 | 0 | 0 | 0 | 0 | 0 | 0 | 0 | 0 | 0 | 0 | 0 | 0 | 0 | 0
F1_Industrial_Primary Metals_New_Process_Natural Gas_Process Cooling_E4 | F1 | Industrial | Primary Metals | New | Process | Natural Gas | Process Cooling | E4 | Participant - Cost of Equipment | 0 | 0 | 0 | 0 | 0 | 0 | 0 | 0 | 0 | 0 | 0 | 0 | 0 | 0 | 0 | 0 | 0 | 0 | 0 | 0 | 0 | 0 | 0 | 0 | 0 | 0 | 0 | 0 | 0 | 0
F1_Industrial_Primary Metals_New_Process_Natural Gas_Process Cooling_E5 | F1 | Industrial | Primary Metals | New | Process | Natural Gas | Process Cooling | E5 | Participant - Cost of Equipment | 0 | 0 | 0 | 0 | 0 | 0 | 0 | 0 | 0 | 0 | 0 | 0 | 0 | 0 | 0 | 0 | 0 | 0 | 0 | 0 | 0 | 0 | 0 | 0 | 0 | 0 | 0 | 0 | 0 | 0
F1_Industrial_Primary Metals_New_Process_Natural Gas_Process Cooling_E6 | F1 | Industrial | Primary Metals | New | Process | Natural Gas | Process Cooling | E6 | Participant - Cost of Equipment | 0 | 0 | 0 | 0 | 0 | 0 | 0 | 0 | 0 | 0 | 0 | 0 | 0 | 0 | 0 | 0 | 0 | 0 | 0 | 0 | 0 | 0 | 0 | 0 | 0 | 0 | 0 | 0 | 0 | 0
F1_Industrial_Primary Metals_New_Process_Natural Gas_Process Cooling_E7 | F1 | Industrial | Primary Metals | New | Process | Natural Gas | Process Cooling | E7 | Participant - Cost of Equipment | 0 | 0 | 0 | 0 | 0 | 0 | 0 | 0 | 0 | 0 | 0 | 0 | 0 | 0 | 0 | 0 | 0 | 0 | 0 | 0 | 0 | 0 | 0 | 0 | 0 | 0 | 0 | 0 | 0 | 0
F1_Industrial_Primary Metals_New_Process_Natural Gas_Process Cooling_E8 | F1 | Industrial | Primary Metals | New | Process | Natural Gas | Process Cooling | E8 | Participant - Cost of Equipment | 0 | 0 | 0 | 0 | 0 | 0 | 0 | 0 | 0 | 0 | 0 | 0 | 0 | 0 | 0 | 0 | 0 | 0 | 0 | 0 | 0 | 0 | 0 | 0 | 0 | 0 | 0 | 0 | 0 | 0
F1_Industrial_Primary Metals_New_Process_Natural Gas_Process Cooling_E9 | F1 | Industrial | Primary Metals | New | Process | Natural Gas | Process Cooling | E9 | Participant - Cost of Equipment | 0 | 0 | 0 | 0 | 0 | 0 | 0 | 0 | 0 | 0 | 0 | 0 | 0 | 0 | 0 | 0 | 0 | 0 | 0 | 0 | 0 | 0 | 0 | 0 | 0 | 0 | 0 | 0 | 0 | 0
F1_Industrial_Primary Metals_New_Process_Natural Gas_Process Cooling_E10 | F1 | Industrial | Primary Metals | New | Process | Natural Gas | Process Cooling | E10 | Participant - Cost of Equipment | 0 | 0 | 0 | 0 | 0 | 0 | 0 | 0 | 0 | 0 | 0 | 0 | 0 | 0 | 0 | 0 | 0 | 0 | 0 | 0 | 0 | 0 | 0 | 0 | 0 | 0 | 0 | 0 | 0 | 0
F2_Industrial_Primary Metals_New_Process_Natural Gas_Process Cooling_E1 | F2 | Industrial | Primary Metals | New | Process | Natural Gas | Process Cooling | E1 | Participant - Cost of Operation | 3.6795 | 4.0225 | 4.0501 | 4.0775 | 3.9637 | 3.843 | 3.7131 | 3.6028 | 3.4901 | 3.4089 | 3.3236 | 3.2399 | 3.1559 | 3.076 | 2.9956 | 2.9149 | 2.837 | 2.7634 | 2.6907 | 2.6262 | 2.5651 | 2.5054 | 0 | 0 | 0 | 0 | 0 | 0 | 0 | 0
F2_Industrial_Primary Metals_New_Process_Natural Gas_Process Cooling_E2 | F2 | Industrial | Primary Metals | New | Process | Natural Gas | Process Cooling | E2 | Participant - Cost of Operation | 0 | 0 | 0 | 0 | 0 | 0 | 0 | 0 | 0 | 0 | 0 | 0 | 0 | 0 | 0 | 0 | 0 | 0 | 0 | 0 | 0 | 0 | 0 | 0 | 0 | 0 | 0 | 0 | 0 | 0
F2_Industrial_Primary Metals_New_Process_Natural Gas_Process Cooling_E3 | F2 | Industrial | Primary Metals | New | Process | Natural Gas | Process Cooling | E3 | Participant - Cost of Operation | 0 | 0 | 0 | 0 | 0 | 0 | 0 | 0 | 0 | 0 | 0 | 0 | 0 | 0 | 0 | 0 | 0 | 0 | 0 | 0 | 0 | 0 | 0 | 0 | 0 | 0 | 0 | 0 | 0 | 0
F2_Industrial_Primary Metals_New_Process_Natural Gas_Process Cooling_E4 | F2 | Industrial | Primary Metals | New | Process | Natural Gas | Process Cooling | E4 | Participant - Cost of Operation | 0 | 0 | 0 | 0 | 0 | 0 | 0 | 0 | 0 | 0 | 0 | 0 | 0 | 0 | 0 | 0 | 0 | 0 | 0 | 0 | 0 | 0 | 0 | 0 | 0 | 0 | 0 | 0 | 0 | 0
F2_Industrial_Primary Metals_New_Process_Natural Gas_Process Cooling_E5 | F2 | Industrial | Primary Metals | New | Process | Natural Gas | Process Cooling | E5 | Participant - Cost of Operation | 0 | 0 | 0 | 0 | 0 | 0 | 0 | 0 | 0 | 0 | 0 | 0 | 0 | 0 | 0 | 0 | 0 | 0 | 0 | 0 | 0 | 0 | 0 | 0 | 0 | 0 | 0 | 0 | 0 | 0
F2_Industrial_Primary Metals_New_Process_Natural Gas_Process Cooling_E6 | F2 | Industrial | Primary Metals | New | Process | Natural Gas | Process Cooling | E6 | Participant - Cost of Operation | 0 | 0 | 0 | 0 | 0 | 0 | 0 | 0 | 0 | 0 | 0 | 0 | 0 | 0 | 0 | 0 | 0 | 0 | 0 | 0 | 0 | 0 | 0 | 0 | 0 | 0 | 0 | 0 | 0 | 0
F2_Industrial_Primary Metals_New_Process_Natural Gas_Process Cooling_E7 | F2 | Industrial | Primary Metals | New | Process | Natural Gas | Process Cooling | E7 | Participant - Cost of Operation | 0 | 0 | 0 | 0 | 0 | 0 | 0 | 0 | 0 | 0 | 0 | 0 | 0 | 0 | 0 | 0 | 0 | 0 | 0 | 0 | 0 | 0 | 0 | 0 | 0 | 0 | 0 | 0 | 0 | 0
F2_Industrial_Primary Metals_New_Process_Natural Gas_Process Cooling_E8 | F2 | Industrial | Primary Metals | New | Process | Natural Gas | Process Cooling | E8 | Participant - Cost of Operation | 0 | 0 | 0 | 0 | 0 | 0 | 0 | 0 | 0 | 0 | 0 | 0 | 0 | 0 | 0 | 0 | 0 | 0 | 0 | 0 | 0 | 0 | 0 | 0 | 0 | 0 | 0 | 0 | 0 | 0
F2_Industrial_Primary Metals_New_Process_Natural Gas_Process Cooling_E9 | F2 | Industrial | Primary Metals | New | Process | Natural Gas | Process Cooling | E9 | Participant - Cost of Operation | 0 | 0 | 0 | 0 | 0 | 0 | 0 | 0 | 0 | 0 | 0 | 0 | 0 | 0 | 0 | 0 | 0 | 0 | 0 | 0 | 0 | 0 | 0 | 0 | 0 | 0 | 0 | 0 | 0 | 0
F2_Industrial_Primary Metals_New_Process_Natural Gas_Process Cooling_E10 | F2 | Industrial | Primary Metals | New | Process | Natural Gas | Process Cooling | E10 | Participant - Cost of Operation | 0 | 0 | 0 | 0 | 0 | 0 | 0 | 0 | 0 | 0 | 0 | 0 | 0 | 0 | 0 | 0 | 0 | 0 | 0 | 0 | 0 | 0 | 0 | 0 | 0 | 0 | 0 | 0 | 0 | 0
F3_Industrial_Primary Metals_New_Process_Natural Gas_Process Cooling_E1 | F3 | Industrial | Primary Metals | New | Process | Natural Gas | Process Cooling | E1 | System - kBTUs of Conusmption | 569.6775 | 569.6775 | 569.6775 | 569.6775 | 569.6775 | 569.6775 | 569.6775 | 569.6775 | 569.6775 | 569.6775 | 569.6775 | 569.6775 | 569.6775 | 569.6775 | 569.6775 | 569.6775 | 569.6775 | 569.6775 | 569.6775 | 569.6775 | 569.6775 | 569.6775 | 0 | 0 | 0 | 0 | 0 | 0 | 0 | 0
F3_Industrial_Primary Metals_New_Process_Natural Gas_Process Cooling_E2 | F3 | Industrial | Primary Metals | New | Process | Natural Gas | Process Cooling | E2 | System - kBTUs of Conusmption | 0 | 0 | 0 | 0 | 0 | 0 | 0 | 0 | 0 | 0 | 0 | 0 | 0 | 0 | 0 | 0 | 0 | 0 | 0 | 0 | 0 | 0 | 0 | 0 | 0 | 0 | 0 | 0 | 0 | 0
F3_Industrial_Primary Metals_New_Process_Natural Gas_Process Cooling_E3 | F3 | Industrial | Primary Metals | New | Process | Natural Gas | Process Cooling | E3 | System - kBTUs of Conusmption | 0 | 0 | 0 | 0 | 0 | 0 | 0 | 0 | 0 | 0 | 0 | 0 | 0 | 0 | 0 | 0 | 0 | 0 | 0 | 0 | 0 | 0 | 0 | 0 | 0 | 0 | 0 | 0 | 0 | 0
F3_Industrial_Primary Metals_New_Process_Natural Gas_Process Cooling_E4 | F3 | Industrial | Primary Metals | New | Process | Natural Gas | Process Cooling | E4 | System - kBTUs of Conusmption | 0 | 0 | 0 | 0 | 0 | 0 | 0 | 0 | 0 | 0 | 0 | 0 | 0 | 0 | 0 | 0 | 0 | 0 | 0 | 0 | 0 | 0 | 0 | 0 | 0 | 0 | 0 | 0 | 0 | 0
F3_Industrial_Primary Metals_New_Process_Natural Gas_Process Cooling_E5 | F3 | Industrial | Primary Metals | New | Process | Natural Gas | Process Cooling | E5 | System - kBTUs of Conusmption | 0 | 0 | 0 | 0 | 0 | 0 | 0 | 0 | 0 | 0 | 0 | 0 | 0 | 0 | 0 | 0 | 0 | 0 | 0 | 0 | 0 | 0 | 0 | 0 | 0 | 0 | 0 | 0 | 0 | 0
F3_Industrial_Primary Metals_New_Process_Natural Gas_Process Cooling_E6 | F3 | Industrial | Primary Metals | New | Process | Natural Gas | Process Cooling | E6 | System - kBTUs of Conusmption | 0 | 0 | 0 | 0 | 0 | 0 | 0 | 0 | 0 | 0 | 0 | 0 | 0 | 0 | 0 | 0 | 0 | 0 | 0 | 0 | 0 | 0 | 0 | 0 | 0 | 0 | 0 | 0 | 0 | 0
F3_Industrial_Primary Metals_New_Process_Natural Gas_Process Cooling_E7 | F3 | Industrial | Primary Metals | New | Process | Natural Gas | Process Cooling | E7 | System - kBTUs of Conusmption | 0 | 0 | 0 | 0 | 0 | 0 | 0 | 0 | 0 | 0 | 0 | 0 | 0 | 0 | 0 | 0 | 0 | 0 | 0 | 0 | 0 | 0 | 0 | 0 | 0 | 0 | 0 | 0 | 0 | 0
F3_Industrial_Primary Metals_New_Process_Natural Gas_Process Cooling_E8 | F3 | Industrial | Primary Metals | New | Process | Natural Gas | Process Cooling | E8 | System - kBTUs of Conusmption | 0 | 0 | 0 | 0 | 0 | 0 | 0 | 0 | 0 | 0 | 0 | 0 | 0 | 0 | 0 | 0 | 0 | 0 | 0 | 0 | 0 | 0 | 0 | 0 | 0 | 0 | 0 | 0 | 0 | 0
F3_Industrial_Primary Metals_New_Process_Natural Gas_Process Cooling_E9 | F3 | Industrial | Primary Metals | New | Process | Natural Gas | Process Cooling | E9 | System - kBTUs of Conusmption | 0 | 0 | 0 | 0 | 0 | 0 | 0 | 0 | 0 | 0 | 0 | 0 | 0 | 0 | 0 | 0 | 0 | 0 | 0 | 0 | 0 | 0 | 0 | 0 | 0 | 0 | 0 | 0 | 0 | 0
F3_Industrial_Primary Metals_New_Process_Natural Gas_Process Cooling_E10 | F3 | Industrial | Primary Metals | New | Process | Natural Gas | Process Cooling | E10 | System - kBTUs of Conusmption | 0 | 0 | 0 | 0 | 0 | 0 | 0 | 0 | 0 | 0 | 0 | 0 | 0 | 0 | 0 | 0 | 0 | 0 | 0 | 0 | 0 | 0 | 0 | 0 | 0 | 0 | 0 | 0 | 0 | 0
F4_Industrial_Primary Metals_New_Process_Natural Gas_Process Cooling_E1 | F4 | Industrial | Primary Metals | New | Process | Natural Gas | Process Cooling | E1 | Utility - Cost of Equipment | 0.22938 | 0.22938 | 0.22938 | 0.22938 | 0.22938 | 0.22938 | 0.22938 | 0.22938 | 0.22938 | 0.22938 | 0.22938 | 0.22938 | 0.22938 | 0.22938 | 0.22938 | 0.22938 | 0.22938 | 0.22938 | 0.22938 | 0.22938 | 0.22938 | 0.22938 | 0 | 0 | 0 | 0 | 0 | 0 | 0 | 0
F4_Industrial_Primary Metals_New_Process_Natural Gas_Process Cooling_E2 | F4 | Industrial | Primary Metals | New | Process | Natural Gas | Process Cooling | E2 | Utility - Cost of Equipment | 0 | 0 | 0 | 0 | 0 | 0 | 0 | 0 | 0 | 0 | 0 | 0 | 0 | 0 | 0 | 0 | 0 | 0 | 0 | 0 | 0 | 0 | 0 | 0 | 0 | 0 | 0 | 0 | 0 | 0
F4_Industrial_Primary Metals_New_Process_Natural Gas_Process Cooling_E3 | F4 | Industrial | Primary Metals | New | Process | Natural Gas | Process Cooling | E3 | Utility - Cost of Equipment | 0 | 0 | 0 | 0 | 0 | 0 | 0 | 0 | 0 | 0 | 0 | 0 | 0 | 0 | 0 | 0 | 0 | 0 | 0 | 0 | 0 | 0 | 0 | 0 | 0 | 0 | 0 | 0 | 0 | 0
F4_Industrial_Primary Metals_New_Process_Natural Gas_Process Cooling_E4 | F4 | Industrial | Primary Metals | New | Process | Natural Gas | Process Cooling | E4 | Utility - Cost of Equipment | 0 | 0 | 0 | 0 | 0 | 0 | 0 | 0 | 0 | 0 | 0 | 0 | 0 | 0 | 0 | 0 | 0 | 0 | 0 | 0 | 0 | 0 | 0 | 0 | 0 | 0 | 0 | 0 | 0 | 0
F4_Industrial_Primary Metals_New_Process_Natural Gas_Process Cooling_E5 | F4 | Industrial | Primary Metals | New | Process | Natural Gas | Process Cooling | E5 | Utility - Cost of Equipment | 0 | 0 | 0 | 0 | 0 | 0 | 0 | 0 | 0 | 0 | 0 | 0 | 0 | 0 | 0 | 0 | 0 | 0 | 0 | 0 | 0 | 0 | 0 | 0 | 0 | 0 | 0 | 0 | 0 | 0
F4_Industrial_Primary Metals_New_Process_Natural Gas_Process Cooling_E6 | F4 | Industrial | Primary Metals | New | Process | Natural Gas | Process Cooling | E6 | Utility - Cost of Equipment | 0 | 0 | 0 | 0 | 0 | 0 | 0 | 0 | 0 | 0 | 0 | 0 | 0 | 0 | 0 | 0 | 0 | 0 | 0 | 0 | 0 | 0 | 0 | 0 | 0 | 0 | 0 | 0 | 0 | 0
F4_Industrial_Primary Metals_New_Process_Natural Gas_Process Cooling_E7 | F4 | Industrial | Primary Metals | New | Process | Natural Gas | Process Cooling | E7 | Utility - Cost of Equipment | 0 | 0 | 0 | 0 | 0 | 0 | 0 | 0 | 0 | 0 | 0 | 0 | 0 | 0 | 0 | 0 | 0 | 0 | 0 | 0 | 0 | 0 | 0 | 0 | 0 | 0 | 0 | 0 | 0 | 0
F4_Industrial_Primary Metals_New_Process_Natural Gas_Process Cooling_E8 | F4 | Industrial | Primary Metals | New | Process | Natural Gas | Process Cooling | E8 | Utility - Cost of Equipment | 0 | 0 | 0 | 0 | 0 | 0 | 0 | 0 | 0 | 0 | 0 | 0 | 0 | 0 | 0 | 0 | 0 | 0 | 0 | 0 | 0 | 0 | 0 | 0 | 0 | 0 | 0 | 0 | 0 | 0
F4_Industrial_Primary Metals_New_Process_Natural Gas_Process Cooling_E9 | F4 | Industrial | Primary Metals | New | Process | Natural Gas | Process Cooling | E9 | Utility - Cost of Equipment | 0 | 0 | 0 | 0 | 0 | 0 | 0 | 0 | 0 | 0 | 0 | 0 | 0 | 0 | 0 | 0 | 0 | 0 | 0 | 0 | 0 | 0 | 0 | 0 | 0 | 0 | 0 | 0 | 0 | 0
F4_Industrial_Primary Metals_New_Process_Natural Gas_Process Cooling_E10 | F4 | Industrial | Primary Metals | New | Process | Natural Gas | Process Cooling | E10 | Utility - Cost of Equipment | 0 | 0 | 0 | 0 | 0 | 0 | 0 | 0 | 0 | 0 | 0 | 0 | 0 | 0 | 0 | 0 | 0 | 0 | 0 | 0 | 0 | 0 | 0 | 0 | 0 | 0 | 0 | 0 | 0 | 0
F5_Industrial_Primary Metals_New_Process_Natural Gas_Process Cooling_E1 | F5 | Industrial | Primary Metals | New | Process | Natural Gas | Process Cooling | E1 | Utility - Cost of Operation | 3.0712 | 3.3575 | 3.3805 | 3.4034 | 3.3084 | 3.2077 | 3.0992 | 3.0072 | 2.9131 | 2.8453 | 2.7741 | 2.7042 | 2.6342 | 2.5675 | 2.5004 | 2.433 | 2.368 | 2.3066 | 2.2459 | 2.192 | 2.141 | 2.0912 | 0 | 0 | 0 | 0 | 0 | 0 | 0 | 0
F5_Industrial_Primary Metals_New_Process_Natural Gas_Process Cooling_E2 | F5 | Industrial | Primary Metals | New | Process | Natural Gas | Process Cooling | E2 | Utility - Cost of Operation | 0 | 0 | 0 | 0 | 0 | 0 | 0 | 0 | 0 | 0 | 0 | 0 | 0 | 0 | 0 | 0 | 0 | 0 | 0 | 0 | 0 | 0 | 0 | 0 | 0 | 0 | 0 | 0 | 0 | 0
F5_Industrial_Primary Metals_New_Process_Natural Gas_Process Cooling_E3 | F5 | Industrial | Primary Metals | New | Process | Natural Gas | Process Cooling | E3 | Utility - Cost of Operation | 0 | 0 | 0 | 0 | 0 | 0 | 0 | 0 | 0 | 0 | 0 | 0 | 0 | 0 | 0 | 0 | 0 | 0 | 0 | 0 | 0 | 0 | 0 | 0 | 0 | 0 | 0 | 0 | 0 | 0
F5_Industrial_Primary Metals_New_Process_Natural Gas_Process Cooling_E4 | F5 | Industrial | Primary Metals | New | Process | Natural Gas | Process Cooling | E4 | Utility - Cost of Operation | 0 | 0 | 0 | 0 | 0 | 0 | 0 | 0 | 0 | 0 | 0 | 0 | 0 | 0 | 0 | 0 | 0 | 0 | 0 | 0 | 0 | 0 | 0 | 0 | 0 | 0 | 0 | 0 | 0 | 0
F5_Industrial_Primary Metals_New_Process_Natural Gas_Process Cooling_E5 | F5 | Industrial | Primary Metals | New | Process | Natural Gas | Process Cooling | E5 | Utility - Cost of Operation | 0 | 0 | 0 | 0 | 0 | 0 | 0 | 0 | 0 | 0 | 0 | 0 | 0 | 0 | 0 | 0 | 0 | 0 | 0 | 0 | 0 | 0 | 0 | 0 | 0 | 0 | 0 | 0 | 0 | 0
F5_Industrial_Primary Metals_New_Process_Natural Gas_Process Cooling_E6 | F5 | Industrial | Primary Metals | New | Process | Natural Gas | Process Cooling | E6 | Utility - Cost of Operation | 0 | 0 | 0 | 0 | 0 | 0 | 0 | 0 | 0 | 0 | 0 | 0 | 0 | 0 | 0 | 0 | 0 | 0 | 0 | 0 | 0 | 0 | 0 | 0 | 0 | 0 | 0 | 0 | 0 | 0
F5_Industrial_Primary Metals_New_Process_Natural Gas_Process Cooling_E7 | F5 | Industrial | Primary Metals | New | Process | Natural Gas | Process Cooling | E7 | Utility - Cost of Operation | 0 | 0 | 0 | 0 | 0 | 0 | 0 | 0 | 0 | 0 | 0 | 0 | 0 | 0 | 0 | 0 | 0 | 0 | 0 | 0 | 0 | 0 | 0 | 0 | 0 | 0 | 0 | 0 | 0 | 0
F5_Industrial_Primary Metals_New_Process_Natural Gas_Process Cooling_E8 | F5 | Industrial | Primary Metals | New | Process | Natural Gas | Process Cooling | E8 | Utility - Cost of Operation | 0 | 0 | 0 | 0 | 0 | 0 | 0 | 0 | 0 | 0 | 0 | 0 | 0 | 0 | 0 | 0 | 0 | 0 | 0 | 0 | 0 | 0 | 0 | 0 | 0 | 0 | 0 | 0 | 0 | 0
F5_Industrial_Primary Metals_New_Process_Natural Gas_Process Cooling_E9 | F5 | Industrial | Primary Metals | New | Process | Natural Gas | Process Cooling | E9 | Utility - Cost of Operation | 0 | 0 | 0 | 0 | 0 | 0 | 0 | 0 | 0 | 0 | 0 | 0 | 0 | 0 | 0 | 0 | 0 | 0 | 0 | 0 | 0 | 0 | 0 | 0 | 0 | 0 | 0 | 0 | 0 | 0
F5_Industrial_Primary Metals_New_Process_Natural Gas_Process Cooling_E10 | F5 | Industrial | Primary Metals | New | Process | Natural Gas | Process Cooling | E10 | Utility - Cost of Operation | 0 | 0 | 0 | 0 | 0 | 0 | 0 | 0 | 0 | 0 | 0 | 0 | 0 | 0 | 0 | 0 | 0 | 0 | 0 | 0 | 0 | 0 | 0 | 0 | 0 | 0 | 0 | 0 | 0 | 0
F6_Industrial_Primary Metals_New_Process_Natural Gas_Process Cooling_E1 | F6 | Industrial | Primary Metals | New | Process | Natural Gas | Process Cooling | E1 | Utility - Value of Sales | 3.6795 | 4.0225 | 4.0501 | 4.0775 | 3.9637 | 3.843 | 3.7131 | 3.6028 | 3.4901 | 3.4089 | 3.3236 | 3.2399 | 3.1559 | 3.076 | 2.9956 | 2.9149 | 2.837 | 2.7634 | 2.6907 | 2.6262 | 2.5651 | 2.5054 | 0 | 0 | 0 | 0 | 0 | 0 | 0 | 0
F6_Industrial_Primary Metals_New_Process_Natural Gas_Process Cooling_E2 | F6 | Industrial | Primary Metals | New | Process | Natural Gas | Process Cooling | E2 | Utility - Value of Sales | 0 | 0 | 0 | 0 | 0 | 0 | 0 | 0 | 0 | 0 | 0 | 0 | 0 | 0 | 0 | 0 | 0 | 0 | 0 | 0 | 0 | 0 | 0 | 0 | 0 | 0 | 0 | 0 | 0 | 0
F6_Industrial_Primary Metals_New_Process_Natural Gas_Process Cooling_E3 | F6 | Industrial | Primary Metals | New | Process | Natural Gas | Process Cooling | E3 | Utility - Value of Sales | 0 | 0 | 0 | 0 | 0 | 0 | 0 | 0 | 0 | 0 | 0 | 0 | 0 | 0 | 0 | 0 | 0 | 0 | 0 | 0 | 0 | 0 | 0 | 0 | 0 | 0 | 0 | 0 | 0 | 0
F6_Industrial_Primary Metals_New_Process_Natural Gas_Process Cooling_E4 | F6 | Industrial | Primary Metals | New | Process | Natural Gas | Process Cooling | E4 | Utility - Value of Sales | 0 | 0 | 0 | 0 | 0 | 0 | 0 | 0 | 0 | 0 | 0 | 0 | 0 | 0 | 0 | 0 | 0 | 0 | 0 | 0 | 0 | 0 | 0 | 0 | 0 | 0 | 0 | 0 | 0 | 0
F6_Industrial_Primary Metals_New_Process_Natural Gas_Process Cooling_E5 | F6 | Industrial | Primary Metals | New | Process | Natural Gas | Process Cooling | E5 | Utility - Value of Sales | 0 | 0 | 0 | 0 | 0 | 0 | 0 | 0 | 0 | 0 | 0 | 0 | 0 | 0 | 0 | 0 | 0 | 0 | 0 | 0 | 0 | 0 | 0 | 0 | 0 | 0 | 0 | 0 | 0 | 0
F6_Industrial_Primary Metals_New_Process_Natural Gas_Process Cooling_E6 | F6 | Industrial | Primary Metals | New | Process | Natural Gas | Process Cooling | E6 | Utility - Value of Sales | 0 | 0 | 0 | 0 | 0 | 0 | 0 | 0 | 0 | 0 | 0 | 0 | 0 | 0 | 0 | 0 | 0 | 0 | 0 | 0 | 0 | 0 | 0 | 0 | 0 | 0 | 0 | 0 | 0 | 0
F6_Industrial_Primary Metals_New_Process_Natural Gas_Process Cooling_E7 | F6 | Industrial | Primary Metals | New | Process | Natural Gas | Process Cooling | E7 | Utility - Value of Sales | 0 | 0 | 0 | 0 | 0 | 0 | 0 | 0 | 0 | 0 | 0 | 0 | 0 | 0 | 0 | 0 | 0 | 0 | 0 | 0 | 0 | 0 | 0 | 0 | 0 | 0 | 0 | 0 | 0 | 0
F6_Industrial_Primary Metals_New_Process_Natural Gas_Process Cooling_E8 | F6 | Industrial | Primary Metals | New | Process | Natural Gas | Process Cooling | E8 | Utility - Value of Sales | 0 | 0 | 0 | 0 | 0 | 0 | 0 | 0 | 0 | 0 | 0 | 0 | 0 | 0 | 0 | 0 | 0 | 0 | 0 | 0 | 0 | 0 | 0 | 0 | 0 | 0 | 0 | 0 | 0 | 0
F6_Industrial_Primary Metals_New_Process_Natural Gas_Process Cooling_E9 | F6 | Industrial | Primary Metals | New | Process | Natural Gas | Process Cooling | E9 | Utility - Value of Sales | 0 | 0 | 0 | 0 | 0 | 0 | 0 | 0 | 0 | 0 | 0 | 0 | 0 | 0 | 0 | 0 | 0 | 0 | 0 | 0 | 0 | 0 | 0 | 0 | 0 | 0 | 0 | 0 | 0 | 0
F6_Industrial_Primary Metals_New_Process_Natural Gas_Process Cooling_E10 | F6 | Industrial | Primary Metals | New | Process | Natural Gas | Process Cooling | E10 | Utility - Value of Sales | 0 | 0 | 0 | 0 | 0 | 0 | 0 | 0 | 0 | 0 | 0 | 0 | 0 | 0 | 0 | 0 | 0 | 0 | 0 | 0 | 0 | 0 | 0 | 0 | 0 | 0 | 0 | 0 | 0 | 0
F1_Industrial_Primary Metals_New_Process_Natural Gas_Other Process_E1 | F1 | Industrial | Primary Metals | New | Process | Natural Gas | Other Process | E1 | Participant - Cost of Equipment | 0.22938 | 0.22938 | 0.22938 | 0.22938 | 0.22938 | 0.22938 | 0.22938 | 0.22938 | 0.22938 | 0.22938 | 0.22938 | 0.22938 | 0.22938 | 0.22938 | 0.22938 | 0.22938 | 0.22938 | 0.22938 | 0.22938 | 0.22938 | 0.22938 | 0.22938 | 0 | 0 | 0 | 0 | 0 | 0 | 0 | 0
F1_Industrial_Primary Metals_New_Process_Natural Gas_Other Process_E2 | F1 | Industrial | Primary Metals | New | Process | Natural Gas | Other Process | E2 | Participant - Cost of Equipment | 0 | 0 | 0 | 0 | 0 | 0 | 0 | 0 | 0 | 0 | 0 | 0 | 0 | 0 | 0 | 0 | 0 | 0 | 0 | 0 | 0 | 0 | 0 | 0 | 0 | 0 | 0 | 0 | 0 | 0
F1_Industrial_Primary Metals_New_Process_Natural Gas_Other Process_E3 | F1 | Industrial | Primary Metals | New | Process | Natural Gas | Other Process | E3 | Participant - Cost of Equipment | 0 | 0 | 0 | 0 | 0 | 0 | 0 | 0 | 0 | 0 | 0 | 0 | 0 | 0 | 0 | 0 | 0 | 0 | 0 | 0 | 0 | 0 | 0 | 0 | 0 | 0 | 0 | 0 | 0 | 0
F1_Industrial_Primary Metals_New_Process_Natural Gas_Other Process_E4 | F1 | Industrial | Primary Metals | New | Process | Natural Gas | Other Process | E4 | Participant - Cost of Equipment | 0 | 0 | 0 | 0 | 0 | 0 | 0 | 0 | 0 | 0 | 0 | 0 | 0 | 0 | 0 | 0 | 0 | 0 | 0 | 0 | 0 | 0 | 0 | 0 | 0 | 0 | 0 | 0 | 0 | 0
F1_Industrial_Primary Metals_New_Process_Natural Gas_Other Process_E5 | F1 | Industrial | Primary Metals | New | Process | Natural Gas | Other Process | E5 | Participant - Cost of Equipment | 0 | 0 | 0 | 0 | 0 | 0 | 0 | 0 | 0 | 0 | 0 | 0 | 0 | 0 | 0 | 0 | 0 | 0 | 0 | 0 | 0 | 0 | 0 | 0 | 0 | 0 | 0 | 0 | 0 | 0
F1_Industrial_Primary Metals_New_Process_Natural Gas_Other Process_E6 | F1 | Industrial | Primary Metals | New | Process | Natural Gas | Other Process | E6 | Participant - Cost of Equipment | 0 | 0 | 0 | 0 | 0 | 0 | 0 | 0 | 0 | 0 | 0 | 0 | 0 | 0 | 0 | 0 | 0 | 0 | 0 | 0 | 0 | 0 | 0 | 0 | 0 | 0 | 0 | 0 | 0 | 0
F1_Industrial_Primary Metals_New_Process_Natural Gas_Other Process_E7 | F1 | Industrial | Primary Metals | New | Process | Natural Gas | Other Process | E7 | Participant - Cost of Equipment | 0 | 0 | 0 | 0 | 0 | 0 | 0 | 0 | 0 | 0 | 0 | 0 | 0 | 0 | 0 | 0 | 0 | 0 | 0 | 0 | 0 | 0 | 0 | 0 | 0 | 0 | 0 | 0 | 0 | 0
F1_Industrial_Primary Metals_New_Process_Natural Gas_Other Process_E8 | F1 | Industrial | Primary Metals | New | Process | Natural Gas | Other Process | E8 | Participant - Cost of Equipment | 0 | 0 | 0 | 0 | 0 | 0 | 0 | 0 | 0 | 0 | 0 | 0 | 0 | 0 | 0 | 0 | 0 | 0 | 0 | 0 | 0 | 0 | 0 | 0 | 0 | 0 | 0 | 0 | 0 | 0
F1_Industrial_Primary Metals_New_Process_Natural Gas_Other Process_E9 | F1 | Industrial | Primary Metals | New | Process | Natural Gas | Other Process | E9 | Participant - Cost of Equipment | 0 | 0 | 0 | 0 | 0 | 0 | 0 | 0 | 0 | 0 | 0 | 0 | 0 | 0 | 0 | 0 | 0 | 0 | 0 | 0 | 0 | 0 | 0 | 0 | 0 | 0 | 0 | 0 | 0 | 0
F1_Industrial_Primary Metals_New_Process_Natural Gas_Other Process_E10 | F1 | Industrial | Primary Metals | New | Process | Natural Gas | Other Process | E10 | Participant - Cost of Equipment | 0 | 0 | 0 | 0 | 0 | 0 | 0 | 0 | 0 | 0 | 0 | 0 | 0 | 0 | 0 | 0 | 0 | 0 | 0 | 0 | 0 | 0 | 0 | 0 | 0 | 0 | 0 | 0 | 0 | 0
F2_Industrial_Primary Metals_New_Process_Natural Gas_Other Process_E1 | F2 | Industrial | Primary Metals | New | Process | Natural Gas | Other Process | E1 | Participant - Cost of Operation | 65.0548 | 71.1189 | 71.6069 | 72.0914 | 70.0803 | 67.9453 | 65.6488 | 63.699 | 61.7067 | 60.2706 | 58.7625 | 57.2819 | 55.7979 | 54.3856 | 52.9642 | 51.5365 | 50.1589 | 48.8579 | 47.5726 | 46.4318 | 45.3514 | 44.2961 | 0 | 0 | 0 | 0 | 0 | 0 | 0 | 0
F2_Industrial_Primary Metals_New_Process_Natural Gas_Other Process_E2 | F2 | Industrial | Primary Metals | New | Process | Natural Gas | Other Process | E2 | Participant - Cost of Operation | 0 | 0 | 0 | 0 | 0 | 0 | 0 | 0 | 0 | 0 | 0 | 0 | 0 | 0 | 0 | 0 | 0 | 0 | 0 | 0 | 0 | 0 | 0 | 0 | 0 | 0 | 0 | 0 | 0 | 0
F2_Industrial_Primary Metals_New_Process_Natural Gas_Other Process_E3 | F2 | Industrial | Primary Metals | New | Process | Natural Gas | Other Process | E3 | Participant - Cost of Operation | 0 | 0 | 0 | 0 | 0 | 0 | 0 | 0 | 0 | 0 | 0 | 0 | 0 | 0 | 0 | 0 | 0 | 0 | 0 | 0 | 0 | 0 | 0 | 0 | 0 | 0 | 0 | 0 | 0 | 0
F2_Industrial_Primary Metals_New_Process_Natural Gas_Other Process_E4 | F2 | Industrial | Primary Metals | New | Process | Natural Gas | Other Process | E4 | Participant - Cost of Operation | 0 | 0 | 0 | 0 | 0 | 0 | 0 | 0 | 0 | 0 | 0 | 0 | 0 | 0 | 0 | 0 | 0 | 0 | 0 | 0 | 0 | 0 | 0 | 0 | 0 | 0 | 0 | 0 | 0 | 0
F2_Industrial_Primary Metals_New_Process_Natural Gas_Other Process_E5 | F2 | Industrial | Primary Metals | New | Process | Natural Gas | Other Process | E5 | Participant - Cost of Operation | 0 | 0 | 0 | 0 | 0 | 0 | 0 | 0 | 0 | 0 | 0 | 0 | 0 | 0 | 0 | 0 | 0 | 0 | 0 | 0 | 0 | 0 | 0 | 0 | 0 | 0 | 0 | 0 | 0 | 0
F2_Industrial_Primary Metals_New_Process_Natural Gas_Other Process_E6 | F2 | Industrial | Primary Metals | New | Process | Natural Gas | Other Process | E6 | Participant - Cost of Operation | 0 | 0 | 0 | 0 | 0 | 0 | 0 | 0 | 0 | 0 | 0 | 0 | 0 | 0 | 0 | 0 | 0 | 0 | 0 | 0 | 0 | 0 | 0 | 0 | 0 | 0 | 0 | 0 | 0 | 0
F2_Industrial_Primary Metals_New_Process_Natural Gas_Other Process_E7 | F2 | Industrial | Primary Metals | New | Process | Natural Gas | Other Process | E7 | Participant - Cost of Operation | 0 | 0 | 0 | 0 | 0 | 0 | 0 | 0 | 0 | 0 | 0 | 0 | 0 | 0 | 0 | 0 | 0 | 0 | 0 | 0 | 0 | 0 | 0 | 0 | 0 | 0 | 0 | 0 | 0 | 0
F2_Industrial_Primary Metals_New_Process_Natural Gas_Other Process_E8 | F2 | Industrial | Primary Metals | New | Process | Natural Gas | Other Process | E8 | Participant - Cost of Operation | 0 | 0 | 0 | 0 | 0 | 0 | 0 | 0 | 0 | 0 | 0 | 0 | 0 | 0 | 0 | 0 | 0 | 0 | 0 | 0 | 0 | 0 | 0 | 0 | 0 | 0 | 0 | 0 | 0 | 0
F2_Industrial_Primary Metals_New_Process_Natural Gas_Other Process_E9 | F2 | Industrial | Primary Metals | New | Process | Natural Gas | Other Process | E9 | Participant - Cost of Operation | 0 | 0 | 0 | 0 | 0 | 0 | 0 | 0 | 0 | 0 | 0 | 0 | 0 | 0 | 0 | 0 | 0 | 0 | 0 | 0 | 0 | 0 | 0 | 0 | 0 | 0 | 0 | 0 | 0 | 0
F2_Industrial_Primary Metals_New_Process_Natural Gas_Other Process_E10 | F2 | Industrial | Primary Metals | New | Process | Natural Gas | Other Process | E10 | Participant - Cost of Operation | 0 | 0 | 0 | 0 | 0 | 0 | 0 | 0 | 0 | 0 | 0 | 0 | 0 | 0 | 0 | 0 | 0 | 0 | 0 | 0 | 0 | 0 | 0 | 0 | 0 | 0 | 0 | 0 | 0 | 0
F3_Industrial_Primary Metals_New_Process_Natural Gas_Other Process_E1 | F3 | Industrial | Primary Metals | New | Process | Natural Gas | Other Process | E1 | System - kBTUs of Conusmption | 10072.1086 | 10072.1086 | 10072.1086 | 10072.1086 | 10072.1086 | 10072.1086 | 10072.1086 | 10072.1086 | 10072.1086 | 10072.1086 | 10072.1086 | 10072.1086 | 10072.1086 | 10072.1086 | 10072.1086 | 10072.1086 | 10072.1086 | 10072.1086 | 10072.1086 | 10072.1086 | 10072.1086 | 10072.1086 | 0 | 0 | 0 | 0 | 0 | 0 | 0 | 0
F3_Industrial_Primary Metals_New_Process_Natural Gas_Other Process_E2 | F3 | Industrial | Primary Metals | New | Process | Natural Gas | Other Process | E2 | System - kBTUs of Conusmption | 0 | 0 | 0 | 0 | 0 | 0 | 0 | 0 | 0 | 0 | 0 | 0 | 0 | 0 | 0 | 0 | 0 | 0 | 0 | 0 | 0 | 0 | 0 | 0 | 0 | 0 | 0 | 0 | 0 | 0
F3_Industrial_Primary Metals_New_Process_Natural Gas_Other Process_E3 | F3 | Industrial | Primary Metals | New | Process | Natural Gas | Other Process | E3 | System - kBTUs of Conusmption | 0 | 0 | 0 | 0 | 0 | 0 | 0 | 0 | 0 | 0 | 0 | 0 | 0 | 0 | 0 | 0 | 0 | 0 | 0 | 0 | 0 | 0 | 0 | 0 | 0 | 0 | 0 | 0 | 0 | 0
F3_Industrial_Primary Metals_New_Process_Natural Gas_Other Process_E4 | F3 | Industrial | Primary Metals | New | Process | Natural Gas | Other Process | E4 | System - kBTUs of Conusmption | 0 | 0 | 0 | 0 | 0 | 0 | 0 | 0 | 0 | 0 | 0 | 0 | 0 | 0 | 0 | 0 | 0 | 0 | 0 | 0 | 0 | 0 | 0 | 0 | 0 | 0 | 0 | 0 | 0 | 0
F3_Industrial_Primary Metals_New_Process_Natural Gas_Other Process_E5 | F3 | Industrial | Primary Metals | New | Process | Natural Gas | Other Process | E5 | System - kBTUs of Conusmption | 0 | 0 | 0 | 0 | 0 | 0 | 0 | 0 | 0 | 0 | 0 | 0 | 0 | 0 | 0 | 0 | 0 | 0 | 0 | 0 | 0 | 0 | 0 | 0 | 0 | 0 | 0 | 0 | 0 | 0
F3_Industrial_Primary Metals_New_Process_Natural Gas_Other Process_E6 | F3 | Industrial | Primary Metals | New | Process | Natural Gas | Other Process | E6 | System - kBTUs of Conusmption | 0 | 0 | 0 | 0 | 0 | 0 | 0 | 0 | 0 | 0 | 0 | 0 | 0 | 0 | 0 | 0 | 0 | 0 | 0 | 0 | 0 | 0 | 0 | 0 | 0 | 0 | 0 | 0 | 0 | 0
F3_Industrial_Primary Metals_New_Process_Natural Gas_Other Process_E7 | F3 | Industrial | Primary Metals | New | Process | Natural Gas | Other Process | E7 | System - kBTUs of Conusmption | 0 | 0 | 0 | 0 | 0 | 0 | 0 | 0 | 0 | 0 | 0 | 0 | 0 | 0 | 0 | 0 | 0 | 0 | 0 | 0 | 0 | 0 | 0 | 0 | 0 | 0 | 0 | 0 | 0 | 0
F3_Industrial_Primary Metals_New_Process_Natural Gas_Other Process_E8 | F3 | Industrial | Primary Metals | New | Process | Natural Gas | Other Process | E8 | System - kBTUs of Conusmption | 0 | 0 | 0 | 0 | 0 | 0 | 0 | 0 | 0 | 0 | 0 | 0 | 0 | 0 | 0 | 0 | 0 | 0 | 0 | 0 | 0 | 0 | 0 | 0 | 0 | 0 | 0 | 0 | 0 | 0
F3_Industrial_Primary Metals_New_Process_Natural Gas_Other Process_E9 | F3 | Industrial | Primary Metals | New | Process | Natural Gas | Other Process | E9 | System - kBTUs of Conusmption | 0 | 0 | 0 | 0 | 0 | 0 | 0 | 0 | 0 | 0 | 0 | 0 | 0 | 0 | 0 | 0 | 0 | 0 | 0 | 0 | 0 | 0 | 0 | 0 | 0 | 0 | 0 | 0 | 0 | 0
F3_Industrial_Primary Metals_New_Process_Natural Gas_Other Process_E10 | F3 | Industrial | Primary Metals | New | Process | Natural Gas | Other Process | E10 | System - kBTUs of Conusmption | 0 | 0 | 0 | 0 | 0 | 0 | 0 | 0 | 0 | 0 | 0 | 0 | 0 | 0 | 0 | 0 | 0 | 0 | 0 | 0 | 0 | 0 | 0 | 0 | 0 | 0 | 0 | 0 | 0 | 0
F4_Industrial_Primary Metals_New_Process_Natural Gas_Other Process_E1 | F4 | Industrial | Primary Metals | New | Process | Natural Gas | Other Process | E1 | Utility - Cost of Equipment | 0.22938 | 0.22938 | 0.22938 | 0.22938 | 0.22938 | 0.22938 | 0.22938 | 0.22938 | 0.22938 | 0.22938 | 0.22938 | 0.22938 | 0.22938 | 0.22938 | 0.22938 | 0.22938 | 0.22938 | 0.22938 | 0.22938 | 0.22938 | 0.22938 | 0.22938 | 0 | 0 | 0 | 0 | 0 | 0 | 0 | 0
F4_Industrial_Primary Metals_New_Process_Natural Gas_Other Process_E2 | F4 | Industrial | Primary Metals | New | Process | Natural Gas | Other Process | E2 | Utility - Cost of Equipment | 0 | 0 | 0 | 0 | 0 | 0 | 0 | 0 | 0 | 0 | 0 | 0 | 0 | 0 | 0 | 0 | 0 | 0 | 0 | 0 | 0 | 0 | 0 | 0 | 0 | 0 | 0 | 0 | 0 | 0
F4_Industrial_Primary Metals_New_Process_Natural Gas_Other Process_E3 | F4 | Industrial | Primary Metals | New | Process | Natural Gas | Other Process | E3 | Utility - Cost of Equipment | 0 | 0 | 0 | 0 | 0 | 0 | 0 | 0 | 0 | 0 | 0 | 0 | 0 | 0 | 0 | 0 | 0 | 0 | 0 | 0 | 0 | 0 | 0 | 0 | 0 | 0 | 0 | 0 | 0 | 0
F4_Industrial_Primary Metals_New_Process_Natural Gas_Other Process_E4 | F4 | Industrial | Primary Metals | New | Process | Natural Gas | Other Process | E4 | Utility - Cost of Equipment | 0 | 0 | 0 | 0 | 0 | 0 | 0 | 0 | 0 | 0 | 0 | 0 | 0 | 0 | 0 | 0 | 0 | 0 | 0 | 0 | 0 | 0 | 0 | 0 | 0 | 0 | 0 | 0 | 0 | 0
F4_Industrial_Primary Metals_New_Process_Natural Gas_Other Process_E5 | F4 | Industrial | Primary Metals | New | Process | Natural Gas | Other Process | E5 | Utility - Cost of Equipment | 0 | 0 | 0 | 0 | 0 | 0 | 0 | 0 | 0 | 0 | 0 | 0 | 0 | 0 | 0 | 0 | 0 | 0 | 0 | 0 | 0 | 0 | 0 | 0 | 0 | 0 | 0 | 0 | 0 | 0
F4_Industrial_Primary Metals_New_Process_Natural Gas_Other Process_E6 | F4 | Industrial | Primary Metals | New | Process | Natural Gas | Other Process | E6 | Utility - Cost of Equipment | 0 | 0 | 0 | 0 | 0 | 0 | 0 | 0 | 0 | 0 | 0 | 0 | 0 | 0 | 0 | 0 | 0 | 0 | 0 | 0 | 0 | 0 | 0 | 0 | 0 | 0 | 0 | 0 | 0 | 0
F4_Industrial_Primary Metals_New_Process_Natural Gas_Other Process_E7 | F4 | Industrial | Primary Metals | New | Process | Natural Gas | Other Process | E7 | Utility - Cost of Equipment | 0 | 0 | 0 | 0 | 0 | 0 | 0 | 0 | 0 | 0 | 0 | 0 | 0 | 0 | 0 | 0 | 0 | 0 | 0 | 0 | 0 | 0 | 0 | 0 | 0 | 0 | 0 | 0 | 0 | 0
F4_Industrial_Primary Metals_New_Process_Natural Gas_Other Process_E8 | F4 | Industrial | Primary Metals | New | Process | Natural Gas | Other Process | E8 | Utility - Cost of Equipment | 0 | 0 | 0 | 0 | 0 | 0 | 0 | 0 | 0 | 0 | 0 | 0 | 0 | 0 | 0 | 0 | 0 | 0 | 0 | 0 | 0 | 0 | 0 | 0 | 0 | 0 | 0 | 0 | 0 | 0
F4_Industrial_Primary Metals_New_Process_Natural Gas_Other Process_E9 | F4 | Industrial | Primary Metals | New | Process | Natural Gas | Other Process | E9 | Utility - Cost of Equipment | 0 | 0 | 0 | 0 | 0 | 0 | 0 | 0 | 0 | 0 | 0 | 0 | 0 | 0 | 0 | 0 | 0 | 0 | 0 | 0 | 0 | 0 | 0 | 0 | 0 | 0 | 0 | 0 | 0 | 0
F4_Industrial_Primary Metals_New_Process_Natural Gas_Other Process_E10 | F4 | Industrial | Primary Metals | New | Process | Natural Gas | Other Process | E10 | Utility - Cost of Equipment | 0 | 0 | 0 | 0 | 0 | 0 | 0 | 0 | 0 | 0 | 0 | 0 | 0 | 0 | 0 | 0 | 0 | 0 | 0 | 0 | 0 | 0 | 0 | 0 | 0 | 0 | 0 | 0 | 0 | 0
F5_Industrial_Primary Metals_New_Process_Natural Gas_Other Process_E1 | F5 | Industrial | Primary Metals | New | Process | Natural Gas | Other Process | E1 | Utility - Cost of Operation | 54.2999 | 59.3615 | 59.7688 | 60.1732 | 58.4945 | 56.7126 | 54.7957 | 53.1682 | 51.5053 | 50.3066 | 49.0479 | 47.812 | 46.5734 | 45.3945 | 44.2081 | 43.0165 | 41.8666 | 40.7807 | 39.7078 | 38.7557 | 37.8539 | 36.973 | 0 | 0 | 0 | 0 | 0 | 0 | 0 | 0
F5_Industrial_Primary Metals_New_Process_Natural Gas_Other Process_E2 | F5 | Industrial | Primary Metals | New | Process | Natural Gas | Other Process | E2 | Utility - Cost of Operation | 0 | 0 | 0 | 0 | 0 | 0 | 0 | 0 | 0 | 0 | 0 | 0 | 0 | 0 | 0 | 0 | 0 | 0 | 0 | 0 | 0 | 0 | 0 | 0 | 0 | 0 | 0 | 0 | 0 | 0
F5_Industrial_Primary Metals_New_Process_Natural Gas_Other Process_E3 | F5 | Industrial | Primary Metals | New | Process | Natural Gas | Other Process | E3 | Utility - Cost of Operation | 0 | 0 | 0 | 0 | 0 | 0 | 0 | 0 | 0 | 0 | 0 | 0 | 0 | 0 | 0 | 0 | 0 | 0 | 0 | 0 | 0 | 0 | 0 | 0 | 0 | 0 | 0 | 0 | 0 | 0
F5_Industrial_Primary Metals_New_Process_Natural Gas_Other Process_E4 | F5 | Industrial | Primary Metals | New | Process | Natural Gas | Other Process | E4 | Utility - Cost of Operation | 0 | 0 | 0 | 0 | 0 | 0 | 0 | 0 | 0 | 0 | 0 | 0 | 0 | 0 | 0 | 0 | 0 | 0 | 0 | 0 | 0 | 0 | 0 | 0 | 0 | 0 | 0 | 0 | 0 | 0
F5_Industrial_Primary Metals_New_Process_Natural Gas_Other Process_E5 | F5 | Industrial | Primary Metals | New | Process | Natural Gas | Other Process | E5 | Utility - Cost of Operation | 0 | 0 | 0 | 0 | 0 | 0 | 0 | 0 | 0 | 0 | 0 | 0 | 0 | 0 | 0 | 0 | 0 | 0 | 0 | 0 | 0 | 0 | 0 | 0 | 0 | 0 | 0 | 0 | 0 | 0
F5_Industrial_Primary Metals_New_Process_Natural Gas_Other Process_E6 | F5 | Industrial | Primary Metals | New | Process | Natural Gas | Other Process | E6 | Utility - Cost of Operation | 0 | 0 | 0 | 0 | 0 | 0 | 0 | 0 | 0 | 0 | 0 | 0 | 0 | 0 | 0 | 0 | 0 | 0 | 0 | 0 | 0 | 0 | 0 | 0 | 0 | 0 | 0 | 0 | 0 | 0
F5_Industrial_Primary Metals_New_Process_Natural Gas_Other Process_E7 | F5 | Industrial | Primary Metals | New | Process | Natural Gas | Other Process | E7 | Utility - Cost of Operation | 0 | 0 | 0 | 0 | 0 | 0 | 0 | 0 | 0 | 0 | 0 | 0 | 0 | 0 | 0 | 0 | 0 | 0 | 0 | 0 | 0 | 0 | 0 | 0 | 0 | 0 | 0 | 0 | 0 | 0
F5_Industrial_Primary Metals_New_Process_Natural Gas_Other Process_E8 | F5 | Industrial | Primary Metals | New | Process | Natural Gas | Other Process | E8 | Utility - Cost of Operation | 0 | 0 | 0 | 0 | 0 | 0 | 0 | 0 | 0 | 0 | 0 | 0 | 0 | 0 | 0 | 0 | 0 | 0 | 0 | 0 | 0 | 0 | 0 | 0 | 0 | 0 | 0 | 0 | 0 | 0
F5_Industrial_Primary Metals_New_Process_Natural Gas_Other Process_E9 | F5 | Industrial | Primary Metals | New | Process | Natural Gas | Other Process | E9 | Utility - Cost of Operation | 0 | 0 | 0 | 0 | 0 | 0 | 0 | 0 | 0 | 0 | 0 | 0 | 0 | 0 | 0 | 0 | 0 | 0 | 0 | 0 | 0 | 0 | 0 | 0 | 0 | 0 | 0 | 0 | 0 | 0
F5_Industrial_Primary Metals_New_Process_Natural Gas_Other Process_E10 | F5 | Industrial | Primary Metals | New | Process | Natural Gas | Other Process | E10 | Utility - Cost of Operation | 0 | 0 | 0 | 0 | 0 | 0 | 0 | 0 | 0 | 0 | 0 | 0 | 0 | 0 | 0 | 0 | 0 | 0 | 0 | 0 | 0 | 0 | 0 | 0 | 0 | 0 | 0 | 0 | 0 | 0
F6_Industrial_Primary Metals_New_Process_Natural Gas_Other Process_E1 | F6 | Industrial | Primary Metals | New | Process | Natural Gas | Other Process | E1 | Utility - Value of Sales | 65.0548 | 71.1189 | 71.6069 | 72.0914 | 70.0803 | 67.9453 | 65.6488 | 63.699 | 61.7067 | 60.2706 | 58.7625 | 57.2819 | 55.7979 | 54.3856 | 52.9642 | 51.5365 | 50.1589 | 48.8579 | 47.5726 | 46.4318 | 45.3514 | 44.2961 | 0 | 0 | 0 | 0 | 0 | 0 | 0 | 0
F6_Industrial_Primary Metals_New_Process_Natural Gas_Other Process_E2 | F6 | Industrial | Primary Metals | New | Process | Natural Gas | Other Process | E2 | Utility - Value of Sales | 0 | 0 | 0 | 0 | 0 | 0 | 0 | 0 | 0 | 0 | 0 | 0 | 0 | 0 | 0 | 0 | 0 | 0 | 0 | 0 | 0 | 0 | 0 | 0 | 0 | 0 | 0 | 0 | 0 | 0
F6_Industrial_Primary Metals_New_Process_Natural Gas_Other Process_E3 | F6 | Industrial | Primary Metals | New | Process | Natural Gas | Other Process | E3 | Utility - Value of Sales | 0 | 0 | 0 | 0 | 0 | 0 | 0 | 0 | 0 | 0 | 0 | 0 | 0 | 0 | 0 | 0 | 0 | 0 | 0 | 0 | 0 | 0 | 0 | 0 | 0 | 0 | 0 | 0 | 0 | 0
F6_Industrial_Primary Metals_New_Process_Natural Gas_Other Process_E4 | F6 | Industrial | Primary Metals | New | Process | Natural Gas | Other Process | E4 | Utility - Value of Sales | 0 | 0 | 0 | 0 | 0 | 0 | 0 | 0 | 0 | 0 | 0 | 0 | 0 | 0 | 0 | 0 | 0 | 0 | 0 | 0 | 0 | 0 | 0 | 0 | 0 | 0 | 0 | 0 | 0 | 0
F6_Industrial_Primary Metals_New_Process_Natural Gas_Other Process_E5 | F6 | Industrial | Primary Metals | New | Process | Natural Gas | Other Process | E5 | Utility - Value of Sales | 0 | 0 | 0 | 0 | 0 | 0 | 0 | 0 | 0 | 0 | 0 | 0 | 0 | 0 | 0 | 0 | 0 | 0 | 0 | 0 | 0 | 0 | 0 | 0 | 0 | 0 | 0 | 0 | 0 | 0
F6_Industrial_Primary Metals_New_Process_Natural Gas_Other Process_E6 | F6 | Industrial | Primary Metals | New | Process | Natural Gas | Other Process | E6 | Utility - Value of Sales | 0 | 0 | 0 | 0 | 0 | 0 | 0 | 0 | 0 | 0 | 0 | 0 | 0 | 0 | 0 | 0 | 0 | 0 | 0 | 0 | 0 | 0 | 0 | 0 | 0 | 0 | 0 | 0 | 0 | 0
F6_Industrial_Primary Metals_New_Process_Natural Gas_Other Process_E7 | F6 | Industrial | Primary Metals | New | Process | Natural Gas | Other Process | E7 | Utility - Value of Sales | 0 | 0 | 0 | 0 | 0 | 0 | 0 | 0 | 0 | 0 | 0 | 0 | 0 | 0 | 0 | 0 | 0 | 0 | 0 | 0 | 0 | 0 | 0 | 0 | 0 | 0 | 0 | 0 | 0 | 0
F6_Industrial_Primary Metals_New_Process_Natural Gas_Other Process_E8 | F6 | Industrial | Primary Metals | New | Process | Natural Gas | Other Process | E8 | Utility - Value of Sales | 0 | 0 | 0 | 0 | 0 | 0 | 0 | 0 | 0 | 0 | 0 | 0 | 0 | 0 | 0 | 0 | 0 | 0 | 0 | 0 | 0 | 0 | 0 | 0 | 0 | 0 | 0 | 0 | 0 | 0
F6_Industrial_Primary Metals_New_Process_Natural Gas_Other Process_E9 | F6 | Industrial | Primary Metals | New | Process | Natural Gas | Other Process | E9 | Utility - Value of Sales | 0 | 0 | 0 | 0 | 0 | 0 | 0 | 0 | 0 | 0 | 0 | 0 | 0 | 0 | 0 | 0 | 0 | 0 | 0 | 0 | 0 | 0 | 0 | 0 | 0 | 0 | 0 | 0 | 0 | 0
F6_Industrial_Primary Metals_New_Process_Natural Gas_Other Process_E10 | F6 | Industrial | Primary Metals | New | Process | Natural Gas | Other Process | E10 | Utility - Value of Sales | 0 | 0 | 0 | 0 | 0 | 0 | 0 | 0 | 0 | 0 | 0 | 0 | 0 | 0 | 0 | 0 | 0 | 0 | 0 | 0 | 0 | 0 | 0 | 0 | 0 | 0 | 0 | 0 | 0 | 0
F1_Industrial_Primary Metals_New_Miscellaneous_Natural Gas_Miscellaneous_E1 | F1 | Industrial | Primary Metals | New | Miscellaneous | Natural Gas | Miscellaneous | E1 | Participant - Cost of Equipment | 0.22938 | 0.22938 | 0.22938 | 0.22938 | 0.22938 | 0.22938 | 0.22938 | 0.22938 | 0.22938 | 0.22938 | 0.22938 | 0.22938 | 0.22938 | 0.22938 | 0.22938 | 0.22938 | 0.22938 | 0.22938 | 0.22938 | 0.22938 | 0.22938 | 0.22938 | 0 | 0 | 0 | 0 | 0 | 0 | 0 | 0
F1_Industrial_Primary Metals_New_Miscellaneous_Natural Gas_Miscellaneous_E2 | F1 | Industrial | Primary Metals | New | Miscellaneous | Natural Gas | Miscellaneous | E2 | Participant - Cost of Equipment | 0 | 0 | 0 | 0 | 0 | 0 | 0 | 0 | 0 | 0 | 0 | 0 | 0 | 0 | 0 | 0 | 0 | 0 | 0 | 0 | 0 | 0 | 0 | 0 | 0 | 0 | 0 | 0 | 0 | 0
F1_Industrial_Primary Metals_New_Miscellaneous_Natural Gas_Miscellaneous_E3 | F1 | Industrial | Primary Metals | New | Miscellaneous | Natural Gas | Miscellaneous | E3 | Participant - Cost of Equipment | 0 | 0 | 0 | 0 | 0 | 0 | 0 | 0 | 0 | 0 | 0 | 0 | 0 | 0 | 0 | 0 | 0 | 0 | 0 | 0 | 0 | 0 | 0 | 0 | 0 | 0 | 0 | 0 | 0 | 0
F1_Industrial_Primary Metals_New_Miscellaneous_Natural Gas_Miscellaneous_E4 | F1 | Industrial | Primary Metals | New | Miscellaneous | Natural Gas | Miscellaneous | E4 | Participant - Cost of Equipment | 0 | 0 | 0 | 0 | 0 | 0 | 0 | 0 | 0 | 0 | 0 | 0 | 0 | 0 | 0 | 0 | 0 | 0 | 0 | 0 | 0 | 0 | 0 | 0 | 0 | 0 | 0 | 0 | 0 | 0
F1_Industrial_Primary Metals_New_Miscellaneous_Natural Gas_Miscellaneous_E5 | F1 | Industrial | Primary Metals | New | Miscellaneous | Natural Gas | Miscellaneous | E5 | Participant - Cost of Equipment | 0 | 0 | 0 | 0 | 0 | 0 | 0 | 0 | 0 | 0 | 0 | 0 | 0 | 0 | 0 | 0 | 0 | 0 | 0 | 0 | 0 | 0 | 0 | 0 | 0 | 0 | 0 | 0 | 0 | 0
F1_Industrial_Primary Metals_New_Miscellaneous_Natural Gas_Miscellaneous_E6 | F1 | Industrial | Primary Metals | New | Miscellaneous | Natural Gas | Miscellaneous | E6 | Participant - Cost of Equipment | 0 | 0 | 0 | 0 | 0 | 0 | 0 | 0 | 0 | 0 | 0 | 0 | 0 | 0 | 0 | 0 | 0 | 0 | 0 | 0 | 0 | 0 | 0 | 0 | 0 | 0 | 0 | 0 | 0 | 0
F1_Industrial_Primary Metals_New_Miscellaneous_Natural Gas_Miscellaneous_E7 | F1 | Industrial | Primary Metals | New | Miscellaneous | Natural Gas | Miscellaneous | E7 | Participant - Cost of Equipment | 0 | 0 | 0 | 0 | 0 | 0 | 0 | 0 | 0 | 0 | 0 | 0 | 0 | 0 | 0 | 0 | 0 | 0 | 0 | 0 | 0 | 0 | 0 | 0 | 0 | 0 | 0 | 0 | 0 | 0
F1_Industrial_Primary Metals_New_Miscellaneous_Natural Gas_Miscellaneous_E8 | F1 | Industrial | Primary Metals | New | Miscellaneous | Natural Gas | Miscellaneous | E8 | Participant - Cost of Equipment | 0 | 0 | 0 | 0 | 0 | 0 | 0 | 0 | 0 | 0 | 0 | 0 | 0 | 0 | 0 | 0 | 0 | 0 | 0 | 0 | 0 | 0 | 0 | 0 | 0 | 0 | 0 | 0 | 0 | 0
F1_Industrial_Primary Metals_New_Miscellaneous_Natural Gas_Miscellaneous_E9 | F1 | Industrial | Primary Metals | New | Miscellaneous | Natural Gas | Miscellaneous | E9 | Participant - Cost of Equipment | 0 | 0 | 0 | 0 | 0 | 0 | 0 | 0 | 0 | 0 | 0 | 0 | 0 | 0 | 0 | 0 | 0 | 0 | 0 | 0 | 0 | 0 | 0 | 0 | 0 | 0 | 0 | 0 | 0 | 0
F1_Industrial_Primary Metals_New_Miscellaneous_Natural Gas_Miscellaneous_E10 | F1 | Industrial | Primary Metals | New | Miscellaneous | Natural Gas | Miscellaneous | E10 | Participant - Cost of Equipment | 0 | 0 | 0 | 0 | 0 | 0 | 0 | 0 | 0 | 0 | 0 | 0 | 0 | 0 | 0 | 0 | 0 | 0 | 0 | 0 | 0 | 0 | 0 | 0 | 0 | 0 | 0 | 0 | 0 | 0
F2_Industrial_Primary Metals_New_Miscellaneous_Natural Gas_Miscellaneous_E1 | F2 | Industrial | Primary Metals | New | Miscellaneous | Natural Gas | Miscellaneous | E1 | Participant - Cost of Operation | 255.5628 | 279.3854 | 281.3021 | 283.2055 | 275.305 | 266.9181 | 257.8964 | 250.2368 | 242.4102 | 236.7684 | 230.8441 | 225.0278 | 219.1979 | 213.6496 | 208.0658 | 202.4574 | 197.0455 | 191.9345 | 186.8853 | 182.404 | 178.1596 | 174.0139 | 0 | 0 | 0 | 0 | 0 | 0 | 0 | 0
F2_Industrial_Primary Metals_New_Miscellaneous_Natural Gas_Miscellaneous_E2 | F2 | Industrial | Primary Metals | New | Miscellaneous | Natural Gas | Miscellaneous | E2 | Participant - Cost of Operation | 0 | 0 | 0 | 0 | 0 | 0 | 0 | 0 | 0 | 0 | 0 | 0 | 0 | 0 | 0 | 0 | 0 | 0 | 0 | 0 | 0 | 0 | 0 | 0 | 0 | 0 | 0 | 0 | 0 | 0
F2_Industrial_Primary Metals_New_Miscellaneous_Natural Gas_Miscellaneous_E3 | F2 | Industrial | Primary Metals | New | Miscellaneous | Natural Gas | Miscellaneous | E3 | Participant - Cost of Operation | 0 | 0 | 0 | 0 | 0 | 0 | 0 | 0 | 0 | 0 | 0 | 0 | 0 | 0 | 0 | 0 | 0 | 0 | 0 | 0 | 0 | 0 | 0 | 0 | 0 | 0 | 0 | 0 | 0 | 0
F2_Industrial_Primary Metals_New_Miscellaneous_Natural Gas_Miscellaneous_E4 | F2 | Industrial | Primary Metals | New | Miscellaneous | Natural Gas | Miscellaneous | E4 | Participant - Cost of Operation | 0 | 0 | 0 | 0 | 0 | 0 | 0 | 0 | 0 | 0 | 0 | 0 | 0 | 0 | 0 | 0 | 0 | 0 | 0 | 0 | 0 | 0 | 0 | 0 | 0 | 0 | 0 | 0 | 0 | 0
F2_Industrial_Primary Metals_New_Miscellaneous_Natural Gas_Miscellaneous_E5 | F2 | Industrial | Primary Metals | New | Miscellaneous | Natural Gas | Miscellaneous | E5 | Participant - Cost of Operation | 0 | 0 | 0 | 0 | 0 | 0 | 0 | 0 | 0 | 0 | 0 | 0 | 0 | 0 | 0 | 0 | 0 | 0 | 0 | 0 | 0 | 0 | 0 | 0 | 0 | 0 | 0 | 0 | 0 | 0
F2_Industrial_Primary Metals_New_Miscellaneous_Natural Gas_Miscellaneous_E6 | F2 | Industrial | Primary Metals | New | Miscellaneous | Natural Gas | Miscellaneous | E6 | Participant - Cost of Operation | 0 | 0 | 0 | 0 | 0 | 0 | 0 | 0 | 0 | 0 | 0 | 0 | 0 | 0 | 0 | 0 | 0 | 0 | 0 | 0 | 0 | 0 | 0 | 0 | 0 | 0 | 0 | 0 | 0 | 0
F2_Industrial_Primary Metals_New_Miscellaneous_Natural Gas_Miscellaneous_E7 | F2 | Industrial | Primary Metals | New | Miscellaneous | Natural Gas | Miscellaneous | E7 | Participant - Cost of Operation | 0 | 0 | 0 | 0 | 0 | 0 | 0 | 0 | 0 | 0 | 0 | 0 | 0 | 0 | 0 | 0 | 0 | 0 | 0 | 0 | 0 | 0 | 0 | 0 | 0 | 0 | 0 | 0 | 0 | 0
F2_Industrial_Primary Metals_New_Miscellaneous_Natural Gas_Miscellaneous_E8 | F2 | Industrial | Primary Metals | New | Miscellaneous | Natural Gas | Miscellaneous | E8 | Participant - Cost of Operation | 0 | 0 | 0 | 0 | 0 | 0 | 0 | 0 | 0 | 0 | 0 | 0 | 0 | 0 | 0 | 0 | 0 | 0 | 0 | 0 | 0 | 0 | 0 | 0 | 0 | 0 | 0 | 0 | 0 | 0
F2_Industrial_Primary Metals_New_Miscellaneous_Natural Gas_Miscellaneous_E9 | F2 | Industrial | Primary Metals | New | Miscellaneous | Natural Gas | Miscellaneous | E9 | Participant - Cost of Operation | 0 | 0 | 0 | 0 | 0 | 0 | 0 | 0 | 0 | 0 | 0 | 0 | 0 | 0 | 0 | 0 | 0 | 0 | 0 | 0 | 0 | 0 | 0 | 0 | 0 | 0 | 0 | 0 | 0 | 0
F2_Industrial_Primary Metals_New_Miscellaneous_Natural Gas_Miscellaneous_E10 | F2 | Industrial | Primary Metals | New | Miscellaneous | Natural Gas | Miscellaneous | E10 | Participant - Cost of Operation | 0 | 0 | 0 | 0 | 0 | 0 | 0 | 0 | 0 | 0 | 0 | 0 | 0 | 0 | 0 | 0 | 0 | 0 | 0 | 0 | 0 | 0 | 0 | 0 | 0 | 0 | 0 | 0 | 0 | 0
F3_Industrial_Primary Metals_New_Miscellaneous_Natural Gas_Miscellaneous_E1 | F3 | Industrial | Primary Metals | New | Miscellaneous | Natural Gas | Miscellaneous | E1 | System - kBTUs of Conusmption | 39567.5158 | 39567.5158 | 39567.5158 | 39567.5158 | 39567.5158 | 39567.5158 | 39567.5158 | 39567.5158 | 39567.5158 | 39567.5158 | 39567.5158 | 39567.5158 | 39567.5158 | 39567.5158 | 39567.5158 | 39567.5158 | 39567.5158 | 39567.5158 | 39567.5158 | 39567.5158 | 39567.5158 | 39567.5158 | 0 | 0 | 0 | 0 | 0 | 0 | 0 | 0
F3_Industrial_Primary Metals_New_Miscellaneous_Natural Gas_Miscellaneous_E2 | F3 | Industrial | Primary Metals | New | Miscellaneous | Natural Gas | Miscellaneous | E2 | System - kBTUs of Conusmption | 0 | 0 | 0 | 0 | 0 | 0 | 0 | 0 | 0 | 0 | 0 | 0 | 0 | 0 | 0 | 0 | 0 | 0 | 0 | 0 | 0 | 0 | 0 | 0 | 0 | 0 | 0 | 0 | 0 | 0
F3_Industrial_Primary Metals_New_Miscellaneous_Natural Gas_Miscellaneous_E3 | F3 | Industrial | Primary Metals | New | Miscellaneous | Natural Gas | Miscellaneous | E3 | System - kBTUs of Conusmption | 0 | 0 | 0 | 0 | 0 | 0 | 0 | 0 | 0 | 0 | 0 | 0 | 0 | 0 | 0 | 0 | 0 | 0 | 0 | 0 | 0 | 0 | 0 | 0 | 0 | 0 | 0 | 0 | 0 | 0
F3_Industrial_Primary Metals_New_Miscellaneous_Natural Gas_Miscellaneous_E4 | F3 | Industrial | Primary Metals | New | Miscellaneous | Natural Gas | Miscellaneous | E4 | System - kBTUs of Conusmption | 0 | 0 | 0 | 0 | 0 | 0 | 0 | 0 | 0 | 0 | 0 | 0 | 0 | 0 | 0 | 0 | 0 | 0 | 0 | 0 | 0 | 0 | 0 | 0 | 0 | 0 | 0 | 0 | 0 | 0
F3_Industrial_Primary Metals_New_Miscellaneous_Natural Gas_Miscellaneous_E5 | F3 | Industrial | Primary Metals | New | Miscellaneous | Natural Gas | Miscellaneous | E5 | System - kBTUs of Conusmption | 0 | 0 | 0 | 0 | 0 | 0 | 0 | 0 | 0 | 0 | 0 | 0 | 0 | 0 | 0 | 0 | 0 | 0 | 0 | 0 | 0 | 0 | 0 | 0 | 0 | 0 | 0 | 0 | 0 | 0
F3_Industrial_Primary Metals_New_Miscellaneous_Natural Gas_Miscellaneous_E6 | F3 | Industrial | Primary Metals | New | Miscellaneous | Natural Gas | Miscellaneous | E6 | System - kBTUs of Conusmption | 0 | 0 | 0 | 0 | 0 | 0 | 0 | 0 | 0 | 0 | 0 | 0 | 0 | 0 | 0 | 0 | 0 | 0 | 0 | 0 | 0 | 0 | 0 | 0 | 0 | 0 | 0 | 0 | 0 | 0
F3_Industrial_Primary Metals_New_Miscellaneous_Natural Gas_Miscellaneous_E7 | F3 | Industrial | Primary Metals | New | Miscellaneous | Natural Gas | Miscellaneous | E7 | System - kBTUs of Conusmption | 0 | 0 | 0 | 0 | 0 | 0 | 0 | 0 | 0 | 0 | 0 | 0 | 0 | 0 | 0 | 0 | 0 | 0 | 0 | 0 | 0 | 0 | 0 | 0 | 0 | 0 | 0 | 0 | 0 | 0
F3_Industrial_Primary Metals_New_Miscellaneous_Natural Gas_Miscellaneous_E8 | F3 | Industrial | Primary Metals | New | Miscellaneous | Natural Gas | Miscellaneous | E8 | System - kBTUs of Conusmption | 0 | 0 | 0 | 0 | 0 | 0 | 0 | 0 | 0 | 0 | 0 | 0 | 0 | 0 | 0 | 0 | 0 | 0 | 0 | 0 | 0 | 0 | 0 | 0 | 0 | 0 | 0 | 0 | 0 | 0
F3_Industrial_Primary Metals_New_Miscellaneous_Natural Gas_Miscellaneous_E9 | F3 | Industrial | Primary Metals | New | Miscellaneous | Natural Gas | Miscellaneous | E9 | System - kBTUs of Conusmption | 0 | 0 | 0 | 0 | 0 | 0 | 0 | 0 | 0 | 0 | 0 | 0 | 0 | 0 | 0 | 0 | 0 | 0 | 0 | 0 | 0 | 0 | 0 | 0 | 0 | 0 | 0 | 0 | 0 | 0
F3_Industrial_Primary Metals_New_Miscellaneous_Natural Gas_Miscellaneous_E10 | F3 | Industrial | Primary Metals | New | Miscellaneous | Natural Gas | Miscellaneous | E10 | System - kBTUs of Conusmption | 0 | 0 | 0 | 0 | 0 | 0 | 0 | 0 | 0 | 0 | 0 | 0 | 0 | 0 | 0 | 0 | 0 | 0 | 0 | 0 | 0 | 0 | 0 | 0 | 0 | 0 | 0 | 0 | 0 | 0
F4_Industrial_Primary Metals_New_Miscellaneous_Natural Gas_Miscellaneous_E1 | F4 | Industrial | Primary Metals | New | Miscellaneous | Natural Gas | Miscellaneous | E1 | Utility - Cost of Equipment | 0.22938 | 0.22938 | 0.22938 | 0.22938 | 0.22938 | 0.22938 | 0.22938 | 0.22938 | 0.22938 | 0.22938 | 0.22938 | 0.22938 | 0.22938 | 0.22938 | 0.22938 | 0.22938 | 0.22938 | 0.22938 | 0.22938 | 0.22938 | 0.22938 | 0.22938 | 0 | 0 | 0 | 0 | 0 | 0 | 0 | 0
F4_Industrial_Primary Metals_New_Miscellaneous_Natural Gas_Miscellaneous_E2 | F4 | Industrial | Primary Metals | New | Miscellaneous | Natural Gas | Miscellaneous | E2 | Utility - Cost of Equipment | 0 | 0 | 0 | 0 | 0 | 0 | 0 | 0 | 0 | 0 | 0 | 0 | 0 | 0 | 0 | 0 | 0 | 0 | 0 | 0 | 0 | 0 | 0 | 0 | 0 | 0 | 0 | 0 | 0 | 0
F4_Industrial_Primary Metals_New_Miscellaneous_Natural Gas_Miscellaneous_E3 | F4 | Industrial | Primary Metals | New | Miscellaneous | Natural Gas | Miscellaneous | E3 | Utility - Cost of Equipment | 0 | 0 | 0 | 0 | 0 | 0 | 0 | 0 | 0 | 0 | 0 | 0 | 0 | 0 | 0 | 0 | 0 | 0 | 0 | 0 | 0 | 0 | 0 | 0 | 0 | 0 | 0 | 0 | 0 | 0
F4_Industrial_Primary Metals_New_Miscellaneous_Natural Gas_Miscellaneous_E4 | F4 | Industrial | Primary Metals | New | Miscellaneous | Natural Gas | Miscellaneous | E4 | Utility - Cost of Equipment | 0 | 0 | 0 | 0 | 0 | 0 | 0 | 0 | 0 | 0 | 0 | 0 | 0 | 0 | 0 | 0 | 0 | 0 | 0 | 0 | 0 | 0 | 0 | 0 | 0 | 0 | 0 | 0 | 0 | 0
F4_Industrial_Primary Metals_New_Miscellaneous_Natural Gas_Miscellaneous_E5 | F4 | Industrial | Primary Metals | New | Miscellaneous | Natural Gas | Miscellaneous | E5 | Utility - Cost of Equipment | 0 | 0 | 0 | 0 | 0 | 0 | 0 | 0 | 0 | 0 | 0 | 0 | 0 | 0 | 0 | 0 | 0 | 0 | 0 | 0 | 0 | 0 | 0 | 0 | 0 | 0 | 0 | 0 | 0 | 0
F4_Industrial_Primary Metals_New_Miscellaneous_Natural Gas_Miscellaneous_E6 | F4 | Industrial | Primary Metals | New | Miscellaneous | Natural Gas | Miscellaneous | E6 | Utility - Cost of Equipment | 0 | 0 | 0 | 0 | 0 | 0 | 0 | 0 | 0 | 0 | 0 | 0 | 0 | 0 | 0 | 0 | 0 | 0 | 0 | 0 | 0 | 0 | 0 | 0 | 0 | 0 | 0 | 0 | 0 | 0
F4_Industrial_Primary Metals_New_Miscellaneous_Natural Gas_Miscellaneous_E7 | F4 | Industrial | Primary Metals | New | Miscellaneous | Natural Gas | Miscellaneous | E7 | Utility - Cost of Equipment | 0 | 0 | 0 | 0 | 0 | 0 | 0 | 0 | 0 | 0 | 0 | 0 | 0 | 0 | 0 | 0 | 0 | 0 | 0 | 0 | 0 | 0 | 0 | 0 | 0 | 0 | 0 | 0 | 0 | 0
F4_Industrial_Primary Metals_New_Miscellaneous_Natural Gas_Miscellaneous_E8 | F4 | Industrial | Primary Metals | New | Miscellaneous | Natural Gas | Miscellaneous | E8 | Utility - Cost of Equipment | 0 | 0 | 0 | 0 | 0 | 0 | 0 | 0 | 0 | 0 | 0 | 0 | 0 | 0 | 0 | 0 | 0 | 0 | 0 | 0 | 0 | 0 | 0 | 0 | 0 | 0 | 0 | 0 | 0 | 0
F4_Industrial_Primary Metals_New_Miscellaneous_Natural Gas_Miscellaneous_E9 | F4 | Industrial | Primary Metals | New | Miscellaneous | Natural Gas | Miscellaneous | E9 | Utility - Cost of Equipment | 0 | 0 | 0 | 0 | 0 | 0 | 0 | 0 | 0 | 0 | 0 | 0 | 0 | 0 | 0 | 0 | 0 | 0 | 0 | 0 | 0 | 0 | 0 | 0 | 0 | 0 | 0 | 0 | 0 | 0
F4_Industrial_Primary Metals_New_Miscellaneous_Natural Gas_Miscellaneous_E10 | F4 | Industrial | Primary Metals | New | Miscellaneous | Natural Gas | Miscellaneous | E10 | Utility - Cost of Equipment | 0 | 0 | 0 | 0 | 0 | 0 | 0 | 0 | 0 | 0 | 0 | 0 | 0 | 0 | 0 | 0 | 0 | 0 | 0 | 0 | 0 | 0 | 0 | 0 | 0 | 0 | 0 | 0 | 0 | 0
F5_Industrial_Primary Metals_New_Miscellaneous_Natural Gas_Miscellaneous_E1 | F5 | Industrial | Primary Metals | New | Miscellaneous | Natural Gas | Miscellaneous | E1 | Utility - Cost of Operation | 213.313 | 233.1972 | 234.797 | 236.3857 | 229.7913 | 222.791 | 215.2608 | 208.8674 | 202.3347 | 197.6256 | 192.6808 | 187.826 | 182.96 | 178.3289 | 173.6682 | 168.987 | 164.4698 | 160.2037 | 155.9893 | 152.2488 | 148.7061 | 145.2458 | 0 | 0 | 0 | 0 | 0 | 0 | 0 | 0
F5_Industrial_Primary Metals_New_Miscellaneous_Natural Gas_Miscellaneous_E2 | F5 | Industrial | Primary Metals | New | Miscellaneous | Natural Gas | Miscellaneous | E2 | Utility - Cost of Operation | 0 | 0 | 0 | 0 | 0 | 0 | 0 | 0 | 0 | 0 | 0 | 0 | 0 | 0 | 0 | 0 | 0 | 0 | 0 | 0 | 0 | 0 | 0 | 0 | 0 | 0 | 0 | 0 | 0 | 0
F5_Industrial_Primary Metals_New_Miscellaneous_Natural Gas_Miscellaneous_E3 | F5 | Industrial | Primary Metals | New | Miscellaneous | Natural Gas | Miscellaneous | E3 | Utility - Cost of Operation | 0 | 0 | 0 | 0 | 0 | 0 | 0 | 0 | 0 | 0 | 0 | 0 | 0 | 0 | 0 | 0 | 0 | 0 | 0 | 0 | 0 | 0 | 0 | 0 | 0 | 0 | 0 | 0 | 0 | 0
F5_Industrial_Primary Metals_New_Miscellaneous_Natural Gas_Miscellaneous_E4 | F5 | Industrial | Primary Metals | New | Miscellaneous | Natural Gas | Miscellaneous | E4 | Utility - Cost of Operation | 0 | 0 | 0 | 0 | 0 | 0 | 0 | 0 | 0 | 0 | 0 | 0 | 0 | 0 | 0 | 0 | 0 | 0 | 0 | 0 | 0 | 0 | 0 | 0 | 0 | 0 | 0 | 0 | 0 | 0
F5_Industrial_Primary Metals_New_Miscellaneous_Natural Gas_Miscellaneous_E5 | F5 | Industrial | Primary Metals | New | Miscellaneous | Natural Gas | Miscellaneous | E5 | Utility - Cost of Operation | 0 | 0 | 0 | 0 | 0 | 0 | 0 | 0 | 0 | 0 | 0 | 0 | 0 | 0 | 0 | 0 | 0 | 0 | 0 | 0 | 0 | 0 | 0 | 0 | 0 | 0 | 0 | 0 | 0 | 0
F5_Industrial_Primary Metals_New_Miscellaneous_Natural Gas_Miscellaneous_E6 | F5 | Industrial | Primary Metals | New | Miscellaneous | Natural Gas | Miscellaneous | E6 | Utility - Cost of Operation | 0 | 0 | 0 | 0 | 0 | 0 | 0 | 0 | 0 | 0 | 0 | 0 | 0 | 0 | 0 | 0 | 0 | 0 | 0 | 0 | 0 | 0 | 0 | 0 | 0 | 0 | 0 | 0 | 0 | 0
F5_Industrial_Primary Metals_New_Miscellaneous_Natural Gas_Miscellaneous_E7 | F5 | Industrial | Primary Metals | New | Miscellaneous | Natural Gas | Miscellaneous | E7 | Utility - Cost of Operation | 0 | 0 | 0 | 0 | 0 | 0 | 0 | 0 | 0 | 0 | 0 | 0 | 0 | 0 | 0 | 0 | 0 | 0 | 0 | 0 | 0 | 0 | 0 | 0 | 0 | 0 | 0 | 0 | 0 | 0
F5_Industrial_Primary Metals_New_Miscellaneous_Natural Gas_Miscellaneous_E8 | F5 | Industrial | Primary Metals | New | Miscellaneous | Natural Gas | Miscellaneous | E8 | Utility - Cost of Operation | 0 | 0 | 0 | 0 | 0 | 0 | 0 | 0 | 0 | 0 | 0 | 0 | 0 | 0 | 0 | 0 | 0 | 0 | 0 | 0 | 0 | 0 | 0 | 0 | 0 | 0 | 0 | 0 | 0 | 0
F5_Industrial_Primary Metals_New_Miscellaneous_Natural Gas_Miscellaneous_E9 | F5 | Industrial | Primary Metals | New | Miscellaneous | Natural Gas | Miscellaneous | E9 | Utility - Cost of Operation | 0 | 0 | 0 | 0 | 0 | 0 | 0 | 0 | 0 | 0 | 0 | 0 | 0 | 0 | 0 | 0 | 0 | 0 | 0 | 0 | 0 | 0 | 0 | 0 | 0 | 0 | 0 | 0 | 0 | 0
F5_Industrial_Primary Metals_New_Miscellaneous_Natural Gas_Miscellaneous_E10 | F5 | Industrial | Primary Metals | New | Miscellaneous | Natural Gas | Miscellaneous | E10 | Utility - Cost of Operation | 0 | 0 | 0 | 0 | 0 | 0 | 0 | 0 | 0 | 0 | 0 | 0 | 0 | 0 | 0 | 0 | 0 | 0 | 0 | 0 | 0 | 0 | 0 | 0 | 0 | 0 | 0 | 0 | 0 | 0
F6_Industrial_Primary Metals_New_Miscellaneous_Natural Gas_Miscellaneous_E1 | F6 | Industrial | Primary Metals | New | Miscellaneous | Natural Gas | Miscellaneous | E1 | Utility - Value of Sales | 255.5628 | 279.3854 | 281.3021 | 283.2055 | 275.305 | 266.9181 | 257.8964 | 250.2368 | 242.4102 | 236.7684 | 230.8441 | 225.0278 | 219.1979 | 213.6496 | 208.0658 | 202.4574 | 197.0455 | 191.9345 | 186.8853 | 182.404 | 178.1596 | 174.0139 | 0 | 0 | 0 | 0 | 0 | 0 | 0 | 0
F6_Industrial_Primary Metals_New_Miscellaneous_Natural Gas_Miscellaneous_E2 | F6 | Industrial | Primary Metals | New | Miscellaneous | Natural Gas | Miscellaneous | E2 | Utility - Value of Sales | 0 | 0 | 0 | 0 | 0 | 0 | 0 | 0 | 0 | 0 | 0 | 0 | 0 | 0 | 0 | 0 | 0 | 0 | 0 | 0 | 0 | 0 | 0 | 0 | 0 | 0 | 0 | 0 | 0 | 0
F6_Industrial_Primary Metals_New_Miscellaneous_Natural Gas_Miscellaneous_E3 | F6 | Industrial | Primary Metals | New | Miscellaneous | Natural Gas | Miscellaneous | E3 | Utility - Value of Sales | 0 | 0 | 0 | 0 | 0 | 0 | 0 | 0 | 0 | 0 | 0 | 0 | 0 | 0 | 0 | 0 | 0 | 0 | 0 | 0 | 0 | 0 | 0 | 0 | 0 | 0 | 0 | 0 | 0 | 0
F6_Industrial_Primary Metals_New_Miscellaneous_Natural Gas_Miscellaneous_E4 | F6 | Industrial | Primary Metals | New | Miscellaneous | Natural Gas | Miscellaneous | E4 | Utility - Value of Sales | 0 | 0 | 0 | 0 | 0 | 0 | 0 | 0 | 0 | 0 | 0 | 0 | 0 | 0 | 0 | 0 | 0 | 0 | 0 | 0 | 0 | 0 | 0 | 0 | 0 | 0 | 0 | 0 | 0 | 0
F6_Industrial_Primary Metals_New_Miscellaneous_Natural Gas_Miscellaneous_E5 | F6 | Industrial | Primary Metals | New | Miscellaneous | Natural Gas | Miscellaneous | E5 | Utility - Value of Sales | 0 | 0 | 0 | 0 | 0 | 0 | 0 | 0 | 0 | 0 | 0 | 0 | 0 | 0 | 0 | 0 | 0 | 0 | 0 | 0 | 0 | 0 | 0 | 0 | 0 | 0 | 0 | 0 | 0 | 0
F6_Industrial_Primary Metals_New_Miscellaneous_Natural Gas_Miscellaneous_E6 | F6 | Industrial | Primary Metals | New | Miscellaneous | Natural Gas | Miscellaneous | E6 | Utility - Value of Sales | 0 | 0 | 0 | 0 | 0 | 0 | 0 | 0 | 0 | 0 | 0 | 0 | 0 | 0 | 0 | 0 | 0 | 0 | 0 | 0 | 0 | 0 | 0 | 0 | 0 | 0 | 0 | 0 | 0 | 0
F6_Industrial_Primary Metals_New_Miscellaneous_Natural Gas_Miscellaneous_E7 | F6 | Industrial | Primary Metals | New | Miscellaneous | Natural Gas | Miscellaneous | E7 | Utility - Value of Sales | 0 | 0 | 0 | 0 | 0 | 0 | 0 | 0 | 0 | 0 | 0 | 0 | 0 | 0 | 0 | 0 | 0 | 0 | 0 | 0 | 0 | 0 | 0 | 0 | 0 | 0 | 0 | 0 | 0 | 0
F6_Industrial_Primary Metals_New_Miscellaneous_Natural Gas_Miscellaneous_E8 | F6 | Industrial | Primary Metals | New | Miscellaneous | Natural Gas | Miscellaneous | E8 | Utility - Value of Sales | 0 | 0 | 0 | 0 | 0 | 0 | 0 | 0 | 0 | 0 | 0 | 0 | 0 | 0 | 0 | 0 | 0 | 0 | 0 | 0 | 0 | 0 | 0 | 0 | 0 | 0 | 0 | 0 | 0 | 0
F6_Industrial_Primary Metals_New_Miscellaneous_Natural Gas_Miscellaneous_E9 | F6 | Industrial | Primary Metals | New | Miscellaneous | Natural Gas | Miscellaneous | E9 | Utility - Value of Sales | 0 | 0 | 0 | 0 | 0 | 0 | 0 | 0 | 0 | 0 | 0 | 0 | 0 | 0 | 0 | 0 | 0 | 0 | 0 | 0 | 0 | 0 | 0 | 0 | 0 | 0 | 0 | 0 | 0 | 0
F6_Industrial_Primary Metals_New_Miscellaneous_Natural Gas_Miscellaneous_E10 | F6 | Industrial | Primary Metals | New | Miscellaneous | Natural Gas | Miscellaneous | E10 | Utility - Value of Sales | 0 | 0 | 0 | 0 | 0 | 0 | 0 | 0 | 0 | 0 | 0 | 0 | 0 | 0 | 0 | 0 | 0 | 0 | 0 | 0 | 0 | 0 | 0 | 0 | 0 | 0 | 0 | 0 | 0 | 0
F1_Industrial_Stone, Clay, and Glass_Existing_Space Heating_Natural Gas_Furnace_E1 | F1 | Industrial | Stone, Clay, and Glass | Existing | Space Heating | Natural Gas | Furnace | E1 | Participant - Cost of Equipment | 12.3666 | 12.3666 | 12.3666 | 12.3666 | 12.3666 | 12.3666 | 12.3666 | 12.3666 | 12.3666 | 12.3666 | 12.3666 | 12.3666 | 12.3666 | 12.3666 | 12.3666 | 12.3666 | 12.3666 | 12.3666 | 12.3666 | 12.3666 | 12.3666 | 12.3666 | 0 | 0 | 0 | 0 | 0 | 0 | 0 | 0
F1_Industrial_Stone, Clay, and Glass_Existing_Space Heating_Natural Gas_Furnace_E2 | F1 | Industrial | Stone, Clay, and Glass | Existing | Space Heating | Natural Gas | Furnace | E2 | Participant - Cost of Equipment | 14.84 | 14.84 | 14.84 | 14.84 | 14.84 | 14.84 | 14.84 | 14.84 | 14.84 | 14.84 | 14.84 | 14.84 | 14.84 | 14.84 | 14.84 | 14.84 | 14.84 | 14.84 | 14.84 | 14.84 | 14.84 | 14.84 | 0 | 0 | 0 | 0 | 0 | 0 | 0 | 0
F1_Industrial_Stone, Clay, and Glass_Existing_Space Heating_Natural Gas_Furnace_E3 | F1 | Industrial | Stone, Clay, and Glass | Existing | Space Heating | Natural Gas | Furnace | E3 | Participant - Cost of Equipment | 17.3134 | 17.3134 | 17.3134 | 17.3134 | 17.3134 | 17.3134 | 17.3134 | 17.3134 | 17.3134 | 17.3134 | 17.3134 | 17.3134 | 17.3134 | 17.3134 | 17.3134 | 17.3134 | 17.3134 | 17.3134 | 17.3134 | 17.3134 | 17.3134 | 17.3134 | 0 | 0 | 0 | 0 | 0 | 0 | 0 | 0
F1_Industrial_Stone, Clay, and Glass_Existing_Space Heating_Natural Gas_Furnace_E4 | F1 | Industrial | Stone, Clay, and Glass | Existing | Space Heating | Natural Gas | Furnace | E4 | Participant - Cost of Equipment | 0 | 0 | 0 | 0 | 0 | 0 | 0 | 0 | 0 | 0 | 0 | 0 | 0 | 0 | 0 | 0 | 0 | 0 | 0 | 0 | 0 | 0 | 0 | 0 | 0 | 0 | 0 | 0 | 0 | 0
F1_Industrial_Stone, Clay, and Glass_Existing_Space Heating_Natural Gas_Furnace_E5 | F1 | Industrial | Stone, Clay, and Glass | Existing | Space Heating | Natural Gas | Furnace | E5 | Participant - Cost of Equipment | 0 | 0 | 0 | 0 | 0 | 0 | 0 | 0 | 0 | 0 | 0 | 0 | 0 | 0 | 0 | 0 | 0 | 0 | 0 | 0 | 0 | 0 | 0 | 0 | 0 | 0 | 0 | 0 | 0 | 0
F1_Industrial_Stone, Clay, and Glass_Existing_Space Heating_Natural Gas_Furnace_E6 | F1 | Industrial | Stone, Clay, and Glass | Existing | Space Heating | Natural Gas | Furnace | E6 | Participant - Cost of Equipment | 0 | 0 | 0 | 0 | 0 | 0 | 0 | 0 | 0 | 0 | 0 | 0 | 0 | 0 | 0 | 0 | 0 | 0 | 0 | 0 | 0 | 0 | 0 | 0 | 0 | 0 | 0 | 0 | 0 | 0
F1_Industrial_Stone, Clay, and Glass_Existing_Space Heating_Natural Gas_Furnace_E7 | F1 | Industrial | Stone, Clay, and Glass | Existing | Space Heating | Natural Gas | Furnace | E7 | Participant - Cost of Equipment | 0 | 0 | 0 | 0 | 0 | 0 | 0 | 0 | 0 | 0 | 0 | 0 | 0 | 0 | 0 | 0 | 0 | 0 | 0 | 0 | 0 | 0 | 0 | 0 | 0 | 0 | 0 | 0 | 0 | 0
F1_Industrial_Stone, Clay, and Glass_Existing_Space Heating_Natural Gas_Furnace_E8 | F1 | Industrial | Stone, Clay, and Glass | Existing | Space Heating | Natural Gas | Furnace | E8 | Participant - Cost of Equipment | 0 | 0 | 0 | 0 | 0 | 0 | 0 | 0 | 0 | 0 | 0 | 0 | 0 | 0 | 0 | 0 | 0 | 0 | 0 | 0 | 0 | 0 | 0 | 0 | 0 | 0 | 0 | 0 | 0 | 0
F1_Industrial_Stone, Clay, and Glass_Existing_Space Heating_Natural Gas_Furnace_E9 | F1 | Industrial | Stone, Clay, and Glass | Existing | Space Heating | Natural Gas | Furnace | E9 | Participant - Cost of Equipment | 0 | 0 | 0 | 0 | 0 | 0 | 0 | 0 | 0 | 0 | 0 | 0 | 0 | 0 | 0 | 0 | 0 | 0 | 0 | 0 | 0 | 0 | 0 | 0 | 0 | 0 | 0 | 0 | 0 | 0
F1_Industrial_Stone, Clay, and Glass_Existing_Space Heating_Natural Gas_Furnace_E10 | F1 | Industrial | Stone, Clay, and Glass | Existing | Space Heating | Natural Gas | Furnace | E10 | Participant - Cost of Equipment | 0 | 0 | 0 | 0 | 0 | 0 | 0 | 0 | 0 | 0 | 0 | 0 | 0 | 0 | 0 | 0 | 0 | 0 | 0 | 0 | 0 | 0 | 0 | 0 | 0 | 0 | 0 | 0 | 0 | 0
F2_Industrial_Stone, Clay, and Glass_Existing_Space Heating_Natural Gas_Furnace_E1 | F2 | Industrial | Stone, Clay, and Glass | Existing | Space Heating | Natural Gas | Furnace | E1 | Participant - Cost of Operation | 205.9166 | 208.1984 | 204.904 | 201.7474 | 196.327 | 190.963 | 185.569 | 180.646 | 175.7498 | 171.4767 | 167.2141 | 163.0708 | 159.0105 | 155.1064 | 151.2811 | 147.5317 | 143.9028 | 140.4245 | 137.0256 | 133.8295 | 130.7581 | 127.7809 | 0 | 0 | 0 | 0 | 0 | 0 | 0 | 0
F2_Industrial_Stone, Clay, and Glass_Existing_Space Heating_Natural Gas_Furnace_E2 | F2 | Industrial | Stone, Clay, and Glass | Existing | Space Heating | Natural Gas | Furnace | E2 | Participant - Cost of Operation | 183.0437 | 185.072 | 182.1436 | 179.3376 | 174.5193 | 169.7511 | 164.9563 | 160.5801 | 156.2278 | 152.4293 | 148.6403 | 144.9571 | 141.3479 | 137.8774 | 134.4771 | 131.1441 | 127.9183 | 124.8264 | 121.8051 | 118.964 | 116.2337 | 113.5872 | 0 | 0 | 0 | 0 | 0 | 0 | 0 | 0
F2_Industrial_Stone, Clay, and Glass_Existing_Space Heating_Natural Gas_Furnace_E3 | F2 | Industrial | Stone, Clay, and Glass | Existing | Space Heating | Natural Gas | Furnace | E3 | Participant - Cost of Operation | 171.5871 | 173.4884 | 170.7433 | 168.1129 | 163.5962 | 159.1264 | 154.6317 | 150.5294 | 146.4495 | 142.8888 | 139.3369 | 135.8843 | 132.5009 | 129.2477 | 126.0602 | 122.9358 | 119.9119 | 117.0135 | 114.1813 | 111.518 | 108.9586 | 106.4778 | 0 | 0 | 0 | 0 | 0 | 0 | 0 | 0
F2_Industrial_Stone, Clay, and Glass_Existing_Space Heating_Natural Gas_Furnace_E4 | F2 | Industrial | Stone, Clay, and Glass | Existing | Space Heating | Natural Gas | Furnace | E4 | Participant - Cost of Operation | 0 | 0 | 0 | 0 | 0 | 0 | 0 | 0 | 0 | 0 | 0 | 0 | 0 | 0 | 0 | 0 | 0 | 0 | 0 | 0 | 0 | 0 | 0 | 0 | 0 | 0 | 0 | 0 | 0 | 0
F2_Industrial_Stone, Clay, and Glass_Existing_Space Heating_Natural Gas_Furnace_E5 | F2 | Industrial | Stone, Clay, and Glass | Existing | Space Heating | Natural Gas | Furnace | E5 | Participant - Cost of Operation | 0 | 0 | 0 | 0 | 0 | 0 | 0 | 0 | 0 | 0 | 0 | 0 | 0 | 0 | 0 | 0 | 0 | 0 | 0 | 0 | 0 | 0 | 0 | 0 | 0 | 0 | 0 | 0 | 0 | 0
F2_Industrial_Stone, Clay, and Glass_Existing_Space Heating_Natural Gas_Furnace_E6 | F2 | Industrial | Stone, Clay, and Glass | Existing | Space Heating | Natural Gas | Furnace | E6 | Participant - Cost of Operation | 0 | 0 | 0 | 0 | 0 | 0 | 0 | 0 | 0 | 0 | 0 | 0 | 0 | 0 | 0 | 0 | 0 | 0 | 0 | 0 | 0 | 0 | 0 | 0 | 0 | 0 | 0 | 0 | 0 | 0
F2_Industrial_Stone, Clay, and Glass_Existing_Space Heating_Natural Gas_Furnace_E7 | F2 | Industrial | Stone, Clay, and Glass | Existing | Space Heating | Natural Gas | Furnace | E7 | Participant - Cost of Operation | 0 | 0 | 0 | 0 | 0 | 0 | 0 | 0 | 0 | 0 | 0 | 0 | 0 | 0 | 0 | 0 | 0 | 0 | 0 | 0 | 0 | 0 | 0 | 0 | 0 | 0 | 0 | 0 | 0 | 0
F2_Industrial_Stone, Clay, and Glass_Existing_Space Heating_Natural Gas_Furnace_E8 | F2 | Industrial | Stone, Clay, and Glass | Existing | Space Heating | Natural Gas | Furnace | E8 | Participant - Cost of Operation | 0 | 0 | 0 | 0 | 0 | 0 | 0 | 0 | 0 | 0 | 0 | 0 | 0 | 0 | 0 | 0 | 0 | 0 | 0 | 0 | 0 | 0 | 0 | 0 | 0 | 0 | 0 | 0 | 0 | 0
F2_Industrial_Stone, Clay, and Glass_Existing_Space Heating_Natural Gas_Furnace_E9 | F2 | Industrial | Stone, Clay, and Glass | Existing | Space Heating | Natural Gas | Furnace | E9 | Participant - Cost of Operation | 0 | 0 | 0 | 0 | 0 | 0 | 0 | 0 | 0 | 0 | 0 | 0 | 0 | 0 | 0 | 0 | 0 | 0 | 0 | 0 | 0 | 0 | 0 | 0 | 0 | 0 | 0 | 0 | 0 | 0
F2_Industrial_Stone, Clay, and Glass_Existing_Space Heating_Natural Gas_Furnace_E10 | F2 | Industrial | Stone, Clay, and Glass | Existing | Space Heating | Natural Gas | Furnace | E10 | Participant - Cost of Operation | 0 | 0 | 0 | 0 | 0 | 0 | 0 | 0 | 0 | 0 | 0 | 0 | 0 | 0 | 0 | 0 | 0 | 0 | 0 | 0 | 0 | 0 | 0 | 0 | 0 | 0 | 0 | 0 | 0 | 0
F3_Industrial_Stone, Clay, and Glass_Existing_Space Heating_Natural Gas_Furnace_E1 | F3 | Industrial | Stone, Clay, and Glass | Existing | Space Heating | Natural Gas | Furnace | E1 | System - kBTUs of Conusmption | 33942.481 | 33942.481 | 33942.481 | 33942.481 | 33942.481 | 33942.481 | 33942.481 | 33942.481 | 33942.481 | 33942.481 | 33942.481 | 33942.481 | 33942.481 | 33942.481 | 33942.481 | 33942.481 | 33942.481 | 33942.481 | 33942.481 | 33942.481 | 33942.481 | 33942.481 | 0 | 0 | 0 | 0 | 0 | 0 | 0 | 0
F3_Industrial_Stone, Clay, and Glass_Existing_Space Heating_Natural Gas_Furnace_E2 | F3 | Industrial | Stone, Clay, and Glass | Existing | Space Heating | Natural Gas | Furnace | E2 | System - kBTUs of Conusmption | 30172.2044 | 30172.2044 | 30172.2044 | 30172.2044 | 30172.2044 | 30172.2044 | 30172.2044 | 30172.2044 | 30172.2044 | 30172.2044 | 30172.2044 | 30172.2044 | 30172.2044 | 30172.2044 | 30172.2044 | 30172.2044 | 30172.2044 | 30172.2044 | 30172.2044 | 30172.2044 | 30172.2044 | 30172.2044 | 0 | 0 | 0 | 0 | 0 | 0 | 0 | 0
F3_Industrial_Stone, Clay, and Glass_Existing_Space Heating_Natural Gas_Furnace_E3 | F3 | Industrial | Stone, Clay, and Glass | Existing | Space Heating | Natural Gas | Furnace | E3 | System - kBTUs of Conusmption | 28283.7355 | 28283.7355 | 28283.7355 | 28283.7355 | 28283.7355 | 28283.7355 | 28283.7355 | 28283.7355 | 28283.7355 | 28283.7355 | 28283.7355 | 28283.7355 | 28283.7355 | 28283.7355 | 28283.7355 | 28283.7355 | 28283.7355 | 28283.7355 | 28283.7355 | 28283.7355 | 28283.7355 | 28283.7355 | 0 | 0 | 0 | 0 | 0 | 0 | 0 | 0
F3_Industrial_Stone, Clay, and Glass_Existing_Space Heating_Natural Gas_Furnace_E4 | F3 | Industrial | Stone, Clay, and Glass | Existing | Space Heating | Natural Gas | Furnace | E4 | System - kBTUs of Conusmption | 0 | 0 | 0 | 0 | 0 | 0 | 0 | 0 | 0 | 0 | 0 | 0 | 0 | 0 | 0 | 0 | 0 | 0 | 0 | 0 | 0 | 0 | 0 | 0 | 0 | 0 | 0 | 0 | 0 | 0
F3_Industrial_Stone, Clay, and Glass_Existing_Space Heating_Natural Gas_Furnace_E5 | F3 | Industrial | Stone, Clay, and Glass | Existing | Space Heating | Natural Gas | Furnace | E5 | System - kBTUs of Conusmption | 0 | 0 | 0 | 0 | 0 | 0 | 0 | 0 | 0 | 0 | 0 | 0 | 0 | 0 | 0 | 0 | 0 | 0 | 0 | 0 | 0 | 0 | 0 | 0 | 0 | 0 | 0 | 0 | 0 | 0
F3_Industrial_Stone, Clay, and Glass_Existing_Space Heating_Natural Gas_Furnace_E6 | F3 | Industrial | Stone, Clay, and Glass | Existing | Space Heating | Natural Gas | Furnace | E6 | System - kBTUs of Conusmption | 0 | 0 | 0 | 0 | 0 | 0 | 0 | 0 | 0 | 0 | 0 | 0 | 0 | 0 | 0 | 0 | 0 | 0 | 0 | 0 | 0 | 0 | 0 | 0 | 0 | 0 | 0 | 0 | 0 | 0
F3_Industrial_Stone, Clay, and Glass_Existing_Space Heating_Natural Gas_Furnace_E7 | F3 | Industrial | Stone, Clay, and Glass | Existing | Space Heating | Natural Gas | Furnace | E7 | System - kBTUs of Conusmption | 0 | 0 | 0 | 0 | 0 | 0 | 0 | 0 | 0 | 0 | 0 | 0 | 0 | 0 | 0 | 0 | 0 | 0 | 0 | 0 | 0 | 0 | 0 | 0 | 0 | 0 | 0 | 0 | 0 | 0
F3_Industrial_Stone, Clay, and Glass_Existing_Space Heating_Natural Gas_Furnace_E8 | F3 | Industrial | Stone, Clay, and Glass | Existing | Space Heating | Natural Gas | Furnace | E8 | System - kBTUs of Conusmption | 0 | 0 | 0 | 0 | 0 | 0 | 0 | 0 | 0 | 0 | 0 | 0 | 0 | 0 | 0 | 0 | 0 | 0 | 0 | 0 | 0 | 0 | 0 | 0 | 0 | 0 | 0 | 0 | 0 | 0
F3_Industrial_Stone, Clay, and Glass_Existing_Space Heating_Natural Gas_Furnace_E9 | F3 | Industrial | Stone, Clay, and Glass | Existing | Space Heating | Natural Gas | Furnace | E9 | System - kBTUs of Conusmption | 0 | 0 | 0 | 0 | 0 | 0 | 0 | 0 | 0 | 0 | 0 | 0 | 0 | 0 | 0 | 0 | 0 | 0 | 0 | 0 | 0 | 0 | 0 | 0 | 0 | 0 | 0 | 0 | 0 | 0
F3_Industrial_Stone, Clay, and Glass_Existing_Space Heating_Natural Gas_Furnace_E10 | F3 | Industrial | Stone, Clay, and Glass | Existing | Space Heating | Natural Gas | Furnace | E10 | System - kBTUs of Conusmption | 0 | 0 | 0 | 0 | 0 | 0 | 0 | 0 | 0 | 0 | 0 | 0 | 0 | 0 | 0 | 0 | 0 | 0 | 0 | 0 | 0 | 0 | 0 | 0 | 0 | 0 | 0 | 0 | 0 | 0
F4_Industrial_Stone, Clay, and Glass_Existing_Space Heating_Natural Gas_Furnace_E1 | F4 | Industrial | Stone, Clay, and Glass | Existing | Space Heating | Natural Gas | Furnace | E1 | Utility - Cost of Equipment | 12.3666 | 12.3666 | 12.3666 | 12.3666 | 12.3666 | 12.3666 | 12.3666 | 12.3666 | 12.3666 | 12.3666 | 12.3666 | 12.3666 | 12.3666 | 12.3666 | 12.3666 | 12.3666 | 12.3666 | 12.3666 | 12.3666 | 12.3666 | 12.3666 | 12.3666 | 0 | 0 | 0 | 0 | 0 | 0 | 0 | 0
F4_Industrial_Stone, Clay, and Glass_Existing_Space Heating_Natural Gas_Furnace_E2 | F4 | Industrial | Stone, Clay, and Glass | Existing | Space Heating | Natural Gas | Furnace | E2 | Utility - Cost of Equipment | 14.84 | 14.84 | 14.84 | 14.84 | 14.84 | 14.84 | 14.84 | 14.84 | 14.84 | 14.84 | 14.84 | 14.84 | 14.84 | 14.84 | 14.84 | 14.84 | 14.84 | 14.84 | 14.84 | 14.84 | 14.84 | 14.84 | 0 | 0 | 0 | 0 | 0 | 0 | 0 | 0
F4_Industrial_Stone, Clay, and Glass_Existing_Space Heating_Natural Gas_Furnace_E3 | F4 | Industrial | Stone, Clay, and Glass | Existing | Space Heating | Natural Gas | Furnace | E3 | Utility - Cost of Equipment | 17.3134 | 17.3134 | 17.3134 | 17.3134 | 17.3134 | 17.3134 | 17.3134 | 17.3134 | 17.3134 | 17.3134 | 17.3134 | 17.3134 | 17.3134 | 17.3134 | 17.3134 | 17.3134 | 17.3134 | 17.3134 | 17.3134 | 17.3134 | 17.3134 | 17.3134 | 0 | 0 | 0 | 0 | 0 | 0 | 0 | 0
F4_Industrial_Stone, Clay, and Glass_Existing_Space Heating_Natural Gas_Furnace_E4 | F4 | Industrial | Stone, Clay, and Glass | Existing | Space Heating | Natural Gas | Furnace | E4 | Utility - Cost of Equipment | 0 | 0 | 0 | 0 | 0 | 0 | 0 | 0 | 0 | 0 | 0 | 0 | 0 | 0 | 0 | 0 | 0 | 0 | 0 | 0 | 0 | 0 | 0 | 0 | 0 | 0 | 0 | 0 | 0 | 0
F4_Industrial_Stone, Clay, and Glass_Existing_Space Heating_Natural Gas_Furnace_E5 | F4 | Industrial | Stone, Clay, and Glass | Existing | Space Heating | Natural Gas | Furnace | E5 | Utility - Cost of Equipment | 0 | 0 | 0 | 0 | 0 | 0 | 0 | 0 | 0 | 0 | 0 | 0 | 0 | 0 | 0 | 0 | 0 | 0 | 0 | 0 | 0 | 0 | 0 | 0 | 0 | 0 | 0 | 0 | 0 | 0
F4_Industrial_Stone, Clay, and Glass_Existing_Space Heating_Natural Gas_Furnace_E6 | F4 | Industrial | Stone, Clay, and Glass | Existing | Space Heating | Natural Gas | Furnace | E6 | Utility - Cost of Equipment | 0 | 0 | 0 | 0 | 0 | 0 | 0 | 0 | 0 | 0 | 0 | 0 | 0 | 0 | 0 | 0 | 0 | 0 | 0 | 0 | 0 | 0 | 0 | 0 | 0 | 0 | 0 | 0 | 0 | 0
F4_Industrial_Stone, Clay, and Glass_Existing_Space Heating_Natural Gas_Furnace_E7 | F4 | Industrial | Stone, Clay, and Glass | Existing | Space Heating | Natural Gas | Furnace | E7 | Utility - Cost of Equipment | 0 | 0 | 0 | 0 | 0 | 0 | 0 | 0 | 0 | 0 | 0 | 0 | 0 | 0 | 0 | 0 | 0 | 0 | 0 | 0 | 0 | 0 | 0 | 0 | 0 | 0 | 0 | 0 | 0 | 0
F4_Industrial_Stone, Clay, and Glass_Existing_Space Heating_Natural Gas_Furnace_E8 | F4 | Industrial | Stone, Clay, and Glass | Existing | Space Heating | Natural Gas | Furnace | E8 | Utility - Cost of Equipment | 0 | 0 | 0 | 0 | 0 | 0 | 0 | 0 | 0 | 0 | 0 | 0 | 0 | 0 | 0 | 0 | 0 | 0 | 0 | 0 | 0 | 0 | 0 | 0 | 0 | 0 | 0 | 0 | 0 | 0
F4_Industrial_Stone, Clay, and Glass_Existing_Space Heating_Natural Gas_Furnace_E9 | F4 | Industrial | Stone, Clay, and Glass | Existing | Space Heating | Natural Gas | Furnace | E9 | Utility - Cost of Equipment | 0 | 0 | 0 | 0 | 0 | 0 | 0 | 0 | 0 | 0 | 0 | 0 | 0 | 0 | 0 | 0 | 0 | 0 | 0 | 0 | 0 | 0 | 0 | 0 | 0 | 0 | 0 | 0 | 0 | 0
F4_Industrial_Stone, Clay, and Glass_Existing_Space Heating_Natural Gas_Furnace_E10 | F4 | Industrial | Stone, Clay, and Glass | Existing | Space Heating | Natural Gas | Furnace | E10 | Utility - Cost of Equipment | 0 | 0 | 0 | 0 | 0 | 0 | 0 | 0 | 0 | 0 | 0 | 0 | 0 | 0 | 0 | 0 | 0 | 0 | 0 | 0 | 0 | 0 | 0 | 0 | 0 | 0 | 0 | 0 | 0 | 0
F5_Industrial_Stone, Clay, and Glass_Existing_Space Heating_Natural Gas_Furnace_E1 | F5 | Industrial | Stone, Clay, and Glass | Existing | Space Heating | Natural Gas | Furnace | E1 | Utility - Cost of Operation | 171.8743 | 173.7788 | 171.0291 | 168.3943 | 163.87 | 159.3928 | 154.8906 | 150.7814 | 146.6947 | 143.128 | 139.5702 | 136.1118 | 132.7227 | 129.4641 | 126.2712 | 123.1416 | 120.1127 | 117.2094 | 114.3724 | 111.7047 | 109.141 | 106.656 | 0 | 0 | 0 | 0 | 0 | 0 | 0 | 0
F5_Industrial_Stone, Clay, and Glass_Existing_Space Heating_Natural Gas_Furnace_E2 | F5 | Industrial | Stone, Clay, and Glass | Existing | Space Heating | Natural Gas | Furnace | E2 | Utility - Cost of Operation | 152.7828 | 154.4758 | 152.0314 | 149.6894 | 145.6676 | 141.6877 | 137.6856 | 134.0329 | 130.4001 | 127.2296 | 124.0669 | 120.9927 | 117.9801 | 115.0834 | 112.2452 | 109.4632 | 106.7708 | 104.19 | 101.6681 | 99.2967 | 97.0178 | 94.8089 | 0 | 0 | 0 | 0 | 0 | 0 | 0 | 0
F5_Industrial_Stone, Clay, and Glass_Existing_Space Heating_Natural Gas_Furnace_E3 | F5 | Industrial | Stone, Clay, and Glass | Existing | Space Heating | Natural Gas | Furnace | E3 | Utility - Cost of Operation | 143.2202 | 144.8072 | 142.5158 | 140.3204 | 136.5503 | 132.8195 | 129.0679 | 125.6438 | 122.2384 | 119.2663 | 116.3016 | 113.4198 | 110.5958 | 107.8804 | 105.2198 | 102.612 | 100.088 | 97.6687 | 95.3048 | 93.0818 | 90.9455 | 88.8748 | 0 | 0 | 0 | 0 | 0 | 0 | 0 | 0
F5_Industrial_Stone, Clay, and Glass_Existing_Space Heating_Natural Gas_Furnace_E4 | F5 | Industrial | Stone, Clay, and Glass | Existing | Space Heating | Natural Gas | Furnace | E4 | Utility - Cost of Operation | 0 | 0 | 0 | 0 | 0 | 0 | 0 | 0 | 0 | 0 | 0 | 0 | 0 | 0 | 0 | 0 | 0 | 0 | 0 | 0 | 0 | 0 | 0 | 0 | 0 | 0 | 0 | 0 | 0 | 0
F5_Industrial_Stone, Clay, and Glass_Existing_Space Heating_Natural Gas_Furnace_E5 | F5 | Industrial | Stone, Clay, and Glass | Existing | Space Heating | Natural Gas | Furnace | E5 | Utility - Cost of Operation | 0 | 0 | 0 | 0 | 0 | 0 | 0 | 0 | 0 | 0 | 0 | 0 | 0 | 0 | 0 | 0 | 0 | 0 | 0 | 0 | 0 | 0 | 0 | 0 | 0 | 0 | 0 | 0 | 0 | 0
F5_Industrial_Stone, Clay, and Glass_Existing_Space Heating_Natural Gas_Furnace_E6 | F5 | Industrial | Stone, Clay, and Glass | Existing | Space Heating | Natural Gas | Furnace | E6 | Utility - Cost of Operation | 0 | 0 | 0 | 0 | 0 | 0 | 0 | 0 | 0 | 0 | 0 | 0 | 0 | 0 | 0 | 0 | 0 | 0 | 0 | 0 | 0 | 0 | 0 | 0 | 0 | 0 | 0 | 0 | 0 | 0
F5_Industrial_Stone, Clay, and Glass_Existing_Space Heating_Natural Gas_Furnace_E7 | F5 | Industrial | Stone, Clay, and Glass | Existing | Space Heating | Natural Gas | Furnace | E7 | Utility - Cost of Operation | 0 | 0 | 0 | 0 | 0 | 0 | 0 | 0 | 0 | 0 | 0 | 0 | 0 | 0 | 0 | 0 | 0 | 0 | 0 | 0 | 0 | 0 | 0 | 0 | 0 | 0 | 0 | 0 | 0 | 0
F5_Industrial_Stone, Clay, and Glass_Existing_Space Heating_Natural Gas_Furnace_E8 | F5 | Industrial | Stone, Clay, and Glass | Existing | Space Heating | Natural Gas | Furnace | E8 | Utility - Cost of Operation | 0 | 0 | 0 | 0 | 0 | 0 | 0 | 0 | 0 | 0 | 0 | 0 | 0 | 0 | 0 | 0 | 0 | 0 | 0 | 0 | 0 | 0 | 0 | 0 | 0 | 0 | 0 | 0 | 0 | 0
F5_Industrial_Stone, Clay, and Glass_Existing_Space Heating_Natural Gas_Furnace_E9 | F5 | Industrial | Stone, Clay, and Glass | Existing | Space Heating | Natural Gas | Furnace | E9 | Utility - Cost of Operation | 0 | 0 | 0 | 0 | 0 | 0 | 0 | 0 | 0 | 0 | 0 | 0 | 0 | 0 | 0 | 0 | 0 | 0 | 0 | 0 | 0 | 0 | 0 | 0 | 0 | 0 | 0 | 0 | 0 | 0
F5_Industrial_Stone, Clay, and Glass_Existing_Space Heating_Natural Gas_Furnace_E10 | F5 | Industrial | Stone, Clay, and Glass | Existing | Space Heating | Natural Gas | Furnace | E10 | Utility - Cost of Operation | 0 | 0 | 0 | 0 | 0 | 0 | 0 | 0 | 0 | 0 | 0 | 0 | 0 | 0 | 0 | 0 | 0 | 0 | 0 | 0 | 0 | 0 | 0 | 0 | 0 | 0 | 0 | 0 | 0 | 0
F6_Industrial_Stone, Clay, and Glass_Existing_Space Heating_Natural Gas_Furnace_E1 | F6 | Industrial | Stone, Clay, and Glass | Existing | Space Heating | Natural Gas | Furnace | E1 | Utility - Value of Sales | 205.9166 | 208.1984 | 204.904 | 201.7474 | 196.327 | 190.963 | 185.569 | 180.646 | 175.7498 | 171.4767 | 167.2141 | 163.0708 | 159.0105 | 155.1064 | 151.2811 | 147.5317 | 143.9028 | 140.4245 | 137.0256 | 133.8295 | 130.7581 | 127.7809 | 0 | 0 | 0 | 0 | 0 | 0 | 0 | 0
F6_Industrial_Stone, Clay, and Glass_Existing_Space Heating_Natural Gas_Furnace_E2 | F6 | Industrial | Stone, Clay, and Glass | Existing | Space Heating | Natural Gas | Furnace | E2 | Utility - Value of Sales | 183.0437 | 185.072 | 182.1436 | 179.3376 | 174.5193 | 169.7511 | 164.9563 | 160.5801 | 156.2278 | 152.4293 | 148.6403 | 144.9571 | 141.3479 | 137.8774 | 134.4771 | 131.1441 | 127.9183 | 124.8264 | 121.8051 | 118.964 | 116.2337 | 113.5872 | 0 | 0 | 0 | 0 | 0 | 0 | 0 | 0
F6_Industrial_Stone, Clay, and Glass_Existing_Space Heating_Natural Gas_Furnace_E3 | F6 | Industrial | Stone, Clay, and Glass | Existing | Space Heating | Natural Gas | Furnace | E3 | Utility - Value of Sales | 171.5871 | 173.4884 | 170.7433 | 168.1129 | 163.5962 | 159.1264 | 154.6317 | 150.5294 | 146.4495 | 142.8888 | 139.3369 | 135.8843 | 132.5009 | 129.2477 | 126.0602 | 122.9358 | 119.9119 | 117.0135 | 114.1813 | 111.518 | 108.9586 | 106.4778 | 0 | 0 | 0 | 0 | 0 | 0 | 0 | 0
F6_Industrial_Stone, Clay, and Glass_Existing_Space Heating_Natural Gas_Furnace_E4 | F6 | Industrial | Stone, Clay, and Glass | Existing | Space Heating | Natural Gas | Furnace | E4 | Utility - Value of Sales | 0 | 0 | 0 | 0 | 0 | 0 | 0 | 0 | 0 | 0 | 0 | 0 | 0 | 0 | 0 | 0 | 0 | 0 | 0 | 0 | 0 | 0 | 0 | 0 | 0 | 0 | 0 | 0 | 0 | 0
F6_Industrial_Stone, Clay, and Glass_Existing_Space Heating_Natural Gas_Furnace_E5 | F6 | Industrial | Stone, Clay, and Glass | Existing | Space Heating | Natural Gas | Furnace | E5 | Utility - Value of Sales | 0 | 0 | 0 | 0 | 0 | 0 | 0 | 0 | 0 | 0 | 0 | 0 | 0 | 0 | 0 | 0 | 0 | 0 | 0 | 0 | 0 | 0 | 0 | 0 | 0 | 0 | 0 | 0 | 0 | 0
F6_Industrial_Stone, Clay, and Glass_Existing_Space Heating_Natural Gas_Furnace_E6 | F6 | Industrial | Stone, Clay, and Glass | Existing | Space Heating | Natural Gas | Furnace | E6 | Utility - Value of Sales | 0 | 0 | 0 | 0 | 0 | 0 | 0 | 0 | 0 | 0 | 0 | 0 | 0 | 0 | 0 | 0 | 0 | 0 | 0 | 0 | 0 | 0 | 0 | 0 | 0 | 0 | 0 | 0 | 0 | 0
F6_Industrial_Stone, Clay, and Glass_Existing_Space Heating_Natural Gas_Furnace_E7 | F6 | Industrial | Stone, Clay, and Glass | Existing | Space Heating | Natural Gas | Furnace | E7 | Utility - Value of Sales | 0 | 0 | 0 | 0 | 0 | 0 | 0 | 0 | 0 | 0 | 0 | 0 | 0 | 0 | 0 | 0 | 0 | 0 | 0 | 0 | 0 | 0 | 0 | 0 | 0 | 0 | 0 | 0 | 0 | 0
F6_Industrial_Stone, Clay, and Glass_Existing_Space Heating_Natural Gas_Furnace_E8 | F6 | Industrial | Stone, Clay, and Glass | Existing | Space Heating | Natural Gas | Furnace | E8 | Utility - Value of Sales | 0 | 0 | 0 | 0 | 0 | 0 | 0 | 0 | 0 | 0 | 0 | 0 | 0 | 0 | 0 | 0 | 0 | 0 | 0 | 0 | 0 | 0 | 0 | 0 | 0 | 0 | 0 | 0 | 0 | 0
F6_Industrial_Stone, Clay, and Glass_Existing_Space Heating_Natural Gas_Furnace_E9 | F6 | Industrial | Stone, Clay, and Glass | Existing | Space Heating | Natural Gas | Furnace | E9 | Utility - Value of Sales | 0 | 0 | 0 | 0 | 0 | 0 | 0 | 0 | 0 | 0 | 0 | 0 | 0 | 0 | 0 | 0 | 0 | 0 | 0 | 0 | 0 | 0 | 0 | 0 | 0 | 0 | 0 | 0 | 0 | 0
F6_Industrial_Stone, Clay, and Glass_Existing_Space Heating_Natural Gas_Furnace_E10 | F6 | Industrial | Stone, Clay, and Glass | Existing | Space Heating | Natural Gas | Furnace | E10 | Utility - Value of Sales | 0 | 0 | 0 | 0 | 0 | 0 | 0 | 0 | 0 | 0 | 0 | 0 | 0 | 0 | 0 | 0 | 0 | 0 | 0 | 0 | 0 | 0 | 0 | 0 | 0 | 0 | 0 | 0 | 0 | 0
F1_Industrial_Stone, Clay, and Glass_Existing_Space Heating_Natural Gas_Boiler_E1 | F1 | Industrial | Stone, Clay, and Glass | Existing | Space Heating | Natural Gas | Boiler | E1 | Participant - Cost of Equipment | 21.5617 | 21.5617 | 21.5617 | 21.5617 | 21.5617 | 21.5617 | 21.5617 | 21.5617 | 21.5617 | 21.5617 | 21.5617 | 21.5617 | 21.5617 | 21.5617 | 21.5617 | 21.5617 | 21.5617 | 21.5617 | 21.5617 | 21.5617 | 21.5617 | 21.5617 | 0 | 0 | 0 | 0 | 0 | 0 | 0 | 0
F1_Industrial_Stone, Clay, and Glass_Existing_Space Heating_Natural Gas_Boiler_E2 | F1 | Industrial | Stone, Clay, and Glass | Existing | Space Heating | Natural Gas | Boiler | E2 | Participant - Cost of Equipment | 24.0916 | 24.0916 | 24.0916 | 24.0916 | 24.0916 | 24.0916 | 24.0916 | 24.0916 | 24.0916 | 24.0916 | 24.0916 | 24.0916 | 24.0916 | 24.0916 | 24.0916 | 24.0916 | 24.0916 | 24.0916 | 24.0916 | 24.0916 | 24.0916 | 24.0916 | 0 | 0 | 0 | 0 | 0 | 0 | 0 | 0
F1_Industrial_Stone, Clay, and Glass_Existing_Space Heating_Natural Gas_Boiler_E3 | F1 | Industrial | Stone, Clay, and Glass | Existing | Space Heating | Natural Gas | Boiler | E3 | Participant - Cost of Equipment | 29.1723 | 29.1723 | 29.1723 | 29.1723 | 29.1723 | 29.1723 | 29.1723 | 29.1723 | 29.1723 | 29.1723 | 29.1723 | 29.1723 | 29.1723 | 29.1723 | 29.1723 | 29.1723 | 29.1723 | 29.1723 | 29.1723 | 29.1723 | 29.1723 | 29.1723 | 0 | 0 | 0 | 0 | 0 | 0 | 0 | 0
F1_Industrial_Stone, Clay, and Glass_Existing_Space Heating_Natural Gas_Boiler_E4 | F1 | Industrial | Stone, Clay, and Glass | Existing | Space Heating | Natural Gas | Boiler | E4 | Participant - Cost of Equipment | 119141.3372 | 119141.3372 | 119141.3372 | 119141.3372 | 119141.3372 | 119141.3372 | 119141.3372 | 119141.3372 | 119141.3372 | 119141.3372 | 119141.3372 | 119141.3372 | 119141.3372 | 119141.3372 | 119141.3372 | 119141.3372 | 119141.3372 | 119141.3372 | 119141.3372 | 119141.3372 | 119141.3372 | 119141.3372 | 0 | 0 | 0 | 0 | 0 | 0 | 0 | 0
F1_Industrial_Stone, Clay, and Glass_Existing_Space Heating_Natural Gas_Boiler_E5 | F1 | Industrial | Stone, Clay, and Glass | Existing | Space Heating | Natural Gas | Boiler | E5 | Participant - Cost of Equipment | 0 | 0 | 0 | 0 | 0 | 0 | 0 | 0 | 0 | 0 | 0 | 0 | 0 | 0 | 0 | 0 | 0 | 0 | 0 | 0 | 0 | 0 | 0 | 0 | 0 | 0 | 0 | 0 | 0 | 0
F1_Industrial_Stone, Clay, and Glass_Existing_Space Heating_Natural Gas_Boiler_E6 | F1 | Industrial | Stone, Clay, and Glass | Existing | Space Heating | Natural Gas | Boiler | E6 | Participant - Cost of Equipment | 0 | 0 | 0 | 0 | 0 | 0 | 0 | 0 | 0 | 0 | 0 | 0 | 0 | 0 | 0 | 0 | 0 | 0 | 0 | 0 | 0 | 0 | 0 | 0 | 0 | 0 | 0 | 0 | 0 | 0
F1_Industrial_Stone, Clay, and Glass_Existing_Space Heating_Natural Gas_Boiler_E7 | F1 | Industrial | Stone, Clay, and Glass | Existing | Space Heating | Natural Gas | Boiler | E7 | Participant - Cost of Equipment | 0 | 0 | 0 | 0 | 0 | 0 | 0 | 0 | 0 | 0 | 0 | 0 | 0 | 0 | 0 | 0 | 0 | 0 | 0 | 0 | 0 | 0 | 0 | 0 | 0 | 0 | 0 | 0 | 0 | 0
F1_Industrial_Stone, Clay, and Glass_Existing_Space Heating_Natural Gas_Boiler_E8 | F1 | Industrial | Stone, Clay, and Glass | Existing | Space Heating | Natural Gas | Boiler | E8 | Participant - Cost of Equipment | 0 | 0 | 0 | 0 | 0 | 0 | 0 | 0 | 0 | 0 | 0 | 0 | 0 | 0 | 0 | 0 | 0 | 0 | 0 | 0 | 0 | 0 | 0 | 0 | 0 | 0 | 0 | 0 | 0 | 0
F1_Industrial_Stone, Clay, and Glass_Existing_Space Heating_Natural Gas_Boiler_E9 | F1 | Industrial | Stone, Clay, and Glass | Existing | Space Heating | Natural Gas | Boiler | E9 | Participant - Cost of Equipment | 0 | 0 | 0 | 0 | 0 | 0 | 0 | 0 | 0 | 0 | 0 | 0 | 0 | 0 | 0 | 0 | 0 | 0 | 0 | 0 | 0 | 0 | 0 | 0 | 0 | 0 | 0 | 0 | 0 | 0
F1_Industrial_Stone, Clay, and Glass_Existing_Space Heating_Natural Gas_Boiler_E10 | F1 | Industrial | Stone, Clay, and Glass | Existing | Space Heating | Natural Gas | Boiler | E10 | Participant - Cost of Equipment | 0 | 0 | 0 | 0 | 0 | 0 | 0 | 0 | 0 | 0 | 0 | 0 | 0 | 0 | 0 | 0 | 0 | 0 | 0 | 0 | 0 | 0 | 0 | 0 | 0 | 0 | 0 | 0 | 0 | 0
F2_Industrial_Stone, Clay, and Glass_Existing_Space Heating_Natural Gas_Boiler_E1 | F2 | Industrial | Stone, Clay, and Glass | Existing | Space Heating | Natural Gas | Boiler | E1 | Participant - Cost of Operation | 184.9539 | 186.7293 | 183.7168 | 180.8283 | 175.9959 | 171.2161 | 166.4143 | 162.0215 | 157.6554 | 153.829 | 150.0151 | 146.3072 | 142.6741 | 139.1786 | 135.7542 | 132.398 | 129.1526 | 126.0442 | 123.0124 | 120.1638 | 117.4321 | 114.7917 | 0 | 0 | 0 | 0 | 0 | 0 | 0 | 0
F2_Industrial_Stone, Clay, and Glass_Existing_Space Heating_Natural Gas_Boiler_E2 | F2 | Industrial | Stone, Clay, and Glass | Existing | Space Heating | Natural Gas | Boiler | E2 | Participant - Cost of Operation | 174.0704 | 175.7413 | 172.906 | 170.1875 | 165.6395 | 161.141 | 156.6217 | 152.4874 | 148.3782 | 144.7769 | 141.1875 | 137.6978 | 134.2785 | 130.9887 | 127.7657 | 124.6071 | 121.5526 | 118.6272 | 115.7738 | 113.0928 | 110.5218 | 108.0368 | 0 | 0 | 0 | 0 | 0 | 0 | 0 | 0
F2_Industrial_Stone, Clay, and Glass_Existing_Space Heating_Natural Gas_Boiler_E3 | F2 | Industrial | Stone, Clay, and Glass | Existing | Space Heating | Natural Gas | Boiler | E3 | Participant - Cost of Operation | 152.5367 | 154.0009 | 151.5164 | 149.1341 | 145.1488 | 141.2067 | 137.2466 | 133.6237 | 130.0228 | 126.8671 | 123.7217 | 120.6636 | 117.6673 | 114.7845 | 111.9603 | 109.1924 | 106.5157 | 103.9522 | 101.4518 | 99.1025 | 96.8495 | 94.6719 | 0 | 0 | 0 | 0 | 0 | 0 | 0 | 0
F2_Industrial_Stone, Clay, and Glass_Existing_Space Heating_Natural Gas_Boiler_E4 | F2 | Industrial | Stone, Clay, and Glass | Existing | Space Heating | Natural Gas | Boiler | E4 | Participant - Cost of Operation | 113.163 | 115.5889 | 114.0528 | 112.586 | 109.4947 | 106.4172 | 103.2923 | 100.4754 | 97.6563 | 95.2558 | 92.8469 | 90.5082 | 88.2144 | 86.0177 | 83.8635 | 81.7502 | 79.7095 | 77.7603 | 75.8495 | 74.0615 | 72.3381 | 70.6549 | 0 | 0 | 0 | 0 | 0 | 0 | 0 | 0
F2_Industrial_Stone, Clay, and Glass_Existing_Space Heating_Natural Gas_Boiler_E5 | F2 | Industrial | Stone, Clay, and Glass | Existing | Space Heating | Natural Gas | Boiler | E5 | Participant - Cost of Operation | 0 | 0 | 0 | 0 | 0 | 0 | 0 | 0 | 0 | 0 | 0 | 0 | 0 | 0 | 0 | 0 | 0 | 0 | 0 | 0 | 0 | 0 | 0 | 0 | 0 | 0 | 0 | 0 | 0 | 0
F2_Industrial_Stone, Clay, and Glass_Existing_Space Heating_Natural Gas_Boiler_E6 | F2 | Industrial | Stone, Clay, and Glass | Existing | Space Heating | Natural Gas | Boiler | E6 | Participant - Cost of Operation | 0 | 0 | 0 | 0 | 0 | 0 | 0 | 0 | 0 | 0 | 0 | 0 | 0 | 0 | 0 | 0 | 0 | 0 | 0 | 0 | 0 | 0 | 0 | 0 | 0 | 0 | 0 | 0 | 0 | 0
F2_Industrial_Stone, Clay, and Glass_Existing_Space Heating_Natural Gas_Boiler_E7 | F2 | Industrial | Stone, Clay, and Glass | Existing | Space Heating | Natural Gas | Boiler | E7 | Participant - Cost of Operation | 0 | 0 | 0 | 0 | 0 | 0 | 0 | 0 | 0 | 0 | 0 | 0 | 0 | 0 | 0 | 0 | 0 | 0 | 0 | 0 | 0 | 0 | 0 | 0 | 0 | 0 | 0 | 0 | 0 | 0
F2_Industrial_Stone, Clay, and Glass_Existing_Space Heating_Natural Gas_Boiler_E8 | F2 | Industrial | Stone, Clay, and Glass | Existing | Space Heating | Natural Gas | Boiler | E8 | Participant - Cost of Operation | 0 | 0 | 0 | 0 | 0 | 0 | 0 | 0 | 0 | 0 | 0 | 0 | 0 | 0 | 0 | 0 | 0 | 0 | 0 | 0 | 0 | 0 | 0 | 0 | 0 | 0 | 0 | 0 | 0 | 0
F2_Industrial_Stone, Clay, and Glass_Existing_Space Heating_Natural Gas_Boiler_E9 | F2 | Industrial | Stone, Clay, and Glass | Existing | Space Heating | Natural Gas | Boiler | E9 | Participant - Cost of Operation | 0 | 0 | 0 | 0 | 0 | 0 | 0 | 0 | 0 | 0 | 0 | 0 | 0 | 0 | 0 | 0 | 0 | 0 | 0 | 0 | 0 | 0 | 0 | 0 | 0 | 0 | 0 | 0 | 0 | 0
F2_Industrial_Stone, Clay, and Glass_Existing_Space Heating_Natural Gas_Boiler_E10 | F2 | Industrial | Stone, Clay, and Glass | Existing | Space Heating | Natural Gas | Boiler | E10 | Participant - Cost of Operation | 0 | 0 | 0 | 0 | 0 | 0 | 0 | 0 | 0 | 0 | 0 | 0 | 0 | 0 | 0 | 0 | 0 | 0 | 0 | 0 | 0 | 0 | 0 | 0 | 0 | 0 | 0 | 0 | 0 | 0
F3_Industrial_Stone, Clay, and Glass_Existing_Space Heating_Natural Gas_Boiler_E1 | F3 | Industrial | Stone, Clay, and Glass | Existing | Space Heating | Natural Gas | Boiler | E1 | System - kBTUs of Conusmption | 30835.1046 | 30835.1046 | 30835.1046 | 30835.1046 | 30835.1046 | 30835.1046 | 30835.1046 | 30835.1046 | 30835.1046 | 30835.1046 | 30835.1046 | 30835.1046 | 30835.1046 | 30835.1046 | 30835.1046 | 30835.1046 | 30835.1046 | 30835.1046 | 30835.1046 | 30835.1046 | 30835.1046 | 30835.1046 | 0 | 0 | 0 | 0 | 0 | 0 | 0 | 0
F3_Industrial_Stone, Clay, and Glass_Existing_Space Heating_Natural Gas_Boiler_E2 | F3 | Industrial | Stone, Clay, and Glass | Existing | Space Heating | Natural Gas | Boiler | E2 | System - kBTUs of Conusmption | 29020.6207 | 29020.6207 | 29020.6207 | 29020.6207 | 29020.6207 | 29020.6207 | 29020.6207 | 29020.6207 | 29020.6207 | 29020.6207 | 29020.6207 | 29020.6207 | 29020.6207 | 29020.6207 | 29020.6207 | 29020.6207 | 29020.6207 | 29020.6207 | 29020.6207 | 29020.6207 | 29020.6207 | 29020.6207 | 0 | 0 | 0 | 0 | 0 | 0 | 0 | 0
F3_Industrial_Stone, Clay, and Glass_Existing_Space Heating_Natural Gas_Boiler_E3 | F3 | Industrial | Stone, Clay, and Glass | Existing | Space Heating | Natural Gas | Boiler | E3 | System - kBTUs of Conusmption | 25430.5746 | 25430.5746 | 25430.5746 | 25430.5746 | 25430.5746 | 25430.5746 | 25430.5746 | 25430.5746 | 25430.5746 | 25430.5746 | 25430.5746 | 25430.5746 | 25430.5746 | 25430.5746 | 25430.5746 | 25430.5746 | 25430.5746 | 25430.5746 | 25430.5746 | 25430.5746 | 25430.5746 | 25430.5746 | 0 | 0 | 0 | 0 | 0 | 0 | 0 | 0
F3_Industrial_Stone, Clay, and Glass_Existing_Space Heating_Natural Gas_Boiler_E4 | F3 | Industrial | Stone, Clay, and Glass | Existing | Space Heating | Natural Gas | Boiler | E4 | System - kBTUs of Conusmption | 17620.0598 | 17620.0598 | 17620.0598 | 17620.0598 | 17620.0598 | 17620.0598 | 17620.0598 | 17620.0598 | 17620.0598 | 17620.0598 | 17620.0598 | 17620.0598 | 17620.0598 | 17620.0598 | 17620.0598 | 17620.0598 | 17620.0598 | 17620.0598 | 17620.0598 | 17620.0598 | 17620.0598 | 17620.0598 | 0 | 0 | 0 | 0 | 0 | 0 | 0 | 0
F3_Industrial_Stone, Clay, and Glass_Existing_Space Heating_Natural Gas_Boiler_E5 | F3 | Industrial | Stone, Clay, and Glass | Existing | Space Heating | Natural Gas | Boiler | E5 | System - kBTUs of Conusmption | 0 | 0 | 0 | 0 | 0 | 0 | 0 | 0 | 0 | 0 | 0 | 0 | 0 | 0 | 0 | 0 | 0 | 0 | 0 | 0 | 0 | 0 | 0 | 0 | 0 | 0 | 0 | 0 | 0 | 0
F3_Industrial_Stone, Clay, and Glass_Existing_Space Heating_Natural Gas_Boiler_E6 | F3 | Industrial | Stone, Clay, and Glass | Existing | Space Heating | Natural Gas | Boiler | E6 | System - kBTUs of Conusmption | 0 | 0 | 0 | 0 | 0 | 0 | 0 | 0 | 0 | 0 | 0 | 0 | 0 | 0 | 0 | 0 | 0 | 0 | 0 | 0 | 0 | 0 | 0 | 0 | 0 | 0 | 0 | 0 | 0 | 0
F3_Industrial_Stone, Clay, and Glass_Existing_Space Heating_Natural Gas_Boiler_E7 | F3 | Industrial | Stone, Clay, and Glass | Existing | Space Heating | Natural Gas | Boiler | E7 | System - kBTUs of Conusmption | 0 | 0 | 0 | 0 | 0 | 0 | 0 | 0 | 0 | 0 | 0 | 0 | 0 | 0 | 0 | 0 | 0 | 0 | 0 | 0 | 0 | 0 | 0 | 0 | 0 | 0 | 0 | 0 | 0 | 0
F3_Industrial_Stone, Clay, and Glass_Existing_Space Heating_Natural Gas_Boiler_E8 | F3 | Industrial | Stone, Clay, and Glass | Existing | Space Heating | Natural Gas | Boiler | E8 | System - kBTUs of Conusmption | 0 | 0 | 0 | 0 | 0 | 0 | 0 | 0 | 0 | 0 | 0 | 0 | 0 | 0 | 0 | 0 | 0 | 0 | 0 | 0 | 0 | 0 | 0 | 0 | 0 | 0 | 0 | 0 | 0 | 0
F3_Industrial_Stone, Clay, and Glass_Existing_Space Heating_Natural Gas_Boiler_E9 | F3 | Industrial | Stone, Clay, and Glass | Existing | Space Heating | Natural Gas | Boiler | E9 | System - kBTUs of Conusmption | 0 | 0 | 0 | 0 | 0 | 0 | 0 | 0 | 0 | 0 | 0 | 0 | 0 | 0 | 0 | 0 | 0 | 0 | 0 | 0 | 0 | 0 | 0 | 0 | 0 | 0 | 0 | 0 | 0 | 0
F3_Industrial_Stone, Clay, and Glass_Existing_Space Heating_Natural Gas_Boiler_E10 | F3 | Industrial | Stone, Clay, and Glass | Existing | Space Heating | Natural Gas | Boiler | E10 | System - kBTUs of Conusmption | 0 | 0 | 0 | 0 | 0 | 0 | 0 | 0 | 0 | 0 | 0 | 0 | 0 | 0 | 0 | 0 | 0 | 0 | 0 | 0 | 0 | 0 | 0 | 0 | 0 | 0 | 0 | 0 | 0 | 0
F4_Industrial_Stone, Clay, and Glass_Existing_Space Heating_Natural Gas_Boiler_E1 | F4 | Industrial | Stone, Clay, and Glass | Existing | Space Heating | Natural Gas | Boiler | E1 | Utility - Cost of Equipment | 21.5617 | 21.5617 | 21.5617 | 21.5617 | 21.5617 | 21.5617 | 21.5617 | 21.5617 | 21.5617 | 21.5617 | 21.5617 | 21.5617 | 21.5617 | 21.5617 | 21.5617 | 21.5617 | 21.5617 | 21.5617 | 21.5617 | 21.5617 | 21.5617 | 21.5617 | 0 | 0 | 0 | 0 | 0 | 0 | 0 | 0
F4_Industrial_Stone, Clay, and Glass_Existing_Space Heating_Natural Gas_Boiler_E2 | F4 | Industrial | Stone, Clay, and Glass | Existing | Space Heating | Natural Gas | Boiler | E2 | Utility - Cost of Equipment | 24.0916 | 24.0916 | 24.0916 | 24.0916 | 24.0916 | 24.0916 | 24.0916 | 24.0916 | 24.0916 | 24.0916 | 24.0916 | 24.0916 | 24.0916 | 24.0916 | 24.0916 | 24.0916 | 24.0916 | 24.0916 | 24.0916 | 24.0916 | 24.0916 | 24.0916 | 0 | 0 | 0 | 0 | 0 | 0 | 0 | 0
F4_Industrial_Stone, Clay, and Glass_Existing_Space Heating_Natural Gas_Boiler_E3 | F4 | Industrial | Stone, Clay, and Glass | Existing | Space Heating | Natural Gas | Boiler | E3 | Utility - Cost of Equipment | 29.1723 | 29.1723 | 29.1723 | 29.1723 | 29.1723 | 29.1723 | 29.1723 | 29.1723 | 29.1723 | 29.1723 | 29.1723 | 29.1723 | 29.1723 | 29.1723 | 29.1723 | 29.1723 | 29.1723 | 29.1723 | 29.1723 | 29.1723 | 29.1723 | 29.1723 | 0 | 0 | 0 | 0 | 0 | 0 | 0 | 0
F4_Industrial_Stone, Clay, and Glass_Existing_Space Heating_Natural Gas_Boiler_E4 | F4 | Industrial | Stone, Clay, and Glass | Existing | Space Heating | Natural Gas | Boiler | E4 | Utility - Cost of Equipment | 119141.3372 | 119141.3372 | 119141.3372 | 119141.3372 | 119141.3372 | 119141.3372 | 119141.3372 | 119141.3372 | 119141.3372 | 119141.3372 | 119141.3372 | 119141.3372 | 119141.3372 | 119141.3372 | 119141.3372 | 119141.3372 | 119141.3372 | 119141.3372 | 119141.3372 | 119141.3372 | 119141.3372 | 119141.3372 | 0 | 0 | 0 | 0 | 0 | 0 | 0 | 0
F4_Industrial_Stone, Clay, and Glass_Existing_Space Heating_Natural Gas_Boiler_E5 | F4 | Industrial | Stone, Clay, and Glass | Existing | Space Heating | Natural Gas | Boiler | E5 | Utility - Cost of Equipment | 0 | 0 | 0 | 0 | 0 | 0 | 0 | 0 | 0 | 0 | 0 | 0 | 0 | 0 | 0 | 0 | 0 | 0 | 0 | 0 | 0 | 0 | 0 | 0 | 0 | 0 | 0 | 0 | 0 | 0
F4_Industrial_Stone, Clay, and Glass_Existing_Space Heating_Natural Gas_Boiler_E6 | F4 | Industrial | Stone, Clay, and Glass | Existing | Space Heating | Natural Gas | Boiler | E6 | Utility - Cost of Equipment | 0 | 0 | 0 | 0 | 0 | 0 | 0 | 0 | 0 | 0 | 0 | 0 | 0 | 0 | 0 | 0 | 0 | 0 | 0 | 0 | 0 | 0 | 0 | 0 | 0 | 0 | 0 | 0 | 0 | 0
F4_Industrial_Stone, Clay, and Glass_Existing_Space Heating_Natural Gas_Boiler_E7 | F4 | Industrial | Stone, Clay, and Glass | Existing | Space Heating | Natural Gas | Boiler | E7 | Utility - Cost of Equipment | 0 | 0 | 0 | 0 | 0 | 0 | 0 | 0 | 0 | 0 | 0 | 0 | 0 | 0 | 0 | 0 | 0 | 0 | 0 | 0 | 0 | 0 | 0 | 0 | 0 | 0 | 0 | 0 | 0 | 0
F4_Industrial_Stone, Clay, and Glass_Existing_Space Heating_Natural Gas_Boiler_E8 | F4 | Industrial | Stone, Clay, and Glass | Existing | Space Heating | Natural Gas | Boiler | E8 | Utility - Cost of Equipment | 0 | 0 | 0 | 0 | 0 | 0 | 0 | 0 | 0 | 0 | 0 | 0 | 0 | 0 | 0 | 0 | 0 | 0 | 0 | 0 | 0 | 0 | 0 | 0 | 0 | 0 | 0 | 0 | 0 | 0
F4_Industrial_Stone, Clay, and Glass_Existing_Space Heating_Natural Gas_Boiler_E9 | F4 | Industrial | Stone, Clay, and Glass | Existing | Space Heating | Natural Gas | Boiler | E9 | Utility - Cost of Equipment | 0 | 0 | 0 | 0 | 0 | 0 | 0 | 0 | 0 | 0 | 0 | 0 | 0 | 0 | 0 | 0 | 0 | 0 | 0 | 0 | 0 | 0 | 0 | 0 | 0 | 0 | 0 | 0 | 0 | 0
F4_Industrial_Stone, Clay, and Glass_Existing_Space Heating_Natural Gas_Boiler_E10 | F4 | Industrial | Stone, Clay, and Glass | Existing | Space Heating | Natural Gas | Boiler | E10 | Utility - Cost of Equipment | 0 | 0 | 0 | 0 | 0 | 0 | 0 | 0 | 0 | 0 | 0 | 0 | 0 | 0 | 0 | 0 | 0 | 0 | 0 | 0 | 0 | 0 | 0 | 0 | 0 | 0 | 0 | 0 | 0 | 0
F5_Industrial_Stone, Clay, and Glass_Existing_Space Heating_Natural Gas_Boiler_E1 | F5 | Industrial | Stone, Clay, and Glass | Existing | Space Heating | Natural Gas | Boiler | E1 | Utility - Cost of Operation | 154.3772 | 155.8591 | 153.3446 | 150.9336 | 146.9001 | 142.9105 | 138.9026 | 135.236 | 131.5917 | 128.3978 | 125.2145 | 122.1196 | 119.0871 | 116.1695 | 113.3112 | 110.5099 | 107.801 | 105.2065 | 102.6759 | 100.2983 | 98.0181 | 95.8142 | 0 | 0 | 0 | 0 | 0 | 0 | 0 | 0
F5_Industrial_Stone, Clay, and Glass_Existing_Space Heating_Natural Gas_Boiler_E2 | F5 | Industrial | Stone, Clay, and Glass | Existing | Space Heating | Natural Gas | Boiler | E2 | Utility - Cost of Operation | 145.2929 | 146.6876 | 144.3211 | 142.0519 | 138.2558 | 134.501 | 130.7289 | 127.278 | 123.8482 | 120.8423 | 117.8463 | 114.9335 | 112.0795 | 109.3335 | 106.6434 | 104.0069 | 101.4574 | 99.0156 | 96.6339 | 94.3962 | 92.2503 | 90.1761 | 0 | 0 | 0 | 0 | 0 | 0 | 0 | 0
F5_Industrial_Stone, Clay, and Glass_Existing_Space Heating_Natural Gas_Boiler_E3 | F5 | Industrial | Stone, Clay, and Glass | Existing | Space Heating | Natural Gas | Boiler | E3 | Utility - Cost of Operation | 127.3192 | 128.5413 | 126.4676 | 124.4792 | 121.1527 | 117.8623 | 114.5569 | 111.5329 | 108.5273 | 105.8933 | 103.2679 | 100.7154 | 98.2145 | 95.8083 | 93.4509 | 91.1406 | 88.9065 | 86.7667 | 84.6797 | 82.7188 | 80.8383 | 79.0207 | 0 | 0 | 0 | 0 | 0 | 0 | 0 | 0
F5_Industrial_Stone, Clay, and Glass_Existing_Space Heating_Natural Gas_Boiler_E4 | F5 | Industrial | Stone, Clay, and Glass | Existing | Space Heating | Natural Gas | Boiler | E4 | Utility - Cost of Operation | 94.4548 | 96.4797 | 95.1975 | 93.9732 | 91.3929 | 88.8242 | 86.2159 | 83.8647 | 81.5117 | 79.508 | 77.4974 | 75.5453 | 73.6308 | 71.7972 | 69.9991 | 68.2352 | 66.5319 | 64.9049 | 63.31 | 61.8176 | 60.3791 | 58.9742 | 0 | 0 | 0 | 0 | 0 | 0 | 0 | 0
F5_Industrial_Stone, Clay, and Glass_Existing_Space Heating_Natural Gas_Boiler_E5 | F5 | Industrial | Stone, Clay, and Glass | Existing | Space Heating | Natural Gas | Boiler | E5 | Utility - Cost of Operation | 0 | 0 | 0 | 0 | 0 | 0 | 0 | 0 | 0 | 0 | 0 | 0 | 0 | 0 | 0 | 0 | 0 | 0 | 0 | 0 | 0 | 0 | 0 | 0 | 0 | 0 | 0 | 0 | 0 | 0
F5_Industrial_Stone, Clay, and Glass_Existing_Space Heating_Natural Gas_Boiler_E6 | F5 | Industrial | Stone, Clay, and Glass | Existing | Space Heating | Natural Gas | Boiler | E6 | Utility - Cost of Operation | 0 | 0 | 0 | 0 | 0 | 0 | 0 | 0 | 0 | 0 | 0 | 0 | 0 | 0 | 0 | 0 | 0 | 0 | 0 | 0 | 0 | 0 | 0 | 0 | 0 | 0 | 0 | 0 | 0 | 0
F5_Industrial_Stone, Clay, and Glass_Existing_Space Heating_Natural Gas_Boiler_E7 | F5 | Industrial | Stone, Clay, and Glass | Existing | Space Heating | Natural Gas | Boiler | E7 | Utility - Cost of Operation | 0 | 0 | 0 | 0 | 0 | 0 | 0 | 0 | 0 | 0 | 0 | 0 | 0 | 0 | 0 | 0 | 0 | 0 | 0 | 0 | 0 | 0 | 0 | 0 | 0 | 0 | 0 | 0 | 0 | 0
F5_Industrial_Stone, Clay, and Glass_Existing_Space Heating_Natural Gas_Boiler_E8 | F5 | Industrial | Stone, Clay, and Glass | Existing | Space Heating | Natural Gas | Boiler | E8 | Utility - Cost of Operation | 0 | 0 | 0 | 0 | 0 | 0 | 0 | 0 | 0 | 0 | 0 | 0 | 0 | 0 | 0 | 0 | 0 | 0 | 0 | 0 | 0 | 0 | 0 | 0 | 0 | 0 | 0 | 0 | 0 | 0
F5_Industrial_Stone, Clay, and Glass_Existing_Space Heating_Natural Gas_Boiler_E9 | F5 | Industrial | Stone, Clay, and Glass | Existing | Space Heating | Natural Gas | Boiler | E9 | Utility - Cost of Operation | 0 | 0 | 0 | 0 | 0 | 0 | 0 | 0 | 0 | 0 | 0 | 0 | 0 | 0 | 0 | 0 | 0 | 0 | 0 | 0 | 0 | 0 | 0 | 0 | 0 | 0 | 0 | 0 | 0 | 0
F5_Industrial_Stone, Clay, and Glass_Existing_Space Heating_Natural Gas_Boiler_E10 | F5 | Industrial | Stone, Clay, and Glass | Existing | Space Heating | Natural Gas | Boiler | E10 | Utility - Cost of Operation | 0 | 0 | 0 | 0 | 0 | 0 | 0 | 0 | 0 | 0 | 0 | 0 | 0 | 0 | 0 | 0 | 0 | 0 | 0 | 0 | 0 | 0 | 0 | 0 | 0 | 0 | 0 | 0 | 0 | 0
F6_Industrial_Stone, Clay, and Glass_Existing_Space Heating_Natural Gas_Boiler_E1 | F6 | Industrial | Stone, Clay, and Glass | Existing | Space Heating | Natural Gas | Boiler | E1 | Utility - Value of Sales | 184.9539 | 186.7293 | 183.7168 | 180.8283 | 175.9959 | 171.2161 | 166.4143 | 162.0215 | 157.6554 | 153.829 | 150.0151 | 146.3072 | 142.6741 | 139.1786 | 135.7542 | 132.398 | 129.1526 | 126.0442 | 123.0124 | 120.1638 | 117.4321 | 114.7917 | 0 | 0 | 0 | 0 | 0 | 0 | 0 | 0
F6_Industrial_Stone, Clay, and Glass_Existing_Space Heating_Natural Gas_Boiler_E2 | F6 | Industrial | Stone, Clay, and Glass | Existing | Space Heating | Natural Gas | Boiler | E2 | Utility - Value of Sales | 174.0704 | 175.7413 | 172.906 | 170.1875 | 165.6395 | 161.141 | 156.6217 | 152.4874 | 148.3782 | 144.7769 | 141.1875 | 137.6978 | 134.2785 | 130.9887 | 127.7657 | 124.6071 | 121.5526 | 118.6272 | 115.7738 | 113.0928 | 110.5218 | 108.0368 | 0 | 0 | 0 | 0 | 0 | 0 | 0 | 0
F6_Industrial_Stone, Clay, and Glass_Existing_Space Heating_Natural Gas_Boiler_E3 | F6 | Industrial | Stone, Clay, and Glass | Existing | Space Heating | Natural Gas | Boiler | E3 | Utility - Value of Sales | 152.5367 | 154.0009 | 151.5164 | 149.1341 | 145.1488 | 141.2067 | 137.2466 | 133.6237 | 130.0228 | 126.8671 | 123.7217 | 120.6636 | 117.6673 | 114.7845 | 111.9603 | 109.1924 | 106.5157 | 103.9522 | 101.4518 | 99.1025 | 96.8495 | 94.6719 | 0 | 0 | 0 | 0 | 0 | 0 | 0 | 0
F6_Industrial_Stone, Clay, and Glass_Existing_Space Heating_Natural Gas_Boiler_E4 | F6 | Industrial | Stone, Clay, and Glass | Existing | Space Heating | Natural Gas | Boiler | E4 | Utility - Value of Sales | 113.163 | 115.5889 | 114.0528 | 112.586 | 109.4947 | 106.4172 | 103.2923 | 100.4754 | 97.6563 | 95.2558 | 92.8469 | 90.5082 | 88.2144 | 86.0177 | 83.8635 | 81.7502 | 79.7095 | 77.7603 | 75.8495 | 74.0615 | 72.3381 | 70.6549 | 0 | 0 | 0 | 0 | 0 | 0 | 0 | 0
F6_Industrial_Stone, Clay, and Glass_Existing_Space Heating_Natural Gas_Boiler_E5 | F6 | Industrial | Stone, Clay, and Glass | Existing | Space Heating | Natural Gas | Boiler | E5 | Utility - Value of Sales | 0 | 0 | 0 | 0 | 0 | 0 | 0 | 0 | 0 | 0 | 0 | 0 | 0 | 0 | 0 | 0 | 0 | 0 | 0 | 0 | 0 | 0 | 0 | 0 | 0 | 0 | 0 | 0 | 0 | 0
F6_Industrial_Stone, Clay, and Glass_Existing_Space Heating_Natural Gas_Boiler_E6 | F6 | Industrial | Stone, Clay, and Glass | Existing | Space Heating | Natural Gas | Boiler | E6 | Utility - Value of Sales | 0 | 0 | 0 | 0 | 0 | 0 | 0 | 0 | 0 | 0 | 0 | 0 | 0 | 0 | 0 | 0 | 0 | 0 | 0 | 0 | 0 | 0 | 0 | 0 | 0 | 0 | 0 | 0 | 0 | 0
F6_Industrial_Stone, Clay, and Glass_Existing_Space Heating_Natural Gas_Boiler_E7 | F6 | Industrial | Stone, Clay, and Glass | Existing | Space Heating | Natural Gas | Boiler | E7 | Utility - Value of Sales | 0 | 0 | 0 | 0 | 0 | 0 | 0 | 0 | 0 | 0 | 0 | 0 | 0 | 0 | 0 | 0 | 0 | 0 | 0 | 0 | 0 | 0 | 0 | 0 | 0 | 0 | 0 | 0 | 0 | 0
F6_Industrial_Stone, Clay, and Glass_Existing_Space Heating_Natural Gas_Boiler_E8 | F6 | Industrial | Stone, Clay, and Glass | Existing | Space Heating | Natural Gas | Boiler | E8 | Utility - Value of Sales | 0 | 0 | 0 | 0 | 0 | 0 | 0 | 0 | 0 | 0 | 0 | 0 | 0 | 0 | 0 | 0 | 0 | 0 | 0 | 0 | 0 | 0 | 0 | 0 | 0 | 0 | 0 | 0 | 0 | 0
F6_Industrial_Stone, Clay, and Glass_Existing_Space Heating_Natural Gas_Boiler_E9 | F6 | Industrial | Stone, Clay, and Glass | Existing | Space Heating | Natural Gas | Boiler | E9 | Utility - Value of Sales | 0 | 0 | 0 | 0 | 0 | 0 | 0 | 0 | 0 | 0 | 0 | 0 | 0 | 0 | 0 | 0 | 0 | 0 | 0 | 0 | 0 | 0 | 0 | 0 | 0 | 0 | 0 | 0 | 0 | 0
F6_Industrial_Stone, Clay, and Glass_Existing_Space Heating_Natural Gas_Boiler_E10 | F6 | Industrial | Stone, Clay, and Glass | Existing | Space Heating | Natural Gas | Boiler | E10 | Utility - Value of Sales | 0 | 0 | 0 | 0 | 0 | 0 | 0 | 0 | 0 | 0 | 0 | 0 | 0 | 0 | 0 | 0 | 0 | 0 | 0 | 0 | 0 | 0 | 0 | 0 | 0 | 0 | 0 | 0 | 0 | 0
F1_Industrial_Stone, Clay, and Glass_Existing_Space Heating_Natural Gas_Unit Heater_E1 | F1 | Industrial | Stone, Clay, and Glass | Existing | Space Heating | Natural Gas | Unit Heater | E1 | Participant - Cost of Equipment | 44.6955 | 44.6955 | 44.6955 | 44.6955 | 44.6955 | 44.6955 | 44.6955 | 44.6955 | 44.6955 | 44.6955 | 44.6955 | 44.6955 | 44.6955 | 44.6955 | 44.6955 | 44.6955 | 44.6955 | 44.6955 | 44.6955 | 44.6955 | 44.6955 | 44.6955 | 0 | 0 | 0 | 0 | 0 | 0 | 0 | 0
F1_Industrial_Stone, Clay, and Glass_Existing_Space Heating_Natural Gas_Unit Heater_E2 | F1 | Industrial | Stone, Clay, and Glass | Existing | Space Heating | Natural Gas | Unit Heater | E2 | Participant - Cost of Equipment | 98.0238 | 98.0238 | 98.0238 | 98.0238 | 98.0238 | 98.0238 | 98.0238 | 98.0238 | 98.0238 | 98.0238 | 98.0238 | 98.0238 | 98.0238 | 98.0238 | 98.0238 | 98.0238 | 98.0238 | 98.0238 | 98.0238 | 98.0238 | 98.0238 | 98.0238 | 0 | 0 | 0 | 0 | 0 | 0 | 0 | 0
F1_Industrial_Stone, Clay, and Glass_Existing_Space Heating_Natural Gas_Unit Heater_E3 | F1 | Industrial | Stone, Clay, and Glass | Existing | Space Heating | Natural Gas | Unit Heater | E3 | Participant - Cost of Equipment | 52.2545 | 52.2545 | 52.2545 | 52.2545 | 52.2545 | 52.2545 | 52.2545 | 52.2545 | 52.2545 | 52.2545 | 52.2545 | 52.2545 | 52.2545 | 52.2545 | 52.2545 | 52.2545 | 52.2545 | 52.2545 | 52.2545 | 52.2545 | 52.2545 | 52.2545 | 0 | 0 | 0 | 0 | 0 | 0 | 0 | 0
F1_Industrial_Stone, Clay, and Glass_Existing_Space Heating_Natural Gas_Unit Heater_E4 | F1 | Industrial | Stone, Clay, and Glass | Existing | Space Heating | Natural Gas | Unit Heater | E4 | Participant - Cost of Equipment | 0 | 0 | 0 | 0 | 0 | 0 | 0 | 0 | 0 | 0 | 0 | 0 | 0 | 0 | 0 | 0 | 0 | 0 | 0 | 0 | 0 | 0 | 0 | 0 | 0 | 0 | 0 | 0 | 0 | 0
F1_Industrial_Stone, Clay, and Glass_Existing_Space Heating_Natural Gas_Unit Heater_E5 | F1 | Industrial | Stone, Clay, and Glass | Existing | Space Heating | Natural Gas | Unit Heater | E5 | Participant - Cost of Equipment | 0 | 0 | 0 | 0 | 0 | 0 | 0 | 0 | 0 | 0 | 0 | 0 | 0 | 0 | 0 | 0 | 0 | 0 | 0 | 0 | 0 | 0 | 0 | 0 | 0 | 0 | 0 | 0 | 0 | 0
F1_Industrial_Stone, Clay, and Glass_Existing_Space Heating_Natural Gas_Unit Heater_E6 | F1 | Industrial | Stone, Clay, and Glass | Existing | Space Heating | Natural Gas | Unit Heater | E6 | Participant - Cost of Equipment | 0 | 0 | 0 | 0 | 0 | 0 | 0 | 0 | 0 | 0 | 0 | 0 | 0 | 0 | 0 | 0 | 0 | 0 | 0 | 0 | 0 | 0 | 0 | 0 | 0 | 0 | 0 | 0 | 0 | 0
F1_Industrial_Stone, Clay, and Glass_Existing_Space Heating_Natural Gas_Unit Heater_E7 | F1 | Industrial | Stone, Clay, and Glass | Existing | Space Heating | Natural Gas | Unit Heater | E7 | Participant - Cost of Equipment | 0 | 0 | 0 | 0 | 0 | 0 | 0 | 0 | 0 | 0 | 0 | 0 | 0 | 0 | 0 | 0 | 0 | 0 | 0 | 0 | 0 | 0 | 0 | 0 | 0 | 0 | 0 | 0 | 0 | 0
F1_Industrial_Stone, Clay, and Glass_Existing_Space Heating_Natural Gas_Unit Heater_E8 | F1 | Industrial | Stone, Clay, and Glass | Existing | Space Heating | Natural Gas | Unit Heater | E8 | Participant - Cost of Equipment | 0 | 0 | 0 | 0 | 0 | 0 | 0 | 0 | 0 | 0 | 0 | 0 | 0 | 0 | 0 | 0 | 0 | 0 | 0 | 0 | 0 | 0 | 0 | 0 | 0 | 0 | 0 | 0 | 0 | 0
F1_Industrial_Stone, Clay, and Glass_Existing_Space Heating_Natural Gas_Unit Heater_E9 | F1 | Industrial | Stone, Clay, and Glass | Existing | Space Heating | Natural Gas | Unit Heater | E9 | Participant - Cost of Equipment | 0 | 0 | 0 | 0 | 0 | 0 | 0 | 0 | 0 | 0 | 0 | 0 | 0 | 0 | 0 | 0 | 0 | 0 | 0 | 0 | 0 | 0 | 0 | 0 | 0 | 0 | 0 | 0 | 0 | 0
F1_Industrial_Stone, Clay, and Glass_Existing_Space Heating_Natural Gas_Unit Heater_E10 | F1 | Industrial | Stone, Clay, and Glass | Existing | Space Heating | Natural Gas | Unit Heater | E10 | Participant - Cost of Equipment | 0 | 0 | 0 | 0 | 0 | 0 | 0 | 0 | 0 | 0 | 0 | 0 | 0 | 0 | 0 | 0 | 0 | 0 | 0 | 0 | 0 | 0 | 0 | 0 | 0 | 0 | 0 | 0 | 0 | 0
F2_Industrial_Stone, Clay, and Glass_Existing_Space Heating_Natural Gas_Unit Heater_E1 | F2 | Industrial | Stone, Clay, and Glass | Existing | Space Heating | Natural Gas | Unit Heater | E1 | Participant - Cost of Operation | 388.9573 | 400.1995 | 395.6586 | 391.3501 | 380.553 | 369.7449 | 358.6676 | 348.7439 | 338.753 | 330.368 | 321.9152 | 313.7152 | 305.6687 | 297.9827 | 290.4418 | 283.0393 | 275.9027 | 269.1068 | 262.4416 | 256.2431 | 250.2805 | 244.4567 | 0 | 0 | 0 | 0 | 0 | 0 | 0 | 0
F2_Industrial_Stone, Clay, and Glass_Existing_Space Heating_Natural Gas_Unit Heater_E2 | F2 | Industrial | Stone, Clay, and Glass | Existing | Space Heating | Natural Gas | Unit Heater | E2 | Participant - Cost of Operation | 370.4441 | 381.1511 | 376.8264 | 372.7229 | 362.4398 | 352.1461 | 341.5961 | 332.1446 | 322.6294 | 314.6434 | 306.593 | 298.7833 | 291.1197 | 283.7996 | 276.6176 | 269.5674 | 262.7706 | 256.2981 | 249.9502 | 244.0467 | 238.3679 | 232.8213 | 0 | 0 | 0 | 0 | 0 | 0 | 0 | 0
F2_Industrial_Stone, Clay, and Glass_Existing_Space Heating_Natural Gas_Unit Heater_E3 | F2 | Industrial | Stone, Clay, and Glass | Existing | Space Heating | Natural Gas | Unit Heater | E3 | Participant - Cost of Operation | 322.1256 | 328.9705 | 324.5799 | 320.3898 | 311.5899 | 302.8224 | 293.9206 | 285.8975 | 277.8636 | 271.0307 | 264.1788 | 257.5264 | 251.0021 | 244.7532 | 238.6255 | 232.6141 | 226.8092 | 221.2638 | 215.8279 | 210.7404 | 205.8367 | 201.047 | 0 | 0 | 0 | 0 | 0 | 0 | 0 | 0
F2_Industrial_Stone, Clay, and Glass_Existing_Space Heating_Natural Gas_Unit Heater_E4 | F2 | Industrial | Stone, Clay, and Glass | Existing | Space Heating | Natural Gas | Unit Heater | E4 | Participant - Cost of Operation | 0 | 0 | 0 | 0 | 0 | 0 | 0 | 0 | 0 | 0 | 0 | 0 | 0 | 0 | 0 | 0 | 0 | 0 | 0 | 0 | 0 | 0 | 0 | 0 | 0 | 0 | 0 | 0 | 0 | 0
F2_Industrial_Stone, Clay, and Glass_Existing_Space Heating_Natural Gas_Unit Heater_E5 | F2 | Industrial | Stone, Clay, and Glass | Existing | Space Heating | Natural Gas | Unit Heater | E5 | Participant - Cost of Operation | 0 | 0 | 0 | 0 | 0 | 0 | 0 | 0 | 0 | 0 | 0 | 0 | 0 | 0 | 0 | 0 | 0 | 0 | 0 | 0 | 0 | 0 | 0 | 0 | 0 | 0 | 0 | 0 | 0 | 0
F2_Industrial_Stone, Clay, and Glass_Existing_Space Heating_Natural Gas_Unit Heater_E6 | F2 | Industrial | Stone, Clay, and Glass | Existing | Space Heating | Natural Gas | Unit Heater | E6 | Participant - Cost of Operation | 0 | 0 | 0 | 0 | 0 | 0 | 0 | 0 | 0 | 0 | 0 | 0 | 0 | 0 | 0 | 0 | 0 | 0 | 0 | 0 | 0 | 0 | 0 | 0 | 0 | 0 | 0 | 0 | 0 | 0
F2_Industrial_Stone, Clay, and Glass_Existing_Space Heating_Natural Gas_Unit Heater_E7 | F2 | Industrial | Stone, Clay, and Glass | Existing | Space Heating | Natural Gas | Unit Heater | E7 | Participant - Cost of Operation | 0 | 0 | 0 | 0 | 0 | 0 | 0 | 0 | 0 | 0 | 0 | 0 | 0 | 0 | 0 | 0 | 0 | 0 | 0 | 0 | 0 | 0 | 0 | 0 | 0 | 0 | 0 | 0 | 0 | 0
F2_Industrial_Stone, Clay, and Glass_Existing_Space Heating_Natural Gas_Unit Heater_E8 | F2 | Industrial | Stone, Clay, and Glass | Existing | Space Heating | Natural Gas | Unit Heater | E8 | Participant - Cost of Operation | 0 | 0 | 0 | 0 | 0 | 0 | 0 | 0 | 0 | 0 | 0 | 0 | 0 | 0 | 0 | 0 | 0 | 0 | 0 | 0 | 0 | 0 | 0 | 0 | 0 | 0 | 0 | 0 | 0 | 0
F2_Industrial_Stone, Clay, and Glass_Existing_Space Heating_Natural Gas_Unit Heater_E9 | F2 | Industrial | Stone, Clay, and Glass | Existing | Space Heating | Natural Gas | Unit Heater | E9 | Participant - Cost of Operation | 0 | 0 | 0 | 0 | 0 | 0 | 0 | 0 | 0 | 0 | 0 | 0 | 0 | 0 | 0 | 0 | 0 | 0 | 0 | 0 | 0 | 0 | 0 | 0 | 0 | 0 | 0 | 0 | 0 | 0
F2_Industrial_Stone, Clay, and Glass_Existing_Space Heating_Natural Gas_Unit Heater_E10 | F2 | Industrial | Stone, Clay, and Glass | Existing | Space Heating | Natural Gas | Unit Heater | E10 | Participant - Cost of Operation | 0 | 0 | 0 | 0 | 0 | 0 | 0 | 0 | 0 | 0 | 0 | 0 | 0 | 0 | 0 | 0 | 0 | 0 | 0 | 0 | 0 | 0 | 0 | 0 | 0 | 0 | 0 | 0 | 0 | 0
F3_Industrial_Stone, Clay, and Glass_Existing_Space Heating_Natural Gas_Unit Heater_E1 | F3 | Industrial | Stone, Clay, and Glass | Existing | Space Heating | Natural Gas | Unit Heater | E1 | System - kBTUs of Conusmption | 58745.1583 | 58745.1583 | 58745.1583 | 58745.1583 | 58745.1583 | 58745.1583 | 58745.1583 | 58745.1583 | 58745.1583 | 58745.1583 | 58745.1583 | 58745.1583 | 58745.1583 | 58745.1583 | 58745.1583 | 58745.1583 | 58745.1583 | 58745.1583 | 58745.1583 | 58745.1583 | 58745.1583 | 58745.1583 | 0 | 0 | 0 | 0 | 0 | 0 | 0 | 0
F3_Industrial_Stone, Clay, and Glass_Existing_Space Heating_Natural Gas_Unit Heater_E2 | F3 | Industrial | Stone, Clay, and Glass | Existing | Space Heating | Natural Gas | Unit Heater | E2 | System - kBTUs of Conusmption | 55949.0576 | 55949.0576 | 55949.0576 | 55949.0576 | 55949.0576 | 55949.0576 | 55949.0576 | 55949.0576 | 55949.0576 | 55949.0576 | 55949.0576 | 55949.0576 | 55949.0576 | 55949.0576 | 55949.0576 | 55949.0576 | 55949.0576 | 55949.0576 | 55949.0576 | 55949.0576 | 55949.0576 | 55949.0576 | 0 | 0 | 0 | 0 | 0 | 0 | 0 | 0
F3_Industrial_Stone, Clay, and Glass_Existing_Space Heating_Natural Gas_Unit Heater_E3 | F3 | Industrial | Stone, Clay, and Glass | Existing | Space Heating | Natural Gas | Unit Heater | E3 | System - kBTUs of Conusmption | 49933.3845 | 49933.3845 | 49933.3845 | 49933.3845 | 49933.3845 | 49933.3845 | 49933.3845 | 49933.3845 | 49933.3845 | 49933.3845 | 49933.3845 | 49933.3845 | 49933.3845 | 49933.3845 | 49933.3845 | 49933.3845 | 49933.3845 | 49933.3845 | 49933.3845 | 49933.3845 | 49933.3845 | 49933.3845 | 0 | 0 | 0 | 0 | 0 | 0 | 0 | 0
F3_Industrial_Stone, Clay, and Glass_Existing_Space Heating_Natural Gas_Unit Heater_E4 | F3 | Industrial | Stone, Clay, and Glass | Existing | Space Heating | Natural Gas | Unit Heater | E4 | System - kBTUs of Conusmption | 0 | 0 | 0 | 0 | 0 | 0 | 0 | 0 | 0 | 0 | 0 | 0 | 0 | 0 | 0 | 0 | 0 | 0 | 0 | 0 | 0 | 0 | 0 | 0 | 0 | 0 | 0 | 0 | 0 | 0
F3_Industrial_Stone, Clay, and Glass_Existing_Space Heating_Natural Gas_Unit Heater_E5 | F3 | Industrial | Stone, Clay, and Glass | Existing | Space Heating | Natural Gas | Unit Heater | E5 | System - kBTUs of Conusmption | 0 | 0 | 0 | 0 | 0 | 0 | 0 | 0 | 0 | 0 | 0 | 0 | 0 | 0 | 0 | 0 | 0 | 0 | 0 | 0 | 0 | 0 | 0 | 0 | 0 | 0 | 0 | 0 | 0 | 0
F3_Industrial_Stone, Clay, and Glass_Existing_Space Heating_Natural Gas_Unit Heater_E6 | F3 | Industrial | Stone, Clay, and Glass | Existing | Space Heating | Natural Gas | Unit Heater | E6 | System - kBTUs of Conusmption | 0 | 0 | 0 | 0 | 0 | 0 | 0 | 0 | 0 | 0 | 0 | 0 | 0 | 0 | 0 | 0 | 0 | 0 | 0 | 0 | 0 | 0 | 0 | 0 | 0 | 0 | 0 | 0 | 0 | 0
F3_Industrial_Stone, Clay, and Glass_Existing_Space Heating_Natural Gas_Unit Heater_E7 | F3 | Industrial | Stone, Clay, and Glass | Existing | Space Heating | Natural Gas | Unit Heater | E7 | System - kBTUs of Conusmption | 0 | 0 | 0 | 0 | 0 | 0 | 0 | 0 | 0 | 0 | 0 | 0 | 0 | 0 | 0 | 0 | 0 | 0 | 0 | 0 | 0 | 0 | 0 | 0 | 0 | 0 | 0 | 0 | 0 | 0
F3_Industrial_Stone, Clay, and Glass_Existing_Space Heating_Natural Gas_Unit Heater_E8 | F3 | Industrial | Stone, Clay, and Glass | Existing | Space Heating | Natural Gas | Unit Heater | E8 | System - kBTUs of Conusmption | 0 | 0 | 0 | 0 | 0 | 0 | 0 | 0 | 0 | 0 | 0 | 0 | 0 | 0 | 0 | 0 | 0 | 0 | 0 | 0 | 0 | 0 | 0 | 0 | 0 | 0 | 0 | 0 | 0 | 0
F3_Industrial_Stone, Clay, and Glass_Existing_Space Heating_Natural Gas_Unit Heater_E9 | F3 | Industrial | Stone, Clay, and Glass | Existing | Space Heating | Natural Gas | Unit Heater | E9 | System - kBTUs of Conusmption | 0 | 0 | 0 | 0 | 0 | 0 | 0 | 0 | 0 | 0 | 0 | 0 | 0 | 0 | 0 | 0 | 0 | 0 | 0 | 0 | 0 | 0 | 0 | 0 | 0 | 0 | 0 | 0 | 0 | 0
F3_Industrial_Stone, Clay, and Glass_Existing_Space Heating_Natural Gas_Unit Heater_E10 | F3 | Industrial | Stone, Clay, and Glass | Existing | Space Heating | Natural Gas | Unit Heater | E10 | System - kBTUs of Conusmption | 0 | 0 | 0 | 0 | 0 | 0 | 0 | 0 | 0 | 0 | 0 | 0 | 0 | 0 | 0 | 0 | 0 | 0 | 0 | 0 | 0 | 0 | 0 | 0 | 0 | 0 | 0 | 0 | 0 | 0
F4_Industrial_Stone, Clay, and Glass_Existing_Space Heating_Natural Gas_Unit Heater_E1 | F4 | Industrial | Stone, Clay, and Glass | Existing | Space Heating | Natural Gas | Unit Heater | E1 | Utility - Cost of Equipment | 44.6955 | 44.6955 | 44.6955 | 44.6955 | 44.6955 | 44.6955 | 44.6955 | 44.6955 | 44.6955 | 44.6955 | 44.6955 | 44.6955 | 44.6955 | 44.6955 | 44.6955 | 44.6955 | 44.6955 | 44.6955 | 44.6955 | 44.6955 | 44.6955 | 44.6955 | 0 | 0 | 0 | 0 | 0 | 0 | 0 | 0
F4_Industrial_Stone, Clay, and Glass_Existing_Space Heating_Natural Gas_Unit Heater_E2 | F4 | Industrial | Stone, Clay, and Glass | Existing | Space Heating | Natural Gas | Unit Heater | E2 | Utility - Cost of Equipment | 98.0238 | 98.0238 | 98.0238 | 98.0238 | 98.0238 | 98.0238 | 98.0238 | 98.0238 | 98.0238 | 98.0238 | 98.0238 | 98.0238 | 98.0238 | 98.0238 | 98.0238 | 98.0238 | 98.0238 | 98.0238 | 98.0238 | 98.0238 | 98.0238 | 98.0238 | 0 | 0 | 0 | 0 | 0 | 0 | 0 | 0
F4_Industrial_Stone, Clay, and Glass_Existing_Space Heating_Natural Gas_Unit Heater_E3 | F4 | Industrial | Stone, Clay, and Glass | Existing | Space Heating | Natural Gas | Unit Heater | E3 | Utility - Cost of Equipment | 52.2545 | 52.2545 | 52.2545 | 52.2545 | 52.2545 | 52.2545 | 52.2545 | 52.2545 | 52.2545 | 52.2545 | 52.2545 | 52.2545 | 52.2545 | 52.2545 | 52.2545 | 52.2545 | 52.2545 | 52.2545 | 52.2545 | 52.2545 | 52.2545 | 52.2545 | 0 | 0 | 0 | 0 | 0 | 0 | 0 | 0
F4_Industrial_Stone, Clay, and Glass_Existing_Space Heating_Natural Gas_Unit Heater_E4 | F4 | Industrial | Stone, Clay, and Glass | Existing | Space Heating | Natural Gas | Unit Heater | E4 | Utility - Cost of Equipment | 0 | 0 | 0 | 0 | 0 | 0 | 0 | 0 | 0 | 0 | 0 | 0 | 0 | 0 | 0 | 0 | 0 | 0 | 0 | 0 | 0 | 0 | 0 | 0 | 0 | 0 | 0 | 0 | 0 | 0
F4_Industrial_Stone, Clay, and Glass_Existing_Space Heating_Natural Gas_Unit Heater_E5 | F4 | Industrial | Stone, Clay, and Glass | Existing | Space Heating | Natural Gas | Unit Heater | E5 | Utility - Cost of Equipment | 0 | 0 | 0 | 0 | 0 | 0 | 0 | 0 | 0 | 0 | 0 | 0 | 0 | 0 | 0 | 0 | 0 | 0 | 0 | 0 | 0 | 0 | 0 | 0 | 0 | 0 | 0 | 0 | 0 | 0
F4_Industrial_Stone, Clay, and Glass_Existing_Space Heating_Natural Gas_Unit Heater_E6 | F4 | Industrial | Stone, Clay, and Glass | Existing | Space Heating | Natural Gas | Unit Heater | E6 | Utility - Cost of Equipment | 0 | 0 | 0 | 0 | 0 | 0 | 0 | 0 | 0 | 0 | 0 | 0 | 0 | 0 | 0 | 0 | 0 | 0 | 0 | 0 | 0 | 0 | 0 | 0 | 0 | 0 | 0 | 0 | 0 | 0
F4_Industrial_Stone, Clay, and Glass_Existing_Space Heating_Natural Gas_Unit Heater_E7 | F4 | Industrial | Stone, Clay, and Glass | Existing | Space Heating | Natural Gas | Unit Heater | E7 | Utility - Cost of Equipment | 0 | 0 | 0 | 0 | 0 | 0 | 0 | 0 | 0 | 0 | 0 | 0 | 0 | 0 | 0 | 0 | 0 | 0 | 0 | 0 | 0 | 0 | 0 | 0 | 0 | 0 | 0 | 0 | 0 | 0
F4_Industrial_Stone, Clay, and Glass_Existing_Space Heating_Natural Gas_Unit Heater_E8 | F4 | Industrial | Stone, Clay, and Glass | Existing | Space Heating | Natural Gas | Unit Heater | E8 | Utility - Cost of Equipment | 0 | 0 | 0 | 0 | 0 | 0 | 0 | 0 | 0 | 0 | 0 | 0 | 0 | 0 | 0 | 0 | 0 | 0 | 0 | 0 | 0 | 0 | 0 | 0 | 0 | 0 | 0 | 0 | 0 | 0
F4_Industrial_Stone, Clay, and Glass_Existing_Space Heating_Natural Gas_Unit Heater_E9 | F4 | Industrial | Stone, Clay, and Glass | Existing | Space Heating | Natural Gas | Unit Heater | E9 | Utility - Cost of Equipment | 0 | 0 | 0 | 0 | 0 | 0 | 0 | 0 | 0 | 0 | 0 | 0 | 0 | 0 | 0 | 0 | 0 | 0 | 0 | 0 | 0 | 0 | 0 | 0 | 0 | 0 | 0 | 0 | 0 | 0
F4_Industrial_Stone, Clay, and Glass_Existing_Space Heating_Natural Gas_Unit Heater_E10 | F4 | Industrial | Stone, Clay, and Glass | Existing | Space Heating | Natural Gas | Unit Heater | E10 | Utility - Cost of Equipment | 0 | 0 | 0 | 0 | 0 | 0 | 0 | 0 | 0 | 0 | 0 | 0 | 0 | 0 | 0 | 0 | 0 | 0 | 0 | 0 | 0 | 0 | 0 | 0 | 0 | 0 | 0 | 0 | 0 | 0
F5_Industrial_Stone, Clay, and Glass_Existing_Space Heating_Natural Gas_Unit Heater_E1 | F5 | Industrial | Stone, Clay, and Glass | Existing | Space Heating | Natural Gas | Unit Heater | E1 | Utility - Cost of Operation | 324.6546 | 334.0382 | 330.248 | 326.6518 | 317.6397 | 308.6184 | 299.3724 | 291.0892 | 282.7501 | 275.7513 | 268.6959 | 261.8516 | 255.1353 | 248.72 | 242.4257 | 236.247 | 230.2903 | 224.6178 | 219.0546 | 213.8808 | 208.9039 | 204.0429 | 0 | 0 | 0 | 0 | 0 | 0 | 0 | 0
F5_Industrial_Stone, Clay, and Glass_Existing_Space Heating_Natural Gas_Unit Heater_E2 | F5 | Industrial | Stone, Clay, and Glass | Existing | Space Heating | Natural Gas | Unit Heater | E2 | Utility - Cost of Operation | 309.2019 | 318.1389 | 314.5291 | 311.1041 | 302.5209 | 293.929 | 285.1231 | 277.2342 | 269.292 | 262.6263 | 255.9068 | 249.3882 | 242.9916 | 236.8816 | 230.887 | 225.0023 | 219.3291 | 213.9267 | 208.6282 | 203.7007 | 198.9607 | 194.3311 | 0 | 0 | 0 | 0 | 0 | 0 | 0 | 0
F5_Industrial_Stone, Clay, and Glass_Existing_Space Heating_Natural Gas_Unit Heater_E3 | F5 | Industrial | Stone, Clay, and Glass | Existing | Space Heating | Natural Gas | Unit Heater | E3 | Utility - Cost of Operation | 268.8715 | 274.5848 | 270.92 | 267.4227 | 260.0776 | 252.7596 | 245.3294 | 238.6327 | 231.927 | 226.2236 | 220.5045 | 214.9519 | 209.5062 | 204.2904 | 199.1757 | 194.1581 | 189.3129 | 184.6843 | 180.1471 | 175.9007 | 171.8076 | 167.8098 | 0 | 0 | 0 | 0 | 0 | 0 | 0 | 0
F5_Industrial_Stone, Clay, and Glass_Existing_Space Heating_Natural Gas_Unit Heater_E4 | F5 | Industrial | Stone, Clay, and Glass | Existing | Space Heating | Natural Gas | Unit Heater | E4 | Utility - Cost of Operation | 0 | 0 | 0 | 0 | 0 | 0 | 0 | 0 | 0 | 0 | 0 | 0 | 0 | 0 | 0 | 0 | 0 | 0 | 0 | 0 | 0 | 0 | 0 | 0 | 0 | 0 | 0 | 0 | 0 | 0
F5_Industrial_Stone, Clay, and Glass_Existing_Space Heating_Natural Gas_Unit Heater_E5 | F5 | Industrial | Stone, Clay, and Glass | Existing | Space Heating | Natural Gas | Unit Heater | E5 | Utility - Cost of Operation | 0 | 0 | 0 | 0 | 0 | 0 | 0 | 0 | 0 | 0 | 0 | 0 | 0 | 0 | 0 | 0 | 0 | 0 | 0 | 0 | 0 | 0 | 0 | 0 | 0 | 0 | 0 | 0 | 0 | 0
F5_Industrial_Stone, Clay, and Glass_Existing_Space Heating_Natural Gas_Unit Heater_E6 | F5 | Industrial | Stone, Clay, and Glass | Existing | Space Heating | Natural Gas | Unit Heater | E6 | Utility - Cost of Operation | 0 | 0 | 0 | 0 | 0 | 0 | 0 | 0 | 0 | 0 | 0 | 0 | 0 | 0 | 0 | 0 | 0 | 0 | 0 | 0 | 0 | 0 | 0 | 0 | 0 | 0 | 0 | 0 | 0 | 0
F5_Industrial_Stone, Clay, and Glass_Existing_Space Heating_Natural Gas_Unit Heater_E7 | F5 | Industrial | Stone, Clay, and Glass | Existing | Space Heating | Natural Gas | Unit Heater | E7 | Utility - Cost of Operation | 0 | 0 | 0 | 0 | 0 | 0 | 0 | 0 | 0 | 0 | 0 | 0 | 0 | 0 | 0 | 0 | 0 | 0 | 0 | 0 | 0 | 0 | 0 | 0 | 0 | 0 | 0 | 0 | 0 | 0
F5_Industrial_Stone, Clay, and Glass_Existing_Space Heating_Natural Gas_Unit Heater_E8 | F5 | Industrial | Stone, Clay, and Glass | Existing | Space Heating | Natural Gas | Unit Heater | E8 | Utility - Cost of Operation | 0 | 0 | 0 | 0 | 0 | 0 | 0 | 0 | 0 | 0 | 0 | 0 | 0 | 0 | 0 | 0 | 0 | 0 | 0 | 0 | 0 | 0 | 0 | 0 | 0 | 0 | 0 | 0 | 0 | 0
F5_Industrial_Stone, Clay, and Glass_Existing_Space Heating_Natural Gas_Unit Heater_E9 | F5 | Industrial | Stone, Clay, and Glass | Existing | Space Heating | Natural Gas | Unit Heater | E9 | Utility - Cost of Operation | 0 | 0 | 0 | 0 | 0 | 0 | 0 | 0 | 0 | 0 | 0 | 0 | 0 | 0 | 0 | 0 | 0 | 0 | 0 | 0 | 0 | 0 | 0 | 0 | 0 | 0 | 0 | 0 | 0 | 0
F5_Industrial_Stone, Clay, and Glass_Existing_Space Heating_Natural Gas_Unit Heater_E10 | F5 | Industrial | Stone, Clay, and Glass | Existing | Space Heating | Natural Gas | Unit Heater | E10 | Utility - Cost of Operation | 0 | 0 | 0 | 0 | 0 | 0 | 0 | 0 | 0 | 0 | 0 | 0 | 0 | 0 | 0 | 0 | 0 | 0 | 0 | 0 | 0 | 0 | 0 | 0 | 0 | 0 | 0 | 0 | 0 | 0
F6_Industrial_Stone, Clay, and Glass_Existing_Space Heating_Natural Gas_Unit Heater_E1 | F6 | Industrial | Stone, Clay, and Glass | Existing | Space Heating | Natural Gas | Unit Heater | E1 | Utility - Value of Sales | 388.9573 | 400.1995 | 395.6586 | 391.3501 | 380.553 | 369.7449 | 358.6676 | 348.7439 | 338.753 | 330.368 | 321.9152 | 313.7152 | 305.6687 | 297.9827 | 290.4418 | 283.0393 | 275.9027 | 269.1068 | 262.4416 | 256.2431 | 250.2805 | 244.4567 | 0 | 0 | 0 | 0 | 0 | 0 | 0 | 0
F6_Industrial_Stone, Clay, and Glass_Existing_Space Heating_Natural Gas_Unit Heater_E2 | F6 | Industrial | Stone, Clay, and Glass | Existing | Space Heating | Natural Gas | Unit Heater | E2 | Utility - Value of Sales | 370.4441 | 381.1511 | 376.8264 | 372.7229 | 362.4398 | 352.1461 | 341.5961 | 332.1446 | 322.6294 | 314.6434 | 306.593 | 298.7833 | 291.1197 | 283.7996 | 276.6176 | 269.5674 | 262.7706 | 256.2981 | 249.9502 | 244.0467 | 238.3679 | 232.8213 | 0 | 0 | 0 | 0 | 0 | 0 | 0 | 0
F6_Industrial_Stone, Clay, and Glass_Existing_Space Heating_Natural Gas_Unit Heater_E3 | F6 | Industrial | Stone, Clay, and Glass | Existing | Space Heating | Natural Gas | Unit Heater | E3 | Utility - Value of Sales | 322.1256 | 328.9705 | 324.5799 | 320.3898 | 311.5899 | 302.8224 | 293.9206 | 285.8975 | 277.8636 | 271.0307 | 264.1788 | 257.5264 | 251.0021 | 244.7532 | 238.6255 | 232.6141 | 226.8092 | 221.2638 | 215.8279 | 210.7404 | 205.8367 | 201.047 | 0 | 0 | 0 | 0 | 0 | 0 | 0 | 0
F6_Industrial_Stone, Clay, and Glass_Existing_Space Heating_Natural Gas_Unit Heater_E4 | F6 | Industrial | Stone, Clay, and Glass | Existing | Space Heating | Natural Gas | Unit Heater | E4 | Utility - Value of Sales | 0 | 0 | 0 | 0 | 0 | 0 | 0 | 0 | 0 | 0 | 0 | 0 | 0 | 0 | 0 | 0 | 0 | 0 | 0 | 0 | 0 | 0 | 0 | 0 | 0 | 0 | 0 | 0 | 0 | 0
F6_Industrial_Stone, Clay, and Glass_Existing_Space Heating_Natural Gas_Unit Heater_E5 | F6 | Industrial | Stone, Clay, and Glass | Existing | Space Heating | Natural Gas | Unit Heater | E5 | Utility - Value of Sales | 0 | 0 | 0 | 0 | 0 | 0 | 0 | 0 | 0 | 0 | 0 | 0 | 0 | 0 | 0 | 0 | 0 | 0 | 0 | 0 | 0 | 0 | 0 | 0 | 0 | 0 | 0 | 0 | 0 | 0
F6_Industrial_Stone, Clay, and Glass_Existing_Space Heating_Natural Gas_Unit Heater_E6 | F6 | Industrial | Stone, Clay, and Glass | Existing | Space Heating | Natural Gas | Unit Heater | E6 | Utility - Value of Sales | 0 | 0 | 0 | 0 | 0 | 0 | 0 | 0 | 0 | 0 | 0 | 0 | 0 | 0 | 0 | 0 | 0 | 0 | 0 | 0 | 0 | 0 | 0 | 0 | 0 | 0 | 0 | 0 | 0 | 0
F6_Industrial_Stone, Clay, and Glass_Existing_Space Heating_Natural Gas_Unit Heater_E7 | F6 | Industrial | Stone, Clay, and Glass | Existing | Space Heating | Natural Gas | Unit Heater | E7 | Utility - Value of Sales | 0 | 0 | 0 | 0 | 0 | 0 | 0 | 0 | 0 | 0 | 0 | 0 | 0 | 0 | 0 | 0 | 0 | 0 | 0 | 0 | 0 | 0 | 0 | 0 | 0 | 0 | 0 | 0 | 0 | 0
F6_Industrial_Stone, Clay, and Glass_Existing_Space Heating_Natural Gas_Unit Heater_E8 | F6 | Industrial | Stone, Clay, and Glass | Existing | Space Heating | Natural Gas | Unit Heater | E8 | Utility - Value of Sales | 0 | 0 | 0 | 0 | 0 | 0 | 0 | 0 | 0 | 0 | 0 | 0 | 0 | 0 | 0 | 0 | 0 | 0 | 0 | 0 | 0 | 0 | 0 | 0 | 0 | 0 | 0 | 0 | 0 | 0
F6_Industrial_Stone, Clay, and Glass_Existing_Space Heating_Natural Gas_Unit Heater_E9 | F6 | Industrial | Stone, Clay, and Glass | Existing | Space Heating | Natural Gas | Unit Heater | E9 | Utility - Value of Sales | 0 | 0 | 0 | 0 | 0 | 0 | 0 | 0 | 0 | 0 | 0 | 0 | 0 | 0 | 0 | 0 | 0 | 0 | 0 | 0 | 0 | 0 | 0 | 0 | 0 | 0 | 0 | 0 | 0 | 0
F6_Industrial_Stone, Clay, and Glass_Existing_Space Heating_Natural Gas_Unit Heater_E10 | F6 | Industrial | Stone, Clay, and Glass | Existing | Space Heating | Natural Gas | Unit Heater | E10 | Utility - Value of Sales | 0 | 0 | 0 | 0 | 0 | 0 | 0 | 0 | 0 | 0 | 0 | 0 | 0 | 0 | 0 | 0 | 0 | 0 | 0 | 0 | 0 | 0 | 0 | 0 | 0 | 0 | 0 | 0 | 0 | 0
F1_Industrial_Stone, Clay, and Glass_Existing_Process_Natural Gas_Process Boiler_E1 | F1 | Industrial | Stone, Clay, and Glass | Existing | Process | Natural Gas | Process Boiler | E1 | Participant - Cost of Equipment | 11.9431 | 11.9431 | 11.9431 | 11.9431 | 11.9431 | 11.9431 | 11.9431 | 11.9431 | 11.9431 | 11.9431 | 11.9431 | 11.9431 | 11.9431 | 11.9431 | 11.9431 | 11.9431 | 11.9431 | 11.9431 | 11.9431 | 11.9431 | 11.9431 | 11.9431 | 0 | 0 | 0 | 0 | 0 | 0 | 0 | 0
F1_Industrial_Stone, Clay, and Glass_Existing_Process_Natural Gas_Process Boiler_E2 | F1 | Industrial | Stone, Clay, and Glass | Existing | Process | Natural Gas | Process Boiler | E2 | Participant - Cost of Equipment | 0 | 0 | 0 | 0 | 0 | 0 | 0 | 0 | 0 | 0 | 0 | 0 | 0 | 0 | 0 | 0 | 0 | 0 | 0 | 0 | 0 | 0 | 0 | 0 | 0 | 0 | 0 | 0 | 0 | 0
F1_Industrial_Stone, Clay, and Glass_Existing_Process_Natural Gas_Process Boiler_E3 | F1 | Industrial | Stone, Clay, and Glass | Existing | Process | Natural Gas | Process Boiler | E3 | Participant - Cost of Equipment | 0 | 0 | 0 | 0 | 0 | 0 | 0 | 0 | 0 | 0 | 0 | 0 | 0 | 0 | 0 | 0 | 0 | 0 | 0 | 0 | 0 | 0 | 0 | 0 | 0 | 0 | 0 | 0 | 0 | 0
F1_Industrial_Stone, Clay, and Glass_Existing_Process_Natural Gas_Process Boiler_E4 | F1 | Industrial | Stone, Clay, and Glass | Existing | Process | Natural Gas | Process Boiler | E4 | Participant - Cost of Equipment | 0 | 0 | 0 | 0 | 0 | 0 | 0 | 0 | 0 | 0 | 0 | 0 | 0 | 0 | 0 | 0 | 0 | 0 | 0 | 0 | 0 | 0 | 0 | 0 | 0 | 0 | 0 | 0 | 0 | 0
F1_Industrial_Stone, Clay, and Glass_Existing_Process_Natural Gas_Process Boiler_E5 | F1 | Industrial | Stone, Clay, and Glass | Existing | Process | Natural Gas | Process Boiler | E5 | Participant - Cost of Equipment | 0 | 0 | 0 | 0 | 0 | 0 | 0 | 0 | 0 | 0 | 0 | 0 | 0 | 0 | 0 | 0 | 0 | 0 | 0 | 0 | 0 | 0 | 0 | 0 | 0 | 0 | 0 | 0 | 0 | 0
F1_Industrial_Stone, Clay, and Glass_Existing_Process_Natural Gas_Process Boiler_E6 | F1 | Industrial | Stone, Clay, and Glass | Existing | Process | Natural Gas | Process Boiler | E6 | Participant - Cost of Equipment | 0 | 0 | 0 | 0 | 0 | 0 | 0 | 0 | 0 | 0 | 0 | 0 | 0 | 0 | 0 | 0 | 0 | 0 | 0 | 0 | 0 | 0 | 0 | 0 | 0 | 0 | 0 | 0 | 0 | 0
F1_Industrial_Stone, Clay, and Glass_Existing_Process_Natural Gas_Process Boiler_E7 | F1 | Industrial | Stone, Clay, and Glass | Existing | Process | Natural Gas | Process Boiler | E7 | Participant - Cost of Equipment | 0 | 0 | 0 | 0 | 0 | 0 | 0 | 0 | 0 | 0 | 0 | 0 | 0 | 0 | 0 | 0 | 0 | 0 | 0 | 0 | 0 | 0 | 0 | 0 | 0 | 0 | 0 | 0 | 0 | 0
F1_Industrial_Stone, Clay, and Glass_Existing_Process_Natural Gas_Process Boiler_E8 | F1 | Industrial | Stone, Clay, and Glass | Existing | Process | Natural Gas | Process Boiler | E8 | Participant - Cost of Equipment | 0 | 0 | 0 | 0 | 0 | 0 | 0 | 0 | 0 | 0 | 0 | 0 | 0 | 0 | 0 | 0 | 0 | 0 | 0 | 0 | 0 | 0 | 0 | 0 | 0 | 0 | 0 | 0 | 0 | 0
F1_Industrial_Stone, Clay, and Glass_Existing_Process_Natural Gas_Process Boiler_E9 | F1 | Industrial | Stone, Clay, and Glass | Existing | Process | Natural Gas | Process Boiler | E9 | Participant - Cost of Equipment | 0 | 0 | 0 | 0 | 0 | 0 | 0 | 0 | 0 | 0 | 0 | 0 | 0 | 0 | 0 | 0 | 0 | 0 | 0 | 0 | 0 | 0 | 0 | 0 | 0 | 0 | 0 | 0 | 0 | 0
F1_Industrial_Stone, Clay, and Glass_Existing_Process_Natural Gas_Process Boiler_E10 | F1 | Industrial | Stone, Clay, and Glass | Existing | Process | Natural Gas | Process Boiler | E10 | Participant - Cost of Equipment | 0 | 0 | 0 | 0 | 0 | 0 | 0 | 0 | 0 | 0 | 0 | 0 | 0 | 0 | 0 | 0 | 0 | 0 | 0 | 0 | 0 | 0 | 0 | 0 | 0 | 0 | 0 | 0 | 0 | 0
F2_Industrial_Stone, Clay, and Glass_Existing_Process_Natural Gas_Process Boiler_E1 | F2 | Industrial | Stone, Clay, and Glass | Existing | Process | Natural Gas | Process Boiler | E1 | Participant - Cost of Operation | 114.7721 | 115.8738 | 114.0044 | 112.212 | 109.2133 | 106.2472 | 103.2675 | 100.5415 | 97.8322 | 95.4577 | 93.0911 | 90.7901 | 88.5356 | 86.3665 | 84.2415 | 82.1589 | 80.1449 | 78.216 | 76.3347 | 74.567 | 72.8718 | 71.2333 | 0 | 0 | 0 | 0 | 0 | 0 | 0 | 0
F2_Industrial_Stone, Clay, and Glass_Existing_Process_Natural Gas_Process Boiler_E2 | F2 | Industrial | Stone, Clay, and Glass | Existing | Process | Natural Gas | Process Boiler | E2 | Participant - Cost of Operation | 0 | 0 | 0 | 0 | 0 | 0 | 0 | 0 | 0 | 0 | 0 | 0 | 0 | 0 | 0 | 0 | 0 | 0 | 0 | 0 | 0 | 0 | 0 | 0 | 0 | 0 | 0 | 0 | 0 | 0
F2_Industrial_Stone, Clay, and Glass_Existing_Process_Natural Gas_Process Boiler_E3 | F2 | Industrial | Stone, Clay, and Glass | Existing | Process | Natural Gas | Process Boiler | E3 | Participant - Cost of Operation | 0 | 0 | 0 | 0 | 0 | 0 | 0 | 0 | 0 | 0 | 0 | 0 | 0 | 0 | 0 | 0 | 0 | 0 | 0 | 0 | 0 | 0 | 0 | 0 | 0 | 0 | 0 | 0 | 0 | 0
F2_Industrial_Stone, Clay, and Glass_Existing_Process_Natural Gas_Process Boiler_E4 | F2 | Industrial | Stone, Clay, and Glass | Existing | Process | Natural Gas | Process Boiler | E4 | Participant - Cost of Operation | 0 | 0 | 0 | 0 | 0 | 0 | 0 | 0 | 0 | 0 | 0 | 0 | 0 | 0 | 0 | 0 | 0 | 0 | 0 | 0 | 0 | 0 | 0 | 0 | 0 | 0 | 0 | 0 | 0 | 0
F2_Industrial_Stone, Clay, and Glass_Existing_Process_Natural Gas_Process Boiler_E5 | F2 | Industrial | Stone, Clay, and Glass | Existing | Process | Natural Gas | Process Boiler | E5 | Participant - Cost of Operation | 0 | 0 | 0 | 0 | 0 | 0 | 0 | 0 | 0 | 0 | 0 | 0 | 0 | 0 | 0 | 0 | 0 | 0 | 0 | 0 | 0 | 0 | 0 | 0 | 0 | 0 | 0 | 0 | 0 | 0
F2_Industrial_Stone, Clay, and Glass_Existing_Process_Natural Gas_Process Boiler_E6 | F2 | Industrial | Stone, Clay, and Glass | Existing | Process | Natural Gas | Process Boiler | E6 | Participant - Cost of Operation | 0 | 0 | 0 | 0 | 0 | 0 | 0 | 0 | 0 | 0 | 0 | 0 | 0 | 0 | 0 | 0 | 0 | 0 | 0 | 0 | 0 | 0 | 0 | 0 | 0 | 0 | 0 | 0 | 0 | 0
F2_Industrial_Stone, Clay, and Glass_Existing_Process_Natural Gas_Process Boiler_E7 | F2 | Industrial | Stone, Clay, and Glass | Existing | Process | Natural Gas | Process Boiler | E7 | Participant - Cost of Operation | 0 | 0 | 0 | 0 | 0 | 0 | 0 | 0 | 0 | 0 | 0 | 0 | 0 | 0 | 0 | 0 | 0 | 0 | 0 | 0 | 0 | 0 | 0 | 0 | 0 | 0 | 0 | 0 | 0 | 0
F2_Industrial_Stone, Clay, and Glass_Existing_Process_Natural Gas_Process Boiler_E8 | F2 | Industrial | Stone, Clay, and Glass | Existing | Process | Natural Gas | Process Boiler | E8 | Participant - Cost of Operation | 0 | 0 | 0 | 0 | 0 | 0 | 0 | 0 | 0 | 0 | 0 | 0 | 0 | 0 | 0 | 0 | 0 | 0 | 0 | 0 | 0 | 0 | 0 | 0 | 0 | 0 | 0 | 0 | 0 | 0
F2_Industrial_Stone, Clay, and Glass_Existing_Process_Natural Gas_Process Boiler_E9 | F2 | Industrial | Stone, Clay, and Glass | Existing | Process | Natural Gas | Process Boiler | E9 | Participant - Cost of Operation | 0 | 0 | 0 | 0 | 0 | 0 | 0 | 0 | 0 | 0 | 0 | 0 | 0 | 0 | 0 | 0 | 0 | 0 | 0 | 0 | 0 | 0 | 0 | 0 | 0 | 0 | 0 | 0 | 0 | 0
F2_Industrial_Stone, Clay, and Glass_Existing_Process_Natural Gas_Process Boiler_E10 | F2 | Industrial | Stone, Clay, and Glass | Existing | Process | Natural Gas | Process Boiler | E10 | Participant - Cost of Operation | 0 | 0 | 0 | 0 | 0 | 0 | 0 | 0 | 0 | 0 | 0 | 0 | 0 | 0 | 0 | 0 | 0 | 0 | 0 | 0 | 0 | 0 | 0 | 0 | 0 | 0 | 0 | 0 | 0 | 0
F3_Industrial_Stone, Clay, and Glass_Existing_Process_Natural Gas_Process Boiler_E1 | F3 | Industrial | Stone, Clay, and Glass | Existing | Process | Natural Gas | Process Boiler | E1 | System - kBTUs of Conusmption | 19134.553 | 19134.553 | 19134.553 | 19134.553 | 19134.553 | 19134.553 | 19134.553 | 19134.553 | 19134.553 | 19134.553 | 19134.553 | 19134.553 | 19134.553 | 19134.553 | 19134.553 | 19134.553 | 19134.553 | 19134.553 | 19134.553 | 19134.553 | 19134.553 | 19134.553 | 0 | 0 | 0 | 0 | 0 | 0 | 0 | 0
F3_Industrial_Stone, Clay, and Glass_Existing_Process_Natural Gas_Process Boiler_E2 | F3 | Industrial | Stone, Clay, and Glass | Existing | Process | Natural Gas | Process Boiler | E2 | System - kBTUs of Conusmption | 0 | 0 | 0 | 0 | 0 | 0 | 0 | 0 | 0 | 0 | 0 | 0 | 0 | 0 | 0 | 0 | 0 | 0 | 0 | 0 | 0 | 0 | 0 | 0 | 0 | 0 | 0 | 0 | 0 | 0
F3_Industrial_Stone, Clay, and Glass_Existing_Process_Natural Gas_Process Boiler_E3 | F3 | Industrial | Stone, Clay, and Glass | Existing | Process | Natural Gas | Process Boiler | E3 | System - kBTUs of Conusmption | 0 | 0 | 0 | 0 | 0 | 0 | 0 | 0 | 0 | 0 | 0 | 0 | 0 | 0 | 0 | 0 | 0 | 0 | 0 | 0 | 0 | 0 | 0 | 0 | 0 | 0 | 0 | 0 | 0 | 0
F3_Industrial_Stone, Clay, and Glass_Existing_Process_Natural Gas_Process Boiler_E4 | F3 | Industrial | Stone, Clay, and Glass | Existing | Process | Natural Gas | Process Boiler | E4 | System - kBTUs of Conusmption | 0 | 0 | 0 | 0 | 0 | 0 | 0 | 0 | 0 | 0 | 0 | 0 | 0 | 0 | 0 | 0 | 0 | 0 | 0 | 0 | 0 | 0 | 0 | 0 | 0 | 0 | 0 | 0 | 0 | 0
F3_Industrial_Stone, Clay, and Glass_Existing_Process_Natural Gas_Process Boiler_E5 | F3 | Industrial | Stone, Clay, and Glass | Existing | Process | Natural Gas | Process Boiler | E5 | System - kBTUs of Conusmption | 0 | 0 | 0 | 0 | 0 | 0 | 0 | 0 | 0 | 0 | 0 | 0 | 0 | 0 | 0 | 0 | 0 | 0 | 0 | 0 | 0 | 0 | 0 | 0 | 0 | 0 | 0 | 0 | 0 | 0
F3_Industrial_Stone, Clay, and Glass_Existing_Process_Natural Gas_Process Boiler_E6 | F3 | Industrial | Stone, Clay, and Glass | Existing | Process | Natural Gas | Process Boiler | E6 | System - kBTUs of Conusmption | 0 | 0 | 0 | 0 | 0 | 0 | 0 | 0 | 0 | 0 | 0 | 0 | 0 | 0 | 0 | 0 | 0 | 0 | 0 | 0 | 0 | 0 | 0 | 0 | 0 | 0 | 0 | 0 | 0 | 0
F3_Industrial_Stone, Clay, and Glass_Existing_Process_Natural Gas_Process Boiler_E7 | F3 | Industrial | Stone, Clay, and Glass | Existing | Process | Natural Gas | Process Boiler | E7 | System - kBTUs of Conusmption | 0 | 0 | 0 | 0 | 0 | 0 | 0 | 0 | 0 | 0 | 0 | 0 | 0 | 0 | 0 | 0 | 0 | 0 | 0 | 0 | 0 | 0 | 0 | 0 | 0 | 0 | 0 | 0 | 0 | 0
F3_Industrial_Stone, Clay, and Glass_Existing_Process_Natural Gas_Process Boiler_E8 | F3 | Industrial | Stone, Clay, and Glass | Existing | Process | Natural Gas | Process Boiler | E8 | System - kBTUs of Conusmption | 0 | 0 | 0 | 0 | 0 | 0 | 0 | 0 | 0 | 0 | 0 | 0 | 0 | 0 | 0 | 0 | 0 | 0 | 0 | 0 | 0 | 0 | 0 | 0 | 0 | 0 | 0 | 0 | 0 | 0
F3_Industrial_Stone, Clay, and Glass_Existing_Process_Natural Gas_Process Boiler_E9 | F3 | Industrial | Stone, Clay, and Glass | Existing | Process | Natural Gas | Process Boiler | E9 | System - kBTUs of Conusmption | 0 | 0 | 0 | 0 | 0 | 0 | 0 | 0 | 0 | 0 | 0 | 0 | 0 | 0 | 0 | 0 | 0 | 0 | 0 | 0 | 0 | 0 | 0 | 0 | 0 | 0 | 0 | 0 | 0 | 0
F3_Industrial_Stone, Clay, and Glass_Existing_Process_Natural Gas_Process Boiler_E10 | F3 | Industrial | Stone, Clay, and Glass | Existing | Process | Natural Gas | Process Boiler | E10 | System - kBTUs of Conusmption | 0 | 0 | 0 | 0 | 0 | 0 | 0 | 0 | 0 | 0 | 0 | 0 | 0 | 0 | 0 | 0 | 0 | 0 | 0 | 0 | 0 | 0 | 0 | 0 | 0 | 0 | 0 | 0 | 0 | 0
F4_Industrial_Stone, Clay, and Glass_Existing_Process_Natural Gas_Process Boiler_E1 | F4 | Industrial | Stone, Clay, and Glass | Existing | Process | Natural Gas | Process Boiler | E1 | Utility - Cost of Equipment | 11.9431 | 11.9431 | 11.9431 | 11.9431 | 11.9431 | 11.9431 | 11.9431 | 11.9431 | 11.9431 | 11.9431 | 11.9431 | 11.9431 | 11.9431 | 11.9431 | 11.9431 | 11.9431 | 11.9431 | 11.9431 | 11.9431 | 11.9431 | 11.9431 | 11.9431 | 0 | 0 | 0 | 0 | 0 | 0 | 0 | 0
F4_Industrial_Stone, Clay, and Glass_Existing_Process_Natural Gas_Process Boiler_E2 | F4 | Industrial | Stone, Clay, and Glass | Existing | Process | Natural Gas | Process Boiler | E2 | Utility - Cost of Equipment | 0 | 0 | 0 | 0 | 0 | 0 | 0 | 0 | 0 | 0 | 0 | 0 | 0 | 0 | 0 | 0 | 0 | 0 | 0 | 0 | 0 | 0 | 0 | 0 | 0 | 0 | 0 | 0 | 0 | 0
F4_Industrial_Stone, Clay, and Glass_Existing_Process_Natural Gas_Process Boiler_E3 | F4 | Industrial | Stone, Clay, and Glass | Existing | Process | Natural Gas | Process Boiler | E3 | Utility - Cost of Equipment | 0 | 0 | 0 | 0 | 0 | 0 | 0 | 0 | 0 | 0 | 0 | 0 | 0 | 0 | 0 | 0 | 0 | 0 | 0 | 0 | 0 | 0 | 0 | 0 | 0 | 0 | 0 | 0 | 0 | 0
F4_Industrial_Stone, Clay, and Glass_Existing_Process_Natural Gas_Process Boiler_E4 | F4 | Industrial | Stone, Clay, and Glass | Existing | Process | Natural Gas | Process Boiler | E4 | Utility - Cost of Equipment | 0 | 0 | 0 | 0 | 0 | 0 | 0 | 0 | 0 | 0 | 0 | 0 | 0 | 0 | 0 | 0 | 0 | 0 | 0 | 0 | 0 | 0 | 0 | 0 | 0 | 0 | 0 | 0 | 0 | 0
F4_Industrial_Stone, Clay, and Glass_Existing_Process_Natural Gas_Process Boiler_E5 | F4 | Industrial | Stone, Clay, and Glass | Existing | Process | Natural Gas | Process Boiler | E5 | Utility - Cost of Equipment | 0 | 0 | 0 | 0 | 0 | 0 | 0 | 0 | 0 | 0 | 0 | 0 | 0 | 0 | 0 | 0 | 0 | 0 | 0 | 0 | 0 | 0 | 0 | 0 | 0 | 0 | 0 | 0 | 0 | 0
F4_Industrial_Stone, Clay, and Glass_Existing_Process_Natural Gas_Process Boiler_E6 | F4 | Industrial | Stone, Clay, and Glass | Existing | Process | Natural Gas | Process Boiler | E6 | Utility - Cost of Equipment | 0 | 0 | 0 | 0 | 0 | 0 | 0 | 0 | 0 | 0 | 0 | 0 | 0 | 0 | 0 | 0 | 0 | 0 | 0 | 0 | 0 | 0 | 0 | 0 | 0 | 0 | 0 | 0 | 0 | 0
F4_Industrial_Stone, Clay, and Glass_Existing_Process_Natural Gas_Process Boiler_E7 | F4 | Industrial | Stone, Clay, and Glass | Existing | Process | Natural Gas | Process Boiler | E7 | Utility - Cost of Equipment | 0 | 0 | 0 | 0 | 0 | 0 | 0 | 0 | 0 | 0 | 0 | 0 | 0 | 0 | 0 | 0 | 0 | 0 | 0 | 0 | 0 | 0 | 0 | 0 | 0 | 0 | 0 | 0 | 0 | 0
F4_Industrial_Stone, Clay, and Glass_Existing_Process_Natural Gas_Process Boiler_E8 | F4 | Industrial | Stone, Clay, and Glass | Existing | Process | Natural Gas | Process Boiler | E8 | Utility - Cost of Equipment | 0 | 0 | 0 | 0 | 0 | 0 | 0 | 0 | 0 | 0 | 0 | 0 | 0 | 0 | 0 | 0 | 0 | 0 | 0 | 0 | 0 | 0 | 0 | 0 | 0 | 0 | 0 | 0 | 0 | 0
F4_Industrial_Stone, Clay, and Glass_Existing_Process_Natural Gas_Process Boiler_E9 | F4 | Industrial | Stone, Clay, and Glass | Existing | Process | Natural Gas | Process Boiler | E9 | Utility - Cost of Equipment | 0 | 0 | 0 | 0 | 0 | 0 | 0 | 0 | 0 | 0 | 0 | 0 | 0 | 0 | 0 | 0 | 0 | 0 | 0 | 0 | 0 | 0 | 0 | 0 | 0 | 0 | 0 | 0 | 0 | 0
F4_Industrial_Stone, Clay, and Glass_Existing_Process_Natural Gas_Process Boiler_E10 | F4 | Industrial | Stone, Clay, and Glass | Existing | Process | Natural Gas | Process Boiler | E10 | Utility - Cost of Equipment | 0 | 0 | 0 | 0 | 0 | 0 | 0 | 0 | 0 | 0 | 0 | 0 | 0 | 0 | 0 | 0 | 0 | 0 | 0 | 0 | 0 | 0 | 0 | 0 | 0 | 0 | 0 | 0 | 0 | 0
F5_Industrial_Stone, Clay, and Glass_Existing_Process_Natural Gas_Process Boiler_E1 | F5 | Industrial | Stone, Clay, and Glass | Existing | Process | Natural Gas | Process Boiler | E1 | Utility - Cost of Operation | 95.7979 | 96.7175 | 95.1571 | 93.661 | 91.1581 | 88.6823 | 86.1952 | 83.9199 | 81.6585 | 79.6766 | 77.7012 | 75.7806 | 73.8988 | 72.0883 | 70.3146 | 68.5763 | 66.8953 | 65.2853 | 63.7149 | 62.2395 | 60.8246 | 59.457 | 0 | 0 | 0 | 0 | 0 | 0 | 0 | 0
F5_Industrial_Stone, Clay, and Glass_Existing_Process_Natural Gas_Process Boiler_E2 | F5 | Industrial | Stone, Clay, and Glass | Existing | Process | Natural Gas | Process Boiler | E2 | Utility - Cost of Operation | 0 | 0 | 0 | 0 | 0 | 0 | 0 | 0 | 0 | 0 | 0 | 0 | 0 | 0 | 0 | 0 | 0 | 0 | 0 | 0 | 0 | 0 | 0 | 0 | 0 | 0 | 0 | 0 | 0 | 0
F5_Industrial_Stone, Clay, and Glass_Existing_Process_Natural Gas_Process Boiler_E3 | F5 | Industrial | Stone, Clay, and Glass | Existing | Process | Natural Gas | Process Boiler | E3 | Utility - Cost of Operation | 0 | 0 | 0 | 0 | 0 | 0 | 0 | 0 | 0 | 0 | 0 | 0 | 0 | 0 | 0 | 0 | 0 | 0 | 0 | 0 | 0 | 0 | 0 | 0 | 0 | 0 | 0 | 0 | 0 | 0
F5_Industrial_Stone, Clay, and Glass_Existing_Process_Natural Gas_Process Boiler_E4 | F5 | Industrial | Stone, Clay, and Glass | Existing | Process | Natural Gas | Process Boiler | E4 | Utility - Cost of Operation | 0 | 0 | 0 | 0 | 0 | 0 | 0 | 0 | 0 | 0 | 0 | 0 | 0 | 0 | 0 | 0 | 0 | 0 | 0 | 0 | 0 | 0 | 0 | 0 | 0 | 0 | 0 | 0 | 0 | 0
F5_Industrial_Stone, Clay, and Glass_Existing_Process_Natural Gas_Process Boiler_E5 | F5 | Industrial | Stone, Clay, and Glass | Existing | Process | Natural Gas | Process Boiler | E5 | Utility - Cost of Operation | 0 | 0 | 0 | 0 | 0 | 0 | 0 | 0 | 0 | 0 | 0 | 0 | 0 | 0 | 0 | 0 | 0 | 0 | 0 | 0 | 0 | 0 | 0 | 0 | 0 | 0 | 0 | 0 | 0 | 0
F5_Industrial_Stone, Clay, and Glass_Existing_Process_Natural Gas_Process Boiler_E6 | F5 | Industrial | Stone, Clay, and Glass | Existing | Process | Natural Gas | Process Boiler | E6 | Utility - Cost of Operation | 0 | 0 | 0 | 0 | 0 | 0 | 0 | 0 | 0 | 0 | 0 | 0 | 0 | 0 | 0 | 0 | 0 | 0 | 0 | 0 | 0 | 0 | 0 | 0 | 0 | 0 | 0 | 0 | 0 | 0
F5_Industrial_Stone, Clay, and Glass_Existing_Process_Natural Gas_Process Boiler_E7 | F5 | Industrial | Stone, Clay, and Glass | Existing | Process | Natural Gas | Process Boiler | E7 | Utility - Cost of Operation | 0 | 0 | 0 | 0 | 0 | 0 | 0 | 0 | 0 | 0 | 0 | 0 | 0 | 0 | 0 | 0 | 0 | 0 | 0 | 0 | 0 | 0 | 0 | 0 | 0 | 0 | 0 | 0 | 0 | 0
F5_Industrial_Stone, Clay, and Glass_Existing_Process_Natural Gas_Process Boiler_E8 | F5 | Industrial | Stone, Clay, and Glass | Existing | Process | Natural Gas | Process Boiler | E8 | Utility - Cost of Operation | 0 | 0 | 0 | 0 | 0 | 0 | 0 | 0 | 0 | 0 | 0 | 0 | 0 | 0 | 0 | 0 | 0 | 0 | 0 | 0 | 0 | 0 | 0 | 0 | 0 | 0 | 0 | 0 | 0 | 0
F5_Industrial_Stone, Clay, and Glass_Existing_Process_Natural Gas_Process Boiler_E9 | F5 | Industrial | Stone, Clay, and Glass | Existing | Process | Natural Gas | Process Boiler | E9 | Utility - Cost of Operation | 0 | 0 | 0 | 0 | 0 | 0 | 0 | 0 | 0 | 0 | 0 | 0 | 0 | 0 | 0 | 0 | 0 | 0 | 0 | 0 | 0 | 0 | 0 | 0 | 0 | 0 | 0 | 0 | 0 | 0
F5_Industrial_Stone, Clay, and Glass_Existing_Process_Natural Gas_Process Boiler_E10 | F5 | Industrial | Stone, Clay, and Glass | Existing | Process | Natural Gas | Process Boiler | E10 | Utility - Cost of Operation | 0 | 0 | 0 | 0 | 0 | 0 | 0 | 0 | 0 | 0 | 0 | 0 | 0 | 0 | 0 | 0 | 0 | 0 | 0 | 0 | 0 | 0 | 0 | 0 | 0 | 0 | 0 | 0 | 0 | 0
F6_Industrial_Stone, Clay, and Glass_Existing_Process_Natural Gas_Process Boiler_E1 | F6 | Industrial | Stone, Clay, and Glass | Existing | Process | Natural Gas | Process Boiler | E1 | Utility - Value of Sales | 114.7721 | 115.8738 | 114.0044 | 112.212 | 109.2133 | 106.2472 | 103.2675 | 100.5415 | 97.8322 | 95.4577 | 93.0911 | 90.7901 | 88.5356 | 86.3665 | 84.2415 | 82.1589 | 80.1449 | 78.216 | 76.3347 | 74.567 | 72.8718 | 71.2333 | 0 | 0 | 0 | 0 | 0 | 0 | 0 | 0
F6_Industrial_Stone, Clay, and Glass_Existing_Process_Natural Gas_Process Boiler_E2 | F6 | Industrial | Stone, Clay, and Glass | Existing | Process | Natural Gas | Process Boiler | E2 | Utility - Value of Sales | 0 | 0 | 0 | 0 | 0 | 0 | 0 | 0 | 0 | 0 | 0 | 0 | 0 | 0 | 0 | 0 | 0 | 0 | 0 | 0 | 0 | 0 | 0 | 0 | 0 | 0 | 0 | 0 | 0 | 0
F6_Industrial_Stone, Clay, and Glass_Existing_Process_Natural Gas_Process Boiler_E3 | F6 | Industrial | Stone, Clay, and Glass | Existing | Process | Natural Gas | Process Boiler | E3 | Utility - Value of Sales | 0 | 0 | 0 | 0 | 0 | 0 | 0 | 0 | 0 | 0 | 0 | 0 | 0 | 0 | 0 | 0 | 0 | 0 | 0 | 0 | 0 | 0 | 0 | 0 | 0 | 0 | 0 | 0 | 0 | 0
F6_Industrial_Stone, Clay, and Glass_Existing_Process_Natural Gas_Process Boiler_E4 | F6 | Industrial | Stone, Clay, and Glass | Existing | Process | Natural Gas | Process Boiler | E4 | Utility - Value of Sales | 0 | 0 | 0 | 0 | 0 | 0 | 0 | 0 | 0 | 0 | 0 | 0 | 0 | 0 | 0 | 0 | 0 | 0 | 0 | 0 | 0 | 0 | 0 | 0 | 0 | 0 | 0 | 0 | 0 | 0
F6_Industrial_Stone, Clay, and Glass_Existing_Process_Natural Gas_Process Boiler_E5 | F6 | Industrial | Stone, Clay, and Glass | Existing | Process | Natural Gas | Process Boiler | E5 | Utility - Value of Sales | 0 | 0 | 0 | 0 | 0 | 0 | 0 | 0 | 0 | 0 | 0 | 0 | 0 | 0 | 0 | 0 | 0 | 0 | 0 | 0 | 0 | 0 | 0 | 0 | 0 | 0 | 0 | 0 | 0 | 0
F6_Industrial_Stone, Clay, and Glass_Existing_Process_Natural Gas_Process Boiler_E6 | F6 | Industrial | Stone, Clay, and Glass | Existing | Process | Natural Gas | Process Boiler | E6 | Utility - Value of Sales | 0 | 0 | 0 | 0 | 0 | 0 | 0 | 0 | 0 | 0 | 0 | 0 | 0 | 0 | 0 | 0 | 0 | 0 | 0 | 0 | 0 | 0 | 0 | 0 | 0 | 0 | 0 | 0 | 0 | 0
F6_Industrial_Stone, Clay, and Glass_Existing_Process_Natural Gas_Process Boiler_E7 | F6 | Industrial | Stone, Clay, and Glass | Existing | Process | Natural Gas | Process Boiler | E7 | Utility - Value of Sales | 0 | 0 | 0 | 0 | 0 | 0 | 0 | 0 | 0 | 0 | 0 | 0 | 0 | 0 | 0 | 0 | 0 | 0 | 0 | 0 | 0 | 0 | 0 | 0 | 0 | 0 | 0 | 0 | 0 | 0
F6_Industrial_Stone, Clay, and Glass_Existing_Process_Natural Gas_Process Boiler_E8 | F6 | Industrial | Stone, Clay, and Glass | Existing | Process | Natural Gas | Process Boiler | E8 | Utility - Value of Sales | 0 | 0 | 0 | 0 | 0 | 0 | 0 | 0 | 0 | 0 | 0 | 0 | 0 | 0 | 0 | 0 | 0 | 0 | 0 | 0 | 0 | 0 | 0 | 0 | 0 | 0 | 0 | 0 | 0 | 0
F6_Industrial_Stone, Clay, and Glass_Existing_Process_Natural Gas_Process Boiler_E9 | F6 | Industrial | Stone, Clay, and Glass | Existing | Process | Natural Gas | Process Boiler | E9 | Utility - Value of Sales | 0 | 0 | 0 | 0 | 0 | 0 | 0 | 0 | 0 | 0 | 0 | 0 | 0 | 0 | 0 | 0 | 0 | 0 | 0 | 0 | 0 | 0 | 0 | 0 | 0 | 0 | 0 | 0 | 0 | 0
F6_Industrial_Stone, Clay, and Glass_Existing_Process_Natural Gas_Process Boiler_E10 | F6 | Industrial | Stone, Clay, and Glass | Existing | Process | Natural Gas | Process Boiler | E10 | Utility - Value of Sales | 0 | 0 | 0 | 0 | 0 | 0 | 0 | 0 | 0 | 0 | 0 | 0 | 0 | 0 | 0 | 0 | 0 | 0 | 0 | 0 | 0 | 0 | 0 | 0 | 0 | 0 | 0 | 0 | 0 | 0
F1_Industrial_Stone, Clay, and Glass_Existing_Process_Natural Gas_Process Heating_E1 | F1 | Industrial | Stone, Clay, and Glass | Existing | Process | Natural Gas | Process Heating | E1 | Participant - Cost of Equipment | 1233.2147 | 1233.2147 | 1233.2147 | 1233.2147 | 1233.2147 | 1233.2147 | 1233.2147 | 1233.2147 | 1233.2147 | 1233.2147 | 1233.2147 | 1233.2147 | 1233.2147 | 1233.2147 | 1233.2147 | 1233.2147 | 1233.2147 | 1233.2147 | 1233.2147 | 1233.2147 | 1233.2147 | 1233.2147 | 0 | 0 | 0 | 0 | 0 | 0 | 0 | 0
F1_Industrial_Stone, Clay, and Glass_Existing_Process_Natural Gas_Process Heating_E2 | F1 | Industrial | Stone, Clay, and Glass | Existing | Process | Natural Gas | Process Heating | E2 | Participant - Cost of Equipment | 0 | 0 | 0 | 0 | 0 | 0 | 0 | 0 | 0 | 0 | 0 | 0 | 0 | 0 | 0 | 0 | 0 | 0 | 0 | 0 | 0 | 0 | 0 | 0 | 0 | 0 | 0 | 0 | 0 | 0
F1_Industrial_Stone, Clay, and Glass_Existing_Process_Natural Gas_Process Heating_E3 | F1 | Industrial | Stone, Clay, and Glass | Existing | Process | Natural Gas | Process Heating | E3 | Participant - Cost of Equipment | 0 | 0 | 0 | 0 | 0 | 0 | 0 | 0 | 0 | 0 | 0 | 0 | 0 | 0 | 0 | 0 | 0 | 0 | 0 | 0 | 0 | 0 | 0 | 0 | 0 | 0 | 0 | 0 | 0 | 0
F1_Industrial_Stone, Clay, and Glass_Existing_Process_Natural Gas_Process Heating_E4 | F1 | Industrial | Stone, Clay, and Glass | Existing | Process | Natural Gas | Process Heating | E4 | Participant - Cost of Equipment | 0 | 0 | 0 | 0 | 0 | 0 | 0 | 0 | 0 | 0 | 0 | 0 | 0 | 0 | 0 | 0 | 0 | 0 | 0 | 0 | 0 | 0 | 0 | 0 | 0 | 0 | 0 | 0 | 0 | 0
F1_Industrial_Stone, Clay, and Glass_Existing_Process_Natural Gas_Process Heating_E5 | F1 | Industrial | Stone, Clay, and Glass | Existing | Process | Natural Gas | Process Heating | E5 | Participant - Cost of Equipment | 0 | 0 | 0 | 0 | 0 | 0 | 0 | 0 | 0 | 0 | 0 | 0 | 0 | 0 | 0 | 0 | 0 | 0 | 0 | 0 | 0 | 0 | 0 | 0 | 0 | 0 | 0 | 0 | 0 | 0
F1_Industrial_Stone, Clay, and Glass_Existing_Process_Natural Gas_Process Heating_E6 | F1 | Industrial | Stone, Clay, and Glass | Existing | Process | Natural Gas | Process Heating | E6 | Participant - Cost of Equipment | 0 | 0 | 0 | 0 | 0 | 0 | 0 | 0 | 0 | 0 | 0 | 0 | 0 | 0 | 0 | 0 | 0 | 0 | 0 | 0 | 0 | 0 | 0 | 0 | 0 | 0 | 0 | 0 | 0 | 0
F1_Industrial_Stone, Clay, and Glass_Existing_Process_Natural Gas_Process Heating_E7 | F1 | Industrial | Stone, Clay, and Glass | Existing | Process | Natural Gas | Process Heating | E7 | Participant - Cost of Equipment | 0 | 0 | 0 | 0 | 0 | 0 | 0 | 0 | 0 | 0 | 0 | 0 | 0 | 0 | 0 | 0 | 0 | 0 | 0 | 0 | 0 | 0 | 0 | 0 | 0 | 0 | 0 | 0 | 0 | 0
F1_Industrial_Stone, Clay, and Glass_Existing_Process_Natural Gas_Process Heating_E8 | F1 | Industrial | Stone, Clay, and Glass | Existing | Process | Natural Gas | Process Heating | E8 | Participant - Cost of Equipment | 0 | 0 | 0 | 0 | 0 | 0 | 0 | 0 | 0 | 0 | 0 | 0 | 0 | 0 | 0 | 0 | 0 | 0 | 0 | 0 | 0 | 0 | 0 | 0 | 0 | 0 | 0 | 0 | 0 | 0
F1_Industrial_Stone, Clay, and Glass_Existing_Process_Natural Gas_Process Heating_E9 | F1 | Industrial | Stone, Clay, and Glass | Existing | Process | Natural Gas | Process Heating | E9 | Participant - Cost of Equipment | 0 | 0 | 0 | 0 | 0 | 0 | 0 | 0 | 0 | 0 | 0 | 0 | 0 | 0 | 0 | 0 | 0 | 0 | 0 | 0 | 0 | 0 | 0 | 0 | 0 | 0 | 0 | 0 | 0 | 0
F1_Industrial_Stone, Clay, and Glass_Existing_Process_Natural Gas_Process Heating_E10 | F1 | Industrial | Stone, Clay, and Glass | Existing | Process | Natural Gas | Process Heating | E10 | Participant - Cost of Equipment | 0 | 0 | 0 | 0 | 0 | 0 | 0 | 0 | 0 | 0 | 0 | 0 | 0 | 0 | 0 | 0 | 0 | 0 | 0 | 0 | 0 | 0 | 0 | 0 | 0 | 0 | 0 | 0 | 0 | 0
F2_Industrial_Stone, Clay, and Glass_Existing_Process_Natural Gas_Process Heating_E1 | F2 | Industrial | Stone, Clay, and Glass | Existing | Process | Natural Gas | Process Heating | E1 | Participant - Cost of Operation | 3472.4272 | 3796.1131 | 3822.1565 | 3848.0184 | 3740.671 | 3626.7155 | 3504.1344 | 3400.0599 | 3293.7169 | 3217.0599 | 3136.5651 | 3057.5361 | 2978.3239 | 2902.9369 | 2827.0677 | 2750.8638 | 2677.3302 | 2607.8857 | 2539.28 | 2478.3904 | 2420.7203 | 2364.3922 | 0 | 0 | 0 | 0 | 0 | 0 | 0 | 0
F2_Industrial_Stone, Clay, and Glass_Existing_Process_Natural Gas_Process Heating_E2 | F2 | Industrial | Stone, Clay, and Glass | Existing | Process | Natural Gas | Process Heating | E2 | Participant - Cost of Operation | 0 | 0 | 0 | 0 | 0 | 0 | 0 | 0 | 0 | 0 | 0 | 0 | 0 | 0 | 0 | 0 | 0 | 0 | 0 | 0 | 0 | 0 | 0 | 0 | 0 | 0 | 0 | 0 | 0 | 0
F2_Industrial_Stone, Clay, and Glass_Existing_Process_Natural Gas_Process Heating_E3 | F2 | Industrial | Stone, Clay, and Glass | Existing | Process | Natural Gas | Process Heating | E3 | Participant - Cost of Operation | 0 | 0 | 0 | 0 | 0 | 0 | 0 | 0 | 0 | 0 | 0 | 0 | 0 | 0 | 0 | 0 | 0 | 0 | 0 | 0 | 0 | 0 | 0 | 0 | 0 | 0 | 0 | 0 | 0 | 0
F2_Industrial_Stone, Clay, and Glass_Existing_Process_Natural Gas_Process Heating_E4 | F2 | Industrial | Stone, Clay, and Glass | Existing | Process | Natural Gas | Process Heating | E4 | Participant - Cost of Operation | 0 | 0 | 0 | 0 | 0 | 0 | 0 | 0 | 0 | 0 | 0 | 0 | 0 | 0 | 0 | 0 | 0 | 0 | 0 | 0 | 0 | 0 | 0 | 0 | 0 | 0 | 0 | 0 | 0 | 0
F2_Industrial_Stone, Clay, and Glass_Existing_Process_Natural Gas_Process Heating_E5 | F2 | Industrial | Stone, Clay, and Glass | Existing | Process | Natural Gas | Process Heating | E5 | Participant - Cost of Operation | 0 | 0 | 0 | 0 | 0 | 0 | 0 | 0 | 0 | 0 | 0 | 0 | 0 | 0 | 0 | 0 | 0 | 0 | 0 | 0 | 0 | 0 | 0 | 0 | 0 | 0 | 0 | 0 | 0 | 0
F2_Industrial_Stone, Clay, and Glass_Existing_Process_Natural Gas_Process Heating_E6 | F2 | Industrial | Stone, Clay, and Glass | Existing | Process | Natural Gas | Process Heating | E6 | Participant - Cost of Operation | 0 | 0 | 0 | 0 | 0 | 0 | 0 | 0 | 0 | 0 | 0 | 0 | 0 | 0 | 0 | 0 | 0 | 0 | 0 | 0 | 0 | 0 | 0 | 0 | 0 | 0 | 0 | 0 | 0 | 0
F2_Industrial_Stone, Clay, and Glass_Existing_Process_Natural Gas_Process Heating_E7 | F2 | Industrial | Stone, Clay, and Glass | Existing | Process | Natural Gas | Process Heating | E7 | Participant - Cost of Operation | 0 | 0 | 0 | 0 | 0 | 0 | 0 | 0 | 0 | 0 | 0 | 0 | 0 | 0 | 0 | 0 | 0 | 0 | 0 | 0 | 0 | 0 | 0 | 0 | 0 | 0 | 0 | 0 | 0 | 0
F2_Industrial_Stone, Clay, and Glass_Existing_Process_Natural Gas_Process Heating_E8 | F2 | Industrial | Stone, Clay, and Glass | Existing | Process | Natural Gas | Process Heating | E8 | Participant - Cost of Operation | 0 | 0 | 0 | 0 | 0 | 0 | 0 | 0 | 0 | 0 | 0 | 0 | 0 | 0 | 0 | 0 | 0 | 0 | 0 | 0 | 0 | 0 | 0 | 0 | 0 | 0 | 0 | 0 | 0 | 0
F2_Industrial_Stone, Clay, and Glass_Existing_Process_Natural Gas_Process Heating_E9 | F2 | Industrial | Stone, Clay, and Glass | Existing | Process | Natural Gas | Process Heating | E9 | Participant - Cost of Operation | 0 | 0 | 0 | 0 | 0 | 0 | 0 | 0 | 0 | 0 | 0 | 0 | 0 | 0 | 0 | 0 | 0 | 0 | 0 | 0 | 0 | 0 | 0 | 0 | 0 | 0 | 0 | 0 | 0 | 0
F2_Industrial_Stone, Clay, and Glass_Existing_Process_Natural Gas_Process Heating_E10 | F2 | Industrial | Stone, Clay, and Glass | Existing | Process | Natural Gas | Process Heating | E10 | Participant - Cost of Operation | 0 | 0 | 0 | 0 | 0 | 0 | 0 | 0 | 0 | 0 | 0 | 0 | 0 | 0 | 0 | 0 | 0 | 0 | 0 | 0 | 0 | 0 | 0 | 0 | 0 | 0 | 0 | 0 | 0 | 0
F3_Industrial_Stone, Clay, and Glass_Existing_Process_Natural Gas_Process Heating_E1 | F3 | Industrial | Stone, Clay, and Glass | Existing | Process | Natural Gas | Process Heating | E1 | System - kBTUs of Conusmption | 537618.5399 | 537618.5399 | 537618.5399 | 537618.5399 | 537618.5399 | 537618.5399 | 537618.5399 | 537618.5399 | 537618.5399 | 537618.5399 | 537618.5399 | 537618.5399 | 537618.5399 | 537618.5399 | 537618.5399 | 537618.5399 | 537618.5399 | 537618.5399 | 537618.5399 | 537618.5399 | 537618.5399 | 537618.5399 | 0 | 0 | 0 | 0 | 0 | 0 | 0 | 0
F3_Industrial_Stone, Clay, and Glass_Existing_Process_Natural Gas_Process Heating_E2 | F3 | Industrial | Stone, Clay, and Glass | Existing | Process | Natural Gas | Process Heating | E2 | System - kBTUs of Conusmption | 0 | 0 | 0 | 0 | 0 | 0 | 0 | 0 | 0 | 0 | 0 | 0 | 0 | 0 | 0 | 0 | 0 | 0 | 0 | 0 | 0 | 0 | 0 | 0 | 0 | 0 | 0 | 0 | 0 | 0
F3_Industrial_Stone, Clay, and Glass_Existing_Process_Natural Gas_Process Heating_E3 | F3 | Industrial | Stone, Clay, and Glass | Existing | Process | Natural Gas | Process Heating | E3 | System - kBTUs of Conusmption | 0 | 0 | 0 | 0 | 0 | 0 | 0 | 0 | 0 | 0 | 0 | 0 | 0 | 0 | 0 | 0 | 0 | 0 | 0 | 0 | 0 | 0 | 0 | 0 | 0 | 0 | 0 | 0 | 0 | 0
F3_Industrial_Stone, Clay, and Glass_Existing_Process_Natural Gas_Process Heating_E4 | F3 | Industrial | Stone, Clay, and Glass | Existing | Process | Natural Gas | Process Heating | E4 | System - kBTUs of Conusmption | 0 | 0 | 0 | 0 | 0 | 0 | 0 | 0 | 0 | 0 | 0 | 0 | 0 | 0 | 0 | 0 | 0 | 0 | 0 | 0 | 0 | 0 | 0 | 0 | 0 | 0 | 0 | 0 | 0 | 0
F3_Industrial_Stone, Clay, and Glass_Existing_Process_Natural Gas_Process Heating_E5 | F3 | Industrial | Stone, Clay, and Glass | Existing | Process | Natural Gas | Process Heating | E5 | System - kBTUs of Conusmption | 0 | 0 | 0 | 0 | 0 | 0 | 0 | 0 | 0 | 0 | 0 | 0 | 0 | 0 | 0 | 0 | 0 | 0 | 0 | 0 | 0 | 0 | 0 | 0 | 0 | 0 | 0 | 0 | 0 | 0
F3_Industrial_Stone, Clay, and Glass_Existing_Process_Natural Gas_Process Heating_E6 | F3 | Industrial | Stone, Clay, and Glass | Existing | Process | Natural Gas | Process Heating | E6 | System - kBTUs of Conusmption | 0 | 0 | 0 | 0 | 0 | 0 | 0 | 0 | 0 | 0 | 0 | 0 | 0 | 0 | 0 | 0 | 0 | 0 | 0 | 0 | 0 | 0 | 0 | 0 | 0 | 0 | 0 | 0 | 0 | 0
F3_Industrial_Stone, Clay, and Glass_Existing_Process_Natural Gas_Process Heating_E7 | F3 | Industrial | Stone, Clay, and Glass | Existing | Process | Natural Gas | Process Heating | E7 | System - kBTUs of Conusmption | 0 | 0 | 0 | 0 | 0 | 0 | 0 | 0 | 0 | 0 | 0 | 0 | 0 | 0 | 0 | 0 | 0 | 0 | 0 | 0 | 0 | 0 | 0 | 0 | 0 | 0 | 0 | 0 | 0 | 0
F3_Industrial_Stone, Clay, and Glass_Existing_Process_Natural Gas_Process Heating_E8 | F3 | Industrial | Stone, Clay, and Glass | Existing | Process | Natural Gas | Process Heating | E8 | System - kBTUs of Conusmption | 0 | 0 | 0 | 0 | 0 | 0 | 0 | 0 | 0 | 0 | 0 | 0 | 0 | 0 | 0 | 0 | 0 | 0 | 0 | 0 | 0 | 0 | 0 | 0 | 0 | 0 | 0 | 0 | 0 | 0
F3_Industrial_Stone, Clay, and Glass_Existing_Process_Natural Gas_Process Heating_E9 | F3 | Industrial | Stone, Clay, and Glass | Existing | Process | Natural Gas | Process Heating | E9 | System - kBTUs of Conusmption | 0 | 0 | 0 | 0 | 0 | 0 | 0 | 0 | 0 | 0 | 0 | 0 | 0 | 0 | 0 | 0 | 0 | 0 | 0 | 0 | 0 | 0 | 0 | 0 | 0 | 0 | 0 | 0 | 0 | 0
F3_Industrial_Stone, Clay, and Glass_Existing_Process_Natural Gas_Process Heating_E10 | F3 | Industrial | Stone, Clay, and Glass | Existing | Process | Natural Gas | Process Heating | E10 | System - kBTUs of Conusmption | 0 | 0 | 0 | 0 | 0 | 0 | 0 | 0 | 0 | 0 | 0 | 0 | 0 | 0 | 0 | 0 | 0 | 0 | 0 | 0 | 0 | 0 | 0 | 0 | 0 | 0 | 0 | 0 | 0 | 0
F4_Industrial_Stone, Clay, and Glass_Existing_Process_Natural Gas_Process Heating_E1 | F4 | Industrial | Stone, Clay, and Glass | Existing | Process | Natural Gas | Process Heating | E1 | Utility - Cost of Equipment | 1233.2147 | 1233.2147 | 1233.2147 | 1233.2147 | 1233.2147 | 1233.2147 | 1233.2147 | 1233.2147 | 1233.2147 | 1233.2147 | 1233.2147 | 1233.2147 | 1233.2147 | 1233.2147 | 1233.2147 | 1233.2147 | 1233.2147 | 1233.2147 | 1233.2147 | 1233.2147 | 1233.2147 | 1233.2147 | 0 | 0 | 0 | 0 | 0 | 0 | 0 | 0
F4_Industrial_Stone, Clay, and Glass_Existing_Process_Natural Gas_Process Heating_E2 | F4 | Industrial | Stone, Clay, and Glass | Existing | Process | Natural Gas | Process Heating | E2 | Utility - Cost of Equipment | 0 | 0 | 0 | 0 | 0 | 0 | 0 | 0 | 0 | 0 | 0 | 0 | 0 | 0 | 0 | 0 | 0 | 0 | 0 | 0 | 0 | 0 | 0 | 0 | 0 | 0 | 0 | 0 | 0 | 0
F4_Industrial_Stone, Clay, and Glass_Existing_Process_Natural Gas_Process Heating_E3 | F4 | Industrial | Stone, Clay, and Glass | Existing | Process | Natural Gas | Process Heating | E3 | Utility - Cost of Equipment | 0 | 0 | 0 | 0 | 0 | 0 | 0 | 0 | 0 | 0 | 0 | 0 | 0 | 0 | 0 | 0 | 0 | 0 | 0 | 0 | 0 | 0 | 0 | 0 | 0 | 0 | 0 | 0 | 0 | 0
F4_Industrial_Stone, Clay, and Glass_Existing_Process_Natural Gas_Process Heating_E4 | F4 | Industrial | Stone, Clay, and Glass | Existing | Process | Natural Gas | Process Heating | E4 | Utility - Cost of Equipment | 0 | 0 | 0 | 0 | 0 | 0 | 0 | 0 | 0 | 0 | 0 | 0 | 0 | 0 | 0 | 0 | 0 | 0 | 0 | 0 | 0 | 0 | 0 | 0 | 0 | 0 | 0 | 0 | 0 | 0
F4_Industrial_Stone, Clay, and Glass_Existing_Process_Natural Gas_Process Heating_E5 | F4 | Industrial | Stone, Clay, and Glass | Existing | Process | Natural Gas | Process Heating | E5 | Utility - Cost of Equipment | 0 | 0 | 0 | 0 | 0 | 0 | 0 | 0 | 0 | 0 | 0 | 0 | 0 | 0 | 0 | 0 | 0 | 0 | 0 | 0 | 0 | 0 | 0 | 0 | 0 | 0 | 0 | 0 | 0 | 0
F4_Industrial_Stone, Clay, and Glass_Existing_Process_Natural Gas_Process Heating_E6 | F4 | Industrial | Stone, Clay, and Glass | Existing | Process | Natural Gas | Process Heating | E6 | Utility - Cost of Equipment | 0 | 0 | 0 | 0 | 0 | 0 | 0 | 0 | 0 | 0 | 0 | 0 | 0 | 0 | 0 | 0 | 0 | 0 | 0 | 0 | 0 | 0 | 0 | 0 | 0 | 0 | 0 | 0 | 0 | 0
F4_Industrial_Stone, Clay, and Glass_Existing_Process_Natural Gas_Process Heating_E7 | F4 | Industrial | Stone, Clay, and Glass | Existing | Process | Natural Gas | Process Heating | E7 | Utility - Cost of Equipment | 0 | 0 | 0 | 0 | 0 | 0 | 0 | 0 | 0 | 0 | 0 | 0 | 0 | 0 | 0 | 0 | 0 | 0 | 0 | 0 | 0 | 0 | 0 | 0 | 0 | 0 | 0 | 0 | 0 | 0
F4_Industrial_Stone, Clay, and Glass_Existing_Process_Natural Gas_Process Heating_E8 | F4 | Industrial | Stone, Clay, and Glass | Existing | Process | Natural Gas | Process Heating | E8 | Utility - Cost of Equipment | 0 | 0 | 0 | 0 | 0 | 0 | 0 | 0 | 0 | 0 | 0 | 0 | 0 | 0 | 0 | 0 | 0 | 0 | 0 | 0 | 0 | 0 | 0 | 0 | 0 | 0 | 0 | 0 | 0 | 0
F4_Industrial_Stone, Clay, and Glass_Existing_Process_Natural Gas_Process Heating_E9 | F4 | Industrial | Stone, Clay, and Glass | Existing | Process | Natural Gas | Process Heating | E9 | Utility - Cost of Equipment | 0 | 0 | 0 | 0 | 0 | 0 | 0 | 0 | 0 | 0 | 0 | 0 | 0 | 0 | 0 | 0 | 0 | 0 | 0 | 0 | 0 | 0 | 0 | 0 | 0 | 0 | 0 | 0 | 0 | 0
F4_Industrial_Stone, Clay, and Glass_Existing_Process_Natural Gas_Process Heating_E10 | F4 | Industrial | Stone, Clay, and Glass | Existing | Process | Natural Gas | Process Heating | E10 | Utility - Cost of Equipment | 0 | 0 | 0 | 0 | 0 | 0 | 0 | 0 | 0 | 0 | 0 | 0 | 0 | 0 | 0 | 0 | 0 | 0 | 0 | 0 | 0 | 0 | 0 | 0 | 0 | 0 | 0 | 0 | 0 | 0
F5_Industrial_Stone, Clay, and Glass_Existing_Process_Natural Gas_Process Heating_E1 | F5 | Industrial | Stone, Clay, and Glass | Existing | Process | Natural Gas | Process Heating | E1 | Utility - Cost of Operation | 2898.3626 | 3168.5365 | 3190.2744 | 3211.8608 | 3122.2601 | 3027.1438 | 2924.828 | 2837.9591 | 2749.1969 | 2685.2128 | 2618.0255 | 2552.0617 | 2485.9449 | 2423.0209 | 2359.6945 | 2296.0887 | 2234.7118 | 2176.7478 | 2119.4841 | 2068.6609 | 2020.5248 | 1973.5089 | 0 | 0 | 0 | 0 | 0 | 0 | 0 | 0
F5_Industrial_Stone, Clay, and Glass_Existing_Process_Natural Gas_Process Heating_E2 | F5 | Industrial | Stone, Clay, and Glass | Existing | Process | Natural Gas | Process Heating | E2 | Utility - Cost of Operation | 0 | 0 | 0 | 0 | 0 | 0 | 0 | 0 | 0 | 0 | 0 | 0 | 0 | 0 | 0 | 0 | 0 | 0 | 0 | 0 | 0 | 0 | 0 | 0 | 0 | 0 | 0 | 0 | 0 | 0
F5_Industrial_Stone, Clay, and Glass_Existing_Process_Natural Gas_Process Heating_E3 | F5 | Industrial | Stone, Clay, and Glass | Existing | Process | Natural Gas | Process Heating | E3 | Utility - Cost of Operation | 0 | 0 | 0 | 0 | 0 | 0 | 0 | 0 | 0 | 0 | 0 | 0 | 0 | 0 | 0 | 0 | 0 | 0 | 0 | 0 | 0 | 0 | 0 | 0 | 0 | 0 | 0 | 0 | 0 | 0
F5_Industrial_Stone, Clay, and Glass_Existing_Process_Natural Gas_Process Heating_E4 | F5 | Industrial | Stone, Clay, and Glass | Existing | Process | Natural Gas | Process Heating | E4 | Utility - Cost of Operation | 0 | 0 | 0 | 0 | 0 | 0 | 0 | 0 | 0 | 0 | 0 | 0 | 0 | 0 | 0 | 0 | 0 | 0 | 0 | 0 | 0 | 0 | 0 | 0 | 0 | 0 | 0 | 0 | 0 | 0
F5_Industrial_Stone, Clay, and Glass_Existing_Process_Natural Gas_Process Heating_E5 | F5 | Industrial | Stone, Clay, and Glass | Existing | Process | Natural Gas | Process Heating | E5 | Utility - Cost of Operation | 0 | 0 | 0 | 0 | 0 | 0 | 0 | 0 | 0 | 0 | 0 | 0 | 0 | 0 | 0 | 0 | 0 | 0 | 0 | 0 | 0 | 0 | 0 | 0 | 0 | 0 | 0 | 0 | 0 | 0
F5_Industrial_Stone, Clay, and Glass_Existing_Process_Natural Gas_Process Heating_E6 | F5 | Industrial | Stone, Clay, and Glass | Existing | Process | Natural Gas | Process Heating | E6 | Utility - Cost of Operation | 0 | 0 | 0 | 0 | 0 | 0 | 0 | 0 | 0 | 0 | 0 | 0 | 0 | 0 | 0 | 0 | 0 | 0 | 0 | 0 | 0 | 0 | 0 | 0 | 0 | 0 | 0 | 0 | 0 | 0
F5_Industrial_Stone, Clay, and Glass_Existing_Process_Natural Gas_Process Heating_E7 | F5 | Industrial | Stone, Clay, and Glass | Existing | Process | Natural Gas | Process Heating | E7 | Utility - Cost of Operation | 0 | 0 | 0 | 0 | 0 | 0 | 0 | 0 | 0 | 0 | 0 | 0 | 0 | 0 | 0 | 0 | 0 | 0 | 0 | 0 | 0 | 0 | 0 | 0 | 0 | 0 | 0 | 0 | 0 | 0
F5_Industrial_Stone, Clay, and Glass_Existing_Process_Natural Gas_Process Heating_E8 | F5 | Industrial | Stone, Clay, and Glass | Existing | Process | Natural Gas | Process Heating | E8 | Utility - Cost of Operation | 0 | 0 | 0 | 0 | 0 | 0 | 0 | 0 | 0 | 0 | 0 | 0 | 0 | 0 | 0 | 0 | 0 | 0 | 0 | 0 | 0 | 0 | 0 | 0 | 0 | 0 | 0 | 0 | 0 | 0
F5_Industrial_Stone, Clay, and Glass_Existing_Process_Natural Gas_Process Heating_E9 | F5 | Industrial | Stone, Clay, and Glass | Existing | Process | Natural Gas | Process Heating | E9 | Utility - Cost of Operation | 0 | 0 | 0 | 0 | 0 | 0 | 0 | 0 | 0 | 0 | 0 | 0 | 0 | 0 | 0 | 0 | 0 | 0 | 0 | 0 | 0 | 0 | 0 | 0 | 0 | 0 | 0 | 0 | 0 | 0
F5_Industrial_Stone, Clay, and Glass_Existing_Process_Natural Gas_Process Heating_E10 | F5 | Industrial | Stone, Clay, and Glass | Existing | Process | Natural Gas | Process Heating | E10 | Utility - Cost of Operation | 0 | 0 | 0 | 0 | 0 | 0 | 0 | 0 | 0 | 0 | 0 | 0 | 0 | 0 | 0 | 0 | 0 | 0 | 0 | 0 | 0 | 0 | 0 | 0 | 0 | 0 | 0 | 0 | 0 | 0
F6_Industrial_Stone, Clay, and Glass_Existing_Process_Natural Gas_Process Heating_E1 | F6 | Industrial | Stone, Clay, and Glass | Existing | Process | Natural Gas | Process Heating | E1 | Utility - Value of Sales | 3472.4272 | 3796.1131 | 3822.1565 | 3848.0184 | 3740.671 | 3626.7155 | 3504.1344 | 3400.0599 | 3293.7169 | 3217.0599 | 3136.5651 | 3057.5361 | 2978.3239 | 2902.9369 | 2827.0677 | 2750.8638 | 2677.3302 | 2607.8857 | 2539.28 | 2478.3904 | 2420.7203 | 2364.3922 | 0 | 0 | 0 | 0 | 0 | 0 | 0 | 0
F6_Industrial_Stone, Clay, and Glass_Existing_Process_Natural Gas_Process Heating_E2 | F6 | Industrial | Stone, Clay, and Glass | Existing | Process | Natural Gas | Process Heating | E2 | Utility - Value of Sales | 0 | 0 | 0 | 0 | 0 | 0 | 0 | 0 | 0 | 0 | 0 | 0 | 0 | 0 | 0 | 0 | 0 | 0 | 0 | 0 | 0 | 0 | 0 | 0 | 0 | 0 | 0 | 0 | 0 | 0
F6_Industrial_Stone, Clay, and Glass_Existing_Process_Natural Gas_Process Heating_E3 | F6 | Industrial | Stone, Clay, and Glass | Existing | Process | Natural Gas | Process Heating | E3 | Utility - Value of Sales | 0 | 0 | 0 | 0 | 0 | 0 | 0 | 0 | 0 | 0 | 0 | 0 | 0 | 0 | 0 | 0 | 0 | 0 | 0 | 0 | 0 | 0 | 0 | 0 | 0 | 0 | 0 | 0 | 0 | 0
F6_Industrial_Stone, Clay, and Glass_Existing_Process_Natural Gas_Process Heating_E4 | F6 | Industrial | Stone, Clay, and Glass | Existing | Process | Natural Gas | Process Heating | E4 | Utility - Value of Sales | 0 | 0 | 0 | 0 | 0 | 0 | 0 | 0 | 0 | 0 | 0 | 0 | 0 | 0 | 0 | 0 | 0 | 0 | 0 | 0 | 0 | 0 | 0 | 0 | 0 | 0 | 0 | 0 | 0 | 0
F6_Industrial_Stone, Clay, and Glass_Existing_Process_Natural Gas_Process Heating_E5 | F6 | Industrial | Stone, Clay, and Glass | Existing | Process | Natural Gas | Process Heating | E5 | Utility - Value of Sales | 0 | 0 | 0 | 0 | 0 | 0 | 0 | 0 | 0 | 0 | 0 | 0 | 0 | 0 | 0 | 0 | 0 | 0 | 0 | 0 | 0 | 0 | 0 | 0 | 0 | 0 | 0 | 0 | 0 | 0
F6_Industrial_Stone, Clay, and Glass_Existing_Process_Natural Gas_Process Heating_E6 | F6 | Industrial | Stone, Clay, and Glass | Existing | Process | Natural Gas | Process Heating | E6 | Utility - Value of Sales | 0 | 0 | 0 | 0 | 0 | 0 | 0 | 0 | 0 | 0 | 0 | 0 | 0 | 0 | 0 | 0 | 0 | 0 | 0 | 0 | 0 | 0 | 0 | 0 | 0 | 0 | 0 | 0 | 0 | 0
F6_Industrial_Stone, Clay, and Glass_Existing_Process_Natural Gas_Process Heating_E7 | F6 | Industrial | Stone, Clay, and Glass | Existing | Process | Natural Gas | Process Heating | E7 | Utility - Value of Sales | 0 | 0 | 0 | 0 | 0 | 0 | 0 | 0 | 0 | 0 | 0 | 0 | 0 | 0 | 0 | 0 | 0 | 0 | 0 | 0 | 0 | 0 | 0 | 0 | 0 | 0 | 0 | 0 | 0 | 0
F6_Industrial_Stone, Clay, and Glass_Existing_Process_Natural Gas_Process Heating_E8 | F6 | Industrial | Stone, Clay, and Glass | Existing | Process | Natural Gas | Process Heating | E8 | Utility - Value of Sales | 0 | 0 | 0 | 0 | 0 | 0 | 0 | 0 | 0 | 0 | 0 | 0 | 0 | 0 | 0 | 0 | 0 | 0 | 0 | 0 | 0 | 0 | 0 | 0 | 0 | 0 | 0 | 0 | 0 | 0
F6_Industrial_Stone, Clay, and Glass_Existing_Process_Natural Gas_Process Heating_E9 | F6 | Industrial | Stone, Clay, and Glass | Existing | Process | Natural Gas | Process Heating | E9 | Utility - Value of Sales | 0 | 0 | 0 | 0 | 0 | 0 | 0 | 0 | 0 | 0 | 0 | 0 | 0 | 0 | 0 | 0 | 0 | 0 | 0 | 0 | 0 | 0 | 0 | 0 | 0 | 0 | 0 | 0 | 0 | 0
F6_Industrial_Stone, Clay, and Glass_Existing_Process_Natural Gas_Process Heating_E10 | F6 | Industrial | Stone, Clay, and Glass | Existing | Process | Natural Gas | Process Heating | E10 | Utility - Value of Sales | 0 | 0 | 0 | 0 | 0 | 0 | 0 | 0 | 0 | 0 | 0 | 0 | 0 | 0 | 0 | 0 | 0 | 0 | 0 | 0 | 0 | 0 | 0 | 0 | 0 | 0 | 0 | 0 | 0 | 0
F1_Industrial_Stone, Clay, and Glass_Existing_Process_Natural Gas_Process Cooling_E1 | F1 | Industrial | Stone, Clay, and Glass | Existing | Process | Natural Gas | Process Cooling | E1 | Participant - Cost of Equipment | 0.25093 | 0.25093 | 0.25093 | 0.25093 | 0.25093 | 0.25093 | 0.25093 | 0.25093 | 0.25093 | 0.25093 | 0.25093 | 0.25093 | 0.25093 | 0.25093 | 0.25093 | 0.25093 | 0.25093 | 0.25093 | 0.25093 | 0.25093 | 0.25093 | 0.25093 | 0 | 0 | 0 | 0 | 0 | 0 | 0 | 0
F1_Industrial_Stone, Clay, and Glass_Existing_Process_Natural Gas_Process Cooling_E2 | F1 | Industrial | Stone, Clay, and Glass | Existing | Process | Natural Gas | Process Cooling | E2 | Participant - Cost of Equipment | 0 | 0 | 0 | 0 | 0 | 0 | 0 | 0 | 0 | 0 | 0 | 0 | 0 | 0 | 0 | 0 | 0 | 0 | 0 | 0 | 0 | 0 | 0 | 0 | 0 | 0 | 0 | 0 | 0 | 0
F1_Industrial_Stone, Clay, and Glass_Existing_Process_Natural Gas_Process Cooling_E3 | F1 | Industrial | Stone, Clay, and Glass | Existing | Process | Natural Gas | Process Cooling | E3 | Participant - Cost of Equipment | 0 | 0 | 0 | 0 | 0 | 0 | 0 | 0 | 0 | 0 | 0 | 0 | 0 | 0 | 0 | 0 | 0 | 0 | 0 | 0 | 0 | 0 | 0 | 0 | 0 | 0 | 0 | 0 | 0 | 0
F1_Industrial_Stone, Clay, and Glass_Existing_Process_Natural Gas_Process Cooling_E4 | F1 | Industrial | Stone, Clay, and Glass | Existing | Process | Natural Gas | Process Cooling | E4 | Participant - Cost of Equipment | 0 | 0 | 0 | 0 | 0 | 0 | 0 | 0 | 0 | 0 | 0 | 0 | 0 | 0 | 0 | 0 | 0 | 0 | 0 | 0 | 0 | 0 | 0 | 0 | 0 | 0 | 0 | 0 | 0 | 0
F1_Industrial_Stone, Clay, and Glass_Existing_Process_Natural Gas_Process Cooling_E5 | F1 | Industrial | Stone, Clay, and Glass | Existing | Process | Natural Gas | Process Cooling | E5 | Participant - Cost of Equipment | 0 | 0 | 0 | 0 | 0 | 0 | 0 | 0 | 0 | 0 | 0 | 0 | 0 | 0 | 0 | 0 | 0 | 0 | 0 | 0 | 0 | 0 | 0 | 0 | 0 | 0 | 0 | 0 | 0 | 0
F1_Industrial_Stone, Clay, and Glass_Existing_Process_Natural Gas_Process Cooling_E6 | F1 | Industrial | Stone, Clay, and Glass | Existing | Process | Natural Gas | Process Cooling | E6 | Participant - Cost of Equipment | 0 | 0 | 0 | 0 | 0 | 0 | 0 | 0 | 0 | 0 | 0 | 0 | 0 | 0 | 0 | 0 | 0 | 0 | 0 | 0 | 0 | 0 | 0 | 0 | 0 | 0 | 0 | 0 | 0 | 0
F1_Industrial_Stone, Clay, and Glass_Existing_Process_Natural Gas_Process Cooling_E7 | F1 | Industrial | Stone, Clay, and Glass | Existing | Process | Natural Gas | Process Cooling | E7 | Participant - Cost of Equipment | 0 | 0 | 0 | 0 | 0 | 0 | 0 | 0 | 0 | 0 | 0 | 0 | 0 | 0 | 0 | 0 | 0 | 0 | 0 | 0 | 0 | 0 | 0 | 0 | 0 | 0 | 0 | 0 | 0 | 0
F1_Industrial_Stone, Clay, and Glass_Existing_Process_Natural Gas_Process Cooling_E8 | F1 | Industrial | Stone, Clay, and Glass | Existing | Process | Natural Gas | Process Cooling | E8 | Participant - Cost of Equipment | 0 | 0 | 0 | 0 | 0 | 0 | 0 | 0 | 0 | 0 | 0 | 0 | 0 | 0 | 0 | 0 | 0 | 0 | 0 | 0 | 0 | 0 | 0 | 0 | 0 | 0 | 0 | 0 | 0 | 0
F1_Industrial_Stone, Clay, and Glass_Existing_Process_Natural Gas_Process Cooling_E9 | F1 | Industrial | Stone, Clay, and Glass | Existing | Process | Natural Gas | Process Cooling | E9 | Participant - Cost of Equipment | 0 | 0 | 0 | 0 | 0 | 0 | 0 | 0 | 0 | 0 | 0 | 0 | 0 | 0 | 0 | 0 | 0 | 0 | 0 | 0 | 0 | 0 | 0 | 0 | 0 | 0 | 0 | 0 | 0 | 0
F1_Industrial_Stone, Clay, and Glass_Existing_Process_Natural Gas_Process Cooling_E10 | F1 | Industrial | Stone, Clay, and Glass | Existing | Process | Natural Gas | Process Cooling | E10 | Participant - Cost of Equipment | 0 | 0 | 0 | 0 | 0 | 0 | 0 | 0 | 0 | 0 | 0 | 0 | 0 | 0 | 0 | 0 | 0 | 0 | 0 | 0 | 0 | 0 | 0 | 0 | 0 | 0 | 0 | 0 | 0 | 0
F2_Industrial_Stone, Clay, and Glass_Existing_Process_Natural Gas_Process Cooling_E1 | F2 | Industrial | Stone, Clay, and Glass | Existing | Process | Natural Gas | Process Cooling | E1 | Participant - Cost of Operation | 0.70656 | 0.77242 | 0.77772 | 0.78298 | 0.76114 | 0.73795 | 0.71301 | 0.69183 | 0.6702 | 0.6546 | 0.63822 | 0.62214 | 0.60602 | 0.59068 | 0.57524 | 0.55974 | 0.54478 | 0.53064 | 0.51669 | 0.5043 | 0.49256 | 0.4811 | 0 | 0 | 0 | 0 | 0 | 0 | 0 | 0
F2_Industrial_Stone, Clay, and Glass_Existing_Process_Natural Gas_Process Cooling_E2 | F2 | Industrial | Stone, Clay, and Glass | Existing | Process | Natural Gas | Process Cooling | E2 | Participant - Cost of Operation | 0 | 0 | 0 | 0 | 0 | 0 | 0 | 0 | 0 | 0 | 0 | 0 | 0 | 0 | 0 | 0 | 0 | 0 | 0 | 0 | 0 | 0 | 0 | 0 | 0 | 0 | 0 | 0 | 0 | 0
F2_Industrial_Stone, Clay, and Glass_Existing_Process_Natural Gas_Process Cooling_E3 | F2 | Industrial | Stone, Clay, and Glass | Existing | Process | Natural Gas | Process Cooling | E3 | Participant - Cost of Operation | 0 | 0 | 0 | 0 | 0 | 0 | 0 | 0 | 0 | 0 | 0 | 0 | 0 | 0 | 0 | 0 | 0 | 0 | 0 | 0 | 0 | 0 | 0 | 0 | 0 | 0 | 0 | 0 | 0 | 0
F2_Industrial_Stone, Clay, and Glass_Existing_Process_Natural Gas_Process Cooling_E4 | F2 | Industrial | Stone, Clay, and Glass | Existing | Process | Natural Gas | Process Cooling | E4 | Participant - Cost of Operation | 0 | 0 | 0 | 0 | 0 | 0 | 0 | 0 | 0 | 0 | 0 | 0 | 0 | 0 | 0 | 0 | 0 | 0 | 0 | 0 | 0 | 0 | 0 | 0 | 0 | 0 | 0 | 0 | 0 | 0
F2_Industrial_Stone, Clay, and Glass_Existing_Process_Natural Gas_Process Cooling_E5 | F2 | Industrial | Stone, Clay, and Glass | Existing | Process | Natural Gas | Process Cooling | E5 | Participant - Cost of Operation | 0 | 0 | 0 | 0 | 0 | 0 | 0 | 0 | 0 | 0 | 0 | 0 | 0 | 0 | 0 | 0 | 0 | 0 | 0 | 0 | 0 | 0 | 0 | 0 | 0 | 0 | 0 | 0 | 0 | 0
F2_Industrial_Stone, Clay, and Glass_Existing_Process_Natural Gas_Process Cooling_E6 | F2 | Industrial | Stone, Clay, and Glass | Existing | Process | Natural Gas | Process Cooling | E6 | Participant - Cost of Operation | 0 | 0 | 0 | 0 | 0 | 0 | 0 | 0 | 0 | 0 | 0 | 0 | 0 | 0 | 0 | 0 | 0 | 0 | 0 | 0 | 0 | 0 | 0 | 0 | 0 | 0 | 0 | 0 | 0 | 0
F2_Industrial_Stone, Clay, and Glass_Existing_Process_Natural Gas_Process Cooling_E7 | F2 | Industrial | Stone, Clay, and Glass | Existing | Process | Natural Gas | Process Cooling | E7 | Participant - Cost of Operation | 0 | 0 | 0 | 0 | 0 | 0 | 0 | 0 | 0 | 0 | 0 | 0 | 0 | 0 | 0 | 0 | 0 | 0 | 0 | 0 | 0 | 0 | 0 | 0 | 0 | 0 | 0 | 0 | 0 | 0
F2_Industrial_Stone, Clay, and Glass_Existing_Process_Natural Gas_Process Cooling_E8 | F2 | Industrial | Stone, Clay, and Glass | Existing | Process | Natural Gas | Process Cooling | E8 | Participant - Cost of Operation | 0 | 0 | 0 | 0 | 0 | 0 | 0 | 0 | 0 | 0 | 0 | 0 | 0 | 0 | 0 | 0 | 0 | 0 | 0 | 0 | 0 | 0 | 0 | 0 | 0 | 0 | 0 | 0 | 0 | 0
F2_Industrial_Stone, Clay, and Glass_Existing_Process_Natural Gas_Process Cooling_E9 | F2 | Industrial | Stone, Clay, and Glass | Existing | Process | Natural Gas | Process Cooling | E9 | Participant - Cost of Operation | 0 | 0 | 0 | 0 | 0 | 0 | 0 | 0 | 0 | 0 | 0 | 0 | 0 | 0 | 0 | 0 | 0 | 0 | 0 | 0 | 0 | 0 | 0 | 0 | 0 | 0 | 0 | 0 | 0 | 0
F2_Industrial_Stone, Clay, and Glass_Existing_Process_Natural Gas_Process Cooling_E10 | F2 | Industrial | Stone, Clay, and Glass | Existing | Process | Natural Gas | Process Cooling | E10 | Participant - Cost of Operation | 0 | 0 | 0 | 0 | 0 | 0 | 0 | 0 | 0 | 0 | 0 | 0 | 0 | 0 | 0 | 0 | 0 | 0 | 0 | 0 | 0 | 0 | 0 | 0 | 0 | 0 | 0 | 0 | 0 | 0
F3_Industrial_Stone, Clay, and Glass_Existing_Process_Natural Gas_Process Cooling_E1 | F3 | Industrial | Stone, Clay, and Glass | Existing | Process | Natural Gas | Process Cooling | E1 | System - kBTUs of Conusmption | 109.393 | 109.393 | 109.393 | 109.393 | 109.393 | 109.393 | 109.393 | 109.393 | 109.393 | 109.393 | 109.393 | 109.393 | 109.393 | 109.393 | 109.393 | 109.393 | 109.393 | 109.393 | 109.393 | 109.393 | 109.393 | 109.393 | 0 | 0 | 0 | 0 | 0 | 0 | 0 | 0
F3_Industrial_Stone, Clay, and Glass_Existing_Process_Natural Gas_Process Cooling_E2 | F3 | Industrial | Stone, Clay, and Glass | Existing | Process | Natural Gas | Process Cooling | E2 | System - kBTUs of Conusmption | 0 | 0 | 0 | 0 | 0 | 0 | 0 | 0 | 0 | 0 | 0 | 0 | 0 | 0 | 0 | 0 | 0 | 0 | 0 | 0 | 0 | 0 | 0 | 0 | 0 | 0 | 0 | 0 | 0 | 0
F3_Industrial_Stone, Clay, and Glass_Existing_Process_Natural Gas_Process Cooling_E3 | F3 | Industrial | Stone, Clay, and Glass | Existing | Process | Natural Gas | Process Cooling | E3 | System - kBTUs of Conusmption | 0 | 0 | 0 | 0 | 0 | 0 | 0 | 0 | 0 | 0 | 0 | 0 | 0 | 0 | 0 | 0 | 0 | 0 | 0 | 0 | 0 | 0 | 0 | 0 | 0 | 0 | 0 | 0 | 0 | 0
F3_Industrial_Stone, Clay, and Glass_Existing_Process_Natural Gas_Process Cooling_E4 | F3 | Industrial | Stone, Clay, and Glass | Existing | Process | Natural Gas | Process Cooling | E4 | System - kBTUs of Conusmption | 0 | 0 | 0 | 0 | 0 | 0 | 0 | 0 | 0 | 0 | 0 | 0 | 0 | 0 | 0 | 0 | 0 | 0 | 0 | 0 | 0 | 0 | 0 | 0 | 0 | 0 | 0 | 0 | 0 | 0
F3_Industrial_Stone, Clay, and Glass_Existing_Process_Natural Gas_Process Cooling_E5 | F3 | Industrial | Stone, Clay, and Glass | Existing | Process | Natural Gas | Process Cooling | E5 | System - kBTUs of Conusmption | 0 | 0 | 0 | 0 | 0 | 0 | 0 | 0 | 0 | 0 | 0 | 0 | 0 | 0 | 0 | 0 | 0 | 0 | 0 | 0 | 0 | 0 | 0 | 0 | 0 | 0 | 0 | 0 | 0 | 0
F3_Industrial_Stone, Clay, and Glass_Existing_Process_Natural Gas_Process Cooling_E6 | F3 | Industrial | Stone, Clay, and Glass | Existing | Process | Natural Gas | Process Cooling | E6 | System - kBTUs of Conusmption | 0 | 0 | 0 | 0 | 0 | 0 | 0 | 0 | 0 | 0 | 0 | 0 | 0 | 0 | 0 | 0 | 0 | 0 | 0 | 0 | 0 | 0 | 0 | 0 | 0 | 0 | 0 | 0 | 0 | 0
F3_Industrial_Stone, Clay, and Glass_Existing_Process_Natural Gas_Process Cooling_E7 | F3 | Industrial | Stone, Clay, and Glass | Existing | Process | Natural Gas | Process Cooling | E7 | System - kBTUs of Conusmption | 0 | 0 | 0 | 0 | 0 | 0 | 0 | 0 | 0 | 0 | 0 | 0 | 0 | 0 | 0 | 0 | 0 | 0 | 0 | 0 | 0 | 0 | 0 | 0 | 0 | 0 | 0 | 0 | 0 | 0
F3_Industrial_Stone, Clay, and Glass_Existing_Process_Natural Gas_Process Cooling_E8 | F3 | Industrial | Stone, Clay, and Glass | Existing | Process | Natural Gas | Process Cooling | E8 | System - kBTUs of Conusmption | 0 | 0 | 0 | 0 | 0 | 0 | 0 | 0 | 0 | 0 | 0 | 0 | 0 | 0 | 0 | 0 | 0 | 0 | 0 | 0 | 0 | 0 | 0 | 0 | 0 | 0 | 0 | 0 | 0 | 0
F3_Industrial_Stone, Clay, and Glass_Existing_Process_Natural Gas_Process Cooling_E9 | F3 | Industrial | Stone, Clay, and Glass | Existing | Process | Natural Gas | Process Cooling | E9 | System - kBTUs of Conusmption | 0 | 0 | 0 | 0 | 0 | 0 | 0 | 0 | 0 | 0 | 0 | 0 | 0 | 0 | 0 | 0 | 0 | 0 | 0 | 0 | 0 | 0 | 0 | 0 | 0 | 0 | 0 | 0 | 0 | 0
F3_Industrial_Stone, Clay, and Glass_Existing_Process_Natural Gas_Process Cooling_E10 | F3 | Industrial | Stone, Clay, and Glass | Existing | Process | Natural Gas | Process Cooling | E10 | System - kBTUs of Conusmption | 0 | 0 | 0 | 0 | 0 | 0 | 0 | 0 | 0 | 0 | 0 | 0 | 0 | 0 | 0 | 0 | 0 | 0 | 0 | 0 | 0 | 0 | 0 | 0 | 0 | 0 | 0 | 0 | 0 | 0
F4_Industrial_Stone, Clay, and Glass_Existing_Process_Natural Gas_Process Cooling_E1 | F4 | Industrial | Stone, Clay, and Glass | Existing | Process | Natural Gas | Process Cooling | E1 | Utility - Cost of Equipment | 0.25093 | 0.25093 | 0.25093 | 0.25093 | 0.25093 | 0.25093 | 0.25093 | 0.25093 | 0.25093 | 0.25093 | 0.25093 | 0.25093 | 0.25093 | 0.25093 | 0.25093 | 0.25093 | 0.25093 | 0.25093 | 0.25093 | 0.25093 | 0.25093 | 0.25093 | 0 | 0 | 0 | 0 | 0 | 0 | 0 | 0
F4_Industrial_Stone, Clay, and Glass_Existing_Process_Natural Gas_Process Cooling_E2 | F4 | Industrial | Stone, Clay, and Glass | Existing | Process | Natural Gas | Process Cooling | E2 | Utility - Cost of Equipment | 0 | 0 | 0 | 0 | 0 | 0 | 0 | 0 | 0 | 0 | 0 | 0 | 0 | 0 | 0 | 0 | 0 | 0 | 0 | 0 | 0 | 0 | 0 | 0 | 0 | 0 | 0 | 0 | 0 | 0
F4_Industrial_Stone, Clay, and Glass_Existing_Process_Natural Gas_Process Cooling_E3 | F4 | Industrial | Stone, Clay, and Glass | Existing | Process | Natural Gas | Process Cooling | E3 | Utility - Cost of Equipment | 0 | 0 | 0 | 0 | 0 | 0 | 0 | 0 | 0 | 0 | 0 | 0 | 0 | 0 | 0 | 0 | 0 | 0 | 0 | 0 | 0 | 0 | 0 | 0 | 0 | 0 | 0 | 0 | 0 | 0
F4_Industrial_Stone, Clay, and Glass_Existing_Process_Natural Gas_Process Cooling_E4 | F4 | Industrial | Stone, Clay, and Glass | Existing | Process | Natural Gas | Process Cooling | E4 | Utility - Cost of Equipment | 0 | 0 | 0 | 0 | 0 | 0 | 0 | 0 | 0 | 0 | 0 | 0 | 0 | 0 | 0 | 0 | 0 | 0 | 0 | 0 | 0 | 0 | 0 | 0 | 0 | 0 | 0 | 0 | 0 | 0
F4_Industrial_Stone, Clay, and Glass_Existing_Process_Natural Gas_Process Cooling_E5 | F4 | Industrial | Stone, Clay, and Glass | Existing | Process | Natural Gas | Process Cooling | E5 | Utility - Cost of Equipment | 0 | 0 | 0 | 0 | 0 | 0 | 0 | 0 | 0 | 0 | 0 | 0 | 0 | 0 | 0 | 0 | 0 | 0 | 0 | 0 | 0 | 0 | 0 | 0 | 0 | 0 | 0 | 0 | 0 | 0
F4_Industrial_Stone, Clay, and Glass_Existing_Process_Natural Gas_Process Cooling_E6 | F4 | Industrial | Stone, Clay, and Glass | Existing | Process | Natural Gas | Process Cooling | E6 | Utility - Cost of Equipment | 0 | 0 | 0 | 0 | 0 | 0 | 0 | 0 | 0 | 0 | 0 | 0 | 0 | 0 | 0 | 0 | 0 | 0 | 0 | 0 | 0 | 0 | 0 | 0 | 0 | 0 | 0 | 0 | 0 | 0
F4_Industrial_Stone, Clay, and Glass_Existing_Process_Natural Gas_Process Cooling_E7 | F4 | Industrial | Stone, Clay, and Glass | Existing | Process | Natural Gas | Process Cooling | E7 | Utility - Cost of Equipment | 0 | 0 | 0 | 0 | 0 | 0 | 0 | 0 | 0 | 0 | 0 | 0 | 0 | 0 | 0 | 0 | 0 | 0 | 0 | 0 | 0 | 0 | 0 | 0 | 0 | 0 | 0 | 0 | 0 | 0
F4_Industrial_Stone, Clay, and Glass_Existing_Process_Natural Gas_Process Cooling_E8 | F4 | Industrial | Stone, Clay, and Glass | Existing | Process | Natural Gas | Process Cooling | E8 | Utility - Cost of Equipment | 0 | 0 | 0 | 0 | 0 | 0 | 0 | 0 | 0 | 0 | 0 | 0 | 0 | 0 | 0 | 0 | 0 | 0 | 0 | 0 | 0 | 0 | 0 | 0 | 0 | 0 | 0 | 0 | 0 | 0
F4_Industrial_Stone, Clay, and Glass_Existing_Process_Natural Gas_Process Cooling_E9 | F4 | Industrial | Stone, Clay, and Glass | Existing | Process | Natural Gas | Process Cooling | E9 | Utility - Cost of Equipment | 0 | 0 | 0 | 0 | 0 | 0 | 0 | 0 | 0 | 0 | 0 | 0 | 0 | 0 | 0 | 0 | 0 | 0 | 0 | 0 | 0 | 0 | 0 | 0 | 0 | 0 | 0 | 0 | 0 | 0
F4_Industrial_Stone, Clay, and Glass_Existing_Process_Natural Gas_Process Cooling_E10 | F4 | Industrial | Stone, Clay, and Glass | Existing | Process | Natural Gas | Process Cooling | E10 | Utility - Cost of Equipment | 0 | 0 | 0 | 0 | 0 | 0 | 0 | 0 | 0 | 0 | 0 | 0 | 0 | 0 | 0 | 0 | 0 | 0 | 0 | 0 | 0 | 0 | 0 | 0 | 0 | 0 | 0 | 0 | 0 | 0
F5_Industrial_Stone, Clay, and Glass_Existing_Process_Natural Gas_Process Cooling_E1 | F5 | Industrial | Stone, Clay, and Glass | Existing | Process | Natural Gas | Process Cooling | E1 | Utility - Cost of Operation | 0.58975 | 0.64472 | 0.64915 | 0.65354 | 0.63531 | 0.61595 | 0.59514 | 0.57746 | 0.5594 | 0.54638 | 0.53271 | 0.51929 | 0.50583 | 0.49303 | 0.48014 | 0.4672 | 0.45471 | 0.44292 | 0.43127 | 0.42092 | 0.41113 | 0.40156 | 0 | 0 | 0 | 0 | 0 | 0 | 0 | 0
F5_Industrial_Stone, Clay, and Glass_Existing_Process_Natural Gas_Process Cooling_E2 | F5 | Industrial | Stone, Clay, and Glass | Existing | Process | Natural Gas | Process Cooling | E2 | Utility - Cost of Operation | 0 | 0 | 0 | 0 | 0 | 0 | 0 | 0 | 0 | 0 | 0 | 0 | 0 | 0 | 0 | 0 | 0 | 0 | 0 | 0 | 0 | 0 | 0 | 0 | 0 | 0 | 0 | 0 | 0 | 0
F5_Industrial_Stone, Clay, and Glass_Existing_Process_Natural Gas_Process Cooling_E3 | F5 | Industrial | Stone, Clay, and Glass | Existing | Process | Natural Gas | Process Cooling | E3 | Utility - Cost of Operation | 0 | 0 | 0 | 0 | 0 | 0 | 0 | 0 | 0 | 0 | 0 | 0 | 0 | 0 | 0 | 0 | 0 | 0 | 0 | 0 | 0 | 0 | 0 | 0 | 0 | 0 | 0 | 0 | 0 | 0
F5_Industrial_Stone, Clay, and Glass_Existing_Process_Natural Gas_Process Cooling_E4 | F5 | Industrial | Stone, Clay, and Glass | Existing | Process | Natural Gas | Process Cooling | E4 | Utility - Cost of Operation | 0 | 0 | 0 | 0 | 0 | 0 | 0 | 0 | 0 | 0 | 0 | 0 | 0 | 0 | 0 | 0 | 0 | 0 | 0 | 0 | 0 | 0 | 0 | 0 | 0 | 0 | 0 | 0 | 0 | 0
F5_Industrial_Stone, Clay, and Glass_Existing_Process_Natural Gas_Process Cooling_E5 | F5 | Industrial | Stone, Clay, and Glass | Existing | Process | Natural Gas | Process Cooling | E5 | Utility - Cost of Operation | 0 | 0 | 0 | 0 | 0 | 0 | 0 | 0 | 0 | 0 | 0 | 0 | 0 | 0 | 0 | 0 | 0 | 0 | 0 | 0 | 0 | 0 | 0 | 0 | 0 | 0 | 0 | 0 | 0 | 0
F5_Industrial_Stone, Clay, and Glass_Existing_Process_Natural Gas_Process Cooling_E6 | F5 | Industrial | Stone, Clay, and Glass | Existing | Process | Natural Gas | Process Cooling | E6 | Utility - Cost of Operation | 0 | 0 | 0 | 0 | 0 | 0 | 0 | 0 | 0 | 0 | 0 | 0 | 0 | 0 | 0 | 0 | 0 | 0 | 0 | 0 | 0 | 0 | 0 | 0 | 0 | 0 | 0 | 0 | 0 | 0
F5_Industrial_Stone, Clay, and Glass_Existing_Process_Natural Gas_Process Cooling_E7 | F5 | Industrial | Stone, Clay, and Glass | Existing | Process | Natural Gas | Process Cooling | E7 | Utility - Cost of Operation | 0 | 0 | 0 | 0 | 0 | 0 | 0 | 0 | 0 | 0 | 0 | 0 | 0 | 0 | 0 | 0 | 0 | 0 | 0 | 0 | 0 | 0 | 0 | 0 | 0 | 0 | 0 | 0 | 0 | 0
F5_Industrial_Stone, Clay, and Glass_Existing_Process_Natural Gas_Process Cooling_E8 | F5 | Industrial | Stone, Clay, and Glass | Existing | Process | Natural Gas | Process Cooling | E8 | Utility - Cost of Operation | 0 | 0 | 0 | 0 | 0 | 0 | 0 | 0 | 0 | 0 | 0 | 0 | 0 | 0 | 0 | 0 | 0 | 0 | 0 | 0 | 0 | 0 | 0 | 0 | 0 | 0 | 0 | 0 | 0 | 0
F5_Industrial_Stone, Clay, and Glass_Existing_Process_Natural Gas_Process Cooling_E9 | F5 | Industrial | Stone, Clay, and Glass | Existing | Process | Natural Gas | Process Cooling | E9 | Utility - Cost of Operation | 0 | 0 | 0 | 0 | 0 | 0 | 0 | 0 | 0 | 0 | 0 | 0 | 0 | 0 | 0 | 0 | 0 | 0 | 0 | 0 | 0 | 0 | 0 | 0 | 0 | 0 | 0 | 0 | 0 | 0
F5_Industrial_Stone, Clay, and Glass_Existing_Process_Natural Gas_Process Cooling_E10 | F5 | Industrial | Stone, Clay, and Glass | Existing | Process | Natural Gas | Process Cooling | E10 | Utility - Cost of Operation | 0 | 0 | 0 | 0 | 0 | 0 | 0 | 0 | 0 | 0 | 0 | 0 | 0 | 0 | 0 | 0 | 0 | 0 | 0 | 0 | 0 | 0 | 0 | 0 | 0 | 0 | 0 | 0 | 0 | 0
F6_Industrial_Stone, Clay, and Glass_Existing_Process_Natural Gas_Process Cooling_E1 | F6 | Industrial | Stone, Clay, and Glass | Existing | Process | Natural Gas | Process Cooling | E1 | Utility - Value of Sales | 0.70656 | 0.77242 | 0.77772 | 0.78298 | 0.76114 | 0.73795 | 0.71301 | 0.69183 | 0.6702 | 0.6546 | 0.63822 | 0.62214 | 0.60602 | 0.59068 | 0.57524 | 0.55974 | 0.54478 | 0.53064 | 0.51669 | 0.5043 | 0.49256 | 0.4811 | 0 | 0 | 0 | 0 | 0 | 0 | 0 | 0
F6_Industrial_Stone, Clay, and Glass_Existing_Process_Natural Gas_Process Cooling_E2 | F6 | Industrial | Stone, Clay, and Glass | Existing | Process | Natural Gas | Process Cooling | E2 | Utility - Value of Sales | 0 | 0 | 0 | 0 | 0 | 0 | 0 | 0 | 0 | 0 | 0 | 0 | 0 | 0 | 0 | 0 | 0 | 0 | 0 | 0 | 0 | 0 | 0 | 0 | 0 | 0 | 0 | 0 | 0 | 0
F6_Industrial_Stone, Clay, and Glass_Existing_Process_Natural Gas_Process Cooling_E3 | F6 | Industrial | Stone, Clay, and Glass | Existing | Process | Natural Gas | Process Cooling | E3 | Utility - Value of Sales | 0 | 0 | 0 | 0 | 0 | 0 | 0 | 0 | 0 | 0 | 0 | 0 | 0 | 0 | 0 | 0 | 0 | 0 | 0 | 0 | 0 | 0 | 0 | 0 | 0 | 0 | 0 | 0 | 0 | 0
F6_Industrial_Stone, Clay, and Glass_Existing_Process_Natural Gas_Process Cooling_E4 | F6 | Industrial | Stone, Clay, and Glass | Existing | Process | Natural Gas | Process Cooling | E4 | Utility - Value of Sales | 0 | 0 | 0 | 0 | 0 | 0 | 0 | 0 | 0 | 0 | 0 | 0 | 0 | 0 | 0 | 0 | 0 | 0 | 0 | 0 | 0 | 0 | 0 | 0 | 0 | 0 | 0 | 0 | 0 | 0
F6_Industrial_Stone, Clay, and Glass_Existing_Process_Natural Gas_Process Cooling_E5 | F6 | Industrial | Stone, Clay, and Glass | Existing | Process | Natural Gas | Process Cooling | E5 | Utility - Value of Sales | 0 | 0 | 0 | 0 | 0 | 0 | 0 | 0 | 0 | 0 | 0 | 0 | 0 | 0 | 0 | 0 | 0 | 0 | 0 | 0 | 0 | 0 | 0 | 0 | 0 | 0 | 0 | 0 | 0 | 0
F6_Industrial_Stone, Clay, and Glass_Existing_Process_Natural Gas_Process Cooling_E6 | F6 | Industrial | Stone, Clay, and Glass | Existing | Process | Natural Gas | Process Cooling | E6 | Utility - Value of Sales | 0 | 0 | 0 | 0 | 0 | 0 | 0 | 0 | 0 | 0 | 0 | 0 | 0 | 0 | 0 | 0 | 0 | 0 | 0 | 0 | 0 | 0 | 0 | 0 | 0 | 0 | 0 | 0 | 0 | 0
F6_Industrial_Stone, Clay, and Glass_Existing_Process_Natural Gas_Process Cooling_E7 | F6 | Industrial | Stone, Clay, and Glass | Existing | Process | Natural Gas | Process Cooling | E7 | Utility - Value of Sales | 0 | 0 | 0 | 0 | 0 | 0 | 0 | 0 | 0 | 0 | 0 | 0 | 0 | 0 | 0 | 0 | 0 | 0 | 0 | 0 | 0 | 0 | 0 | 0 | 0 | 0 | 0 | 0 | 0 | 0
F6_Industrial_Stone, Clay, and Glass_Existing_Process_Natural Gas_Process Cooling_E8 | F6 | Industrial | Stone, Clay, and Glass | Existing | Process | Natural Gas | Process Cooling | E8 | Utility - Value of Sales | 0 | 0 | 0 | 0 | 0 | 0 | 0 | 0 | 0 | 0 | 0 | 0 | 0 | 0 | 0 | 0 | 0 | 0 | 0 | 0 | 0 | 0 | 0 | 0 | 0 | 0 | 0 | 0 | 0 | 0
F6_Industrial_Stone, Clay, and Glass_Existing_Process_Natural Gas_Process Cooling_E9 | F6 | Industrial | Stone, Clay, and Glass | Existing | Process | Natural Gas | Process Cooling | E9 | Utility - Value of Sales | 0 | 0 | 0 | 0 | 0 | 0 | 0 | 0 | 0 | 0 | 0 | 0 | 0 | 0 | 0 | 0 | 0 | 0 | 0 | 0 | 0 | 0 | 0 | 0 | 0 | 0 | 0 | 0 | 0 | 0
F6_Industrial_Stone, Clay, and Glass_Existing_Process_Natural Gas_Process Cooling_E10 | F6 | Industrial | Stone, Clay, and Glass | Existing | Process | Natural Gas | Process Cooling | E10 | Utility - Value of Sales | 0 | 0 | 0 | 0 | 0 | 0 | 0 | 0 | 0 | 0 | 0 | 0 | 0 | 0 | 0 | 0 | 0 | 0 | 0 | 0 | 0 | 0 | 0 | 0 | 0 | 0 | 0 | 0 | 0 | 0
F1_Industrial_Stone, Clay, and Glass_Existing_Process_Natural Gas_Other Process_E1 | F1 | Industrial | Stone, Clay, and Glass | Existing | Process | Natural Gas | Other Process | E1 | Participant - Cost of Equipment | 14.3278 | 14.3278 | 14.3278 | 14.3278 | 14.3278 | 14.3278 | 14.3278 | 14.3278 | 14.3278 | 14.3278 | 14.3278 | 14.3278 | 14.3278 | 14.3278 | 14.3278 | 14.3278 | 14.3278 | 14.3278 | 14.3278 | 14.3278 | 14.3278 | 14.3278 | 0 | 0 | 0 | 0 | 0 | 0 | 0 | 0
F1_Industrial_Stone, Clay, and Glass_Existing_Process_Natural Gas_Other Process_E2 | F1 | Industrial | Stone, Clay, and Glass | Existing | Process | Natural Gas | Other Process | E2 | Participant - Cost of Equipment | 0 | 0 | 0 | 0 | 0 | 0 | 0 | 0 | 0 | 0 | 0 | 0 | 0 | 0 | 0 | 0 | 0 | 0 | 0 | 0 | 0 | 0 | 0 | 0 | 0 | 0 | 0 | 0 | 0 | 0
F1_Industrial_Stone, Clay, and Glass_Existing_Process_Natural Gas_Other Process_E3 | F1 | Industrial | Stone, Clay, and Glass | Existing | Process | Natural Gas | Other Process | E3 | Participant - Cost of Equipment | 0 | 0 | 0 | 0 | 0 | 0 | 0 | 0 | 0 | 0 | 0 | 0 | 0 | 0 | 0 | 0 | 0 | 0 | 0 | 0 | 0 | 0 | 0 | 0 | 0 | 0 | 0 | 0 | 0 | 0
F1_Industrial_Stone, Clay, and Glass_Existing_Process_Natural Gas_Other Process_E4 | F1 | Industrial | Stone, Clay, and Glass | Existing | Process | Natural Gas | Other Process | E4 | Participant - Cost of Equipment | 0 | 0 | 0 | 0 | 0 | 0 | 0 | 0 | 0 | 0 | 0 | 0 | 0 | 0 | 0 | 0 | 0 | 0 | 0 | 0 | 0 | 0 | 0 | 0 | 0 | 0 | 0 | 0 | 0 | 0
F1_Industrial_Stone, Clay, and Glass_Existing_Process_Natural Gas_Other Process_E5 | F1 | Industrial | Stone, Clay, and Glass | Existing | Process | Natural Gas | Other Process | E5 | Participant - Cost of Equipment | 0 | 0 | 0 | 0 | 0 | 0 | 0 | 0 | 0 | 0 | 0 | 0 | 0 | 0 | 0 | 0 | 0 | 0 | 0 | 0 | 0 | 0 | 0 | 0 | 0 | 0 | 0 | 0 | 0 | 0
F1_Industrial_Stone, Clay, and Glass_Existing_Process_Natural Gas_Other Process_E6 | F1 | Industrial | Stone, Clay, and Glass | Existing | Process | Natural Gas | Other Process | E6 | Participant - Cost of Equipment | 0 | 0 | 0 | 0 | 0 | 0 | 0 | 0 | 0 | 0 | 0 | 0 | 0 | 0 | 0 | 0 | 0 | 0 | 0 | 0 | 0 | 0 | 0 | 0 | 0 | 0 | 0 | 0 | 0 | 0
F1_Industrial_Stone, Clay, and Glass_Existing_Process_Natural Gas_Other Process_E7 | F1 | Industrial | Stone, Clay, and Glass | Existing | Process | Natural Gas | Other Process | E7 | Participant - Cost of Equipment | 0 | 0 | 0 | 0 | 0 | 0 | 0 | 0 | 0 | 0 | 0 | 0 | 0 | 0 | 0 | 0 | 0 | 0 | 0 | 0 | 0 | 0 | 0 | 0 | 0 | 0 | 0 | 0 | 0 | 0
F1_Industrial_Stone, Clay, and Glass_Existing_Process_Natural Gas_Other Process_E8 | F1 | Industrial | Stone, Clay, and Glass | Existing | Process | Natural Gas | Other Process | E8 | Participant - Cost of Equipment | 0 | 0 | 0 | 0 | 0 | 0 | 0 | 0 | 0 | 0 | 0 | 0 | 0 | 0 | 0 | 0 | 0 | 0 | 0 | 0 | 0 | 0 | 0 | 0 | 0 | 0 | 0 | 0 | 0 | 0
F1_Industrial_Stone, Clay, and Glass_Existing_Process_Natural Gas_Other Process_E9 | F1 | Industrial | Stone, Clay, and Glass | Existing | Process | Natural Gas | Other Process | E9 | Participant - Cost of Equipment | 0 | 0 | 0 | 0 | 0 | 0 | 0 | 0 | 0 | 0 | 0 | 0 | 0 | 0 | 0 | 0 | 0 | 0 | 0 | 0 | 0 | 0 | 0 | 0 | 0 | 0 | 0 | 0 | 0 | 0
F1_Industrial_Stone, Clay, and Glass_Existing_Process_Natural Gas_Other Process_E10 | F1 | Industrial | Stone, Clay, and Glass | Existing | Process | Natural Gas | Other Process | E10 | Participant - Cost of Equipment | 0 | 0 | 0 | 0 | 0 | 0 | 0 | 0 | 0 | 0 | 0 | 0 | 0 | 0 | 0 | 0 | 0 | 0 | 0 | 0 | 0 | 0 | 0 | 0 | 0 | 0 | 0 | 0 | 0 | 0
F2_Industrial_Stone, Clay, and Glass_Existing_Process_Natural Gas_Other Process_E1 | F2 | Industrial | Stone, Clay, and Glass | Existing | Process | Natural Gas | Other Process | E1 | Participant - Cost of Operation | 40.3434 | 44.1041 | 44.4067 | 44.7071 | 43.46 | 42.136 | 40.7118 | 39.5027 | 38.2671 | 37.3765 | 36.4413 | 35.5231 | 34.6028 | 33.727 | 32.8455 | 31.9602 | 31.1058 | 30.299 | 29.5019 | 28.7945 | 28.1245 | 27.47 | 0 | 0 | 0 | 0 | 0 | 0 | 0 | 0
F2_Industrial_Stone, Clay, and Glass_Existing_Process_Natural Gas_Other Process_E2 | F2 | Industrial | Stone, Clay, and Glass | Existing | Process | Natural Gas | Other Process | E2 | Participant - Cost of Operation | 0 | 0 | 0 | 0 | 0 | 0 | 0 | 0 | 0 | 0 | 0 | 0 | 0 | 0 | 0 | 0 | 0 | 0 | 0 | 0 | 0 | 0 | 0 | 0 | 0 | 0 | 0 | 0 | 0 | 0
F2_Industrial_Stone, Clay, and Glass_Existing_Process_Natural Gas_Other Process_E3 | F2 | Industrial | Stone, Clay, and Glass | Existing | Process | Natural Gas | Other Process | E3 | Participant - Cost of Operation | 0 | 0 | 0 | 0 | 0 | 0 | 0 | 0 | 0 | 0 | 0 | 0 | 0 | 0 | 0 | 0 | 0 | 0 | 0 | 0 | 0 | 0 | 0 | 0 | 0 | 0 | 0 | 0 | 0 | 0
F2_Industrial_Stone, Clay, and Glass_Existing_Process_Natural Gas_Other Process_E4 | F2 | Industrial | Stone, Clay, and Glass | Existing | Process | Natural Gas | Other Process | E4 | Participant - Cost of Operation | 0 | 0 | 0 | 0 | 0 | 0 | 0 | 0 | 0 | 0 | 0 | 0 | 0 | 0 | 0 | 0 | 0 | 0 | 0 | 0 | 0 | 0 | 0 | 0 | 0 | 0 | 0 | 0 | 0 | 0
F2_Industrial_Stone, Clay, and Glass_Existing_Process_Natural Gas_Other Process_E5 | F2 | Industrial | Stone, Clay, and Glass | Existing | Process | Natural Gas | Other Process | E5 | Participant - Cost of Operation | 0 | 0 | 0 | 0 | 0 | 0 | 0 | 0 | 0 | 0 | 0 | 0 | 0 | 0 | 0 | 0 | 0 | 0 | 0 | 0 | 0 | 0 | 0 | 0 | 0 | 0 | 0 | 0 | 0 | 0
F2_Industrial_Stone, Clay, and Glass_Existing_Process_Natural Gas_Other Process_E6 | F2 | Industrial | Stone, Clay, and Glass | Existing | Process | Natural Gas | Other Process | E6 | Participant - Cost of Operation | 0 | 0 | 0 | 0 | 0 | 0 | 0 | 0 | 0 | 0 | 0 | 0 | 0 | 0 | 0 | 0 | 0 | 0 | 0 | 0 | 0 | 0 | 0 | 0 | 0 | 0 | 0 | 0 | 0 | 0
F2_Industrial_Stone, Clay, and Glass_Existing_Process_Natural Gas_Other Process_E7 | F2 | Industrial | Stone, Clay, and Glass | Existing | Process | Natural Gas | Other Process | E7 | Participant - Cost of Operation | 0 | 0 | 0 | 0 | 0 | 0 | 0 | 0 | 0 | 0 | 0 | 0 | 0 | 0 | 0 | 0 | 0 | 0 | 0 | 0 | 0 | 0 | 0 | 0 | 0 | 0 | 0 | 0 | 0 | 0
F2_Industrial_Stone, Clay, and Glass_Existing_Process_Natural Gas_Other Process_E8 | F2 | Industrial | Stone, Clay, and Glass | Existing | Process | Natural Gas | Other Process | E8 | Participant - Cost of Operation | 0 | 0 | 0 | 0 | 0 | 0 | 0 | 0 | 0 | 0 | 0 | 0 | 0 | 0 | 0 | 0 | 0 | 0 | 0 | 0 | 0 | 0 | 0 | 0 | 0 | 0 | 0 | 0 | 0 | 0
F2_Industrial_Stone, Clay, and Glass_Existing_Process_Natural Gas_Other Process_E9 | F2 | Industrial | Stone, Clay, and Glass | Existing | Process | Natural Gas | Other Process | E9 | Participant - Cost of Operation | 0 | 0 | 0 | 0 | 0 | 0 | 0 | 0 | 0 | 0 | 0 | 0 | 0 | 0 | 0 | 0 | 0 | 0 | 0 | 0 | 0 | 0 | 0 | 0 | 0 | 0 | 0 | 0 | 0 | 0
F2_Industrial_Stone, Clay, and Glass_Existing_Process_Natural Gas_Other Process_E10 | F2 | Industrial | Stone, Clay, and Glass | Existing | Process | Natural Gas | Other Process | E10 | Participant - Cost of Operation | 0 | 0 | 0 | 0 | 0 | 0 | 0 | 0 | 0 | 0 | 0 | 0 | 0 | 0 | 0 | 0 | 0 | 0 | 0 | 0 | 0 | 0 | 0 | 0 | 0 | 0 | 0 | 0 | 0 | 0
F3_Industrial_Stone, Clay, and Glass_Existing_Process_Natural Gas_Other Process_E1 | F3 | Industrial | Stone, Clay, and Glass | Existing | Process | Natural Gas | Other Process | E1 | System - kBTUs of Conusmption | 6246.1736 | 6246.1736 | 6246.1736 | 6246.1736 | 6246.1736 | 6246.1736 | 6246.1736 | 6246.1736 | 6246.1736 | 6246.1736 | 6246.1736 | 6246.1736 | 6246.1736 | 6246.1736 | 6246.1736 | 6246.1736 | 6246.1736 | 6246.1736 | 6246.1736 | 6246.1736 | 6246.1736 | 6246.1736 | 0 | 0 | 0 | 0 | 0 | 0 | 0 | 0
F3_Industrial_Stone, Clay, and Glass_Existing_Process_Natural Gas_Other Process_E2 | F3 | Industrial | Stone, Clay, and Glass | Existing | Process | Natural Gas | Other Process | E2 | System - kBTUs of Conusmption | 0 | 0 | 0 | 0 | 0 | 0 | 0 | 0 | 0 | 0 | 0 | 0 | 0 | 0 | 0 | 0 | 0 | 0 | 0 | 0 | 0 | 0 | 0 | 0 | 0 | 0 | 0 | 0 | 0 | 0
F3_Industrial_Stone, Clay, and Glass_Existing_Process_Natural Gas_Other Process_E3 | F3 | Industrial | Stone, Clay, and Glass | Existing | Process | Natural Gas | Other Process | E3 | System - kBTUs of Conusmption | 0 | 0 | 0 | 0 | 0 | 0 | 0 | 0 | 0 | 0 | 0 | 0 | 0 | 0 | 0 | 0 | 0 | 0 | 0 | 0 | 0 | 0 | 0 | 0 | 0 | 0 | 0 | 0 | 0 | 0
F3_Industrial_Stone, Clay, and Glass_Existing_Process_Natural Gas_Other Process_E4 | F3 | Industrial | Stone, Clay, and Glass | Existing | Process | Natural Gas | Other Process | E4 | System - kBTUs of Conusmption | 0 | 0 | 0 | 0 | 0 | 0 | 0 | 0 | 0 | 0 | 0 | 0 | 0 | 0 | 0 | 0 | 0 | 0 | 0 | 0 | 0 | 0 | 0 | 0 | 0 | 0 | 0 | 0 | 0 | 0
F3_Industrial_Stone, Clay, and Glass_Existing_Process_Natural Gas_Other Process_E5 | F3 | Industrial | Stone, Clay, and Glass | Existing | Process | Natural Gas | Other Process | E5 | System - kBTUs of Conusmption | 0 | 0 | 0 | 0 | 0 | 0 | 0 | 0 | 0 | 0 | 0 | 0 | 0 | 0 | 0 | 0 | 0 | 0 | 0 | 0 | 0 | 0 | 0 | 0 | 0 | 0 | 0 | 0 | 0 | 0
F3_Industrial_Stone, Clay, and Glass_Existing_Process_Natural Gas_Other Process_E6 | F3 | Industrial | Stone, Clay, and Glass | Existing | Process | Natural Gas | Other Process | E6 | System - kBTUs of Conusmption | 0 | 0 | 0 | 0 | 0 | 0 | 0 | 0 | 0 | 0 | 0 | 0 | 0 | 0 | 0 | 0 | 0 | 0 | 0 | 0 | 0 | 0 | 0 | 0 | 0 | 0 | 0 | 0 | 0 | 0
F3_Industrial_Stone, Clay, and Glass_Existing_Process_Natural Gas_Other Process_E7 | F3 | Industrial | Stone, Clay, and Glass | Existing | Process | Natural Gas | Other Process | E7 | System - kBTUs of Conusmption | 0 | 0 | 0 | 0 | 0 | 0 | 0 | 0 | 0 | 0 | 0 | 0 | 0 | 0 | 0 | 0 | 0 | 0 | 0 | 0 | 0 | 0 | 0 | 0 | 0 | 0 | 0 | 0 | 0 | 0
F3_Industrial_Stone, Clay, and Glass_Existing_Process_Natural Gas_Other Process_E8 | F3 | Industrial | Stone, Clay, and Glass | Existing | Process | Natural Gas | Other Process | E8 | System - kBTUs of Conusmption | 0 | 0 | 0 | 0 | 0 | 0 | 0 | 0 | 0 | 0 | 0 | 0 | 0 | 0 | 0 | 0 | 0 | 0 | 0 | 0 | 0 | 0 | 0 | 0 | 0 | 0 | 0 | 0 | 0 | 0
F3_Industrial_Stone, Clay, and Glass_Existing_Process_Natural Gas_Other Process_E9 | F3 | Industrial | Stone, Clay, and Glass | Existing | Process | Natural Gas | Other Process | E9 | System - kBTUs of Conusmption | 0 | 0 | 0 | 0 | 0 | 0 | 0 | 0 | 0 | 0 | 0 | 0 | 0 | 0 | 0 | 0 | 0 | 0 | 0 | 0 | 0 | 0 | 0 | 0 | 0 | 0 | 0 | 0 | 0 | 0
F3_Industrial_Stone, Clay, and Glass_Existing_Process_Natural Gas_Other Process_E10 | F3 | Industrial | Stone, Clay, and Glass | Existing | Process | Natural Gas | Other Process | E10 | System - kBTUs of Conusmption | 0 | 0 | 0 | 0 | 0 | 0 | 0 | 0 | 0 | 0 | 0 | 0 | 0 | 0 | 0 | 0 | 0 | 0 | 0 | 0 | 0 | 0 | 0 | 0 | 0 | 0 | 0 | 0 | 0 | 0
F4_Industrial_Stone, Clay, and Glass_Existing_Process_Natural Gas_Other Process_E1 | F4 | Industrial | Stone, Clay, and Glass | Existing | Process | Natural Gas | Other Process | E1 | Utility - Cost of Equipment | 14.3278 | 14.3278 | 14.3278 | 14.3278 | 14.3278 | 14.3278 | 14.3278 | 14.3278 | 14.3278 | 14.3278 | 14.3278 | 14.3278 | 14.3278 | 14.3278 | 14.3278 | 14.3278 | 14.3278 | 14.3278 | 14.3278 | 14.3278 | 14.3278 | 14.3278 | 0 | 0 | 0 | 0 | 0 | 0 | 0 | 0
F4_Industrial_Stone, Clay, and Glass_Existing_Process_Natural Gas_Other Process_E2 | F4 | Industrial | Stone, Clay, and Glass | Existing | Process | Natural Gas | Other Process | E2 | Utility - Cost of Equipment | 0 | 0 | 0 | 0 | 0 | 0 | 0 | 0 | 0 | 0 | 0 | 0 | 0 | 0 | 0 | 0 | 0 | 0 | 0 | 0 | 0 | 0 | 0 | 0 | 0 | 0 | 0 | 0 | 0 | 0
F4_Industrial_Stone, Clay, and Glass_Existing_Process_Natural Gas_Other Process_E3 | F4 | Industrial | Stone, Clay, and Glass | Existing | Process | Natural Gas | Other Process | E3 | Utility - Cost of Equipment | 0 | 0 | 0 | 0 | 0 | 0 | 0 | 0 | 0 | 0 | 0 | 0 | 0 | 0 | 0 | 0 | 0 | 0 | 0 | 0 | 0 | 0 | 0 | 0 | 0 | 0 | 0 | 0 | 0 | 0
F4_Industrial_Stone, Clay, and Glass_Existing_Process_Natural Gas_Other Process_E4 | F4 | Industrial | Stone, Clay, and Glass | Existing | Process | Natural Gas | Other Process | E4 | Utility - Cost of Equipment | 0 | 0 | 0 | 0 | 0 | 0 | 0 | 0 | 0 | 0 | 0 | 0 | 0 | 0 | 0 | 0 | 0 | 0 | 0 | 0 | 0 | 0 | 0 | 0 | 0 | 0 | 0 | 0 | 0 | 0
F4_Industrial_Stone, Clay, and Glass_Existing_Process_Natural Gas_Other Process_E5 | F4 | Industrial | Stone, Clay, and Glass | Existing | Process | Natural Gas | Other Process | E5 | Utility - Cost of Equipment | 0 | 0 | 0 | 0 | 0 | 0 | 0 | 0 | 0 | 0 | 0 | 0 | 0 | 0 | 0 | 0 | 0 | 0 | 0 | 0 | 0 | 0 | 0 | 0 | 0 | 0 | 0 | 0 | 0 | 0
F4_Industrial_Stone, Clay, and Glass_Existing_Process_Natural Gas_Other Process_E6 | F4 | Industrial | Stone, Clay, and Glass | Existing | Process | Natural Gas | Other Process | E6 | Utility - Cost of Equipment | 0 | 0 | 0 | 0 | 0 | 0 | 0 | 0 | 0 | 0 | 0 | 0 | 0 | 0 | 0 | 0 | 0 | 0 | 0 | 0 | 0 | 0 | 0 | 0 | 0 | 0 | 0 | 0 | 0 | 0
F4_Industrial_Stone, Clay, and Glass_Existing_Process_Natural Gas_Other Process_E7 | F4 | Industrial | Stone, Clay, and Glass | Existing | Process | Natural Gas | Other Process | E7 | Utility - Cost of Equipment | 0 | 0 | 0 | 0 | 0 | 0 | 0 | 0 | 0 | 0 | 0 | 0 | 0 | 0 | 0 | 0 | 0 | 0 | 0 | 0 | 0 | 0 | 0 | 0 | 0 | 0 | 0 | 0 | 0 | 0
F4_Industrial_Stone, Clay, and Glass_Existing_Process_Natural Gas_Other Process_E8 | F4 | Industrial | Stone, Clay, and Glass | Existing | Process | Natural Gas | Other Process | E8 | Utility - Cost of Equipment | 0 | 0 | 0 | 0 | 0 | 0 | 0 | 0 | 0 | 0 | 0 | 0 | 0 | 0 | 0 | 0 | 0 | 0 | 0 | 0 | 0 | 0 | 0 | 0 | 0 | 0 | 0 | 0 | 0 | 0
F4_Industrial_Stone, Clay, and Glass_Existing_Process_Natural Gas_Other Process_E9 | F4 | Industrial | Stone, Clay, and Glass | Existing | Process | Natural Gas | Other Process | E9 | Utility - Cost of Equipment | 0 | 0 | 0 | 0 | 0 | 0 | 0 | 0 | 0 | 0 | 0 | 0 | 0 | 0 | 0 | 0 | 0 | 0 | 0 | 0 | 0 | 0 | 0 | 0 | 0 | 0 | 0 | 0 | 0 | 0
F4_Industrial_Stone, Clay, and Glass_Existing_Process_Natural Gas_Other Process_E10 | F4 | Industrial | Stone, Clay, and Glass | Existing | Process | Natural Gas | Other Process | E10 | Utility - Cost of Equipment | 0 | 0 | 0 | 0 | 0 | 0 | 0 | 0 | 0 | 0 | 0 | 0 | 0 | 0 | 0 | 0 | 0 | 0 | 0 | 0 | 0 | 0 | 0 | 0 | 0 | 0 | 0 | 0 | 0 | 0
F5_Industrial_Stone, Clay, and Glass_Existing_Process_Natural Gas_Other Process_E1 | F5 | Industrial | Stone, Clay, and Glass | Existing | Process | Natural Gas | Other Process | E1 | Utility - Cost of Operation | 33.6738 | 36.8128 | 37.0653 | 37.3161 | 36.2751 | 35.17 | 33.9813 | 32.972 | 31.9408 | 31.1974 | 30.4168 | 29.6504 | 28.8823 | 28.1512 | 27.4155 | 26.6765 | 25.9634 | 25.2899 | 24.6246 | 24.0342 | 23.4749 | 22.9287 | 0 | 0 | 0 | 0 | 0 | 0 | 0 | 0
F5_Industrial_Stone, Clay, and Glass_Existing_Process_Natural Gas_Other Process_E2 | F5 | Industrial | Stone, Clay, and Glass | Existing | Process | Natural Gas | Other Process | E2 | Utility - Cost of Operation | 0 | 0 | 0 | 0 | 0 | 0 | 0 | 0 | 0 | 0 | 0 | 0 | 0 | 0 | 0 | 0 | 0 | 0 | 0 | 0 | 0 | 0 | 0 | 0 | 0 | 0 | 0 | 0 | 0 | 0
F5_Industrial_Stone, Clay, and Glass_Existing_Process_Natural Gas_Other Process_E3 | F5 | Industrial | Stone, Clay, and Glass | Existing | Process | Natural Gas | Other Process | E3 | Utility - Cost of Operation | 0 | 0 | 0 | 0 | 0 | 0 | 0 | 0 | 0 | 0 | 0 | 0 | 0 | 0 | 0 | 0 | 0 | 0 | 0 | 0 | 0 | 0 | 0 | 0 | 0 | 0 | 0 | 0 | 0 | 0
F5_Industrial_Stone, Clay, and Glass_Existing_Process_Natural Gas_Other Process_E4 | F5 | Industrial | Stone, Clay, and Glass | Existing | Process | Natural Gas | Other Process | E4 | Utility - Cost of Operation | 0 | 0 | 0 | 0 | 0 | 0 | 0 | 0 | 0 | 0 | 0 | 0 | 0 | 0 | 0 | 0 | 0 | 0 | 0 | 0 | 0 | 0 | 0 | 0 | 0 | 0 | 0 | 0 | 0 | 0
F5_Industrial_Stone, Clay, and Glass_Existing_Process_Natural Gas_Other Process_E5 | F5 | Industrial | Stone, Clay, and Glass | Existing | Process | Natural Gas | Other Process | E5 | Utility - Cost of Operation | 0 | 0 | 0 | 0 | 0 | 0 | 0 | 0 | 0 | 0 | 0 | 0 | 0 | 0 | 0 | 0 | 0 | 0 | 0 | 0 | 0 | 0 | 0 | 0 | 0 | 0 | 0 | 0 | 0 | 0
F5_Industrial_Stone, Clay, and Glass_Existing_Process_Natural Gas_Other Process_E6 | F5 | Industrial | Stone, Clay, and Glass | Existing | Process | Natural Gas | Other Process | E6 | Utility - Cost of Operation | 0 | 0 | 0 | 0 | 0 | 0 | 0 | 0 | 0 | 0 | 0 | 0 | 0 | 0 | 0 | 0 | 0 | 0 | 0 | 0 | 0 | 0 | 0 | 0 | 0 | 0 | 0 | 0 | 0 | 0
F5_Industrial_Stone, Clay, and Glass_Existing_Process_Natural Gas_Other Process_E7 | F5 | Industrial | Stone, Clay, and Glass | Existing | Process | Natural Gas | Other Process | E7 | Utility - Cost of Operation | 0 | 0 | 0 | 0 | 0 | 0 | 0 | 0 | 0 | 0 | 0 | 0 | 0 | 0 | 0 | 0 | 0 | 0 | 0 | 0 | 0 | 0 | 0 | 0 | 0 | 0 | 0 | 0 | 0 | 0
F5_Industrial_Stone, Clay, and Glass_Existing_Process_Natural Gas_Other Process_E8 | F5 | Industrial | Stone, Clay, and Glass | Existing | Process | Natural Gas | Other Process | E8 | Utility - Cost of Operation | 0 | 0 | 0 | 0 | 0 | 0 | 0 | 0 | 0 | 0 | 0 | 0 | 0 | 0 | 0 | 0 | 0 | 0 | 0 | 0 | 0 | 0 | 0 | 0 | 0 | 0 | 0 | 0 | 0 | 0
F5_Industrial_Stone, Clay, and Glass_Existing_Process_Natural Gas_Other Process_E9 | F5 | Industrial | Stone, Clay, and Glass | Existing | Process | Natural Gas | Other Process | E9 | Utility - Cost of Operation | 0 | 0 | 0 | 0 | 0 | 0 | 0 | 0 | 0 | 0 | 0 | 0 | 0 | 0 | 0 | 0 | 0 | 0 | 0 | 0 | 0 | 0 | 0 | 0 | 0 | 0 | 0 | 0 | 0 | 0
F5_Industrial_Stone, Clay, and Glass_Existing_Process_Natural Gas_Other Process_E10 | F5 | Industrial | Stone, Clay, and Glass | Existing | Process | Natural Gas | Other Process | E10 | Utility - Cost of Operation | 0 | 0 | 0 | 0 | 0 | 0 | 0 | 0 | 0 | 0 | 0 | 0 | 0 | 0 | 0 | 0 | 0 | 0 | 0 | 0 | 0 | 0 | 0 | 0 | 0 | 0 | 0 | 0 | 0 | 0
F6_Industrial_Stone, Clay, and Glass_Existing_Process_Natural Gas_Other Process_E1 | F6 | Industrial | Stone, Clay, and Glass | Existing | Process | Natural Gas | Other Process | E1 | Utility - Value of Sales | 40.3434 | 44.1041 | 44.4067 | 44.7071 | 43.46 | 42.136 | 40.7118 | 39.5027 | 38.2671 | 37.3765 | 36.4413 | 35.5231 | 34.6028 | 33.727 | 32.8455 | 31.9602 | 31.1058 | 30.299 | 29.5019 | 28.7945 | 28.1245 | 27.47 | 0 | 0 | 0 | 0 | 0 | 0 | 0 | 0
F6_Industrial_Stone, Clay, and Glass_Existing_Process_Natural Gas_Other Process_E2 | F6 | Industrial | Stone, Clay, and Glass | Existing | Process | Natural Gas | Other Process | E2 | Utility - Value of Sales | 0 | 0 | 0 | 0 | 0 | 0 | 0 | 0 | 0 | 0 | 0 | 0 | 0 | 0 | 0 | 0 | 0 | 0 | 0 | 0 | 0 | 0 | 0 | 0 | 0 | 0 | 0 | 0 | 0 | 0
F6_Industrial_Stone, Clay, and Glass_Existing_Process_Natural Gas_Other Process_E3 | F6 | Industrial | Stone, Clay, and Glass | Existing | Process | Natural Gas | Other Process | E3 | Utility - Value of Sales | 0 | 0 | 0 | 0 | 0 | 0 | 0 | 0 | 0 | 0 | 0 | 0 | 0 | 0 | 0 | 0 | 0 | 0 | 0 | 0 | 0 | 0 | 0 | 0 | 0 | 0 | 0 | 0 | 0 | 0
F6_Industrial_Stone, Clay, and Glass_Existing_Process_Natural Gas_Other Process_E4 | F6 | Industrial | Stone, Clay, and Glass | Existing | Process | Natural Gas | Other Process | E4 | Utility - Value of Sales | 0 | 0 | 0 | 0 | 0 | 0 | 0 | 0 | 0 | 0 | 0 | 0 | 0 | 0 | 0 | 0 | 0 | 0 | 0 | 0 | 0 | 0 | 0 | 0 | 0 | 0 | 0 | 0 | 0 | 0
F6_Industrial_Stone, Clay, and Glass_Existing_Process_Natural Gas_Other Process_E5 | F6 | Industrial | Stone, Clay, and Glass | Existing | Process | Natural Gas | Other Process | E5 | Utility - Value of Sales | 0 | 0 | 0 | 0 | 0 | 0 | 0 | 0 | 0 | 0 | 0 | 0 | 0 | 0 | 0 | 0 | 0 | 0 | 0 | 0 | 0 | 0 | 0 | 0 | 0 | 0 | 0 | 0 | 0 | 0
F6_Industrial_Stone, Clay, and Glass_Existing_Process_Natural Gas_Other Process_E6 | F6 | Industrial | Stone, Clay, and Glass | Existing | Process | Natural Gas | Other Process | E6 | Utility - Value of Sales | 0 | 0 | 0 | 0 | 0 | 0 | 0 | 0 | 0 | 0 | 0 | 0 | 0 | 0 | 0 | 0 | 0 | 0 | 0 | 0 | 0 | 0 | 0 | 0 | 0 | 0 | 0 | 0 | 0 | 0
F6_Industrial_Stone, Clay, and Glass_Existing_Process_Natural Gas_Other Process_E7 | F6 | Industrial | Stone, Clay, and Glass | Existing | Process | Natural Gas | Other Process | E7 | Utility - Value of Sales | 0 | 0 | 0 | 0 | 0 | 0 | 0 | 0 | 0 | 0 | 0 | 0 | 0 | 0 | 0 | 0 | 0 | 0 | 0 | 0 | 0 | 0 | 0 | 0 | 0 | 0 | 0 | 0 | 0 | 0
F6_Industrial_Stone, Clay, and Glass_Existing_Process_Natural Gas_Other Process_E8 | F6 | Industrial | Stone, Clay, and Glass | Existing | Process | Natural Gas | Other Process | E8 | Utility - Value of Sales | 0 | 0 | 0 | 0 | 0 | 0 | 0 | 0 | 0 | 0 | 0 | 0 | 0 | 0 | 0 | 0 | 0 | 0 | 0 | 0 | 0 | 0 | 0 | 0 | 0 | 0 | 0 | 0 | 0 | 0
F6_Industrial_Stone, Clay, and Glass_Existing_Process_Natural Gas_Other Process_E9 | F6 | Industrial | Stone, Clay, and Glass | Existing | Process | Natural Gas | Other Process | E9 | Utility - Value of Sales | 0 | 0 | 0 | 0 | 0 | 0 | 0 | 0 | 0 | 0 | 0 | 0 | 0 | 0 | 0 | 0 | 0 | 0 | 0 | 0 | 0 | 0 | 0 | 0 | 0 | 0 | 0 | 0 | 0 | 0
F6_Industrial_Stone, Clay, and Glass_Existing_Process_Natural Gas_Other Process_E10 | F6 | Industrial | Stone, Clay, and Glass | Existing | Process | Natural Gas | Other Process | E10 | Utility - Value of Sales | 0 | 0 | 0 | 0 | 0 | 0 | 0 | 0 | 0 | 0 | 0 | 0 | 0 | 0 | 0 | 0 | 0 | 0 | 0 | 0 | 0 | 0 | 0 | 0 | 0 | 0 | 0 | 0 | 0 | 0
F1_Industrial_Stone, Clay, and Glass_Existing_Miscellaneous_Natural Gas_Miscellaneous_E1 | F1 | Industrial | Stone, Clay, and Glass | Existing | Miscellaneous | Natural Gas | Miscellaneous | E1 | Participant - Cost of Equipment | 86.7442 | 86.7442 | 86.7442 | 86.7442 | 86.7442 | 86.7442 | 86.7442 | 86.7442 | 86.7442 | 86.7442 | 86.7442 | 86.7442 | 86.7442 | 86.7442 | 86.7442 | 86.7442 | 86.7442 | 86.7442 | 86.7442 | 86.7442 | 86.7442 | 86.7442 | 0 | 0 | 0 | 0 | 0 | 0 | 0 | 0
F1_Industrial_Stone, Clay, and Glass_Existing_Miscellaneous_Natural Gas_Miscellaneous_E2 | F1 | Industrial | Stone, Clay, and Glass | Existing | Miscellaneous | Natural Gas | Miscellaneous | E2 | Participant - Cost of Equipment | 0 | 0 | 0 | 0 | 0 | 0 | 0 | 0 | 0 | 0 | 0 | 0 | 0 | 0 | 0 | 0 | 0 | 0 | 0 | 0 | 0 | 0 | 0 | 0 | 0 | 0 | 0 | 0 | 0 | 0
F1_Industrial_Stone, Clay, and Glass_Existing_Miscellaneous_Natural Gas_Miscellaneous_E3 | F1 | Industrial | Stone, Clay, and Glass | Existing | Miscellaneous | Natural Gas | Miscellaneous | E3 | Participant - Cost of Equipment | 0 | 0 | 0 | 0 | 0 | 0 | 0 | 0 | 0 | 0 | 0 | 0 | 0 | 0 | 0 | 0 | 0 | 0 | 0 | 0 | 0 | 0 | 0 | 0 | 0 | 0 | 0 | 0 | 0 | 0
F1_Industrial_Stone, Clay, and Glass_Existing_Miscellaneous_Natural Gas_Miscellaneous_E4 | F1 | Industrial | Stone, Clay, and Glass | Existing | Miscellaneous | Natural Gas | Miscellaneous | E4 | Participant - Cost of Equipment | 0 | 0 | 0 | 0 | 0 | 0 | 0 | 0 | 0 | 0 | 0 | 0 | 0 | 0 | 0 | 0 | 0 | 0 | 0 | 0 | 0 | 0 | 0 | 0 | 0 | 0 | 0 | 0 | 0 | 0
F1_Industrial_Stone, Clay, and Glass_Existing_Miscellaneous_Natural Gas_Miscellaneous_E5 | F1 | Industrial | Stone, Clay, and Glass | Existing | Miscellaneous | Natural Gas | Miscellaneous | E5 | Participant - Cost of Equipment | 0 | 0 | 0 | 0 | 0 | 0 | 0 | 0 | 0 | 0 | 0 | 0 | 0 | 0 | 0 | 0 | 0 | 0 | 0 | 0 | 0 | 0 | 0 | 0 | 0 | 0 | 0 | 0 | 0 | 0
F1_Industrial_Stone, Clay, and Glass_Existing_Miscellaneous_Natural Gas_Miscellaneous_E6 | F1 | Industrial | Stone, Clay, and Glass | Existing | Miscellaneous | Natural Gas | Miscellaneous | E6 | Participant - Cost of Equipment | 0 | 0 | 0 | 0 | 0 | 0 | 0 | 0 | 0 | 0 | 0 | 0 | 0 | 0 | 0 | 0 | 0 | 0 | 0 | 0 | 0 | 0 | 0 | 0 | 0 | 0 | 0 | 0 | 0 | 0
F1_Industrial_Stone, Clay, and Glass_Existing_Miscellaneous_Natural Gas_Miscellaneous_E7 | F1 | Industrial | Stone, Clay, and Glass | Existing | Miscellaneous | Natural Gas | Miscellaneous | E7 | Participant - Cost of Equipment | 0 | 0 | 0 | 0 | 0 | 0 | 0 | 0 | 0 | 0 | 0 | 0 | 0 | 0 | 0 | 0 | 0 | 0 | 0 | 0 | 0 | 0 | 0 | 0 | 0 | 0 | 0 | 0 | 0 | 0
F1_Industrial_Stone, Clay, and Glass_Existing_Miscellaneous_Natural Gas_Miscellaneous_E8 | F1 | Industrial | Stone, Clay, and Glass | Existing | Miscellaneous | Natural Gas | Miscellaneous | E8 | Participant - Cost of Equipment | 0 | 0 | 0 | 0 | 0 | 0 | 0 | 0 | 0 | 0 | 0 | 0 | 0 | 0 | 0 | 0 | 0 | 0 | 0 | 0 | 0 | 0 | 0 | 0 | 0 | 0 | 0 | 0 | 0 | 0
F1_Industrial_Stone, Clay, and Glass_Existing_Miscellaneous_Natural Gas_Miscellaneous_E9 | F1 | Industrial | Stone, Clay, and Glass | Existing | Miscellaneous | Natural Gas | Miscellaneous | E9 | Participant - Cost of Equipment | 0 | 0 | 0 | 0 | 0 | 0 | 0 | 0 | 0 | 0 | 0 | 0 | 0 | 0 | 0 | 0 | 0 | 0 | 0 | 0 | 0 | 0 | 0 | 0 | 0 | 0 | 0 | 0 | 0 | 0
F1_Industrial_Stone, Clay, and Glass_Existing_Miscellaneous_Natural Gas_Miscellaneous_E10 | F1 | Industrial | Stone, Clay, and Glass | Existing | Miscellaneous | Natural Gas | Miscellaneous | E10 | Participant - Cost of Equipment | 0 | 0 | 0 | 0 | 0 | 0 | 0 | 0 | 0 | 0 | 0 | 0 | 0 | 0 | 0 | 0 | 0 | 0 | 0 | 0 | 0 | 0 | 0 | 0 | 0 | 0 | 0 | 0 | 0 | 0
F2_Industrial_Stone, Clay, and Glass_Existing_Miscellaneous_Natural Gas_Miscellaneous_E1 | F2 | Industrial | Stone, Clay, and Glass | Existing | Miscellaneous | Natural Gas | Miscellaneous | E1 | Participant - Cost of Operation | 244.2503 | 267.0183 | 268.8502 | 270.6694 | 263.1186 | 255.1029 | 246.4806 | 239.16 | 231.6798 | 226.2878 | 220.6258 | 215.0669 | 209.4951 | 204.1924 | 198.8558 | 193.4956 | 188.3232 | 183.4385 | 178.6128 | 174.3298 | 170.2733 | 166.3112 | 0 | 0 | 0 | 0 | 0 | 0 | 0 | 0
F2_Industrial_Stone, Clay, and Glass_Existing_Miscellaneous_Natural Gas_Miscellaneous_E2 | F2 | Industrial | Stone, Clay, and Glass | Existing | Miscellaneous | Natural Gas | Miscellaneous | E2 | Participant - Cost of Operation | 0 | 0 | 0 | 0 | 0 | 0 | 0 | 0 | 0 | 0 | 0 | 0 | 0 | 0 | 0 | 0 | 0 | 0 | 0 | 0 | 0 | 0 | 0 | 0 | 0 | 0 | 0 | 0 | 0 | 0
F2_Industrial_Stone, Clay, and Glass_Existing_Miscellaneous_Natural Gas_Miscellaneous_E3 | F2 | Industrial | Stone, Clay, and Glass | Existing | Miscellaneous | Natural Gas | Miscellaneous | E3 | Participant - Cost of Operation | 0 | 0 | 0 | 0 | 0 | 0 | 0 | 0 | 0 | 0 | 0 | 0 | 0 | 0 | 0 | 0 | 0 | 0 | 0 | 0 | 0 | 0 | 0 | 0 | 0 | 0 | 0 | 0 | 0 | 0
F2_Industrial_Stone, Clay, and Glass_Existing_Miscellaneous_Natural Gas_Miscellaneous_E4 | F2 | Industrial | Stone, Clay, and Glass | Existing | Miscellaneous | Natural Gas | Miscellaneous | E4 | Participant - Cost of Operation | 0 | 0 | 0 | 0 | 0 | 0 | 0 | 0 | 0 | 0 | 0 | 0 | 0 | 0 | 0 | 0 | 0 | 0 | 0 | 0 | 0 | 0 | 0 | 0 | 0 | 0 | 0 | 0 | 0 | 0
F2_Industrial_Stone, Clay, and Glass_Existing_Miscellaneous_Natural Gas_Miscellaneous_E5 | F2 | Industrial | Stone, Clay, and Glass | Existing | Miscellaneous | Natural Gas | Miscellaneous | E5 | Participant - Cost of Operation | 0 | 0 | 0 | 0 | 0 | 0 | 0 | 0 | 0 | 0 | 0 | 0 | 0 | 0 | 0 | 0 | 0 | 0 | 0 | 0 | 0 | 0 | 0 | 0 | 0 | 0 | 0 | 0 | 0 | 0
F2_Industrial_Stone, Clay, and Glass_Existing_Miscellaneous_Natural Gas_Miscellaneous_E6 | F2 | Industrial | Stone, Clay, and Glass | Existing | Miscellaneous | Natural Gas | Miscellaneous | E6 | Participant - Cost of Operation | 0 | 0 | 0 | 0 | 0 | 0 | 0 | 0 | 0 | 0 | 0 | 0 | 0 | 0 | 0 | 0 | 0 | 0 | 0 | 0 | 0 | 0 | 0 | 0 | 0 | 0 | 0 | 0 | 0 | 0
F2_Industrial_Stone, Clay, and Glass_Existing_Miscellaneous_Natural Gas_Miscellaneous_E7 | F2 | Industrial | Stone, Clay, and Glass | Existing | Miscellaneous | Natural Gas | Miscellaneous | E7 | Participant - Cost of Operation | 0 | 0 | 0 | 0 | 0 | 0 | 0 | 0 | 0 | 0 | 0 | 0 | 0 | 0 | 0 | 0 | 0 | 0 | 0 | 0 | 0 | 0 | 0 | 0 | 0 | 0 | 0 | 0 | 0 | 0
F2_Industrial_Stone, Clay, and Glass_Existing_Miscellaneous_Natural Gas_Miscellaneous_E8 | F2 | Industrial | Stone, Clay, and Glass | Existing | Miscellaneous | Natural Gas | Miscellaneous | E8 | Participant - Cost of Operation | 0 | 0 | 0 | 0 | 0 | 0 | 0 | 0 | 0 | 0 | 0 | 0 | 0 | 0 | 0 | 0 | 0 | 0 | 0 | 0 | 0 | 0 | 0 | 0 | 0 | 0 | 0 | 0 | 0 | 0
F2_Industrial_Stone, Clay, and Glass_Existing_Miscellaneous_Natural Gas_Miscellaneous_E9 | F2 | Industrial | Stone, Clay, and Glass | Existing | Miscellaneous | Natural Gas | Miscellaneous | E9 | Participant - Cost of Operation | 0 | 0 | 0 | 0 | 0 | 0 | 0 | 0 | 0 | 0 | 0 | 0 | 0 | 0 | 0 | 0 | 0 | 0 | 0 | 0 | 0 | 0 | 0 | 0 | 0 | 0 | 0 | 0 | 0 | 0
F2_Industrial_Stone, Clay, and Glass_Existing_Miscellaneous_Natural Gas_Miscellaneous_E10 | F2 | Industrial | Stone, Clay, and Glass | Existing | Miscellaneous | Natural Gas | Miscellaneous | E10 | Participant - Cost of Operation | 0 | 0 | 0 | 0 | 0 | 0 | 0 | 0 | 0 | 0 | 0 | 0 | 0 | 0 | 0 | 0 | 0 | 0 | 0 | 0 | 0 | 0 | 0 | 0 | 0 | 0 | 0 | 0 | 0 | 0
F3_Industrial_Stone, Clay, and Glass_Existing_Miscellaneous_Natural Gas_Miscellaneous_E1 | F3 | Industrial | Stone, Clay, and Glass | Existing | Miscellaneous | Natural Gas | Miscellaneous | E1 | System - kBTUs of Conusmption | 37816.0534 | 37816.0534 | 37816.0534 | 37816.0534 | 37816.0534 | 37816.0534 | 37816.0534 | 37816.0534 | 37816.0534 | 37816.0534 | 37816.0534 | 37816.0534 | 37816.0534 | 37816.0534 | 37816.0534 | 37816.0534 | 37816.0534 | 37816.0534 | 37816.0534 | 37816.0534 | 37816.0534 | 37816.0534 | 0 | 0 | 0 | 0 | 0 | 0 | 0 | 0
F3_Industrial_Stone, Clay, and Glass_Existing_Miscellaneous_Natural Gas_Miscellaneous_E2 | F3 | Industrial | Stone, Clay, and Glass | Existing | Miscellaneous | Natural Gas | Miscellaneous | E2 | System - kBTUs of Conusmption | 0 | 0 | 0 | 0 | 0 | 0 | 0 | 0 | 0 | 0 | 0 | 0 | 0 | 0 | 0 | 0 | 0 | 0 | 0 | 0 | 0 | 0 | 0 | 0 | 0 | 0 | 0 | 0 | 0 | 0
F3_Industrial_Stone, Clay, and Glass_Existing_Miscellaneous_Natural Gas_Miscellaneous_E3 | F3 | Industrial | Stone, Clay, and Glass | Existing | Miscellaneous | Natural Gas | Miscellaneous | E3 | System - kBTUs of Conusmption | 0 | 0 | 0 | 0 | 0 | 0 | 0 | 0 | 0 | 0 | 0 | 0 | 0 | 0 | 0 | 0 | 0 | 0 | 0 | 0 | 0 | 0 | 0 | 0 | 0 | 0 | 0 | 0 | 0 | 0
F3_Industrial_Stone, Clay, and Glass_Existing_Miscellaneous_Natural Gas_Miscellaneous_E4 | F3 | Industrial | Stone, Clay, and Glass | Existing | Miscellaneous | Natural Gas | Miscellaneous | E4 | System - kBTUs of Conusmption | 0 | 0 | 0 | 0 | 0 | 0 | 0 | 0 | 0 | 0 | 0 | 0 | 0 | 0 | 0 | 0 | 0 | 0 | 0 | 0 | 0 | 0 | 0 | 0 | 0 | 0 | 0 | 0 | 0 | 0
F3_Industrial_Stone, Clay, and Glass_Existing_Miscellaneous_Natural Gas_Miscellaneous_E5 | F3 | Industrial | Stone, Clay, and Glass | Existing | Miscellaneous | Natural Gas | Miscellaneous | E5 | System - kBTUs of Conusmption | 0 | 0 | 0 | 0 | 0 | 0 | 0 | 0 | 0 | 0 | 0 | 0 | 0 | 0 | 0 | 0 | 0 | 0 | 0 | 0 | 0 | 0 | 0 | 0 | 0 | 0 | 0 | 0 | 0 | 0
F3_Industrial_Stone, Clay, and Glass_Existing_Miscellaneous_Natural Gas_Miscellaneous_E6 | F3 | Industrial | Stone, Clay, and Glass | Existing | Miscellaneous | Natural Gas | Miscellaneous | E6 | System - kBTUs of Conusmption | 0 | 0 | 0 | 0 | 0 | 0 | 0 | 0 | 0 | 0 | 0 | 0 | 0 | 0 | 0 | 0 | 0 | 0 | 0 | 0 | 0 | 0 | 0 | 0 | 0 | 0 | 0 | 0 | 0 | 0
F3_Industrial_Stone, Clay, and Glass_Existing_Miscellaneous_Natural Gas_Miscellaneous_E7 | F3 | Industrial | Stone, Clay, and Glass | Existing | Miscellaneous | Natural Gas | Miscellaneous | E7 | System - kBTUs of Conusmption | 0 | 0 | 0 | 0 | 0 | 0 | 0 | 0 | 0 | 0 | 0 | 0 | 0 | 0 | 0 | 0 | 0 | 0 | 0 | 0 | 0 | 0 | 0 | 0 | 0 | 0 | 0 | 0 | 0 | 0
F3_Industrial_Stone, Clay, and Glass_Existing_Miscellaneous_Natural Gas_Miscellaneous_E8 | F3 | Industrial | Stone, Clay, and Glass | Existing | Miscellaneous | Natural Gas | Miscellaneous | E8 | System - kBTUs of Conusmption | 0 | 0 | 0 | 0 | 0 | 0 | 0 | 0 | 0 | 0 | 0 | 0 | 0 | 0 | 0 | 0 | 0 | 0 | 0 | 0 | 0 | 0 | 0 | 0 | 0 | 0 | 0 | 0 | 0 | 0
F3_Industrial_Stone, Clay, and Glass_Existing_Miscellaneous_Natural Gas_Miscellaneous_E9 | F3 | Industrial | Stone, Clay, and Glass | Existing | Miscellaneous | Natural Gas | Miscellaneous | E9 | System - kBTUs of Conusmption | 0 | 0 | 0 | 0 | 0 | 0 | 0 | 0 | 0 | 0 | 0 | 0 | 0 | 0 | 0 | 0 | 0 | 0 | 0 | 0 | 0 | 0 | 0 | 0 | 0 | 0 | 0 | 0 | 0 | 0
F3_Industrial_Stone, Clay, and Glass_Existing_Miscellaneous_Natural Gas_Miscellaneous_E10 | F3 | Industrial | Stone, Clay, and Glass | Existing | Miscellaneous | Natural Gas | Miscellaneous | E10 | System - kBTUs of Conusmption | 0 | 0 | 0 | 0 | 0 | 0 | 0 | 0 | 0 | 0 | 0 | 0 | 0 | 0 | 0 | 0 | 0 | 0 | 0 | 0 | 0 | 0 | 0 | 0 | 0 | 0 | 0 | 0 | 0 | 0
F4_Industrial_Stone, Clay, and Glass_Existing_Miscellaneous_Natural Gas_Miscellaneous_E1 | F4 | Industrial | Stone, Clay, and Glass | Existing | Miscellaneous | Natural Gas | Miscellaneous | E1 | Utility - Cost of Equipment | 86.7442 | 86.7442 | 86.7442 | 86.7442 | 86.7442 | 86.7442 | 86.7442 | 86.7442 | 86.7442 | 86.7442 | 86.7442 | 86.7442 | 86.7442 | 86.7442 | 86.7442 | 86.7442 | 86.7442 | 86.7442 | 86.7442 | 86.7442 | 86.7442 | 86.7442 | 0 | 0 | 0 | 0 | 0 | 0 | 0 | 0
F4_Industrial_Stone, Clay, and Glass_Existing_Miscellaneous_Natural Gas_Miscellaneous_E2 | F4 | Industrial | Stone, Clay, and Glass | Existing | Miscellaneous | Natural Gas | Miscellaneous | E2 | Utility - Cost of Equipment | 0 | 0 | 0 | 0 | 0 | 0 | 0 | 0 | 0 | 0 | 0 | 0 | 0 | 0 | 0 | 0 | 0 | 0 | 0 | 0 | 0 | 0 | 0 | 0 | 0 | 0 | 0 | 0 | 0 | 0
F4_Industrial_Stone, Clay, and Glass_Existing_Miscellaneous_Natural Gas_Miscellaneous_E3 | F4 | Industrial | Stone, Clay, and Glass | Existing | Miscellaneous | Natural Gas | Miscellaneous | E3 | Utility - Cost of Equipment | 0 | 0 | 0 | 0 | 0 | 0 | 0 | 0 | 0 | 0 | 0 | 0 | 0 | 0 | 0 | 0 | 0 | 0 | 0 | 0 | 0 | 0 | 0 | 0 | 0 | 0 | 0 | 0 | 0 | 0
F4_Industrial_Stone, Clay, and Glass_Existing_Miscellaneous_Natural Gas_Miscellaneous_E4 | F4 | Industrial | Stone, Clay, and Glass | Existing | Miscellaneous | Natural Gas | Miscellaneous | E4 | Utility - Cost of Equipment | 0 | 0 | 0 | 0 | 0 | 0 | 0 | 0 | 0 | 0 | 0 | 0 | 0 | 0 | 0 | 0 | 0 | 0 | 0 | 0 | 0 | 0 | 0 | 0 | 0 | 0 | 0 | 0 | 0 | 0
F4_Industrial_Stone, Clay, and Glass_Existing_Miscellaneous_Natural Gas_Miscellaneous_E5 | F4 | Industrial | Stone, Clay, and Glass | Existing | Miscellaneous | Natural Gas | Miscellaneous | E5 | Utility - Cost of Equipment | 0 | 0 | 0 | 0 | 0 | 0 | 0 | 0 | 0 | 0 | 0 | 0 | 0 | 0 | 0 | 0 | 0 | 0 | 0 | 0 | 0 | 0 | 0 | 0 | 0 | 0 | 0 | 0 | 0 | 0
F4_Industrial_Stone, Clay, and Glass_Existing_Miscellaneous_Natural Gas_Miscellaneous_E6 | F4 | Industrial | Stone, Clay, and Glass | Existing | Miscellaneous | Natural Gas | Miscellaneous | E6 | Utility - Cost of Equipment | 0 | 0 | 0 | 0 | 0 | 0 | 0 | 0 | 0 | 0 | 0 | 0 | 0 | 0 | 0 | 0 | 0 | 0 | 0 | 0 | 0 | 0 | 0 | 0 | 0 | 0 | 0 | 0 | 0 | 0
F4_Industrial_Stone, Clay, and Glass_Existing_Miscellaneous_Natural Gas_Miscellaneous_E7 | F4 | Industrial | Stone, Clay, and Glass | Existing | Miscellaneous | Natural Gas | Miscellaneous | E7 | Utility - Cost of Equipment | 0 | 0 | 0 | 0 | 0 | 0 | 0 | 0 | 0 | 0 | 0 | 0 | 0 | 0 | 0 | 0 | 0 | 0 | 0 | 0 | 0 | 0 | 0 | 0 | 0 | 0 | 0 | 0 | 0 | 0
F4_Industrial_Stone, Clay, and Glass_Existing_Miscellaneous_Natural Gas_Miscellaneous_E8 | F4 | Industrial | Stone, Clay, and Glass | Existing | Miscellaneous | Natural Gas | Miscellaneous | E8 | Utility - Cost of Equipment | 0 | 0 | 0 | 0 | 0 | 0 | 0 | 0 | 0 | 0 | 0 | 0 | 0 | 0 | 0 | 0 | 0 | 0 | 0 | 0 | 0 | 0 | 0 | 0 | 0 | 0 | 0 | 0 | 0 | 0
F4_Industrial_Stone, Clay, and Glass_Existing_Miscellaneous_Natural Gas_Miscellaneous_E9 | F4 | Industrial | Stone, Clay, and Glass | Existing | Miscellaneous | Natural Gas | Miscellaneous | E9 | Utility - Cost of Equipment | 0 | 0 | 0 | 0 | 0 | 0 | 0 | 0 | 0 | 0 | 0 | 0 | 0 | 0 | 0 | 0 | 0 | 0 | 0 | 0 | 0 | 0 | 0 | 0 | 0 | 0 | 0 | 0 | 0 | 0
F4_Industrial_Stone, Clay, and Glass_Existing_Miscellaneous_Natural Gas_Miscellaneous_E10 | F4 | Industrial | Stone, Clay, and Glass | Existing | Miscellaneous | Natural Gas | Miscellaneous | E10 | Utility - Cost of Equipment | 0 | 0 | 0 | 0 | 0 | 0 | 0 | 0 | 0 | 0 | 0 | 0 | 0 | 0 | 0 | 0 | 0 | 0 | 0 | 0 | 0 | 0 | 0 | 0 | 0 | 0 | 0 | 0 | 0 | 0
F5_Industrial_Stone, Clay, and Glass_Existing_Miscellaneous_Natural Gas_Miscellaneous_E1 | F5 | Industrial | Stone, Clay, and Glass | Existing | Miscellaneous | Natural Gas | Miscellaneous | E1 | Utility - Cost of Operation | 203.8706 | 222.8747 | 224.4037 | 225.9221 | 219.6196 | 212.9291 | 205.7322 | 199.6219 | 193.3783 | 188.8777 | 184.1517 | 179.5119 | 174.8612 | 170.4351 | 165.9808 | 161.5067 | 157.1895 | 153.1123 | 149.0844 | 145.5095 | 142.1236 | 138.8165 | 0 | 0 | 0 | 0 | 0 | 0 | 0 | 0
F5_Industrial_Stone, Clay, and Glass_Existing_Miscellaneous_Natural Gas_Miscellaneous_E2 | F5 | Industrial | Stone, Clay, and Glass | Existing | Miscellaneous | Natural Gas | Miscellaneous | E2 | Utility - Cost of Operation | 0 | 0 | 0 | 0 | 0 | 0 | 0 | 0 | 0 | 0 | 0 | 0 | 0 | 0 | 0 | 0 | 0 | 0 | 0 | 0 | 0 | 0 | 0 | 0 | 0 | 0 | 0 | 0 | 0 | 0
F5_Industrial_Stone, Clay, and Glass_Existing_Miscellaneous_Natural Gas_Miscellaneous_E3 | F5 | Industrial | Stone, Clay, and Glass | Existing | Miscellaneous | Natural Gas | Miscellaneous | E3 | Utility - Cost of Operation | 0 | 0 | 0 | 0 | 0 | 0 | 0 | 0 | 0 | 0 | 0 | 0 | 0 | 0 | 0 | 0 | 0 | 0 | 0 | 0 | 0 | 0 | 0 | 0 | 0 | 0 | 0 | 0 | 0 | 0
F5_Industrial_Stone, Clay, and Glass_Existing_Miscellaneous_Natural Gas_Miscellaneous_E4 | F5 | Industrial | Stone, Clay, and Glass | Existing | Miscellaneous | Natural Gas | Miscellaneous | E4 | Utility - Cost of Operation | 0 | 0 | 0 | 0 | 0 | 0 | 0 | 0 | 0 | 0 | 0 | 0 | 0 | 0 | 0 | 0 | 0 | 0 | 0 | 0 | 0 | 0 | 0 | 0 | 0 | 0 | 0 | 0 | 0 | 0
F5_Industrial_Stone, Clay, and Glass_Existing_Miscellaneous_Natural Gas_Miscellaneous_E5 | F5 | Industrial | Stone, Clay, and Glass | Existing | Miscellaneous | Natural Gas | Miscellaneous | E5 | Utility - Cost of Operation | 0 | 0 | 0 | 0 | 0 | 0 | 0 | 0 | 0 | 0 | 0 | 0 | 0 | 0 | 0 | 0 | 0 | 0 | 0 | 0 | 0 | 0 | 0 | 0 | 0 | 0 | 0 | 0 | 0 | 0
F5_Industrial_Stone, Clay, and Glass_Existing_Miscellaneous_Natural Gas_Miscellaneous_E6 | F5 | Industrial | Stone, Clay, and Glass | Existing | Miscellaneous | Natural Gas | Miscellaneous | E6 | Utility - Cost of Operation | 0 | 0 | 0 | 0 | 0 | 0 | 0 | 0 | 0 | 0 | 0 | 0 | 0 | 0 | 0 | 0 | 0 | 0 | 0 | 0 | 0 | 0 | 0 | 0 | 0 | 0 | 0 | 0 | 0 | 0
F5_Industrial_Stone, Clay, and Glass_Existing_Miscellaneous_Natural Gas_Miscellaneous_E7 | F5 | Industrial | Stone, Clay, and Glass | Existing | Miscellaneous | Natural Gas | Miscellaneous | E7 | Utility - Cost of Operation | 0 | 0 | 0 | 0 | 0 | 0 | 0 | 0 | 0 | 0 | 0 | 0 | 0 | 0 | 0 | 0 | 0 | 0 | 0 | 0 | 0 | 0 | 0 | 0 | 0 | 0 | 0 | 0 | 0 | 0
F5_Industrial_Stone, Clay, and Glass_Existing_Miscellaneous_Natural Gas_Miscellaneous_E8 | F5 | Industrial | Stone, Clay, and Glass | Existing | Miscellaneous | Natural Gas | Miscellaneous | E8 | Utility - Cost of Operation | 0 | 0 | 0 | 0 | 0 | 0 | 0 | 0 | 0 | 0 | 0 | 0 | 0 | 0 | 0 | 0 | 0 | 0 | 0 | 0 | 0 | 0 | 0 | 0 | 0 | 0 | 0 | 0 | 0 | 0
F5_Industrial_Stone, Clay, and Glass_Existing_Miscellaneous_Natural Gas_Miscellaneous_E9 | F5 | Industrial | Stone, Clay, and Glass | Existing | Miscellaneous | Natural Gas | Miscellaneous | E9 | Utility - Cost of Operation | 0 | 0 | 0 | 0 | 0 | 0 | 0 | 0 | 0 | 0 | 0 | 0 | 0 | 0 | 0 | 0 | 0 | 0 | 0 | 0 | 0 | 0 | 0 | 0 | 0 | 0 | 0 | 0 | 0 | 0
F5_Industrial_Stone, Clay, and Glass_Existing_Miscellaneous_Natural Gas_Miscellaneous_E10 | F5 | Industrial | Stone, Clay, and Glass | Existing | Miscellaneous | Natural Gas | Miscellaneous | E10 | Utility - Cost of Operation | 0 | 0 | 0 | 0 | 0 | 0 | 0 | 0 | 0 | 0 | 0 | 0 | 0 | 0 | 0 | 0 | 0 | 0 | 0 | 0 | 0 | 0 | 0 | 0 | 0 | 0 | 0 | 0 | 0 | 0
F6_Industrial_Stone, Clay, and Glass_Existing_Miscellaneous_Natural Gas_Miscellaneous_E1 | F6 | Industrial | Stone, Clay, and Glass | Existing | Miscellaneous | Natural Gas | Miscellaneous | E1 | Utility - Value of Sales | 244.2503 | 267.0183 | 268.8502 | 270.6694 | 263.1186 | 255.1029 | 246.4806 | 239.16 | 231.6798 | 226.2878 | 220.6258 | 215.0669 | 209.4951 | 204.1924 | 198.8558 | 193.4956 | 188.3232 | 183.4385 | 178.6128 | 174.3298 | 170.2733 | 166.3112 | 0 | 0 | 0 | 0 | 0 | 0 | 0 | 0
F6_Industrial_Stone, Clay, and Glass_Existing_Miscellaneous_Natural Gas_Miscellaneous_E2 | F6 | Industrial | Stone, Clay, and Glass | Existing | Miscellaneous | Natural Gas | Miscellaneous | E2 | Utility - Value of Sales | 0 | 0 | 0 | 0 | 0 | 0 | 0 | 0 | 0 | 0 | 0 | 0 | 0 | 0 | 0 | 0 | 0 | 0 | 0 | 0 | 0 | 0 | 0 | 0 | 0 | 0 | 0 | 0 | 0 | 0
F6_Industrial_Stone, Clay, and Glass_Existing_Miscellaneous_Natural Gas_Miscellaneous_E3 | F6 | Industrial | Stone, Clay, and Glass | Existing | Miscellaneous | Natural Gas | Miscellaneous | E3 | Utility - Value of Sales | 0 | 0 | 0 | 0 | 0 | 0 | 0 | 0 | 0 | 0 | 0 | 0 | 0 | 0 | 0 | 0 | 0 | 0 | 0 | 0 | 0 | 0 | 0 | 0 | 0 | 0 | 0 | 0 | 0 | 0
F6_Industrial_Stone, Clay, and Glass_Existing_Miscellaneous_Natural Gas_Miscellaneous_E4 | F6 | Industrial | Stone, Clay, and Glass | Existing | Miscellaneous | Natural Gas | Miscellaneous | E4 | Utility - Value of Sales | 0 | 0 | 0 | 0 | 0 | 0 | 0 | 0 | 0 | 0 | 0 | 0 | 0 | 0 | 0 | 0 | 0 | 0 | 0 | 0 | 0 | 0 | 0 | 0 | 0 | 0 | 0 | 0 | 0 | 0
F6_Industrial_Stone, Clay, and Glass_Existing_Miscellaneous_Natural Gas_Miscellaneous_E5 | F6 | Industrial | Stone, Clay, and Glass | Existing | Miscellaneous | Natural Gas | Miscellaneous | E5 | Utility - Value of Sales | 0 | 0 | 0 | 0 | 0 | 0 | 0 | 0 | 0 | 0 | 0 | 0 | 0 | 0 | 0 | 0 | 0 | 0 | 0 | 0 | 0 | 0 | 0 | 0 | 0 | 0 | 0 | 0 | 0 | 0
F6_Industrial_Stone, Clay, and Glass_Existing_Miscellaneous_Natural Gas_Miscellaneous_E6 | F6 | Industrial | Stone, Clay, and Glass | Existing | Miscellaneous | Natural Gas | Miscellaneous | E6 | Utility - Value of Sales | 0 | 0 | 0 | 0 | 0 | 0 | 0 | 0 | 0 | 0 | 0 | 0 | 0 | 0 | 0 | 0 | 0 | 0 | 0 | 0 | 0 | 0 | 0 | 0 | 0 | 0 | 0 | 0 | 0 | 0
F6_Industrial_Stone, Clay, and Glass_Existing_Miscellaneous_Natural Gas_Miscellaneous_E7 | F6 | Industrial | Stone, Clay, and Glass | Existing | Miscellaneous | Natural Gas | Miscellaneous | E7 | Utility - Value of Sales | 0 | 0 | 0 | 0 | 0 | 0 | 0 | 0 | 0 | 0 | 0 | 0 | 0 | 0 | 0 | 0 | 0 | 0 | 0 | 0 | 0 | 0 | 0 | 0 | 0 | 0 | 0 | 0 | 0 | 0
F6_Industrial_Stone, Clay, and Glass_Existing_Miscellaneous_Natural Gas_Miscellaneous_E8 | F6 | Industrial | Stone, Clay, and Glass | Existing | Miscellaneous | Natural Gas | Miscellaneous | E8 | Utility - Value of Sales | 0 | 0 | 0 | 0 | 0 | 0 | 0 | 0 | 0 | 0 | 0 | 0 | 0 | 0 | 0 | 0 | 0 | 0 | 0 | 0 | 0 | 0 | 0 | 0 | 0 | 0 | 0 | 0 | 0 | 0
F6_Industrial_Stone, Clay, and Glass_Existing_Miscellaneous_Natural Gas_Miscellaneous_E9 | F6 | Industrial | Stone, Clay, and Glass | Existing | Miscellaneous | Natural Gas | Miscellaneous | E9 | Utility - Value of Sales | 0 | 0 | 0 | 0 | 0 | 0 | 0 | 0 | 0 | 0 | 0 | 0 | 0 | 0 | 0 | 0 | 0 | 0 | 0 | 0 | 0 | 0 | 0 | 0 | 0 | 0 | 0 | 0 | 0 | 0
F6_Industrial_Stone, Clay, and Glass_Existing_Miscellaneous_Natural Gas_Miscellaneous_E10 | F6 | Industrial | Stone, Clay, and Glass | Existing | Miscellaneous | Natural Gas | Miscellaneous | E10 | Utility - Value of Sales | 0 | 0 | 0 | 0 | 0 | 0 | 0 | 0 | 0 | 0 | 0 | 0 | 0 | 0 | 0 | 0 | 0 | 0 | 0 | 0 | 0 | 0 | 0 | 0 | 0 | 0 | 0 | 0 | 0 | 0
F1_Industrial_Stone, Clay, and Glass_New_Space Heating_Natural Gas_Furnace_E1 | F1 | Industrial | Stone, Clay, and Glass | New | Space Heating | Natural Gas | Furnace | E1 | Participant - Cost of Equipment | 12.3666 | 12.3666 | 12.3666 | 12.3666 | 12.3666 | 12.3666 | 12.3666 | 12.3666 | 12.3666 | 12.3666 | 12.3666 | 12.3666 | 12.3666 | 12.3666 | 12.3666 | 12.3666 | 12.3666 | 12.3666 | 12.3666 | 12.3666 | 12.3666 | 12.3666 | 0 | 0 | 0 | 0 | 0 | 0 | 0 | 0
F1_Industrial_Stone, Clay, and Glass_New_Space Heating_Natural Gas_Furnace_E2 | F1 | Industrial | Stone, Clay, and Glass | New | Space Heating | Natural Gas | Furnace | E2 | Participant - Cost of Equipment | 14.84 | 14.84 | 14.84 | 14.84 | 14.84 | 14.84 | 14.84 | 14.84 | 14.84 | 14.84 | 14.84 | 14.84 | 14.84 | 14.84 | 14.84 | 14.84 | 14.84 | 14.84 | 14.84 | 14.84 | 14.84 | 14.84 | 0 | 0 | 0 | 0 | 0 | 0 | 0 | 0
F1_Industrial_Stone, Clay, and Glass_New_Space Heating_Natural Gas_Furnace_E3 | F1 | Industrial | Stone, Clay, and Glass | New | Space Heating | Natural Gas | Furnace | E3 | Participant - Cost of Equipment | 17.3134 | 17.3134 | 17.3134 | 17.3134 | 17.3134 | 17.3134 | 17.3134 | 17.3134 | 17.3134 | 17.3134 | 17.3134 | 17.3134 | 17.3134 | 17.3134 | 17.3134 | 17.3134 | 17.3134 | 17.3134 | 17.3134 | 17.3134 | 17.3134 | 17.3134 | 0 | 0 | 0 | 0 | 0 | 0 | 0 | 0
F1_Industrial_Stone, Clay, and Glass_New_Space Heating_Natural Gas_Furnace_E4 | F1 | Industrial | Stone, Clay, and Glass | New | Space Heating | Natural Gas | Furnace | E4 | Participant - Cost of Equipment | 0 | 0 | 0 | 0 | 0 | 0 | 0 | 0 | 0 | 0 | 0 | 0 | 0 | 0 | 0 | 0 | 0 | 0 | 0 | 0 | 0 | 0 | 0 | 0 | 0 | 0 | 0 | 0 | 0 | 0
F1_Industrial_Stone, Clay, and Glass_New_Space Heating_Natural Gas_Furnace_E5 | F1 | Industrial | Stone, Clay, and Glass | New | Space Heating | Natural Gas | Furnace | E5 | Participant - Cost of Equipment | 0 | 0 | 0 | 0 | 0 | 0 | 0 | 0 | 0 | 0 | 0 | 0 | 0 | 0 | 0 | 0 | 0 | 0 | 0 | 0 | 0 | 0 | 0 | 0 | 0 | 0 | 0 | 0 | 0 | 0
F1_Industrial_Stone, Clay, and Glass_New_Space Heating_Natural Gas_Furnace_E6 | F1 | Industrial | Stone, Clay, and Glass | New | Space Heating | Natural Gas | Furnace | E6 | Participant - Cost of Equipment | 0 | 0 | 0 | 0 | 0 | 0 | 0 | 0 | 0 | 0 | 0 | 0 | 0 | 0 | 0 | 0 | 0 | 0 | 0 | 0 | 0 | 0 | 0 | 0 | 0 | 0 | 0 | 0 | 0 | 0
F1_Industrial_Stone, Clay, and Glass_New_Space Heating_Natural Gas_Furnace_E7 | F1 | Industrial | Stone, Clay, and Glass | New | Space Heating | Natural Gas | Furnace | E7 | Participant - Cost of Equipment | 0 | 0 | 0 | 0 | 0 | 0 | 0 | 0 | 0 | 0 | 0 | 0 | 0 | 0 | 0 | 0 | 0 | 0 | 0 | 0 | 0 | 0 | 0 | 0 | 0 | 0 | 0 | 0 | 0 | 0
F1_Industrial_Stone, Clay, and Glass_New_Space Heating_Natural Gas_Furnace_E8 | F1 | Industrial | Stone, Clay, and Glass | New | Space Heating | Natural Gas | Furnace | E8 | Participant - Cost of Equipment | 0 | 0 | 0 | 0 | 0 | 0 | 0 | 0 | 0 | 0 | 0 | 0 | 0 | 0 | 0 | 0 | 0 | 0 | 0 | 0 | 0 | 0 | 0 | 0 | 0 | 0 | 0 | 0 | 0 | 0
F1_Industrial_Stone, Clay, and Glass_New_Space Heating_Natural Gas_Furnace_E9 | F1 | Industrial | Stone, Clay, and Glass | New | Space Heating | Natural Gas | Furnace | E9 | Participant - Cost of Equipment | 0 | 0 | 0 | 0 | 0 | 0 | 0 | 0 | 0 | 0 | 0 | 0 | 0 | 0 | 0 | 0 | 0 | 0 | 0 | 0 | 0 | 0 | 0 | 0 | 0 | 0 | 0 | 0 | 0 | 0
F1_Industrial_Stone, Clay, and Glass_New_Space Heating_Natural Gas_Furnace_E10 | F1 | Industrial | Stone, Clay, and Glass | New | Space Heating | Natural Gas | Furnace | E10 | Participant - Cost of Equipment | 0 | 0 | 0 | 0 | 0 | 0 | 0 | 0 | 0 | 0 | 0 | 0 | 0 | 0 | 0 | 0 | 0 | 0 | 0 | 0 | 0 | 0 | 0 | 0 | 0 | 0 | 0 | 0 | 0 | 0
F2_Industrial_Stone, Clay, and Glass_New_Space Heating_Natural Gas_Furnace_E1 | F2 | Industrial | Stone, Clay, and Glass | New | Space Heating | Natural Gas | Furnace | E1 | Participant - Cost of Operation | 205.9297 | 208.2116 | 204.9169 | 201.7602 | 196.3394 | 190.9751 | 185.5807 | 180.6574 | 175.7609 | 171.4875 | 167.2247 | 163.0811 | 159.0206 | 155.1162 | 151.2907 | 147.541 | 143.9119 | 140.4334 | 137.0343 | 133.838 | 130.7664 | 127.789 | 0 | 0 | 0 | 0 | 0 | 0 | 0 | 0
F2_Industrial_Stone, Clay, and Glass_New_Space Heating_Natural Gas_Furnace_E2 | F2 | Industrial | Stone, Clay, and Glass | New | Space Heating | Natural Gas | Furnace | E2 | Participant - Cost of Operation | 183.0439 | 185.0722 | 182.1437 | 179.3378 | 174.5194 | 169.7513 | 164.9564 | 160.5803 | 156.2279 | 152.4295 | 148.6404 | 144.9573 | 141.348 | 137.8776 | 134.4772 | 131.1442 | 127.9184 | 124.8265 | 121.8052 | 118.9641 | 116.2338 | 113.5873 | 0 | 0 | 0 | 0 | 0 | 0 | 0 | 0
F2_Industrial_Stone, Clay, and Glass_New_Space Heating_Natural Gas_Furnace_E3 | F2 | Industrial | Stone, Clay, and Glass | New | Space Heating | Natural Gas | Furnace | E3 | Participant - Cost of Operation | 171.6011 | 173.5025 | 170.7571 | 168.1266 | 163.6095 | 159.1394 | 154.6443 | 150.5417 | 146.4614 | 142.9004 | 139.3482 | 135.8954 | 132.5117 | 129.2582 | 126.0704 | 122.9458 | 119.9217 | 117.023 | 114.1906 | 111.5271 | 108.9675 | 106.4865 | 0 | 0 | 0 | 0 | 0 | 0 | 0 | 0
F2_Industrial_Stone, Clay, and Glass_New_Space Heating_Natural Gas_Furnace_E4 | F2 | Industrial | Stone, Clay, and Glass | New | Space Heating | Natural Gas | Furnace | E4 | Participant - Cost of Operation | 0 | 0 | 0 | 0 | 0 | 0 | 0 | 0 | 0 | 0 | 0 | 0 | 0 | 0 | 0 | 0 | 0 | 0 | 0 | 0 | 0 | 0 | 0 | 0 | 0 | 0 | 0 | 0 | 0 | 0
F2_Industrial_Stone, Clay, and Glass_New_Space Heating_Natural Gas_Furnace_E5 | F2 | Industrial | Stone, Clay, and Glass | New | Space Heating | Natural Gas | Furnace | E5 | Participant - Cost of Operation | 0 | 0 | 0 | 0 | 0 | 0 | 0 | 0 | 0 | 0 | 0 | 0 | 0 | 0 | 0 | 0 | 0 | 0 | 0 | 0 | 0 | 0 | 0 | 0 | 0 | 0 | 0 | 0 | 0 | 0
F2_Industrial_Stone, Clay, and Glass_New_Space Heating_Natural Gas_Furnace_E6 | F2 | Industrial | Stone, Clay, and Glass | New | Space Heating | Natural Gas | Furnace | E6 | Participant - Cost of Operation | 0 | 0 | 0 | 0 | 0 | 0 | 0 | 0 | 0 | 0 | 0 | 0 | 0 | 0 | 0 | 0 | 0 | 0 | 0 | 0 | 0 | 0 | 0 | 0 | 0 | 0 | 0 | 0 | 0 | 0
F2_Industrial_Stone, Clay, and Glass_New_Space Heating_Natural Gas_Furnace_E7 | F2 | Industrial | Stone, Clay, and Glass | New | Space Heating | Natural Gas | Furnace | E7 | Participant - Cost of Operation | 0 | 0 | 0 | 0 | 0 | 0 | 0 | 0 | 0 | 0 | 0 | 0 | 0 | 0 | 0 | 0 | 0 | 0 | 0 | 0 | 0 | 0 | 0 | 0 | 0 | 0 | 0 | 0 | 0 | 0
F2_Industrial_Stone, Clay, and Glass_New_Space Heating_Natural Gas_Furnace_E8 | F2 | Industrial | Stone, Clay, and Glass | New | Space Heating | Natural Gas | Furnace | E8 | Participant - Cost of Operation | 0 | 0 | 0 | 0 | 0 | 0 | 0 | 0 | 0 | 0 | 0 | 0 | 0 | 0 | 0 | 0 | 0 | 0 | 0 | 0 | 0 | 0 | 0 | 0 | 0 | 0 | 0 | 0 | 0 | 0
F2_Industrial_Stone, Clay, and Glass_New_Space Heating_Natural Gas_Furnace_E9 | F2 | Industrial | Stone, Clay, and Glass | New | Space Heating | Natural Gas | Furnace | E9 | Participant - Cost of Operation | 0 | 0 | 0 | 0 | 0 | 0 | 0 | 0 | 0 | 0 | 0 | 0 | 0 | 0 | 0 | 0 | 0 | 0 | 0 | 0 | 0 | 0 | 0 | 0 | 0 | 0 | 0 | 0 | 0 | 0
F2_Industrial_Stone, Clay, and Glass_New_Space Heating_Natural Gas_Furnace_E10 | F2 | Industrial | Stone, Clay, and Glass | New | Space Heating | Natural Gas | Furnace | E10 | Participant - Cost of Operation | 0 | 0 | 0 | 0 | 0 | 0 | 0 | 0 | 0 | 0 | 0 | 0 | 0 | 0 | 0 | 0 | 0 | 0 | 0 | 0 | 0 | 0 | 0 | 0 | 0 | 0 | 0 | 0 | 0 | 0
F3_Industrial_Stone, Clay, and Glass_New_Space Heating_Natural Gas_Furnace_E1 | F3 | Industrial | Stone, Clay, and Glass | New | Space Heating | Natural Gas | Furnace | E1 | System - kBTUs of Conusmption | 33944.631 | 33944.631 | 33944.631 | 33944.631 | 33944.631 | 33944.631 | 33944.631 | 33944.631 | 33944.631 | 33944.631 | 33944.631 | 33944.631 | 33944.631 | 33944.631 | 33944.631 | 33944.631 | 33944.631 | 33944.631 | 33944.631 | 33944.631 | 33944.631 | 33944.631 | 0 | 0 | 0 | 0 | 0 | 0 | 0 | 0
F3_Industrial_Stone, Clay, and Glass_New_Space Heating_Natural Gas_Furnace_E2 | F3 | Industrial | Stone, Clay, and Glass | New | Space Heating | Natural Gas | Furnace | E2 | System - kBTUs of Conusmption | 30172.2348 | 30172.2348 | 30172.2348 | 30172.2348 | 30172.2348 | 30172.2348 | 30172.2348 | 30172.2348 | 30172.2348 | 30172.2348 | 30172.2348 | 30172.2348 | 30172.2348 | 30172.2348 | 30172.2348 | 30172.2348 | 30172.2348 | 30172.2348 | 30172.2348 | 30172.2348 | 30172.2348 | 30172.2348 | 0 | 0 | 0 | 0 | 0 | 0 | 0 | 0
F3_Industrial_Stone, Clay, and Glass_New_Space Heating_Natural Gas_Furnace_E3 | F3 | Industrial | Stone, Clay, and Glass | New | Space Heating | Natural Gas | Furnace | E3 | System - kBTUs of Conusmption | 28286.0367 | 28286.0367 | 28286.0367 | 28286.0367 | 28286.0367 | 28286.0367 | 28286.0367 | 28286.0367 | 28286.0367 | 28286.0367 | 28286.0367 | 28286.0367 | 28286.0367 | 28286.0367 | 28286.0367 | 28286.0367 | 28286.0367 | 28286.0367 | 28286.0367 | 28286.0367 | 28286.0367 | 28286.0367 | 0 | 0 | 0 | 0 | 0 | 0 | 0 | 0
F3_Industrial_Stone, Clay, and Glass_New_Space Heating_Natural Gas_Furnace_E4 | F3 | Industrial | Stone, Clay, and Glass | New | Space Heating | Natural Gas | Furnace | E4 | System - kBTUs of Conusmption | 0 | 0 | 0 | 0 | 0 | 0 | 0 | 0 | 0 | 0 | 0 | 0 | 0 | 0 | 0 | 0 | 0 | 0 | 0 | 0 | 0 | 0 | 0 | 0 | 0 | 0 | 0 | 0 | 0 | 0
F3_Industrial_Stone, Clay, and Glass_New_Space Heating_Natural Gas_Furnace_E5 | F3 | Industrial | Stone, Clay, and Glass | New | Space Heating | Natural Gas | Furnace | E5 | System - kBTUs of Conusmption | 0 | 0 | 0 | 0 | 0 | 0 | 0 | 0 | 0 | 0 | 0 | 0 | 0 | 0 | 0 | 0 | 0 | 0 | 0 | 0 | 0 | 0 | 0 | 0 | 0 | 0 | 0 | 0 | 0 | 0
F3_Industrial_Stone, Clay, and Glass_New_Space Heating_Natural Gas_Furnace_E6 | F3 | Industrial | Stone, Clay, and Glass | New | Space Heating | Natural Gas | Furnace | E6 | System - kBTUs of Conusmption | 0 | 0 | 0 | 0 | 0 | 0 | 0 | 0 | 0 | 0 | 0 | 0 | 0 | 0 | 0 | 0 | 0 | 0 | 0 | 0 | 0 | 0 | 0 | 0 | 0 | 0 | 0 | 0 | 0 | 0
F3_Industrial_Stone, Clay, and Glass_New_Space Heating_Natural Gas_Furnace_E7 | F3 | Industrial | Stone, Clay, and Glass | New | Space Heating | Natural Gas | Furnace | E7 | System - kBTUs of Conusmption | 0 | 0 | 0 | 0 | 0 | 0 | 0 | 0 | 0 | 0 | 0 | 0 | 0 | 0 | 0 | 0 | 0 | 0 | 0 | 0 | 0 | 0 | 0 | 0 | 0 | 0 | 0 | 0 | 0 | 0
F3_Industrial_Stone, Clay, and Glass_New_Space Heating_Natural Gas_Furnace_E8 | F3 | Industrial | Stone, Clay, and Glass | New | Space Heating | Natural Gas | Furnace | E8 | System - kBTUs of Conusmption | 0 | 0 | 0 | 0 | 0 | 0 | 0 | 0 | 0 | 0 | 0 | 0 | 0 | 0 | 0 | 0 | 0 | 0 | 0 | 0 | 0 | 0 | 0 | 0 | 0 | 0 | 0 | 0 | 0 | 0
F3_Industrial_Stone, Clay, and Glass_New_Space Heating_Natural Gas_Furnace_E9 | F3 | Industrial | Stone, Clay, and Glass | New | Space Heating | Natural Gas | Furnace | E9 | System - kBTUs of Conusmption | 0 | 0 | 0 | 0 | 0 | 0 | 0 | 0 | 0 | 0 | 0 | 0 | 0 | 0 | 0 | 0 | 0 | 0 | 0 | 0 | 0 | 0 | 0 | 0 | 0 | 0 | 0 | 0 | 0 | 0
F3_Industrial_Stone, Clay, and Glass_New_Space Heating_Natural Gas_Furnace_E10 | F3 | Industrial | Stone, Clay, and Glass | New | Space Heating | Natural Gas | Furnace | E10 | System - kBTUs of Conusmption | 0 | 0 | 0 | 0 | 0 | 0 | 0 | 0 | 0 | 0 | 0 | 0 | 0 | 0 | 0 | 0 | 0 | 0 | 0 | 0 | 0 | 0 | 0 | 0 | 0 | 0 | 0 | 0 | 0 | 0
F4_Industrial_Stone, Clay, and Glass_New_Space Heating_Natural Gas_Furnace_E1 | F4 | Industrial | Stone, Clay, and Glass | New | Space Heating | Natural Gas | Furnace | E1 | Utility - Cost of Equipment | 12.3666 | 12.3666 | 12.3666 | 12.3666 | 12.3666 | 12.3666 | 12.3666 | 12.3666 | 12.3666 | 12.3666 | 12.3666 | 12.3666 | 12.3666 | 12.3666 | 12.3666 | 12.3666 | 12.3666 | 12.3666 | 12.3666 | 12.3666 | 12.3666 | 12.3666 | 0 | 0 | 0 | 0 | 0 | 0 | 0 | 0
F4_Industrial_Stone, Clay, and Glass_New_Space Heating_Natural Gas_Furnace_E2 | F4 | Industrial | Stone, Clay, and Glass | New | Space Heating | Natural Gas | Furnace | E2 | Utility - Cost of Equipment | 14.84 | 14.84 | 14.84 | 14.84 | 14.84 | 14.84 | 14.84 | 14.84 | 14.84 | 14.84 | 14.84 | 14.84 | 14.84 | 14.84 | 14.84 | 14.84 | 14.84 | 14.84 | 14.84 | 14.84 | 14.84 | 14.84 | 0 | 0 | 0 | 0 | 0 | 0 | 0 | 0
F4_Industrial_Stone, Clay, and Glass_New_Space Heating_Natural Gas_Furnace_E3 | F4 | Industrial | Stone, Clay, and Glass | New | Space Heating | Natural Gas | Furnace | E3 | Utility - Cost of Equipment | 17.3134 | 17.3134 | 17.3134 | 17.3134 | 17.3134 | 17.3134 | 17.3134 | 17.3134 | 17.3134 | 17.3134 | 17.3134 | 17.3134 | 17.3134 | 17.3134 | 17.3134 | 17.3134 | 17.3134 | 17.3134 | 17.3134 | 17.3134 | 17.3134 | 17.3134 | 0 | 0 | 0 | 0 | 0 | 0 | 0 | 0
F4_Industrial_Stone, Clay, and Glass_New_Space Heating_Natural Gas_Furnace_E4 | F4 | Industrial | Stone, Clay, and Glass | New | Space Heating | Natural Gas | Furnace | E4 | Utility - Cost of Equipment | 0 | 0 | 0 | 0 | 0 | 0 | 0 | 0 | 0 | 0 | 0 | 0 | 0 | 0 | 0 | 0 | 0 | 0 | 0 | 0 | 0 | 0 | 0 | 0 | 0 | 0 | 0 | 0 | 0 | 0
F4_Industrial_Stone, Clay, and Glass_New_Space Heating_Natural Gas_Furnace_E5 | F4 | Industrial | Stone, Clay, and Glass | New | Space Heating | Natural Gas | Furnace | E5 | Utility - Cost of Equipment | 0 | 0 | 0 | 0 | 0 | 0 | 0 | 0 | 0 | 0 | 0 | 0 | 0 | 0 | 0 | 0 | 0 | 0 | 0 | 0 | 0 | 0 | 0 | 0 | 0 | 0 | 0 | 0 | 0 | 0
F4_Industrial_Stone, Clay, and Glass_New_Space Heating_Natural Gas_Furnace_E6 | F4 | Industrial | Stone, Clay, and Glass | New | Space Heating | Natural Gas | Furnace | E6 | Utility - Cost of Equipment | 0 | 0 | 0 | 0 | 0 | 0 | 0 | 0 | 0 | 0 | 0 | 0 | 0 | 0 | 0 | 0 | 0 | 0 | 0 | 0 | 0 | 0 | 0 | 0 | 0 | 0 | 0 | 0 | 0 | 0
F4_Industrial_Stone, Clay, and Glass_New_Space Heating_Natural Gas_Furnace_E7 | F4 | Industrial | Stone, Clay, and Glass | New | Space Heating | Natural Gas | Furnace | E7 | Utility - Cost of Equipment | 0 | 0 | 0 | 0 | 0 | 0 | 0 | 0 | 0 | 0 | 0 | 0 | 0 | 0 | 0 | 0 | 0 | 0 | 0 | 0 | 0 | 0 | 0 | 0 | 0 | 0 | 0 | 0 | 0 | 0
F4_Industrial_Stone, Clay, and Glass_New_Space Heating_Natural Gas_Furnace_E8 | F4 | Industrial | Stone, Clay, and Glass | New | Space Heating | Natural Gas | Furnace | E8 | Utility - Cost of Equipment | 0 | 0 | 0 | 0 | 0 | 0 | 0 | 0 | 0 | 0 | 0 | 0 | 0 | 0 | 0 | 0 | 0 | 0 | 0 | 0 | 0 | 0 | 0 | 0 | 0 | 0 | 0 | 0 | 0 | 0
F4_Industrial_Stone, Clay, and Glass_New_Space Heating_Natural Gas_Furnace_E9 | F4 | Industrial | Stone, Clay, and Glass | New | Space Heating | Natural Gas | Furnace | E9 | Utility - Cost of Equipment | 0 | 0 | 0 | 0 | 0 | 0 | 0 | 0 | 0 | 0 | 0 | 0 | 0 | 0 | 0 | 0 | 0 | 0 | 0 | 0 | 0 | 0 | 0 | 0 | 0 | 0 | 0 | 0 | 0 | 0
F4_Industrial_Stone, Clay, and Glass_New_Space Heating_Natural Gas_Furnace_E10 | F4 | Industrial | Stone, Clay, and Glass | New | Space Heating | Natural Gas | Furnace | E10 | Utility - Cost of Equipment | 0 | 0 | 0 | 0 | 0 | 0 | 0 | 0 | 0 | 0 | 0 | 0 | 0 | 0 | 0 | 0 | 0 | 0 | 0 | 0 | 0 | 0 | 0 | 0 | 0 | 0 | 0 | 0 | 0 | 0
F5_Industrial_Stone, Clay, and Glass_New_Space Heating_Natural Gas_Furnace_E1 | F5 | Industrial | Stone, Clay, and Glass | New | Space Heating | Natural Gas | Furnace | E1 | Utility - Cost of Operation | 171.8852 | 173.7899 | 171.0399 | 168.405 | 163.8804 | 159.4029 | 154.9004 | 150.791 | 146.704 | 143.1371 | 139.579 | 136.1204 | 132.7312 | 129.4723 | 126.2792 | 123.1494 | 120.1203 | 117.2168 | 114.3797 | 111.7118 | 109.148 | 106.6628 | 0 | 0 | 0 | 0 | 0 | 0 | 0 | 0
F5_Industrial_Stone, Clay, and Glass_New_Space Heating_Natural Gas_Furnace_E2 | F5 | Industrial | Stone, Clay, and Glass | New | Space Heating | Natural Gas | Furnace | E2 | Utility - Cost of Operation | 152.783 | 154.4759 | 152.0316 | 149.6895 | 145.6677 | 141.6879 | 137.6857 | 134.033 | 130.4002 | 127.2297 | 124.067 | 120.9928 | 117.9802 | 115.0835 | 112.2453 | 109.4633 | 106.7709 | 104.1901 | 101.6682 | 99.2968 | 97.0179 | 94.809 | 0 | 0 | 0 | 0 | 0 | 0 | 0 | 0
F5_Industrial_Stone, Clay, and Glass_New_Space Heating_Natural Gas_Furnace_E3 | F5 | Industrial | Stone, Clay, and Glass | New | Space Heating | Natural Gas | Furnace | E3 | Utility - Cost of Operation | 143.2318 | 144.819 | 142.5274 | 140.3318 | 136.5614 | 132.8303 | 129.0784 | 125.654 | 122.2483 | 119.276 | 116.3111 | 113.429 | 110.6048 | 107.8892 | 105.2284 | 102.6203 | 100.0961 | 97.6767 | 95.3125 | 93.0894 | 90.9529 | 88.882 | 0 | 0 | 0 | 0 | 0 | 0 | 0 | 0
F5_Industrial_Stone, Clay, and Glass_New_Space Heating_Natural Gas_Furnace_E4 | F5 | Industrial | Stone, Clay, and Glass | New | Space Heating | Natural Gas | Furnace | E4 | Utility - Cost of Operation | 0 | 0 | 0 | 0 | 0 | 0 | 0 | 0 | 0 | 0 | 0 | 0 | 0 | 0 | 0 | 0 | 0 | 0 | 0 | 0 | 0 | 0 | 0 | 0 | 0 | 0 | 0 | 0 | 0 | 0
F5_Industrial_Stone, Clay, and Glass_New_Space Heating_Natural Gas_Furnace_E5 | F5 | Industrial | Stone, Clay, and Glass | New | Space Heating | Natural Gas | Furnace | E5 | Utility - Cost of Operation | 0 | 0 | 0 | 0 | 0 | 0 | 0 | 0 | 0 | 0 | 0 | 0 | 0 | 0 | 0 | 0 | 0 | 0 | 0 | 0 | 0 | 0 | 0 | 0 | 0 | 0 | 0 | 0 | 0 | 0
F5_Industrial_Stone, Clay, and Glass_New_Space Heating_Natural Gas_Furnace_E6 | F5 | Industrial | Stone, Clay, and Glass | New | Space Heating | Natural Gas | Furnace | E6 | Utility - Cost of Operation | 0 | 0 | 0 | 0 | 0 | 0 | 0 | 0 | 0 | 0 | 0 | 0 | 0 | 0 | 0 | 0 | 0 | 0 | 0 | 0 | 0 | 0 | 0 | 0 | 0 | 0 | 0 | 0 | 0 | 0
F5_Industrial_Stone, Clay, and Glass_New_Space Heating_Natural Gas_Furnace_E7 | F5 | Industrial | Stone, Clay, and Glass | New | Space Heating | Natural Gas | Furnace | E7 | Utility - Cost of Operation | 0 | 0 | 0 | 0 | 0 | 0 | 0 | 0 | 0 | 0 | 0 | 0 | 0 | 0 | 0 | 0 | 0 | 0 | 0 | 0 | 0 | 0 | 0 | 0 | 0 | 0 | 0 | 0 | 0 | 0
F5_Industrial_Stone, Clay, and Glass_New_Space Heating_Natural Gas_Furnace_E8 | F5 | Industrial | Stone, Clay, and Glass | New | Space Heating | Natural Gas | Furnace | E8 | Utility - Cost of Operation | 0 | 0 | 0 | 0 | 0 | 0 | 0 | 0 | 0 | 0 | 0 | 0 | 0 | 0 | 0 | 0 | 0 | 0 | 0 | 0 | 0 | 0 | 0 | 0 | 0 | 0 | 0 | 0 | 0 | 0
F5_Industrial_Stone, Clay, and Glass_New_Space Heating_Natural Gas_Furnace_E9 | F5 | Industrial | Stone, Clay, and Glass | New | Space Heating | Natural Gas | Furnace | E9 | Utility - Cost of Operation | 0 | 0 | 0 | 0 | 0 | 0 | 0 | 0 | 0 | 0 | 0 | 0 | 0 | 0 | 0 | 0 | 0 | 0 | 0 | 0 | 0 | 0 | 0 | 0 | 0 | 0 | 0 | 0 | 0 | 0
F5_Industrial_Stone, Clay, and Glass_New_Space Heating_Natural Gas_Furnace_E10 | F5 | Industrial | Stone, Clay, and Glass | New | Space Heating | Natural Gas | Furnace | E10 | Utility - Cost of Operation | 0 | 0 | 0 | 0 | 0 | 0 | 0 | 0 | 0 | 0 | 0 | 0 | 0 | 0 | 0 | 0 | 0 | 0 | 0 | 0 | 0 | 0 | 0 | 0 | 0 | 0 | 0 | 0 | 0 | 0
F6_Industrial_Stone, Clay, and Glass_New_Space Heating_Natural Gas_Furnace_E1 | F6 | Industrial | Stone, Clay, and Glass | New | Space Heating | Natural Gas | Furnace | E1 | Utility - Value of Sales | 205.9297 | 208.2116 | 204.9169 | 201.7602 | 196.3394 | 190.9751 | 185.5807 | 180.6574 | 175.7609 | 171.4875 | 167.2247 | 163.0811 | 159.0206 | 155.1162 | 151.2907 | 147.541 | 143.9119 | 140.4334 | 137.0343 | 133.838 | 130.7664 | 127.789 | 0 | 0 | 0 | 0 | 0 | 0 | 0 | 0
F6_Industrial_Stone, Clay, and Glass_New_Space Heating_Natural Gas_Furnace_E2 | F6 | Industrial | Stone, Clay, and Glass | New | Space Heating | Natural Gas | Furnace | E2 | Utility - Value of Sales | 183.0439 | 185.0722 | 182.1437 | 179.3378 | 174.5194 | 169.7513 | 164.9564 | 160.5803 | 156.2279 | 152.4295 | 148.6404 | 144.9573 | 141.348 | 137.8776 | 134.4772 | 131.1442 | 127.9184 | 124.8265 | 121.8052 | 118.9641 | 116.2338 | 113.5873 | 0 | 0 | 0 | 0 | 0 | 0 | 0 | 0
F6_Industrial_Stone, Clay, and Glass_New_Space Heating_Natural Gas_Furnace_E3 | F6 | Industrial | Stone, Clay, and Glass | New | Space Heating | Natural Gas | Furnace | E3 | Utility - Value of Sales | 171.6011 | 173.5025 | 170.7571 | 168.1266 | 163.6095 | 159.1394 | 154.6443 | 150.5417 | 146.4614 | 142.9004 | 139.3482 | 135.8954 | 132.5117 | 129.2582 | 126.0704 | 122.9458 | 119.9217 | 117.023 | 114.1906 | 111.5271 | 108.9675 | 106.4865 | 0 | 0 | 0 | 0 | 0 | 0 | 0 | 0
F6_Industrial_Stone, Clay, and Glass_New_Space Heating_Natural Gas_Furnace_E4 | F6 | Industrial | Stone, Clay, and Glass | New | Space Heating | Natural Gas | Furnace | E4 | Utility - Value of Sales | 0 | 0 | 0 | 0 | 0 | 0 | 0 | 0 | 0 | 0 | 0 | 0 | 0 | 0 | 0 | 0 | 0 | 0 | 0 | 0 | 0 | 0 | 0 | 0 | 0 | 0 | 0 | 0 | 0 | 0
F6_Industrial_Stone, Clay, and Glass_New_Space Heating_Natural Gas_Furnace_E5 | F6 | Industrial | Stone, Clay, and Glass | New | Space Heating | Natural Gas | Furnace | E5 | Utility - Value of Sales | 0 | 0 | 0 | 0 | 0 | 0 | 0 | 0 | 0 | 0 | 0 | 0 | 0 | 0 | 0 | 0 | 0 | 0 | 0 | 0 | 0 | 0 | 0 | 0 | 0 | 0 | 0 | 0 | 0 | 0
F6_Industrial_Stone, Clay, and Glass_New_Space Heating_Natural Gas_Furnace_E6 | F6 | Industrial | Stone, Clay, and Glass | New | Space Heating | Natural Gas | Furnace | E6 | Utility - Value of Sales | 0 | 0 | 0 | 0 | 0 | 0 | 0 | 0 | 0 | 0 | 0 | 0 | 0 | 0 | 0 | 0 | 0 | 0 | 0 | 0 | 0 | 0 | 0 | 0 | 0 | 0 | 0 | 0 | 0 | 0
F6_Industrial_Stone, Clay, and Glass_New_Space Heating_Natural Gas_Furnace_E7 | F6 | Industrial | Stone, Clay, and Glass | New | Space Heating | Natural Gas | Furnace | E7 | Utility - Value of Sales | 0 | 0 | 0 | 0 | 0 | 0 | 0 | 0 | 0 | 0 | 0 | 0 | 0 | 0 | 0 | 0 | 0 | 0 | 0 | 0 | 0 | 0 | 0 | 0 | 0 | 0 | 0 | 0 | 0 | 0
F6_Industrial_Stone, Clay, and Glass_New_Space Heating_Natural Gas_Furnace_E8 | F6 | Industrial | Stone, Clay, and Glass | New | Space Heating | Natural Gas | Furnace | E8 | Utility - Value of Sales | 0 | 0 | 0 | 0 | 0 | 0 | 0 | 0 | 0 | 0 | 0 | 0 | 0 | 0 | 0 | 0 | 0 | 0 | 0 | 0 | 0 | 0 | 0 | 0 | 0 | 0 | 0 | 0 | 0 | 0
F6_Industrial_Stone, Clay, and Glass_New_Space Heating_Natural Gas_Furnace_E9 | F6 | Industrial | Stone, Clay, and Glass | New | Space Heating | Natural Gas | Furnace | E9 | Utility - Value of Sales | 0 | 0 | 0 | 0 | 0 | 0 | 0 | 0 | 0 | 0 | 0 | 0 | 0 | 0 | 0 | 0 | 0 | 0 | 0 | 0 | 0 | 0 | 0 | 0 | 0 | 0 | 0 | 0 | 0 | 0
F6_Industrial_Stone, Clay, and Glass_New_Space Heating_Natural Gas_Furnace_E10 | F6 | Industrial | Stone, Clay, and Glass | New | Space Heating | Natural Gas | Furnace | E10 | Utility - Value of Sales | 0 | 0 | 0 | 0 | 0 | 0 | 0 | 0 | 0 | 0 | 0 | 0 | 0 | 0 | 0 | 0 | 0 | 0 | 0 | 0 | 0 | 0 | 0 | 0 | 0 | 0 | 0 | 0 | 0 | 0
F1_Industrial_Stone, Clay, and Glass_New_Space Heating_Natural Gas_Boiler_E1 | F1 | Industrial | Stone, Clay, and Glass | New | Space Heating | Natural Gas | Boiler | E1 | Participant - Cost of Equipment | 21.5617 | 21.5617 | 21.5617 | 21.5617 | 21.5617 | 21.5617 | 21.5617 | 21.5617 | 21.5617 | 21.5617 | 21.5617 | 21.5617 | 21.5617 | 21.5617 | 21.5617 | 21.5617 | 21.5617 | 21.5617 | 21.5617 | 21.5617 | 21.5617 | 21.5617 | 0 | 0 | 0 | 0 | 0 | 0 | 0 | 0
F1_Industrial_Stone, Clay, and Glass_New_Space Heating_Natural Gas_Boiler_E2 | F1 | Industrial | Stone, Clay, and Glass | New | Space Heating | Natural Gas | Boiler | E2 | Participant - Cost of Equipment | 24.0916 | 24.0916 | 24.0916 | 24.0916 | 24.0916 | 24.0916 | 24.0916 | 24.0916 | 24.0916 | 24.0916 | 24.0916 | 24.0916 | 24.0916 | 24.0916 | 24.0916 | 24.0916 | 24.0916 | 24.0916 | 24.0916 | 24.0916 | 24.0916 | 24.0916 | 0 | 0 | 0 | 0 | 0 | 0 | 0 | 0
F1_Industrial_Stone, Clay, and Glass_New_Space Heating_Natural Gas_Boiler_E3 | F1 | Industrial | Stone, Clay, and Glass | New | Space Heating | Natural Gas | Boiler | E3 | Participant - Cost of Equipment | 29.1723 | 29.1723 | 29.1723 | 29.1723 | 29.1723 | 29.1723 | 29.1723 | 29.1723 | 29.1723 | 29.1723 | 29.1723 | 29.1723 | 29.1723 | 29.1723 | 29.1723 | 29.1723 | 29.1723 | 29.1723 | 29.1723 | 29.1723 | 29.1723 | 29.1723 | 0 | 0 | 0 | 0 | 0 | 0 | 0 | 0
F1_Industrial_Stone, Clay, and Glass_New_Space Heating_Natural Gas_Boiler_E4 | F1 | Industrial | Stone, Clay, and Glass | New | Space Heating | Natural Gas | Boiler | E4 | Participant - Cost of Equipment | 119141.3372 | 119141.3372 | 119141.3372 | 119141.3372 | 119141.3372 | 119141.3372 | 119141.3372 | 119141.3372 | 119141.3372 | 119141.3372 | 119141.3372 | 119141.3372 | 119141.3372 | 119141.3372 | 119141.3372 | 119141.3372 | 119141.3372 | 119141.3372 | 119141.3372 | 119141.3372 | 119141.3372 | 119141.3372 | 0 | 0 | 0 | 0 | 0 | 0 | 0 | 0
F1_Industrial_Stone, Clay, and Glass_New_Space Heating_Natural Gas_Boiler_E5 | F1 | Industrial | Stone, Clay, and Glass | New | Space Heating | Natural Gas | Boiler | E5 | Participant - Cost of Equipment | 0 | 0 | 0 | 0 | 0 | 0 | 0 | 0 | 0 | 0 | 0 | 0 | 0 | 0 | 0 | 0 | 0 | 0 | 0 | 0 | 0 | 0 | 0 | 0 | 0 | 0 | 0 | 0 | 0 | 0
F1_Industrial_Stone, Clay, and Glass_New_Space Heating_Natural Gas_Boiler_E6 | F1 | Industrial | Stone, Clay, and Glass | New | Space Heating | Natural Gas | Boiler | E6 | Participant - Cost of Equipment | 0 | 0 | 0 | 0 | 0 | 0 | 0 | 0 | 0 | 0 | 0 | 0 | 0 | 0 | 0 | 0 | 0 | 0 | 0 | 0 | 0 | 0 | 0 | 0 | 0 | 0 | 0 | 0 | 0 | 0
F1_Industrial_Stone, Clay, and Glass_New_Space Heating_Natural Gas_Boiler_E7 | F1 | Industrial | Stone, Clay, and Glass | New | Space Heating | Natural Gas | Boiler | E7 | Participant - Cost of Equipment | 0 | 0 | 0 | 0 | 0 | 0 | 0 | 0 | 0 | 0 | 0 | 0 | 0 | 0 | 0 | 0 | 0 | 0 | 0 | 0 | 0 | 0 | 0 | 0 | 0 | 0 | 0 | 0 | 0 | 0
F1_Industrial_Stone, Clay, and Glass_New_Space Heating_Natural Gas_Boiler_E8 | F1 | Industrial | Stone, Clay, and Glass | New | Space Heating | Natural Gas | Boiler | E8 | Participant - Cost of Equipment | 0 | 0 | 0 | 0 | 0 | 0 | 0 | 0 | 0 | 0 | 0 | 0 | 0 | 0 | 0 | 0 | 0 | 0 | 0 | 0 | 0 | 0 | 0 | 0 | 0 | 0 | 0 | 0 | 0 | 0
F1_Industrial_Stone, Clay, and Glass_New_Space Heating_Natural Gas_Boiler_E9 | F1 | Industrial | Stone, Clay, and Glass | New | Space Heating | Natural Gas | Boiler | E9 | Participant - Cost of Equipment | 0 | 0 | 0 | 0 | 0 | 0 | 0 | 0 | 0 | 0 | 0 | 0 | 0 | 0 | 0 | 0 | 0 | 0 | 0 | 0 | 0 | 0 | 0 | 0 | 0 | 0 | 0 | 0 | 0 | 0
F1_Industrial_Stone, Clay, and Glass_New_Space Heating_Natural Gas_Boiler_E10 | F1 | Industrial | Stone, Clay, and Glass | New | Space Heating | Natural Gas | Boiler | E10 | Participant - Cost of Equipment | 0 | 0 | 0 | 0 | 0 | 0 | 0 | 0 | 0 | 0 | 0 | 0 | 0 | 0 | 0 | 0 | 0 | 0 | 0 | 0 | 0 | 0 | 0 | 0 | 0 | 0 | 0 | 0 | 0 | 0
F2_Industrial_Stone, Clay, and Glass_New_Space Heating_Natural Gas_Boiler_E1 | F2 | Industrial | Stone, Clay, and Glass | New | Space Heating | Natural Gas | Boiler | E1 | Participant - Cost of Operation | 184.936 | 186.7112 | 183.6989 | 180.8107 | 175.9788 | 171.1995 | 166.3982 | 162.0057 | 157.6401 | 153.814 | 150.0005 | 146.293 | 142.6602 | 139.1651 | 135.741 | 132.3851 | 129.14 | 126.0319 | 123.0004 | 120.1521 | 117.4206 | 114.7805 | 0 | 0 | 0 | 0 | 0 | 0 | 0 | 0
F2_Industrial_Stone, Clay, and Glass_New_Space Heating_Natural Gas_Boiler_E2 | F2 | Industrial | Stone, Clay, and Glass | New | Space Heating | Natural Gas | Boiler | E2 | Participant - Cost of Operation | 174.0593 | 175.7301 | 172.8951 | 170.1767 | 165.629 | 161.1307 | 156.6118 | 152.4777 | 148.3688 | 144.7677 | 141.1785 | 137.689 | 134.27 | 130.9804 | 127.7576 | 124.5992 | 121.5449 | 118.6196 | 115.7664 | 113.0856 | 110.5148 | 108.0299 | 0 | 0 | 0 | 0 | 0 | 0 | 0 | 0
F2_Industrial_Stone, Clay, and Glass_New_Space Heating_Natural Gas_Boiler_E3 | F2 | Industrial | Stone, Clay, and Glass | New | Space Heating | Natural Gas | Boiler | E3 | Participant - Cost of Operation | 152.5382 | 154.0024 | 151.5179 | 149.1356 | 145.1502 | 141.2081 | 137.2479 | 133.625 | 130.0241 | 126.8683 | 123.7229 | 120.6648 | 117.6685 | 114.7856 | 111.9613 | 109.1934 | 106.5168 | 103.9532 | 101.4527 | 99.1034 | 96.8505 | 94.6728 | 0 | 0 | 0 | 0 | 0 | 0 | 0 | 0
F2_Industrial_Stone, Clay, and Glass_New_Space Heating_Natural Gas_Boiler_E4 | F2 | Industrial | Stone, Clay, and Glass | New | Space Heating | Natural Gas | Boiler | E4 | Participant - Cost of Operation | 113.152 | 115.5777 | 114.0417 | 112.575 | 109.484 | 106.4069 | 103.2822 | 100.4656 | 97.6468 | 95.2465 | 92.8379 | 90.4994 | 88.2059 | 86.0093 | 83.8554 | 81.7422 | 79.7018 | 77.7527 | 75.8421 | 74.0543 | 72.3311 | 70.648 | 0 | 0 | 0 | 0 | 0 | 0 | 0 | 0
F2_Industrial_Stone, Clay, and Glass_New_Space Heating_Natural Gas_Boiler_E5 | F2 | Industrial | Stone, Clay, and Glass | New | Space Heating | Natural Gas | Boiler | E5 | Participant - Cost of Operation | 0 | 0 | 0 | 0 | 0 | 0 | 0 | 0 | 0 | 0 | 0 | 0 | 0 | 0 | 0 | 0 | 0 | 0 | 0 | 0 | 0 | 0 | 0 | 0 | 0 | 0 | 0 | 0 | 0 | 0
F2_Industrial_Stone, Clay, and Glass_New_Space Heating_Natural Gas_Boiler_E6 | F2 | Industrial | Stone, Clay, and Glass | New | Space Heating | Natural Gas | Boiler | E6 | Participant - Cost of Operation | 0 | 0 | 0 | 0 | 0 | 0 | 0 | 0 | 0 | 0 | 0 | 0 | 0 | 0 | 0 | 0 | 0 | 0 | 0 | 0 | 0 | 0 | 0 | 0 | 0 | 0 | 0 | 0 | 0 | 0
F2_Industrial_Stone, Clay, and Glass_New_Space Heating_Natural Gas_Boiler_E7 | F2 | Industrial | Stone, Clay, and Glass | New | Space Heating | Natural Gas | Boiler | E7 | Participant - Cost of Operation | 0 | 0 | 0 | 0 | 0 | 0 | 0 | 0 | 0 | 0 | 0 | 0 | 0 | 0 | 0 | 0 | 0 | 0 | 0 | 0 | 0 | 0 | 0 | 0 | 0 | 0 | 0 | 0 | 0 | 0
F2_Industrial_Stone, Clay, and Glass_New_Space Heating_Natural Gas_Boiler_E8 | F2 | Industrial | Stone, Clay, and Glass | New | Space Heating | Natural Gas | Boiler | E8 | Participant - Cost of Operation | 0 | 0 | 0 | 0 | 0 | 0 | 0 | 0 | 0 | 0 | 0 | 0 | 0 | 0 | 0 | 0 | 0 | 0 | 0 | 0 | 0 | 0 | 0 | 0 | 0 | 0 | 0 | 0 | 0 | 0
F2_Industrial_Stone, Clay, and Glass_New_Space Heating_Natural Gas_Boiler_E9 | F2 | Industrial | Stone, Clay, and Glass | New | Space Heating | Natural Gas | Boiler | E9 | Participant - Cost of Operation | 0 | 0 | 0 | 0 | 0 | 0 | 0 | 0 | 0 | 0 | 0 | 0 | 0 | 0 | 0 | 0 | 0 | 0 | 0 | 0 | 0 | 0 | 0 | 0 | 0 | 0 | 0 | 0 | 0 | 0
F2_Industrial_Stone, Clay, and Glass_New_Space Heating_Natural Gas_Boiler_E10 | F2 | Industrial | Stone, Clay, and Glass | New | Space Heating | Natural Gas | Boiler | E10 | Participant - Cost of Operation | 0 | 0 | 0 | 0 | 0 | 0 | 0 | 0 | 0 | 0 | 0 | 0 | 0 | 0 | 0 | 0 | 0 | 0 | 0 | 0 | 0 | 0 | 0 | 0 | 0 | 0 | 0 | 0 | 0 | 0
F3_Industrial_Stone, Clay, and Glass_New_Space Heating_Natural Gas_Boiler_E1 | F3 | Industrial | Stone, Clay, and Glass | New | Space Heating | Natural Gas | Boiler | E1 | System - kBTUs of Conusmption | 30832.1047 | 30832.1047 | 30832.1047 | 30832.1047 | 30832.1047 | 30832.1047 | 30832.1047 | 30832.1047 | 30832.1047 | 30832.1047 | 30832.1047 | 30832.1047 | 30832.1047 | 30832.1047 | 30832.1047 | 30832.1047 | 30832.1047 | 30832.1047 | 30832.1047 | 30832.1047 | 30832.1047 | 30832.1047 | 0 | 0 | 0 | 0 | 0 | 0 | 0 | 0
F3_Industrial_Stone, Clay, and Glass_New_Space Heating_Natural Gas_Boiler_E2 | F3 | Industrial | Stone, Clay, and Glass | New | Space Heating | Natural Gas | Boiler | E2 | System - kBTUs of Conusmption | 29018.7767 | 29018.7767 | 29018.7767 | 29018.7767 | 29018.7767 | 29018.7767 | 29018.7767 | 29018.7767 | 29018.7767 | 29018.7767 | 29018.7767 | 29018.7767 | 29018.7767 | 29018.7767 | 29018.7767 | 29018.7767 | 29018.7767 | 29018.7767 | 29018.7767 | 29018.7767 | 29018.7767 | 29018.7767 | 0 | 0 | 0 | 0 | 0 | 0 | 0 | 0
F3_Industrial_Stone, Clay, and Glass_New_Space Heating_Natural Gas_Boiler_E3 | F3 | Industrial | Stone, Clay, and Glass | New | Space Heating | Natural Gas | Boiler | E3 | System - kBTUs of Conusmption | 25430.8197 | 25430.8197 | 25430.8197 | 25430.8197 | 25430.8197 | 25430.8197 | 25430.8197 | 25430.8197 | 25430.8197 | 25430.8197 | 25430.8197 | 25430.8197 | 25430.8197 | 25430.8197 | 25430.8197 | 25430.8197 | 25430.8197 | 25430.8197 | 25430.8197 | 25430.8197 | 25430.8197 | 25430.8197 | 0 | 0 | 0 | 0 | 0 | 0 | 0 | 0
F3_Industrial_Stone, Clay, and Glass_New_Space Heating_Natural Gas_Boiler_E4 | F3 | Industrial | Stone, Clay, and Glass | New | Space Heating | Natural Gas | Boiler | E4 | System - kBTUs of Conusmption | 17618.3455 | 17618.3455 | 17618.3455 | 17618.3455 | 17618.3455 | 17618.3455 | 17618.3455 | 17618.3455 | 17618.3455 | 17618.3455 | 17618.3455 | 17618.3455 | 17618.3455 | 17618.3455 | 17618.3455 | 17618.3455 | 17618.3455 | 17618.3455 | 17618.3455 | 17618.3455 | 17618.3455 | 17618.3455 | 0 | 0 | 0 | 0 | 0 | 0 | 0 | 0
F3_Industrial_Stone, Clay, and Glass_New_Space Heating_Natural Gas_Boiler_E5 | F3 | Industrial | Stone, Clay, and Glass | New | Space Heating | Natural Gas | Boiler | E5 | System - kBTUs of Conusmption | 0 | 0 | 0 | 0 | 0 | 0 | 0 | 0 | 0 | 0 | 0 | 0 | 0 | 0 | 0 | 0 | 0 | 0 | 0 | 0 | 0 | 0 | 0 | 0 | 0 | 0 | 0 | 0 | 0 | 0
F3_Industrial_Stone, Clay, and Glass_New_Space Heating_Natural Gas_Boiler_E6 | F3 | Industrial | Stone, Clay, and Glass | New | Space Heating | Natural Gas | Boiler | E6 | System - kBTUs of Conusmption | 0 | 0 | 0 | 0 | 0 | 0 | 0 | 0 | 0 | 0 | 0 | 0 | 0 | 0 | 0 | 0 | 0 | 0 | 0 | 0 | 0 | 0 | 0 | 0 | 0 | 0 | 0 | 0 | 0 | 0
F3_Industrial_Stone, Clay, and Glass_New_Space Heating_Natural Gas_Boiler_E7 | F3 | Industrial | Stone, Clay, and Glass | New | Space Heating | Natural Gas | Boiler | E7 | System - kBTUs of Conusmption | 0 | 0 | 0 | 0 | 0 | 0 | 0 | 0 | 0 | 0 | 0 | 0 | 0 | 0 | 0 | 0 | 0 | 0 | 0 | 0 | 0 | 0 | 0 | 0 | 0 | 0 | 0 | 0 | 0 | 0
F3_Industrial_Stone, Clay, and Glass_New_Space Heating_Natural Gas_Boiler_E8 | F3 | Industrial | Stone, Clay, and Glass | New | Space Heating | Natural Gas | Boiler | E8 | System - kBTUs of Conusmption | 0 | 0 | 0 | 0 | 0 | 0 | 0 | 0 | 0 | 0 | 0 | 0 | 0 | 0 | 0 | 0 | 0 | 0 | 0 | 0 | 0 | 0 | 0 | 0 | 0 | 0 | 0 | 0 | 0 | 0
F3_Industrial_Stone, Clay, and Glass_New_Space Heating_Natural Gas_Boiler_E9 | F3 | Industrial | Stone, Clay, and Glass | New | Space Heating | Natural Gas | Boiler | E9 | System - kBTUs of Conusmption | 0 | 0 | 0 | 0 | 0 | 0 | 0 | 0 | 0 | 0 | 0 | 0 | 0 | 0 | 0 | 0 | 0 | 0 | 0 | 0 | 0 | 0 | 0 | 0 | 0 | 0 | 0 | 0 | 0 | 0
F3_Industrial_Stone, Clay, and Glass_New_Space Heating_Natural Gas_Boiler_E10 | F3 | Industrial | Stone, Clay, and Glass | New | Space Heating | Natural Gas | Boiler | E10 | System - kBTUs of Conusmption | 0 | 0 | 0 | 0 | 0 | 0 | 0 | 0 | 0 | 0 | 0 | 0 | 0 | 0 | 0 | 0 | 0 | 0 | 0 | 0 | 0 | 0 | 0 | 0 | 0 | 0 | 0 | 0 | 0 | 0
F4_Industrial_Stone, Clay, and Glass_New_Space Heating_Natural Gas_Boiler_E1 | F4 | Industrial | Stone, Clay, and Glass | New | Space Heating | Natural Gas | Boiler | E1 | Utility - Cost of Equipment | 21.5617 | 21.5617 | 21.5617 | 21.5617 | 21.5617 | 21.5617 | 21.5617 | 21.5617 | 21.5617 | 21.5617 | 21.5617 | 21.5617 | 21.5617 | 21.5617 | 21.5617 | 21.5617 | 21.5617 | 21.5617 | 21.5617 | 21.5617 | 21.5617 | 21.5617 | 0 | 0 | 0 | 0 | 0 | 0 | 0 | 0
F4_Industrial_Stone, Clay, and Glass_New_Space Heating_Natural Gas_Boiler_E2 | F4 | Industrial | Stone, Clay, and Glass | New | Space Heating | Natural Gas | Boiler | E2 | Utility - Cost of Equipment | 24.0916 | 24.0916 | 24.0916 | 24.0916 | 24.0916 | 24.0916 | 24.0916 | 24.0916 | 24.0916 | 24.0916 | 24.0916 | 24.0916 | 24.0916 | 24.0916 | 24.0916 | 24.0916 | 24.0916 | 24.0916 | 24.0916 | 24.0916 | 24.0916 | 24.0916 | 0 | 0 | 0 | 0 | 0 | 0 | 0 | 0
F4_Industrial_Stone, Clay, and Glass_New_Space Heating_Natural Gas_Boiler_E3 | F4 | Industrial | Stone, Clay, and Glass | New | Space Heating | Natural Gas | Boiler | E3 | Utility - Cost of Equipment | 29.1723 | 29.1723 | 29.1723 | 29.1723 | 29.1723 | 29.1723 | 29.1723 | 29.1723 | 29.1723 | 29.1723 | 29.1723 | 29.1723 | 29.1723 | 29.1723 | 29.1723 | 29.1723 | 29.1723 | 29.1723 | 29.1723 | 29.1723 | 29.1723 | 29.1723 | 0 | 0 | 0 | 0 | 0 | 0 | 0 | 0
F4_Industrial_Stone, Clay, and Glass_New_Space Heating_Natural Gas_Boiler_E4 | F4 | Industrial | Stone, Clay, and Glass | New | Space Heating | Natural Gas | Boiler | E4 | Utility - Cost of Equipment | 119141.3372 | 119141.3372 | 119141.3372 | 119141.3372 | 119141.3372 | 119141.3372 | 119141.3372 | 119141.3372 | 119141.3372 | 119141.3372 | 119141.3372 | 119141.3372 | 119141.3372 | 119141.3372 | 119141.3372 | 119141.3372 | 119141.3372 | 119141.3372 | 119141.3372 | 119141.3372 | 119141.3372 | 119141.3372 | 0 | 0 | 0 | 0 | 0 | 0 | 0 | 0
F4_Industrial_Stone, Clay, and Glass_New_Space Heating_Natural Gas_Boiler_E5 | F4 | Industrial | Stone, Clay, and Glass | New | Space Heating | Natural Gas | Boiler | E5 | Utility - Cost of Equipment | 0 | 0 | 0 | 0 | 0 | 0 | 0 | 0 | 0 | 0 | 0 | 0 | 0 | 0 | 0 | 0 | 0 | 0 | 0 | 0 | 0 | 0 | 0 | 0 | 0 | 0 | 0 | 0 | 0 | 0
F4_Industrial_Stone, Clay, and Glass_New_Space Heating_Natural Gas_Boiler_E6 | F4 | Industrial | Stone, Clay, and Glass | New | Space Heating | Natural Gas | Boiler | E6 | Utility - Cost of Equipment | 0 | 0 | 0 | 0 | 0 | 0 | 0 | 0 | 0 | 0 | 0 | 0 | 0 | 0 | 0 | 0 | 0 | 0 | 0 | 0 | 0 | 0 | 0 | 0 | 0 | 0 | 0 | 0 | 0 | 0
F4_Industrial_Stone, Clay, and Glass_New_Space Heating_Natural Gas_Boiler_E7 | F4 | Industrial | Stone, Clay, and Glass | New | Space Heating | Natural Gas | Boiler | E7 | Utility - Cost of Equipment | 0 | 0 | 0 | 0 | 0 | 0 | 0 | 0 | 0 | 0 | 0 | 0 | 0 | 0 | 0 | 0 | 0 | 0 | 0 | 0 | 0 | 0 | 0 | 0 | 0 | 0 | 0 | 0 | 0 | 0
F4_Industrial_Stone, Clay, and Glass_New_Space Heating_Natural Gas_Boiler_E8 | F4 | Industrial | Stone, Clay, and Glass | New | Space Heating | Natural Gas | Boiler | E8 | Utility - Cost of Equipment | 0 | 0 | 0 | 0 | 0 | 0 | 0 | 0 | 0 | 0 | 0 | 0 | 0 | 0 | 0 | 0 | 0 | 0 | 0 | 0 | 0 | 0 | 0 | 0 | 0 | 0 | 0 | 0 | 0 | 0
F4_Industrial_Stone, Clay, and Glass_New_Space Heating_Natural Gas_Boiler_E9 | F4 | Industrial | Stone, Clay, and Glass | New | Space Heating | Natural Gas | Boiler | E9 | Utility - Cost of Equipment | 0 | 0 | 0 | 0 | 0 | 0 | 0 | 0 | 0 | 0 | 0 | 0 | 0 | 0 | 0 | 0 | 0 | 0 | 0 | 0 | 0 | 0 | 0 | 0 | 0 | 0 | 0 | 0 | 0 | 0
F4_Industrial_Stone, Clay, and Glass_New_Space Heating_Natural Gas_Boiler_E10 | F4 | Industrial | Stone, Clay, and Glass | New | Space Heating | Natural Gas | Boiler | E10 | Utility - Cost of Equipment | 0 | 0 | 0 | 0 | 0 | 0 | 0 | 0 | 0 | 0 | 0 | 0 | 0 | 0 | 0 | 0 | 0 | 0 | 0 | 0 | 0 | 0 | 0 | 0 | 0 | 0 | 0 | 0 | 0 | 0
F5_Industrial_Stone, Clay, and Glass_New_Space Heating_Natural Gas_Boiler_E1 | F5 | Industrial | Stone, Clay, and Glass | New | Space Heating | Natural Gas | Boiler | E1 | Utility - Cost of Operation | 154.3622 | 155.8439 | 153.3297 | 150.9189 | 146.8859 | 142.8966 | 138.8891 | 135.2228 | 131.5789 | 128.3853 | 125.2023 | 122.1077 | 119.0755 | 116.1582 | 113.3001 | 110.4991 | 107.7905 | 105.1962 | 102.6659 | 100.2885 | 98.0086 | 95.8049 | 0 | 0 | 0 | 0 | 0 | 0 | 0 | 0
F5_Industrial_Stone, Clay, and Glass_New_Space Heating_Natural Gas_Boiler_E2 | F5 | Industrial | Stone, Clay, and Glass | New | Space Heating | Natural Gas | Boiler | E2 | Utility - Cost of Operation | 145.2837 | 146.6783 | 144.3119 | 142.0429 | 138.2471 | 134.4925 | 130.7206 | 127.27 | 123.8403 | 120.8346 | 117.8388 | 114.9262 | 112.0723 | 109.3266 | 106.6366 | 104.0003 | 101.451 | 99.0093 | 96.6278 | 94.3902 | 92.2444 | 90.1703 | 0 | 0 | 0 | 0 | 0 | 0 | 0 | 0
F5_Industrial_Stone, Clay, and Glass_New_Space Heating_Natural Gas_Boiler_E3 | F5 | Industrial | Stone, Clay, and Glass | New | Space Heating | Natural Gas | Boiler | E3 | Utility - Cost of Operation | 127.3204 | 128.5426 | 126.4688 | 124.4804 | 121.1538 | 117.8635 | 114.558 | 111.534 | 108.5284 | 105.8943 | 103.2689 | 100.7164 | 98.2154 | 95.8092 | 93.4518 | 91.1415 | 88.9073 | 86.7676 | 84.6805 | 82.7196 | 80.8391 | 79.0214 | 0 | 0 | 0 | 0 | 0 | 0 | 0 | 0
F5_Industrial_Stone, Clay, and Glass_New_Space Heating_Natural Gas_Boiler_E4 | F5 | Industrial | Stone, Clay, and Glass | New | Space Heating | Natural Gas | Boiler | E4 | Utility - Cost of Operation | 94.4456 | 96.4703 | 95.1882 | 93.964 | 91.384 | 88.8156 | 86.2075 | 83.8566 | 81.5037 | 79.5003 | 77.4898 | 75.5379 | 73.6236 | 71.7902 | 69.9923 | 68.2285 | 66.5254 | 64.8986 | 63.3038 | 61.8116 | 60.3733 | 58.9684 | 0 | 0 | 0 | 0 | 0 | 0 | 0 | 0
F5_Industrial_Stone, Clay, and Glass_New_Space Heating_Natural Gas_Boiler_E5 | F5 | Industrial | Stone, Clay, and Glass | New | Space Heating | Natural Gas | Boiler | E5 | Utility - Cost of Operation | 0 | 0 | 0 | 0 | 0 | 0 | 0 | 0 | 0 | 0 | 0 | 0 | 0 | 0 | 0 | 0 | 0 | 0 | 0 | 0 | 0 | 0 | 0 | 0 | 0 | 0 | 0 | 0 | 0 | 0
F5_Industrial_Stone, Clay, and Glass_New_Space Heating_Natural Gas_Boiler_E6 | F5 | Industrial | Stone, Clay, and Glass | New | Space Heating | Natural Gas | Boiler | E6 | Utility - Cost of Operation | 0 | 0 | 0 | 0 | 0 | 0 | 0 | 0 | 0 | 0 | 0 | 0 | 0 | 0 | 0 | 0 | 0 | 0 | 0 | 0 | 0 | 0 | 0 | 0 | 0 | 0 | 0 | 0 | 0 | 0
F5_Industrial_Stone, Clay, and Glass_New_Space Heating_Natural Gas_Boiler_E7 | F5 | Industrial | Stone, Clay, and Glass | New | Space Heating | Natural Gas | Boiler | E7 | Utility - Cost of Operation | 0 | 0 | 0 | 0 | 0 | 0 | 0 | 0 | 0 | 0 | 0 | 0 | 0 | 0 | 0 | 0 | 0 | 0 | 0 | 0 | 0 | 0 | 0 | 0 | 0 | 0 | 0 | 0 | 0 | 0
F5_Industrial_Stone, Clay, and Glass_New_Space Heating_Natural Gas_Boiler_E8 | F5 | Industrial | Stone, Clay, and Glass | New | Space Heating | Natural Gas | Boiler | E8 | Utility - Cost of Operation | 0 | 0 | 0 | 0 | 0 | 0 | 0 | 0 | 0 | 0 | 0 | 0 | 0 | 0 | 0 | 0 | 0 | 0 | 0 | 0 | 0 | 0 | 0 | 0 | 0 | 0 | 0 | 0 | 0 | 0
F5_Industrial_Stone, Clay, and Glass_New_Space Heating_Natural Gas_Boiler_E9 | F5 | Industrial | Stone, Clay, and Glass | New | Space Heating | Natural Gas | Boiler | E9 | Utility - Cost of Operation | 0 | 0 | 0 | 0 | 0 | 0 | 0 | 0 | 0 | 0 | 0 | 0 | 0 | 0 | 0 | 0 | 0 | 0 | 0 | 0 | 0 | 0 | 0 | 0 | 0 | 0 | 0 | 0 | 0 | 0
F5_Industrial_Stone, Clay, and Glass_New_Space Heating_Natural Gas_Boiler_E10 | F5 | Industrial | Stone, Clay, and Glass | New | Space Heating | Natural Gas | Boiler | E10 | Utility - Cost of Operation | 0 | 0 | 0 | 0 | 0 | 0 | 0 | 0 | 0 | 0 | 0 | 0 | 0 | 0 | 0 | 0 | 0 | 0 | 0 | 0 | 0 | 0 | 0 | 0 | 0 | 0 | 0 | 0 | 0 | 0
F6_Industrial_Stone, Clay, and Glass_New_Space Heating_Natural Gas_Boiler_E1 | F6 | Industrial | Stone, Clay, and Glass | New | Space Heating | Natural Gas | Boiler | E1 | Utility - Value of Sales | 184.936 | 186.7112 | 183.6989 | 180.8107 | 175.9788 | 171.1995 | 166.3982 | 162.0057 | 157.6401 | 153.814 | 150.0005 | 146.293 | 142.6602 | 139.1651 | 135.741 | 132.3851 | 129.14 | 126.0319 | 123.0004 | 120.1521 | 117.4206 | 114.7805 | 0 | 0 | 0 | 0 | 0 | 0 | 0 | 0
F6_Industrial_Stone, Clay, and Glass_New_Space Heating_Natural Gas_Boiler_E2 | F6 | Industrial | Stone, Clay, and Glass | New | Space Heating | Natural Gas | Boiler | E2 | Utility - Value of Sales | 174.0593 | 175.7301 | 172.8951 | 170.1767 | 165.629 | 161.1307 | 156.6118 | 152.4777 | 148.3688 | 144.7677 | 141.1785 | 137.689 | 134.27 | 130.9804 | 127.7576 | 124.5992 | 121.5449 | 118.6196 | 115.7664 | 113.0856 | 110.5148 | 108.0299 | 0 | 0 | 0 | 0 | 0 | 0 | 0 | 0
F6_Industrial_Stone, Clay, and Glass_New_Space Heating_Natural Gas_Boiler_E3 | F6 | Industrial | Stone, Clay, and Glass | New | Space Heating | Natural Gas | Boiler | E3 | Utility - Value of Sales | 152.5382 | 154.0024 | 151.5179 | 149.1356 | 145.1502 | 141.2081 | 137.2479 | 133.625 | 130.0241 | 126.8683 | 123.7229 | 120.6648 | 117.6685 | 114.7856 | 111.9613 | 109.1934 | 106.5168 | 103.9532 | 101.4527 | 99.1034 | 96.8505 | 94.6728 | 0 | 0 | 0 | 0 | 0 | 0 | 0 | 0
F6_Industrial_Stone, Clay, and Glass_New_Space Heating_Natural Gas_Boiler_E4 | F6 | Industrial | Stone, Clay, and Glass | New | Space Heating | Natural Gas | Boiler | E4 | Utility - Value of Sales | 113.152 | 115.5777 | 114.0417 | 112.575 | 109.484 | 106.4069 | 103.2822 | 100.4656 | 97.6468 | 95.2465 | 92.8379 | 90.4994 | 88.2059 | 86.0093 | 83.8554 | 81.7422 | 79.7018 | 77.7527 | 75.8421 | 74.0543 | 72.3311 | 70.648 | 0 | 0 | 0 | 0 | 0 | 0 | 0 | 0
F6_Industrial_Stone, Clay, and Glass_New_Space Heating_Natural Gas_Boiler_E5 | F6 | Industrial | Stone, Clay, and Glass | New | Space Heating | Natural Gas | Boiler | E5 | Utility - Value of Sales | 0 | 0 | 0 | 0 | 0 | 0 | 0 | 0 | 0 | 0 | 0 | 0 | 0 | 0 | 0 | 0 | 0 | 0 | 0 | 0 | 0 | 0 | 0 | 0 | 0 | 0 | 0 | 0 | 0 | 0
F6_Industrial_Stone, Clay, and Glass_New_Space Heating_Natural Gas_Boiler_E6 | F6 | Industrial | Stone, Clay, and Glass | New | Space Heating | Natural Gas | Boiler | E6 | Utility - Value of Sales | 0 | 0 | 0 | 0 | 0 | 0 | 0 | 0 | 0 | 0 | 0 | 0 | 0 | 0 | 0 | 0 | 0 | 0 | 0 | 0 | 0 | 0 | 0 | 0 | 0 | 0 | 0 | 0 | 0 | 0
F6_Industrial_Stone, Clay, and Glass_New_Space Heating_Natural Gas_Boiler_E7 | F6 | Industrial | Stone, Clay, and Glass | New | Space Heating | Natural Gas | Boiler | E7 | Utility - Value of Sales | 0 | 0 | 0 | 0 | 0 | 0 | 0 | 0 | 0 | 0 | 0 | 0 | 0 | 0 | 0 | 0 | 0 | 0 | 0 | 0 | 0 | 0 | 0 | 0 | 0 | 0 | 0 | 0 | 0 | 0
F6_Industrial_Stone, Clay, and Glass_New_Space Heating_Natural Gas_Boiler_E8 | F6 | Industrial | Stone, Clay, and Glass | New | Space Heating | Natural Gas | Boiler | E8 | Utility - Value of Sales | 0 | 0 | 0 | 0 | 0 | 0 | 0 | 0 | 0 | 0 | 0 | 0 | 0 | 0 | 0 | 0 | 0 | 0 | 0 | 0 | 0 | 0 | 0 | 0 | 0 | 0 | 0 | 0 | 0 | 0
F6_Industrial_Stone, Clay, and Glass_New_Space Heating_Natural Gas_Boiler_E9 | F6 | Industrial | Stone, Clay, and Glass | New | Space Heating | Natural Gas | Boiler | E9 | Utility - Value of Sales | 0 | 0 | 0 | 0 | 0 | 0 | 0 | 0 | 0 | 0 | 0 | 0 | 0 | 0 | 0 | 0 | 0 | 0 | 0 | 0 | 0 | 0 | 0 | 0 | 0 | 0 | 0 | 0 | 0 | 0
F6_Industrial_Stone, Clay, and Glass_New_Space Heating_Natural Gas_Boiler_E10 | F6 | Industrial | Stone, Clay, and Glass | New | Space Heating | Natural Gas | Boiler | E10 | Utility - Value of Sales | 0 | 0 | 0 | 0 | 0 | 0 | 0 | 0 | 0 | 0 | 0 | 0 | 0 | 0 | 0 | 0 | 0 | 0 | 0 | 0 | 0 | 0 | 0 | 0 | 0 | 0 | 0 | 0 | 0 | 0
F1_Industrial_Stone, Clay, and Glass_New_Space Heating_Natural Gas_Unit Heater_E1 | F1 | Industrial | Stone, Clay, and Glass | New | Space Heating | Natural Gas | Unit Heater | E1 | Participant - Cost of Equipment | 44.6955 | 44.6955 | 44.6955 | 44.6955 | 44.6955 | 44.6955 | 44.6955 | 44.6955 | 44.6955 | 44.6955 | 44.6955 | 44.6955 | 44.6955 | 44.6955 | 44.6955 | 44.6955 | 44.6955 | 44.6955 | 44.6955 | 44.6955 | 44.6955 | 44.6955 | 0 | 0 | 0 | 0 | 0 | 0 | 0 | 0
F1_Industrial_Stone, Clay, and Glass_New_Space Heating_Natural Gas_Unit Heater_E2 | F1 | Industrial | Stone, Clay, and Glass | New | Space Heating | Natural Gas | Unit Heater | E2 | Participant - Cost of Equipment | 98.0238 | 98.0238 | 98.0238 | 98.0238 | 98.0238 | 98.0238 | 98.0238 | 98.0238 | 98.0238 | 98.0238 | 98.0238 | 98.0238 | 98.0238 | 98.0238 | 98.0238 | 98.0238 | 98.0238 | 98.0238 | 98.0238 | 98.0238 | 98.0238 | 98.0238 | 0 | 0 | 0 | 0 | 0 | 0 | 0 | 0
F1_Industrial_Stone, Clay, and Glass_New_Space Heating_Natural Gas_Unit Heater_E3 | F1 | Industrial | Stone, Clay, and Glass | New | Space Heating | Natural Gas | Unit Heater | E3 | Participant - Cost of Equipment | 52.2545 | 52.2545 | 52.2545 | 52.2545 | 52.2545 | 52.2545 | 52.2545 | 52.2545 | 52.2545 | 52.2545 | 52.2545 | 52.2545 | 52.2545 | 52.2545 | 52.2545 | 52.2545 | 52.2545 | 52.2545 | 52.2545 | 52.2545 | 52.2545 | 52.2545 | 0 | 0 | 0 | 0 | 0 | 0 | 0 | 0
F1_Industrial_Stone, Clay, and Glass_New_Space Heating_Natural Gas_Unit Heater_E4 | F1 | Industrial | Stone, Clay, and Glass | New | Space Heating | Natural Gas | Unit Heater | E4 | Participant - Cost of Equipment | 0 | 0 | 0 | 0 | 0 | 0 | 0 | 0 | 0 | 0 | 0 | 0 | 0 | 0 | 0 | 0 | 0 | 0 | 0 | 0 | 0 | 0 | 0 | 0 | 0 | 0 | 0 | 0 | 0 | 0
F1_Industrial_Stone, Clay, and Glass_New_Space Heating_Natural Gas_Unit Heater_E5 | F1 | Industrial | Stone, Clay, and Glass | New | Space Heating | Natural Gas | Unit Heater | E5 | Participant - Cost of Equipment | 0 | 0 | 0 | 0 | 0 | 0 | 0 | 0 | 0 | 0 | 0 | 0 | 0 | 0 | 0 | 0 | 0 | 0 | 0 | 0 | 0 | 0 | 0 | 0 | 0 | 0 | 0 | 0 | 0 | 0
F1_Industrial_Stone, Clay, and Glass_New_Space Heating_Natural Gas_Unit Heater_E6 | F1 | Industrial | Stone, Clay, and Glass | New | Space Heating | Natural Gas | Unit Heater | E6 | Participant - Cost of Equipment | 0 | 0 | 0 | 0 | 0 | 0 | 0 | 0 | 0 | 0 | 0 | 0 | 0 | 0 | 0 | 0 | 0 | 0 | 0 | 0 | 0 | 0 | 0 | 0 | 0 | 0 | 0 | 0 | 0 | 0
F1_Industrial_Stone, Clay, and Glass_New_Space Heating_Natural Gas_Unit Heater_E7 | F1 | Industrial | Stone, Clay, and Glass | New | Space Heating | Natural Gas | Unit Heater | E7 | Participant - Cost of Equipment | 0 | 0 | 0 | 0 | 0 | 0 | 0 | 0 | 0 | 0 | 0 | 0 | 0 | 0 | 0 | 0 | 0 | 0 | 0 | 0 | 0 | 0 | 0 | 0 | 0 | 0 | 0 | 0 | 0 | 0
F1_Industrial_Stone, Clay, and Glass_New_Space Heating_Natural Gas_Unit Heater_E8 | F1 | Industrial | Stone, Clay, and Glass | New | Space Heating | Natural Gas | Unit Heater | E8 | Participant - Cost of Equipment | 0 | 0 | 0 | 0 | 0 | 0 | 0 | 0 | 0 | 0 | 0 | 0 | 0 | 0 | 0 | 0 | 0 | 0 | 0 | 0 | 0 | 0 | 0 | 0 | 0 | 0 | 0 | 0 | 0 | 0
F1_Industrial_Stone, Clay, and Glass_New_Space Heating_Natural Gas_Unit Heater_E9 | F1 | Industrial | Stone, Clay, and Glass | New | Space Heating | Natural Gas | Unit Heater | E9 | Participant - Cost of Equipment | 0 | 0 | 0 | 0 | 0 | 0 | 0 | 0 | 0 | 0 | 0 | 0 | 0 | 0 | 0 | 0 | 0 | 0 | 0 | 0 | 0 | 0 | 0 | 0 | 0 | 0 | 0 | 0 | 0 | 0
F1_Industrial_Stone, Clay, and Glass_New_Space Heating_Natural Gas_Unit Heater_E10 | F1 | Industrial | Stone, Clay, and Glass | New | Space Heating | Natural Gas | Unit Heater | E10 | Participant - Cost of Equipment | 0 | 0 | 0 | 0 | 0 | 0 | 0 | 0 | 0 | 0 | 0 | 0 | 0 | 0 | 0 | 0 | 0 | 0 | 0 | 0 | 0 | 0 | 0 | 0 | 0 | 0 | 0 | 0 | 0 | 0
F2_Industrial_Stone, Clay, and Glass_New_Space Heating_Natural Gas_Unit Heater_E1 | F2 | Industrial | Stone, Clay, and Glass | New | Space Heating | Natural Gas | Unit Heater | E1 | Participant - Cost of Operation | 388.9573 | 400.1995 | 395.6586 | 391.3501 | 380.553 | 369.7449 | 358.6676 | 348.7439 | 338.753 | 330.368 | 321.9152 | 313.7152 | 305.6687 | 297.9827 | 290.4418 | 283.0393 | 275.9027 | 269.1068 | 262.4416 | 256.2431 | 250.2805 | 244.4567 | 0 | 0 | 0 | 0 | 0 | 0 | 0 | 0
F2_Industrial_Stone, Clay, and Glass_New_Space Heating_Natural Gas_Unit Heater_E2 | F2 | Industrial | Stone, Clay, and Glass | New | Space Heating | Natural Gas | Unit Heater | E2 | Participant - Cost of Operation | 370.4441 | 381.1511 | 376.8264 | 372.7229 | 362.4398 | 352.1461 | 341.5961 | 332.1446 | 322.6294 | 314.6434 | 306.593 | 298.7833 | 291.1197 | 283.7996 | 276.6176 | 269.5674 | 262.7706 | 256.2981 | 249.9502 | 244.0467 | 238.3679 | 232.8213 | 0 | 0 | 0 | 0 | 0 | 0 | 0 | 0
F2_Industrial_Stone, Clay, and Glass_New_Space Heating_Natural Gas_Unit Heater_E3 | F2 | Industrial | Stone, Clay, and Glass | New | Space Heating | Natural Gas | Unit Heater | E3 | Participant - Cost of Operation | 322.1256 | 328.9705 | 324.5799 | 320.3898 | 311.5899 | 302.8224 | 293.9206 | 285.8975 | 277.8636 | 271.0307 | 264.1788 | 257.5264 | 251.0021 | 244.7532 | 238.6255 | 232.6141 | 226.8092 | 221.2638 | 215.8279 | 210.7404 | 205.8367 | 201.047 | 0 | 0 | 0 | 0 | 0 | 0 | 0 | 0
F2_Industrial_Stone, Clay, and Glass_New_Space Heating_Natural Gas_Unit Heater_E4 | F2 | Industrial | Stone, Clay, and Glass | New | Space Heating | Natural Gas | Unit Heater | E4 | Participant - Cost of Operation | 0 | 0 | 0 | 0 | 0 | 0 | 0 | 0 | 0 | 0 | 0 | 0 | 0 | 0 | 0 | 0 | 0 | 0 | 0 | 0 | 0 | 0 | 0 | 0 | 0 | 0 | 0 | 0 | 0 | 0
F2_Industrial_Stone, Clay, and Glass_New_Space Heating_Natural Gas_Unit Heater_E5 | F2 | Industrial | Stone, Clay, and Glass | New | Space Heating | Natural Gas | Unit Heater | E5 | Participant - Cost of Operation | 0 | 0 | 0 | 0 | 0 | 0 | 0 | 0 | 0 | 0 | 0 | 0 | 0 | 0 | 0 | 0 | 0 | 0 | 0 | 0 | 0 | 0 | 0 | 0 | 0 | 0 | 0 | 0 | 0 | 0
F2_Industrial_Stone, Clay, and Glass_New_Space Heating_Natural Gas_Unit Heater_E6 | F2 | Industrial | Stone, Clay, and Glass | New | Space Heating | Natural Gas | Unit Heater | E6 | Participant - Cost of Operation | 0 | 0 | 0 | 0 | 0 | 0 | 0 | 0 | 0 | 0 | 0 | 0 | 0 | 0 | 0 | 0 | 0 | 0 | 0 | 0 | 0 | 0 | 0 | 0 | 0 | 0 | 0 | 0 | 0 | 0
F2_Industrial_Stone, Clay, and Glass_New_Space Heating_Natural Gas_Unit Heater_E7 | F2 | Industrial | Stone, Clay, and Glass | New | Space Heating | Natural Gas | Unit Heater | E7 | Participant - Cost of Operation | 0 | 0 | 0 | 0 | 0 | 0 | 0 | 0 | 0 | 0 | 0 | 0 | 0 | 0 | 0 | 0 | 0 | 0 | 0 | 0 | 0 | 0 | 0 | 0 | 0 | 0 | 0 | 0 | 0 | 0
F2_Industrial_Stone, Clay, and Glass_New_Space Heating_Natural Gas_Unit Heater_E8 | F2 | Industrial | Stone, Clay, and Glass | New | Space Heating | Natural Gas | Unit Heater | E8 | Participant - Cost of Operation | 0 | 0 | 0 | 0 | 0 | 0 | 0 | 0 | 0 | 0 | 0 | 0 | 0 | 0 | 0 | 0 | 0 | 0 | 0 | 0 | 0 | 0 | 0 | 0 | 0 | 0 | 0 | 0 | 0 | 0
F2_Industrial_Stone, Clay, and Glass_New_Space Heating_Natural Gas_Unit Heater_E9 | F2 | Industrial | Stone, Clay, and Glass | New | Space Heating | Natural Gas | Unit Heater | E9 | Participant - Cost of Operation | 0 | 0 | 0 | 0 | 0 | 0 | 0 | 0 | 0 | 0 | 0 | 0 | 0 | 0 | 0 | 0 | 0 | 0 | 0 | 0 | 0 | 0 | 0 | 0 | 0 | 0 | 0 | 0 | 0 | 0
F2_Industrial_Stone, Clay, and Glass_New_Space Heating_Natural Gas_Unit Heater_E10 | F2 | Industrial | Stone, Clay, and Glass | New | Space Heating | Natural Gas | Unit Heater | E10 | Participant - Cost of Operation | 0 | 0 | 0 | 0 | 0 | 0 | 0 | 0 | 0 | 0 | 0 | 0 | 0 | 0 | 0 | 0 | 0 | 0 | 0 | 0 | 0 | 0 | 0 | 0 | 0 | 0 | 0 | 0 | 0 | 0
F3_Industrial_Stone, Clay, and Glass_New_Space Heating_Natural Gas_Unit Heater_E1 | F3 | Industrial | Stone, Clay, and Glass | New | Space Heating | Natural Gas | Unit Heater | E1 | System - kBTUs of Conusmption | 58745.1583 | 58745.1583 | 58745.1583 | 58745.1583 | 58745.1583 | 58745.1583 | 58745.1583 | 58745.1583 | 58745.1583 | 58745.1583 | 58745.1583 | 58745.1583 | 58745.1583 | 58745.1583 | 58745.1583 | 58745.1583 | 58745.1583 | 58745.1583 | 58745.1583 | 58745.1583 | 58745.1583 | 58745.1583 | 0 | 0 | 0 | 0 | 0 | 0 | 0 | 0
F3_Industrial_Stone, Clay, and Glass_New_Space Heating_Natural Gas_Unit Heater_E2 | F3 | Industrial | Stone, Clay, and Glass | New | Space Heating | Natural Gas | Unit Heater | E2 | System - kBTUs of Conusmption | 55949.0576 | 55949.0576 | 55949.0576 | 55949.0576 | 55949.0576 | 55949.0576 | 55949.0576 | 55949.0576 | 55949.0576 | 55949.0576 | 55949.0576 | 55949.0576 | 55949.0576 | 55949.0576 | 55949.0576 | 55949.0576 | 55949.0576 | 55949.0576 | 55949.0576 | 55949.0576 | 55949.0576 | 55949.0576 | 0 | 0 | 0 | 0 | 0 | 0 | 0 | 0
F3_Industrial_Stone, Clay, and Glass_New_Space Heating_Natural Gas_Unit Heater_E3 | F3 | Industrial | Stone, Clay, and Glass | New | Space Heating | Natural Gas | Unit Heater | E3 | System - kBTUs of Conusmption | 49933.3845 | 49933.3845 | 49933.3845 | 49933.3845 | 49933.3845 | 49933.3845 | 49933.3845 | 49933.3845 | 49933.3845 | 49933.3845 | 49933.3845 | 49933.3845 | 49933.3845 | 49933.3845 | 49933.3845 | 49933.3845 | 49933.3845 | 49933.3845 | 49933.3845 | 49933.3845 | 49933.3845 | 49933.3845 | 0 | 0 | 0 | 0 | 0 | 0 | 0 | 0
F3_Industrial_Stone, Clay, and Glass_New_Space Heating_Natural Gas_Unit Heater_E4 | F3 | Industrial | Stone, Clay, and Glass | New | Space Heating | Natural Gas | Unit Heater | E4 | System - kBTUs of Conusmption | 0 | 0 | 0 | 0 | 0 | 0 | 0 | 0 | 0 | 0 | 0 | 0 | 0 | 0 | 0 | 0 | 0 | 0 | 0 | 0 | 0 | 0 | 0 | 0 | 0 | 0 | 0 | 0 | 0 | 0
F3_Industrial_Stone, Clay, and Glass_New_Space Heating_Natural Gas_Unit Heater_E5 | F3 | Industrial | Stone, Clay, and Glass | New | Space Heating | Natural Gas | Unit Heater | E5 | System - kBTUs of Conusmption | 0 | 0 | 0 | 0 | 0 | 0 | 0 | 0 | 0 | 0 | 0 | 0 | 0 | 0 | 0 | 0 | 0 | 0 | 0 | 0 | 0 | 0 | 0 | 0 | 0 | 0 | 0 | 0 | 0 | 0
F3_Industrial_Stone, Clay, and Glass_New_Space Heating_Natural Gas_Unit Heater_E6 | F3 | Industrial | Stone, Clay, and Glass | New | Space Heating | Natural Gas | Unit Heater | E6 | System - kBTUs of Conusmption | 0 | 0 | 0 | 0 | 0 | 0 | 0 | 0 | 0 | 0 | 0 | 0 | 0 | 0 | 0 | 0 | 0 | 0 | 0 | 0 | 0 | 0 | 0 | 0 | 0 | 0 | 0 | 0 | 0 | 0
F3_Industrial_Stone, Clay, and Glass_New_Space Heating_Natural Gas_Unit Heater_E7 | F3 | Industrial | Stone, Clay, and Glass | New | Space Heating | Natural Gas | Unit Heater | E7 | System - kBTUs of Conusmption | 0 | 0 | 0 | 0 | 0 | 0 | 0 | 0 | 0 | 0 | 0 | 0 | 0 | 0 | 0 | 0 | 0 | 0 | 0 | 0 | 0 | 0 | 0 | 0 | 0 | 0 | 0 | 0 | 0 | 0
F3_Industrial_Stone, Clay, and Glass_New_Space Heating_Natural Gas_Unit Heater_E8 | F3 | Industrial | Stone, Clay, and Glass | New | Space Heating | Natural Gas | Unit Heater | E8 | System - kBTUs of Conusmption | 0 | 0 | 0 | 0 | 0 | 0 | 0 | 0 | 0 | 0 | 0 | 0 | 0 | 0 | 0 | 0 | 0 | 0 | 0 | 0 | 0 | 0 | 0 | 0 | 0 | 0 | 0 | 0 | 0 | 0
F3_Industrial_Stone, Clay, and Glass_New_Space Heating_Natural Gas_Unit Heater_E9 | F3 | Industrial | Stone, Clay, and Glass | New | Space Heating | Natural Gas | Unit Heater | E9 | System - kBTUs of Conusmption | 0 | 0 | 0 | 0 | 0 | 0 | 0 | 0 | 0 | 0 | 0 | 0 | 0 | 0 | 0 | 0 | 0 | 0 | 0 | 0 | 0 | 0 | 0 | 0 | 0 | 0 | 0 | 0 | 0 | 0
F3_Industrial_Stone, Clay, and Glass_New_Space Heating_Natural Gas_Unit Heater_E10 | F3 | Industrial | Stone, Clay, and Glass | New | Space Heating | Natural Gas | Unit Heater | E10 | System - kBTUs of Conusmption | 0 | 0 | 0 | 0 | 0 | 0 | 0 | 0 | 0 | 0 | 0 | 0 | 0 | 0 | 0 | 0 | 0 | 0 | 0 | 0 | 0 | 0 | 0 | 0 | 0 | 0 | 0 | 0 | 0 | 0
F4_Industrial_Stone, Clay, and Glass_New_Space Heating_Natural Gas_Unit Heater_E1 | F4 | Industrial | Stone, Clay, and Glass | New | Space Heating | Natural Gas | Unit Heater | E1 | Utility - Cost of Equipment | 44.6955 | 44.6955 | 44.6955 | 44.6955 | 44.6955 | 44.6955 | 44.6955 | 44.6955 | 44.6955 | 44.6955 | 44.6955 | 44.6955 | 44.6955 | 44.6955 | 44.6955 | 44.6955 | 44.6955 | 44.6955 | 44.6955 | 44.6955 | 44.6955 | 44.6955 | 0 | 0 | 0 | 0 | 0 | 0 | 0 | 0
F4_Industrial_Stone, Clay, and Glass_New_Space Heating_Natural Gas_Unit Heater_E2 | F4 | Industrial | Stone, Clay, and Glass | New | Space Heating | Natural Gas | Unit Heater | E2 | Utility - Cost of Equipment | 98.0238 | 98.0238 | 98.0238 | 98.0238 | 98.0238 | 98.0238 | 98.0238 | 98.0238 | 98.0238 | 98.0238 | 98.0238 | 98.0238 | 98.0238 | 98.0238 | 98.0238 | 98.0238 | 98.0238 | 98.0238 | 98.0238 | 98.0238 | 98.0238 | 98.0238 | 0 | 0 | 0 | 0 | 0 | 0 | 0 | 0
F4_Industrial_Stone, Clay, and Glass_New_Space Heating_Natural Gas_Unit Heater_E3 | F4 | Industrial | Stone, Clay, and Glass | New | Space Heating | Natural Gas | Unit Heater | E3 | Utility - Cost of Equipment | 52.2545 | 52.2545 | 52.2545 | 52.2545 | 52.2545 | 52.2545 | 52.2545 | 52.2545 | 52.2545 | 52.2545 | 52.2545 | 52.2545 | 52.2545 | 52.2545 | 52.2545 | 52.2545 | 52.2545 | 52.2545 | 52.2545 | 52.2545 | 52.2545 | 52.2545 | 0 | 0 | 0 | 0 | 0 | 0 | 0 | 0
F4_Industrial_Stone, Clay, and Glass_New_Space Heating_Natural Gas_Unit Heater_E4 | F4 | Industrial | Stone, Clay, and Glass | New | Space Heating | Natural Gas | Unit Heater | E4 | Utility - Cost of Equipment | 0 | 0 | 0 | 0 | 0 | 0 | 0 | 0 | 0 | 0 | 0 | 0 | 0 | 0 | 0 | 0 | 0 | 0 | 0 | 0 | 0 | 0 | 0 | 0 | 0 | 0 | 0 | 0 | 0 | 0
F4_Industrial_Stone, Clay, and Glass_New_Space Heating_Natural Gas_Unit Heater_E5 | F4 | Industrial | Stone, Clay, and Glass | New | Space Heating | Natural Gas | Unit Heater | E5 | Utility - Cost of Equipment | 0 | 0 | 0 | 0 | 0 | 0 | 0 | 0 | 0 | 0 | 0 | 0 | 0 | 0 | 0 | 0 | 0 | 0 | 0 | 0 | 0 | 0 | 0 | 0 | 0 | 0 | 0 | 0 | 0 | 0
F4_Industrial_Stone, Clay, and Glass_New_Space Heating_Natural Gas_Unit Heater_E6 | F4 | Industrial | Stone, Clay, and Glass | New | Space Heating | Natural Gas | Unit Heater | E6 | Utility - Cost of Equipment | 0 | 0 | 0 | 0 | 0 | 0 | 0 | 0 | 0 | 0 | 0 | 0 | 0 | 0 | 0 | 0 | 0 | 0 | 0 | 0 | 0 | 0 | 0 | 0 | 0 | 0 | 0 | 0 | 0 | 0
F4_Industrial_Stone, Clay, and Glass_New_Space Heating_Natural Gas_Unit Heater_E7 | F4 | Industrial | Stone, Clay, and Glass | New | Space Heating | Natural Gas | Unit Heater | E7 | Utility - Cost of Equipment | 0 | 0 | 0 | 0 | 0 | 0 | 0 | 0 | 0 | 0 | 0 | 0 | 0 | 0 | 0 | 0 | 0 | 0 | 0 | 0 | 0 | 0 | 0 | 0 | 0 | 0 | 0 | 0 | 0 | 0
F4_Industrial_Stone, Clay, and Glass_New_Space Heating_Natural Gas_Unit Heater_E8 | F4 | Industrial | Stone, Clay, and Glass | New | Space Heating | Natural Gas | Unit Heater | E8 | Utility - Cost of Equipment | 0 | 0 | 0 | 0 | 0 | 0 | 0 | 0 | 0 | 0 | 0 | 0 | 0 | 0 | 0 | 0 | 0 | 0 | 0 | 0 | 0 | 0 | 0 | 0 | 0 | 0 | 0 | 0 | 0 | 0
F4_Industrial_Stone, Clay, and Glass_New_Space Heating_Natural Gas_Unit Heater_E9 | F4 | Industrial | Stone, Clay, and Glass | New | Space Heating | Natural Gas | Unit Heater | E9 | Utility - Cost of Equipment | 0 | 0 | 0 | 0 | 0 | 0 | 0 | 0 | 0 | 0 | 0 | 0 | 0 | 0 | 0 | 0 | 0 | 0 | 0 | 0 | 0 | 0 | 0 | 0 | 0 | 0 | 0 | 0 | 0 | 0
F4_Industrial_Stone, Clay, and Glass_New_Space Heating_Natural Gas_Unit Heater_E10 | F4 | Industrial | Stone, Clay, and Glass | New | Space Heating | Natural Gas | Unit Heater | E10 | Utility - Cost of Equipment | 0 | 0 | 0 | 0 | 0 | 0 | 0 | 0 | 0 | 0 | 0 | 0 | 0 | 0 | 0 | 0 | 0 | 0 | 0 | 0 | 0 | 0 | 0 | 0 | 0 | 0 | 0 | 0 | 0 | 0
F5_Industrial_Stone, Clay, and Glass_New_Space Heating_Natural Gas_Unit Heater_E1 | F5 | Industrial | Stone, Clay, and Glass | New | Space Heating | Natural Gas | Unit Heater | E1 | Utility - Cost of Operation | 324.6546 | 334.0382 | 330.248 | 326.6518 | 317.6397 | 308.6184 | 299.3724 | 291.0892 | 282.7501 | 275.7513 | 268.6959 | 261.8516 | 255.1353 | 248.72 | 242.4257 | 236.247 | 230.2903 | 224.6178 | 219.0546 | 213.8808 | 208.9039 | 204.0429 | 0 | 0 | 0 | 0 | 0 | 0 | 0 | 0
F5_Industrial_Stone, Clay, and Glass_New_Space Heating_Natural Gas_Unit Heater_E2 | F5 | Industrial | Stone, Clay, and Glass | New | Space Heating | Natural Gas | Unit Heater | E2 | Utility - Cost of Operation | 309.2019 | 318.1389 | 314.5291 | 311.1041 | 302.5209 | 293.929 | 285.1231 | 277.2342 | 269.292 | 262.6263 | 255.9068 | 249.3882 | 242.9916 | 236.8816 | 230.887 | 225.0023 | 219.3291 | 213.9267 | 208.6282 | 203.7007 | 198.9607 | 194.3311 | 0 | 0 | 0 | 0 | 0 | 0 | 0 | 0
F5_Industrial_Stone, Clay, and Glass_New_Space Heating_Natural Gas_Unit Heater_E3 | F5 | Industrial | Stone, Clay, and Glass | New | Space Heating | Natural Gas | Unit Heater | E3 | Utility - Cost of Operation | 268.8715 | 274.5848 | 270.92 | 267.4227 | 260.0776 | 252.7596 | 245.3294 | 238.6327 | 231.927 | 226.2236 | 220.5045 | 214.9519 | 209.5062 | 204.2904 | 199.1757 | 194.1581 | 189.3129 | 184.6843 | 180.1471 | 175.9007 | 171.8076 | 167.8098 | 0 | 0 | 0 | 0 | 0 | 0 | 0 | 0
F5_Industrial_Stone, Clay, and Glass_New_Space Heating_Natural Gas_Unit Heater_E4 | F5 | Industrial | Stone, Clay, and Glass | New | Space Heating | Natural Gas | Unit Heater | E4 | Utility - Cost of Operation | 0 | 0 | 0 | 0 | 0 | 0 | 0 | 0 | 0 | 0 | 0 | 0 | 0 | 0 | 0 | 0 | 0 | 0 | 0 | 0 | 0 | 0 | 0 | 0 | 0 | 0 | 0 | 0 | 0 | 0
F5_Industrial_Stone, Clay, and Glass_New_Space Heating_Natural Gas_Unit Heater_E5 | F5 | Industrial | Stone, Clay, and Glass | New | Space Heating | Natural Gas | Unit Heater | E5 | Utility - Cost of Operation | 0 | 0 | 0 | 0 | 0 | 0 | 0 | 0 | 0 | 0 | 0 | 0 | 0 | 0 | 0 | 0 | 0 | 0 | 0 | 0 | 0 | 0 | 0 | 0 | 0 | 0 | 0 | 0 | 0 | 0
F5_Industrial_Stone, Clay, and Glass_New_Space Heating_Natural Gas_Unit Heater_E6 | F5 | Industrial | Stone, Clay, and Glass | New | Space Heating | Natural Gas | Unit Heater | E6 | Utility - Cost of Operation | 0 | 0 | 0 | 0 | 0 | 0 | 0 | 0 | 0 | 0 | 0 | 0 | 0 | 0 | 0 | 0 | 0 | 0 | 0 | 0 | 0 | 0 | 0 | 0 | 0 | 0 | 0 | 0 | 0 | 0
F5_Industrial_Stone, Clay, and Glass_New_Space Heating_Natural Gas_Unit Heater_E7 | F5 | Industrial | Stone, Clay, and Glass | New | Space Heating | Natural Gas | Unit Heater | E7 | Utility - Cost of Operation | 0 | 0 | 0 | 0 | 0 | 0 | 0 | 0 | 0 | 0 | 0 | 0 | 0 | 0 | 0 | 0 | 0 | 0 | 0 | 0 | 0 | 0 | 0 | 0 | 0 | 0 | 0 | 0 | 0 | 0
F5_Industrial_Stone, Clay, and Glass_New_Space Heating_Natural Gas_Unit Heater_E8 | F5 | Industrial | Stone, Clay, and Glass | New | Space Heating | Natural Gas | Unit Heater | E8 | Utility - Cost of Operation | 0 | 0 | 0 | 0 | 0 | 0 | 0 | 0 | 0 | 0 | 0 | 0 | 0 | 0 | 0 | 0 | 0 | 0 | 0 | 0 | 0 | 0 | 0 | 0 | 0 | 0 | 0 | 0 | 0 | 0
F5_Industrial_Stone, Clay, and Glass_New_Space Heating_Natural Gas_Unit Heater_E9 | F5 | Industrial | Stone, Clay, and Glass | New | Space Heating | Natural Gas | Unit Heater | E9 | Utility - Cost of Operation | 0 | 0 | 0 | 0 | 0 | 0 | 0 | 0 | 0 | 0 | 0 | 0 | 0 | 0 | 0 | 0 | 0 | 0 | 0 | 0 | 0 | 0 | 0 | 0 | 0 | 0 | 0 | 0 | 0 | 0
F5_Industrial_Stone, Clay, and Glass_New_Space Heating_Natural Gas_Unit Heater_E10 | F5 | Industrial | Stone, Clay, and Glass | New | Space Heating | Natural Gas | Unit Heater | E10 | Utility - Cost of Operation | 0 | 0 | 0 | 0 | 0 | 0 | 0 | 0 | 0 | 0 | 0 | 0 | 0 | 0 | 0 | 0 | 0 | 0 | 0 | 0 | 0 | 0 | 0 | 0 | 0 | 0 | 0 | 0 | 0 | 0
F6_Industrial_Stone, Clay, and Glass_New_Space Heating_Natural Gas_Unit Heater_E1 | F6 | Industrial | Stone, Clay, and Glass | New | Space Heating | Natural Gas | Unit Heater | E1 | Utility - Value of Sales | 388.9573 | 400.1995 | 395.6586 | 391.3501 | 380.553 | 369.7449 | 358.6676 | 348.7439 | 338.753 | 330.368 | 321.9152 | 313.7152 | 305.6687 | 297.9827 | 290.4418 | 283.0393 | 275.9027 | 269.1068 | 262.4416 | 256.2431 | 250.2805 | 244.4567 | 0 | 0 | 0 | 0 | 0 | 0 | 0 | 0
F6_Industrial_Stone, Clay, and Glass_New_Space Heating_Natural Gas_Unit Heater_E2 | F6 | Industrial | Stone, Clay, and Glass | New | Space Heating | Natural Gas | Unit Heater | E2 | Utility - Value of Sales | 370.4441 | 381.1511 | 376.8264 | 372.7229 | 362.4398 | 352.1461 | 341.5961 | 332.1446 | 322.6294 | 314.6434 | 306.593 | 298.7833 | 291.1197 | 283.7996 | 276.6176 | 269.5674 | 262.7706 | 256.2981 | 249.9502 | 244.0467 | 238.3679 | 232.8213 | 0 | 0 | 0 | 0 | 0 | 0 | 0 | 0
F6_Industrial_Stone, Clay, and Glass_New_Space Heating_Natural Gas_Unit Heater_E3 | F6 | Industrial | Stone, Clay, and Glass | New | Space Heating | Natural Gas | Unit Heater | E3 | Utility - Value of Sales | 322.1256 | 328.9705 | 324.5799 | 320.3898 | 311.5899 | 302.8224 | 293.9206 | 285.8975 | 277.8636 | 271.0307 | 264.1788 | 257.5264 | 251.0021 | 244.7532 | 238.6255 | 232.6141 | 226.8092 | 221.2638 | 215.8279 | 210.7404 | 205.8367 | 201.047 | 0 | 0 | 0 | 0 | 0 | 0 | 0 | 0
F6_Industrial_Stone, Clay, and Glass_New_Space Heating_Natural Gas_Unit Heater_E4 | F6 | Industrial | Stone, Clay, and Glass | New | Space Heating | Natural Gas | Unit Heater | E4 | Utility - Value of Sales | 0 | 0 | 0 | 0 | 0 | 0 | 0 | 0 | 0 | 0 | 0 | 0 | 0 | 0 | 0 | 0 | 0 | 0 | 0 | 0 | 0 | 0 | 0 | 0 | 0 | 0 | 0 | 0 | 0 | 0
F6_Industrial_Stone, Clay, and Glass_New_Space Heating_Natural Gas_Unit Heater_E5 | F6 | Industrial | Stone, Clay, and Glass | New | Space Heating | Natural Gas | Unit Heater | E5 | Utility - Value of Sales | 0 | 0 | 0 | 0 | 0 | 0 | 0 | 0 | 0 | 0 | 0 | 0 | 0 | 0 | 0 | 0 | 0 | 0 | 0 | 0 | 0 | 0 | 0 | 0 | 0 | 0 | 0 | 0 | 0 | 0
F6_Industrial_Stone, Clay, and Glass_New_Space Heating_Natural Gas_Unit Heater_E6 | F6 | Industrial | Stone, Clay, and Glass | New | Space Heating | Natural Gas | Unit Heater | E6 | Utility - Value of Sales | 0 | 0 | 0 | 0 | 0 | 0 | 0 | 0 | 0 | 0 | 0 | 0 | 0 | 0 | 0 | 0 | 0 | 0 | 0 | 0 | 0 | 0 | 0 | 0 | 0 | 0 | 0 | 0 | 0 | 0
F6_Industrial_Stone, Clay, and Glass_New_Space Heating_Natural Gas_Unit Heater_E7 | F6 | Industrial | Stone, Clay, and Glass | New | Space Heating | Natural Gas | Unit Heater | E7 | Utility - Value of Sales | 0 | 0 | 0 | 0 | 0 | 0 | 0 | 0 | 0 | 0 | 0 | 0 | 0 | 0 | 0 | 0 | 0 | 0 | 0 | 0 | 0 | 0 | 0 | 0 | 0 | 0 | 0 | 0 | 0 | 0
F6_Industrial_Stone, Clay, and Glass_New_Space Heating_Natural Gas_Unit Heater_E8 | F6 | Industrial | Stone, Clay, and Glass | New | Space Heating | Natural Gas | Unit Heater | E8 | Utility - Value of Sales | 0 | 0 | 0 | 0 | 0 | 0 | 0 | 0 | 0 | 0 | 0 | 0 | 0 | 0 | 0 | 0 | 0 | 0 | 0 | 0 | 0 | 0 | 0 | 0 | 0 | 0 | 0 | 0 | 0 | 0
F6_Industrial_Stone, Clay, and Glass_New_Space Heating_Natural Gas_Unit Heater_E9 | F6 | Industrial | Stone, Clay, and Glass | New | Space Heating | Natural Gas | Unit Heater | E9 | Utility - Value of Sales | 0 | 0 | 0 | 0 | 0 | 0 | 0 | 0 | 0 | 0 | 0 | 0 | 0 | 0 | 0 | 0 | 0 | 0 | 0 | 0 | 0 | 0 | 0 | 0 | 0 | 0 | 0 | 0 | 0 | 0
F6_Industrial_Stone, Clay, and Glass_New_Space Heating_Natural Gas_Unit Heater_E10 | F6 | Industrial | Stone, Clay, and Glass | New | Space Heating | Natural Gas | Unit Heater | E10 | Utility - Value of Sales | 0 | 0 | 0 | 0 | 0 | 0 | 0 | 0 | 0 | 0 | 0 | 0 | 0 | 0 | 0 | 0 | 0 | 0 | 0 | 0 | 0 | 0 | 0 | 0 | 0 | 0 | 0 | 0 | 0 | 0
F1_Industrial_Stone, Clay, and Glass_New_Process_Natural Gas_Process Boiler_E1 | F1 | Industrial | Stone, Clay, and Glass | New | Process | Natural Gas | Process Boiler | E1 | Participant - Cost of Equipment | 3149.3732 | 3149.3732 | 3149.3732 | 3149.3732 | 3149.3732 | 3149.3732 | 3149.3732 | 3149.3732 | 3149.3732 | 3149.3732 | 3149.3732 | 3149.3732 | 3149.3732 | 3149.3732 | 3149.3732 | 3149.3732 | 3149.3732 | 3149.3732 | 3149.3732 | 3149.3732 | 3149.3732 | 3149.3732 | 0 | 0 | 0 | 0 | 0 | 0 | 0 | 0
F1_Industrial_Stone, Clay, and Glass_New_Process_Natural Gas_Process Boiler_E2 | F1 | Industrial | Stone, Clay, and Glass | New | Process | Natural Gas | Process Boiler | E2 | Participant - Cost of Equipment | 0 | 0 | 0 | 0 | 0 | 0 | 0 | 0 | 0 | 0 | 0 | 0 | 0 | 0 | 0 | 0 | 0 | 0 | 0 | 0 | 0 | 0 | 0 | 0 | 0 | 0 | 0 | 0 | 0 | 0
F1_Industrial_Stone, Clay, and Glass_New_Process_Natural Gas_Process Boiler_E3 | F1 | Industrial | Stone, Clay, and Glass | New | Process | Natural Gas | Process Boiler | E3 | Participant - Cost of Equipment | 0 | 0 | 0 | 0 | 0 | 0 | 0 | 0 | 0 | 0 | 0 | 0 | 0 | 0 | 0 | 0 | 0 | 0 | 0 | 0 | 0 | 0 | 0 | 0 | 0 | 0 | 0 | 0 | 0 | 0
F1_Industrial_Stone, Clay, and Glass_New_Process_Natural Gas_Process Boiler_E4 | F1 | Industrial | Stone, Clay, and Glass | New | Process | Natural Gas | Process Boiler | E4 | Participant - Cost of Equipment | 0 | 0 | 0 | 0 | 0 | 0 | 0 | 0 | 0 | 0 | 0 | 0 | 0 | 0 | 0 | 0 | 0 | 0 | 0 | 0 | 0 | 0 | 0 | 0 | 0 | 0 | 0 | 0 | 0 | 0
F1_Industrial_Stone, Clay, and Glass_New_Process_Natural Gas_Process Boiler_E5 | F1 | Industrial | Stone, Clay, and Glass | New | Process | Natural Gas | Process Boiler | E5 | Participant - Cost of Equipment | 0 | 0 | 0 | 0 | 0 | 0 | 0 | 0 | 0 | 0 | 0 | 0 | 0 | 0 | 0 | 0 | 0 | 0 | 0 | 0 | 0 | 0 | 0 | 0 | 0 | 0 | 0 | 0 | 0 | 0
F1_Industrial_Stone, Clay, and Glass_New_Process_Natural Gas_Process Boiler_E6 | F1 | Industrial | Stone, Clay, and Glass | New | Process | Natural Gas | Process Boiler | E6 | Participant - Cost of Equipment | 0 | 0 | 0 | 0 | 0 | 0 | 0 | 0 | 0 | 0 | 0 | 0 | 0 | 0 | 0 | 0 | 0 | 0 | 0 | 0 | 0 | 0 | 0 | 0 | 0 | 0 | 0 | 0 | 0 | 0
F1_Industrial_Stone, Clay, and Glass_New_Process_Natural Gas_Process Boiler_E7 | F1 | Industrial | Stone, Clay, and Glass | New | Process | Natural Gas | Process Boiler | E7 | Participant - Cost of Equipment | 0 | 0 | 0 | 0 | 0 | 0 | 0 | 0 | 0 | 0 | 0 | 0 | 0 | 0 | 0 | 0 | 0 | 0 | 0 | 0 | 0 | 0 | 0 | 0 | 0 | 0 | 0 | 0 | 0 | 0
F1_Industrial_Stone, Clay, and Glass_New_Process_Natural Gas_Process Boiler_E8 | F1 | Industrial | Stone, Clay, and Glass | New | Process | Natural Gas | Process Boiler | E8 | Participant - Cost of Equipment | 0 | 0 | 0 | 0 | 0 | 0 | 0 | 0 | 0 | 0 | 0 | 0 | 0 | 0 | 0 | 0 | 0 | 0 | 0 | 0 | 0 | 0 | 0 | 0 | 0 | 0 | 0 | 0 | 0 | 0
F1_Industrial_Stone, Clay, and Glass_New_Process_Natural Gas_Process Boiler_E9 | F1 | Industrial | Stone, Clay, and Glass | New | Process | Natural Gas | Process Boiler | E9 | Participant - Cost of Equipment | 0 | 0 | 0 | 0 | 0 | 0 | 0 | 0 | 0 | 0 | 0 | 0 | 0 | 0 | 0 | 0 | 0 | 0 | 0 | 0 | 0 | 0 | 0 | 0 | 0 | 0 | 0 | 0 | 0 | 0
F1_Industrial_Stone, Clay, and Glass_New_Process_Natural Gas_Process Boiler_E10 | F1 | Industrial | Stone, Clay, and Glass | New | Process | Natural Gas | Process Boiler | E10 | Participant - Cost of Equipment | 0 | 0 | 0 | 0 | 0 | 0 | 0 | 0 | 0 | 0 | 0 | 0 | 0 | 0 | 0 | 0 | 0 | 0 | 0 | 0 | 0 | 0 | 0 | 0 | 0 | 0 | 0 | 0 | 0 | 0
F2_Industrial_Stone, Clay, and Glass_New_Process_Natural Gas_Process Boiler_E1 | F2 | Industrial | Stone, Clay, and Glass | New | Process | Natural Gas | Process Boiler | E1 | Participant - Cost of Operation | 114.7721 | 115.8738 | 114.0044 | 112.212 | 109.2133 | 106.2472 | 103.2675 | 100.5415 | 97.8322 | 95.4577 | 93.0911 | 90.7901 | 88.5356 | 86.3665 | 84.2415 | 82.1589 | 80.1449 | 78.216 | 76.3347 | 74.567 | 72.8718 | 71.2333 | 0 | 0 | 0 | 0 | 0 | 0 | 0 | 0
F2_Industrial_Stone, Clay, and Glass_New_Process_Natural Gas_Process Boiler_E2 | F2 | Industrial | Stone, Clay, and Glass | New | Process | Natural Gas | Process Boiler | E2 | Participant - Cost of Operation | 0 | 0 | 0 | 0 | 0 | 0 | 0 | 0 | 0 | 0 | 0 | 0 | 0 | 0 | 0 | 0 | 0 | 0 | 0 | 0 | 0 | 0 | 0 | 0 | 0 | 0 | 0 | 0 | 0 | 0
F2_Industrial_Stone, Clay, and Glass_New_Process_Natural Gas_Process Boiler_E3 | F2 | Industrial | Stone, Clay, and Glass | New | Process | Natural Gas | Process Boiler | E3 | Participant - Cost of Operation | 0 | 0 | 0 | 0 | 0 | 0 | 0 | 0 | 0 | 0 | 0 | 0 | 0 | 0 | 0 | 0 | 0 | 0 | 0 | 0 | 0 | 0 | 0 | 0 | 0 | 0 | 0 | 0 | 0 | 0
F2_Industrial_Stone, Clay, and Glass_New_Process_Natural Gas_Process Boiler_E4 | F2 | Industrial | Stone, Clay, and Glass | New | Process | Natural Gas | Process Boiler | E4 | Participant - Cost of Operation | 0 | 0 | 0 | 0 | 0 | 0 | 0 | 0 | 0 | 0 | 0 | 0 | 0 | 0 | 0 | 0 | 0 | 0 | 0 | 0 | 0 | 0 | 0 | 0 | 0 | 0 | 0 | 0 | 0 | 0
F2_Industrial_Stone, Clay, and Glass_New_Process_Natural Gas_Process Boiler_E5 | F2 | Industrial | Stone, Clay, and Glass | New | Process | Natural Gas | Process Boiler | E5 | Participant - Cost of Operation | 0 | 0 | 0 | 0 | 0 | 0 | 0 | 0 | 0 | 0 | 0 | 0 | 0 | 0 | 0 | 0 | 0 | 0 | 0 | 0 | 0 | 0 | 0 | 0 | 0 | 0 | 0 | 0 | 0 | 0
F2_Industrial_Stone, Clay, and Glass_New_Process_Natural Gas_Process Boiler_E6 | F2 | Industrial | Stone, Clay, and Glass | New | Process | Natural Gas | Process Boiler | E6 | Participant - Cost of Operation | 0 | 0 | 0 | 0 | 0 | 0 | 0 | 0 | 0 | 0 | 0 | 0 | 0 | 0 | 0 | 0 | 0 | 0 | 0 | 0 | 0 | 0 | 0 | 0 | 0 | 0 | 0 | 0 | 0 | 0
F2_Industrial_Stone, Clay, and Glass_New_Process_Natural Gas_Process Boiler_E7 | F2 | Industrial | Stone, Clay, and Glass | New | Process | Natural Gas | Process Boiler | E7 | Participant - Cost of Operation | 0 | 0 | 0 | 0 | 0 | 0 | 0 | 0 | 0 | 0 | 0 | 0 | 0 | 0 | 0 | 0 | 0 | 0 | 0 | 0 | 0 | 0 | 0 | 0 | 0 | 0 | 0 | 0 | 0 | 0
F2_Industrial_Stone, Clay, and Glass_New_Process_Natural Gas_Process Boiler_E8 | F2 | Industrial | Stone, Clay, and Glass | New | Process | Natural Gas | Process Boiler | E8 | Participant - Cost of Operation | 0 | 0 | 0 | 0 | 0 | 0 | 0 | 0 | 0 | 0 | 0 | 0 | 0 | 0 | 0 | 0 | 0 | 0 | 0 | 0 | 0 | 0 | 0 | 0 | 0 | 0 | 0 | 0 | 0 | 0
F2_Industrial_Stone, Clay, and Glass_New_Process_Natural Gas_Process Boiler_E9 | F2 | Industrial | Stone, Clay, and Glass | New | Process | Natural Gas | Process Boiler | E9 | Participant - Cost of Operation | 0 | 0 | 0 | 0 | 0 | 0 | 0 | 0 | 0 | 0 | 0 | 0 | 0 | 0 | 0 | 0 | 0 | 0 | 0 | 0 | 0 | 0 | 0 | 0 | 0 | 0 | 0 | 0 | 0 | 0
F2_Industrial_Stone, Clay, and Glass_New_Process_Natural Gas_Process Boiler_E10 | F2 | Industrial | Stone, Clay, and Glass | New | Process | Natural Gas | Process Boiler | E10 | Participant - Cost of Operation | 0 | 0 | 0 | 0 | 0 | 0 | 0 | 0 | 0 | 0 | 0 | 0 | 0 | 0 | 0 | 0 | 0 | 0 | 0 | 0 | 0 | 0 | 0 | 0 | 0 | 0 | 0 | 0 | 0 | 0
F3_Industrial_Stone, Clay, and Glass_New_Process_Natural Gas_Process Boiler_E1 | F3 | Industrial | Stone, Clay, and Glass | New | Process | Natural Gas | Process Boiler | E1 | System - kBTUs of Conusmption | 19134.553 | 19134.553 | 19134.553 | 19134.553 | 19134.553 | 19134.553 | 19134.553 | 19134.553 | 19134.553 | 19134.553 | 19134.553 | 19134.553 | 19134.553 | 19134.553 | 19134.553 | 19134.553 | 19134.553 | 19134.553 | 19134.553 | 19134.553 | 19134.553 | 19134.553 | 0 | 0 | 0 | 0 | 0 | 0 | 0 | 0
F3_Industrial_Stone, Clay, and Glass_New_Process_Natural Gas_Process Boiler_E2 | F3 | Industrial | Stone, Clay, and Glass | New | Process | Natural Gas | Process Boiler | E2 | System - kBTUs of Conusmption | 0 | 0 | 0 | 0 | 0 | 0 | 0 | 0 | 0 | 0 | 0 | 0 | 0 | 0 | 0 | 0 | 0 | 0 | 0 | 0 | 0 | 0 | 0 | 0 | 0 | 0 | 0 | 0 | 0 | 0
F3_Industrial_Stone, Clay, and Glass_New_Process_Natural Gas_Process Boiler_E3 | F3 | Industrial | Stone, Clay, and Glass | New | Process | Natural Gas | Process Boiler | E3 | System - kBTUs of Conusmption | 0 | 0 | 0 | 0 | 0 | 0 | 0 | 0 | 0 | 0 | 0 | 0 | 0 | 0 | 0 | 0 | 0 | 0 | 0 | 0 | 0 | 0 | 0 | 0 | 0 | 0 | 0 | 0 | 0 | 0
F3_Industrial_Stone, Clay, and Glass_New_Process_Natural Gas_Process Boiler_E4 | F3 | Industrial | Stone, Clay, and Glass | New | Process | Natural Gas | Process Boiler | E4 | System - kBTUs of Conusmption | 0 | 0 | 0 | 0 | 0 | 0 | 0 | 0 | 0 | 0 | 0 | 0 | 0 | 0 | 0 | 0 | 0 | 0 | 0 | 0 | 0 | 0 | 0 | 0 | 0 | 0 | 0 | 0 | 0 | 0
F3_Industrial_Stone, Clay, and Glass_New_Process_Natural Gas_Process Boiler_E5 | F3 | Industrial | Stone, Clay, and Glass | New | Process | Natural Gas | Process Boiler | E5 | System - kBTUs of Conusmption | 0 | 0 | 0 | 0 | 0 | 0 | 0 | 0 | 0 | 0 | 0 | 0 | 0 | 0 | 0 | 0 | 0 | 0 | 0 | 0 | 0 | 0 | 0 | 0 | 0 | 0 | 0 | 0 | 0 | 0
F3_Industrial_Stone, Clay, and Glass_New_Process_Natural Gas_Process Boiler_E6 | F3 | Industrial | Stone, Clay, and Glass | New | Process | Natural Gas | Process Boiler | E6 | System - kBTUs of Conusmption | 0 | 0 | 0 | 0 | 0 | 0 | 0 | 0 | 0 | 0 | 0 | 0 | 0 | 0 | 0 | 0 | 0 | 0 | 0 | 0 | 0 | 0 | 0 | 0 | 0 | 0 | 0 | 0 | 0 | 0
F3_Industrial_Stone, Clay, and Glass_New_Process_Natural Gas_Process Boiler_E7 | F3 | Industrial | Stone, Clay, and Glass | New | Process | Natural Gas | Process Boiler | E7 | System - kBTUs of Conusmption | 0 | 0 | 0 | 0 | 0 | 0 | 0 | 0 | 0 | 0 | 0 | 0 | 0 | 0 | 0 | 0 | 0 | 0 | 0 | 0 | 0 | 0 | 0 | 0 | 0 | 0 | 0 | 0 | 0 | 0
F3_Industrial_Stone, Clay, and Glass_New_Process_Natural Gas_Process Boiler_E8 | F3 | Industrial | Stone, Clay, and Glass | New | Process | Natural Gas | Process Boiler | E8 | System - kBTUs of Conusmption | 0 | 0 | 0 | 0 | 0 | 0 | 0 | 0 | 0 | 0 | 0 | 0 | 0 | 0 | 0 | 0 | 0 | 0 | 0 | 0 | 0 | 0 | 0 | 0 | 0 | 0 | 0 | 0 | 0 | 0
F3_Industrial_Stone, Clay, and Glass_New_Process_Natural Gas_Process Boiler_E9 | F3 | Industrial | Stone, Clay, and Glass | New | Process | Natural Gas | Process Boiler | E9 | System - kBTUs of Conusmption | 0 | 0 | 0 | 0 | 0 | 0 | 0 | 0 | 0 | 0 | 0 | 0 | 0 | 0 | 0 | 0 | 0 | 0 | 0 | 0 | 0 | 0 | 0 | 0 | 0 | 0 | 0 | 0 | 0 | 0
F3_Industrial_Stone, Clay, and Glass_New_Process_Natural Gas_Process Boiler_E10 | F3 | Industrial | Stone, Clay, and Glass | New | Process | Natural Gas | Process Boiler | E10 | System - kBTUs of Conusmption | 0 | 0 | 0 | 0 | 0 | 0 | 0 | 0 | 0 | 0 | 0 | 0 | 0 | 0 | 0 | 0 | 0 | 0 | 0 | 0 | 0 | 0 | 0 | 0 | 0 | 0 | 0 | 0 | 0 | 0
F4_Industrial_Stone, Clay, and Glass_New_Process_Natural Gas_Process Boiler_E1 | F4 | Industrial | Stone, Clay, and Glass | New | Process | Natural Gas | Process Boiler | E1 | Utility - Cost of Equipment | 3149.3732 | 3149.3732 | 3149.3732 | 3149.3732 | 3149.3732 | 3149.3732 | 3149.3732 | 3149.3732 | 3149.3732 | 3149.3732 | 3149.3732 | 3149.3732 | 3149.3732 | 3149.3732 | 3149.3732 | 3149.3732 | 3149.3732 | 3149.3732 | 3149.3732 | 3149.3732 | 3149.3732 | 3149.3732 | 0 | 0 | 0 | 0 | 0 | 0 | 0 | 0
F4_Industrial_Stone, Clay, and Glass_New_Process_Natural Gas_Process Boiler_E2 | F4 | Industrial | Stone, Clay, and Glass | New | Process | Natural Gas | Process Boiler | E2 | Utility - Cost of Equipment | 0 | 0 | 0 | 0 | 0 | 0 | 0 | 0 | 0 | 0 | 0 | 0 | 0 | 0 | 0 | 0 | 0 | 0 | 0 | 0 | 0 | 0 | 0 | 0 | 0 | 0 | 0 | 0 | 0 | 0
F4_Industrial_Stone, Clay, and Glass_New_Process_Natural Gas_Process Boiler_E3 | F4 | Industrial | Stone, Clay, and Glass | New | Process | Natural Gas | Process Boiler | E3 | Utility - Cost of Equipment | 0 | 0 | 0 | 0 | 0 | 0 | 0 | 0 | 0 | 0 | 0 | 0 | 0 | 0 | 0 | 0 | 0 | 0 | 0 | 0 | 0 | 0 | 0 | 0 | 0 | 0 | 0 | 0 | 0 | 0
F4_Industrial_Stone, Clay, and Glass_New_Process_Natural Gas_Process Boiler_E4 | F4 | Industrial | Stone, Clay, and Glass | New | Process | Natural Gas | Process Boiler | E4 | Utility - Cost of Equipment | 0 | 0 | 0 | 0 | 0 | 0 | 0 | 0 | 0 | 0 | 0 | 0 | 0 | 0 | 0 | 0 | 0 | 0 | 0 | 0 | 0 | 0 | 0 | 0 | 0 | 0 | 0 | 0 | 0 | 0
F4_Industrial_Stone, Clay, and Glass_New_Process_Natural Gas_Process Boiler_E5 | F4 | Industrial | Stone, Clay, and Glass | New | Process | Natural Gas | Process Boiler | E5 | Utility - Cost of Equipment | 0 | 0 | 0 | 0 | 0 | 0 | 0 | 0 | 0 | 0 | 0 | 0 | 0 | 0 | 0 | 0 | 0 | 0 | 0 | 0 | 0 | 0 | 0 | 0 | 0 | 0 | 0 | 0 | 0 | 0
F4_Industrial_Stone, Clay, and Glass_New_Process_Natural Gas_Process Boiler_E6 | F4 | Industrial | Stone, Clay, and Glass | New | Process | Natural Gas | Process Boiler | E6 | Utility - Cost of Equipment | 0 | 0 | 0 | 0 | 0 | 0 | 0 | 0 | 0 | 0 | 0 | 0 | 0 | 0 | 0 | 0 | 0 | 0 | 0 | 0 | 0 | 0 | 0 | 0 | 0 | 0 | 0 | 0 | 0 | 0
F4_Industrial_Stone, Clay, and Glass_New_Process_Natural Gas_Process Boiler_E7 | F4 | Industrial | Stone, Clay, and Glass | New | Process | Natural Gas | Process Boiler | E7 | Utility - Cost of Equipment | 0 | 0 | 0 | 0 | 0 | 0 | 0 | 0 | 0 | 0 | 0 | 0 | 0 | 0 | 0 | 0 | 0 | 0 | 0 | 0 | 0 | 0 | 0 | 0 | 0 | 0 | 0 | 0 | 0 | 0
F4_Industrial_Stone, Clay, and Glass_New_Process_Natural Gas_Process Boiler_E8 | F4 | Industrial | Stone, Clay, and Glass | New | Process | Natural Gas | Process Boiler | E8 | Utility - Cost of Equipment | 0 | 0 | 0 | 0 | 0 | 0 | 0 | 0 | 0 | 0 | 0 | 0 | 0 | 0 | 0 | 0 | 0 | 0 | 0 | 0 | 0 | 0 | 0 | 0 | 0 | 0 | 0 | 0 | 0 | 0
F4_Industrial_Stone, Clay, and Glass_New_Process_Natural Gas_Process Boiler_E9 | F4 | Industrial | Stone, Clay, and Glass | New | Process | Natural Gas | Process Boiler | E9 | Utility - Cost of Equipment | 0 | 0 | 0 | 0 | 0 | 0 | 0 | 0 | 0 | 0 | 0 | 0 | 0 | 0 | 0 | 0 | 0 | 0 | 0 | 0 | 0 | 0 | 0 | 0 | 0 | 0 | 0 | 0 | 0 | 0
F4_Industrial_Stone, Clay, and Glass_New_Process_Natural Gas_Process Boiler_E10 | F4 | Industrial | Stone, Clay, and Glass | New | Process | Natural Gas | Process Boiler | E10 | Utility - Cost of Equipment | 0 | 0 | 0 | 0 | 0 | 0 | 0 | 0 | 0 | 0 | 0 | 0 | 0 | 0 | 0 | 0 | 0 | 0 | 0 | 0 | 0 | 0 | 0 | 0 | 0 | 0 | 0 | 0 | 0 | 0
F5_Industrial_Stone, Clay, and Glass_New_Process_Natural Gas_Process Boiler_E1 | F5 | Industrial | Stone, Clay, and Glass | New | Process | Natural Gas | Process Boiler | E1 | Utility - Cost of Operation | 95.7979 | 96.7175 | 95.1571 | 93.661 | 91.1581 | 88.6823 | 86.1952 | 83.9199 | 81.6585 | 79.6766 | 77.7012 | 75.7806 | 73.8988 | 72.0883 | 70.3146 | 68.5763 | 66.8953 | 65.2853 | 63.7149 | 62.2395 | 60.8246 | 59.457 | 0 | 0 | 0 | 0 | 0 | 0 | 0 | 0
F5_Industrial_Stone, Clay, and Glass_New_Process_Natural Gas_Process Boiler_E2 | F5 | Industrial | Stone, Clay, and Glass | New | Process | Natural Gas | Process Boiler | E2 | Utility - Cost of Operation | 0 | 0 | 0 | 0 | 0 | 0 | 0 | 0 | 0 | 0 | 0 | 0 | 0 | 0 | 0 | 0 | 0 | 0 | 0 | 0 | 0 | 0 | 0 | 0 | 0 | 0 | 0 | 0 | 0 | 0
F5_Industrial_Stone, Clay, and Glass_New_Process_Natural Gas_Process Boiler_E3 | F5 | Industrial | Stone, Clay, and Glass | New | Process | Natural Gas | Process Boiler | E3 | Utility - Cost of Operation | 0 | 0 | 0 | 0 | 0 | 0 | 0 | 0 | 0 | 0 | 0 | 0 | 0 | 0 | 0 | 0 | 0 | 0 | 0 | 0 | 0 | 0 | 0 | 0 | 0 | 0 | 0 | 0 | 0 | 0
F5_Industrial_Stone, Clay, and Glass_New_Process_Natural Gas_Process Boiler_E4 | F5 | Industrial | Stone, Clay, and Glass | New | Process | Natural Gas | Process Boiler | E4 | Utility - Cost of Operation | 0 | 0 | 0 | 0 | 0 | 0 | 0 | 0 | 0 | 0 | 0 | 0 | 0 | 0 | 0 | 0 | 0 | 0 | 0 | 0 | 0 | 0 | 0 | 0 | 0 | 0 | 0 | 0 | 0 | 0
F5_Industrial_Stone, Clay, and Glass_New_Process_Natural Gas_Process Boiler_E5 | F5 | Industrial | Stone, Clay, and Glass | New | Process | Natural Gas | Process Boiler | E5 | Utility - Cost of Operation | 0 | 0 | 0 | 0 | 0 | 0 | 0 | 0 | 0 | 0 | 0 | 0 | 0 | 0 | 0 | 0 | 0 | 0 | 0 | 0 | 0 | 0 | 0 | 0 | 0 | 0 | 0 | 0 | 0 | 0
F5_Industrial_Stone, Clay, and Glass_New_Process_Natural Gas_Process Boiler_E6 | F5 | Industrial | Stone, Clay, and Glass | New | Process | Natural Gas | Process Boiler | E6 | Utility - Cost of Operation | 0 | 0 | 0 | 0 | 0 | 0 | 0 | 0 | 0 | 0 | 0 | 0 | 0 | 0 | 0 | 0 | 0 | 0 | 0 | 0 | 0 | 0 | 0 | 0 | 0 | 0 | 0 | 0 | 0 | 0
F5_Industrial_Stone, Clay, and Glass_New_Process_Natural Gas_Process Boiler_E7 | F5 | Industrial | Stone, Clay, and Glass | New | Process | Natural Gas | Process Boiler | E7 | Utility - Cost of Operation | 0 | 0 | 0 | 0 | 0 | 0 | 0 | 0 | 0 | 0 | 0 | 0 | 0 | 0 | 0 | 0 | 0 | 0 | 0 | 0 | 0 | 0 | 0 | 0 | 0 | 0 | 0 | 0 | 0 | 0
F5_Industrial_Stone, Clay, and Glass_New_Process_Natural Gas_Process Boiler_E8 | F5 | Industrial | Stone, Clay, and Glass | New | Process | Natural Gas | Process Boiler | E8 | Utility - Cost of Operation | 0 | 0 | 0 | 0 | 0 | 0 | 0 | 0 | 0 | 0 | 0 | 0 | 0 | 0 | 0 | 0 | 0 | 0 | 0 | 0 | 0 | 0 | 0 | 0 | 0 | 0 | 0 | 0 | 0 | 0
F5_Industrial_Stone, Clay, and Glass_New_Process_Natural Gas_Process Boiler_E9 | F5 | Industrial | Stone, Clay, and Glass | New | Process | Natural Gas | Process Boiler | E9 | Utility - Cost of Operation | 0 | 0 | 0 | 0 | 0 | 0 | 0 | 0 | 0 | 0 | 0 | 0 | 0 | 0 | 0 | 0 | 0 | 0 | 0 | 0 | 0 | 0 | 0 | 0 | 0 | 0 | 0 | 0 | 0 | 0
F5_Industrial_Stone, Clay, and Glass_New_Process_Natural Gas_Process Boiler_E10 | F5 | Industrial | Stone, Clay, and Glass | New | Process | Natural Gas | Process Boiler | E10 | Utility - Cost of Operation | 0 | 0 | 0 | 0 | 0 | 0 | 0 | 0 | 0 | 0 | 0 | 0 | 0 | 0 | 0 | 0 | 0 | 0 | 0 | 0 | 0 | 0 | 0 | 0 | 0 | 0 | 0 | 0 | 0 | 0
F6_Industrial_Stone, Clay, and Glass_New_Process_Natural Gas_Process Boiler_E1 | F6 | Industrial | Stone, Clay, and Glass | New | Process | Natural Gas | Process Boiler | E1 | Utility - Value of Sales | 114.7721 | 115.8738 | 114.0044 | 112.212 | 109.2133 | 106.2472 | 103.2675 | 100.5415 | 97.8322 | 95.4577 | 93.0911 | 90.7901 | 88.5356 | 86.3665 | 84.2415 | 82.1589 | 80.1449 | 78.216 | 76.3347 | 74.567 | 72.8718 | 71.2333 | 0 | 0 | 0 | 0 | 0 | 0 | 0 | 0
F6_Industrial_Stone, Clay, and Glass_New_Process_Natural Gas_Process Boiler_E2 | F6 | Industrial | Stone, Clay, and Glass | New | Process | Natural Gas | Process Boiler | E2 | Utility - Value of Sales | 0 | 0 | 0 | 0 | 0 | 0 | 0 | 0 | 0 | 0 | 0 | 0 | 0 | 0 | 0 | 0 | 0 | 0 | 0 | 0 | 0 | 0 | 0 | 0 | 0 | 0 | 0 | 0 | 0 | 0
F6_Industrial_Stone, Clay, and Glass_New_Process_Natural Gas_Process Boiler_E3 | F6 | Industrial | Stone, Clay, and Glass | New | Process | Natural Gas | Process Boiler | E3 | Utility - Value of Sales | 0 | 0 | 0 | 0 | 0 | 0 | 0 | 0 | 0 | 0 | 0 | 0 | 0 | 0 | 0 | 0 | 0 | 0 | 0 | 0 | 0 | 0 | 0 | 0 | 0 | 0 | 0 | 0 | 0 | 0
F6_Industrial_Stone, Clay, and Glass_New_Process_Natural Gas_Process Boiler_E4 | F6 | Industrial | Stone, Clay, and Glass | New | Process | Natural Gas | Process Boiler | E4 | Utility - Value of Sales | 0 | 0 | 0 | 0 | 0 | 0 | 0 | 0 | 0 | 0 | 0 | 0 | 0 | 0 | 0 | 0 | 0 | 0 | 0 | 0 | 0 | 0 | 0 | 0 | 0 | 0 | 0 | 0 | 0 | 0
F6_Industrial_Stone, Clay, and Glass_New_Process_Natural Gas_Process Boiler_E5 | F6 | Industrial | Stone, Clay, and Glass | New | Process | Natural Gas | Process Boiler | E5 | Utility - Value of Sales | 0 | 0 | 0 | 0 | 0 | 0 | 0 | 0 | 0 | 0 | 0 | 0 | 0 | 0 | 0 | 0 | 0 | 0 | 0 | 0 | 0 | 0 | 0 | 0 | 0 | 0 | 0 | 0 | 0 | 0
F6_Industrial_Stone, Clay, and Glass_New_Process_Natural Gas_Process Boiler_E6 | F6 | Industrial | Stone, Clay, and Glass | New | Process | Natural Gas | Process Boiler | E6 | Utility - Value of Sales | 0 | 0 | 0 | 0 | 0 | 0 | 0 | 0 | 0 | 0 | 0 | 0 | 0 | 0 | 0 | 0 | 0 | 0 | 0 | 0 | 0 | 0 | 0 | 0 | 0 | 0 | 0 | 0 | 0 | 0
F6_Industrial_Stone, Clay, and Glass_New_Process_Natural Gas_Process Boiler_E7 | F6 | Industrial | Stone, Clay, and Glass | New | Process | Natural Gas | Process Boiler | E7 | Utility - Value of Sales | 0 | 0 | 0 | 0 | 0 | 0 | 0 | 0 | 0 | 0 | 0 | 0 | 0 | 0 | 0 | 0 | 0 | 0 | 0 | 0 | 0 | 0 | 0 | 0 | 0 | 0 | 0 | 0 | 0 | 0
F6_Industrial_Stone, Clay, and Glass_New_Process_Natural Gas_Process Boiler_E8 | F6 | Industrial | Stone, Clay, and Glass | New | Process | Natural Gas | Process Boiler | E8 | Utility - Value of Sales | 0 | 0 | 0 | 0 | 0 | 0 | 0 | 0 | 0 | 0 | 0 | 0 | 0 | 0 | 0 | 0 | 0 | 0 | 0 | 0 | 0 | 0 | 0 | 0 | 0 | 0 | 0 | 0 | 0 | 0
F6_Industrial_Stone, Clay, and Glass_New_Process_Natural Gas_Process Boiler_E9 | F6 | Industrial | Stone, Clay, and Glass | New | Process | Natural Gas | Process Boiler | E9 | Utility - Value of Sales | 0 | 0 | 0 | 0 | 0 | 0 | 0 | 0 | 0 | 0 | 0 | 0 | 0 | 0 | 0 | 0 | 0 | 0 | 0 | 0 | 0 | 0 | 0 | 0 | 0 | 0 | 0 | 0 | 0 | 0
F6_Industrial_Stone, Clay, and Glass_New_Process_Natural Gas_Process Boiler_E10 | F6 | Industrial | Stone, Clay, and Glass | New | Process | Natural Gas | Process Boiler | E10 | Utility - Value of Sales | 0 | 0 | 0 | 0 | 0 | 0 | 0 | 0 | 0 | 0 | 0 | 0 | 0 | 0 | 0 | 0 | 0 | 0 | 0 | 0 | 0 | 0 | 0 | 0 | 0 | 0 | 0 | 0 | 0 | 0
F1_Industrial_Stone, Clay, and Glass_New_Process_Natural Gas_Process Heating_E1 | F1 | Industrial | Stone, Clay, and Glass | New | Process | Natural Gas | Process Heating | E1 | Participant - Cost of Equipment | 0.22938 | 0.22938 | 0.22938 | 0.22938 | 0.22938 | 0.22938 | 0.22938 | 0.22938 | 0.22938 | 0.22938 | 0.22938 | 0.22938 | 0.22938 | 0.22938 | 0.22938 | 0.22938 | 0.22938 | 0.22938 | 0.22938 | 0.22938 | 0.22938 | 0.22938 | 0 | 0 | 0 | 0 | 0 | 0 | 0 | 0
F1_Industrial_Stone, Clay, and Glass_New_Process_Natural Gas_Process Heating_E2 | F1 | Industrial | Stone, Clay, and Glass | New | Process | Natural Gas | Process Heating | E2 | Participant - Cost of Equipment | 0 | 0 | 0 | 0 | 0 | 0 | 0 | 0 | 0 | 0 | 0 | 0 | 0 | 0 | 0 | 0 | 0 | 0 | 0 | 0 | 0 | 0 | 0 | 0 | 0 | 0 | 0 | 0 | 0 | 0
F1_Industrial_Stone, Clay, and Glass_New_Process_Natural Gas_Process Heating_E3 | F1 | Industrial | Stone, Clay, and Glass | New | Process | Natural Gas | Process Heating | E3 | Participant - Cost of Equipment | 0 | 0 | 0 | 0 | 0 | 0 | 0 | 0 | 0 | 0 | 0 | 0 | 0 | 0 | 0 | 0 | 0 | 0 | 0 | 0 | 0 | 0 | 0 | 0 | 0 | 0 | 0 | 0 | 0 | 0
F1_Industrial_Stone, Clay, and Glass_New_Process_Natural Gas_Process Heating_E4 | F1 | Industrial | Stone, Clay, and Glass | New | Process | Natural Gas | Process Heating | E4 | Participant - Cost of Equipment | 0 | 0 | 0 | 0 | 0 | 0 | 0 | 0 | 0 | 0 | 0 | 0 | 0 | 0 | 0 | 0 | 0 | 0 | 0 | 0 | 0 | 0 | 0 | 0 | 0 | 0 | 0 | 0 | 0 | 0
F1_Industrial_Stone, Clay, and Glass_New_Process_Natural Gas_Process Heating_E5 | F1 | Industrial | Stone, Clay, and Glass | New | Process | Natural Gas | Process Heating | E5 | Participant - Cost of Equipment | 0 | 0 | 0 | 0 | 0 | 0 | 0 | 0 | 0 | 0 | 0 | 0 | 0 | 0 | 0 | 0 | 0 | 0 | 0 | 0 | 0 | 0 | 0 | 0 | 0 | 0 | 0 | 0 | 0 | 0
F1_Industrial_Stone, Clay, and Glass_New_Process_Natural Gas_Process Heating_E6 | F1 | Industrial | Stone, Clay, and Glass | New | Process | Natural Gas | Process Heating | E6 | Participant - Cost of Equipment | 0 | 0 | 0 | 0 | 0 | 0 | 0 | 0 | 0 | 0 | 0 | 0 | 0 | 0 | 0 | 0 | 0 | 0 | 0 | 0 | 0 | 0 | 0 | 0 | 0 | 0 | 0 | 0 | 0 | 0
F1_Industrial_Stone, Clay, and Glass_New_Process_Natural Gas_Process Heating_E7 | F1 | Industrial | Stone, Clay, and Glass | New | Process | Natural Gas | Process Heating | E7 | Participant - Cost of Equipment | 0 | 0 | 0 | 0 | 0 | 0 | 0 | 0 | 0 | 0 | 0 | 0 | 0 | 0 | 0 | 0 | 0 | 0 | 0 | 0 | 0 | 0 | 0 | 0 | 0 | 0 | 0 | 0 | 0 | 0
F1_Industrial_Stone, Clay, and Glass_New_Process_Natural Gas_Process Heating_E8 | F1 | Industrial | Stone, Clay, and Glass | New | Process | Natural Gas | Process Heating | E8 | Participant - Cost of Equipment | 0 | 0 | 0 | 0 | 0 | 0 | 0 | 0 | 0 | 0 | 0 | 0 | 0 | 0 | 0 | 0 | 0 | 0 | 0 | 0 | 0 | 0 | 0 | 0 | 0 | 0 | 0 | 0 | 0 | 0
F1_Industrial_Stone, Clay, and Glass_New_Process_Natural Gas_Process Heating_E9 | F1 | Industrial | Stone, Clay, and Glass | New | Process | Natural Gas | Process Heating | E9 | Participant - Cost of Equipment | 0 | 0 | 0 | 0 | 0 | 0 | 0 | 0 | 0 | 0 | 0 | 0 | 0 | 0 | 0 | 0 | 0 | 0 | 0 | 0 | 0 | 0 | 0 | 0 | 0 | 0 | 0 | 0 | 0 | 0
F1_Industrial_Stone, Clay, and Glass_New_Process_Natural Gas_Process Heating_E10 | F1 | Industrial | Stone, Clay, and Glass | New | Process | Natural Gas | Process Heating | E10 | Participant - Cost of Equipment | 0 | 0 | 0 | 0 | 0 | 0 | 0 | 0 | 0 | 0 | 0 | 0 | 0 | 0 | 0 | 0 | 0 | 0 | 0 | 0 | 0 | 0 | 0 | 0 | 0 | 0 | 0 | 0 | 0 | 0
F2_Industrial_Stone, Clay, and Glass_New_Process_Natural Gas_Process Heating_E1 | F2 | Industrial | Stone, Clay, and Glass | New | Process | Natural Gas | Process Heating | E1 | Participant - Cost of Operation | 3472.4272 | 3796.1131 | 3822.1565 | 3848.0184 | 3740.671 | 3626.7155 | 3504.1344 | 3400.0599 | 3293.7169 | 3217.0599 | 3136.5651 | 3057.5361 | 2978.3239 | 2902.9369 | 2827.0677 | 2750.8638 | 2677.3302 | 2607.8857 | 2539.28 | 2478.3904 | 2420.7203 | 2364.3922 | 0 | 0 | 0 | 0 | 0 | 0 | 0 | 0
F2_Industrial_Stone, Clay, and Glass_New_Process_Natural Gas_Process Heating_E2 | F2 | Industrial | Stone, Clay, and Glass | New | Process | Natural Gas | Process Heating | E2 | Participant - Cost of Operation | 0 | 0 | 0 | 0 | 0 | 0 | 0 | 0 | 0 | 0 | 0 | 0 | 0 | 0 | 0 | 0 | 0 | 0 | 0 | 0 | 0 | 0 | 0 | 0 | 0 | 0 | 0 | 0 | 0 | 0
F2_Industrial_Stone, Clay, and Glass_New_Process_Natural Gas_Process Heating_E3 | F2 | Industrial | Stone, Clay, and Glass | New | Process | Natural Gas | Process Heating | E3 | Participant - Cost of Operation | 0 | 0 | 0 | 0 | 0 | 0 | 0 | 0 | 0 | 0 | 0 | 0 | 0 | 0 | 0 | 0 | 0 | 0 | 0 | 0 | 0 | 0 | 0 | 0 | 0 | 0 | 0 | 0 | 0 | 0
F2_Industrial_Stone, Clay, and Glass_New_Process_Natural Gas_Process Heating_E4 | F2 | Industrial | Stone, Clay, and Glass | New | Process | Natural Gas | Process Heating | E4 | Participant - Cost of Operation | 0 | 0 | 0 | 0 | 0 | 0 | 0 | 0 | 0 | 0 | 0 | 0 | 0 | 0 | 0 | 0 | 0 | 0 | 0 | 0 | 0 | 0 | 0 | 0 | 0 | 0 | 0 | 0 | 0 | 0
F2_Industrial_Stone, Clay, and Glass_New_Process_Natural Gas_Process Heating_E5 | F2 | Industrial | Stone, Clay, and Glass | New | Process | Natural Gas | Process Heating | E5 | Participant - Cost of Operation | 0 | 0 | 0 | 0 | 0 | 0 | 0 | 0 | 0 | 0 | 0 | 0 | 0 | 0 | 0 | 0 | 0 | 0 | 0 | 0 | 0 | 0 | 0 | 0 | 0 | 0 | 0 | 0 | 0 | 0
F2_Industrial_Stone, Clay, and Glass_New_Process_Natural Gas_Process Heating_E6 | F2 | Industrial | Stone, Clay, and Glass | New | Process | Natural Gas | Process Heating | E6 | Participant - Cost of Operation | 0 | 0 | 0 | 0 | 0 | 0 | 0 | 0 | 0 | 0 | 0 | 0 | 0 | 0 | 0 | 0 | 0 | 0 | 0 | 0 | 0 | 0 | 0 | 0 | 0 | 0 | 0 | 0 | 0 | 0
F2_Industrial_Stone, Clay, and Glass_New_Process_Natural Gas_Process Heating_E7 | F2 | Industrial | Stone, Clay, and Glass | New | Process | Natural Gas | Process Heating | E7 | Participant - Cost of Operation | 0 | 0 | 0 | 0 | 0 | 0 | 0 | 0 | 0 | 0 | 0 | 0 | 0 | 0 | 0 | 0 | 0 | 0 | 0 | 0 | 0 | 0 | 0 | 0 | 0 | 0 | 0 | 0 | 0 | 0
F2_Industrial_Stone, Clay, and Glass_New_Process_Natural Gas_Process Heating_E8 | F2 | Industrial | Stone, Clay, and Glass | New | Process | Natural Gas | Process Heating | E8 | Participant - Cost of Operation | 0 | 0 | 0 | 0 | 0 | 0 | 0 | 0 | 0 | 0 | 0 | 0 | 0 | 0 | 0 | 0 | 0 | 0 | 0 | 0 | 0 | 0 | 0 | 0 | 0 | 0 | 0 | 0 | 0 | 0
F2_Industrial_Stone, Clay, and Glass_New_Process_Natural Gas_Process Heating_E9 | F2 | Industrial | Stone, Clay, and Glass | New | Process | Natural Gas | Process Heating | E9 | Participant - Cost of Operation | 0 | 0 | 0 | 0 | 0 | 0 | 0 | 0 | 0 | 0 | 0 | 0 | 0 | 0 | 0 | 0 | 0 | 0 | 0 | 0 | 0 | 0 | 0 | 0 | 0 | 0 | 0 | 0 | 0 | 0
F2_Industrial_Stone, Clay, and Glass_New_Process_Natural Gas_Process Heating_E10 | F2 | Industrial | Stone, Clay, and Glass | New | Process | Natural Gas | Process Heating | E10 | Participant - Cost of Operation | 0 | 0 | 0 | 0 | 0 | 0 | 0 | 0 | 0 | 0 | 0 | 0 | 0 | 0 | 0 | 0 | 0 | 0 | 0 | 0 | 0 | 0 | 0 | 0 | 0 | 0 | 0 | 0 | 0 | 0
F3_Industrial_Stone, Clay, and Glass_New_Process_Natural Gas_Process Heating_E1 | F3 | Industrial | Stone, Clay, and Glass | New | Process | Natural Gas | Process Heating | E1 | System - kBTUs of Conusmption | 537618.5399 | 537618.5399 | 537618.5399 | 537618.5399 | 537618.5399 | 537618.5399 | 537618.5399 | 537618.5399 | 537618.5399 | 537618.5399 | 537618.5399 | 537618.5399 | 537618.5399 | 537618.5399 | 537618.5399 | 537618.5399 | 537618.5399 | 537618.5399 | 537618.5399 | 537618.5399 | 537618.5399 | 537618.5399 | 0 | 0 | 0 | 0 | 0 | 0 | 0 | 0
F3_Industrial_Stone, Clay, and Glass_New_Process_Natural Gas_Process Heating_E2 | F3 | Industrial | Stone, Clay, and Glass | New | Process | Natural Gas | Process Heating | E2 | System - kBTUs of Conusmption | 0 | 0 | 0 | 0 | 0 | 0 | 0 | 0 | 0 | 0 | 0 | 0 | 0 | 0 | 0 | 0 | 0 | 0 | 0 | 0 | 0 | 0 | 0 | 0 | 0 | 0 | 0 | 0 | 0 | 0
F3_Industrial_Stone, Clay, and Glass_New_Process_Natural Gas_Process Heating_E3 | F3 | Industrial | Stone, Clay, and Glass | New | Process | Natural Gas | Process Heating | E3 | System - kBTUs of Conusmption | 0 | 0 | 0 | 0 | 0 | 0 | 0 | 0 | 0 | 0 | 0 | 0 | 0 | 0 | 0 | 0 | 0 | 0 | 0 | 0 | 0 | 0 | 0 | 0 | 0 | 0 | 0 | 0 | 0 | 0
F3_Industrial_Stone, Clay, and Glass_New_Process_Natural Gas_Process Heating_E4 | F3 | Industrial | Stone, Clay, and Glass | New | Process | Natural Gas | Process Heating | E4 | System - kBTUs of Conusmption | 0 | 0 | 0 | 0 | 0 | 0 | 0 | 0 | 0 | 0 | 0 | 0 | 0 | 0 | 0 | 0 | 0 | 0 | 0 | 0 | 0 | 0 | 0 | 0 | 0 | 0 | 0 | 0 | 0 | 0
F3_Industrial_Stone, Clay, and Glass_New_Process_Natural Gas_Process Heating_E5 | F3 | Industrial | Stone, Clay, and Glass | New | Process | Natural Gas | Process Heating | E5 | System - kBTUs of Conusmption | 0 | 0 | 0 | 0 | 0 | 0 | 0 | 0 | 0 | 0 | 0 | 0 | 0 | 0 | 0 | 0 | 0 | 0 | 0 | 0 | 0 | 0 | 0 | 0 | 0 | 0 | 0 | 0 | 0 | 0
F3_Industrial_Stone, Clay, and Glass_New_Process_Natural Gas_Process Heating_E6 | F3 | Industrial | Stone, Clay, and Glass | New | Process | Natural Gas | Process Heating | E6 | System - kBTUs of Conusmption | 0 | 0 | 0 | 0 | 0 | 0 | 0 | 0 | 0 | 0 | 0 | 0 | 0 | 0 | 0 | 0 | 0 | 0 | 0 | 0 | 0 | 0 | 0 | 0 | 0 | 0 | 0 | 0 | 0 | 0
F3_Industrial_Stone, Clay, and Glass_New_Process_Natural Gas_Process Heating_E7 | F3 | Industrial | Stone, Clay, and Glass | New | Process | Natural Gas | Process Heating | E7 | System - kBTUs of Conusmption | 0 | 0 | 0 | 0 | 0 | 0 | 0 | 0 | 0 | 0 | 0 | 0 | 0 | 0 | 0 | 0 | 0 | 0 | 0 | 0 | 0 | 0 | 0 | 0 | 0 | 0 | 0 | 0 | 0 | 0
F3_Industrial_Stone, Clay, and Glass_New_Process_Natural Gas_Process Heating_E8 | F3 | Industrial | Stone, Clay, and Glass | New | Process | Natural Gas | Process Heating | E8 | System - kBTUs of Conusmption | 0 | 0 | 0 | 0 | 0 | 0 | 0 | 0 | 0 | 0 | 0 | 0 | 0 | 0 | 0 | 0 | 0 | 0 | 0 | 0 | 0 | 0 | 0 | 0 | 0 | 0 | 0 | 0 | 0 | 0
F3_Industrial_Stone, Clay, and Glass_New_Process_Natural Gas_Process Heating_E9 | F3 | Industrial | Stone, Clay, and Glass | New | Process | Natural Gas | Process Heating | E9 | System - kBTUs of Conusmption | 0 | 0 | 0 | 0 | 0 | 0 | 0 | 0 | 0 | 0 | 0 | 0 | 0 | 0 | 0 | 0 | 0 | 0 | 0 | 0 | 0 | 0 | 0 | 0 | 0 | 0 | 0 | 0 | 0 | 0
F3_Industrial_Stone, Clay, and Glass_New_Process_Natural Gas_Process Heating_E10 | F3 | Industrial | Stone, Clay, and Glass | New | Process | Natural Gas | Process Heating | E10 | System - kBTUs of Conusmption | 0 | 0 | 0 | 0 | 0 | 0 | 0 | 0 | 0 | 0 | 0 | 0 | 0 | 0 | 0 | 0 | 0 | 0 | 0 | 0 | 0 | 0 | 0 | 0 | 0 | 0 | 0 | 0 | 0 | 0
F4_Industrial_Stone, Clay, and Glass_New_Process_Natural Gas_Process Heating_E1 | F4 | Industrial | Stone, Clay, and Glass | New | Process | Natural Gas | Process Heating | E1 | Utility - Cost of Equipment | 0.22938 | 0.22938 | 0.22938 | 0.22938 | 0.22938 | 0.22938 | 0.22938 | 0.22938 | 0.22938 | 0.22938 | 0.22938 | 0.22938 | 0.22938 | 0.22938 | 0.22938 | 0.22938 | 0.22938 | 0.22938 | 0.22938 | 0.22938 | 0.22938 | 0.22938 | 0 | 0 | 0 | 0 | 0 | 0 | 0 | 0
F4_Industrial_Stone, Clay, and Glass_New_Process_Natural Gas_Process Heating_E2 | F4 | Industrial | Stone, Clay, and Glass | New | Process | Natural Gas | Process Heating | E2 | Utility - Cost of Equipment | 0 | 0 | 0 | 0 | 0 | 0 | 0 | 0 | 0 | 0 | 0 | 0 | 0 | 0 | 0 | 0 | 0 | 0 | 0 | 0 | 0 | 0 | 0 | 0 | 0 | 0 | 0 | 0 | 0 | 0
F4_Industrial_Stone, Clay, and Glass_New_Process_Natural Gas_Process Heating_E3 | F4 | Industrial | Stone, Clay, and Glass | New | Process | Natural Gas | Process Heating | E3 | Utility - Cost of Equipment | 0 | 0 | 0 | 0 | 0 | 0 | 0 | 0 | 0 | 0 | 0 | 0 | 0 | 0 | 0 | 0 | 0 | 0 | 0 | 0 | 0 | 0 | 0 | 0 | 0 | 0 | 0 | 0 | 0 | 0
F4_Industrial_Stone, Clay, and Glass_New_Process_Natural Gas_Process Heating_E4 | F4 | Industrial | Stone, Clay, and Glass | New | Process | Natural Gas | Process Heating | E4 | Utility - Cost of Equipment | 0 | 0 | 0 | 0 | 0 | 0 | 0 | 0 | 0 | 0 | 0 | 0 | 0 | 0 | 0 | 0 | 0 | 0 | 0 | 0 | 0 | 0 | 0 | 0 | 0 | 0 | 0 | 0 | 0 | 0
F4_Industrial_Stone, Clay, and Glass_New_Process_Natural Gas_Process Heating_E5 | F4 | Industrial | Stone, Clay, and Glass | New | Process | Natural Gas | Process Heating | E5 | Utility - Cost of Equipment | 0 | 0 | 0 | 0 | 0 | 0 | 0 | 0 | 0 | 0 | 0 | 0 | 0 | 0 | 0 | 0 | 0 | 0 | 0 | 0 | 0 | 0 | 0 | 0 | 0 | 0 | 0 | 0 | 0 | 0
F4_Industrial_Stone, Clay, and Glass_New_Process_Natural Gas_Process Heating_E6 | F4 | Industrial | Stone, Clay, and Glass | New | Process | Natural Gas | Process Heating | E6 | Utility - Cost of Equipment | 0 | 0 | 0 | 0 | 0 | 0 | 0 | 0 | 0 | 0 | 0 | 0 | 0 | 0 | 0 | 0 | 0 | 0 | 0 | 0 | 0 | 0 | 0 | 0 | 0 | 0 | 0 | 0 | 0 | 0
F4_Industrial_Stone, Clay, and Glass_New_Process_Natural Gas_Process Heating_E7 | F4 | Industrial | Stone, Clay, and Glass | New | Process | Natural Gas | Process Heating | E7 | Utility - Cost of Equipment | 0 | 0 | 0 | 0 | 0 | 0 | 0 | 0 | 0 | 0 | 0 | 0 | 0 | 0 | 0 | 0 | 0 | 0 | 0 | 0 | 0 | 0 | 0 | 0 | 0 | 0 | 0 | 0 | 0 | 0
F4_Industrial_Stone, Clay, and Glass_New_Process_Natural Gas_Process Heating_E8 | F4 | Industrial | Stone, Clay, and Glass | New | Process | Natural Gas | Process Heating | E8 | Utility - Cost of Equipment | 0 | 0 | 0 | 0 | 0 | 0 | 0 | 0 | 0 | 0 | 0 | 0 | 0 | 0 | 0 | 0 | 0 | 0 | 0 | 0 | 0 | 0 | 0 | 0 | 0 | 0 | 0 | 0 | 0 | 0
F4_Industrial_Stone, Clay, and Glass_New_Process_Natural Gas_Process Heating_E9 | F4 | Industrial | Stone, Clay, and Glass | New | Process | Natural Gas | Process Heating | E9 | Utility - Cost of Equipment | 0 | 0 | 0 | 0 | 0 | 0 | 0 | 0 | 0 | 0 | 0 | 0 | 0 | 0 | 0 | 0 | 0 | 0 | 0 | 0 | 0 | 0 | 0 | 0 | 0 | 0 | 0 | 0 | 0 | 0
F4_Industrial_Stone, Clay, and Glass_New_Process_Natural Gas_Process Heating_E10 | F4 | Industrial | Stone, Clay, and Glass | New | Process | Natural Gas | Process Heating | E10 | Utility - Cost of Equipment | 0 | 0 | 0 | 0 | 0 | 0 | 0 | 0 | 0 | 0 | 0 | 0 | 0 | 0 | 0 | 0 | 0 | 0 | 0 | 0 | 0 | 0 | 0 | 0 | 0 | 0 | 0 | 0 | 0 | 0
F5_Industrial_Stone, Clay, and Glass_New_Process_Natural Gas_Process Heating_E1 | F5 | Industrial | Stone, Clay, and Glass | New | Process | Natural Gas | Process Heating | E1 | Utility - Cost of Operation | 2898.3626 | 3168.5365 | 3190.2744 | 3211.8608 | 3122.2601 | 3027.1438 | 2924.828 | 2837.9591 | 2749.1969 | 2685.2128 | 2618.0255 | 2552.0617 | 2485.9449 | 2423.0209 | 2359.6945 | 2296.0887 | 2234.7118 | 2176.7478 | 2119.4841 | 2068.6609 | 2020.5248 | 1973.5089 | 0 | 0 | 0 | 0 | 0 | 0 | 0 | 0
F5_Industrial_Stone, Clay, and Glass_New_Process_Natural Gas_Process Heating_E2 | F5 | Industrial | Stone, Clay, and Glass | New | Process | Natural Gas | Process Heating | E2 | Utility - Cost of Operation | 0 | 0 | 0 | 0 | 0 | 0 | 0 | 0 | 0 | 0 | 0 | 0 | 0 | 0 | 0 | 0 | 0 | 0 | 0 | 0 | 0 | 0 | 0 | 0 | 0 | 0 | 0 | 0 | 0 | 0
F5_Industrial_Stone, Clay, and Glass_New_Process_Natural Gas_Process Heating_E3 | F5 | Industrial | Stone, Clay, and Glass | New | Process | Natural Gas | Process Heating | E3 | Utility - Cost of Operation | 0 | 0 | 0 | 0 | 0 | 0 | 0 | 0 | 0 | 0 | 0 | 0 | 0 | 0 | 0 | 0 | 0 | 0 | 0 | 0 | 0 | 0 | 0 | 0 | 0 | 0 | 0 | 0 | 0 | 0
F5_Industrial_Stone, Clay, and Glass_New_Process_Natural Gas_Process Heating_E4 | F5 | Industrial | Stone, Clay, and Glass | New | Process | Natural Gas | Process Heating | E4 | Utility - Cost of Operation | 0 | 0 | 0 | 0 | 0 | 0 | 0 | 0 | 0 | 0 | 0 | 0 | 0 | 0 | 0 | 0 | 0 | 0 | 0 | 0 | 0 | 0 | 0 | 0 | 0 | 0 | 0 | 0 | 0 | 0
F5_Industrial_Stone, Clay, and Glass_New_Process_Natural Gas_Process Heating_E5 | F5 | Industrial | Stone, Clay, and Glass | New | Process | Natural Gas | Process Heating | E5 | Utility - Cost of Operation | 0 | 0 | 0 | 0 | 0 | 0 | 0 | 0 | 0 | 0 | 0 | 0 | 0 | 0 | 0 | 0 | 0 | 0 | 0 | 0 | 0 | 0 | 0 | 0 | 0 | 0 | 0 | 0 | 0 | 0
F5_Industrial_Stone, Clay, and Glass_New_Process_Natural Gas_Process Heating_E6 | F5 | Industrial | Stone, Clay, and Glass | New | Process | Natural Gas | Process Heating | E6 | Utility - Cost of Operation | 0 | 0 | 0 | 0 | 0 | 0 | 0 | 0 | 0 | 0 | 0 | 0 | 0 | 0 | 0 | 0 | 0 | 0 | 0 | 0 | 0 | 0 | 0 | 0 | 0 | 0 | 0 | 0 | 0 | 0
F5_Industrial_Stone, Clay, and Glass_New_Process_Natural Gas_Process Heating_E7 | F5 | Industrial | Stone, Clay, and Glass | New | Process | Natural Gas | Process Heating | E7 | Utility - Cost of Operation | 0 | 0 | 0 | 0 | 0 | 0 | 0 | 0 | 0 | 0 | 0 | 0 | 0 | 0 | 0 | 0 | 0 | 0 | 0 | 0 | 0 | 0 | 0 | 0 | 0 | 0 | 0 | 0 | 0 | 0
F5_Industrial_Stone, Clay, and Glass_New_Process_Natural Gas_Process Heating_E8 | F5 | Industrial | Stone, Clay, and Glass | New | Process | Natural Gas | Process Heating | E8 | Utility - Cost of Operation | 0 | 0 | 0 | 0 | 0 | 0 | 0 | 0 | 0 | 0 | 0 | 0 | 0 | 0 | 0 | 0 | 0 | 0 | 0 | 0 | 0 | 0 | 0 | 0 | 0 | 0 | 0 | 0 | 0 | 0
F5_Industrial_Stone, Clay, and Glass_New_Process_Natural Gas_Process Heating_E9 | F5 | Industrial | Stone, Clay, and Glass | New | Process | Natural Gas | Process Heating | E9 | Utility - Cost of Operation | 0 | 0 | 0 | 0 | 0 | 0 | 0 | 0 | 0 | 0 | 0 | 0 | 0 | 0 | 0 | 0 | 0 | 0 | 0 | 0 | 0 | 0 | 0 | 0 | 0 | 0 | 0 | 0 | 0 | 0
F5_Industrial_Stone, Clay, and Glass_New_Process_Natural Gas_Process Heating_E10 | F5 | Industrial | Stone, Clay, and Glass | New | Process | Natural Gas | Process Heating | E10 | Utility - Cost of Operation | 0 | 0 | 0 | 0 | 0 | 0 | 0 | 0 | 0 | 0 | 0 | 0 | 0 | 0 | 0 | 0 | 0 | 0 | 0 | 0 | 0 | 0 | 0 | 0 | 0 | 0 | 0 | 0 | 0 | 0
F6_Industrial_Stone, Clay, and Glass_New_Process_Natural Gas_Process Heating_E1 | F6 | Industrial | Stone, Clay, and Glass | New | Process | Natural Gas | Process Heating | E1 | Utility - Value of Sales | 3472.4272 | 3796.1131 | 3822.1565 | 3848.0184 | 3740.671 | 3626.7155 | 3504.1344 | 3400.0599 | 3293.7169 | 3217.0599 | 3136.5651 | 3057.5361 | 2978.3239 | 2902.9369 | 2827.0677 | 2750.8638 | 2677.3302 | 2607.8857 | 2539.28 | 2478.3904 | 2420.7203 | 2364.3922 | 0 | 0 | 0 | 0 | 0 | 0 | 0 | 0
F6_Industrial_Stone, Clay, and Glass_New_Process_Natural Gas_Process Heating_E2 | F6 | Industrial | Stone, Clay, and Glass | New | Process | Natural Gas | Process Heating | E2 | Utility - Value of Sales | 0 | 0 | 0 | 0 | 0 | 0 | 0 | 0 | 0 | 0 | 0 | 0 | 0 | 0 | 0 | 0 | 0 | 0 | 0 | 0 | 0 | 0 | 0 | 0 | 0 | 0 | 0 | 0 | 0 | 0
F6_Industrial_Stone, Clay, and Glass_New_Process_Natural Gas_Process Heating_E3 | F6 | Industrial | Stone, Clay, and Glass | New | Process | Natural Gas | Process Heating | E3 | Utility - Value of Sales | 0 | 0 | 0 | 0 | 0 | 0 | 0 | 0 | 0 | 0 | 0 | 0 | 0 | 0 | 0 | 0 | 0 | 0 | 0 | 0 | 0 | 0 | 0 | 0 | 0 | 0 | 0 | 0 | 0 | 0
F6_Industrial_Stone, Clay, and Glass_New_Process_Natural Gas_Process Heating_E4 | F6 | Industrial | Stone, Clay, and Glass | New | Process | Natural Gas | Process Heating | E4 | Utility - Value of Sales | 0 | 0 | 0 | 0 | 0 | 0 | 0 | 0 | 0 | 0 | 0 | 0 | 0 | 0 | 0 | 0 | 0 | 0 | 0 | 0 | 0 | 0 | 0 | 0 | 0 | 0 | 0 | 0 | 0 | 0
F6_Industrial_Stone, Clay, and Glass_New_Process_Natural Gas_Process Heating_E5 | F6 | Industrial | Stone, Clay, and Glass | New | Process | Natural Gas | Process Heating | E5 | Utility - Value of Sales | 0 | 0 | 0 | 0 | 0 | 0 | 0 | 0 | 0 | 0 | 0 | 0 | 0 | 0 | 0 | 0 | 0 | 0 | 0 | 0 | 0 | 0 | 0 | 0 | 0 | 0 | 0 | 0 | 0 | 0
F6_Industrial_Stone, Clay, and Glass_New_Process_Natural Gas_Process Heating_E6 | F6 | Industrial | Stone, Clay, and Glass | New | Process | Natural Gas | Process Heating | E6 | Utility - Value of Sales | 0 | 0 | 0 | 0 | 0 | 0 | 0 | 0 | 0 | 0 | 0 | 0 | 0 | 0 | 0 | 0 | 0 | 0 | 0 | 0 | 0 | 0 | 0 | 0 | 0 | 0 | 0 | 0 | 0 | 0
F6_Industrial_Stone, Clay, and Glass_New_Process_Natural Gas_Process Heating_E7 | F6 | Industrial | Stone, Clay, and Glass | New | Process | Natural Gas | Process Heating | E7 | Utility - Value of Sales | 0 | 0 | 0 | 0 | 0 | 0 | 0 | 0 | 0 | 0 | 0 | 0 | 0 | 0 | 0 | 0 | 0 | 0 | 0 | 0 | 0 | 0 | 0 | 0 | 0 | 0 | 0 | 0 | 0 | 0
F6_Industrial_Stone, Clay, and Glass_New_Process_Natural Gas_Process Heating_E8 | F6 | Industrial | Stone, Clay, and Glass | New | Process | Natural Gas | Process Heating | E8 | Utility - Value of Sales | 0 | 0 | 0 | 0 | 0 | 0 | 0 | 0 | 0 | 0 | 0 | 0 | 0 | 0 | 0 | 0 | 0 | 0 | 0 | 0 | 0 | 0 | 0 | 0 | 0 | 0 | 0 | 0 | 0 | 0
F6_Industrial_Stone, Clay, and Glass_New_Process_Natural Gas_Process Heating_E9 | F6 | Industrial | Stone, Clay, and Glass | New | Process | Natural Gas | Process Heating | E9 | Utility - Value of Sales | 0 | 0 | 0 | 0 | 0 | 0 | 0 | 0 | 0 | 0 | 0 | 0 | 0 | 0 | 0 | 0 | 0 | 0 | 0 | 0 | 0 | 0 | 0 | 0 | 0 | 0 | 0 | 0 | 0 | 0
F6_Industrial_Stone, Clay, and Glass_New_Process_Natural Gas_Process Heating_E10 | F6 | Industrial | Stone, Clay, and Glass | New | Process | Natural Gas | Process Heating | E10 | Utility - Value of Sales | 0 | 0 | 0 | 0 | 0 | 0 | 0 | 0 | 0 | 0 | 0 | 0 | 0 | 0 | 0 | 0 | 0 | 0 | 0 | 0 | 0 | 0 | 0 | 0 | 0 | 0 | 0 | 0 | 0 | 0
F1_Industrial_Stone, Clay, and Glass_New_Process_Natural Gas_Process Cooling_E1 | F1 | Industrial | Stone, Clay, and Glass | New | Process | Natural Gas | Process Cooling | E1 | Participant - Cost of Equipment | 0.22938 | 0.22938 | 0.22938 | 0.22938 | 0.22938 | 0.22938 | 0.22938 | 0.22938 | 0.22938 | 0.22938 | 0.22938 | 0.22938 | 0.22938 | 0.22938 | 0.22938 | 0.22938 | 0.22938 | 0.22938 | 0.22938 | 0.22938 | 0.22938 | 0.22938 | 0 | 0 | 0 | 0 | 0 | 0 | 0 | 0
F1_Industrial_Stone, Clay, and Glass_New_Process_Natural Gas_Process Cooling_E2 | F1 | Industrial | Stone, Clay, and Glass | New | Process | Natural Gas | Process Cooling | E2 | Participant - Cost of Equipment | 0 | 0 | 0 | 0 | 0 | 0 | 0 | 0 | 0 | 0 | 0 | 0 | 0 | 0 | 0 | 0 | 0 | 0 | 0 | 0 | 0 | 0 | 0 | 0 | 0 | 0 | 0 | 0 | 0 | 0
F1_Industrial_Stone, Clay, and Glass_New_Process_Natural Gas_Process Cooling_E3 | F1 | Industrial | Stone, Clay, and Glass | New | Process | Natural Gas | Process Cooling | E3 | Participant - Cost of Equipment | 0 | 0 | 0 | 0 | 0 | 0 | 0 | 0 | 0 | 0 | 0 | 0 | 0 | 0 | 0 | 0 | 0 | 0 | 0 | 0 | 0 | 0 | 0 | 0 | 0 | 0 | 0 | 0 | 0 | 0
F1_Industrial_Stone, Clay, and Glass_New_Process_Natural Gas_Process Cooling_E4 | F1 | Industrial | Stone, Clay, and Glass | New | Process | Natural Gas | Process Cooling | E4 | Participant - Cost of Equipment | 0 | 0 | 0 | 0 | 0 | 0 | 0 | 0 | 0 | 0 | 0 | 0 | 0 | 0 | 0 | 0 | 0 | 0 | 0 | 0 | 0 | 0 | 0 | 0 | 0 | 0 | 0 | 0 | 0 | 0
F1_Industrial_Stone, Clay, and Glass_New_Process_Natural Gas_Process Cooling_E5 | F1 | Industrial | Stone, Clay, and Glass | New | Process | Natural Gas | Process Cooling | E5 | Participant - Cost of Equipment | 0 | 0 | 0 | 0 | 0 | 0 | 0 | 0 | 0 | 0 | 0 | 0 | 0 | 0 | 0 | 0 | 0 | 0 | 0 | 0 | 0 | 0 | 0 | 0 | 0 | 0 | 0 | 0 | 0 | 0
F1_Industrial_Stone, Clay, and Glass_New_Process_Natural Gas_Process Cooling_E6 | F1 | Industrial | Stone, Clay, and Glass | New | Process | Natural Gas | Process Cooling | E6 | Participant - Cost of Equipment | 0 | 0 | 0 | 0 | 0 | 0 | 0 | 0 | 0 | 0 | 0 | 0 | 0 | 0 | 0 | 0 | 0 | 0 | 0 | 0 | 0 | 0 | 0 | 0 | 0 | 0 | 0 | 0 | 0 | 0
F1_Industrial_Stone, Clay, and Glass_New_Process_Natural Gas_Process Cooling_E7 | F1 | Industrial | Stone, Clay, and Glass | New | Process | Natural Gas | Process Cooling | E7 | Participant - Cost of Equipment | 0 | 0 | 0 | 0 | 0 | 0 | 0 | 0 | 0 | 0 | 0 | 0 | 0 | 0 | 0 | 0 | 0 | 0 | 0 | 0 | 0 | 0 | 0 | 0 | 0 | 0 | 0 | 0 | 0 | 0
F1_Industrial_Stone, Clay, and Glass_New_Process_Natural Gas_Process Cooling_E8 | F1 | Industrial | Stone, Clay, and Glass | New | Process | Natural Gas | Process Cooling | E8 | Participant - Cost of Equipment | 0 | 0 | 0 | 0 | 0 | 0 | 0 | 0 | 0 | 0 | 0 | 0 | 0 | 0 | 0 | 0 | 0 | 0 | 0 | 0 | 0 | 0 | 0 | 0 | 0 | 0 | 0 | 0 | 0 | 0
F1_Industrial_Stone, Clay, and Glass_New_Process_Natural Gas_Process Cooling_E9 | F1 | Industrial | Stone, Clay, and Glass | New | Process | Natural Gas | Process Cooling | E9 | Participant - Cost of Equipment | 0 | 0 | 0 | 0 | 0 | 0 | 0 | 0 | 0 | 0 | 0 | 0 | 0 | 0 | 0 | 0 | 0 | 0 | 0 | 0 | 0 | 0 | 0 | 0 | 0 | 0 | 0 | 0 | 0 | 0
F1_Industrial_Stone, Clay, and Glass_New_Process_Natural Gas_Process Cooling_E10 | F1 | Industrial | Stone, Clay, and Glass | New | Process | Natural Gas | Process Cooling | E10 | Participant - Cost of Equipment | 0 | 0 | 0 | 0 | 0 | 0 | 0 | 0 | 0 | 0 | 0 | 0 | 0 | 0 | 0 | 0 | 0 | 0 | 0 | 0 | 0 | 0 | 0 | 0 | 0 | 0 | 0 | 0 | 0 | 0
F2_Industrial_Stone, Clay, and Glass_New_Process_Natural Gas_Process Cooling_E1 | F2 | Industrial | Stone, Clay, and Glass | New | Process | Natural Gas | Process Cooling | E1 | Participant - Cost of Operation | 0.70656 | 0.77242 | 0.77772 | 0.78298 | 0.76114 | 0.73795 | 0.71301 | 0.69183 | 0.6702 | 0.6546 | 0.63822 | 0.62214 | 0.60602 | 0.59068 | 0.57524 | 0.55974 | 0.54478 | 0.53064 | 0.51669 | 0.5043 | 0.49256 | 0.4811 | 0 | 0 | 0 | 0 | 0 | 0 | 0 | 0
F2_Industrial_Stone, Clay, and Glass_New_Process_Natural Gas_Process Cooling_E2 | F2 | Industrial | Stone, Clay, and Glass | New | Process | Natural Gas | Process Cooling | E2 | Participant - Cost of Operation | 0 | 0 | 0 | 0 | 0 | 0 | 0 | 0 | 0 | 0 | 0 | 0 | 0 | 0 | 0 | 0 | 0 | 0 | 0 | 0 | 0 | 0 | 0 | 0 | 0 | 0 | 0 | 0 | 0 | 0
F2_Industrial_Stone, Clay, and Glass_New_Process_Natural Gas_Process Cooling_E3 | F2 | Industrial | Stone, Clay, and Glass | New | Process | Natural Gas | Process Cooling | E3 | Participant - Cost of Operation | 0 | 0 | 0 | 0 | 0 | 0 | 0 | 0 | 0 | 0 | 0 | 0 | 0 | 0 | 0 | 0 | 0 | 0 | 0 | 0 | 0 | 0 | 0 | 0 | 0 | 0 | 0 | 0 | 0 | 0
F2_Industrial_Stone, Clay, and Glass_New_Process_Natural Gas_Process Cooling_E4 | F2 | Industrial | Stone, Clay, and Glass | New | Process | Natural Gas | Process Cooling | E4 | Participant - Cost of Operation | 0 | 0 | 0 | 0 | 0 | 0 | 0 | 0 | 0 | 0 | 0 | 0 | 0 | 0 | 0 | 0 | 0 | 0 | 0 | 0 | 0 | 0 | 0 | 0 | 0 | 0 | 0 | 0 | 0 | 0
F2_Industrial_Stone, Clay, and Glass_New_Process_Natural Gas_Process Cooling_E5 | F2 | Industrial | Stone, Clay, and Glass | New | Process | Natural Gas | Process Cooling | E5 | Participant - Cost of Operation | 0 | 0 | 0 | 0 | 0 | 0 | 0 | 0 | 0 | 0 | 0 | 0 | 0 | 0 | 0 | 0 | 0 | 0 | 0 | 0 | 0 | 0 | 0 | 0 | 0 | 0 | 0 | 0 | 0 | 0
F2_Industrial_Stone, Clay, and Glass_New_Process_Natural Gas_Process Cooling_E6 | F2 | Industrial | Stone, Clay, and Glass | New | Process | Natural Gas | Process Cooling | E6 | Participant - Cost of Operation | 0 | 0 | 0 | 0 | 0 | 0 | 0 | 0 | 0 | 0 | 0 | 0 | 0 | 0 | 0 | 0 | 0 | 0 | 0 | 0 | 0 | 0 | 0 | 0 | 0 | 0 | 0 | 0 | 0 | 0
F2_Industrial_Stone, Clay, and Glass_New_Process_Natural Gas_Process Cooling_E7 | F2 | Industrial | Stone, Clay, and Glass | New | Process | Natural Gas | Process Cooling | E7 | Participant - Cost of Operation | 0 | 0 | 0 | 0 | 0 | 0 | 0 | 0 | 0 | 0 | 0 | 0 | 0 | 0 | 0 | 0 | 0 | 0 | 0 | 0 | 0 | 0 | 0 | 0 | 0 | 0 | 0 | 0 | 0 | 0
F2_Industrial_Stone, Clay, and Glass_New_Process_Natural Gas_Process Cooling_E8 | F2 | Industrial | Stone, Clay, and Glass | New | Process | Natural Gas | Process Cooling | E8 | Participant - Cost of Operation | 0 | 0 | 0 | 0 | 0 | 0 | 0 | 0 | 0 | 0 | 0 | 0 | 0 | 0 | 0 | 0 | 0 | 0 | 0 | 0 | 0 | 0 | 0 | 0 | 0 | 0 | 0 | 0 | 0 | 0
F2_Industrial_Stone, Clay, and Glass_New_Process_Natural Gas_Process Cooling_E9 | F2 | Industrial | Stone, Clay, and Glass | New | Process | Natural Gas | Process Cooling | E9 | Participant - Cost of Operation | 0 | 0 | 0 | 0 | 0 | 0 | 0 | 0 | 0 | 0 | 0 | 0 | 0 | 0 | 0 | 0 | 0 | 0 | 0 | 0 | 0 | 0 | 0 | 0 | 0 | 0 | 0 | 0 | 0 | 0
F2_Industrial_Stone, Clay, and Glass_New_Process_Natural Gas_Process Cooling_E10 | F2 | Industrial | Stone, Clay, and Glass | New | Process | Natural Gas | Process Cooling | E10 | Participant - Cost of Operation | 0 | 0 | 0 | 0 | 0 | 0 | 0 | 0 | 0 | 0 | 0 | 0 | 0 | 0 | 0 | 0 | 0 | 0 | 0 | 0 | 0 | 0 | 0 | 0 | 0 | 0 | 0 | 0 | 0 | 0
F3_Industrial_Stone, Clay, and Glass_New_Process_Natural Gas_Process Cooling_E1 | F3 | Industrial | Stone, Clay, and Glass | New | Process | Natural Gas | Process Cooling | E1 | System - kBTUs of Conusmption | 109.393 | 109.393 | 109.393 | 109.393 | 109.393 | 109.393 | 109.393 | 109.393 | 109.393 | 109.393 | 109.393 | 109.393 | 109.393 | 109.393 | 109.393 | 109.393 | 109.393 | 109.393 | 109.393 | 109.393 | 109.393 | 109.393 | 0 | 0 | 0 | 0 | 0 | 0 | 0 | 0
F3_Industrial_Stone, Clay, and Glass_New_Process_Natural Gas_Process Cooling_E2 | F3 | Industrial | Stone, Clay, and Glass | New | Process | Natural Gas | Process Cooling | E2 | System - kBTUs of Conusmption | 0 | 0 | 0 | 0 | 0 | 0 | 0 | 0 | 0 | 0 | 0 | 0 | 0 | 0 | 0 | 0 | 0 | 0 | 0 | 0 | 0 | 0 | 0 | 0 | 0 | 0 | 0 | 0 | 0 | 0
F3_Industrial_Stone, Clay, and Glass_New_Process_Natural Gas_Process Cooling_E3 | F3 | Industrial | Stone, Clay, and Glass | New | Process | Natural Gas | Process Cooling | E3 | System - kBTUs of Conusmption | 0 | 0 | 0 | 0 | 0 | 0 | 0 | 0 | 0 | 0 | 0 | 0 | 0 | 0 | 0 | 0 | 0 | 0 | 0 | 0 | 0 | 0 | 0 | 0 | 0 | 0 | 0 | 0 | 0 | 0
F3_Industrial_Stone, Clay, and Glass_New_Process_Natural Gas_Process Cooling_E4 | F3 | Industrial | Stone, Clay, and Glass | New | Process | Natural Gas | Process Cooling | E4 | System - kBTUs of Conusmption | 0 | 0 | 0 | 0 | 0 | 0 | 0 | 0 | 0 | 0 | 0 | 0 | 0 | 0 | 0 | 0 | 0 | 0 | 0 | 0 | 0 | 0 | 0 | 0 | 0 | 0 | 0 | 0 | 0 | 0
F3_Industrial_Stone, Clay, and Glass_New_Process_Natural Gas_Process Cooling_E5 | F3 | Industrial | Stone, Clay, and Glass | New | Process | Natural Gas | Process Cooling | E5 | System - kBTUs of Conusmption | 0 | 0 | 0 | 0 | 0 | 0 | 0 | 0 | 0 | 0 | 0 | 0 | 0 | 0 | 0 | 0 | 0 | 0 | 0 | 0 | 0 | 0 | 0 | 0 | 0 | 0 | 0 | 0 | 0 | 0
F3_Industrial_Stone, Clay, and Glass_New_Process_Natural Gas_Process Cooling_E6 | F3 | Industrial | Stone, Clay, and Glass | New | Process | Natural Gas | Process Cooling | E6 | System - kBTUs of Conusmption | 0 | 0 | 0 | 0 | 0 | 0 | 0 | 0 | 0 | 0 | 0 | 0 | 0 | 0 | 0 | 0 | 0 | 0 | 0 | 0 | 0 | 0 | 0 | 0 | 0 | 0 | 0 | 0 | 0 | 0
F3_Industrial_Stone, Clay, and Glass_New_Process_Natural Gas_Process Cooling_E7 | F3 | Industrial | Stone, Clay, and Glass | New | Process | Natural Gas | Process Cooling | E7 | System - kBTUs of Conusmption | 0 | 0 | 0 | 0 | 0 | 0 | 0 | 0 | 0 | 0 | 0 | 0 | 0 | 0 | 0 | 0 | 0 | 0 | 0 | 0 | 0 | 0 | 0 | 0 | 0 | 0 | 0 | 0 | 0 | 0
F3_Industrial_Stone, Clay, and Glass_New_Process_Natural Gas_Process Cooling_E8 | F3 | Industrial | Stone, Clay, and Glass | New | Process | Natural Gas | Process Cooling | E8 | System - kBTUs of Conusmption | 0 | 0 | 0 | 0 | 0 | 0 | 0 | 0 | 0 | 0 | 0 | 0 | 0 | 0 | 0 | 0 | 0 | 0 | 0 | 0 | 0 | 0 | 0 | 0 | 0 | 0 | 0 | 0 | 0 | 0
F3_Industrial_Stone, Clay, and Glass_New_Process_Natural Gas_Process Cooling_E9 | F3 | Industrial | Stone, Clay, and Glass | New | Process | Natural Gas | Process Cooling | E9 | System - kBTUs of Conusmption | 0 | 0 | 0 | 0 | 0 | 0 | 0 | 0 | 0 | 0 | 0 | 0 | 0 | 0 | 0 | 0 | 0 | 0 | 0 | 0 | 0 | 0 | 0 | 0 | 0 | 0 | 0 | 0 | 0 | 0
F3_Industrial_Stone, Clay, and Glass_New_Process_Natural Gas_Process Cooling_E10 | F3 | Industrial | Stone, Clay, and Glass | New | Process | Natural Gas | Process Cooling | E10 | System - kBTUs of Conusmption | 0 | 0 | 0 | 0 | 0 | 0 | 0 | 0 | 0 | 0 | 0 | 0 | 0 | 0 | 0 | 0 | 0 | 0 | 0 | 0 | 0 | 0 | 0 | 0 | 0 | 0 | 0 | 0 | 0 | 0
F4_Industrial_Stone, Clay, and Glass_New_Process_Natural Gas_Process Cooling_E1 | F4 | Industrial | Stone, Clay, and Glass | New | Process | Natural Gas | Process Cooling | E1 | Utility - Cost of Equipment | 0.22938 | 0.22938 | 0.22938 | 0.22938 | 0.22938 | 0.22938 | 0.22938 | 0.22938 | 0.22938 | 0.22938 | 0.22938 | 0.22938 | 0.22938 | 0.22938 | 0.22938 | 0.22938 | 0.22938 | 0.22938 | 0.22938 | 0.22938 | 0.22938 | 0.22938 | 0 | 0 | 0 | 0 | 0 | 0 | 0 | 0
F4_Industrial_Stone, Clay, and Glass_New_Process_Natural Gas_Process Cooling_E2 | F4 | Industrial | Stone, Clay, and Glass | New | Process | Natural Gas | Process Cooling | E2 | Utility - Cost of Equipment | 0 | 0 | 0 | 0 | 0 | 0 | 0 | 0 | 0 | 0 | 0 | 0 | 0 | 0 | 0 | 0 | 0 | 0 | 0 | 0 | 0 | 0 | 0 | 0 | 0 | 0 | 0 | 0 | 0 | 0
F4_Industrial_Stone, Clay, and Glass_New_Process_Natural Gas_Process Cooling_E3 | F4 | Industrial | Stone, Clay, and Glass | New | Process | Natural Gas | Process Cooling | E3 | Utility - Cost of Equipment | 0 | 0 | 0 | 0 | 0 | 0 | 0 | 0 | 0 | 0 | 0 | 0 | 0 | 0 | 0 | 0 | 0 | 0 | 0 | 0 | 0 | 0 | 0 | 0 | 0 | 0 | 0 | 0 | 0 | 0
F4_Industrial_Stone, Clay, and Glass_New_Process_Natural Gas_Process Cooling_E4 | F4 | Industrial | Stone, Clay, and Glass | New | Process | Natural Gas | Process Cooling | E4 | Utility - Cost of Equipment | 0 | 0 | 0 | 0 | 0 | 0 | 0 | 0 | 0 | 0 | 0 | 0 | 0 | 0 | 0 | 0 | 0 | 0 | 0 | 0 | 0 | 0 | 0 | 0 | 0 | 0 | 0 | 0 | 0 | 0
F4_Industrial_Stone, Clay, and Glass_New_Process_Natural Gas_Process Cooling_E5 | F4 | Industrial | Stone, Clay, and Glass | New | Process | Natural Gas | Process Cooling | E5 | Utility - Cost of Equipment | 0 | 0 | 0 | 0 | 0 | 0 | 0 | 0 | 0 | 0 | 0 | 0 | 0 | 0 | 0 | 0 | 0 | 0 | 0 | 0 | 0 | 0 | 0 | 0 | 0 | 0 | 0 | 0 | 0 | 0
F4_Industrial_Stone, Clay, and Glass_New_Process_Natural Gas_Process Cooling_E6 | F4 | Industrial | Stone, Clay, and Glass | New | Process | Natural Gas | Process Cooling | E6 | Utility - Cost of Equipment | 0 | 0 | 0 | 0 | 0 | 0 | 0 | 0 | 0 | 0 | 0 | 0 | 0 | 0 | 0 | 0 | 0 | 0 | 0 | 0 | 0 | 0 | 0 | 0 | 0 | 0 | 0 | 0 | 0 | 0
F4_Industrial_Stone, Clay, and Glass_New_Process_Natural Gas_Process Cooling_E7 | F4 | Industrial | Stone, Clay, and Glass | New | Process | Natural Gas | Process Cooling | E7 | Utility - Cost of Equipment | 0 | 0 | 0 | 0 | 0 | 0 | 0 | 0 | 0 | 0 | 0 | 0 | 0 | 0 | 0 | 0 | 0 | 0 | 0 | 0 | 0 | 0 | 0 | 0 | 0 | 0 | 0 | 0 | 0 | 0
F4_Industrial_Stone, Clay, and Glass_New_Process_Natural Gas_Process Cooling_E8 | F4 | Industrial | Stone, Clay, and Glass | New | Process | Natural Gas | Process Cooling | E8 | Utility - Cost of Equipment | 0 | 0 | 0 | 0 | 0 | 0 | 0 | 0 | 0 | 0 | 0 | 0 | 0 | 0 | 0 | 0 | 0 | 0 | 0 | 0 | 0 | 0 | 0 | 0 | 0 | 0 | 0 | 0 | 0 | 0
F4_Industrial_Stone, Clay, and Glass_New_Process_Natural Gas_Process Cooling_E9 | F4 | Industrial | Stone, Clay, and Glass | New | Process | Natural Gas | Process Cooling | E9 | Utility - Cost of Equipment | 0 | 0 | 0 | 0 | 0 | 0 | 0 | 0 | 0 | 0 | 0 | 0 | 0 | 0 | 0 | 0 | 0 | 0 | 0 | 0 | 0 | 0 | 0 | 0 | 0 | 0 | 0 | 0 | 0 | 0
F4_Industrial_Stone, Clay, and Glass_New_Process_Natural Gas_Process Cooling_E10 | F4 | Industrial | Stone, Clay, and Glass | New | Process | Natural Gas | Process Cooling | E10 | Utility - Cost of Equipment | 0 | 0 | 0 | 0 | 0 | 0 | 0 | 0 | 0 | 0 | 0 | 0 | 0 | 0 | 0 | 0 | 0 | 0 | 0 | 0 | 0 | 0 | 0 | 0 | 0 | 0 | 0 | 0 | 0 | 0
F5_Industrial_Stone, Clay, and Glass_New_Process_Natural Gas_Process Cooling_E1 | F5 | Industrial | Stone, Clay, and Glass | New | Process | Natural Gas | Process Cooling | E1 | Utility - Cost of Operation | 0.58975 | 0.64472 | 0.64915 | 0.65354 | 0.63531 | 0.61595 | 0.59514 | 0.57746 | 0.5594 | 0.54638 | 0.53271 | 0.51929 | 0.50583 | 0.49303 | 0.48014 | 0.4672 | 0.45471 | 0.44292 | 0.43127 | 0.42092 | 0.41113 | 0.40156 | 0 | 0 | 0 | 0 | 0 | 0 | 0 | 0
F5_Industrial_Stone, Clay, and Glass_New_Process_Natural Gas_Process Cooling_E2 | F5 | Industrial | Stone, Clay, and Glass | New | Process | Natural Gas | Process Cooling | E2 | Utility - Cost of Operation | 0 | 0 | 0 | 0 | 0 | 0 | 0 | 0 | 0 | 0 | 0 | 0 | 0 | 0 | 0 | 0 | 0 | 0 | 0 | 0 | 0 | 0 | 0 | 0 | 0 | 0 | 0 | 0 | 0 | 0
F5_Industrial_Stone, Clay, and Glass_New_Process_Natural Gas_Process Cooling_E3 | F5 | Industrial | Stone, Clay, and Glass | New | Process | Natural Gas | Process Cooling | E3 | Utility - Cost of Operation | 0 | 0 | 0 | 0 | 0 | 0 | 0 | 0 | 0 | 0 | 0 | 0 | 0 | 0 | 0 | 0 | 0 | 0 | 0 | 0 | 0 | 0 | 0 | 0 | 0 | 0 | 0 | 0 | 0 | 0
F5_Industrial_Stone, Clay, and Glass_New_Process_Natural Gas_Process Cooling_E4 | F5 | Industrial | Stone, Clay, and Glass | New | Process | Natural Gas | Process Cooling | E4 | Utility - Cost of Operation | 0 | 0 | 0 | 0 | 0 | 0 | 0 | 0 | 0 | 0 | 0 | 0 | 0 | 0 | 0 | 0 | 0 | 0 | 0 | 0 | 0 | 0 | 0 | 0 | 0 | 0 | 0 | 0 | 0 | 0
F5_Industrial_Stone, Clay, and Glass_New_Process_Natural Gas_Process Cooling_E5 | F5 | Industrial | Stone, Clay, and Glass | New | Process | Natural Gas | Process Cooling | E5 | Utility - Cost of Operation | 0 | 0 | 0 | 0 | 0 | 0 | 0 | 0 | 0 | 0 | 0 | 0 | 0 | 0 | 0 | 0 | 0 | 0 | 0 | 0 | 0 | 0 | 0 | 0 | 0 | 0 | 0 | 0 | 0 | 0
F5_Industrial_Stone, Clay, and Glass_New_Process_Natural Gas_Process Cooling_E6 | F5 | Industrial | Stone, Clay, and Glass | New | Process | Natural Gas | Process Cooling | E6 | Utility - Cost of Operation | 0 | 0 | 0 | 0 | 0 | 0 | 0 | 0 | 0 | 0 | 0 | 0 | 0 | 0 | 0 | 0 | 0 | 0 | 0 | 0 | 0 | 0 | 0 | 0 | 0 | 0 | 0 | 0 | 0 | 0
F5_Industrial_Stone, Clay, and Glass_New_Process_Natural Gas_Process Cooling_E7 | F5 | Industrial | Stone, Clay, and Glass | New | Process | Natural Gas | Process Cooling | E7 | Utility - Cost of Operation | 0 | 0 | 0 | 0 | 0 | 0 | 0 | 0 | 0 | 0 | 0 | 0 | 0 | 0 | 0 | 0 | 0 | 0 | 0 | 0 | 0 | 0 | 0 | 0 | 0 | 0 | 0 | 0 | 0 | 0
F5_Industrial_Stone, Clay, and Glass_New_Process_Natural Gas_Process Cooling_E8 | F5 | Industrial | Stone, Clay, and Glass | New | Process | Natural Gas | Process Cooling | E8 | Utility - Cost of Operation | 0 | 0 | 0 | 0 | 0 | 0 | 0 | 0 | 0 | 0 | 0 | 0 | 0 | 0 | 0 | 0 | 0 | 0 | 0 | 0 | 0 | 0 | 0 | 0 | 0 | 0 | 0 | 0 | 0 | 0
F5_Industrial_Stone, Clay, and Glass_New_Process_Natural Gas_Process Cooling_E9 | F5 | Industrial | Stone, Clay, and Glass | New | Process | Natural Gas | Process Cooling | E9 | Utility - Cost of Operation | 0 | 0 | 0 | 0 | 0 | 0 | 0 | 0 | 0 | 0 | 0 | 0 | 0 | 0 | 0 | 0 | 0 | 0 | 0 | 0 | 0 | 0 | 0 | 0 | 0 | 0 | 0 | 0 | 0 | 0
F5_Industrial_Stone, Clay, and Glass_New_Process_Natural Gas_Process Cooling_E10 | F5 | Industrial | Stone, Clay, and Glass | New | Process | Natural Gas | Process Cooling | E10 | Utility - Cost of Operation | 0 | 0 | 0 | 0 | 0 | 0 | 0 | 0 | 0 | 0 | 0 | 0 | 0 | 0 | 0 | 0 | 0 | 0 | 0 | 0 | 0 | 0 | 0 | 0 | 0 | 0 | 0 | 0 | 0 | 0
F6_Industrial_Stone, Clay, and Glass_New_Process_Natural Gas_Process Cooling_E1 | F6 | Industrial | Stone, Clay, and Glass | New | Process | Natural Gas | Process Cooling | E1 | Utility - Value of Sales | 0.70656 | 0.77242 | 0.77772 | 0.78298 | 0.76114 | 0.73795 | 0.71301 | 0.69183 | 0.6702 | 0.6546 | 0.63822 | 0.62214 | 0.60602 | 0.59068 | 0.57524 | 0.55974 | 0.54478 | 0.53064 | 0.51669 | 0.5043 | 0.49256 | 0.4811 | 0 | 0 | 0 | 0 | 0 | 0 | 0 | 0
F6_Industrial_Stone, Clay, and Glass_New_Process_Natural Gas_Process Cooling_E2 | F6 | Industrial | Stone, Clay, and Glass | New | Process | Natural Gas | Process Cooling | E2 | Utility - Value of Sales | 0 | 0 | 0 | 0 | 0 | 0 | 0 | 0 | 0 | 0 | 0 | 0 | 0 | 0 | 0 | 0 | 0 | 0 | 0 | 0 | 0 | 0 | 0 | 0 | 0 | 0 | 0 | 0 | 0 | 0
F6_Industrial_Stone, Clay, and Glass_New_Process_Natural Gas_Process Cooling_E3 | F6 | Industrial | Stone, Clay, and Glass | New | Process | Natural Gas | Process Cooling | E3 | Utility - Value of Sales | 0 | 0 | 0 | 0 | 0 | 0 | 0 | 0 | 0 | 0 | 0 | 0 | 0 | 0 | 0 | 0 | 0 | 0 | 0 | 0 | 0 | 0 | 0 | 0 | 0 | 0 | 0 | 0 | 0 | 0
F6_Industrial_Stone, Clay, and Glass_New_Process_Natural Gas_Process Cooling_E4 | F6 | Industrial | Stone, Clay, and Glass | New | Process | Natural Gas | Process Cooling | E4 | Utility - Value of Sales | 0 | 0 | 0 | 0 | 0 | 0 | 0 | 0 | 0 | 0 | 0 | 0 | 0 | 0 | 0 | 0 | 0 | 0 | 0 | 0 | 0 | 0 | 0 | 0 | 0 | 0 | 0 | 0 | 0 | 0
F6_Industrial_Stone, Clay, and Glass_New_Process_Natural Gas_Process Cooling_E5 | F6 | Industrial | Stone, Clay, and Glass | New | Process | Natural Gas | Process Cooling | E5 | Utility - Value of Sales | 0 | 0 | 0 | 0 | 0 | 0 | 0 | 0 | 0 | 0 | 0 | 0 | 0 | 0 | 0 | 0 | 0 | 0 | 0 | 0 | 0 | 0 | 0 | 0 | 0 | 0 | 0 | 0 | 0 | 0
F6_Industrial_Stone, Clay, and Glass_New_Process_Natural Gas_Process Cooling_E6 | F6 | Industrial | Stone, Clay, and Glass | New | Process | Natural Gas | Process Cooling | E6 | Utility - Value of Sales | 0 | 0 | 0 | 0 | 0 | 0 | 0 | 0 | 0 | 0 | 0 | 0 | 0 | 0 | 0 | 0 | 0 | 0 | 0 | 0 | 0 | 0 | 0 | 0 | 0 | 0 | 0 | 0 | 0 | 0
F6_Industrial_Stone, Clay, and Glass_New_Process_Natural Gas_Process Cooling_E7 | F6 | Industrial | Stone, Clay, and Glass | New | Process | Natural Gas | Process Cooling | E7 | Utility - Value of Sales | 0 | 0 | 0 | 0 | 0 | 0 | 0 | 0 | 0 | 0 | 0 | 0 | 0 | 0 | 0 | 0 | 0 | 0 | 0 | 0 | 0 | 0 | 0 | 0 | 0 | 0 | 0 | 0 | 0 | 0
F6_Industrial_Stone, Clay, and Glass_New_Process_Natural Gas_Process Cooling_E8 | F6 | Industrial | Stone, Clay, and Glass | New | Process | Natural Gas | Process Cooling | E8 | Utility - Value of Sales | 0 | 0 | 0 | 0 | 0 | 0 | 0 | 0 | 0 | 0 | 0 | 0 | 0 | 0 | 0 | 0 | 0 | 0 | 0 | 0 | 0 | 0 | 0 | 0 | 0 | 0 | 0 | 0 | 0 | 0
F6_Industrial_Stone, Clay, and Glass_New_Process_Natural Gas_Process Cooling_E9 | F6 | Industrial | Stone, Clay, and Glass | New | Process | Natural Gas | Process Cooling | E9 | Utility - Value of Sales | 0 | 0 | 0 | 0 | 0 | 0 | 0 | 0 | 0 | 0 | 0 | 0 | 0 | 0 | 0 | 0 | 0 | 0 | 0 | 0 | 0 | 0 | 0 | 0 | 0 | 0 | 0 | 0 | 0 | 0
F6_Industrial_Stone, Clay, and Glass_New_Process_Natural Gas_Process Cooling_E10 | F6 | Industrial | Stone, Clay, and Glass | New | Process | Natural Gas | Process Cooling | E10 | Utility - Value of Sales | 0 | 0 | 0 | 0 | 0 | 0 | 0 | 0 | 0 | 0 | 0 | 0 | 0 | 0 | 0 | 0 | 0 | 0 | 0 | 0 | 0 | 0 | 0 | 0 | 0 | 0 | 0 | 0 | 0 | 0
F1_Industrial_Stone, Clay, and Glass_New_Process_Natural Gas_Other Process_E1 | F1 | Industrial | Stone, Clay, and Glass | New | Process | Natural Gas | Other Process | E1 | Participant - Cost of Equipment | 0.22938 | 0.22938 | 0.22938 | 0.22938 | 0.22938 | 0.22938 | 0.22938 | 0.22938 | 0.22938 | 0.22938 | 0.22938 | 0.22938 | 0.22938 | 0.22938 | 0.22938 | 0.22938 | 0.22938 | 0.22938 | 0.22938 | 0.22938 | 0.22938 | 0.22938 | 0 | 0 | 0 | 0 | 0 | 0 | 0 | 0
F1_Industrial_Stone, Clay, and Glass_New_Process_Natural Gas_Other Process_E2 | F1 | Industrial | Stone, Clay, and Glass | New | Process | Natural Gas | Other Process | E2 | Participant - Cost of Equipment | 0 | 0 | 0 | 0 | 0 | 0 | 0 | 0 | 0 | 0 | 0 | 0 | 0 | 0 | 0 | 0 | 0 | 0 | 0 | 0 | 0 | 0 | 0 | 0 | 0 | 0 | 0 | 0 | 0 | 0
F1_Industrial_Stone, Clay, and Glass_New_Process_Natural Gas_Other Process_E3 | F1 | Industrial | Stone, Clay, and Glass | New | Process | Natural Gas | Other Process | E3 | Participant - Cost of Equipment | 0 | 0 | 0 | 0 | 0 | 0 | 0 | 0 | 0 | 0 | 0 | 0 | 0 | 0 | 0 | 0 | 0 | 0 | 0 | 0 | 0 | 0 | 0 | 0 | 0 | 0 | 0 | 0 | 0 | 0
F1_Industrial_Stone, Clay, and Glass_New_Process_Natural Gas_Other Process_E4 | F1 | Industrial | Stone, Clay, and Glass | New | Process | Natural Gas | Other Process | E4 | Participant - Cost of Equipment | 0 | 0 | 0 | 0 | 0 | 0 | 0 | 0 | 0 | 0 | 0 | 0 | 0 | 0 | 0 | 0 | 0 | 0 | 0 | 0 | 0 | 0 | 0 | 0 | 0 | 0 | 0 | 0 | 0 | 0
F1_Industrial_Stone, Clay, and Glass_New_Process_Natural Gas_Other Process_E5 | F1 | Industrial | Stone, Clay, and Glass | New | Process | Natural Gas | Other Process | E5 | Participant - Cost of Equipment | 0 | 0 | 0 | 0 | 0 | 0 | 0 | 0 | 0 | 0 | 0 | 0 | 0 | 0 | 0 | 0 | 0 | 0 | 0 | 0 | 0 | 0 | 0 | 0 | 0 | 0 | 0 | 0 | 0 | 0
F1_Industrial_Stone, Clay, and Glass_New_Process_Natural Gas_Other Process_E6 | F1 | Industrial | Stone, Clay, and Glass | New | Process | Natural Gas | Other Process | E6 | Participant - Cost of Equipment | 0 | 0 | 0 | 0 | 0 | 0 | 0 | 0 | 0 | 0 | 0 | 0 | 0 | 0 | 0 | 0 | 0 | 0 | 0 | 0 | 0 | 0 | 0 | 0 | 0 | 0 | 0 | 0 | 0 | 0
F1_Industrial_Stone, Clay, and Glass_New_Process_Natural Gas_Other Process_E7 | F1 | Industrial | Stone, Clay, and Glass | New | Process | Natural Gas | Other Process | E7 | Participant - Cost of Equipment | 0 | 0 | 0 | 0 | 0 | 0 | 0 | 0 | 0 | 0 | 0 | 0 | 0 | 0 | 0 | 0 | 0 | 0 | 0 | 0 | 0 | 0 | 0 | 0 | 0 | 0 | 0 | 0 | 0 | 0
F1_Industrial_Stone, Clay, and Glass_New_Process_Natural Gas_Other Process_E8 | F1 | Industrial | Stone, Clay, and Glass | New | Process | Natural Gas | Other Process | E8 | Participant - Cost of Equipment | 0 | 0 | 0 | 0 | 0 | 0 | 0 | 0 | 0 | 0 | 0 | 0 | 0 | 0 | 0 | 0 | 0 | 0 | 0 | 0 | 0 | 0 | 0 | 0 | 0 | 0 | 0 | 0 | 0 | 0
F1_Industrial_Stone, Clay, and Glass_New_Process_Natural Gas_Other Process_E9 | F1 | Industrial | Stone, Clay, and Glass | New | Process | Natural Gas | Other Process | E9 | Participant - Cost of Equipment | 0 | 0 | 0 | 0 | 0 | 0 | 0 | 0 | 0 | 0 | 0 | 0 | 0 | 0 | 0 | 0 | 0 | 0 | 0 | 0 | 0 | 0 | 0 | 0 | 0 | 0 | 0 | 0 | 0 | 0
F1_Industrial_Stone, Clay, and Glass_New_Process_Natural Gas_Other Process_E10 | F1 | Industrial | Stone, Clay, and Glass | New | Process | Natural Gas | Other Process | E10 | Participant - Cost of Equipment | 0 | 0 | 0 | 0 | 0 | 0 | 0 | 0 | 0 | 0 | 0 | 0 | 0 | 0 | 0 | 0 | 0 | 0 | 0 | 0 | 0 | 0 | 0 | 0 | 0 | 0 | 0 | 0 | 0 | 0
F2_Industrial_Stone, Clay, and Glass_New_Process_Natural Gas_Other Process_E1 | F2 | Industrial | Stone, Clay, and Glass | New | Process | Natural Gas | Other Process | E1 | Participant - Cost of Operation | 40.3434 | 44.1041 | 44.4067 | 44.7071 | 43.46 | 42.136 | 40.7118 | 39.5027 | 38.2671 | 37.3765 | 36.4413 | 35.5231 | 34.6028 | 33.727 | 32.8455 | 31.9602 | 31.1058 | 30.299 | 29.5019 | 28.7945 | 28.1245 | 27.47 | 0 | 0 | 0 | 0 | 0 | 0 | 0 | 0
F2_Industrial_Stone, Clay, and Glass_New_Process_Natural Gas_Other Process_E2 | F2 | Industrial | Stone, Clay, and Glass | New | Process | Natural Gas | Other Process | E2 | Participant - Cost of Operation | 0 | 0 | 0 | 0 | 0 | 0 | 0 | 0 | 0 | 0 | 0 | 0 | 0 | 0 | 0 | 0 | 0 | 0 | 0 | 0 | 0 | 0 | 0 | 0 | 0 | 0 | 0 | 0 | 0 | 0
F2_Industrial_Stone, Clay, and Glass_New_Process_Natural Gas_Other Process_E3 | F2 | Industrial | Stone, Clay, and Glass | New | Process | Natural Gas | Other Process | E3 | Participant - Cost of Operation | 0 | 0 | 0 | 0 | 0 | 0 | 0 | 0 | 0 | 0 | 0 | 0 | 0 | 0 | 0 | 0 | 0 | 0 | 0 | 0 | 0 | 0 | 0 | 0 | 0 | 0 | 0 | 0 | 0 | 0
F2_Industrial_Stone, Clay, and Glass_New_Process_Natural Gas_Other Process_E4 | F2 | Industrial | Stone, Clay, and Glass | New | Process | Natural Gas | Other Process | E4 | Participant - Cost of Operation | 0 | 0 | 0 | 0 | 0 | 0 | 0 | 0 | 0 | 0 | 0 | 0 | 0 | 0 | 0 | 0 | 0 | 0 | 0 | 0 | 0 | 0 | 0 | 0 | 0 | 0 | 0 | 0 | 0 | 0
F2_Industrial_Stone, Clay, and Glass_New_Process_Natural Gas_Other Process_E5 | F2 | Industrial | Stone, Clay, and Glass | New | Process | Natural Gas | Other Process | E5 | Participant - Cost of Operation | 0 | 0 | 0 | 0 | 0 | 0 | 0 | 0 | 0 | 0 | 0 | 0 | 0 | 0 | 0 | 0 | 0 | 0 | 0 | 0 | 0 | 0 | 0 | 0 | 0 | 0 | 0 | 0 | 0 | 0
F2_Industrial_Stone, Clay, and Glass_New_Process_Natural Gas_Other Process_E6 | F2 | Industrial | Stone, Clay, and Glass | New | Process | Natural Gas | Other Process | E6 | Participant - Cost of Operation | 0 | 0 | 0 | 0 | 0 | 0 | 0 | 0 | 0 | 0 | 0 | 0 | 0 | 0 | 0 | 0 | 0 | 0 | 0 | 0 | 0 | 0 | 0 | 0 | 0 | 0 | 0 | 0 | 0 | 0
F2_Industrial_Stone, Clay, and Glass_New_Process_Natural Gas_Other Process_E7 | F2 | Industrial | Stone, Clay, and Glass | New | Process | Natural Gas | Other Process | E7 | Participant - Cost of Operation | 0 | 0 | 0 | 0 | 0 | 0 | 0 | 0 | 0 | 0 | 0 | 0 | 0 | 0 | 0 | 0 | 0 | 0 | 0 | 0 | 0 | 0 | 0 | 0 | 0 | 0 | 0 | 0 | 0 | 0
F2_Industrial_Stone, Clay, and Glass_New_Process_Natural Gas_Other Process_E8 | F2 | Industrial | Stone, Clay, and Glass | New | Process | Natural Gas | Other Process | E8 | Participant - Cost of Operation | 0 | 0 | 0 | 0 | 0 | 0 | 0 | 0 | 0 | 0 | 0 | 0 | 0 | 0 | 0 | 0 | 0 | 0 | 0 | 0 | 0 | 0 | 0 | 0 | 0 | 0 | 0 | 0 | 0 | 0
F2_Industrial_Stone, Clay, and Glass_New_Process_Natural Gas_Other Process_E9 | F2 | Industrial | Stone, Clay, and Glass | New | Process | Natural Gas | Other Process | E9 | Participant - Cost of Operation | 0 | 0 | 0 | 0 | 0 | 0 | 0 | 0 | 0 | 0 | 0 | 0 | 0 | 0 | 0 | 0 | 0 | 0 | 0 | 0 | 0 | 0 | 0 | 0 | 0 | 0 | 0 | 0 | 0 | 0
F2_Industrial_Stone, Clay, and Glass_New_Process_Natural Gas_Other Process_E10 | F2 | Industrial | Stone, Clay, and Glass | New | Process | Natural Gas | Other Process | E10 | Participant - Cost of Operation | 0 | 0 | 0 | 0 | 0 | 0 | 0 | 0 | 0 | 0 | 0 | 0 | 0 | 0 | 0 | 0 | 0 | 0 | 0 | 0 | 0 | 0 | 0 | 0 | 0 | 0 | 0 | 0 | 0 | 0
F3_Industrial_Stone, Clay, and Glass_New_Process_Natural Gas_Other Process_E1 | F3 | Industrial | Stone, Clay, and Glass | New | Process | Natural Gas | Other Process | E1 | System - kBTUs of Conusmption | 6246.1736 | 6246.1736 | 6246.1736 | 6246.1736 | 6246.1736 | 6246.1736 | 6246.1736 | 6246.1736 | 6246.1736 | 6246.1736 | 6246.1736 | 6246.1736 | 6246.1736 | 6246.1736 | 6246.1736 | 6246.1736 | 6246.1736 | 6246.1736 | 6246.1736 | 6246.1736 | 6246.1736 | 6246.1736 | 0 | 0 | 0 | 0 | 0 | 0 | 0 | 0
F3_Industrial_Stone, Clay, and Glass_New_Process_Natural Gas_Other Process_E2 | F3 | Industrial | Stone, Clay, and Glass | New | Process | Natural Gas | Other Process | E2 | System - kBTUs of Conusmption | 0 | 0 | 0 | 0 | 0 | 0 | 0 | 0 | 0 | 0 | 0 | 0 | 0 | 0 | 0 | 0 | 0 | 0 | 0 | 0 | 0 | 0 | 0 | 0 | 0 | 0 | 0 | 0 | 0 | 0
F3_Industrial_Stone, Clay, and Glass_New_Process_Natural Gas_Other Process_E3 | F3 | Industrial | Stone, Clay, and Glass | New | Process | Natural Gas | Other Process | E3 | System - kBTUs of Conusmption | 0 | 0 | 0 | 0 | 0 | 0 | 0 | 0 | 0 | 0 | 0 | 0 | 0 | 0 | 0 | 0 | 0 | 0 | 0 | 0 | 0 | 0 | 0 | 0 | 0 | 0 | 0 | 0 | 0 | 0
F3_Industrial_Stone, Clay, and Glass_New_Process_Natural Gas_Other Process_E4 | F3 | Industrial | Stone, Clay, and Glass | New | Process | Natural Gas | Other Process | E4 | System - kBTUs of Conusmption | 0 | 0 | 0 | 0 | 0 | 0 | 0 | 0 | 0 | 0 | 0 | 0 | 0 | 0 | 0 | 0 | 0 | 0 | 0 | 0 | 0 | 0 | 0 | 0 | 0 | 0 | 0 | 0 | 0 | 0
F3_Industrial_Stone, Clay, and Glass_New_Process_Natural Gas_Other Process_E5 | F3 | Industrial | Stone, Clay, and Glass | New | Process | Natural Gas | Other Process | E5 | System - kBTUs of Conusmption | 0 | 0 | 0 | 0 | 0 | 0 | 0 | 0 | 0 | 0 | 0 | 0 | 0 | 0 | 0 | 0 | 0 | 0 | 0 | 0 | 0 | 0 | 0 | 0 | 0 | 0 | 0 | 0 | 0 | 0
F3_Industrial_Stone, Clay, and Glass_New_Process_Natural Gas_Other Process_E6 | F3 | Industrial | Stone, Clay, and Glass | New | Process | Natural Gas | Other Process | E6 | System - kBTUs of Conusmption | 0 | 0 | 0 | 0 | 0 | 0 | 0 | 0 | 0 | 0 | 0 | 0 | 0 | 0 | 0 | 0 | 0 | 0 | 0 | 0 | 0 | 0 | 0 | 0 | 0 | 0 | 0 | 0 | 0 | 0
F3_Industrial_Stone, Clay, and Glass_New_Process_Natural Gas_Other Process_E7 | F3 | Industrial | Stone, Clay, and Glass | New | Process | Natural Gas | Other Process | E7 | System - kBTUs of Conusmption | 0 | 0 | 0 | 0 | 0 | 0 | 0 | 0 | 0 | 0 | 0 | 0 | 0 | 0 | 0 | 0 | 0 | 0 | 0 | 0 | 0 | 0 | 0 | 0 | 0 | 0 | 0 | 0 | 0 | 0
F3_Industrial_Stone, Clay, and Glass_New_Process_Natural Gas_Other Process_E8 | F3 | Industrial | Stone, Clay, and Glass | New | Process | Natural Gas | Other Process | E8 | System - kBTUs of Conusmption | 0 | 0 | 0 | 0 | 0 | 0 | 0 | 0 | 0 | 0 | 0 | 0 | 0 | 0 | 0 | 0 | 0 | 0 | 0 | 0 | 0 | 0 | 0 | 0 | 0 | 0 | 0 | 0 | 0 | 0
F3_Industrial_Stone, Clay, and Glass_New_Process_Natural Gas_Other Process_E9 | F3 | Industrial | Stone, Clay, and Glass | New | Process | Natural Gas | Other Process | E9 | System - kBTUs of Conusmption | 0 | 0 | 0 | 0 | 0 | 0 | 0 | 0 | 0 | 0 | 0 | 0 | 0 | 0 | 0 | 0 | 0 | 0 | 0 | 0 | 0 | 0 | 0 | 0 | 0 | 0 | 0 | 0 | 0 | 0
F3_Industrial_Stone, Clay, and Glass_New_Process_Natural Gas_Other Process_E10 | F3 | Industrial | Stone, Clay, and Glass | New | Process | Natural Gas | Other Process | E10 | System - kBTUs of Conusmption | 0 | 0 | 0 | 0 | 0 | 0 | 0 | 0 | 0 | 0 | 0 | 0 | 0 | 0 | 0 | 0 | 0 | 0 | 0 | 0 | 0 | 0 | 0 | 0 | 0 | 0 | 0 | 0 | 0 | 0
F4_Industrial_Stone, Clay, and Glass_New_Process_Natural Gas_Other Process_E1 | F4 | Industrial | Stone, Clay, and Glass | New | Process | Natural Gas | Other Process | E1 | Utility - Cost of Equipment | 0.22938 | 0.22938 | 0.22938 | 0.22938 | 0.22938 | 0.22938 | 0.22938 | 0.22938 | 0.22938 | 0.22938 | 0.22938 | 0.22938 | 0.22938 | 0.22938 | 0.22938 | 0.22938 | 0.22938 | 0.22938 | 0.22938 | 0.22938 | 0.22938 | 0.22938 | 0 | 0 | 0 | 0 | 0 | 0 | 0 | 0
F4_Industrial_Stone, Clay, and Glass_New_Process_Natural Gas_Other Process_E2 | F4 | Industrial | Stone, Clay, and Glass | New | Process | Natural Gas | Other Process | E2 | Utility - Cost of Equipment | 0 | 0 | 0 | 0 | 0 | 0 | 0 | 0 | 0 | 0 | 0 | 0 | 0 | 0 | 0 | 0 | 0 | 0 | 0 | 0 | 0 | 0 | 0 | 0 | 0 | 0 | 0 | 0 | 0 | 0
F4_Industrial_Stone, Clay, and Glass_New_Process_Natural Gas_Other Process_E3 | F4 | Industrial | Stone, Clay, and Glass | New | Process | Natural Gas | Other Process | E3 | Utility - Cost of Equipment | 0 | 0 | 0 | 0 | 0 | 0 | 0 | 0 | 0 | 0 | 0 | 0 | 0 | 0 | 0 | 0 | 0 | 0 | 0 | 0 | 0 | 0 | 0 | 0 | 0 | 0 | 0 | 0 | 0 | 0
F4_Industrial_Stone, Clay, and Glass_New_Process_Natural Gas_Other Process_E4 | F4 | Industrial | Stone, Clay, and Glass | New | Process | Natural Gas | Other Process | E4 | Utility - Cost of Equipment | 0 | 0 | 0 | 0 | 0 | 0 | 0 | 0 | 0 | 0 | 0 | 0 | 0 | 0 | 0 | 0 | 0 | 0 | 0 | 0 | 0 | 0 | 0 | 0 | 0 | 0 | 0 | 0 | 0 | 0
F4_Industrial_Stone, Clay, and Glass_New_Process_Natural Gas_Other Process_E5 | F4 | Industrial | Stone, Clay, and Glass | New | Process | Natural Gas | Other Process | E5 | Utility - Cost of Equipment | 0 | 0 | 0 | 0 | 0 | 0 | 0 | 0 | 0 | 0 | 0 | 0 | 0 | 0 | 0 | 0 | 0 | 0 | 0 | 0 | 0 | 0 | 0 | 0 | 0 | 0 | 0 | 0 | 0 | 0
F4_Industrial_Stone, Clay, and Glass_New_Process_Natural Gas_Other Process_E6 | F4 | Industrial | Stone, Clay, and Glass | New | Process | Natural Gas | Other Process | E6 | Utility - Cost of Equipment | 0 | 0 | 0 | 0 | 0 | 0 | 0 | 0 | 0 | 0 | 0 | 0 | 0 | 0 | 0 | 0 | 0 | 0 | 0 | 0 | 0 | 0 | 0 | 0 | 0 | 0 | 0 | 0 | 0 | 0
F4_Industrial_Stone, Clay, and Glass_New_Process_Natural Gas_Other Process_E7 | F4 | Industrial | Stone, Clay, and Glass | New | Process | Natural Gas | Other Process | E7 | Utility - Cost of Equipment | 0 | 0 | 0 | 0 | 0 | 0 | 0 | 0 | 0 | 0 | 0 | 0 | 0 | 0 | 0 | 0 | 0 | 0 | 0 | 0 | 0 | 0 | 0 | 0 | 0 | 0 | 0 | 0 | 0 | 0
F4_Industrial_Stone, Clay, and Glass_New_Process_Natural Gas_Other Process_E8 | F4 | Industrial | Stone, Clay, and Glass | New | Process | Natural Gas | Other Process | E8 | Utility - Cost of Equipment | 0 | 0 | 0 | 0 | 0 | 0 | 0 | 0 | 0 | 0 | 0 | 0 | 0 | 0 | 0 | 0 | 0 | 0 | 0 | 0 | 0 | 0 | 0 | 0 | 0 | 0 | 0 | 0 | 0 | 0
F4_Industrial_Stone, Clay, and Glass_New_Process_Natural Gas_Other Process_E9 | F4 | Industrial | Stone, Clay, and Glass | New | Process | Natural Gas | Other Process | E9 | Utility - Cost of Equipment | 0 | 0 | 0 | 0 | 0 | 0 | 0 | 0 | 0 | 0 | 0 | 0 | 0 | 0 | 0 | 0 | 0 | 0 | 0 | 0 | 0 | 0 | 0 | 0 | 0 | 0 | 0 | 0 | 0 | 0
F4_Industrial_Stone, Clay, and Glass_New_Process_Natural Gas_Other Process_E10 | F4 | Industrial | Stone, Clay, and Glass | New | Process | Natural Gas | Other Process | E10 | Utility - Cost of Equipment | 0 | 0 | 0 | 0 | 0 | 0 | 0 | 0 | 0 | 0 | 0 | 0 | 0 | 0 | 0 | 0 | 0 | 0 | 0 | 0 | 0 | 0 | 0 | 0 | 0 | 0 | 0 | 0 | 0 | 0
F5_Industrial_Stone, Clay, and Glass_New_Process_Natural Gas_Other Process_E1 | F5 | Industrial | Stone, Clay, and Glass | New | Process | Natural Gas | Other Process | E1 | Utility - Cost of Operation | 33.6738 | 36.8128 | 37.0653 | 37.3161 | 36.2751 | 35.17 | 33.9813 | 32.972 | 31.9408 | 31.1974 | 30.4168 | 29.6504 | 28.8823 | 28.1512 | 27.4155 | 26.6765 | 25.9634 | 25.2899 | 24.6246 | 24.0342 | 23.4749 | 22.9287 | 0 | 0 | 0 | 0 | 0 | 0 | 0 | 0
F5_Industrial_Stone, Clay, and Glass_New_Process_Natural Gas_Other Process_E2 | F5 | Industrial | Stone, Clay, and Glass | New | Process | Natural Gas | Other Process | E2 | Utility - Cost of Operation | 0 | 0 | 0 | 0 | 0 | 0 | 0 | 0 | 0 | 0 | 0 | 0 | 0 | 0 | 0 | 0 | 0 | 0 | 0 | 0 | 0 | 0 | 0 | 0 | 0 | 0 | 0 | 0 | 0 | 0
F5_Industrial_Stone, Clay, and Glass_New_Process_Natural Gas_Other Process_E3 | F5 | Industrial | Stone, Clay, and Glass | New | Process | Natural Gas | Other Process | E3 | Utility - Cost of Operation | 0 | 0 | 0 | 0 | 0 | 0 | 0 | 0 | 0 | 0 | 0 | 0 | 0 | 0 | 0 | 0 | 0 | 0 | 0 | 0 | 0 | 0 | 0 | 0 | 0 | 0 | 0 | 0 | 0 | 0
F5_Industrial_Stone, Clay, and Glass_New_Process_Natural Gas_Other Process_E4 | F5 | Industrial | Stone, Clay, and Glass | New | Process | Natural Gas | Other Process | E4 | Utility - Cost of Operation | 0 | 0 | 0 | 0 | 0 | 0 | 0 | 0 | 0 | 0 | 0 | 0 | 0 | 0 | 0 | 0 | 0 | 0 | 0 | 0 | 0 | 0 | 0 | 0 | 0 | 0 | 0 | 0 | 0 | 0
F5_Industrial_Stone, Clay, and Glass_New_Process_Natural Gas_Other Process_E5 | F5 | Industrial | Stone, Clay, and Glass | New | Process | Natural Gas | Other Process | E5 | Utility - Cost of Operation | 0 | 0 | 0 | 0 | 0 | 0 | 0 | 0 | 0 | 0 | 0 | 0 | 0 | 0 | 0 | 0 | 0 | 0 | 0 | 0 | 0 | 0 | 0 | 0 | 0 | 0 | 0 | 0 | 0 | 0
F5_Industrial_Stone, Clay, and Glass_New_Process_Natural Gas_Other Process_E6 | F5 | Industrial | Stone, Clay, and Glass | New | Process | Natural Gas | Other Process | E6 | Utility - Cost of Operation | 0 | 0 | 0 | 0 | 0 | 0 | 0 | 0 | 0 | 0 | 0 | 0 | 0 | 0 | 0 | 0 | 0 | 0 | 0 | 0 | 0 | 0 | 0 | 0 | 0 | 0 | 0 | 0 | 0 | 0
F5_Industrial_Stone, Clay, and Glass_New_Process_Natural Gas_Other Process_E7 | F5 | Industrial | Stone, Clay, and Glass | New | Process | Natural Gas | Other Process | E7 | Utility - Cost of Operation | 0 | 0 | 0 | 0 | 0 | 0 | 0 | 0 | 0 | 0 | 0 | 0 | 0 | 0 | 0 | 0 | 0 | 0 | 0 | 0 | 0 | 0 | 0 | 0 | 0 | 0 | 0 | 0 | 0 | 0
F5_Industrial_Stone, Clay, and Glass_New_Process_Natural Gas_Other Process_E8 | F5 | Industrial | Stone, Clay, and Glass | New | Process | Natural Gas | Other Process | E8 | Utility - Cost of Operation | 0 | 0 | 0 | 0 | 0 | 0 | 0 | 0 | 0 | 0 | 0 | 0 | 0 | 0 | 0 | 0 | 0 | 0 | 0 | 0 | 0 | 0 | 0 | 0 | 0 | 0 | 0 | 0 | 0 | 0
F5_Industrial_Stone, Clay, and Glass_New_Process_Natural Gas_Other Process_E9 | F5 | Industrial | Stone, Clay, and Glass | New | Process | Natural Gas | Other Process | E9 | Utility - Cost of Operation | 0 | 0 | 0 | 0 | 0 | 0 | 0 | 0 | 0 | 0 | 0 | 0 | 0 | 0 | 0 | 0 | 0 | 0 | 0 | 0 | 0 | 0 | 0 | 0 | 0 | 0 | 0 | 0 | 0 | 0
F5_Industrial_Stone, Clay, and Glass_New_Process_Natural Gas_Other Process_E10 | F5 | Industrial | Stone, Clay, and Glass | New | Process | Natural Gas | Other Process | E10 | Utility - Cost of Operation | 0 | 0 | 0 | 0 | 0 | 0 | 0 | 0 | 0 | 0 | 0 | 0 | 0 | 0 | 0 | 0 | 0 | 0 | 0 | 0 | 0 | 0 | 0 | 0 | 0 | 0 | 0 | 0 | 0 | 0
F6_Industrial_Stone, Clay, and Glass_New_Process_Natural Gas_Other Process_E1 | F6 | Industrial | Stone, Clay, and Glass | New | Process | Natural Gas | Other Process | E1 | Utility - Value of Sales | 40.3434 | 44.1041 | 44.4067 | 44.7071 | 43.46 | 42.136 | 40.7118 | 39.5027 | 38.2671 | 37.3765 | 36.4413 | 35.5231 | 34.6028 | 33.727 | 32.8455 | 31.9602 | 31.1058 | 30.299 | 29.5019 | 28.7945 | 28.1245 | 27.47 | 0 | 0 | 0 | 0 | 0 | 0 | 0 | 0
F6_Industrial_Stone, Clay, and Glass_New_Process_Natural Gas_Other Process_E2 | F6 | Industrial | Stone, Clay, and Glass | New | Process | Natural Gas | Other Process | E2 | Utility - Value of Sales | 0 | 0 | 0 | 0 | 0 | 0 | 0 | 0 | 0 | 0 | 0 | 0 | 0 | 0 | 0 | 0 | 0 | 0 | 0 | 0 | 0 | 0 | 0 | 0 | 0 | 0 | 0 | 0 | 0 | 0
F6_Industrial_Stone, Clay, and Glass_New_Process_Natural Gas_Other Process_E3 | F6 | Industrial | Stone, Clay, and Glass | New | Process | Natural Gas | Other Process | E3 | Utility - Value of Sales | 0 | 0 | 0 | 0 | 0 | 0 | 0 | 0 | 0 | 0 | 0 | 0 | 0 | 0 | 0 | 0 | 0 | 0 | 0 | 0 | 0 | 0 | 0 | 0 | 0 | 0 | 0 | 0 | 0 | 0
F6_Industrial_Stone, Clay, and Glass_New_Process_Natural Gas_Other Process_E4 | F6 | Industrial | Stone, Clay, and Glass | New | Process | Natural Gas | Other Process | E4 | Utility - Value of Sales | 0 | 0 | 0 | 0 | 0 | 0 | 0 | 0 | 0 | 0 | 0 | 0 | 0 | 0 | 0 | 0 | 0 | 0 | 0 | 0 | 0 | 0 | 0 | 0 | 0 | 0 | 0 | 0 | 0 | 0
F6_Industrial_Stone, Clay, and Glass_New_Process_Natural Gas_Other Process_E5 | F6 | Industrial | Stone, Clay, and Glass | New | Process | Natural Gas | Other Process | E5 | Utility - Value of Sales | 0 | 0 | 0 | 0 | 0 | 0 | 0 | 0 | 0 | 0 | 0 | 0 | 0 | 0 | 0 | 0 | 0 | 0 | 0 | 0 | 0 | 0 | 0 | 0 | 0 | 0 | 0 | 0 | 0 | 0
F6_Industrial_Stone, Clay, and Glass_New_Process_Natural Gas_Other Process_E6 | F6 | Industrial | Stone, Clay, and Glass | New | Process | Natural Gas | Other Process | E6 | Utility - Value of Sales | 0 | 0 | 0 | 0 | 0 | 0 | 0 | 0 | 0 | 0 | 0 | 0 | 0 | 0 | 0 | 0 | 0 | 0 | 0 | 0 | 0 | 0 | 0 | 0 | 0 | 0 | 0 | 0 | 0 | 0
F6_Industrial_Stone, Clay, and Glass_New_Process_Natural Gas_Other Process_E7 | F6 | Industrial | Stone, Clay, and Glass | New | Process | Natural Gas | Other Process | E7 | Utility - Value of Sales | 0 | 0 | 0 | 0 | 0 | 0 | 0 | 0 | 0 | 0 | 0 | 0 | 0 | 0 | 0 | 0 | 0 | 0 | 0 | 0 | 0 | 0 | 0 | 0 | 0 | 0 | 0 | 0 | 0 | 0
F6_Industrial_Stone, Clay, and Glass_New_Process_Natural Gas_Other Process_E8 | F6 | Industrial | Stone, Clay, and Glass | New | Process | Natural Gas | Other Process | E8 | Utility - Value of Sales | 0 | 0 | 0 | 0 | 0 | 0 | 0 | 0 | 0 | 0 | 0 | 0 | 0 | 0 | 0 | 0 | 0 | 0 | 0 | 0 | 0 | 0 | 0 | 0 | 0 | 0 | 0 | 0 | 0 | 0
F6_Industrial_Stone, Clay, and Glass_New_Process_Natural Gas_Other Process_E9 | F6 | Industrial | Stone, Clay, and Glass | New | Process | Natural Gas | Other Process | E9 | Utility - Value of Sales | 0 | 0 | 0 | 0 | 0 | 0 | 0 | 0 | 0 | 0 | 0 | 0 | 0 | 0 | 0 | 0 | 0 | 0 | 0 | 0 | 0 | 0 | 0 | 0 | 0 | 0 | 0 | 0 | 0 | 0
F6_Industrial_Stone, Clay, and Glass_New_Process_Natural Gas_Other Process_E10 | F6 | Industrial | Stone, Clay, and Glass | New | Process | Natural Gas | Other Process | E10 | Utility - Value of Sales | 0 | 0 | 0 | 0 | 0 | 0 | 0 | 0 | 0 | 0 | 0 | 0 | 0 | 0 | 0 | 0 | 0 | 0 | 0 | 0 | 0 | 0 | 0 | 0 | 0 | 0 | 0 | 0 | 0 | 0
F1_Industrial_Stone, Clay, and Glass_New_Miscellaneous_Natural Gas_Miscellaneous_E1 | F1 | Industrial | Stone, Clay, and Glass | New | Miscellaneous | Natural Gas | Miscellaneous | E1 | Participant - Cost of Equipment | 0.22938 | 0.22938 | 0.22938 | 0.22938 | 0.22938 | 0.22938 | 0.22938 | 0.22938 | 0.22938 | 0.22938 | 0.22938 | 0.22938 | 0.22938 | 0.22938 | 0.22938 | 0.22938 | 0.22938 | 0.22938 | 0.22938 | 0.22938 | 0.22938 | 0.22938 | 0 | 0 | 0 | 0 | 0 | 0 | 0 | 0
F1_Industrial_Stone, Clay, and Glass_New_Miscellaneous_Natural Gas_Miscellaneous_E2 | F1 | Industrial | Stone, Clay, and Glass | New | Miscellaneous | Natural Gas | Miscellaneous | E2 | Participant - Cost of Equipment | 0 | 0 | 0 | 0 | 0 | 0 | 0 | 0 | 0 | 0 | 0 | 0 | 0 | 0 | 0 | 0 | 0 | 0 | 0 | 0 | 0 | 0 | 0 | 0 | 0 | 0 | 0 | 0 | 0 | 0
F1_Industrial_Stone, Clay, and Glass_New_Miscellaneous_Natural Gas_Miscellaneous_E3 | F1 | Industrial | Stone, Clay, and Glass | New | Miscellaneous | Natural Gas | Miscellaneous | E3 | Participant - Cost of Equipment | 0 | 0 | 0 | 0 | 0 | 0 | 0 | 0 | 0 | 0 | 0 | 0 | 0 | 0 | 0 | 0 | 0 | 0 | 0 | 0 | 0 | 0 | 0 | 0 | 0 | 0 | 0 | 0 | 0 | 0
F1_Industrial_Stone, Clay, and Glass_New_Miscellaneous_Natural Gas_Miscellaneous_E4 | F1 | Industrial | Stone, Clay, and Glass | New | Miscellaneous | Natural Gas | Miscellaneous | E4 | Participant - Cost of Equipment | 0 | 0 | 0 | 0 | 0 | 0 | 0 | 0 | 0 | 0 | 0 | 0 | 0 | 0 | 0 | 0 | 0 | 0 | 0 | 0 | 0 | 0 | 0 | 0 | 0 | 0 | 0 | 0 | 0 | 0
F1_Industrial_Stone, Clay, and Glass_New_Miscellaneous_Natural Gas_Miscellaneous_E5 | F1 | Industrial | Stone, Clay, and Glass | New | Miscellaneous | Natural Gas | Miscellaneous | E5 | Participant - Cost of Equipment | 0 | 0 | 0 | 0 | 0 | 0 | 0 | 0 | 0 | 0 | 0 | 0 | 0 | 0 | 0 | 0 | 0 | 0 | 0 | 0 | 0 | 0 | 0 | 0 | 0 | 0 | 0 | 0 | 0 | 0
F1_Industrial_Stone, Clay, and Glass_New_Miscellaneous_Natural Gas_Miscellaneous_E6 | F1 | Industrial | Stone, Clay, and Glass | New | Miscellaneous | Natural Gas | Miscellaneous | E6 | Participant - Cost of Equipment | 0 | 0 | 0 | 0 | 0 | 0 | 0 | 0 | 0 | 0 | 0 | 0 | 0 | 0 | 0 | 0 | 0 | 0 | 0 | 0 | 0 | 0 | 0 | 0 | 0 | 0 | 0 | 0 | 0 | 0
F1_Industrial_Stone, Clay, and Glass_New_Miscellaneous_Natural Gas_Miscellaneous_E7 | F1 | Industrial | Stone, Clay, and Glass | New | Miscellaneous | Natural Gas | Miscellaneous | E7 | Participant - Cost of Equipment | 0 | 0 | 0 | 0 | 0 | 0 | 0 | 0 | 0 | 0 | 0 | 0 | 0 | 0 | 0 | 0 | 0 | 0 | 0 | 0 | 0 | 0 | 0 | 0 | 0 | 0 | 0 | 0 | 0 | 0
F1_Industrial_Stone, Clay, and Glass_New_Miscellaneous_Natural Gas_Miscellaneous_E8 | F1 | Industrial | Stone, Clay, and Glass | New | Miscellaneous | Natural Gas | Miscellaneous | E8 | Participant - Cost of Equipment | 0 | 0 | 0 | 0 | 0 | 0 | 0 | 0 | 0 | 0 | 0 | 0 | 0 | 0 | 0 | 0 | 0 | 0 | 0 | 0 | 0 | 0 | 0 | 0 | 0 | 0 | 0 | 0 | 0 | 0
F1_Industrial_Stone, Clay, and Glass_New_Miscellaneous_Natural Gas_Miscellaneous_E9 | F1 | Industrial | Stone, Clay, and Glass | New | Miscellaneous | Natural Gas | Miscellaneous | E9 | Participant - Cost of Equipment | 0 | 0 | 0 | 0 | 0 | 0 | 0 | 0 | 0 | 0 | 0 | 0 | 0 | 0 | 0 | 0 | 0 | 0 | 0 | 0 | 0 | 0 | 0 | 0 | 0 | 0 | 0 | 0 | 0 | 0
F1_Industrial_Stone, Clay, and Glass_New_Miscellaneous_Natural Gas_Miscellaneous_E10 | F1 | Industrial | Stone, Clay, and Glass | New | Miscellaneous | Natural Gas | Miscellaneous | E10 | Participant - Cost of Equipment | 0 | 0 | 0 | 0 | 0 | 0 | 0 | 0 | 0 | 0 | 0 | 0 | 0 | 0 | 0 | 0 | 0 | 0 | 0 | 0 | 0 | 0 | 0 | 0 | 0 | 0 | 0 | 0 | 0 | 0
F2_Industrial_Stone, Clay, and Glass_New_Miscellaneous_Natural Gas_Miscellaneous_E1 | F2 | Industrial | Stone, Clay, and Glass | New | Miscellaneous | Natural Gas | Miscellaneous | E1 | Participant - Cost of Operation | 244.2503 | 267.0183 | 268.8502 | 270.6694 | 263.1186 | 255.1029 | 246.4806 | 239.16 | 231.6798 | 226.2878 | 220.6258 | 215.0669 | 209.4951 | 204.1924 | 198.8558 | 193.4956 | 188.3232 | 183.4385 | 178.6128 | 174.3298 | 170.2733 | 166.3112 | 0 | 0 | 0 | 0 | 0 | 0 | 0 | 0
F2_Industrial_Stone, Clay, and Glass_New_Miscellaneous_Natural Gas_Miscellaneous_E2 | F2 | Industrial | Stone, Clay, and Glass | New | Miscellaneous | Natural Gas | Miscellaneous | E2 | Participant - Cost of Operation | 0 | 0 | 0 | 0 | 0 | 0 | 0 | 0 | 0 | 0 | 0 | 0 | 0 | 0 | 0 | 0 | 0 | 0 | 0 | 0 | 0 | 0 | 0 | 0 | 0 | 0 | 0 | 0 | 0 | 0
F2_Industrial_Stone, Clay, and Glass_New_Miscellaneous_Natural Gas_Miscellaneous_E3 | F2 | Industrial | Stone, Clay, and Glass | New | Miscellaneous | Natural Gas | Miscellaneous | E3 | Participant - Cost of Operation | 0 | 0 | 0 | 0 | 0 | 0 | 0 | 0 | 0 | 0 | 0 | 0 | 0 | 0 | 0 | 0 | 0 | 0 | 0 | 0 | 0 | 0 | 0 | 0 | 0 | 0 | 0 | 0 | 0 | 0
F2_Industrial_Stone, Clay, and Glass_New_Miscellaneous_Natural Gas_Miscellaneous_E4 | F2 | Industrial | Stone, Clay, and Glass | New | Miscellaneous | Natural Gas | Miscellaneous | E4 | Participant - Cost of Operation | 0 | 0 | 0 | 0 | 0 | 0 | 0 | 0 | 0 | 0 | 0 | 0 | 0 | 0 | 0 | 0 | 0 | 0 | 0 | 0 | 0 | 0 | 0 | 0 | 0 | 0 | 0 | 0 | 0 | 0
F2_Industrial_Stone, Clay, and Glass_New_Miscellaneous_Natural Gas_Miscellaneous_E5 | F2 | Industrial | Stone, Clay, and Glass | New | Miscellaneous | Natural Gas | Miscellaneous | E5 | Participant - Cost of Operation | 0 | 0 | 0 | 0 | 0 | 0 | 0 | 0 | 0 | 0 | 0 | 0 | 0 | 0 | 0 | 0 | 0 | 0 | 0 | 0 | 0 | 0 | 0 | 0 | 0 | 0 | 0 | 0 | 0 | 0
F2_Industrial_Stone, Clay, and Glass_New_Miscellaneous_Natural Gas_Miscellaneous_E6 | F2 | Industrial | Stone, Clay, and Glass | New | Miscellaneous | Natural Gas | Miscellaneous | E6 | Participant - Cost of Operation | 0 | 0 | 0 | 0 | 0 | 0 | 0 | 0 | 0 | 0 | 0 | 0 | 0 | 0 | 0 | 0 | 0 | 0 | 0 | 0 | 0 | 0 | 0 | 0 | 0 | 0 | 0 | 0 | 0 | 0
F2_Industrial_Stone, Clay, and Glass_New_Miscellaneous_Natural Gas_Miscellaneous_E7 | F2 | Industrial | Stone, Clay, and Glass | New | Miscellaneous | Natural Gas | Miscellaneous | E7 | Participant - Cost of Operation | 0 | 0 | 0 | 0 | 0 | 0 | 0 | 0 | 0 | 0 | 0 | 0 | 0 | 0 | 0 | 0 | 0 | 0 | 0 | 0 | 0 | 0 | 0 | 0 | 0 | 0 | 0 | 0 | 0 | 0
F2_Industrial_Stone, Clay, and Glass_New_Miscellaneous_Natural Gas_Miscellaneous_E8 | F2 | Industrial | Stone, Clay, and Glass | New | Miscellaneous | Natural Gas | Miscellaneous | E8 | Participant - Cost of Operation | 0 | 0 | 0 | 0 | 0 | 0 | 0 | 0 | 0 | 0 | 0 | 0 | 0 | 0 | 0 | 0 | 0 | 0 | 0 | 0 | 0 | 0 | 0 | 0 | 0 | 0 | 0 | 0 | 0 | 0
F2_Industrial_Stone, Clay, and Glass_New_Miscellaneous_Natural Gas_Miscellaneous_E9 | F2 | Industrial | Stone, Clay, and Glass | New | Miscellaneous | Natural Gas | Miscellaneous | E9 | Participant - Cost of Operation | 0 | 0 | 0 | 0 | 0 | 0 | 0 | 0 | 0 | 0 | 0 | 0 | 0 | 0 | 0 | 0 | 0 | 0 | 0 | 0 | 0 | 0 | 0 | 0 | 0 | 0 | 0 | 0 | 0 | 0
F2_Industrial_Stone, Clay, and Glass_New_Miscellaneous_Natural Gas_Miscellaneous_E10 | F2 | Industrial | Stone, Clay, and Glass | New | Miscellaneous | Natural Gas | Miscellaneous | E10 | Participant - Cost of Operation | 0 | 0 | 0 | 0 | 0 | 0 | 0 | 0 | 0 | 0 | 0 | 0 | 0 | 0 | 0 | 0 | 0 | 0 | 0 | 0 | 0 | 0 | 0 | 0 | 0 | 0 | 0 | 0 | 0 | 0
F3_Industrial_Stone, Clay, and Glass_New_Miscellaneous_Natural Gas_Miscellaneous_E1 | F3 | Industrial | Stone, Clay, and Glass | New | Miscellaneous | Natural Gas | Miscellaneous | E1 | System - kBTUs of Conusmption | 37816.0534 | 37816.0534 | 37816.0534 | 37816.0534 | 37816.0534 | 37816.0534 | 37816.0534 | 37816.0534 | 37816.0534 | 37816.0534 | 37816.0534 | 37816.0534 | 37816.0534 | 37816.0534 | 37816.0534 | 37816.0534 | 37816.0534 | 37816.0534 | 37816.0534 | 37816.0534 | 37816.0534 | 37816.0534 | 0 | 0 | 0 | 0 | 0 | 0 | 0 | 0
F3_Industrial_Stone, Clay, and Glass_New_Miscellaneous_Natural Gas_Miscellaneous_E2 | F3 | Industrial | Stone, Clay, and Glass | New | Miscellaneous | Natural Gas | Miscellaneous | E2 | System - kBTUs of Conusmption | 0 | 0 | 0 | 0 | 0 | 0 | 0 | 0 | 0 | 0 | 0 | 0 | 0 | 0 | 0 | 0 | 0 | 0 | 0 | 0 | 0 | 0 | 0 | 0 | 0 | 0 | 0 | 0 | 0 | 0
F3_Industrial_Stone, Clay, and Glass_New_Miscellaneous_Natural Gas_Miscellaneous_E3 | F3 | Industrial | Stone, Clay, and Glass | New | Miscellaneous | Natural Gas | Miscellaneous | E3 | System - kBTUs of Conusmption | 0 | 0 | 0 | 0 | 0 | 0 | 0 | 0 | 0 | 0 | 0 | 0 | 0 | 0 | 0 | 0 | 0 | 0 | 0 | 0 | 0 | 0 | 0 | 0 | 0 | 0 | 0 | 0 | 0 | 0
F3_Industrial_Stone, Clay, and Glass_New_Miscellaneous_Natural Gas_Miscellaneous_E4 | F3 | Industrial | Stone, Clay, and Glass | New | Miscellaneous | Natural Gas | Miscellaneous | E4 | System - kBTUs of Conusmption | 0 | 0 | 0 | 0 | 0 | 0 | 0 | 0 | 0 | 0 | 0 | 0 | 0 | 0 | 0 | 0 | 0 | 0 | 0 | 0 | 0 | 0 | 0 | 0 | 0 | 0 | 0 | 0 | 0 | 0
F3_Industrial_Stone, Clay, and Glass_New_Miscellaneous_Natural Gas_Miscellaneous_E5 | F3 | Industrial | Stone, Clay, and Glass | New | Miscellaneous | Natural Gas | Miscellaneous | E5 | System - kBTUs of Conusmption | 0 | 0 | 0 | 0 | 0 | 0 | 0 | 0 | 0 | 0 | 0 | 0 | 0 | 0 | 0 | 0 | 0 | 0 | 0 | 0 | 0 | 0 | 0 | 0 | 0 | 0 | 0 | 0 | 0 | 0
F3_Industrial_Stone, Clay, and Glass_New_Miscellaneous_Natural Gas_Miscellaneous_E6 | F3 | Industrial | Stone, Clay, and Glass | New | Miscellaneous | Natural Gas | Miscellaneous | E6 | System - kBTUs of Conusmption | 0 | 0 | 0 | 0 | 0 | 0 | 0 | 0 | 0 | 0 | 0 | 0 | 0 | 0 | 0 | 0 | 0 | 0 | 0 | 0 | 0 | 0 | 0 | 0 | 0 | 0 | 0 | 0 | 0 | 0
F3_Industrial_Stone, Clay, and Glass_New_Miscellaneous_Natural Gas_Miscellaneous_E7 | F3 | Industrial | Stone, Clay, and Glass | New | Miscellaneous | Natural Gas | Miscellaneous | E7 | System - kBTUs of Conusmption | 0 | 0 | 0 | 0 | 0 | 0 | 0 | 0 | 0 | 0 | 0 | 0 | 0 | 0 | 0 | 0 | 0 | 0 | 0 | 0 | 0 | 0 | 0 | 0 | 0 | 0 | 0 | 0 | 0 | 0
F3_Industrial_Stone, Clay, and Glass_New_Miscellaneous_Natural Gas_Miscellaneous_E8 | F3 | Industrial | Stone, Clay, and Glass | New | Miscellaneous | Natural Gas | Miscellaneous | E8 | System - kBTUs of Conusmption | 0 | 0 | 0 | 0 | 0 | 0 | 0 | 0 | 0 | 0 | 0 | 0 | 0 | 0 | 0 | 0 | 0 | 0 | 0 | 0 | 0 | 0 | 0 | 0 | 0 | 0 | 0 | 0 | 0 | 0
F3_Industrial_Stone, Clay, and Glass_New_Miscellaneous_Natural Gas_Miscellaneous_E9 | F3 | Industrial | Stone, Clay, and Glass | New | Miscellaneous | Natural Gas | Miscellaneous | E9 | System - kBTUs of Conusmption | 0 | 0 | 0 | 0 | 0 | 0 | 0 | 0 | 0 | 0 | 0 | 0 | 0 | 0 | 0 | 0 | 0 | 0 | 0 | 0 | 0 | 0 | 0 | 0 | 0 | 0 | 0 | 0 | 0 | 0
F3_Industrial_Stone, Clay, and Glass_New_Miscellaneous_Natural Gas_Miscellaneous_E10 | F3 | Industrial | Stone, Clay, and Glass | New | Miscellaneous | Natural Gas | Miscellaneous | E10 | System - kBTUs of Conusmption | 0 | 0 | 0 | 0 | 0 | 0 | 0 | 0 | 0 | 0 | 0 | 0 | 0 | 0 | 0 | 0 | 0 | 0 | 0 | 0 | 0 | 0 | 0 | 0 | 0 | 0 | 0 | 0 | 0 | 0
F4_Industrial_Stone, Clay, and Glass_New_Miscellaneous_Natural Gas_Miscellaneous_E1 | F4 | Industrial | Stone, Clay, and Glass | New | Miscellaneous | Natural Gas | Miscellaneous | E1 | Utility - Cost of Equipment | 0.22938 | 0.22938 | 0.22938 | 0.22938 | 0.22938 | 0.22938 | 0.22938 | 0.22938 | 0.22938 | 0.22938 | 0.22938 | 0.22938 | 0.22938 | 0.22938 | 0.22938 | 0.22938 | 0.22938 | 0.22938 | 0.22938 | 0.22938 | 0.22938 | 0.22938 | 0 | 0 | 0 | 0 | 0 | 0 | 0 | 0
F4_Industrial_Stone, Clay, and Glass_New_Miscellaneous_Natural Gas_Miscellaneous_E2 | F4 | Industrial | Stone, Clay, and Glass | New | Miscellaneous | Natural Gas | Miscellaneous | E2 | Utility - Cost of Equipment | 0 | 0 | 0 | 0 | 0 | 0 | 0 | 0 | 0 | 0 | 0 | 0 | 0 | 0 | 0 | 0 | 0 | 0 | 0 | 0 | 0 | 0 | 0 | 0 | 0 | 0 | 0 | 0 | 0 | 0
F4_Industrial_Stone, Clay, and Glass_New_Miscellaneous_Natural Gas_Miscellaneous_E3 | F4 | Industrial | Stone, Clay, and Glass | New | Miscellaneous | Natural Gas | Miscellaneous | E3 | Utility - Cost of Equipment | 0 | 0 | 0 | 0 | 0 | 0 | 0 | 0 | 0 | 0 | 0 | 0 | 0 | 0 | 0 | 0 | 0 | 0 | 0 | 0 | 0 | 0 | 0 | 0 | 0 | 0 | 0 | 0 | 0 | 0
F4_Industrial_Stone, Clay, and Glass_New_Miscellaneous_Natural Gas_Miscellaneous_E4 | F4 | Industrial | Stone, Clay, and Glass | New | Miscellaneous | Natural Gas | Miscellaneous | E4 | Utility - Cost of Equipment | 0 | 0 | 0 | 0 | 0 | 0 | 0 | 0 | 0 | 0 | 0 | 0 | 0 | 0 | 0 | 0 | 0 | 0 | 0 | 0 | 0 | 0 | 0 | 0 | 0 | 0 | 0 | 0 | 0 | 0
F4_Industrial_Stone, Clay, and Glass_New_Miscellaneous_Natural Gas_Miscellaneous_E5 | F4 | Industrial | Stone, Clay, and Glass | New | Miscellaneous | Natural Gas | Miscellaneous | E5 | Utility - Cost of Equipment | 0 | 0 | 0 | 0 | 0 | 0 | 0 | 0 | 0 | 0 | 0 | 0 | 0 | 0 | 0 | 0 | 0 | 0 | 0 | 0 | 0 | 0 | 0 | 0 | 0 | 0 | 0 | 0 | 0 | 0
F4_Industrial_Stone, Clay, and Glass_New_Miscellaneous_Natural Gas_Miscellaneous_E6 | F4 | Industrial | Stone, Clay, and Glass | New | Miscellaneous | Natural Gas | Miscellaneous | E6 | Utility - Cost of Equipment | 0 | 0 | 0 | 0 | 0 | 0 | 0 | 0 | 0 | 0 | 0 | 0 | 0 | 0 | 0 | 0 | 0 | 0 | 0 | 0 | 0 | 0 | 0 | 0 | 0 | 0 | 0 | 0 | 0 | 0
F4_Industrial_Stone, Clay, and Glass_New_Miscellaneous_Natural Gas_Miscellaneous_E7 | F4 | Industrial | Stone, Clay, and Glass | New | Miscellaneous | Natural Gas | Miscellaneous | E7 | Utility - Cost of Equipment | 0 | 0 | 0 | 0 | 0 | 0 | 0 | 0 | 0 | 0 | 0 | 0 | 0 | 0 | 0 | 0 | 0 | 0 | 0 | 0 | 0 | 0 | 0 | 0 | 0 | 0 | 0 | 0 | 0 | 0
F4_Industrial_Stone, Clay, and Glass_New_Miscellaneous_Natural Gas_Miscellaneous_E8 | F4 | Industrial | Stone, Clay, and Glass | New | Miscellaneous | Natural Gas | Miscellaneous | E8 | Utility - Cost of Equipment | 0 | 0 | 0 | 0 | 0 | 0 | 0 | 0 | 0 | 0 | 0 | 0 | 0 | 0 | 0 | 0 | 0 | 0 | 0 | 0 | 0 | 0 | 0 | 0 | 0 | 0 | 0 | 0 | 0 | 0
F4_Industrial_Stone, Clay, and Glass_New_Miscellaneous_Natural Gas_Miscellaneous_E9 | F4 | Industrial | Stone, Clay, and Glass | New | Miscellaneous | Natural Gas | Miscellaneous | E9 | Utility - Cost of Equipment | 0 | 0 | 0 | 0 | 0 | 0 | 0 | 0 | 0 | 0 | 0 | 0 | 0 | 0 | 0 | 0 | 0 | 0 | 0 | 0 | 0 | 0 | 0 | 0 | 0 | 0 | 0 | 0 | 0 | 0
F4_Industrial_Stone, Clay, and Glass_New_Miscellaneous_Natural Gas_Miscellaneous_E10 | F4 | Industrial | Stone, Clay, and Glass | New | Miscellaneous | Natural Gas | Miscellaneous | E10 | Utility - Cost of Equipment | 0 | 0 | 0 | 0 | 0 | 0 | 0 | 0 | 0 | 0 | 0 | 0 | 0 | 0 | 0 | 0 | 0 | 0 | 0 | 0 | 0 | 0 | 0 | 0 | 0 | 0 | 0 | 0 | 0 | 0
F5_Industrial_Stone, Clay, and Glass_New_Miscellaneous_Natural Gas_Miscellaneous_E1 | F5 | Industrial | Stone, Clay, and Glass | New | Miscellaneous | Natural Gas | Miscellaneous | E1 | Utility - Cost of Operation | 203.8706 | 222.8747 | 224.4037 | 225.9221 | 219.6196 | 212.9291 | 205.7322 | 199.6219 | 193.3783 | 188.8777 | 184.1517 | 179.5119 | 174.8612 | 170.4351 | 165.9808 | 161.5067 | 157.1895 | 153.1123 | 149.0844 | 145.5095 | 142.1236 | 138.8165 | 0 | 0 | 0 | 0 | 0 | 0 | 0 | 0
F5_Industrial_Stone, Clay, and Glass_New_Miscellaneous_Natural Gas_Miscellaneous_E2 | F5 | Industrial | Stone, Clay, and Glass | New | Miscellaneous | Natural Gas | Miscellaneous | E2 | Utility - Cost of Operation | 0 | 0 | 0 | 0 | 0 | 0 | 0 | 0 | 0 | 0 | 0 | 0 | 0 | 0 | 0 | 0 | 0 | 0 | 0 | 0 | 0 | 0 | 0 | 0 | 0 | 0 | 0 | 0 | 0 | 0
F5_Industrial_Stone, Clay, and Glass_New_Miscellaneous_Natural Gas_Miscellaneous_E3 | F5 | Industrial | Stone, Clay, and Glass | New | Miscellaneous | Natural Gas | Miscellaneous | E3 | Utility - Cost of Operation | 0 | 0 | 0 | 0 | 0 | 0 | 0 | 0 | 0 | 0 | 0 | 0 | 0 | 0 | 0 | 0 | 0 | 0 | 0 | 0 | 0 | 0 | 0 | 0 | 0 | 0 | 0 | 0 | 0 | 0
F5_Industrial_Stone, Clay, and Glass_New_Miscellaneous_Natural Gas_Miscellaneous_E4 | F5 | Industrial | Stone, Clay, and Glass | New | Miscellaneous | Natural Gas | Miscellaneous | E4 | Utility - Cost of Operation | 0 | 0 | 0 | 0 | 0 | 0 | 0 | 0 | 0 | 0 | 0 | 0 | 0 | 0 | 0 | 0 | 0 | 0 | 0 | 0 | 0 | 0 | 0 | 0 | 0 | 0 | 0 | 0 | 0 | 0
F5_Industrial_Stone, Clay, and Glass_New_Miscellaneous_Natural Gas_Miscellaneous_E5 | F5 | Industrial | Stone, Clay, and Glass | New | Miscellaneous | Natural Gas | Miscellaneous | E5 | Utility - Cost of Operation | 0 | 0 | 0 | 0 | 0 | 0 | 0 | 0 | 0 | 0 | 0 | 0 | 0 | 0 | 0 | 0 | 0 | 0 | 0 | 0 | 0 | 0 | 0 | 0 | 0 | 0 | 0 | 0 | 0 | 0
F5_Industrial_Stone, Clay, and Glass_New_Miscellaneous_Natural Gas_Miscellaneous_E6 | F5 | Industrial | Stone, Clay, and Glass | New | Miscellaneous | Natural Gas | Miscellaneous | E6 | Utility - Cost of Operation | 0 | 0 | 0 | 0 | 0 | 0 | 0 | 0 | 0 | 0 | 0 | 0 | 0 | 0 | 0 | 0 | 0 | 0 | 0 | 0 | 0 | 0 | 0 | 0 | 0 | 0 | 0 | 0 | 0 | 0
F5_Industrial_Stone, Clay, and Glass_New_Miscellaneous_Natural Gas_Miscellaneous_E7 | F5 | Industrial | Stone, Clay, and Glass | New | Miscellaneous | Natural Gas | Miscellaneous | E7 | Utility - Cost of Operation | 0 | 0 | 0 | 0 | 0 | 0 | 0 | 0 | 0 | 0 | 0 | 0 | 0 | 0 | 0 | 0 | 0 | 0 | 0 | 0 | 0 | 0 | 0 | 0 | 0 | 0 | 0 | 0 | 0 | 0
F5_Industrial_Stone, Clay, and Glass_New_Miscellaneous_Natural Gas_Miscellaneous_E8 | F5 | Industrial | Stone, Clay, and Glass | New | Miscellaneous | Natural Gas | Miscellaneous | E8 | Utility - Cost of Operation | 0 | 0 | 0 | 0 | 0 | 0 | 0 | 0 | 0 | 0 | 0 | 0 | 0 | 0 | 0 | 0 | 0 | 0 | 0 | 0 | 0 | 0 | 0 | 0 | 0 | 0 | 0 | 0 | 0 | 0
F5_Industrial_Stone, Clay, and Glass_New_Miscellaneous_Natural Gas_Miscellaneous_E9 | F5 | Industrial | Stone, Clay, and Glass | New | Miscellaneous | Natural Gas | Miscellaneous | E9 | Utility - Cost of Operation | 0 | 0 | 0 | 0 | 0 | 0 | 0 | 0 | 0 | 0 | 0 | 0 | 0 | 0 | 0 | 0 | 0 | 0 | 0 | 0 | 0 | 0 | 0 | 0 | 0 | 0 | 0 | 0 | 0 | 0
F5_Industrial_Stone, Clay, and Glass_New_Miscellaneous_Natural Gas_Miscellaneous_E10 | F5 | Industrial | Stone, Clay, and Glass | New | Miscellaneous | Natural Gas | Miscellaneous | E10 | Utility - Cost of Operation | 0 | 0 | 0 | 0 | 0 | 0 | 0 | 0 | 0 | 0 | 0 | 0 | 0 | 0 | 0 | 0 | 0 | 0 | 0 | 0 | 0 | 0 | 0 | 0 | 0 | 0 | 0 | 0 | 0 | 0
F6_Industrial_Stone, Clay, and Glass_New_Miscellaneous_Natural Gas_Miscellaneous_E1 | F6 | Industrial | Stone, Clay, and Glass | New | Miscellaneous | Natural Gas | Miscellaneous | E1 | Utility - Value of Sales | 244.2503 | 267.0183 | 268.8502 | 270.6694 | 263.1186 | 255.1029 | 246.4806 | 239.16 | 231.6798 | 226.2878 | 220.6258 | 215.0669 | 209.4951 | 204.1924 | 198.8558 | 193.4956 | 188.3232 | 183.4385 | 178.6128 | 174.3298 | 170.2733 | 166.3112 | 0 | 0 | 0 | 0 | 0 | 0 | 0 | 0
F6_Industrial_Stone, Clay, and Glass_New_Miscellaneous_Natural Gas_Miscellaneous_E2 | F6 | Industrial | Stone, Clay, and Glass | New | Miscellaneous | Natural Gas | Miscellaneous | E2 | Utility - Value of Sales | 0 | 0 | 0 | 0 | 0 | 0 | 0 | 0 | 0 | 0 | 0 | 0 | 0 | 0 | 0 | 0 | 0 | 0 | 0 | 0 | 0 | 0 | 0 | 0 | 0 | 0 | 0 | 0 | 0 | 0
F6_Industrial_Stone, Clay, and Glass_New_Miscellaneous_Natural Gas_Miscellaneous_E3 | F6 | Industrial | Stone, Clay, and Glass | New | Miscellaneous | Natural Gas | Miscellaneous | E3 | Utility - Value of Sales | 0 | 0 | 0 | 0 | 0 | 0 | 0 | 0 | 0 | 0 | 0 | 0 | 0 | 0 | 0 | 0 | 0 | 0 | 0 | 0 | 0 | 0 | 0 | 0 | 0 | 0 | 0 | 0 | 0 | 0
F6_Industrial_Stone, Clay, and Glass_New_Miscellaneous_Natural Gas_Miscellaneous_E4 | F6 | Industrial | Stone, Clay, and Glass | New | Miscellaneous | Natural Gas | Miscellaneous | E4 | Utility - Value of Sales | 0 | 0 | 0 | 0 | 0 | 0 | 0 | 0 | 0 | 0 | 0 | 0 | 0 | 0 | 0 | 0 | 0 | 0 | 0 | 0 | 0 | 0 | 0 | 0 | 0 | 0 | 0 | 0 | 0 | 0
F6_Industrial_Stone, Clay, and Glass_New_Miscellaneous_Natural Gas_Miscellaneous_E5 | F6 | Industrial | Stone, Clay, and Glass | New | Miscellaneous | Natural Gas | Miscellaneous | E5 | Utility - Value of Sales | 0 | 0 | 0 | 0 | 0 | 0 | 0 | 0 | 0 | 0 | 0 | 0 | 0 | 0 | 0 | 0 | 0 | 0 | 0 | 0 | 0 | 0 | 0 | 0 | 0 | 0 | 0 | 0 | 0 | 0
F6_Industrial_Stone, Clay, and Glass_New_Miscellaneous_Natural Gas_Miscellaneous_E6 | F6 | Industrial | Stone, Clay, and Glass | New | Miscellaneous | Natural Gas | Miscellaneous | E6 | Utility - Value of Sales | 0 | 0 | 0 | 0 | 0 | 0 | 0 | 0 | 0 | 0 | 0 | 0 | 0 | 0 | 0 | 0 | 0 | 0 | 0 | 0 | 0 | 0 | 0 | 0 | 0 | 0 | 0 | 0 | 0 | 0
F6_Industrial_Stone, Clay, and Glass_New_Miscellaneous_Natural Gas_Miscellaneous_E7 | F6 | Industrial | Stone, Clay, and Glass | New | Miscellaneous | Natural Gas | Miscellaneous | E7 | Utility - Value of Sales | 0 | 0 | 0 | 0 | 0 | 0 | 0 | 0 | 0 | 0 | 0 | 0 | 0 | 0 | 0 | 0 | 0 | 0 | 0 | 0 | 0 | 0 | 0 | 0 | 0 | 0 | 0 | 0 | 0 | 0
F6_Industrial_Stone, Clay, and Glass_New_Miscellaneous_Natural Gas_Miscellaneous_E8 | F6 | Industrial | Stone, Clay, and Glass | New | Miscellaneous | Natural Gas | Miscellaneous | E8 | Utility - Value of Sales | 0 | 0 | 0 | 0 | 0 | 0 | 0 | 0 | 0 | 0 | 0 | 0 | 0 | 0 | 0 | 0 | 0 | 0 | 0 | 0 | 0 | 0 | 0 | 0 | 0 | 0 | 0 | 0 | 0 | 0
F6_Industrial_Stone, Clay, and Glass_New_Miscellaneous_Natural Gas_Miscellaneous_E9 | F6 | Industrial | Stone, Clay, and Glass | New | Miscellaneous | Natural Gas | Miscellaneous | E9 | Utility - Value of Sales | 0 | 0 | 0 | 0 | 0 | 0 | 0 | 0 | 0 | 0 | 0 | 0 | 0 | 0 | 0 | 0 | 0 | 0 | 0 | 0 | 0 | 0 | 0 | 0 | 0 | 0 | 0 | 0 | 0 | 0
F6_Industrial_Stone, Clay, and Glass_New_Miscellaneous_Natural Gas_Miscellaneous_E10 | F6 | Industrial | Stone, Clay, and Glass | New | Miscellaneous | Natural Gas | Miscellaneous | E10 | Utility - Value of Sales | 0 | 0 | 0 | 0 | 0 | 0 | 0 | 0 | 0 | 0 | 0 | 0 | 0 | 0 | 0 | 0 | 0 | 0 | 0 | 0 | 0 | 0 | 0 | 0 | 0 | 0 | 0 | 0 | 0 | 0
F1_Industrial_Petroleum_Existing_Space Heating_Natural Gas_Furnace_E1 | F1 | Industrial | Petroleum | Existing | Space Heating | Natural Gas | Furnace | E1 | Participant - Cost of Equipment | 2612.1777 | 2612.1777 | 2612.1777 | 2612.1777 | 2612.1777 | 2612.1777 | 2612.1777 | 2612.1777 | 2612.1777 | 2612.1777 | 2612.1777 | 2612.1777 | 2612.1777 | 2612.1777 | 2612.1777 | 2612.1777 | 2612.1777 | 2612.1777 | 2612.1777 | 2612.1777 | 2612.1777 | 2612.1777 | 0 | 0 | 0 | 0 | 0 | 0 | 0 | 0
F1_Industrial_Petroleum_Existing_Space Heating_Natural Gas_Furnace_E2 | F1 | Industrial | Petroleum | Existing | Space Heating | Natural Gas | Furnace | E2 | Participant - Cost of Equipment | 3134.6259 | 3134.6259 | 3134.6259 | 3134.6259 | 3134.6259 | 3134.6259 | 3134.6259 | 3134.6259 | 3134.6259 | 3134.6259 | 3134.6259 | 3134.6259 | 3134.6259 | 3134.6259 | 3134.6259 | 3134.6259 | 3134.6259 | 3134.6259 | 3134.6259 | 3134.6259 | 3134.6259 | 3134.6259 | 0 | 0 | 0 | 0 | 0 | 0 | 0 | 0
F1_Industrial_Petroleum_Existing_Space Heating_Natural Gas_Furnace_E3 | F1 | Industrial | Petroleum | Existing | Space Heating | Natural Gas | Furnace | E3 | Participant - Cost of Equipment | 3657.0741 | 3657.0741 | 3657.0741 | 3657.0741 | 3657.0741 | 3657.0741 | 3657.0741 | 3657.0741 | 3657.0741 | 3657.0741 | 3657.0741 | 3657.0741 | 3657.0741 | 3657.0741 | 3657.0741 | 3657.0741 | 3657.0741 | 3657.0741 | 3657.0741 | 3657.0741 | 3657.0741 | 3657.0741 | 0 | 0 | 0 | 0 | 0 | 0 | 0 | 0
F1_Industrial_Petroleum_Existing_Space Heating_Natural Gas_Furnace_E4 | F1 | Industrial | Petroleum | Existing | Space Heating | Natural Gas | Furnace | E4 | Participant - Cost of Equipment | 0 | 0 | 0 | 0 | 0 | 0 | 0 | 0 | 0 | 0 | 0 | 0 | 0 | 0 | 0 | 0 | 0 | 0 | 0 | 0 | 0 | 0 | 0 | 0 | 0 | 0 | 0 | 0 | 0 | 0
F1_Industrial_Petroleum_Existing_Space Heating_Natural Gas_Furnace_E5 | F1 | Industrial | Petroleum | Existing | Space Heating | Natural Gas | Furnace | E5 | Participant - Cost of Equipment | 0 | 0 | 0 | 0 | 0 | 0 | 0 | 0 | 0 | 0 | 0 | 0 | 0 | 0 | 0 | 0 | 0 | 0 | 0 | 0 | 0 | 0 | 0 | 0 | 0 | 0 | 0 | 0 | 0 | 0
F1_Industrial_Petroleum_Existing_Space Heating_Natural Gas_Furnace_E6 | F1 | Industrial | Petroleum | Existing | Space Heating | Natural Gas | Furnace | E6 | Participant - Cost of Equipment | 0 | 0 | 0 | 0 | 0 | 0 | 0 | 0 | 0 | 0 | 0 | 0 | 0 | 0 | 0 | 0 | 0 | 0 | 0 | 0 | 0 | 0 | 0 | 0 | 0 | 0 | 0 | 0 | 0 | 0
F1_Industrial_Petroleum_Existing_Space Heating_Natural Gas_Furnace_E7 | F1 | Industrial | Petroleum | Existing | Space Heating | Natural Gas | Furnace | E7 | Participant - Cost of Equipment | 0 | 0 | 0 | 0 | 0 | 0 | 0 | 0 | 0 | 0 | 0 | 0 | 0 | 0 | 0 | 0 | 0 | 0 | 0 | 0 | 0 | 0 | 0 | 0 | 0 | 0 | 0 | 0 | 0 | 0
F1_Industrial_Petroleum_Existing_Space Heating_Natural Gas_Furnace_E8 | F1 | Industrial | Petroleum | Existing | Space Heating | Natural Gas | Furnace | E8 | Participant - Cost of Equipment | 0 | 0 | 0 | 0 | 0 | 0 | 0 | 0 | 0 | 0 | 0 | 0 | 0 | 0 | 0 | 0 | 0 | 0 | 0 | 0 | 0 | 0 | 0 | 0 | 0 | 0 | 0 | 0 | 0 | 0
F1_Industrial_Petroleum_Existing_Space Heating_Natural Gas_Furnace_E9 | F1 | Industrial | Petroleum | Existing | Space Heating | Natural Gas | Furnace | E9 | Participant - Cost of Equipment | 0 | 0 | 0 | 0 | 0 | 0 | 0 | 0 | 0 | 0 | 0 | 0 | 0 | 0 | 0 | 0 | 0 | 0 | 0 | 0 | 0 | 0 | 0 | 0 | 0 | 0 | 0 | 0 | 0 | 0
F1_Industrial_Petroleum_Existing_Space Heating_Natural Gas_Furnace_E10 | F1 | Industrial | Petroleum | Existing | Space Heating | Natural Gas | Furnace | E10 | Participant - Cost of Equipment | 0 | 0 | 0 | 0 | 0 | 0 | 0 | 0 | 0 | 0 | 0 | 0 | 0 | 0 | 0 | 0 | 0 | 0 | 0 | 0 | 0 | 0 | 0 | 0 | 0 | 0 | 0 | 0 | 0 | 0
F2_Industrial_Petroleum_Existing_Space Heating_Natural Gas_Furnace_E1 | F2 | Industrial | Petroleum | Existing | Space Heating | Natural Gas | Furnace | E1 | Participant - Cost of Operation | 43495.3245 | 43977.2913 | 43281.4208 | 42614.6643 | 41469.7157 | 40336.6922 | 39197.334 | 38157.4525 | 37123.24 | 36220.6451 | 35320.2785 | 34445.0825 | 33587.4418 | 32762.7885 | 31954.784 | 31162.7929 | 30396.2774 | 29661.56 | 28943.6286 | 28268.5213 | 27619.7448 | 26990.8779 | 0 | 0 | 0 | 0 | 0 | 0 | 0 | 0
F2_Industrial_Petroleum_Existing_Space Heating_Natural Gas_Furnace_E2 | F2 | Industrial | Petroleum | Existing | Space Heating | Natural Gas | Furnace | E2 | Participant - Cost of Operation | 38663.9333 | 39092.3641 | 38473.7897 | 37881.0955 | 36863.326 | 35856.1569 | 34843.3568 | 33918.9836 | 32999.6498 | 32197.3137 | 31396.9584 | 30618.9778 | 29856.6024 | 29123.5503 | 28405.2976 | 27701.2797 | 27019.9075 | 26366.8013 | 25728.6166 | 25128.4991 | 24551.7877 | 23992.7743 | 0 | 0 | 0 | 0 | 0 | 0 | 0 | 0
F2_Industrial_Petroleum_Existing_Space Heating_Natural Gas_Furnace_E3 | F2 | Industrial | Petroleum | Existing | Space Heating | Natural Gas | Furnace | E3 | Participant - Cost of Operation | 36243.9698 | 36645.5851 | 36065.7271 | 35510.1295 | 34556.0618 | 33611.9312 | 32662.5219 | 31796.005 | 30934.2119 | 30182.0938 | 29431.8325 | 28702.5455 | 27987.8869 | 27300.7164 | 26627.4189 | 25967.4652 | 25328.7399 | 24716.5114 | 24118.2704 | 23555.7142 | 23015.0989 | 22491.074 | 0 | 0 | 0 | 0 | 0 | 0 | 0 | 0
F2_Industrial_Petroleum_Existing_Space Heating_Natural Gas_Furnace_E4 | F2 | Industrial | Petroleum | Existing | Space Heating | Natural Gas | Furnace | E4 | Participant - Cost of Operation | 0 | 0 | 0 | 0 | 0 | 0 | 0 | 0 | 0 | 0 | 0 | 0 | 0 | 0 | 0 | 0 | 0 | 0 | 0 | 0 | 0 | 0 | 0 | 0 | 0 | 0 | 0 | 0 | 0 | 0
F2_Industrial_Petroleum_Existing_Space Heating_Natural Gas_Furnace_E5 | F2 | Industrial | Petroleum | Existing | Space Heating | Natural Gas | Furnace | E5 | Participant - Cost of Operation | 0 | 0 | 0 | 0 | 0 | 0 | 0 | 0 | 0 | 0 | 0 | 0 | 0 | 0 | 0 | 0 | 0 | 0 | 0 | 0 | 0 | 0 | 0 | 0 | 0 | 0 | 0 | 0 | 0 | 0
F2_Industrial_Petroleum_Existing_Space Heating_Natural Gas_Furnace_E6 | F2 | Industrial | Petroleum | Existing | Space Heating | Natural Gas | Furnace | E6 | Participant - Cost of Operation | 0 | 0 | 0 | 0 | 0 | 0 | 0 | 0 | 0 | 0 | 0 | 0 | 0 | 0 | 0 | 0 | 0 | 0 | 0 | 0 | 0 | 0 | 0 | 0 | 0 | 0 | 0 | 0 | 0 | 0
F2_Industrial_Petroleum_Existing_Space Heating_Natural Gas_Furnace_E7 | F2 | Industrial | Petroleum | Existing | Space Heating | Natural Gas | Furnace | E7 | Participant - Cost of Operation | 0 | 0 | 0 | 0 | 0 | 0 | 0 | 0 | 0 | 0 | 0 | 0 | 0 | 0 | 0 | 0 | 0 | 0 | 0 | 0 | 0 | 0 | 0 | 0 | 0 | 0 | 0 | 0 | 0 | 0
F2_Industrial_Petroleum_Existing_Space Heating_Natural Gas_Furnace_E8 | F2 | Industrial | Petroleum | Existing | Space Heating | Natural Gas | Furnace | E8 | Participant - Cost of Operation | 0 | 0 | 0 | 0 | 0 | 0 | 0 | 0 | 0 | 0 | 0 | 0 | 0 | 0 | 0 | 0 | 0 | 0 | 0 | 0 | 0 | 0 | 0 | 0 | 0 | 0 | 0 | 0 | 0 | 0
F2_Industrial_Petroleum_Existing_Space Heating_Natural Gas_Furnace_E9 | F2 | Industrial | Petroleum | Existing | Space Heating | Natural Gas | Furnace | E9 | Participant - Cost of Operation | 0 | 0 | 0 | 0 | 0 | 0 | 0 | 0 | 0 | 0 | 0 | 0 | 0 | 0 | 0 | 0 | 0 | 0 | 0 | 0 | 0 | 0 | 0 | 0 | 0 | 0 | 0 | 0 | 0 | 0
F2_Industrial_Petroleum_Existing_Space Heating_Natural Gas_Furnace_E10 | F2 | Industrial | Petroleum | Existing | Space Heating | Natural Gas | Furnace | E10 | Participant - Cost of Operation | 0 | 0 | 0 | 0 | 0 | 0 | 0 | 0 | 0 | 0 | 0 | 0 | 0 | 0 | 0 | 0 | 0 | 0 | 0 | 0 | 0 | 0 | 0 | 0 | 0 | 0 | 0 | 0 | 0 | 0
F3_Industrial_Petroleum_Existing_Space Heating_Natural Gas_Furnace_E1 | F3 | Industrial | Petroleum | Existing | Space Heating | Natural Gas | Furnace | E1 | System - kBTUs of Conusmption | 7169596.6055 | 7169596.6055 | 7169596.6055 | 7169596.6055 | 7169596.6055 | 7169596.6055 | 7169596.6055 | 7169596.6055 | 7169596.6055 | 7169596.6055 | 7169596.6055 | 7169596.6055 | 7169596.6055 | 7169596.6055 | 7169596.6055 | 7169596.6055 | 7169596.6055 | 7169596.6055 | 7169596.6055 | 7169596.6055 | 7169596.6055 | 7169596.6055 | 0 | 0 | 0 | 0 | 0 | 0 | 0 | 0
F3_Industrial_Petroleum_Existing_Space Heating_Natural Gas_Furnace_E2 | F3 | Industrial | Petroleum | Existing | Space Heating | Natural Gas | Furnace | E2 | System - kBTUs of Conusmption | 6373209.2679 | 6373209.2679 | 6373209.2679 | 6373209.2679 | 6373209.2679 | 6373209.2679 | 6373209.2679 | 6373209.2679 | 6373209.2679 | 6373209.2679 | 6373209.2679 | 6373209.2679 | 6373209.2679 | 6373209.2679 | 6373209.2679 | 6373209.2679 | 6373209.2679 | 6373209.2679 | 6373209.2679 | 6373209.2679 | 6373209.2679 | 6373209.2679 | 0 | 0 | 0 | 0 | 0 | 0 | 0 | 0
F3_Industrial_Petroleum_Existing_Space Heating_Natural Gas_Furnace_E3 | F3 | Industrial | Petroleum | Existing | Space Heating | Natural Gas | Furnace | E3 | System - kBTUs of Conusmption | 5974312.0768 | 5974312.0768 | 5974312.0768 | 5974312.0768 | 5974312.0768 | 5974312.0768 | 5974312.0768 | 5974312.0768 | 5974312.0768 | 5974312.0768 | 5974312.0768 | 5974312.0768 | 5974312.0768 | 5974312.0768 | 5974312.0768 | 5974312.0768 | 5974312.0768 | 5974312.0768 | 5974312.0768 | 5974312.0768 | 5974312.0768 | 5974312.0768 | 0 | 0 | 0 | 0 | 0 | 0 | 0 | 0
F3_Industrial_Petroleum_Existing_Space Heating_Natural Gas_Furnace_E4 | F3 | Industrial | Petroleum | Existing | Space Heating | Natural Gas | Furnace | E4 | System - kBTUs of Conusmption | 0 | 0 | 0 | 0 | 0 | 0 | 0 | 0 | 0 | 0 | 0 | 0 | 0 | 0 | 0 | 0 | 0 | 0 | 0 | 0 | 0 | 0 | 0 | 0 | 0 | 0 | 0 | 0 | 0 | 0
F3_Industrial_Petroleum_Existing_Space Heating_Natural Gas_Furnace_E5 | F3 | Industrial | Petroleum | Existing | Space Heating | Natural Gas | Furnace | E5 | System - kBTUs of Conusmption | 0 | 0 | 0 | 0 | 0 | 0 | 0 | 0 | 0 | 0 | 0 | 0 | 0 | 0 | 0 | 0 | 0 | 0 | 0 | 0 | 0 | 0 | 0 | 0 | 0 | 0 | 0 | 0 | 0 | 0
F3_Industrial_Petroleum_Existing_Space Heating_Natural Gas_Furnace_E6 | F3 | Industrial | Petroleum | Existing | Space Heating | Natural Gas | Furnace | E6 | System - kBTUs of Conusmption | 0 | 0 | 0 | 0 | 0 | 0 | 0 | 0 | 0 | 0 | 0 | 0 | 0 | 0 | 0 | 0 | 0 | 0 | 0 | 0 | 0 | 0 | 0 | 0 | 0 | 0 | 0 | 0 | 0 | 0
F3_Industrial_Petroleum_Existing_Space Heating_Natural Gas_Furnace_E7 | F3 | Industrial | Petroleum | Existing | Space Heating | Natural Gas | Furnace | E7 | System - kBTUs of Conusmption | 0 | 0 | 0 | 0 | 0 | 0 | 0 | 0 | 0 | 0 | 0 | 0 | 0 | 0 | 0 | 0 | 0 | 0 | 0 | 0 | 0 | 0 | 0 | 0 | 0 | 0 | 0 | 0 | 0 | 0
F3_Industrial_Petroleum_Existing_Space Heating_Natural Gas_Furnace_E8 | F3 | Industrial | Petroleum | Existing | Space Heating | Natural Gas | Furnace | E8 | System - kBTUs of Conusmption | 0 | 0 | 0 | 0 | 0 | 0 | 0 | 0 | 0 | 0 | 0 | 0 | 0 | 0 | 0 | 0 | 0 | 0 | 0 | 0 | 0 | 0 | 0 | 0 | 0 | 0 | 0 | 0 | 0 | 0
F3_Industrial_Petroleum_Existing_Space Heating_Natural Gas_Furnace_E9 | F3 | Industrial | Petroleum | Existing | Space Heating | Natural Gas | Furnace | E9 | System - kBTUs of Conusmption | 0 | 0 | 0 | 0 | 0 | 0 | 0 | 0 | 0 | 0 | 0 | 0 | 0 | 0 | 0 | 0 | 0 | 0 | 0 | 0 | 0 | 0 | 0 | 0 | 0 | 0 | 0 | 0 | 0 | 0
F3_Industrial_Petroleum_Existing_Space Heating_Natural Gas_Furnace_E10 | F3 | Industrial | Petroleum | Existing | Space Heating | Natural Gas | Furnace | E10 | System - kBTUs of Conusmption | 0 | 0 | 0 | 0 | 0 | 0 | 0 | 0 | 0 | 0 | 0 | 0 | 0 | 0 | 0 | 0 | 0 | 0 | 0 | 0 | 0 | 0 | 0 | 0 | 0 | 0 | 0 | 0 | 0 | 0
F4_Industrial_Petroleum_Existing_Space Heating_Natural Gas_Furnace_E1 | F4 | Industrial | Petroleum | Existing | Space Heating | Natural Gas | Furnace | E1 | Utility - Cost of Equipment | 2612.1777 | 2612.1777 | 2612.1777 | 2612.1777 | 2612.1777 | 2612.1777 | 2612.1777 | 2612.1777 | 2612.1777 | 2612.1777 | 2612.1777 | 2612.1777 | 2612.1777 | 2612.1777 | 2612.1777 | 2612.1777 | 2612.1777 | 2612.1777 | 2612.1777 | 2612.1777 | 2612.1777 | 2612.1777 | 0 | 0 | 0 | 0 | 0 | 0 | 0 | 0
F4_Industrial_Petroleum_Existing_Space Heating_Natural Gas_Furnace_E2 | F4 | Industrial | Petroleum | Existing | Space Heating | Natural Gas | Furnace | E2 | Utility - Cost of Equipment | 3134.6259 | 3134.6259 | 3134.6259 | 3134.6259 | 3134.6259 | 3134.6259 | 3134.6259 | 3134.6259 | 3134.6259 | 3134.6259 | 3134.6259 | 3134.6259 | 3134.6259 | 3134.6259 | 3134.6259 | 3134.6259 | 3134.6259 | 3134.6259 | 3134.6259 | 3134.6259 | 3134.6259 | 3134.6259 | 0 | 0 | 0 | 0 | 0 | 0 | 0 | 0
F4_Industrial_Petroleum_Existing_Space Heating_Natural Gas_Furnace_E3 | F4 | Industrial | Petroleum | Existing | Space Heating | Natural Gas | Furnace | E3 | Utility - Cost of Equipment | 3657.0741 | 3657.0741 | 3657.0741 | 3657.0741 | 3657.0741 | 3657.0741 | 3657.0741 | 3657.0741 | 3657.0741 | 3657.0741 | 3657.0741 | 3657.0741 | 3657.0741 | 3657.0741 | 3657.0741 | 3657.0741 | 3657.0741 | 3657.0741 | 3657.0741 | 3657.0741 | 3657.0741 | 3657.0741 | 0 | 0 | 0 | 0 | 0 | 0 | 0 | 0
F4_Industrial_Petroleum_Existing_Space Heating_Natural Gas_Furnace_E4 | F4 | Industrial | Petroleum | Existing | Space Heating | Natural Gas | Furnace | E4 | Utility - Cost of Equipment | 0 | 0 | 0 | 0 | 0 | 0 | 0 | 0 | 0 | 0 | 0 | 0 | 0 | 0 | 0 | 0 | 0 | 0 | 0 | 0 | 0 | 0 | 0 | 0 | 0 | 0 | 0 | 0 | 0 | 0
F4_Industrial_Petroleum_Existing_Space Heating_Natural Gas_Furnace_E5 | F4 | Industrial | Petroleum | Existing | Space Heating | Natural Gas | Furnace | E5 | Utility - Cost of Equipment | 0 | 0 | 0 | 0 | 0 | 0 | 0 | 0 | 0 | 0 | 0 | 0 | 0 | 0 | 0 | 0 | 0 | 0 | 0 | 0 | 0 | 0 | 0 | 0 | 0 | 0 | 0 | 0 | 0 | 0
F4_Industrial_Petroleum_Existing_Space Heating_Natural Gas_Furnace_E6 | F4 | Industrial | Petroleum | Existing | Space Heating | Natural Gas | Furnace | E6 | Utility - Cost of Equipment | 0 | 0 | 0 | 0 | 0 | 0 | 0 | 0 | 0 | 0 | 0 | 0 | 0 | 0 | 0 | 0 | 0 | 0 | 0 | 0 | 0 | 0 | 0 | 0 | 0 | 0 | 0 | 0 | 0 | 0
F4_Industrial_Petroleum_Existing_Space Heating_Natural Gas_Furnace_E7 | F4 | Industrial | Petroleum | Existing | Space Heating | Natural Gas | Furnace | E7 | Utility - Cost of Equipment | 0 | 0 | 0 | 0 | 0 | 0 | 0 | 0 | 0 | 0 | 0 | 0 | 0 | 0 | 0 | 0 | 0 | 0 | 0 | 0 | 0 | 0 | 0 | 0 | 0 | 0 | 0 | 0 | 0 | 0
F4_Industrial_Petroleum_Existing_Space Heating_Natural Gas_Furnace_E8 | F4 | Industrial | Petroleum | Existing | Space Heating | Natural Gas | Furnace | E8 | Utility - Cost of Equipment | 0 | 0 | 0 | 0 | 0 | 0 | 0 | 0 | 0 | 0 | 0 | 0 | 0 | 0 | 0 | 0 | 0 | 0 | 0 | 0 | 0 | 0 | 0 | 0 | 0 | 0 | 0 | 0 | 0 | 0
F4_Industrial_Petroleum_Existing_Space Heating_Natural Gas_Furnace_E9 | F4 | Industrial | Petroleum | Existing | Space Heating | Natural Gas | Furnace | E9 | Utility - Cost of Equipment | 0 | 0 | 0 | 0 | 0 | 0 | 0 | 0 | 0 | 0 | 0 | 0 | 0 | 0 | 0 | 0 | 0 | 0 | 0 | 0 | 0 | 0 | 0 | 0 | 0 | 0 | 0 | 0 | 0 | 0
F4_Industrial_Petroleum_Existing_Space Heating_Natural Gas_Furnace_E10 | F4 | Industrial | Petroleum | Existing | Space Heating | Natural Gas | Furnace | E10 | Utility - Cost of Equipment | 0 | 0 | 0 | 0 | 0 | 0 | 0 | 0 | 0 | 0 | 0 | 0 | 0 | 0 | 0 | 0 | 0 | 0 | 0 | 0 | 0 | 0 | 0 | 0 | 0 | 0 | 0 | 0 | 0 | 0
F5_Industrial_Petroleum_Existing_Space Heating_Natural Gas_Furnace_E1 | F5 | Industrial | Petroleum | Existing | Space Heating | Natural Gas | Furnace | E1 | Utility - Cost of Operation | 36304.6412 | 36706.9289 | 36126.1002 | 35569.5725 | 34613.9078 | 33668.1967 | 32717.1981 | 31849.2306 | 30985.995 | 30232.6179 | 29481.1006 | 28750.5928 | 28034.7379 | 27346.417 | 26671.9925 | 26010.934 | 25371.1395 | 24757.8862 | 24158.6438 | 23595.1458 | 23053.6256 | 22528.7235 | 0 | 0 | 0 | 0 | 0 | 0 | 0 | 0
F5_Industrial_Petroleum_Existing_Space Heating_Natural Gas_Furnace_E2 | F5 | Industrial | Petroleum | Existing | Space Heating | Natural Gas | Furnace | E2 | Utility - Cost of Operation | 32271.9797 | 32629.5819 | 32113.2707 | 31618.5612 | 30769.0502 | 29928.3872 | 29083.024 | 28311.469 | 27544.1202 | 26874.427 | 26206.3871 | 25557.0229 | 24920.684 | 24308.8207 | 23709.3102 | 23121.681 | 22552.9539 | 22007.8198 | 21475.1402 | 20974.2347 | 20492.8657 | 20026.2689 | 0 | 0 | 0 | 0 | 0 | 0 | 0 | 0
F5_Industrial_Petroleum_Existing_Space Heating_Natural Gas_Furnace_E3 | F5 | Industrial | Petroleum | Existing | Space Heating | Natural Gas | Furnace | E3 | Utility - Cost of Operation | 30252.0865 | 30587.3065 | 30103.3111 | 29639.5653 | 28843.2249 | 28055.1787 | 27262.7265 | 26539.4629 | 25820.1422 | 25192.3649 | 24566.1374 | 23957.4167 | 23360.9061 | 22787.3392 | 22225.3518 | 21674.5022 | 21141.3715 | 20630.3571 | 20131.0179 | 19661.4639 | 19210.2236 | 18772.8309 | 0 | 0 | 0 | 0 | 0 | 0 | 0 | 0
F5_Industrial_Petroleum_Existing_Space Heating_Natural Gas_Furnace_E4 | F5 | Industrial | Petroleum | Existing | Space Heating | Natural Gas | Furnace | E4 | Utility - Cost of Operation | 0 | 0 | 0 | 0 | 0 | 0 | 0 | 0 | 0 | 0 | 0 | 0 | 0 | 0 | 0 | 0 | 0 | 0 | 0 | 0 | 0 | 0 | 0 | 0 | 0 | 0 | 0 | 0 | 0 | 0
F5_Industrial_Petroleum_Existing_Space Heating_Natural Gas_Furnace_E5 | F5 | Industrial | Petroleum | Existing | Space Heating | Natural Gas | Furnace | E5 | Utility - Cost of Operation | 0 | 0 | 0 | 0 | 0 | 0 | 0 | 0 | 0 | 0 | 0 | 0 | 0 | 0 | 0 | 0 | 0 | 0 | 0 | 0 | 0 | 0 | 0 | 0 | 0 | 0 | 0 | 0 | 0 | 0
F5_Industrial_Petroleum_Existing_Space Heating_Natural Gas_Furnace_E6 | F5 | Industrial | Petroleum | Existing | Space Heating | Natural Gas | Furnace | E6 | Utility - Cost of Operation | 0 | 0 | 0 | 0 | 0 | 0 | 0 | 0 | 0 | 0 | 0 | 0 | 0 | 0 | 0 | 0 | 0 | 0 | 0 | 0 | 0 | 0 | 0 | 0 | 0 | 0 | 0 | 0 | 0 | 0
F5_Industrial_Petroleum_Existing_Space Heating_Natural Gas_Furnace_E7 | F5 | Industrial | Petroleum | Existing | Space Heating | Natural Gas | Furnace | E7 | Utility - Cost of Operation | 0 | 0 | 0 | 0 | 0 | 0 | 0 | 0 | 0 | 0 | 0 | 0 | 0 | 0 | 0 | 0 | 0 | 0 | 0 | 0 | 0 | 0 | 0 | 0 | 0 | 0 | 0 | 0 | 0 | 0
F5_Industrial_Petroleum_Existing_Space Heating_Natural Gas_Furnace_E8 | F5 | Industrial | Petroleum | Existing | Space Heating | Natural Gas | Furnace | E8 | Utility - Cost of Operation | 0 | 0 | 0 | 0 | 0 | 0 | 0 | 0 | 0 | 0 | 0 | 0 | 0 | 0 | 0 | 0 | 0 | 0 | 0 | 0 | 0 | 0 | 0 | 0 | 0 | 0 | 0 | 0 | 0 | 0
F5_Industrial_Petroleum_Existing_Space Heating_Natural Gas_Furnace_E9 | F5 | Industrial | Petroleum | Existing | Space Heating | Natural Gas | Furnace | E9 | Utility - Cost of Operation | 0 | 0 | 0 | 0 | 0 | 0 | 0 | 0 | 0 | 0 | 0 | 0 | 0 | 0 | 0 | 0 | 0 | 0 | 0 | 0 | 0 | 0 | 0 | 0 | 0 | 0 | 0 | 0 | 0 | 0
F5_Industrial_Petroleum_Existing_Space Heating_Natural Gas_Furnace_E10 | F5 | Industrial | Petroleum | Existing | Space Heating | Natural Gas | Furnace | E10 | Utility - Cost of Operation | 0 | 0 | 0 | 0 | 0 | 0 | 0 | 0 | 0 | 0 | 0 | 0 | 0 | 0 | 0 | 0 | 0 | 0 | 0 | 0 | 0 | 0 | 0 | 0 | 0 | 0 | 0 | 0 | 0 | 0
F6_Industrial_Petroleum_Existing_Space Heating_Natural Gas_Furnace_E1 | F6 | Industrial | Petroleum | Existing | Space Heating | Natural Gas | Furnace | E1 | Utility - Value of Sales | 43495.3245 | 43977.2913 | 43281.4208 | 42614.6643 | 41469.7157 | 40336.6922 | 39197.334 | 38157.4525 | 37123.24 | 36220.6451 | 35320.2785 | 34445.0825 | 33587.4418 | 32762.7885 | 31954.784 | 31162.7929 | 30396.2774 | 29661.56 | 28943.6286 | 28268.5213 | 27619.7448 | 26990.8779 | 0 | 0 | 0 | 0 | 0 | 0 | 0 | 0
F6_Industrial_Petroleum_Existing_Space Heating_Natural Gas_Furnace_E2 | F6 | Industrial | Petroleum | Existing | Space Heating | Natural Gas | Furnace | E2 | Utility - Value of Sales | 38663.9333 | 39092.3641 | 38473.7897 | 37881.0955 | 36863.326 | 35856.1569 | 34843.3568 | 33918.9836 | 32999.6498 | 32197.3137 | 31396.9584 | 30618.9778 | 29856.6024 | 29123.5503 | 28405.2976 | 27701.2797 | 27019.9075 | 26366.8013 | 25728.6166 | 25128.4991 | 24551.7877 | 23992.7743 | 0 | 0 | 0 | 0 | 0 | 0 | 0 | 0
F6_Industrial_Petroleum_Existing_Space Heating_Natural Gas_Furnace_E3 | F6 | Industrial | Petroleum | Existing | Space Heating | Natural Gas | Furnace | E3 | Utility - Value of Sales | 36243.9698 | 36645.5851 | 36065.7271 | 35510.1295 | 34556.0618 | 33611.9312 | 32662.5219 | 31796.005 | 30934.2119 | 30182.0938 | 29431.8325 | 28702.5455 | 27987.8869 | 27300.7164 | 26627.4189 | 25967.4652 | 25328.7399 | 24716.5114 | 24118.2704 | 23555.7142 | 23015.0989 | 22491.074 | 0 | 0 | 0 | 0 | 0 | 0 | 0 | 0
F6_Industrial_Petroleum_Existing_Space Heating_Natural Gas_Furnace_E4 | F6 | Industrial | Petroleum | Existing | Space Heating | Natural Gas | Furnace | E4 | Utility - Value of Sales | 0 | 0 | 0 | 0 | 0 | 0 | 0 | 0 | 0 | 0 | 0 | 0 | 0 | 0 | 0 | 0 | 0 | 0 | 0 | 0 | 0 | 0 | 0 | 0 | 0 | 0 | 0 | 0 | 0 | 0
F6_Industrial_Petroleum_Existing_Space Heating_Natural Gas_Furnace_E5 | F6 | Industrial | Petroleum | Existing | Space Heating | Natural Gas | Furnace | E5 | Utility - Value of Sales | 0 | 0 | 0 | 0 | 0 | 0 | 0 | 0 | 0 | 0 | 0 | 0 | 0 | 0 | 0 | 0 | 0 | 0 | 0 | 0 | 0 | 0 | 0 | 0 | 0 | 0 | 0 | 0 | 0 | 0
F6_Industrial_Petroleum_Existing_Space Heating_Natural Gas_Furnace_E6 | F6 | Industrial | Petroleum | Existing | Space Heating | Natural Gas | Furnace | E6 | Utility - Value of Sales | 0 | 0 | 0 | 0 | 0 | 0 | 0 | 0 | 0 | 0 | 0 | 0 | 0 | 0 | 0 | 0 | 0 | 0 | 0 | 0 | 0 | 0 | 0 | 0 | 0 | 0 | 0 | 0 | 0 | 0
F6_Industrial_Petroleum_Existing_Space Heating_Natural Gas_Furnace_E7 | F6 | Industrial | Petroleum | Existing | Space Heating | Natural Gas | Furnace | E7 | Utility - Value of Sales | 0 | 0 | 0 | 0 | 0 | 0 | 0 | 0 | 0 | 0 | 0 | 0 | 0 | 0 | 0 | 0 | 0 | 0 | 0 | 0 | 0 | 0 | 0 | 0 | 0 | 0 | 0 | 0 | 0 | 0
F6_Industrial_Petroleum_Existing_Space Heating_Natural Gas_Furnace_E8 | F6 | Industrial | Petroleum | Existing | Space Heating | Natural Gas | Furnace | E8 | Utility - Value of Sales | 0 | 0 | 0 | 0 | 0 | 0 | 0 | 0 | 0 | 0 | 0 | 0 | 0 | 0 | 0 | 0 | 0 | 0 | 0 | 0 | 0 | 0 | 0 | 0 | 0 | 0 | 0 | 0 | 0 | 0
F6_Industrial_Petroleum_Existing_Space Heating_Natural Gas_Furnace_E9 | F6 | Industrial | Petroleum | Existing | Space Heating | Natural Gas | Furnace | E9 | Utility - Value of Sales | 0 | 0 | 0 | 0 | 0 | 0 | 0 | 0 | 0 | 0 | 0 | 0 | 0 | 0 | 0 | 0 | 0 | 0 | 0 | 0 | 0 | 0 | 0 | 0 | 0 | 0 | 0 | 0 | 0 | 0
F6_Industrial_Petroleum_Existing_Space Heating_Natural Gas_Furnace_E10 | F6 | Industrial | Petroleum | Existing | Space Heating | Natural Gas | Furnace | E10 | Utility - Value of Sales | 0 | 0 | 0 | 0 | 0 | 0 | 0 | 0 | 0 | 0 | 0 | 0 | 0 | 0 | 0 | 0 | 0 | 0 | 0 | 0 | 0 | 0 | 0 | 0 | 0 | 0 | 0 | 0 | 0 | 0
F1_Industrial_Petroleum_Existing_Space Heating_Natural Gas_Boiler_E1 | F1 | Industrial | Petroleum | Existing | Space Heating | Natural Gas | Boiler | E1 | Participant - Cost of Equipment | 323.4852 | 323.4852 | 323.4852 | 323.4852 | 323.4852 | 323.4852 | 323.4852 | 323.4852 | 323.4852 | 323.4852 | 323.4852 | 323.4852 | 323.4852 | 323.4852 | 323.4852 | 323.4852 | 323.4852 | 323.4852 | 323.4852 | 323.4852 | 323.4852 | 323.4852 | 0 | 0 | 0 | 0 | 0 | 0 | 0 | 0
F1_Industrial_Petroleum_Existing_Space Heating_Natural Gas_Boiler_E2 | F1 | Industrial | Petroleum | Existing | Space Heating | Natural Gas | Boiler | E2 | Participant - Cost of Equipment | 361.4394 | 361.4394 | 361.4394 | 361.4394 | 361.4394 | 361.4394 | 361.4394 | 361.4394 | 361.4394 | 361.4394 | 361.4394 | 361.4394 | 361.4394 | 361.4394 | 361.4394 | 361.4394 | 361.4394 | 361.4394 | 361.4394 | 361.4394 | 361.4394 | 361.4394 | 0 | 0 | 0 | 0 | 0 | 0 | 0 | 0
F1_Industrial_Petroleum_Existing_Space Heating_Natural Gas_Boiler_E3 | F1 | Industrial | Petroleum | Existing | Space Heating | Natural Gas | Boiler | E3 | Participant - Cost of Equipment | 437.665 | 437.665 | 437.665 | 437.665 | 437.665 | 437.665 | 437.665 | 437.665 | 437.665 | 437.665 | 437.665 | 437.665 | 437.665 | 437.665 | 437.665 | 437.665 | 437.665 | 437.665 | 437.665 | 437.665 | 437.665 | 437.665 | 0 | 0 | 0 | 0 | 0 | 0 | 0 | 0
F1_Industrial_Petroleum_Existing_Space Heating_Natural Gas_Boiler_E4 | F1 | Industrial | Petroleum | Existing | Space Heating | Natural Gas | Boiler | E4 | Participant - Cost of Equipment | 1787446.7515 | 1787446.7515 | 1787446.7515 | 1787446.7515 | 1787446.7515 | 1787446.7515 | 1787446.7515 | 1787446.7515 | 1787446.7515 | 1787446.7515 | 1787446.7515 | 1787446.7515 | 1787446.7515 | 1787446.7515 | 1787446.7515 | 1787446.7515 | 1787446.7515 | 1787446.7515 | 1787446.7515 | 1787446.7515 | 1787446.7515 | 1787446.7515 | 0 | 0 | 0 | 0 | 0 | 0 | 0 | 0
F1_Industrial_Petroleum_Existing_Space Heating_Natural Gas_Boiler_E5 | F1 | Industrial | Petroleum | Existing | Space Heating | Natural Gas | Boiler | E5 | Participant - Cost of Equipment | 0 | 0 | 0 | 0 | 0 | 0 | 0 | 0 | 0 | 0 | 0 | 0 | 0 | 0 | 0 | 0 | 0 | 0 | 0 | 0 | 0 | 0 | 0 | 0 | 0 | 0 | 0 | 0 | 0 | 0
F1_Industrial_Petroleum_Existing_Space Heating_Natural Gas_Boiler_E6 | F1 | Industrial | Petroleum | Existing | Space Heating | Natural Gas | Boiler | E6 | Participant - Cost of Equipment | 0 | 0 | 0 | 0 | 0 | 0 | 0 | 0 | 0 | 0 | 0 | 0 | 0 | 0 | 0 | 0 | 0 | 0 | 0 | 0 | 0 | 0 | 0 | 0 | 0 | 0 | 0 | 0 | 0 | 0
F1_Industrial_Petroleum_Existing_Space Heating_Natural Gas_Boiler_E7 | F1 | Industrial | Petroleum | Existing | Space Heating | Natural Gas | Boiler | E7 | Participant - Cost of Equipment | 0 | 0 | 0 | 0 | 0 | 0 | 0 | 0 | 0 | 0 | 0 | 0 | 0 | 0 | 0 | 0 | 0 | 0 | 0 | 0 | 0 | 0 | 0 | 0 | 0 | 0 | 0 | 0 | 0 | 0
F1_Industrial_Petroleum_Existing_Space Heating_Natural Gas_Boiler_E8 | F1 | Industrial | Petroleum | Existing | Space Heating | Natural Gas | Boiler | E8 | Participant - Cost of Equipment | 0 | 0 | 0 | 0 | 0 | 0 | 0 | 0 | 0 | 0 | 0 | 0 | 0 | 0 | 0 | 0 | 0 | 0 | 0 | 0 | 0 | 0 | 0 | 0 | 0 | 0 | 0 | 0 | 0 | 0
F1_Industrial_Petroleum_Existing_Space Heating_Natural Gas_Boiler_E9 | F1 | Industrial | Petroleum | Existing | Space Heating | Natural Gas | Boiler | E9 | Participant - Cost of Equipment | 0 | 0 | 0 | 0 | 0 | 0 | 0 | 0 | 0 | 0 | 0 | 0 | 0 | 0 | 0 | 0 | 0 | 0 | 0 | 0 | 0 | 0 | 0 | 0 | 0 | 0 | 0 | 0 | 0 | 0
F1_Industrial_Petroleum_Existing_Space Heating_Natural Gas_Boiler_E10 | F1 | Industrial | Petroleum | Existing | Space Heating | Natural Gas | Boiler | E10 | Participant - Cost of Equipment | 0 | 0 | 0 | 0 | 0 | 0 | 0 | 0 | 0 | 0 | 0 | 0 | 0 | 0 | 0 | 0 | 0 | 0 | 0 | 0 | 0 | 0 | 0 | 0 | 0 | 0 | 0 | 0 | 0 | 0
F2_Industrial_Petroleum_Existing_Space Heating_Natural Gas_Boiler_E1 | F2 | Industrial | Petroleum | Existing | Space Heating | Natural Gas | Boiler | E1 | Participant - Cost of Operation | 2774.8163 | 2801.4518 | 2756.2559 | 2712.9197 | 2640.4218 | 2568.7114 | 2496.6715 | 2430.7667 | 2365.2632 | 2307.8564 | 2250.6382 | 2195.0092 | 2140.5029 | 2088.0613 | 2036.6847 | 1986.3332 | 1937.6428 | 1891.0088 | 1845.5231 | 1802.787 | 1761.8031 | 1722.1899 | 0 | 0 | 0 | 0 | 0 | 0 | 0 | 0
F2_Industrial_Petroleum_Existing_Space Heating_Natural Gas_Boiler_E2 | F2 | Industrial | Petroleum | Existing | Space Heating | Natural Gas | Boiler | E2 | Participant - Cost of Operation | 2611.533 | 2636.6011 | 2594.0647 | 2553.2786 | 2485.0468 | 2417.5563 | 2349.7555 | 2287.7289 | 2226.0799 | 2172.0512 | 2118.1999 | 2065.8444 | 2014.5456 | 1965.1899 | 1916.8365 | 1869.448 | 1823.6227 | 1779.7329 | 1736.9238 | 1696.7025 | 1658.1302 | 1620.8481 | 0 | 0 | 0 | 0 | 0 | 0 | 0 | 0
F2_Industrial_Petroleum_Existing_Space Heating_Natural Gas_Boiler_E3 | F2 | Industrial | Petroleum | Existing | Space Heating | Natural Gas | Boiler | E3 | Participant - Cost of Operation | 2288.4688 | 2310.4358 | 2273.1615 | 2237.4209 | 2177.6298 | 2118.4883 | 2059.0749 | 2004.7214 | 1950.6989 | 1903.3539 | 1856.1643 | 1810.2856 | 1765.3327 | 1722.0827 | 1679.7109 | 1638.1847 | 1598.0283 | 1559.5679 | 1522.0546 | 1486.809 | 1453.0084 | 1420.3382 | 0 | 0 | 0 | 0 | 0 | 0 | 0 | 0
F2_Industrial_Petroleum_Existing_Space Heating_Natural Gas_Boiler_E4 | F2 | Industrial | Petroleum | Existing | Space Heating | Natural Gas | Boiler | E4 | Participant - Cost of Operation | 1697.7557 | 1734.1508 | 1711.1042 | 1689.0981 | 1642.7201 | 1596.55 | 1549.6672 | 1507.4068 | 1465.1122 | 1429.0983 | 1392.9581 | 1357.8706 | 1323.4585 | 1290.5009 | 1258.1827 | 1226.4766 | 1195.8618 | 1166.6175 | 1137.9507 | 1111.1255 | 1085.2706 | 1060.0172 | 0 | 0 | 0 | 0 | 0 | 0 | 0 | 0
F2_Industrial_Petroleum_Existing_Space Heating_Natural Gas_Boiler_E5 | F2 | Industrial | Petroleum | Existing | Space Heating | Natural Gas | Boiler | E5 | Participant - Cost of Operation | 0 | 0 | 0 | 0 | 0 | 0 | 0 | 0 | 0 | 0 | 0 | 0 | 0 | 0 | 0 | 0 | 0 | 0 | 0 | 0 | 0 | 0 | 0 | 0 | 0 | 0 | 0 | 0 | 0 | 0
F2_Industrial_Petroleum_Existing_Space Heating_Natural Gas_Boiler_E6 | F2 | Industrial | Petroleum | Existing | Space Heating | Natural Gas | Boiler | E6 | Participant - Cost of Operation | 0 | 0 | 0 | 0 | 0 | 0 | 0 | 0 | 0 | 0 | 0 | 0 | 0 | 0 | 0 | 0 | 0 | 0 | 0 | 0 | 0 | 0 | 0 | 0 | 0 | 0 | 0 | 0 | 0 | 0
F2_Industrial_Petroleum_Existing_Space Heating_Natural Gas_Boiler_E7 | F2 | Industrial | Petroleum | Existing | Space Heating | Natural Gas | Boiler | E7 | Participant - Cost of Operation | 0 | 0 | 0 | 0 | 0 | 0 | 0 | 0 | 0 | 0 | 0 | 0 | 0 | 0 | 0 | 0 | 0 | 0 | 0 | 0 | 0 | 0 | 0 | 0 | 0 | 0 | 0 | 0 | 0 | 0
F2_Industrial_Petroleum_Existing_Space Heating_Natural Gas_Boiler_E8 | F2 | Industrial | Petroleum | Existing | Space Heating | Natural Gas | Boiler | E8 | Participant - Cost of Operation | 0 | 0 | 0 | 0 | 0 | 0 | 0 | 0 | 0 | 0 | 0 | 0 | 0 | 0 | 0 | 0 | 0 | 0 | 0 | 0 | 0 | 0 | 0 | 0 | 0 | 0 | 0 | 0 | 0 | 0
F2_Industrial_Petroleum_Existing_Space Heating_Natural Gas_Boiler_E9 | F2 | Industrial | Petroleum | Existing | Space Heating | Natural Gas | Boiler | E9 | Participant - Cost of Operation | 0 | 0 | 0 | 0 | 0 | 0 | 0 | 0 | 0 | 0 | 0 | 0 | 0 | 0 | 0 | 0 | 0 | 0 | 0 | 0 | 0 | 0 | 0 | 0 | 0 | 0 | 0 | 0 | 0 | 0
F2_Industrial_Petroleum_Existing_Space Heating_Natural Gas_Boiler_E10 | F2 | Industrial | Petroleum | Existing | Space Heating | Natural Gas | Boiler | E10 | Participant - Cost of Operation | 0 | 0 | 0 | 0 | 0 | 0 | 0 | 0 | 0 | 0 | 0 | 0 | 0 | 0 | 0 | 0 | 0 | 0 | 0 | 0 | 0 | 0 | 0 | 0 | 0 | 0 | 0 | 0 | 0 | 0
F3_Industrial_Petroleum_Existing_Space Heating_Natural Gas_Boiler_E1 | F3 | Industrial | Petroleum | Existing | Space Heating | Natural Gas | Boiler | E1 | System - kBTUs of Conusmption | 462611.1203 | 462611.1203 | 462611.1203 | 462611.1203 | 462611.1203 | 462611.1203 | 462611.1203 | 462611.1203 | 462611.1203 | 462611.1203 | 462611.1203 | 462611.1203 | 462611.1203 | 462611.1203 | 462611.1203 | 462611.1203 | 462611.1203 | 462611.1203 | 462611.1203 | 462611.1203 | 462611.1203 | 462611.1203 | 0 | 0 | 0 | 0 | 0 | 0 | 0 | 0
F3_Industrial_Petroleum_Existing_Space Heating_Natural Gas_Boiler_E2 | F3 | Industrial | Petroleum | Existing | Space Heating | Natural Gas | Boiler | E2 | System - kBTUs of Conusmption | 435388.8875 | 435388.8875 | 435388.8875 | 435388.8875 | 435388.8875 | 435388.8875 | 435388.8875 | 435388.8875 | 435388.8875 | 435388.8875 | 435388.8875 | 435388.8875 | 435388.8875 | 435388.8875 | 435388.8875 | 435388.8875 | 435388.8875 | 435388.8875 | 435388.8875 | 435388.8875 | 435388.8875 | 435388.8875 | 0 | 0 | 0 | 0 | 0 | 0 | 0 | 0
F3_Industrial_Petroleum_Existing_Space Heating_Natural Gas_Boiler_E3 | F3 | Industrial | Petroleum | Existing | Space Heating | Natural Gas | Boiler | E3 | System - kBTUs of Conusmption | 381528.3513 | 381528.3513 | 381528.3513 | 381528.3513 | 381528.3513 | 381528.3513 | 381528.3513 | 381528.3513 | 381528.3513 | 381528.3513 | 381528.3513 | 381528.3513 | 381528.3513 | 381528.3513 | 381528.3513 | 381528.3513 | 381528.3513 | 381528.3513 | 381528.3513 | 381528.3513 | 381528.3513 | 381528.3513 | 0 | 0 | 0 | 0 | 0 | 0 | 0 | 0
F3_Industrial_Petroleum_Existing_Space Heating_Natural Gas_Boiler_E4 | F3 | Industrial | Petroleum | Existing | Space Heating | Natural Gas | Boiler | E4 | System - kBTUs of Conusmption | 264349.2116 | 264349.2116 | 264349.2116 | 264349.2116 | 264349.2116 | 264349.2116 | 264349.2116 | 264349.2116 | 264349.2116 | 264349.2116 | 264349.2116 | 264349.2116 | 264349.2116 | 264349.2116 | 264349.2116 | 264349.2116 | 264349.2116 | 264349.2116 | 264349.2116 | 264349.2116 | 264349.2116 | 264349.2116 | 0 | 0 | 0 | 0 | 0 | 0 | 0 | 0
F3_Industrial_Petroleum_Existing_Space Heating_Natural Gas_Boiler_E5 | F3 | Industrial | Petroleum | Existing | Space Heating | Natural Gas | Boiler | E5 | System - kBTUs of Conusmption | 0 | 0 | 0 | 0 | 0 | 0 | 0 | 0 | 0 | 0 | 0 | 0 | 0 | 0 | 0 | 0 | 0 | 0 | 0 | 0 | 0 | 0 | 0 | 0 | 0 | 0 | 0 | 0 | 0 | 0
F3_Industrial_Petroleum_Existing_Space Heating_Natural Gas_Boiler_E6 | F3 | Industrial | Petroleum | Existing | Space Heating | Natural Gas | Boiler | E6 | System - kBTUs of Conusmption | 0 | 0 | 0 | 0 | 0 | 0 | 0 | 0 | 0 | 0 | 0 | 0 | 0 | 0 | 0 | 0 | 0 | 0 | 0 | 0 | 0 | 0 | 0 | 0 | 0 | 0 | 0 | 0 | 0 | 0
F3_Industrial_Petroleum_Existing_Space Heating_Natural Gas_Boiler_E7 | F3 | Industrial | Petroleum | Existing | Space Heating | Natural Gas | Boiler | E7 | System - kBTUs of Conusmption | 0 | 0 | 0 | 0 | 0 | 0 | 0 | 0 | 0 | 0 | 0 | 0 | 0 | 0 | 0 | 0 | 0 | 0 | 0 | 0 | 0 | 0 | 0 | 0 | 0 | 0 | 0 | 0 | 0 | 0
F3_Industrial_Petroleum_Existing_Space Heating_Natural Gas_Boiler_E8 | F3 | Industrial | Petroleum | Existing | Space Heating | Natural Gas | Boiler | E8 | System - kBTUs of Conusmption | 0 | 0 | 0 | 0 | 0 | 0 | 0 | 0 | 0 | 0 | 0 | 0 | 0 | 0 | 0 | 0 | 0 | 0 | 0 | 0 | 0 | 0 | 0 | 0 | 0 | 0 | 0 | 0 | 0 | 0
F3_Industrial_Petroleum_Existing_Space Heating_Natural Gas_Boiler_E9 | F3 | Industrial | Petroleum | Existing | Space Heating | Natural Gas | Boiler | E9 | System - kBTUs of Conusmption | 0 | 0 | 0 | 0 | 0 | 0 | 0 | 0 | 0 | 0 | 0 | 0 | 0 | 0 | 0 | 0 | 0 | 0 | 0 | 0 | 0 | 0 | 0 | 0 | 0 | 0 | 0 | 0 | 0 | 0
F3_Industrial_Petroleum_Existing_Space Heating_Natural Gas_Boiler_E10 | F3 | Industrial | Petroleum | Existing | Space Heating | Natural Gas | Boiler | E10 | System - kBTUs of Conusmption | 0 | 0 | 0 | 0 | 0 | 0 | 0 | 0 | 0 | 0 | 0 | 0 | 0 | 0 | 0 | 0 | 0 | 0 | 0 | 0 | 0 | 0 | 0 | 0 | 0 | 0 | 0 | 0 | 0 | 0
F4_Industrial_Petroleum_Existing_Space Heating_Natural Gas_Boiler_E1 | F4 | Industrial | Petroleum | Existing | Space Heating | Natural Gas | Boiler | E1 | Utility - Cost of Equipment | 323.4852 | 323.4852 | 323.4852 | 323.4852 | 323.4852 | 323.4852 | 323.4852 | 323.4852 | 323.4852 | 323.4852 | 323.4852 | 323.4852 | 323.4852 | 323.4852 | 323.4852 | 323.4852 | 323.4852 | 323.4852 | 323.4852 | 323.4852 | 323.4852 | 323.4852 | 0 | 0 | 0 | 0 | 0 | 0 | 0 | 0
F4_Industrial_Petroleum_Existing_Space Heating_Natural Gas_Boiler_E2 | F4 | Industrial | Petroleum | Existing | Space Heating | Natural Gas | Boiler | E2 | Utility - Cost of Equipment | 361.4394 | 361.4394 | 361.4394 | 361.4394 | 361.4394 | 361.4394 | 361.4394 | 361.4394 | 361.4394 | 361.4394 | 361.4394 | 361.4394 | 361.4394 | 361.4394 | 361.4394 | 361.4394 | 361.4394 | 361.4394 | 361.4394 | 361.4394 | 361.4394 | 361.4394 | 0 | 0 | 0 | 0 | 0 | 0 | 0 | 0
F4_Industrial_Petroleum_Existing_Space Heating_Natural Gas_Boiler_E3 | F4 | Industrial | Petroleum | Existing | Space Heating | Natural Gas | Boiler | E3 | Utility - Cost of Equipment | 437.665 | 437.665 | 437.665 | 437.665 | 437.665 | 437.665 | 437.665 | 437.665 | 437.665 | 437.665 | 437.665 | 437.665 | 437.665 | 437.665 | 437.665 | 437.665 | 437.665 | 437.665 | 437.665 | 437.665 | 437.665 | 437.665 | 0 | 0 | 0 | 0 | 0 | 0 | 0 | 0
F4_Industrial_Petroleum_Existing_Space Heating_Natural Gas_Boiler_E4 | F4 | Industrial | Petroleum | Existing | Space Heating | Natural Gas | Boiler | E4 | Utility - Cost of Equipment | 1787446.7515 | 1787446.7515 | 1787446.7515 | 1787446.7515 | 1787446.7515 | 1787446.7515 | 1787446.7515 | 1787446.7515 | 1787446.7515 | 1787446.7515 | 1787446.7515 | 1787446.7515 | 1787446.7515 | 1787446.7515 | 1787446.7515 | 1787446.7515 | 1787446.7515 | 1787446.7515 | 1787446.7515 | 1787446.7515 | 1787446.7515 | 1787446.7515 | 0 | 0 | 0 | 0 | 0 | 0 | 0 | 0
F4_Industrial_Petroleum_Existing_Space Heating_Natural Gas_Boiler_E5 | F4 | Industrial | Petroleum | Existing | Space Heating | Natural Gas | Boiler | E5 | Utility - Cost of Equipment | 0 | 0 | 0 | 0 | 0 | 0 | 0 | 0 | 0 | 0 | 0 | 0 | 0 | 0 | 0 | 0 | 0 | 0 | 0 | 0 | 0 | 0 | 0 | 0 | 0 | 0 | 0 | 0 | 0 | 0
F4_Industrial_Petroleum_Existing_Space Heating_Natural Gas_Boiler_E6 | F4 | Industrial | Petroleum | Existing | Space Heating | Natural Gas | Boiler | E6 | Utility - Cost of Equipment | 0 | 0 | 0 | 0 | 0 | 0 | 0 | 0 | 0 | 0 | 0 | 0 | 0 | 0 | 0 | 0 | 0 | 0 | 0 | 0 | 0 | 0 | 0 | 0 | 0 | 0 | 0 | 0 | 0 | 0
F4_Industrial_Petroleum_Existing_Space Heating_Natural Gas_Boiler_E7 | F4 | Industrial | Petroleum | Existing | Space Heating | Natural Gas | Boiler | E7 | Utility - Cost of Equipment | 0 | 0 | 0 | 0 | 0 | 0 | 0 | 0 | 0 | 0 | 0 | 0 | 0 | 0 | 0 | 0 | 0 | 0 | 0 | 0 | 0 | 0 | 0 | 0 | 0 | 0 | 0 | 0 | 0 | 0
F4_Industrial_Petroleum_Existing_Space Heating_Natural Gas_Boiler_E8 | F4 | Industrial | Petroleum | Existing | Space Heating | Natural Gas | Boiler | E8 | Utility - Cost of Equipment | 0 | 0 | 0 | 0 | 0 | 0 | 0 | 0 | 0 | 0 | 0 | 0 | 0 | 0 | 0 | 0 | 0 | 0 | 0 | 0 | 0 | 0 | 0 | 0 | 0 | 0 | 0 | 0 | 0 | 0
F4_Industrial_Petroleum_Existing_Space Heating_Natural Gas_Boiler_E9 | F4 | Industrial | Petroleum | Existing | Space Heating | Natural Gas | Boiler | E9 | Utility - Cost of Equipment | 0 | 0 | 0 | 0 | 0 | 0 | 0 | 0 | 0 | 0 | 0 | 0 | 0 | 0 | 0 | 0 | 0 | 0 | 0 | 0 | 0 | 0 | 0 | 0 | 0 | 0 | 0 | 0 | 0 | 0
F4_Industrial_Petroleum_Existing_Space Heating_Natural Gas_Boiler_E10 | F4 | Industrial | Petroleum | Existing | Space Heating | Natural Gas | Boiler | E10 | Utility - Cost of Equipment | 0 | 0 | 0 | 0 | 0 | 0 | 0 | 0 | 0 | 0 | 0 | 0 | 0 | 0 | 0 | 0 | 0 | 0 | 0 | 0 | 0 | 0 | 0 | 0 | 0 | 0 | 0 | 0 | 0 | 0
F5_Industrial_Petroleum_Existing_Space Heating_Natural Gas_Boiler_E1 | F5 | Industrial | Petroleum | Existing | Space Heating | Natural Gas | Boiler | E1 | Utility - Cost of Operation | 2316.0814 | 2338.3134 | 2300.5894 | 2264.4176 | 2203.905 | 2144.0499 | 2083.9197 | 2028.9103 | 1974.236 | 1926.3197 | 1878.5608 | 1832.1284 | 1786.6332 | 1742.8613 | 1699.9783 | 1657.951 | 1617.3101 | 1578.3856 | 1540.4197 | 1504.7488 | 1470.5403 | 1437.476 | 0 | 0 | 0 | 0 | 0 | 0 | 0 | 0
F5_Industrial_Petroleum_Existing_Space Heating_Natural Gas_Boiler_E2 | F5 | Industrial | Petroleum | Existing | Space Heating | Natural Gas | Boiler | E2 | Utility - Cost of Operation | 2179.7922 | 2200.716 | 2165.2118 | 2131.1685 | 2074.2168 | 2017.8838 | 1961.292 | 1909.5196 | 1858.0625 | 1812.9659 | 1768.0174 | 1724.3173 | 1681.4992 | 1640.303 | 1599.9435 | 1560.3893 | 1522.1399 | 1485.5059 | 1449.7741 | 1416.2022 | 1384.0068 | 1352.8881 | 0 | 0 | 0 | 0 | 0 | 0 | 0 | 0
F5_Industrial_Petroleum_Existing_Space Heating_Natural Gas_Boiler_E3 | F5 | Industrial | Petroleum | Existing | Space Heating | Natural Gas | Boiler | E3 | Utility - Cost of Operation | 1910.1372 | 1928.4726 | 1897.3605 | 1867.5286 | 1817.6222 | 1768.258 | 1718.6669 | 1673.2992 | 1628.2077 | 1588.6898 | 1549.3017 | 1511.0076 | 1473.4865 | 1437.3865 | 1402.0197 | 1367.3586 | 1333.8409 | 1301.7389 | 1270.4273 | 1241.0085 | 1212.7958 | 1185.5267 | 0 | 0 | 0 | 0 | 0 | 0 | 0 | 0
F5_Industrial_Petroleum_Existing_Space Heating_Natural Gas_Boiler_E4 | F5 | Industrial | Petroleum | Existing | Space Heating | Natural Gas | Boiler | E4 | Utility - Cost of Operation | 1417.0813 | 1447.4595 | 1428.223 | 1409.855 | 1371.1442 | 1332.607 | 1293.4749 | 1258.2011 | 1222.8987 | 1192.8386 | 1162.6731 | 1133.3863 | 1104.6633 | 1077.1542 | 1050.1789 | 1023.7145 | 998.1609 | 973.7513 | 949.8237 | 927.4333 | 905.8527 | 884.7743 | 0 | 0 | 0 | 0 | 0 | 0 | 0 | 0
F5_Industrial_Petroleum_Existing_Space Heating_Natural Gas_Boiler_E5 | F5 | Industrial | Petroleum | Existing | Space Heating | Natural Gas | Boiler | E5 | Utility - Cost of Operation | 0 | 0 | 0 | 0 | 0 | 0 | 0 | 0 | 0 | 0 | 0 | 0 | 0 | 0 | 0 | 0 | 0 | 0 | 0 | 0 | 0 | 0 | 0 | 0 | 0 | 0 | 0 | 0 | 0 | 0
F5_Industrial_Petroleum_Existing_Space Heating_Natural Gas_Boiler_E6 | F5 | Industrial | Petroleum | Existing | Space Heating | Natural Gas | Boiler | E6 | Utility - Cost of Operation | 0 | 0 | 0 | 0 | 0 | 0 | 0 | 0 | 0 | 0 | 0 | 0 | 0 | 0 | 0 | 0 | 0 | 0 | 0 | 0 | 0 | 0 | 0 | 0 | 0 | 0 | 0 | 0 | 0 | 0
F5_Industrial_Petroleum_Existing_Space Heating_Natural Gas_Boiler_E7 | F5 | Industrial | Petroleum | Existing | Space Heating | Natural Gas | Boiler | E7 | Utility - Cost of Operation | 0 | 0 | 0 | 0 | 0 | 0 | 0 | 0 | 0 | 0 | 0 | 0 | 0 | 0 | 0 | 0 | 0 | 0 | 0 | 0 | 0 | 0 | 0 | 0 | 0 | 0 | 0 | 0 | 0 | 0
F5_Industrial_Petroleum_Existing_Space Heating_Natural Gas_Boiler_E8 | F5 | Industrial | Petroleum | Existing | Space Heating | Natural Gas | Boiler | E8 | Utility - Cost of Operation | 0 | 0 | 0 | 0 | 0 | 0 | 0 | 0 | 0 | 0 | 0 | 0 | 0 | 0 | 0 | 0 | 0 | 0 | 0 | 0 | 0 | 0 | 0 | 0 | 0 | 0 | 0 | 0 | 0 | 0
F5_Industrial_Petroleum_Existing_Space Heating_Natural Gas_Boiler_E9 | F5 | Industrial | Petroleum | Existing | Space Heating | Natural Gas | Boiler | E9 | Utility - Cost of Operation | 0 | 0 | 0 | 0 | 0 | 0 | 0 | 0 | 0 | 0 | 0 | 0 | 0 | 0 | 0 | 0 | 0 | 0 | 0 | 0 | 0 | 0 | 0 | 0 | 0 | 0 | 0 | 0 | 0 | 0
F5_Industrial_Petroleum_Existing_Space Heating_Natural Gas_Boiler_E10 | F5 | Industrial | Petroleum | Existing | Space Heating | Natural Gas | Boiler | E10 | Utility - Cost of Operation | 0 | 0 | 0 | 0 | 0 | 0 | 0 | 0 | 0 | 0 | 0 | 0 | 0 | 0 | 0 | 0 | 0 | 0 | 0 | 0 | 0 | 0 | 0 | 0 | 0 | 0 | 0 | 0 | 0 | 0
F6_Industrial_Petroleum_Existing_Space Heating_Natural Gas_Boiler_E1 | F6 | Industrial | Petroleum | Existing | Space Heating | Natural Gas | Boiler | E1 | Utility - Value of Sales | 2774.8163 | 2801.4518 | 2756.2559 | 2712.9197 | 2640.4218 | 2568.7114 | 2496.6715 | 2430.7667 | 2365.2632 | 2307.8564 | 2250.6382 | 2195.0092 | 2140.5029 | 2088.0613 | 2036.6847 | 1986.3332 | 1937.6428 | 1891.0088 | 1845.5231 | 1802.787 | 1761.8031 | 1722.1899 | 0 | 0 | 0 | 0 | 0 | 0 | 0 | 0
F6_Industrial_Petroleum_Existing_Space Heating_Natural Gas_Boiler_E2 | F6 | Industrial | Petroleum | Existing | Space Heating | Natural Gas | Boiler | E2 | Utility - Value of Sales | 2611.533 | 2636.6011 | 2594.0647 | 2553.2786 | 2485.0468 | 2417.5563 | 2349.7555 | 2287.7289 | 2226.0799 | 2172.0512 | 2118.1999 | 2065.8444 | 2014.5456 | 1965.1899 | 1916.8365 | 1869.448 | 1823.6227 | 1779.7329 | 1736.9238 | 1696.7025 | 1658.1302 | 1620.8481 | 0 | 0 | 0 | 0 | 0 | 0 | 0 | 0
F6_Industrial_Petroleum_Existing_Space Heating_Natural Gas_Boiler_E3 | F6 | Industrial | Petroleum | Existing | Space Heating | Natural Gas | Boiler | E3 | Utility - Value of Sales | 2288.4688 | 2310.4358 | 2273.1615 | 2237.4209 | 2177.6298 | 2118.4883 | 2059.0749 | 2004.7214 | 1950.6989 | 1903.3539 | 1856.1643 | 1810.2856 | 1765.3327 | 1722.0827 | 1679.7109 | 1638.1847 | 1598.0283 | 1559.5679 | 1522.0546 | 1486.809 | 1453.0084 | 1420.3382 | 0 | 0 | 0 | 0 | 0 | 0 | 0 | 0
F6_Industrial_Petroleum_Existing_Space Heating_Natural Gas_Boiler_E4 | F6 | Industrial | Petroleum | Existing | Space Heating | Natural Gas | Boiler | E4 | Utility - Value of Sales | 1697.7557 | 1734.1508 | 1711.1042 | 1689.0981 | 1642.7201 | 1596.55 | 1549.6672 | 1507.4068 | 1465.1122 | 1429.0983 | 1392.9581 | 1357.8706 | 1323.4585 | 1290.5009 | 1258.1827 | 1226.4766 | 1195.8618 | 1166.6175 | 1137.9507 | 1111.1255 | 1085.2706 | 1060.0172 | 0 | 0 | 0 | 0 | 0 | 0 | 0 | 0
F6_Industrial_Petroleum_Existing_Space Heating_Natural Gas_Boiler_E5 | F6 | Industrial | Petroleum | Existing | Space Heating | Natural Gas | Boiler | E5 | Utility - Value of Sales | 0 | 0 | 0 | 0 | 0 | 0 | 0 | 0 | 0 | 0 | 0 | 0 | 0 | 0 | 0 | 0 | 0 | 0 | 0 | 0 | 0 | 0 | 0 | 0 | 0 | 0 | 0 | 0 | 0 | 0
F6_Industrial_Petroleum_Existing_Space Heating_Natural Gas_Boiler_E6 | F6 | Industrial | Petroleum | Existing | Space Heating | Natural Gas | Boiler | E6 | Utility - Value of Sales | 0 | 0 | 0 | 0 | 0 | 0 | 0 | 0 | 0 | 0 | 0 | 0 | 0 | 0 | 0 | 0 | 0 | 0 | 0 | 0 | 0 | 0 | 0 | 0 | 0 | 0 | 0 | 0 | 0 | 0
F6_Industrial_Petroleum_Existing_Space Heating_Natural Gas_Boiler_E7 | F6 | Industrial | Petroleum | Existing | Space Heating | Natural Gas | Boiler | E7 | Utility - Value of Sales | 0 | 0 | 0 | 0 | 0 | 0 | 0 | 0 | 0 | 0 | 0 | 0 | 0 | 0 | 0 | 0 | 0 | 0 | 0 | 0 | 0 | 0 | 0 | 0 | 0 | 0 | 0 | 0 | 0 | 0
F6_Industrial_Petroleum_Existing_Space Heating_Natural Gas_Boiler_E8 | F6 | Industrial | Petroleum | Existing | Space Heating | Natural Gas | Boiler | E8 | Utility - Value of Sales | 0 | 0 | 0 | 0 | 0 | 0 | 0 | 0 | 0 | 0 | 0 | 0 | 0 | 0 | 0 | 0 | 0 | 0 | 0 | 0 | 0 | 0 | 0 | 0 | 0 | 0 | 0 | 0 | 0 | 0
F6_Industrial_Petroleum_Existing_Space Heating_Natural Gas_Boiler_E9 | F6 | Industrial | Petroleum | Existing | Space Heating | Natural Gas | Boiler | E9 | Utility - Value of Sales | 0 | 0 | 0 | 0 | 0 | 0 | 0 | 0 | 0 | 0 | 0 | 0 | 0 | 0 | 0 | 0 | 0 | 0 | 0 | 0 | 0 | 0 | 0 | 0 | 0 | 0 | 0 | 0 | 0 | 0
F6_Industrial_Petroleum_Existing_Space Heating_Natural Gas_Boiler_E10 | F6 | Industrial | Petroleum | Existing | Space Heating | Natural Gas | Boiler | E10 | Utility - Value of Sales | 0 | 0 | 0 | 0 | 0 | 0 | 0 | 0 | 0 | 0 | 0 | 0 | 0 | 0 | 0 | 0 | 0 | 0 | 0 | 0 | 0 | 0 | 0 | 0 | 0 | 0 | 0 | 0 | 0 | 0
F1_Industrial_Petroleum_Existing_Space Heating_Natural Gas_Unit Heater_E1 | F1 | Industrial | Petroleum | Existing | Space Heating | Natural Gas | Unit Heater | E1 | Participant - Cost of Equipment | 23.5961 | 23.5961 | 23.5961 | 23.5961 | 23.5961 | 23.5961 | 23.5961 | 23.5961 | 23.5961 | 23.5961 | 23.5961 | 23.5961 | 23.5961 | 23.5961 | 23.5961 | 23.5961 | 23.5961 | 23.5961 | 23.5961 | 23.5961 | 23.5961 | 23.5961 | 0 | 0 | 0 | 0 | 0 | 0 | 0 | 0
F1_Industrial_Petroleum_Existing_Space Heating_Natural Gas_Unit Heater_E2 | F1 | Industrial | Petroleum | Existing | Space Heating | Natural Gas | Unit Heater | E2 | Participant - Cost of Equipment | 51.7497 | 51.7497 | 51.7497 | 51.7497 | 51.7497 | 51.7497 | 51.7497 | 51.7497 | 51.7497 | 51.7497 | 51.7497 | 51.7497 | 51.7497 | 51.7497 | 51.7497 | 51.7497 | 51.7497 | 51.7497 | 51.7497 | 51.7497 | 51.7497 | 51.7497 | 0 | 0 | 0 | 0 | 0 | 0 | 0 | 0
F1_Industrial_Petroleum_Existing_Space Heating_Natural Gas_Unit Heater_E3 | F1 | Industrial | Petroleum | Existing | Space Heating | Natural Gas | Unit Heater | E3 | Participant - Cost of Equipment | 27.5867 | 27.5867 | 27.5867 | 27.5867 | 27.5867 | 27.5867 | 27.5867 | 27.5867 | 27.5867 | 27.5867 | 27.5867 | 27.5867 | 27.5867 | 27.5867 | 27.5867 | 27.5867 | 27.5867 | 27.5867 | 27.5867 | 27.5867 | 27.5867 | 27.5867 | 0 | 0 | 0 | 0 | 0 | 0 | 0 | 0
F1_Industrial_Petroleum_Existing_Space Heating_Natural Gas_Unit Heater_E4 | F1 | Industrial | Petroleum | Existing | Space Heating | Natural Gas | Unit Heater | E4 | Participant - Cost of Equipment | 0 | 0 | 0 | 0 | 0 | 0 | 0 | 0 | 0 | 0 | 0 | 0 | 0 | 0 | 0 | 0 | 0 | 0 | 0 | 0 | 0 | 0 | 0 | 0 | 0 | 0 | 0 | 0 | 0 | 0
F1_Industrial_Petroleum_Existing_Space Heating_Natural Gas_Unit Heater_E5 | F1 | Industrial | Petroleum | Existing | Space Heating | Natural Gas | Unit Heater | E5 | Participant - Cost of Equipment | 0 | 0 | 0 | 0 | 0 | 0 | 0 | 0 | 0 | 0 | 0 | 0 | 0 | 0 | 0 | 0 | 0 | 0 | 0 | 0 | 0 | 0 | 0 | 0 | 0 | 0 | 0 | 0 | 0 | 0
F1_Industrial_Petroleum_Existing_Space Heating_Natural Gas_Unit Heater_E6 | F1 | Industrial | Petroleum | Existing | Space Heating | Natural Gas | Unit Heater | E6 | Participant - Cost of Equipment | 0 | 0 | 0 | 0 | 0 | 0 | 0 | 0 | 0 | 0 | 0 | 0 | 0 | 0 | 0 | 0 | 0 | 0 | 0 | 0 | 0 | 0 | 0 | 0 | 0 | 0 | 0 | 0 | 0 | 0
F1_Industrial_Petroleum_Existing_Space Heating_Natural Gas_Unit Heater_E7 | F1 | Industrial | Petroleum | Existing | Space Heating | Natural Gas | Unit Heater | E7 | Participant - Cost of Equipment | 0 | 0 | 0 | 0 | 0 | 0 | 0 | 0 | 0 | 0 | 0 | 0 | 0 | 0 | 0 | 0 | 0 | 0 | 0 | 0 | 0 | 0 | 0 | 0 | 0 | 0 | 0 | 0 | 0 | 0
F1_Industrial_Petroleum_Existing_Space Heating_Natural Gas_Unit Heater_E8 | F1 | Industrial | Petroleum | Existing | Space Heating | Natural Gas | Unit Heater | E8 | Participant - Cost of Equipment | 0 | 0 | 0 | 0 | 0 | 0 | 0 | 0 | 0 | 0 | 0 | 0 | 0 | 0 | 0 | 0 | 0 | 0 | 0 | 0 | 0 | 0 | 0 | 0 | 0 | 0 | 0 | 0 | 0 | 0
F1_Industrial_Petroleum_Existing_Space Heating_Natural Gas_Unit Heater_E9 | F1 | Industrial | Petroleum | Existing | Space Heating | Natural Gas | Unit Heater | E9 | Participant - Cost of Equipment | 0 | 0 | 0 | 0 | 0 | 0 | 0 | 0 | 0 | 0 | 0 | 0 | 0 | 0 | 0 | 0 | 0 | 0 | 0 | 0 | 0 | 0 | 0 | 0 | 0 | 0 | 0 | 0 | 0 | 0
F1_Industrial_Petroleum_Existing_Space Heating_Natural Gas_Unit Heater_E10 | F1 | Industrial | Petroleum | Existing | Space Heating | Natural Gas | Unit Heater | E10 | Participant - Cost of Equipment | 0 | 0 | 0 | 0 | 0 | 0 | 0 | 0 | 0 | 0 | 0 | 0 | 0 | 0 | 0 | 0 | 0 | 0 | 0 | 0 | 0 | 0 | 0 | 0 | 0 | 0 | 0 | 0 | 0 | 0
F2_Industrial_Petroleum_Existing_Space Heating_Natural Gas_Unit Heater_E1 | F2 | Industrial | Petroleum | Existing | Space Heating | Natural Gas | Unit Heater | E1 | Participant - Cost of Operation | 205.342 | 211.2771 | 208.8798 | 206.6053 | 200.9052 | 195.1993 | 189.3512 | 184.1122 | 178.8377 | 174.411 | 169.9485 | 165.6195 | 161.3715 | 157.3139 | 153.3328 | 149.4248 | 145.6572 | 142.0694 | 138.5507 | 135.2783 | 132.1305 | 129.0559 | 0 | 0 | 0 | 0 | 0 | 0 | 0 | 0
F2_Industrial_Petroleum_Existing_Space Heating_Natural Gas_Unit Heater_E2 | F2 | Industrial | Petroleum | Existing | Space Heating | Natural Gas | Unit Heater | E2 | Participant - Cost of Operation | 195.5684 | 201.2209 | 198.9378 | 196.7714 | 191.3427 | 185.9083 | 180.3387 | 175.349 | 170.3256 | 166.1095 | 161.8595 | 157.7365 | 153.6907 | 149.8262 | 146.0346 | 142.3126 | 138.7243 | 135.3073 | 131.9561 | 128.8394 | 125.8414 | 122.9132 | 0 | 0 | 0 | 0 | 0 | 0 | 0 | 0
F2_Industrial_Petroleum_Existing_Space Heating_Natural Gas_Unit Heater_E3 | F2 | Industrial | Petroleum | Existing | Space Heating | Natural Gas | Unit Heater | E3 | Participant - Cost of Operation | 170.0596 | 173.6732 | 171.3553 | 169.1432 | 164.4975 | 159.8689 | 155.1694 | 150.9337 | 146.6924 | 143.0851 | 139.4678 | 135.9558 | 132.5114 | 129.2124 | 125.9775 | 122.8038 | 119.7393 | 116.8117 | 113.9419 | 111.2561 | 108.6673 | 106.1387 | 0 | 0 | 0 | 0 | 0 | 0 | 0 | 0
F2_Industrial_Petroleum_Existing_Space Heating_Natural Gas_Unit Heater_E4 | F2 | Industrial | Petroleum | Existing | Space Heating | Natural Gas | Unit Heater | E4 | Participant - Cost of Operation | 0 | 0 | 0 | 0 | 0 | 0 | 0 | 0 | 0 | 0 | 0 | 0 | 0 | 0 | 0 | 0 | 0 | 0 | 0 | 0 | 0 | 0 | 0 | 0 | 0 | 0 | 0 | 0 | 0 | 0
F2_Industrial_Petroleum_Existing_Space Heating_Natural Gas_Unit Heater_E5 | F2 | Industrial | Petroleum | Existing | Space Heating | Natural Gas | Unit Heater | E5 | Participant - Cost of Operation | 0 | 0 | 0 | 0 | 0 | 0 | 0 | 0 | 0 | 0 | 0 | 0 | 0 | 0 | 0 | 0 | 0 | 0 | 0 | 0 | 0 | 0 | 0 | 0 | 0 | 0 | 0 | 0 | 0 | 0
F2_Industrial_Petroleum_Existing_Space Heating_Natural Gas_Unit Heater_E6 | F2 | Industrial | Petroleum | Existing | Space Heating | Natural Gas | Unit Heater | E6 | Participant - Cost of Operation | 0 | 0 | 0 | 0 | 0 | 0 | 0 | 0 | 0 | 0 | 0 | 0 | 0 | 0 | 0 | 0 | 0 | 0 | 0 | 0 | 0 | 0 | 0 | 0 | 0 | 0 | 0 | 0 | 0 | 0
F2_Industrial_Petroleum_Existing_Space Heating_Natural Gas_Unit Heater_E7 | F2 | Industrial | Petroleum | Existing | Space Heating | Natural Gas | Unit Heater | E7 | Participant - Cost of Operation | 0 | 0 | 0 | 0 | 0 | 0 | 0 | 0 | 0 | 0 | 0 | 0 | 0 | 0 | 0 | 0 | 0 | 0 | 0 | 0 | 0 | 0 | 0 | 0 | 0 | 0 | 0 | 0 | 0 | 0
F2_Industrial_Petroleum_Existing_Space Heating_Natural Gas_Unit Heater_E8 | F2 | Industrial | Petroleum | Existing | Space Heating | Natural Gas | Unit Heater | E8 | Participant - Cost of Operation | 0 | 0 | 0 | 0 | 0 | 0 | 0 | 0 | 0 | 0 | 0 | 0 | 0 | 0 | 0 | 0 | 0 | 0 | 0 | 0 | 0 | 0 | 0 | 0 | 0 | 0 | 0 | 0 | 0 | 0
F2_Industrial_Petroleum_Existing_Space Heating_Natural Gas_Unit Heater_E9 | F2 | Industrial | Petroleum | Existing | Space Heating | Natural Gas | Unit Heater | E9 | Participant - Cost of Operation | 0 | 0 | 0 | 0 | 0 | 0 | 0 | 0 | 0 | 0 | 0 | 0 | 0 | 0 | 0 | 0 | 0 | 0 | 0 | 0 | 0 | 0 | 0 | 0 | 0 | 0 | 0 | 0 | 0 | 0
F2_Industrial_Petroleum_Existing_Space Heating_Natural Gas_Unit Heater_E10 | F2 | Industrial | Petroleum | Existing | Space Heating | Natural Gas | Unit Heater | E10 | Participant - Cost of Operation | 0 | 0 | 0 | 0 | 0 | 0 | 0 | 0 | 0 | 0 | 0 | 0 | 0 | 0 | 0 | 0 | 0 | 0 | 0 | 0 | 0 | 0 | 0 | 0 | 0 | 0 | 0 | 0 | 0 | 0
F3_Industrial_Petroleum_Existing_Space Heating_Natural Gas_Unit Heater_E1 | F3 | Industrial | Petroleum | Existing | Space Heating | Natural Gas | Unit Heater | E1 | System - kBTUs of Conusmption | 31013.3024 | 31013.3024 | 31013.3024 | 31013.3024 | 31013.3024 | 31013.3024 | 31013.3024 | 31013.3024 | 31013.3024 | 31013.3024 | 31013.3024 | 31013.3024 | 31013.3024 | 31013.3024 | 31013.3024 | 31013.3024 | 31013.3024 | 31013.3024 | 31013.3024 | 31013.3024 | 31013.3024 | 31013.3024 | 0 | 0 | 0 | 0 | 0 | 0 | 0 | 0
F3_Industrial_Petroleum_Existing_Space Heating_Natural Gas_Unit Heater_E2 | F3 | Industrial | Petroleum | Existing | Space Heating | Natural Gas | Unit Heater | E2 | System - kBTUs of Conusmption | 29537.1583 | 29537.1583 | 29537.1583 | 29537.1583 | 29537.1583 | 29537.1583 | 29537.1583 | 29537.1583 | 29537.1583 | 29537.1583 | 29537.1583 | 29537.1583 | 29537.1583 | 29537.1583 | 29537.1583 | 29537.1583 | 29537.1583 | 29537.1583 | 29537.1583 | 29537.1583 | 29537.1583 | 29537.1583 | 0 | 0 | 0 | 0 | 0 | 0 | 0 | 0
F3_Industrial_Petroleum_Existing_Space Heating_Natural Gas_Unit Heater_E3 | F3 | Industrial | Petroleum | Existing | Space Heating | Natural Gas | Unit Heater | E3 | System - kBTUs of Conusmption | 26361.307 | 26361.307 | 26361.307 | 26361.307 | 26361.307 | 26361.307 | 26361.307 | 26361.307 | 26361.307 | 26361.307 | 26361.307 | 26361.307 | 26361.307 | 26361.307 | 26361.307 | 26361.307 | 26361.307 | 26361.307 | 26361.307 | 26361.307 | 26361.307 | 26361.307 | 0 | 0 | 0 | 0 | 0 | 0 | 0 | 0
F3_Industrial_Petroleum_Existing_Space Heating_Natural Gas_Unit Heater_E4 | F3 | Industrial | Petroleum | Existing | Space Heating | Natural Gas | Unit Heater | E4 | System - kBTUs of Conusmption | 0 | 0 | 0 | 0 | 0 | 0 | 0 | 0 | 0 | 0 | 0 | 0 | 0 | 0 | 0 | 0 | 0 | 0 | 0 | 0 | 0 | 0 | 0 | 0 | 0 | 0 | 0 | 0 | 0 | 0
F3_Industrial_Petroleum_Existing_Space Heating_Natural Gas_Unit Heater_E5 | F3 | Industrial | Petroleum | Existing | Space Heating | Natural Gas | Unit Heater | E5 | System - kBTUs of Conusmption | 0 | 0 | 0 | 0 | 0 | 0 | 0 | 0 | 0 | 0 | 0 | 0 | 0 | 0 | 0 | 0 | 0 | 0 | 0 | 0 | 0 | 0 | 0 | 0 | 0 | 0 | 0 | 0 | 0 | 0
F3_Industrial_Petroleum_Existing_Space Heating_Natural Gas_Unit Heater_E6 | F3 | Industrial | Petroleum | Existing | Space Heating | Natural Gas | Unit Heater | E6 | System - kBTUs of Conusmption | 0 | 0 | 0 | 0 | 0 | 0 | 0 | 0 | 0 | 0 | 0 | 0 | 0 | 0 | 0 | 0 | 0 | 0 | 0 | 0 | 0 | 0 | 0 | 0 | 0 | 0 | 0 | 0 | 0 | 0
F3_Industrial_Petroleum_Existing_Space Heating_Natural Gas_Unit Heater_E7 | F3 | Industrial | Petroleum | Existing | Space Heating | Natural Gas | Unit Heater | E7 | System - kBTUs of Conusmption | 0 | 0 | 0 | 0 | 0 | 0 | 0 | 0 | 0 | 0 | 0 | 0 | 0 | 0 | 0 | 0 | 0 | 0 | 0 | 0 | 0 | 0 | 0 | 0 | 0 | 0 | 0 | 0 | 0 | 0
F3_Industrial_Petroleum_Existing_Space Heating_Natural Gas_Unit Heater_E8 | F3 | Industrial | Petroleum | Existing | Space Heating | Natural Gas | Unit Heater | E8 | System - kBTUs of Conusmption | 0 | 0 | 0 | 0 | 0 | 0 | 0 | 0 | 0 | 0 | 0 | 0 | 0 | 0 | 0 | 0 | 0 | 0 | 0 | 0 | 0 | 0 | 0 | 0 | 0 | 0 | 0 | 0 | 0 | 0
F3_Industrial_Petroleum_Existing_Space Heating_Natural Gas_Unit Heater_E9 | F3 | Industrial | Petroleum | Existing | Space Heating | Natural Gas | Unit Heater | E9 | System - kBTUs of Conusmption | 0 | 0 | 0 | 0 | 0 | 0 | 0 | 0 | 0 | 0 | 0 | 0 | 0 | 0 | 0 | 0 | 0 | 0 | 0 | 0 | 0 | 0 | 0 | 0 | 0 | 0 | 0 | 0 | 0 | 0
F3_Industrial_Petroleum_Existing_Space Heating_Natural Gas_Unit Heater_E10 | F3 | Industrial | Petroleum | Existing | Space Heating | Natural Gas | Unit Heater | E10 | System - kBTUs of Conusmption | 0 | 0 | 0 | 0 | 0 | 0 | 0 | 0 | 0 | 0 | 0 | 0 | 0 | 0 | 0 | 0 | 0 | 0 | 0 | 0 | 0 | 0 | 0 | 0 | 0 | 0 | 0 | 0 | 0 | 0
F4_Industrial_Petroleum_Existing_Space Heating_Natural Gas_Unit Heater_E1 | F4 | Industrial | Petroleum | Existing | Space Heating | Natural Gas | Unit Heater | E1 | Utility - Cost of Equipment | 23.5961 | 23.5961 | 23.5961 | 23.5961 | 23.5961 | 23.5961 | 23.5961 | 23.5961 | 23.5961 | 23.5961 | 23.5961 | 23.5961 | 23.5961 | 23.5961 | 23.5961 | 23.5961 | 23.5961 | 23.5961 | 23.5961 | 23.5961 | 23.5961 | 23.5961 | 0 | 0 | 0 | 0 | 0 | 0 | 0 | 0
F4_Industrial_Petroleum_Existing_Space Heating_Natural Gas_Unit Heater_E2 | F4 | Industrial | Petroleum | Existing | Space Heating | Natural Gas | Unit Heater | E2 | Utility - Cost of Equipment | 51.7497 | 51.7497 | 51.7497 | 51.7497 | 51.7497 | 51.7497 | 51.7497 | 51.7497 | 51.7497 | 51.7497 | 51.7497 | 51.7497 | 51.7497 | 51.7497 | 51.7497 | 51.7497 | 51.7497 | 51.7497 | 51.7497 | 51.7497 | 51.7497 | 51.7497 | 0 | 0 | 0 | 0 | 0 | 0 | 0 | 0
F4_Industrial_Petroleum_Existing_Space Heating_Natural Gas_Unit Heater_E3 | F4 | Industrial | Petroleum | Existing | Space Heating | Natural Gas | Unit Heater | E3 | Utility - Cost of Equipment | 27.5867 | 27.5867 | 27.5867 | 27.5867 | 27.5867 | 27.5867 | 27.5867 | 27.5867 | 27.5867 | 27.5867 | 27.5867 | 27.5867 | 27.5867 | 27.5867 | 27.5867 | 27.5867 | 27.5867 | 27.5867 | 27.5867 | 27.5867 | 27.5867 | 27.5867 | 0 | 0 | 0 | 0 | 0 | 0 | 0 | 0
F4_Industrial_Petroleum_Existing_Space Heating_Natural Gas_Unit Heater_E4 | F4 | Industrial | Petroleum | Existing | Space Heating | Natural Gas | Unit Heater | E4 | Utility - Cost of Equipment | 0 | 0 | 0 | 0 | 0 | 0 | 0 | 0 | 0 | 0 | 0 | 0 | 0 | 0 | 0 | 0 | 0 | 0 | 0 | 0 | 0 | 0 | 0 | 0 | 0 | 0 | 0 | 0 | 0 | 0
F4_Industrial_Petroleum_Existing_Space Heating_Natural Gas_Unit Heater_E5 | F4 | Industrial | Petroleum | Existing | Space Heating | Natural Gas | Unit Heater | E5 | Utility - Cost of Equipment | 0 | 0 | 0 | 0 | 0 | 0 | 0 | 0 | 0 | 0 | 0 | 0 | 0 | 0 | 0 | 0 | 0 | 0 | 0 | 0 | 0 | 0 | 0 | 0 | 0 | 0 | 0 | 0 | 0 | 0
F4_Industrial_Petroleum_Existing_Space Heating_Natural Gas_Unit Heater_E6 | F4 | Industrial | Petroleum | Existing | Space Heating | Natural Gas | Unit Heater | E6 | Utility - Cost of Equipment | 0 | 0 | 0 | 0 | 0 | 0 | 0 | 0 | 0 | 0 | 0 | 0 | 0 | 0 | 0 | 0 | 0 | 0 | 0 | 0 | 0 | 0 | 0 | 0 | 0 | 0 | 0 | 0 | 0 | 0
F4_Industrial_Petroleum_Existing_Space Heating_Natural Gas_Unit Heater_E7 | F4 | Industrial | Petroleum | Existing | Space Heating | Natural Gas | Unit Heater | E7 | Utility - Cost of Equipment | 0 | 0 | 0 | 0 | 0 | 0 | 0 | 0 | 0 | 0 | 0 | 0 | 0 | 0 | 0 | 0 | 0 | 0 | 0 | 0 | 0 | 0 | 0 | 0 | 0 | 0 | 0 | 0 | 0 | 0
F4_Industrial_Petroleum_Existing_Space Heating_Natural Gas_Unit Heater_E8 | F4 | Industrial | Petroleum | Existing | Space Heating | Natural Gas | Unit Heater | E8 | Utility - Cost of Equipment | 0 | 0 | 0 | 0 | 0 | 0 | 0 | 0 | 0 | 0 | 0 | 0 | 0 | 0 | 0 | 0 | 0 | 0 | 0 | 0 | 0 | 0 | 0 | 0 | 0 | 0 | 0 | 0 | 0 | 0
F4_Industrial_Petroleum_Existing_Space Heating_Natural Gas_Unit Heater_E9 | F4 | Industrial | Petroleum | Existing | Space Heating | Natural Gas | Unit Heater | E9 | Utility - Cost of Equipment | 0 | 0 | 0 | 0 | 0 | 0 | 0 | 0 | 0 | 0 | 0 | 0 | 0 | 0 | 0 | 0 | 0 | 0 | 0 | 0 | 0 | 0 | 0 | 0 | 0 | 0 | 0 | 0 | 0 | 0
F4_Industrial_Petroleum_Existing_Space Heating_Natural Gas_Unit Heater_E10 | F4 | Industrial | Petroleum | Existing | Space Heating | Natural Gas | Unit Heater | E10 | Utility - Cost of Equipment | 0 | 0 | 0 | 0 | 0 | 0 | 0 | 0 | 0 | 0 | 0 | 0 | 0 | 0 | 0 | 0 | 0 | 0 | 0 | 0 | 0 | 0 | 0 | 0 | 0 | 0 | 0 | 0 | 0 | 0
F5_Industrial_Petroleum_Existing_Space Heating_Natural Gas_Unit Heater_E1 | F5 | Industrial | Petroleum | Existing | Space Heating | Natural Gas | Unit Heater | E1 | Utility - Cost of Operation | 171.3947 | 176.3486 | 174.3477 | 172.4491 | 167.6914 | 162.9288 | 158.0475 | 153.6746 | 149.2721 | 145.5772 | 141.8525 | 138.2392 | 134.6935 | 131.3066 | 127.9837 | 124.7218 | 121.577 | 118.5824 | 115.6454 | 112.914 | 110.2866 | 107.7203 | 0 | 0 | 0 | 0 | 0 | 0 | 0 | 0
F5_Industrial_Petroleum_Existing_Space Heating_Natural Gas_Unit Heater_E2 | F5 | Industrial | Petroleum | Existing | Space Heating | Natural Gas | Unit Heater | E2 | Utility - Cost of Operation | 163.2368 | 167.9549 | 166.0492 | 164.241 | 159.7097 | 155.1738 | 150.5249 | 146.3601 | 142.1672 | 138.6482 | 135.1007 | 131.6594 | 128.2824 | 125.0568 | 121.892 | 118.7854 | 115.7903 | 112.9382 | 110.141 | 107.5396 | 105.0372 | 102.5931 | 0 | 0 | 0 | 0 | 0 | 0 | 0 | 0
F5_Industrial_Petroleum_Existing_Space Heating_Natural Gas_Unit Heater_E3 | F5 | Industrial | Petroleum | Existing | Space Heating | Natural Gas | Unit Heater | E3 | Utility - Cost of Operation | 141.9452 | 144.9614 | 143.0267 | 141.1803 | 137.3026 | 133.4392 | 129.5166 | 125.9812 | 122.4411 | 119.4301 | 116.4109 | 113.4795 | 110.6045 | 107.8509 | 105.1508 | 102.5018 | 99.9439 | 97.5003 | 95.105 | 92.8632 | 90.7023 | 88.5917 | 0 | 0 | 0 | 0 | 0 | 0 | 0 | 0
F5_Industrial_Petroleum_Existing_Space Heating_Natural Gas_Unit Heater_E4 | F5 | Industrial | Petroleum | Existing | Space Heating | Natural Gas | Unit Heater | E4 | Utility - Cost of Operation | 0 | 0 | 0 | 0 | 0 | 0 | 0 | 0 | 0 | 0 | 0 | 0 | 0 | 0 | 0 | 0 | 0 | 0 | 0 | 0 | 0 | 0 | 0 | 0 | 0 | 0 | 0 | 0 | 0 | 0
F5_Industrial_Petroleum_Existing_Space Heating_Natural Gas_Unit Heater_E5 | F5 | Industrial | Petroleum | Existing | Space Heating | Natural Gas | Unit Heater | E5 | Utility - Cost of Operation | 0 | 0 | 0 | 0 | 0 | 0 | 0 | 0 | 0 | 0 | 0 | 0 | 0 | 0 | 0 | 0 | 0 | 0 | 0 | 0 | 0 | 0 | 0 | 0 | 0 | 0 | 0 | 0 | 0 | 0
F5_Industrial_Petroleum_Existing_Space Heating_Natural Gas_Unit Heater_E6 | F5 | Industrial | Petroleum | Existing | Space Heating | Natural Gas | Unit Heater | E6 | Utility - Cost of Operation | 0 | 0 | 0 | 0 | 0 | 0 | 0 | 0 | 0 | 0 | 0 | 0 | 0 | 0 | 0 | 0 | 0 | 0 | 0 | 0 | 0 | 0 | 0 | 0 | 0 | 0 | 0 | 0 | 0 | 0
F5_Industrial_Petroleum_Existing_Space Heating_Natural Gas_Unit Heater_E7 | F5 | Industrial | Petroleum | Existing | Space Heating | Natural Gas | Unit Heater | E7 | Utility - Cost of Operation | 0 | 0 | 0 | 0 | 0 | 0 | 0 | 0 | 0 | 0 | 0 | 0 | 0 | 0 | 0 | 0 | 0 | 0 | 0 | 0 | 0 | 0 | 0 | 0 | 0 | 0 | 0 | 0 | 0 | 0
F5_Industrial_Petroleum_Existing_Space Heating_Natural Gas_Unit Heater_E8 | F5 | Industrial | Petroleum | Existing | Space Heating | Natural Gas | Unit Heater | E8 | Utility - Cost of Operation | 0 | 0 | 0 | 0 | 0 | 0 | 0 | 0 | 0 | 0 | 0 | 0 | 0 | 0 | 0 | 0 | 0 | 0 | 0 | 0 | 0 | 0 | 0 | 0 | 0 | 0 | 0 | 0 | 0 | 0
F5_Industrial_Petroleum_Existing_Space Heating_Natural Gas_Unit Heater_E9 | F5 | Industrial | Petroleum | Existing | Space Heating | Natural Gas | Unit Heater | E9 | Utility - Cost of Operation | 0 | 0 | 0 | 0 | 0 | 0 | 0 | 0 | 0 | 0 | 0 | 0 | 0 | 0 | 0 | 0 | 0 | 0 | 0 | 0 | 0 | 0 | 0 | 0 | 0 | 0 | 0 | 0 | 0 | 0
F5_Industrial_Petroleum_Existing_Space Heating_Natural Gas_Unit Heater_E10 | F5 | Industrial | Petroleum | Existing | Space Heating | Natural Gas | Unit Heater | E10 | Utility - Cost of Operation | 0 | 0 | 0 | 0 | 0 | 0 | 0 | 0 | 0 | 0 | 0 | 0 | 0 | 0 | 0 | 0 | 0 | 0 | 0 | 0 | 0 | 0 | 0 | 0 | 0 | 0 | 0 | 0 | 0 | 0
F6_Industrial_Petroleum_Existing_Space Heating_Natural Gas_Unit Heater_E1 | F6 | Industrial | Petroleum | Existing | Space Heating | Natural Gas | Unit Heater | E1 | Utility - Value of Sales | 205.342 | 211.2771 | 208.8798 | 206.6053 | 200.9052 | 195.1993 | 189.3512 | 184.1122 | 178.8377 | 174.411 | 169.9485 | 165.6195 | 161.3715 | 157.3139 | 153.3328 | 149.4248 | 145.6572 | 142.0694 | 138.5507 | 135.2783 | 132.1305 | 129.0559 | 0 | 0 | 0 | 0 | 0 | 0 | 0 | 0
F6_Industrial_Petroleum_Existing_Space Heating_Natural Gas_Unit Heater_E2 | F6 | Industrial | Petroleum | Existing | Space Heating | Natural Gas | Unit Heater | E2 | Utility - Value of Sales | 195.5684 | 201.2209 | 198.9378 | 196.7714 | 191.3427 | 185.9083 | 180.3387 | 175.349 | 170.3256 | 166.1095 | 161.8595 | 157.7365 | 153.6907 | 149.8262 | 146.0346 | 142.3126 | 138.7243 | 135.3073 | 131.9561 | 128.8394 | 125.8414 | 122.9132 | 0 | 0 | 0 | 0 | 0 | 0 | 0 | 0
F6_Industrial_Petroleum_Existing_Space Heating_Natural Gas_Unit Heater_E3 | F6 | Industrial | Petroleum | Existing | Space Heating | Natural Gas | Unit Heater | E3 | Utility - Value of Sales | 170.0596 | 173.6732 | 171.3553 | 169.1432 | 164.4975 | 159.8689 | 155.1694 | 150.9337 | 146.6924 | 143.0851 | 139.4678 | 135.9558 | 132.5114 | 129.2124 | 125.9775 | 122.8038 | 119.7393 | 116.8117 | 113.9419 | 111.2561 | 108.6673 | 106.1387 | 0 | 0 | 0 | 0 | 0 | 0 | 0 | 0
F6_Industrial_Petroleum_Existing_Space Heating_Natural Gas_Unit Heater_E4 | F6 | Industrial | Petroleum | Existing | Space Heating | Natural Gas | Unit Heater | E4 | Utility - Value of Sales | 0 | 0 | 0 | 0 | 0 | 0 | 0 | 0 | 0 | 0 | 0 | 0 | 0 | 0 | 0 | 0 | 0 | 0 | 0 | 0 | 0 | 0 | 0 | 0 | 0 | 0 | 0 | 0 | 0 | 0
F6_Industrial_Petroleum_Existing_Space Heating_Natural Gas_Unit Heater_E5 | F6 | Industrial | Petroleum | Existing | Space Heating | Natural Gas | Unit Heater | E5 | Utility - Value of Sales | 0 | 0 | 0 | 0 | 0 | 0 | 0 | 0 | 0 | 0 | 0 | 0 | 0 | 0 | 0 | 0 | 0 | 0 | 0 | 0 | 0 | 0 | 0 | 0 | 0 | 0 | 0 | 0 | 0 | 0
F6_Industrial_Petroleum_Existing_Space Heating_Natural Gas_Unit Heater_E6 | F6 | Industrial | Petroleum | Existing | Space Heating | Natural Gas | Unit Heater | E6 | Utility - Value of Sales | 0 | 0 | 0 | 0 | 0 | 0 | 0 | 0 | 0 | 0 | 0 | 0 | 0 | 0 | 0 | 0 | 0 | 0 | 0 | 0 | 0 | 0 | 0 | 0 | 0 | 0 | 0 | 0 | 0 | 0
F6_Industrial_Petroleum_Existing_Space Heating_Natural Gas_Unit Heater_E7 | F6 | Industrial | Petroleum | Existing | Space Heating | Natural Gas | Unit Heater | E7 | Utility - Value of Sales | 0 | 0 | 0 | 0 | 0 | 0 | 0 | 0 | 0 | 0 | 0 | 0 | 0 | 0 | 0 | 0 | 0 | 0 | 0 | 0 | 0 | 0 | 0 | 0 | 0 | 0 | 0 | 0 | 0 | 0
F6_Industrial_Petroleum_Existing_Space Heating_Natural Gas_Unit Heater_E8 | F6 | Industrial | Petroleum | Existing | Space Heating | Natural Gas | Unit Heater | E8 | Utility - Value of Sales | 0 | 0 | 0 | 0 | 0 | 0 | 0 | 0 | 0 | 0 | 0 | 0 | 0 | 0 | 0 | 0 | 0 | 0 | 0 | 0 | 0 | 0 | 0 | 0 | 0 | 0 | 0 | 0 | 0 | 0
F6_Industrial_Petroleum_Existing_Space Heating_Natural Gas_Unit Heater_E9 | F6 | Industrial | Petroleum | Existing | Space Heating | Natural Gas | Unit Heater | E9 | Utility - Value of Sales | 0 | 0 | 0 | 0 | 0 | 0 | 0 | 0 | 0 | 0 | 0 | 0 | 0 | 0 | 0 | 0 | 0 | 0 | 0 | 0 | 0 | 0 | 0 | 0 | 0 | 0 | 0 | 0 | 0 | 0
F6_Industrial_Petroleum_Existing_Space Heating_Natural Gas_Unit Heater_E10 | F6 | Industrial | Petroleum | Existing | Space Heating | Natural Gas | Unit Heater | E10 | Utility - Value of Sales | 0 | 0 | 0 | 0 | 0 | 0 | 0 | 0 | 0 | 0 | 0 | 0 | 0 | 0 | 0 | 0 | 0 | 0 | 0 | 0 | 0 | 0 | 0 | 0 | 0 | 0 | 0 | 0 | 0 | 0
F1_Industrial_Petroleum_Existing_Process_Natural Gas_Process Boiler_E1 | F1 | Industrial | Petroleum | Existing | Process | Natural Gas | Process Boiler | E1 | Participant - Cost of Equipment | 1522.853 | 1522.853 | 1522.853 | 1522.853 | 1522.853 | 1522.853 | 1522.853 | 1522.853 | 1522.853 | 1522.853 | 1522.853 | 1522.853 | 1522.853 | 1522.853 | 1522.853 | 1522.853 | 1522.853 | 1522.853 | 1522.853 | 1522.853 | 1522.853 | 1522.853 | 0 | 0 | 0 | 0 | 0 | 0 | 0 | 0
F1_Industrial_Petroleum_Existing_Process_Natural Gas_Process Boiler_E2 | F1 | Industrial | Petroleum | Existing | Process | Natural Gas | Process Boiler | E2 | Participant - Cost of Equipment | 0 | 0 | 0 | 0 | 0 | 0 | 0 | 0 | 0 | 0 | 0 | 0 | 0 | 0 | 0 | 0 | 0 | 0 | 0 | 0 | 0 | 0 | 0 | 0 | 0 | 0 | 0 | 0 | 0 | 0
F1_Industrial_Petroleum_Existing_Process_Natural Gas_Process Boiler_E3 | F1 | Industrial | Petroleum | Existing | Process | Natural Gas | Process Boiler | E3 | Participant - Cost of Equipment | 0 | 0 | 0 | 0 | 0 | 0 | 0 | 0 | 0 | 0 | 0 | 0 | 0 | 0 | 0 | 0 | 0 | 0 | 0 | 0 | 0 | 0 | 0 | 0 | 0 | 0 | 0 | 0 | 0 | 0
F1_Industrial_Petroleum_Existing_Process_Natural Gas_Process Boiler_E4 | F1 | Industrial | Petroleum | Existing | Process | Natural Gas | Process Boiler | E4 | Participant - Cost of Equipment | 0 | 0 | 0 | 0 | 0 | 0 | 0 | 0 | 0 | 0 | 0 | 0 | 0 | 0 | 0 | 0 | 0 | 0 | 0 | 0 | 0 | 0 | 0 | 0 | 0 | 0 | 0 | 0 | 0 | 0
F1_Industrial_Petroleum_Existing_Process_Natural Gas_Process Boiler_E5 | F1 | Industrial | Petroleum | Existing | Process | Natural Gas | Process Boiler | E5 | Participant - Cost of Equipment | 0 | 0 | 0 | 0 | 0 | 0 | 0 | 0 | 0 | 0 | 0 | 0 | 0 | 0 | 0 | 0 | 0 | 0 | 0 | 0 | 0 | 0 | 0 | 0 | 0 | 0 | 0 | 0 | 0 | 0
F1_Industrial_Petroleum_Existing_Process_Natural Gas_Process Boiler_E6 | F1 | Industrial | Petroleum | Existing | Process | Natural Gas | Process Boiler | E6 | Participant - Cost of Equipment | 0 | 0 | 0 | 0 | 0 | 0 | 0 | 0 | 0 | 0 | 0 | 0 | 0 | 0 | 0 | 0 | 0 | 0 | 0 | 0 | 0 | 0 | 0 | 0 | 0 | 0 | 0 | 0 | 0 | 0
F1_Industrial_Petroleum_Existing_Process_Natural Gas_Process Boiler_E7 | F1 | Industrial | Petroleum | Existing | Process | Natural Gas | Process Boiler | E7 | Participant - Cost of Equipment | 0 | 0 | 0 | 0 | 0 | 0 | 0 | 0 | 0 | 0 | 0 | 0 | 0 | 0 | 0 | 0 | 0 | 0 | 0 | 0 | 0 | 0 | 0 | 0 | 0 | 0 | 0 | 0 | 0 | 0
F1_Industrial_Petroleum_Existing_Process_Natural Gas_Process Boiler_E8 | F1 | Industrial | Petroleum | Existing | Process | Natural Gas | Process Boiler | E8 | Participant - Cost of Equipment | 0 | 0 | 0 | 0 | 0 | 0 | 0 | 0 | 0 | 0 | 0 | 0 | 0 | 0 | 0 | 0 | 0 | 0 | 0 | 0 | 0 | 0 | 0 | 0 | 0 | 0 | 0 | 0 | 0 | 0
F1_Industrial_Petroleum_Existing_Process_Natural Gas_Process Boiler_E9 | F1 | Industrial | Petroleum | Existing | Process | Natural Gas | Process Boiler | E9 | Participant - Cost of Equipment | 0 | 0 | 0 | 0 | 0 | 0 | 0 | 0 | 0 | 0 | 0 | 0 | 0 | 0 | 0 | 0 | 0 | 0 | 0 | 0 | 0 | 0 | 0 | 0 | 0 | 0 | 0 | 0 | 0 | 0
F1_Industrial_Petroleum_Existing_Process_Natural Gas_Process Boiler_E10 | F1 | Industrial | Petroleum | Existing | Process | Natural Gas | Process Boiler | E10 | Participant - Cost of Equipment | 0 | 0 | 0 | 0 | 0 | 0 | 0 | 0 | 0 | 0 | 0 | 0 | 0 | 0 | 0 | 0 | 0 | 0 | 0 | 0 | 0 | 0 | 0 | 0 | 0 | 0 | 0 | 0 | 0 | 0
F2_Industrial_Petroleum_Existing_Process_Natural Gas_Process Boiler_E1 | F2 | Industrial | Petroleum | Existing | Process | Natural Gas | Process Boiler | E1 | Participant - Cost of Operation | 14634.5244 | 14775.0011 | 14536.6357 | 14308.0784 | 13925.7204 | 13547.5164 | 13167.5742 | 12819.989 | 12474.5203 | 12171.7539 | 11869.9817 | 11576.5916 | 11289.1228 | 11012.543 | 10741.5802 | 10476.0239 | 10219.2281 | 9973.2778 | 9733.3842 | 9507.9918 | 9291.8402 | 9082.9183 | 0 | 0 | 0 | 0 | 0 | 0 | 0 | 0
F2_Industrial_Petroleum_Existing_Process_Natural Gas_Process Boiler_E2 | F2 | Industrial | Petroleum | Existing | Process | Natural Gas | Process Boiler | E2 | Participant - Cost of Operation | 0 | 0 | 0 | 0 | 0 | 0 | 0 | 0 | 0 | 0 | 0 | 0 | 0 | 0 | 0 | 0 | 0 | 0 | 0 | 0 | 0 | 0 | 0 | 0 | 0 | 0 | 0 | 0 | 0 | 0
F2_Industrial_Petroleum_Existing_Process_Natural Gas_Process Boiler_E3 | F2 | Industrial | Petroleum | Existing | Process | Natural Gas | Process Boiler | E3 | Participant - Cost of Operation | 0 | 0 | 0 | 0 | 0 | 0 | 0 | 0 | 0 | 0 | 0 | 0 | 0 | 0 | 0 | 0 | 0 | 0 | 0 | 0 | 0 | 0 | 0 | 0 | 0 | 0 | 0 | 0 | 0 | 0
F2_Industrial_Petroleum_Existing_Process_Natural Gas_Process Boiler_E4 | F2 | Industrial | Petroleum | Existing | Process | Natural Gas | Process Boiler | E4 | Participant - Cost of Operation | 0 | 0 | 0 | 0 | 0 | 0 | 0 | 0 | 0 | 0 | 0 | 0 | 0 | 0 | 0 | 0 | 0 | 0 | 0 | 0 | 0 | 0 | 0 | 0 | 0 | 0 | 0 | 0 | 0 | 0
F2_Industrial_Petroleum_Existing_Process_Natural Gas_Process Boiler_E5 | F2 | Industrial | Petroleum | Existing | Process | Natural Gas | Process Boiler | E5 | Participant - Cost of Operation | 0 | 0 | 0 | 0 | 0 | 0 | 0 | 0 | 0 | 0 | 0 | 0 | 0 | 0 | 0 | 0 | 0 | 0 | 0 | 0 | 0 | 0 | 0 | 0 | 0 | 0 | 0 | 0 | 0 | 0
F2_Industrial_Petroleum_Existing_Process_Natural Gas_Process Boiler_E6 | F2 | Industrial | Petroleum | Existing | Process | Natural Gas | Process Boiler | E6 | Participant - Cost of Operation | 0 | 0 | 0 | 0 | 0 | 0 | 0 | 0 | 0 | 0 | 0 | 0 | 0 | 0 | 0 | 0 | 0 | 0 | 0 | 0 | 0 | 0 | 0 | 0 | 0 | 0 | 0 | 0 | 0 | 0
F2_Industrial_Petroleum_Existing_Process_Natural Gas_Process Boiler_E7 | F2 | Industrial | Petroleum | Existing | Process | Natural Gas | Process Boiler | E7 | Participant - Cost of Operation | 0 | 0 | 0 | 0 | 0 | 0 | 0 | 0 | 0 | 0 | 0 | 0 | 0 | 0 | 0 | 0 | 0 | 0 | 0 | 0 | 0 | 0 | 0 | 0 | 0 | 0 | 0 | 0 | 0 | 0
F2_Industrial_Petroleum_Existing_Process_Natural Gas_Process Boiler_E8 | F2 | Industrial | Petroleum | Existing | Process | Natural Gas | Process Boiler | E8 | Participant - Cost of Operation | 0 | 0 | 0 | 0 | 0 | 0 | 0 | 0 | 0 | 0 | 0 | 0 | 0 | 0 | 0 | 0 | 0 | 0 | 0 | 0 | 0 | 0 | 0 | 0 | 0 | 0 | 0 | 0 | 0 | 0
F2_Industrial_Petroleum_Existing_Process_Natural Gas_Process Boiler_E9 | F2 | Industrial | Petroleum | Existing | Process | Natural Gas | Process Boiler | E9 | Participant - Cost of Operation | 0 | 0 | 0 | 0 | 0 | 0 | 0 | 0 | 0 | 0 | 0 | 0 | 0 | 0 | 0 | 0 | 0 | 0 | 0 | 0 | 0 | 0 | 0 | 0 | 0 | 0 | 0 | 0 | 0 | 0
F2_Industrial_Petroleum_Existing_Process_Natural Gas_Process Boiler_E10 | F2 | Industrial | Petroleum | Existing | Process | Natural Gas | Process Boiler | E10 | Participant - Cost of Operation | 0 | 0 | 0 | 0 | 0 | 0 | 0 | 0 | 0 | 0 | 0 | 0 | 0 | 0 | 0 | 0 | 0 | 0 | 0 | 0 | 0 | 0 | 0 | 0 | 0 | 0 | 0 | 0 | 0 | 0
F3_Industrial_Petroleum_Existing_Process_Natural Gas_Process Boiler_E1 | F3 | Industrial | Petroleum | Existing | Process | Natural Gas | Process Boiler | E1 | System - kBTUs of Conusmption | 2439834.8961 | 2439834.8961 | 2439834.8961 | 2439834.8961 | 2439834.8961 | 2439834.8961 | 2439834.8961 | 2439834.8961 | 2439834.8961 | 2439834.8961 | 2439834.8961 | 2439834.8961 | 2439834.8961 | 2439834.8961 | 2439834.8961 | 2439834.8961 | 2439834.8961 | 2439834.8961 | 2439834.8961 | 2439834.8961 | 2439834.8961 | 2439834.8961 | 0 | 0 | 0 | 0 | 0 | 0 | 0 | 0
F3_Industrial_Petroleum_Existing_Process_Natural Gas_Process Boiler_E2 | F3 | Industrial | Petroleum | Existing | Process | Natural Gas | Process Boiler | E2 | System - kBTUs of Conusmption | 0 | 0 | 0 | 0 | 0 | 0 | 0 | 0 | 0 | 0 | 0 | 0 | 0 | 0 | 0 | 0 | 0 | 0 | 0 | 0 | 0 | 0 | 0 | 0 | 0 | 0 | 0 | 0 | 0 | 0
F3_Industrial_Petroleum_Existing_Process_Natural Gas_Process Boiler_E3 | F3 | Industrial | Petroleum | Existing | Process | Natural Gas | Process Boiler | E3 | System - kBTUs of Conusmption | 0 | 0 | 0 | 0 | 0 | 0 | 0 | 0 | 0 | 0 | 0 | 0 | 0 | 0 | 0 | 0 | 0 | 0 | 0 | 0 | 0 | 0 | 0 | 0 | 0 | 0 | 0 | 0 | 0 | 0
F3_Industrial_Petroleum_Existing_Process_Natural Gas_Process Boiler_E4 | F3 | Industrial | Petroleum | Existing | Process | Natural Gas | Process Boiler | E4 | System - kBTUs of Conusmption | 0 | 0 | 0 | 0 | 0 | 0 | 0 | 0 | 0 | 0 | 0 | 0 | 0 | 0 | 0 | 0 | 0 | 0 | 0 | 0 | 0 | 0 | 0 | 0 | 0 | 0 | 0 | 0 | 0 | 0
F3_Industrial_Petroleum_Existing_Process_Natural Gas_Process Boiler_E5 | F3 | Industrial | Petroleum | Existing | Process | Natural Gas | Process Boiler | E5 | System - kBTUs of Conusmption | 0 | 0 | 0 | 0 | 0 | 0 | 0 | 0 | 0 | 0 | 0 | 0 | 0 | 0 | 0 | 0 | 0 | 0 | 0 | 0 | 0 | 0 | 0 | 0 | 0 | 0 | 0 | 0 | 0 | 0
F3_Industrial_Petroleum_Existing_Process_Natural Gas_Process Boiler_E6 | F3 | Industrial | Petroleum | Existing | Process | Natural Gas | Process Boiler | E6 | System - kBTUs of Conusmption | 0 | 0 | 0 | 0 | 0 | 0 | 0 | 0 | 0 | 0 | 0 | 0 | 0 | 0 | 0 | 0 | 0 | 0 | 0 | 0 | 0 | 0 | 0 | 0 | 0 | 0 | 0 | 0 | 0 | 0
F3_Industrial_Petroleum_Existing_Process_Natural Gas_Process Boiler_E7 | F3 | Industrial | Petroleum | Existing | Process | Natural Gas | Process Boiler | E7 | System - kBTUs of Conusmption | 0 | 0 | 0 | 0 | 0 | 0 | 0 | 0 | 0 | 0 | 0 | 0 | 0 | 0 | 0 | 0 | 0 | 0 | 0 | 0 | 0 | 0 | 0 | 0 | 0 | 0 | 0 | 0 | 0 | 0
F3_Industrial_Petroleum_Existing_Process_Natural Gas_Process Boiler_E8 | F3 | Industrial | Petroleum | Existing | Process | Natural Gas | Process Boiler | E8 | System - kBTUs of Conusmption | 0 | 0 | 0 | 0 | 0 | 0 | 0 | 0 | 0 | 0 | 0 | 0 | 0 | 0 | 0 | 0 | 0 | 0 | 0 | 0 | 0 | 0 | 0 | 0 | 0 | 0 | 0 | 0 | 0 | 0
F3_Industrial_Petroleum_Existing_Process_Natural Gas_Process Boiler_E9 | F3 | Industrial | Petroleum | Existing | Process | Natural Gas | Process Boiler | E9 | System - kBTUs of Conusmption | 0 | 0 | 0 | 0 | 0 | 0 | 0 | 0 | 0 | 0 | 0 | 0 | 0 | 0 | 0 | 0 | 0 | 0 | 0 | 0 | 0 | 0 | 0 | 0 | 0 | 0 | 0 | 0 | 0 | 0
F3_Industrial_Petroleum_Existing_Process_Natural Gas_Process Boiler_E10 | F3 | Industrial | Petroleum | Existing | Process | Natural Gas | Process Boiler | E10 | System - kBTUs of Conusmption | 0 | 0 | 0 | 0 | 0 | 0 | 0 | 0 | 0 | 0 | 0 | 0 | 0 | 0 | 0 | 0 | 0 | 0 | 0 | 0 | 0 | 0 | 0 | 0 | 0 | 0 | 0 | 0 | 0 | 0
F4_Industrial_Petroleum_Existing_Process_Natural Gas_Process Boiler_E1 | F4 | Industrial | Petroleum | Existing | Process | Natural Gas | Process Boiler | E1 | Utility - Cost of Equipment | 1522.853 | 1522.853 | 1522.853 | 1522.853 | 1522.853 | 1522.853 | 1522.853 | 1522.853 | 1522.853 | 1522.853 | 1522.853 | 1522.853 | 1522.853 | 1522.853 | 1522.853 | 1522.853 | 1522.853 | 1522.853 | 1522.853 | 1522.853 | 1522.853 | 1522.853 | 0 | 0 | 0 | 0 | 0 | 0 | 0 | 0
F4_Industrial_Petroleum_Existing_Process_Natural Gas_Process Boiler_E2 | F4 | Industrial | Petroleum | Existing | Process | Natural Gas | Process Boiler | E2 | Utility - Cost of Equipment | 0 | 0 | 0 | 0 | 0 | 0 | 0 | 0 | 0 | 0 | 0 | 0 | 0 | 0 | 0 | 0 | 0 | 0 | 0 | 0 | 0 | 0 | 0 | 0 | 0 | 0 | 0 | 0 | 0 | 0
F4_Industrial_Petroleum_Existing_Process_Natural Gas_Process Boiler_E3 | F4 | Industrial | Petroleum | Existing | Process | Natural Gas | Process Boiler | E3 | Utility - Cost of Equipment | 0 | 0 | 0 | 0 | 0 | 0 | 0 | 0 | 0 | 0 | 0 | 0 | 0 | 0 | 0 | 0 | 0 | 0 | 0 | 0 | 0 | 0 | 0 | 0 | 0 | 0 | 0 | 0 | 0 | 0
F4_Industrial_Petroleum_Existing_Process_Natural Gas_Process Boiler_E4 | F4 | Industrial | Petroleum | Existing | Process | Natural Gas | Process Boiler | E4 | Utility - Cost of Equipment | 0 | 0 | 0 | 0 | 0 | 0 | 0 | 0 | 0 | 0 | 0 | 0 | 0 | 0 | 0 | 0 | 0 | 0 | 0 | 0 | 0 | 0 | 0 | 0 | 0 | 0 | 0 | 0 | 0 | 0
F4_Industrial_Petroleum_Existing_Process_Natural Gas_Process Boiler_E5 | F4 | Industrial | Petroleum | Existing | Process | Natural Gas | Process Boiler | E5 | Utility - Cost of Equipment | 0 | 0 | 0 | 0 | 0 | 0 | 0 | 0 | 0 | 0 | 0 | 0 | 0 | 0 | 0 | 0 | 0 | 0 | 0 | 0 | 0 | 0 | 0 | 0 | 0 | 0 | 0 | 0 | 0 | 0
F4_Industrial_Petroleum_Existing_Process_Natural Gas_Process Boiler_E6 | F4 | Industrial | Petroleum | Existing | Process | Natural Gas | Process Boiler | E6 | Utility - Cost of Equipment | 0 | 0 | 0 | 0 | 0 | 0 | 0 | 0 | 0 | 0 | 0 | 0 | 0 | 0 | 0 | 0 | 0 | 0 | 0 | 0 | 0 | 0 | 0 | 0 | 0 | 0 | 0 | 0 | 0 | 0
F4_Industrial_Petroleum_Existing_Process_Natural Gas_Process Boiler_E7 | F4 | Industrial | Petroleum | Existing | Process | Natural Gas | Process Boiler | E7 | Utility - Cost of Equipment | 0 | 0 | 0 | 0 | 0 | 0 | 0 | 0 | 0 | 0 | 0 | 0 | 0 | 0 | 0 | 0 | 0 | 0 | 0 | 0 | 0 | 0 | 0 | 0 | 0 | 0 | 0 | 0 | 0 | 0
F4_Industrial_Petroleum_Existing_Process_Natural Gas_Process Boiler_E8 | F4 | Industrial | Petroleum | Existing | Process | Natural Gas | Process Boiler | E8 | Utility - Cost of Equipment | 0 | 0 | 0 | 0 | 0 | 0 | 0 | 0 | 0 | 0 | 0 | 0 | 0 | 0 | 0 | 0 | 0 | 0 | 0 | 0 | 0 | 0 | 0 | 0 | 0 | 0 | 0 | 0 | 0 | 0
F4_Industrial_Petroleum_Existing_Process_Natural Gas_Process Boiler_E9 | F4 | Industrial | Petroleum | Existing | Process | Natural Gas | Process Boiler | E9 | Utility - Cost of Equipment | 0 | 0 | 0 | 0 | 0 | 0 | 0 | 0 | 0 | 0 | 0 | 0 | 0 | 0 | 0 | 0 | 0 | 0 | 0 | 0 | 0 | 0 | 0 | 0 | 0 | 0 | 0 | 0 | 0 | 0
F4_Industrial_Petroleum_Existing_Process_Natural Gas_Process Boiler_E10 | F4 | Industrial | Petroleum | Existing | Process | Natural Gas | Process Boiler | E10 | Utility - Cost of Equipment | 0 | 0 | 0 | 0 | 0 | 0 | 0 | 0 | 0 | 0 | 0 | 0 | 0 | 0 | 0 | 0 | 0 | 0 | 0 | 0 | 0 | 0 | 0 | 0 | 0 | 0 | 0 | 0 | 0 | 0
F5_Industrial_Petroleum_Existing_Process_Natural Gas_Process Boiler_E1 | F5 | Industrial | Petroleum | Existing | Process | Natural Gas | Process Boiler | E1 | Utility - Cost of Operation | 12215.1326 | 12332.3856 | 12133.427 | 11942.6549 | 11623.5087 | 11307.8297 | 10990.6998 | 10700.5777 | 10412.2222 | 10159.5094 | 9907.6264 | 9662.7398 | 9422.7956 | 9191.9402 | 8965.7732 | 8744.1189 | 8529.7768 | 8324.4872 | 8124.253 | 7936.1227 | 7755.7055 | 7581.3226 | 0 | 0 | 0 | 0 | 0 | 0 | 0 | 0
F5_Industrial_Petroleum_Existing_Process_Natural Gas_Process Boiler_E2 | F5 | Industrial | Petroleum | Existing | Process | Natural Gas | Process Boiler | E2 | Utility - Cost of Operation | 0 | 0 | 0 | 0 | 0 | 0 | 0 | 0 | 0 | 0 | 0 | 0 | 0 | 0 | 0 | 0 | 0 | 0 | 0 | 0 | 0 | 0 | 0 | 0 | 0 | 0 | 0 | 0 | 0 | 0
F5_Industrial_Petroleum_Existing_Process_Natural Gas_Process Boiler_E3 | F5 | Industrial | Petroleum | Existing | Process | Natural Gas | Process Boiler | E3 | Utility - Cost of Operation | 0 | 0 | 0 | 0 | 0 | 0 | 0 | 0 | 0 | 0 | 0 | 0 | 0 | 0 | 0 | 0 | 0 | 0 | 0 | 0 | 0 | 0 | 0 | 0 | 0 | 0 | 0 | 0 | 0 | 0
F5_Industrial_Petroleum_Existing_Process_Natural Gas_Process Boiler_E4 | F5 | Industrial | Petroleum | Existing | Process | Natural Gas | Process Boiler | E4 | Utility - Cost of Operation | 0 | 0 | 0 | 0 | 0 | 0 | 0 | 0 | 0 | 0 | 0 | 0 | 0 | 0 | 0 | 0 | 0 | 0 | 0 | 0 | 0 | 0 | 0 | 0 | 0 | 0 | 0 | 0 | 0 | 0
F5_Industrial_Petroleum_Existing_Process_Natural Gas_Process Boiler_E5 | F5 | Industrial | Petroleum | Existing | Process | Natural Gas | Process Boiler | E5 | Utility - Cost of Operation | 0 | 0 | 0 | 0 | 0 | 0 | 0 | 0 | 0 | 0 | 0 | 0 | 0 | 0 | 0 | 0 | 0 | 0 | 0 | 0 | 0 | 0 | 0 | 0 | 0 | 0 | 0 | 0 | 0 | 0
F5_Industrial_Petroleum_Existing_Process_Natural Gas_Process Boiler_E6 | F5 | Industrial | Petroleum | Existing | Process | Natural Gas | Process Boiler | E6 | Utility - Cost of Operation | 0 | 0 | 0 | 0 | 0 | 0 | 0 | 0 | 0 | 0 | 0 | 0 | 0 | 0 | 0 | 0 | 0 | 0 | 0 | 0 | 0 | 0 | 0 | 0 | 0 | 0 | 0 | 0 | 0 | 0
F5_Industrial_Petroleum_Existing_Process_Natural Gas_Process Boiler_E7 | F5 | Industrial | Petroleum | Existing | Process | Natural Gas | Process Boiler | E7 | Utility - Cost of Operation | 0 | 0 | 0 | 0 | 0 | 0 | 0 | 0 | 0 | 0 | 0 | 0 | 0 | 0 | 0 | 0 | 0 | 0 | 0 | 0 | 0 | 0 | 0 | 0 | 0 | 0 | 0 | 0 | 0 | 0
F5_Industrial_Petroleum_Existing_Process_Natural Gas_Process Boiler_E8 | F5 | Industrial | Petroleum | Existing | Process | Natural Gas | Process Boiler | E8 | Utility - Cost of Operation | 0 | 0 | 0 | 0 | 0 | 0 | 0 | 0 | 0 | 0 | 0 | 0 | 0 | 0 | 0 | 0 | 0 | 0 | 0 | 0 | 0 | 0 | 0 | 0 | 0 | 0 | 0 | 0 | 0 | 0
F5_Industrial_Petroleum_Existing_Process_Natural Gas_Process Boiler_E9 | F5 | Industrial | Petroleum | Existing | Process | Natural Gas | Process Boiler | E9 | Utility - Cost of Operation | 0 | 0 | 0 | 0 | 0 | 0 | 0 | 0 | 0 | 0 | 0 | 0 | 0 | 0 | 0 | 0 | 0 | 0 | 0 | 0 | 0 | 0 | 0 | 0 | 0 | 0 | 0 | 0 | 0 | 0
F5_Industrial_Petroleum_Existing_Process_Natural Gas_Process Boiler_E10 | F5 | Industrial | Petroleum | Existing | Process | Natural Gas | Process Boiler | E10 | Utility - Cost of Operation | 0 | 0 | 0 | 0 | 0 | 0 | 0 | 0 | 0 | 0 | 0 | 0 | 0 | 0 | 0 | 0 | 0 | 0 | 0 | 0 | 0 | 0 | 0 | 0 | 0 | 0 | 0 | 0 | 0 | 0
F6_Industrial_Petroleum_Existing_Process_Natural Gas_Process Boiler_E1 | F6 | Industrial | Petroleum | Existing | Process | Natural Gas | Process Boiler | E1 | Utility - Value of Sales | 14634.5244 | 14775.0011 | 14536.6357 | 14308.0784 | 13925.7204 | 13547.5164 | 13167.5742 | 12819.989 | 12474.5203 | 12171.7539 | 11869.9817 | 11576.5916 | 11289.1228 | 11012.543 | 10741.5802 | 10476.0239 | 10219.2281 | 9973.2778 | 9733.3842 | 9507.9918 | 9291.8402 | 9082.9183 | 0 | 0 | 0 | 0 | 0 | 0 | 0 | 0
F6_Industrial_Petroleum_Existing_Process_Natural Gas_Process Boiler_E2 | F6 | Industrial | Petroleum | Existing | Process | Natural Gas | Process Boiler | E2 | Utility - Value of Sales | 0 | 0 | 0 | 0 | 0 | 0 | 0 | 0 | 0 | 0 | 0 | 0 | 0 | 0 | 0 | 0 | 0 | 0 | 0 | 0 | 0 | 0 | 0 | 0 | 0 | 0 | 0 | 0 | 0 | 0
F6_Industrial_Petroleum_Existing_Process_Natural Gas_Process Boiler_E3 | F6 | Industrial | Petroleum | Existing | Process | Natural Gas | Process Boiler | E3 | Utility - Value of Sales | 0 | 0 | 0 | 0 | 0 | 0 | 0 | 0 | 0 | 0 | 0 | 0 | 0 | 0 | 0 | 0 | 0 | 0 | 0 | 0 | 0 | 0 | 0 | 0 | 0 | 0 | 0 | 0 | 0 | 0
F6_Industrial_Petroleum_Existing_Process_Natural Gas_Process Boiler_E4 | F6 | Industrial | Petroleum | Existing | Process | Natural Gas | Process Boiler | E4 | Utility - Value of Sales | 0 | 0 | 0 | 0 | 0 | 0 | 0 | 0 | 0 | 0 | 0 | 0 | 0 | 0 | 0 | 0 | 0 | 0 | 0 | 0 | 0 | 0 | 0 | 0 | 0 | 0 | 0 | 0 | 0 | 0
F6_Industrial_Petroleum_Existing_Process_Natural Gas_Process Boiler_E5 | F6 | Industrial | Petroleum | Existing | Process | Natural Gas | Process Boiler | E5 | Utility - Value of Sales | 0 | 0 | 0 | 0 | 0 | 0 | 0 | 0 | 0 | 0 | 0 | 0 | 0 | 0 | 0 | 0 | 0 | 0 | 0 | 0 | 0 | 0 | 0 | 0 | 0 | 0 | 0 | 0 | 0 | 0
F6_Industrial_Petroleum_Existing_Process_Natural Gas_Process Boiler_E6 | F6 | Industrial | Petroleum | Existing | Process | Natural Gas | Process Boiler | E6 | Utility - Value of Sales | 0 | 0 | 0 | 0 | 0 | 0 | 0 | 0 | 0 | 0 | 0 | 0 | 0 | 0 | 0 | 0 | 0 | 0 | 0 | 0 | 0 | 0 | 0 | 0 | 0 | 0 | 0 | 0 | 0 | 0
F6_Industrial_Petroleum_Existing_Process_Natural Gas_Process Boiler_E7 | F6 | Industrial | Petroleum | Existing | Process | Natural Gas | Process Boiler | E7 | Utility - Value of Sales | 0 | 0 | 0 | 0 | 0 | 0 | 0 | 0 | 0 | 0 | 0 | 0 | 0 | 0 | 0 | 0 | 0 | 0 | 0 | 0 | 0 | 0 | 0 | 0 | 0 | 0 | 0 | 0 | 0 | 0
F6_Industrial_Petroleum_Existing_Process_Natural Gas_Process Boiler_E8 | F6 | Industrial | Petroleum | Existing | Process | Natural Gas | Process Boiler | E8 | Utility - Value of Sales | 0 | 0 | 0 | 0 | 0 | 0 | 0 | 0 | 0 | 0 | 0 | 0 | 0 | 0 | 0 | 0 | 0 | 0 | 0 | 0 | 0 | 0 | 0 | 0 | 0 | 0 | 0 | 0 | 0 | 0
F6_Industrial_Petroleum_Existing_Process_Natural Gas_Process Boiler_E9 | F6 | Industrial | Petroleum | Existing | Process | Natural Gas | Process Boiler | E9 | Utility - Value of Sales | 0 | 0 | 0 | 0 | 0 | 0 | 0 | 0 | 0 | 0 | 0 | 0 | 0 | 0 | 0 | 0 | 0 | 0 | 0 | 0 | 0 | 0 | 0 | 0 | 0 | 0 | 0 | 0 | 0 | 0
F6_Industrial_Petroleum_Existing_Process_Natural Gas_Process Boiler_E10 | F6 | Industrial | Petroleum | Existing | Process | Natural Gas | Process Boiler | E10 | Utility - Value of Sales | 0 | 0 | 0 | 0 | 0 | 0 | 0 | 0 | 0 | 0 | 0 | 0 | 0 | 0 | 0 | 0 | 0 | 0 | 0 | 0 | 0 | 0 | 0 | 0 | 0 | 0 | 0 | 0 | 0 | 0
F1_Industrial_Petroleum_Existing_Process_Natural Gas_Process Heating_E1 | F1 | Industrial | Petroleum | Existing | Process | Natural Gas | Process Heating | E1 | Participant - Cost of Equipment | 10647.8837 | 10647.8837 | 10647.8837 | 10647.8837 | 10647.8837 | 10647.8837 | 10647.8837 | 10647.8837 | 10647.8837 | 10647.8837 | 10647.8837 | 10647.8837 | 10647.8837 | 10647.8837 | 10647.8837 | 10647.8837 | 10647.8837 | 10647.8837 | 10647.8837 | 10647.8837 | 10647.8837 | 10647.8837 | 0 | 0 | 0 | 0 | 0 | 0 | 0 | 0
F1_Industrial_Petroleum_Existing_Process_Natural Gas_Process Heating_E2 | F1 | Industrial | Petroleum | Existing | Process | Natural Gas | Process Heating | E2 | Participant - Cost of Equipment | 0 | 0 | 0 | 0 | 0 | 0 | 0 | 0 | 0 | 0 | 0 | 0 | 0 | 0 | 0 | 0 | 0 | 0 | 0 | 0 | 0 | 0 | 0 | 0 | 0 | 0 | 0 | 0 | 0 | 0
F1_Industrial_Petroleum_Existing_Process_Natural Gas_Process Heating_E3 | F1 | Industrial | Petroleum | Existing | Process | Natural Gas | Process Heating | E3 | Participant - Cost of Equipment | 0 | 0 | 0 | 0 | 0 | 0 | 0 | 0 | 0 | 0 | 0 | 0 | 0 | 0 | 0 | 0 | 0 | 0 | 0 | 0 | 0 | 0 | 0 | 0 | 0 | 0 | 0 | 0 | 0 | 0
F1_Industrial_Petroleum_Existing_Process_Natural Gas_Process Heating_E4 | F1 | Industrial | Petroleum | Existing | Process | Natural Gas | Process Heating | E4 | Participant - Cost of Equipment | 0 | 0 | 0 | 0 | 0 | 0 | 0 | 0 | 0 | 0 | 0 | 0 | 0 | 0 | 0 | 0 | 0 | 0 | 0 | 0 | 0 | 0 | 0 | 0 | 0 | 0 | 0 | 0 | 0 | 0
F1_Industrial_Petroleum_Existing_Process_Natural Gas_Process Heating_E5 | F1 | Industrial | Petroleum | Existing | Process | Natural Gas | Process Heating | E5 | Participant - Cost of Equipment | 0 | 0 | 0 | 0 | 0 | 0 | 0 | 0 | 0 | 0 | 0 | 0 | 0 | 0 | 0 | 0 | 0 | 0 | 0 | 0 | 0 | 0 | 0 | 0 | 0 | 0 | 0 | 0 | 0 | 0
F1_Industrial_Petroleum_Existing_Process_Natural Gas_Process Heating_E6 | F1 | Industrial | Petroleum | Existing | Process | Natural Gas | Process Heating | E6 | Participant - Cost of Equipment | 0 | 0 | 0 | 0 | 0 | 0 | 0 | 0 | 0 | 0 | 0 | 0 | 0 | 0 | 0 | 0 | 0 | 0 | 0 | 0 | 0 | 0 | 0 | 0 | 0 | 0 | 0 | 0 | 0 | 0
F1_Industrial_Petroleum_Existing_Process_Natural Gas_Process Heating_E7 | F1 | Industrial | Petroleum | Existing | Process | Natural Gas | Process Heating | E7 | Participant - Cost of Equipment | 0 | 0 | 0 | 0 | 0 | 0 | 0 | 0 | 0 | 0 | 0 | 0 | 0 | 0 | 0 | 0 | 0 | 0 | 0 | 0 | 0 | 0 | 0 | 0 | 0 | 0 | 0 | 0 | 0 | 0
F1_Industrial_Petroleum_Existing_Process_Natural Gas_Process Heating_E8 | F1 | Industrial | Petroleum | Existing | Process | Natural Gas | Process Heating | E8 | Participant - Cost of Equipment | 0 | 0 | 0 | 0 | 0 | 0 | 0 | 0 | 0 | 0 | 0 | 0 | 0 | 0 | 0 | 0 | 0 | 0 | 0 | 0 | 0 | 0 | 0 | 0 | 0 | 0 | 0 | 0 | 0 | 0
F1_Industrial_Petroleum_Existing_Process_Natural Gas_Process Heating_E9 | F1 | Industrial | Petroleum | Existing | Process | Natural Gas | Process Heating | E9 | Participant - Cost of Equipment | 0 | 0 | 0 | 0 | 0 | 0 | 0 | 0 | 0 | 0 | 0 | 0 | 0 | 0 | 0 | 0 | 0 | 0 | 0 | 0 | 0 | 0 | 0 | 0 | 0 | 0 | 0 | 0 | 0 | 0
F1_Industrial_Petroleum_Existing_Process_Natural Gas_Process Heating_E10 | F1 | Industrial | Petroleum | Existing | Process | Natural Gas | Process Heating | E10 | Participant - Cost of Equipment | 0 | 0 | 0 | 0 | 0 | 0 | 0 | 0 | 0 | 0 | 0 | 0 | 0 | 0 | 0 | 0 | 0 | 0 | 0 | 0 | 0 | 0 | 0 | 0 | 0 | 0 | 0 | 0 | 0 | 0
F2_Industrial_Petroleum_Existing_Process_Natural Gas_Process Heating_E1 | F2 | Industrial | Petroleum | Existing | Process | Natural Gas | Process Heating | E1 | Participant - Cost of Operation | 29981.8033 | 32776.5878 | 33001.4534 | 33224.7513 | 32297.8871 | 31313.9666 | 30255.571 | 29356.9656 | 28438.774 | 27776.898 | 27081.8857 | 26399.5301 | 25715.592 | 25064.6817 | 24409.6085 | 23751.6451 | 23116.7375 | 22517.1359 | 21924.7772 | 21399.0417 | 20901.1037 | 20414.7522 | 0 | 0 | 0 | 0 | 0 | 0 | 0 | 0
F2_Industrial_Petroleum_Existing_Process_Natural Gas_Process Heating_E2 | F2 | Industrial | Petroleum | Existing | Process | Natural Gas | Process Heating | E2 | Participant - Cost of Operation | 0 | 0 | 0 | 0 | 0 | 0 | 0 | 0 | 0 | 0 | 0 | 0 | 0 | 0 | 0 | 0 | 0 | 0 | 0 | 0 | 0 | 0 | 0 | 0 | 0 | 0 | 0 | 0 | 0 | 0
F2_Industrial_Petroleum_Existing_Process_Natural Gas_Process Heating_E3 | F2 | Industrial | Petroleum | Existing | Process | Natural Gas | Process Heating | E3 | Participant - Cost of Operation | 0 | 0 | 0 | 0 | 0 | 0 | 0 | 0 | 0 | 0 | 0 | 0 | 0 | 0 | 0 | 0 | 0 | 0 | 0 | 0 | 0 | 0 | 0 | 0 | 0 | 0 | 0 | 0 | 0 | 0
F2_Industrial_Petroleum_Existing_Process_Natural Gas_Process Heating_E4 | F2 | Industrial | Petroleum | Existing | Process | Natural Gas | Process Heating | E4 | Participant - Cost of Operation | 0 | 0 | 0 | 0 | 0 | 0 | 0 | 0 | 0 | 0 | 0 | 0 | 0 | 0 | 0 | 0 | 0 | 0 | 0 | 0 | 0 | 0 | 0 | 0 | 0 | 0 | 0 | 0 | 0 | 0
F2_Industrial_Petroleum_Existing_Process_Natural Gas_Process Heating_E5 | F2 | Industrial | Petroleum | Existing | Process | Natural Gas | Process Heating | E5 | Participant - Cost of Operation | 0 | 0 | 0 | 0 | 0 | 0 | 0 | 0 | 0 | 0 | 0 | 0 | 0 | 0 | 0 | 0 | 0 | 0 | 0 | 0 | 0 | 0 | 0 | 0 | 0 | 0 | 0 | 0 | 0 | 0
F2_Industrial_Petroleum_Existing_Process_Natural Gas_Process Heating_E6 | F2 | Industrial | Petroleum | Existing | Process | Natural Gas | Process Heating | E6 | Participant - Cost of Operation | 0 | 0 | 0 | 0 | 0 | 0 | 0 | 0 | 0 | 0 | 0 | 0 | 0 | 0 | 0 | 0 | 0 | 0 | 0 | 0 | 0 | 0 | 0 | 0 | 0 | 0 | 0 | 0 | 0 | 0
F2_Industrial_Petroleum_Existing_Process_Natural Gas_Process Heating_E7 | F2 | Industrial | Petroleum | Existing | Process | Natural Gas | Process Heating | E7 | Participant - Cost of Operation | 0 | 0 | 0 | 0 | 0 | 0 | 0 | 0 | 0 | 0 | 0 | 0 | 0 | 0 | 0 | 0 | 0 | 0 | 0 | 0 | 0 | 0 | 0 | 0 | 0 | 0 | 0 | 0 | 0 | 0
F2_Industrial_Petroleum_Existing_Process_Natural Gas_Process Heating_E8 | F2 | Industrial | Petroleum | Existing | Process | Natural Gas | Process Heating | E8 | Participant - Cost of Operation | 0 | 0 | 0 | 0 | 0 | 0 | 0 | 0 | 0 | 0 | 0 | 0 | 0 | 0 | 0 | 0 | 0 | 0 | 0 | 0 | 0 | 0 | 0 | 0 | 0 | 0 | 0 | 0 | 0 | 0
F2_Industrial_Petroleum_Existing_Process_Natural Gas_Process Heating_E9 | F2 | Industrial | Petroleum | Existing | Process | Natural Gas | Process Heating | E9 | Participant - Cost of Operation | 0 | 0 | 0 | 0 | 0 | 0 | 0 | 0 | 0 | 0 | 0 | 0 | 0 | 0 | 0 | 0 | 0 | 0 | 0 | 0 | 0 | 0 | 0 | 0 | 0 | 0 | 0 | 0 | 0 | 0
F2_Industrial_Petroleum_Existing_Process_Natural Gas_Process Heating_E10 | F2 | Industrial | Petroleum | Existing | Process | Natural Gas | Process Heating | E10 | Participant - Cost of Operation | 0 | 0 | 0 | 0 | 0 | 0 | 0 | 0 | 0 | 0 | 0 | 0 | 0 | 0 | 0 | 0 | 0 | 0 | 0 | 0 | 0 | 0 | 0 | 0 | 0 | 0 | 0 | 0 | 0 | 0
F3_Industrial_Petroleum_Existing_Process_Natural Gas_Process Heating_E1 | F3 | Industrial | Petroleum | Existing | Process | Natural Gas | Process Heating | E1 | System - kBTUs of Conusmption | 4641932.6862 | 4641932.6862 | 4641932.6862 | 4641932.6862 | 4641932.6862 | 4641932.6862 | 4641932.6862 | 4641932.6862 | 4641932.6862 | 4641932.6862 | 4641932.6862 | 4641932.6862 | 4641932.6862 | 4641932.6862 | 4641932.6862 | 4641932.6862 | 4641932.6862 | 4641932.6862 | 4641932.6862 | 4641932.6862 | 4641932.6862 | 4641932.6862 | 0 | 0 | 0 | 0 | 0 | 0 | 0 | 0
F3_Industrial_Petroleum_Existing_Process_Natural Gas_Process Heating_E2 | F3 | Industrial | Petroleum | Existing | Process | Natural Gas | Process Heating | E2 | System - kBTUs of Conusmption | 0 | 0 | 0 | 0 | 0 | 0 | 0 | 0 | 0 | 0 | 0 | 0 | 0 | 0 | 0 | 0 | 0 | 0 | 0 | 0 | 0 | 0 | 0 | 0 | 0 | 0 | 0 | 0 | 0 | 0
F3_Industrial_Petroleum_Existing_Process_Natural Gas_Process Heating_E3 | F3 | Industrial | Petroleum | Existing | Process | Natural Gas | Process Heating | E3 | System - kBTUs of Conusmption | 0 | 0 | 0 | 0 | 0 | 0 | 0 | 0 | 0 | 0 | 0 | 0 | 0 | 0 | 0 | 0 | 0 | 0 | 0 | 0 | 0 | 0 | 0 | 0 | 0 | 0 | 0 | 0 | 0 | 0
F3_Industrial_Petroleum_Existing_Process_Natural Gas_Process Heating_E4 | F3 | Industrial | Petroleum | Existing | Process | Natural Gas | Process Heating | E4 | System - kBTUs of Conusmption | 0 | 0 | 0 | 0 | 0 | 0 | 0 | 0 | 0 | 0 | 0 | 0 | 0 | 0 | 0 | 0 | 0 | 0 | 0 | 0 | 0 | 0 | 0 | 0 | 0 | 0 | 0 | 0 | 0 | 0
F3_Industrial_Petroleum_Existing_Process_Natural Gas_Process Heating_E5 | F3 | Industrial | Petroleum | Existing | Process | Natural Gas | Process Heating | E5 | System - kBTUs of Conusmption | 0 | 0 | 0 | 0 | 0 | 0 | 0 | 0 | 0 | 0 | 0 | 0 | 0 | 0 | 0 | 0 | 0 | 0 | 0 | 0 | 0 | 0 | 0 | 0 | 0 | 0 | 0 | 0 | 0 | 0
F3_Industrial_Petroleum_Existing_Process_Natural Gas_Process Heating_E6 | F3 | Industrial | Petroleum | Existing | Process | Natural Gas | Process Heating | E6 | System - kBTUs of Conusmption | 0 | 0 | 0 | 0 | 0 | 0 | 0 | 0 | 0 | 0 | 0 | 0 | 0 | 0 | 0 | 0 | 0 | 0 | 0 | 0 | 0 | 0 | 0 | 0 | 0 | 0 | 0 | 0 | 0 | 0
F3_Industrial_Petroleum_Existing_Process_Natural Gas_Process Heating_E7 | F3 | Industrial | Petroleum | Existing | Process | Natural Gas | Process Heating | E7 | System - kBTUs of Conusmption | 0 | 0 | 0 | 0 | 0 | 0 | 0 | 0 | 0 | 0 | 0 | 0 | 0 | 0 | 0 | 0 | 0 | 0 | 0 | 0 | 0 | 0 | 0 | 0 | 0 | 0 | 0 | 0 | 0 | 0
F3_Industrial_Petroleum_Existing_Process_Natural Gas_Process Heating_E8 | F3 | Industrial | Petroleum | Existing | Process | Natural Gas | Process Heating | E8 | System - kBTUs of Conusmption | 0 | 0 | 0 | 0 | 0 | 0 | 0 | 0 | 0 | 0 | 0 | 0 | 0 | 0 | 0 | 0 | 0 | 0 | 0 | 0 | 0 | 0 | 0 | 0 | 0 | 0 | 0 | 0 | 0 | 0
F3_Industrial_Petroleum_Existing_Process_Natural Gas_Process Heating_E9 | F3 | Industrial | Petroleum | Existing | Process | Natural Gas | Process Heating | E9 | System - kBTUs of Conusmption | 0 | 0 | 0 | 0 | 0 | 0 | 0 | 0 | 0 | 0 | 0 | 0 | 0 | 0 | 0 | 0 | 0 | 0 | 0 | 0 | 0 | 0 | 0 | 0 | 0 | 0 | 0 | 0 | 0 | 0
F3_Industrial_Petroleum_Existing_Process_Natural Gas_Process Heating_E10 | F3 | Industrial | Petroleum | Existing | Process | Natural Gas | Process Heating | E10 | System - kBTUs of Conusmption | 0 | 0 | 0 | 0 | 0 | 0 | 0 | 0 | 0 | 0 | 0 | 0 | 0 | 0 | 0 | 0 | 0 | 0 | 0 | 0 | 0 | 0 | 0 | 0 | 0 | 0 | 0 | 0 | 0 | 0
F4_Industrial_Petroleum_Existing_Process_Natural Gas_Process Heating_E1 | F4 | Industrial | Petroleum | Existing | Process | Natural Gas | Process Heating | E1 | Utility - Cost of Equipment | 10647.8837 | 10647.8837 | 10647.8837 | 10647.8837 | 10647.8837 | 10647.8837 | 10647.8837 | 10647.8837 | 10647.8837 | 10647.8837 | 10647.8837 | 10647.8837 | 10647.8837 | 10647.8837 | 10647.8837 | 10647.8837 | 10647.8837 | 10647.8837 | 10647.8837 | 10647.8837 | 10647.8837 | 10647.8837 | 0 | 0 | 0 | 0 | 0 | 0 | 0 | 0
F4_Industrial_Petroleum_Existing_Process_Natural Gas_Process Heating_E2 | F4 | Industrial | Petroleum | Existing | Process | Natural Gas | Process Heating | E2 | Utility - Cost of Equipment | 0 | 0 | 0 | 0 | 0 | 0 | 0 | 0 | 0 | 0 | 0 | 0 | 0 | 0 | 0 | 0 | 0 | 0 | 0 | 0 | 0 | 0 | 0 | 0 | 0 | 0 | 0 | 0 | 0 | 0
F4_Industrial_Petroleum_Existing_Process_Natural Gas_Process Heating_E3 | F4 | Industrial | Petroleum | Existing | Process | Natural Gas | Process Heating | E3 | Utility - Cost of Equipment | 0 | 0 | 0 | 0 | 0 | 0 | 0 | 0 | 0 | 0 | 0 | 0 | 0 | 0 | 0 | 0 | 0 | 0 | 0 | 0 | 0 | 0 | 0 | 0 | 0 | 0 | 0 | 0 | 0 | 0
F4_Industrial_Petroleum_Existing_Process_Natural Gas_Process Heating_E4 | F4 | Industrial | Petroleum | Existing | Process | Natural Gas | Process Heating | E4 | Utility - Cost of Equipment | 0 | 0 | 0 | 0 | 0 | 0 | 0 | 0 | 0 | 0 | 0 | 0 | 0 | 0 | 0 | 0 | 0 | 0 | 0 | 0 | 0 | 0 | 0 | 0 | 0 | 0 | 0 | 0 | 0 | 0
F4_Industrial_Petroleum_Existing_Process_Natural Gas_Process Heating_E5 | F4 | Industrial | Petroleum | Existing | Process | Natural Gas | Process Heating | E5 | Utility - Cost of Equipment | 0 | 0 | 0 | 0 | 0 | 0 | 0 | 0 | 0 | 0 | 0 | 0 | 0 | 0 | 0 | 0 | 0 | 0 | 0 | 0 | 0 | 0 | 0 | 0 | 0 | 0 | 0 | 0 | 0 | 0
F4_Industrial_Petroleum_Existing_Process_Natural Gas_Process Heating_E6 | F4 | Industrial | Petroleum | Existing | Process | Natural Gas | Process Heating | E6 | Utility - Cost of Equipment | 0 | 0 | 0 | 0 | 0 | 0 | 0 | 0 | 0 | 0 | 0 | 0 | 0 | 0 | 0 | 0 | 0 | 0 | 0 | 0 | 0 | 0 | 0 | 0 | 0 | 0 | 0 | 0 | 0 | 0
F4_Industrial_Petroleum_Existing_Process_Natural Gas_Process Heating_E7 | F4 | Industrial | Petroleum | Existing | Process | Natural Gas | Process Heating | E7 | Utility - Cost of Equipment | 0 | 0 | 0 | 0 | 0 | 0 | 0 | 0 | 0 | 0 | 0 | 0 | 0 | 0 | 0 | 0 | 0 | 0 | 0 | 0 | 0 | 0 | 0 | 0 | 0 | 0 | 0 | 0 | 0 | 0
F4_Industrial_Petroleum_Existing_Process_Natural Gas_Process Heating_E8 | F4 | Industrial | Petroleum | Existing | Process | Natural Gas | Process Heating | E8 | Utility - Cost of Equipment | 0 | 0 | 0 | 0 | 0 | 0 | 0 | 0 | 0 | 0 | 0 | 0 | 0 | 0 | 0 | 0 | 0 | 0 | 0 | 0 | 0 | 0 | 0 | 0 | 0 | 0 | 0 | 0 | 0 | 0
F4_Industrial_Petroleum_Existing_Process_Natural Gas_Process Heating_E9 | F4 | Industrial | Petroleum | Existing | Process | Natural Gas | Process Heating | E9 | Utility - Cost of Equipment | 0 | 0 | 0 | 0 | 0 | 0 | 0 | 0 | 0 | 0 | 0 | 0 | 0 | 0 | 0 | 0 | 0 | 0 | 0 | 0 | 0 | 0 | 0 | 0 | 0 | 0 | 0 | 0 | 0 | 0
F4_Industrial_Petroleum_Existing_Process_Natural Gas_Process Heating_E10 | F4 | Industrial | Petroleum | Existing | Process | Natural Gas | Process Heating | E10 | Utility - Cost of Equipment | 0 | 0 | 0 | 0 | 0 | 0 | 0 | 0 | 0 | 0 | 0 | 0 | 0 | 0 | 0 | 0 | 0 | 0 | 0 | 0 | 0 | 0 | 0 | 0 | 0 | 0 | 0 | 0 | 0 | 0
F5_Industrial_Petroleum_Existing_Process_Natural Gas_Process Heating_E1 | F5 | Industrial | Petroleum | Existing | Process | Natural Gas | Process Heating | E1 | Utility - Cost of Operation | 25025.1866 | 27357.935 | 27545.6256 | 27732.0077 | 26958.3735 | 26137.1156 | 25253.6948 | 24503.6476 | 23737.2521 | 23184.7981 | 22604.6858 | 22035.1378 | 21464.2689 | 20920.9676 | 20374.1917 | 19825.0033 | 19295.0592 | 18794.5842 | 18300.1548 | 17861.3343 | 17445.7158 | 17039.7684 | 0 | 0 | 0 | 0 | 0 | 0 | 0 | 0
F5_Industrial_Petroleum_Existing_Process_Natural Gas_Process Heating_E2 | F5 | Industrial | Petroleum | Existing | Process | Natural Gas | Process Heating | E2 | Utility - Cost of Operation | 0 | 0 | 0 | 0 | 0 | 0 | 0 | 0 | 0 | 0 | 0 | 0 | 0 | 0 | 0 | 0 | 0 | 0 | 0 | 0 | 0 | 0 | 0 | 0 | 0 | 0 | 0 | 0 | 0 | 0
F5_Industrial_Petroleum_Existing_Process_Natural Gas_Process Heating_E3 | F5 | Industrial | Petroleum | Existing | Process | Natural Gas | Process Heating | E3 | Utility - Cost of Operation | 0 | 0 | 0 | 0 | 0 | 0 | 0 | 0 | 0 | 0 | 0 | 0 | 0 | 0 | 0 | 0 | 0 | 0 | 0 | 0 | 0 | 0 | 0 | 0 | 0 | 0 | 0 | 0 | 0 | 0
F5_Industrial_Petroleum_Existing_Process_Natural Gas_Process Heating_E4 | F5 | Industrial | Petroleum | Existing | Process | Natural Gas | Process Heating | E4 | Utility - Cost of Operation | 0 | 0 | 0 | 0 | 0 | 0 | 0 | 0 | 0 | 0 | 0 | 0 | 0 | 0 | 0 | 0 | 0 | 0 | 0 | 0 | 0 | 0 | 0 | 0 | 0 | 0 | 0 | 0 | 0 | 0
F5_Industrial_Petroleum_Existing_Process_Natural Gas_Process Heating_E5 | F5 | Industrial | Petroleum | Existing | Process | Natural Gas | Process Heating | E5 | Utility - Cost of Operation | 0 | 0 | 0 | 0 | 0 | 0 | 0 | 0 | 0 | 0 | 0 | 0 | 0 | 0 | 0 | 0 | 0 | 0 | 0 | 0 | 0 | 0 | 0 | 0 | 0 | 0 | 0 | 0 | 0 | 0
F5_Industrial_Petroleum_Existing_Process_Natural Gas_Process Heating_E6 | F5 | Industrial | Petroleum | Existing | Process | Natural Gas | Process Heating | E6 | Utility - Cost of Operation | 0 | 0 | 0 | 0 | 0 | 0 | 0 | 0 | 0 | 0 | 0 | 0 | 0 | 0 | 0 | 0 | 0 | 0 | 0 | 0 | 0 | 0 | 0 | 0 | 0 | 0 | 0 | 0 | 0 | 0
F5_Industrial_Petroleum_Existing_Process_Natural Gas_Process Heating_E7 | F5 | Industrial | Petroleum | Existing | Process | Natural Gas | Process Heating | E7 | Utility - Cost of Operation | 0 | 0 | 0 | 0 | 0 | 0 | 0 | 0 | 0 | 0 | 0 | 0 | 0 | 0 | 0 | 0 | 0 | 0 | 0 | 0 | 0 | 0 | 0 | 0 | 0 | 0 | 0 | 0 | 0 | 0
F5_Industrial_Petroleum_Existing_Process_Natural Gas_Process Heating_E8 | F5 | Industrial | Petroleum | Existing | Process | Natural Gas | Process Heating | E8 | Utility - Cost of Operation | 0 | 0 | 0 | 0 | 0 | 0 | 0 | 0 | 0 | 0 | 0 | 0 | 0 | 0 | 0 | 0 | 0 | 0 | 0 | 0 | 0 | 0 | 0 | 0 | 0 | 0 | 0 | 0 | 0 | 0
F5_Industrial_Petroleum_Existing_Process_Natural Gas_Process Heating_E9 | F5 | Industrial | Petroleum | Existing | Process | Natural Gas | Process Heating | E9 | Utility - Cost of Operation | 0 | 0 | 0 | 0 | 0 | 0 | 0 | 0 | 0 | 0 | 0 | 0 | 0 | 0 | 0 | 0 | 0 | 0 | 0 | 0 | 0 | 0 | 0 | 0 | 0 | 0 | 0 | 0 | 0 | 0
F5_Industrial_Petroleum_Existing_Process_Natural Gas_Process Heating_E10 | F5 | Industrial | Petroleum | Existing | Process | Natural Gas | Process Heating | E10 | Utility - Cost of Operation | 0 | 0 | 0 | 0 | 0 | 0 | 0 | 0 | 0 | 0 | 0 | 0 | 0 | 0 | 0 | 0 | 0 | 0 | 0 | 0 | 0 | 0 | 0 | 0 | 0 | 0 | 0 | 0 | 0 | 0
F6_Industrial_Petroleum_Existing_Process_Natural Gas_Process Heating_E1 | F6 | Industrial | Petroleum | Existing | Process | Natural Gas | Process Heating | E1 | Utility - Value of Sales | 29981.8033 | 32776.5878 | 33001.4534 | 33224.7513 | 32297.8871 | 31313.9666 | 30255.571 | 29356.9656 | 28438.774 | 27776.898 | 27081.8857 | 26399.5301 | 25715.592 | 25064.6817 | 24409.6085 | 23751.6451 | 23116.7375 | 22517.1359 | 21924.7772 | 21399.0417 | 20901.1037 | 20414.7522 | 0 | 0 | 0 | 0 | 0 | 0 | 0 | 0
F6_Industrial_Petroleum_Existing_Process_Natural Gas_Process Heating_E2 | F6 | Industrial | Petroleum | Existing | Process | Natural Gas | Process Heating | E2 | Utility - Value of Sales | 0 | 0 | 0 | 0 | 0 | 0 | 0 | 0 | 0 | 0 | 0 | 0 | 0 | 0 | 0 | 0 | 0 | 0 | 0 | 0 | 0 | 0 | 0 | 0 | 0 | 0 | 0 | 0 | 0 | 0
F6_Industrial_Petroleum_Existing_Process_Natural Gas_Process Heating_E3 | F6 | Industrial | Petroleum | Existing | Process | Natural Gas | Process Heating | E3 | Utility - Value of Sales | 0 | 0 | 0 | 0 | 0 | 0 | 0 | 0 | 0 | 0 | 0 | 0 | 0 | 0 | 0 | 0 | 0 | 0 | 0 | 0 | 0 | 0 | 0 | 0 | 0 | 0 | 0 | 0 | 0 | 0
F6_Industrial_Petroleum_Existing_Process_Natural Gas_Process Heating_E4 | F6 | Industrial | Petroleum | Existing | Process | Natural Gas | Process Heating | E4 | Utility - Value of Sales | 0 | 0 | 0 | 0 | 0 | 0 | 0 | 0 | 0 | 0 | 0 | 0 | 0 | 0 | 0 | 0 | 0 | 0 | 0 | 0 | 0 | 0 | 0 | 0 | 0 | 0 | 0 | 0 | 0 | 0
F6_Industrial_Petroleum_Existing_Process_Natural Gas_Process Heating_E5 | F6 | Industrial | Petroleum | Existing | Process | Natural Gas | Process Heating | E5 | Utility - Value of Sales | 0 | 0 | 0 | 0 | 0 | 0 | 0 | 0 | 0 | 0 | 0 | 0 | 0 | 0 | 0 | 0 | 0 | 0 | 0 | 0 | 0 | 0 | 0 | 0 | 0 | 0 | 0 | 0 | 0 | 0
F6_Industrial_Petroleum_Existing_Process_Natural Gas_Process Heating_E6 | F6 | Industrial | Petroleum | Existing | Process | Natural Gas | Process Heating | E6 | Utility - Value of Sales | 0 | 0 | 0 | 0 | 0 | 0 | 0 | 0 | 0 | 0 | 0 | 0 | 0 | 0 | 0 | 0 | 0 | 0 | 0 | 0 | 0 | 0 | 0 | 0 | 0 | 0 | 0 | 0 | 0 | 0
F6_Industrial_Petroleum_Existing_Process_Natural Gas_Process Heating_E7 | F6 | Industrial | Petroleum | Existing | Process | Natural Gas | Process Heating | E7 | Utility - Value of Sales | 0 | 0 | 0 | 0 | 0 | 0 | 0 | 0 | 0 | 0 | 0 | 0 | 0 | 0 | 0 | 0 | 0 | 0 | 0 | 0 | 0 | 0 | 0 | 0 | 0 | 0 | 0 | 0 | 0 | 0
F6_Industrial_Petroleum_Existing_Process_Natural Gas_Process Heating_E8 | F6 | Industrial | Petroleum | Existing | Process | Natural Gas | Process Heating | E8 | Utility - Value of Sales | 0 | 0 | 0 | 0 | 0 | 0 | 0 | 0 | 0 | 0 | 0 | 0 | 0 | 0 | 0 | 0 | 0 | 0 | 0 | 0 | 0 | 0 | 0 | 0 | 0 | 0 | 0 | 0 | 0 | 0
F6_Industrial_Petroleum_Existing_Process_Natural Gas_Process Heating_E9 | F6 | Industrial | Petroleum | Existing | Process | Natural Gas | Process Heating | E9 | Utility - Value of Sales | 0 | 0 | 0 | 0 | 0 | 0 | 0 | 0 | 0 | 0 | 0 | 0 | 0 | 0 | 0 | 0 | 0 | 0 | 0 | 0 | 0 | 0 | 0 | 0 | 0 | 0 | 0 | 0 | 0 | 0
F6_Industrial_Petroleum_Existing_Process_Natural Gas_Process Heating_E10 | F6 | Industrial | Petroleum | Existing | Process | Natural Gas | Process Heating | E10 | Utility - Value of Sales | 0 | 0 | 0 | 0 | 0 | 0 | 0 | 0 | 0 | 0 | 0 | 0 | 0 | 0 | 0 | 0 | 0 | 0 | 0 | 0 | 0 | 0 | 0 | 0 | 0 | 0 | 0 | 0 | 0 | 0
F1_Industrial_Petroleum_Existing_Process_Natural Gas_Process Cooling_E1 | F1 | Industrial | Petroleum | Existing | Process | Natural Gas | Process Cooling | E1 | Participant - Cost of Equipment | 7.0716 | 7.0716 | 7.0716 | 7.0716 | 7.0716 | 7.0716 | 7.0716 | 7.0716 | 7.0716 | 7.0716 | 7.0716 | 7.0716 | 7.0716 | 7.0716 | 7.0716 | 7.0716 | 7.0716 | 7.0716 | 7.0716 | 7.0716 | 7.0716 | 7.0716 | 0 | 0 | 0 | 0 | 0 | 0 | 0 | 0
F1_Industrial_Petroleum_Existing_Process_Natural Gas_Process Cooling_E2 | F1 | Industrial | Petroleum | Existing | Process | Natural Gas | Process Cooling | E2 | Participant - Cost of Equipment | 0 | 0 | 0 | 0 | 0 | 0 | 0 | 0 | 0 | 0 | 0 | 0 | 0 | 0 | 0 | 0 | 0 | 0 | 0 | 0 | 0 | 0 | 0 | 0 | 0 | 0 | 0 | 0 | 0 | 0
F1_Industrial_Petroleum_Existing_Process_Natural Gas_Process Cooling_E3 | F1 | Industrial | Petroleum | Existing | Process | Natural Gas | Process Cooling | E3 | Participant - Cost of Equipment | 0 | 0 | 0 | 0 | 0 | 0 | 0 | 0 | 0 | 0 | 0 | 0 | 0 | 0 | 0 | 0 | 0 | 0 | 0 | 0 | 0 | 0 | 0 | 0 | 0 | 0 | 0 | 0 | 0 | 0
F1_Industrial_Petroleum_Existing_Process_Natural Gas_Process Cooling_E4 | F1 | Industrial | Petroleum | Existing | Process | Natural Gas | Process Cooling | E4 | Participant - Cost of Equipment | 0 | 0 | 0 | 0 | 0 | 0 | 0 | 0 | 0 | 0 | 0 | 0 | 0 | 0 | 0 | 0 | 0 | 0 | 0 | 0 | 0 | 0 | 0 | 0 | 0 | 0 | 0 | 0 | 0 | 0
F1_Industrial_Petroleum_Existing_Process_Natural Gas_Process Cooling_E5 | F1 | Industrial | Petroleum | Existing | Process | Natural Gas | Process Cooling | E5 | Participant - Cost of Equipment | 0 | 0 | 0 | 0 | 0 | 0 | 0 | 0 | 0 | 0 | 0 | 0 | 0 | 0 | 0 | 0 | 0 | 0 | 0 | 0 | 0 | 0 | 0 | 0 | 0 | 0 | 0 | 0 | 0 | 0
F1_Industrial_Petroleum_Existing_Process_Natural Gas_Process Cooling_E6 | F1 | Industrial | Petroleum | Existing | Process | Natural Gas | Process Cooling | E6 | Participant - Cost of Equipment | 0 | 0 | 0 | 0 | 0 | 0 | 0 | 0 | 0 | 0 | 0 | 0 | 0 | 0 | 0 | 0 | 0 | 0 | 0 | 0 | 0 | 0 | 0 | 0 | 0 | 0 | 0 | 0 | 0 | 0
F1_Industrial_Petroleum_Existing_Process_Natural Gas_Process Cooling_E7 | F1 | Industrial | Petroleum | Existing | Process | Natural Gas | Process Cooling | E7 | Participant - Cost of Equipment | 0 | 0 | 0 | 0 | 0 | 0 | 0 | 0 | 0 | 0 | 0 | 0 | 0 | 0 | 0 | 0 | 0 | 0 | 0 | 0 | 0 | 0 | 0 | 0 | 0 | 0 | 0 | 0 | 0 | 0
F1_Industrial_Petroleum_Existing_Process_Natural Gas_Process Cooling_E8 | F1 | Industrial | Petroleum | Existing | Process | Natural Gas | Process Cooling | E8 | Participant - Cost of Equipment | 0 | 0 | 0 | 0 | 0 | 0 | 0 | 0 | 0 | 0 | 0 | 0 | 0 | 0 | 0 | 0 | 0 | 0 | 0 | 0 | 0 | 0 | 0 | 0 | 0 | 0 | 0 | 0 | 0 | 0
F1_Industrial_Petroleum_Existing_Process_Natural Gas_Process Cooling_E9 | F1 | Industrial | Petroleum | Existing | Process | Natural Gas | Process Cooling | E9 | Participant - Cost of Equipment | 0 | 0 | 0 | 0 | 0 | 0 | 0 | 0 | 0 | 0 | 0 | 0 | 0 | 0 | 0 | 0 | 0 | 0 | 0 | 0 | 0 | 0 | 0 | 0 | 0 | 0 | 0 | 0 | 0 | 0
F1_Industrial_Petroleum_Existing_Process_Natural Gas_Process Cooling_E10 | F1 | Industrial | Petroleum | Existing | Process | Natural Gas | Process Cooling | E10 | Participant - Cost of Equipment | 0 | 0 | 0 | 0 | 0 | 0 | 0 | 0 | 0 | 0 | 0 | 0 | 0 | 0 | 0 | 0 | 0 | 0 | 0 | 0 | 0 | 0 | 0 | 0 | 0 | 0 | 0 | 0 | 0 | 0
F2_Industrial_Petroleum_Existing_Process_Natural Gas_Process Cooling_E1 | F2 | Industrial | Petroleum | Existing | Process | Natural Gas | Process Cooling | E1 | Participant - Cost of Operation | 19.912 | 21.7681 | 21.9174 | 22.0657 | 21.4502 | 20.7967 | 20.0938 | 19.497 | 18.8872 | 18.4476 | 17.986 | 17.5329 | 17.0786 | 16.6463 | 16.2113 | 15.7743 | 15.3526 | 14.9544 | 14.561 | 14.2119 | 13.8812 | 13.5582 | 0 | 0 | 0 | 0 | 0 | 0 | 0 | 0
F2_Industrial_Petroleum_Existing_Process_Natural Gas_Process Cooling_E2 | F2 | Industrial | Petroleum | Existing | Process | Natural Gas | Process Cooling | E2 | Participant - Cost of Operation | 0 | 0 | 0 | 0 | 0 | 0 | 0 | 0 | 0 | 0 | 0 | 0 | 0 | 0 | 0 | 0 | 0 | 0 | 0 | 0 | 0 | 0 | 0 | 0 | 0 | 0 | 0 | 0 | 0 | 0
F2_Industrial_Petroleum_Existing_Process_Natural Gas_Process Cooling_E3 | F2 | Industrial | Petroleum | Existing | Process | Natural Gas | Process Cooling | E3 | Participant - Cost of Operation | 0 | 0 | 0 | 0 | 0 | 0 | 0 | 0 | 0 | 0 | 0 | 0 | 0 | 0 | 0 | 0 | 0 | 0 | 0 | 0 | 0 | 0 | 0 | 0 | 0 | 0 | 0 | 0 | 0 | 0
F2_Industrial_Petroleum_Existing_Process_Natural Gas_Process Cooling_E4 | F2 | Industrial | Petroleum | Existing | Process | Natural Gas | Process Cooling | E4 | Participant - Cost of Operation | 0 | 0 | 0 | 0 | 0 | 0 | 0 | 0 | 0 | 0 | 0 | 0 | 0 | 0 | 0 | 0 | 0 | 0 | 0 | 0 | 0 | 0 | 0 | 0 | 0 | 0 | 0 | 0 | 0 | 0
F2_Industrial_Petroleum_Existing_Process_Natural Gas_Process Cooling_E5 | F2 | Industrial | Petroleum | Existing | Process | Natural Gas | Process Cooling | E5 | Participant - Cost of Operation | 0 | 0 | 0 | 0 | 0 | 0 | 0 | 0 | 0 | 0 | 0 | 0 | 0 | 0 | 0 | 0 | 0 | 0 | 0 | 0 | 0 | 0 | 0 | 0 | 0 | 0 | 0 | 0 | 0 | 0
F2_Industrial_Petroleum_Existing_Process_Natural Gas_Process Cooling_E6 | F2 | Industrial | Petroleum | Existing | Process | Natural Gas | Process Cooling | E6 | Participant - Cost of Operation | 0 | 0 | 0 | 0 | 0 | 0 | 0 | 0 | 0 | 0 | 0 | 0 | 0 | 0 | 0 | 0 | 0 | 0 | 0 | 0 | 0 | 0 | 0 | 0 | 0 | 0 | 0 | 0 | 0 | 0
F2_Industrial_Petroleum_Existing_Process_Natural Gas_Process Cooling_E7 | F2 | Industrial | Petroleum | Existing | Process | Natural Gas | Process Cooling | E7 | Participant - Cost of Operation | 0 | 0 | 0 | 0 | 0 | 0 | 0 | 0 | 0 | 0 | 0 | 0 | 0 | 0 | 0 | 0 | 0 | 0 | 0 | 0 | 0 | 0 | 0 | 0 | 0 | 0 | 0 | 0 | 0 | 0
F2_Industrial_Petroleum_Existing_Process_Natural Gas_Process Cooling_E8 | F2 | Industrial | Petroleum | Existing | Process | Natural Gas | Process Cooling | E8 | Participant - Cost of Operation | 0 | 0 | 0 | 0 | 0 | 0 | 0 | 0 | 0 | 0 | 0 | 0 | 0 | 0 | 0 | 0 | 0 | 0 | 0 | 0 | 0 | 0 | 0 | 0 | 0 | 0 | 0 | 0 | 0 | 0
F2_Industrial_Petroleum_Existing_Process_Natural Gas_Process Cooling_E9 | F2 | Industrial | Petroleum | Existing | Process | Natural Gas | Process Cooling | E9 | Participant - Cost of Operation | 0 | 0 | 0 | 0 | 0 | 0 | 0 | 0 | 0 | 0 | 0 | 0 | 0 | 0 | 0 | 0 | 0 | 0 | 0 | 0 | 0 | 0 | 0 | 0 | 0 | 0 | 0 | 0 | 0 | 0
F2_Industrial_Petroleum_Existing_Process_Natural Gas_Process Cooling_E10 | F2 | Industrial | Petroleum | Existing | Process | Natural Gas | Process Cooling | E10 | Participant - Cost of Operation | 0 | 0 | 0 | 0 | 0 | 0 | 0 | 0 | 0 | 0 | 0 | 0 | 0 | 0 | 0 | 0 | 0 | 0 | 0 | 0 | 0 | 0 | 0 | 0 | 0 | 0 | 0 | 0 | 0 | 0
F3_Industrial_Petroleum_Existing_Process_Natural Gas_Process Cooling_E1 | F3 | Industrial | Petroleum | Existing | Process | Natural Gas | Process Cooling | E1 | System - kBTUs of Conusmption | 3082.8726 | 3082.8726 | 3082.8726 | 3082.8726 | 3082.8726 | 3082.8726 | 3082.8726 | 3082.8726 | 3082.8726 | 3082.8726 | 3082.8726 | 3082.8726 | 3082.8726 | 3082.8726 | 3082.8726 | 3082.8726 | 3082.8726 | 3082.8726 | 3082.8726 | 3082.8726 | 3082.8726 | 3082.8726 | 0 | 0 | 0 | 0 | 0 | 0 | 0 | 0
F3_Industrial_Petroleum_Existing_Process_Natural Gas_Process Cooling_E2 | F3 | Industrial | Petroleum | Existing | Process | Natural Gas | Process Cooling | E2 | System - kBTUs of Conusmption | 0 | 0 | 0 | 0 | 0 | 0 | 0 | 0 | 0 | 0 | 0 | 0 | 0 | 0 | 0 | 0 | 0 | 0 | 0 | 0 | 0 | 0 | 0 | 0 | 0 | 0 | 0 | 0 | 0 | 0
F3_Industrial_Petroleum_Existing_Process_Natural Gas_Process Cooling_E3 | F3 | Industrial | Petroleum | Existing | Process | Natural Gas | Process Cooling | E3 | System - kBTUs of Conusmption | 0 | 0 | 0 | 0 | 0 | 0 | 0 | 0 | 0 | 0 | 0 | 0 | 0 | 0 | 0 | 0 | 0 | 0 | 0 | 0 | 0 | 0 | 0 | 0 | 0 | 0 | 0 | 0 | 0 | 0
F3_Industrial_Petroleum_Existing_Process_Natural Gas_Process Cooling_E4 | F3 | Industrial | Petroleum | Existing | Process | Natural Gas | Process Cooling | E4 | System - kBTUs of Conusmption | 0 | 0 | 0 | 0 | 0 | 0 | 0 | 0 | 0 | 0 | 0 | 0 | 0 | 0 | 0 | 0 | 0 | 0 | 0 | 0 | 0 | 0 | 0 | 0 | 0 | 0 | 0 | 0 | 0 | 0
F3_Industrial_Petroleum_Existing_Process_Natural Gas_Process Cooling_E5 | F3 | Industrial | Petroleum | Existing | Process | Natural Gas | Process Cooling | E5 | System - kBTUs of Conusmption | 0 | 0 | 0 | 0 | 0 | 0 | 0 | 0 | 0 | 0 | 0 | 0 | 0 | 0 | 0 | 0 | 0 | 0 | 0 | 0 | 0 | 0 | 0 | 0 | 0 | 0 | 0 | 0 | 0 | 0
F3_Industrial_Petroleum_Existing_Process_Natural Gas_Process Cooling_E6 | F3 | Industrial | Petroleum | Existing | Process | Natural Gas | Process Cooling | E6 | System - kBTUs of Conusmption | 0 | 0 | 0 | 0 | 0 | 0 | 0 | 0 | 0 | 0 | 0 | 0 | 0 | 0 | 0 | 0 | 0 | 0 | 0 | 0 | 0 | 0 | 0 | 0 | 0 | 0 | 0 | 0 | 0 | 0
F3_Industrial_Petroleum_Existing_Process_Natural Gas_Process Cooling_E7 | F3 | Industrial | Petroleum | Existing | Process | Natural Gas | Process Cooling | E7 | System - kBTUs of Conusmption | 0 | 0 | 0 | 0 | 0 | 0 | 0 | 0 | 0 | 0 | 0 | 0 | 0 | 0 | 0 | 0 | 0 | 0 | 0 | 0 | 0 | 0 | 0 | 0 | 0 | 0 | 0 | 0 | 0 | 0
F3_Industrial_Petroleum_Existing_Process_Natural Gas_Process Cooling_E8 | F3 | Industrial | Petroleum | Existing | Process | Natural Gas | Process Cooling | E8 | System - kBTUs of Conusmption | 0 | 0 | 0 | 0 | 0 | 0 | 0 | 0 | 0 | 0 | 0 | 0 | 0 | 0 | 0 | 0 | 0 | 0 | 0 | 0 | 0 | 0 | 0 | 0 | 0 | 0 | 0 | 0 | 0 | 0
F3_Industrial_Petroleum_Existing_Process_Natural Gas_Process Cooling_E9 | F3 | Industrial | Petroleum | Existing | Process | Natural Gas | Process Cooling | E9 | System - kBTUs of Conusmption | 0 | 0 | 0 | 0 | 0 | 0 | 0 | 0 | 0 | 0 | 0 | 0 | 0 | 0 | 0 | 0 | 0 | 0 | 0 | 0 | 0 | 0 | 0 | 0 | 0 | 0 | 0 | 0 | 0 | 0
F3_Industrial_Petroleum_Existing_Process_Natural Gas_Process Cooling_E10 | F3 | Industrial | Petroleum | Existing | Process | Natural Gas | Process Cooling | E10 | System - kBTUs of Conusmption | 0 | 0 | 0 | 0 | 0 | 0 | 0 | 0 | 0 | 0 | 0 | 0 | 0 | 0 | 0 | 0 | 0 | 0 | 0 | 0 | 0 | 0 | 0 | 0 | 0 | 0 | 0 | 0 | 0 | 0
F4_Industrial_Petroleum_Existing_Process_Natural Gas_Process Cooling_E1 | F4 | Industrial | Petroleum | Existing | Process | Natural Gas | Process Cooling | E1 | Utility - Cost of Equipment | 7.0716 | 7.0716 | 7.0716 | 7.0716 | 7.0716 | 7.0716 | 7.0716 | 7.0716 | 7.0716 | 7.0716 | 7.0716 | 7.0716 | 7.0716 | 7.0716 | 7.0716 | 7.0716 | 7.0716 | 7.0716 | 7.0716 | 7.0716 | 7.0716 | 7.0716 | 0 | 0 | 0 | 0 | 0 | 0 | 0 | 0
F4_Industrial_Petroleum_Existing_Process_Natural Gas_Process Cooling_E2 | F4 | Industrial | Petroleum | Existing | Process | Natural Gas | Process Cooling | E2 | Utility - Cost of Equipment | 0 | 0 | 0 | 0 | 0 | 0 | 0 | 0 | 0 | 0 | 0 | 0 | 0 | 0 | 0 | 0 | 0 | 0 | 0 | 0 | 0 | 0 | 0 | 0 | 0 | 0 | 0 | 0 | 0 | 0
F4_Industrial_Petroleum_Existing_Process_Natural Gas_Process Cooling_E3 | F4 | Industrial | Petroleum | Existing | Process | Natural Gas | Process Cooling | E3 | Utility - Cost of Equipment | 0 | 0 | 0 | 0 | 0 | 0 | 0 | 0 | 0 | 0 | 0 | 0 | 0 | 0 | 0 | 0 | 0 | 0 | 0 | 0 | 0 | 0 | 0 | 0 | 0 | 0 | 0 | 0 | 0 | 0
F4_Industrial_Petroleum_Existing_Process_Natural Gas_Process Cooling_E4 | F4 | Industrial | Petroleum | Existing | Process | Natural Gas | Process Cooling | E4 | Utility - Cost of Equipment | 0 | 0 | 0 | 0 | 0 | 0 | 0 | 0 | 0 | 0 | 0 | 0 | 0 | 0 | 0 | 0 | 0 | 0 | 0 | 0 | 0 | 0 | 0 | 0 | 0 | 0 | 0 | 0 | 0 | 0
F4_Industrial_Petroleum_Existing_Process_Natural Gas_Process Cooling_E5 | F4 | Industrial | Petroleum | Existing | Process | Natural Gas | Process Cooling | E5 | Utility - Cost of Equipment | 0 | 0 | 0 | 0 | 0 | 0 | 0 | 0 | 0 | 0 | 0 | 0 | 0 | 0 | 0 | 0 | 0 | 0 | 0 | 0 | 0 | 0 | 0 | 0 | 0 | 0 | 0 | 0 | 0 | 0
F4_Industrial_Petroleum_Existing_Process_Natural Gas_Process Cooling_E6 | F4 | Industrial | Petroleum | Existing | Process | Natural Gas | Process Cooling | E6 | Utility - Cost of Equipment | 0 | 0 | 0 | 0 | 0 | 0 | 0 | 0 | 0 | 0 | 0 | 0 | 0 | 0 | 0 | 0 | 0 | 0 | 0 | 0 | 0 | 0 | 0 | 0 | 0 | 0 | 0 | 0 | 0 | 0
F4_Industrial_Petroleum_Existing_Process_Natural Gas_Process Cooling_E7 | F4 | Industrial | Petroleum | Existing | Process | Natural Gas | Process Cooling | E7 | Utility - Cost of Equipment | 0 | 0 | 0 | 0 | 0 | 0 | 0 | 0 | 0 | 0 | 0 | 0 | 0 | 0 | 0 | 0 | 0 | 0 | 0 | 0 | 0 | 0 | 0 | 0 | 0 | 0 | 0 | 0 | 0 | 0
F4_Industrial_Petroleum_Existing_Process_Natural Gas_Process Cooling_E8 | F4 | Industrial | Petroleum | Existing | Process | Natural Gas | Process Cooling | E8 | Utility - Cost of Equipment | 0 | 0 | 0 | 0 | 0 | 0 | 0 | 0 | 0 | 0 | 0 | 0 | 0 | 0 | 0 | 0 | 0 | 0 | 0 | 0 | 0 | 0 | 0 | 0 | 0 | 0 | 0 | 0 | 0 | 0
F4_Industrial_Petroleum_Existing_Process_Natural Gas_Process Cooling_E9 | F4 | Industrial | Petroleum | Existing | Process | Natural Gas | Process Cooling | E9 | Utility - Cost of Equipment | 0 | 0 | 0 | 0 | 0 | 0 | 0 | 0 | 0 | 0 | 0 | 0 | 0 | 0 | 0 | 0 | 0 | 0 | 0 | 0 | 0 | 0 | 0 | 0 | 0 | 0 | 0 | 0 | 0 | 0
F4_Industrial_Petroleum_Existing_Process_Natural Gas_Process Cooling_E10 | F4 | Industrial | Petroleum | Existing | Process | Natural Gas | Process Cooling | E10 | Utility - Cost of Equipment | 0 | 0 | 0 | 0 | 0 | 0 | 0 | 0 | 0 | 0 | 0 | 0 | 0 | 0 | 0 | 0 | 0 | 0 | 0 | 0 | 0 | 0 | 0 | 0 | 0 | 0 | 0 | 0 | 0 | 0
F5_Industrial_Petroleum_Existing_Process_Natural Gas_Process Cooling_E1 | F5 | Industrial | Petroleum | Existing | Process | Natural Gas | Process Cooling | E1 | Utility - Cost of Operation | 16.6201 | 18.1694 | 18.294 | 18.4178 | 17.904 | 17.3586 | 16.7719 | 16.2737 | 15.7648 | 15.3978 | 15.0126 | 14.6343 | 14.2552 | 13.8944 | 13.5312 | 13.1665 | 12.8145 | 12.4822 | 12.1538 | 11.8623 | 11.5863 | 11.3167 | 0 | 0 | 0 | 0 | 0 | 0 | 0 | 0
F5_Industrial_Petroleum_Existing_Process_Natural Gas_Process Cooling_E2 | F5 | Industrial | Petroleum | Existing | Process | Natural Gas | Process Cooling | E2 | Utility - Cost of Operation | 0 | 0 | 0 | 0 | 0 | 0 | 0 | 0 | 0 | 0 | 0 | 0 | 0 | 0 | 0 | 0 | 0 | 0 | 0 | 0 | 0 | 0 | 0 | 0 | 0 | 0 | 0 | 0 | 0 | 0
F5_Industrial_Petroleum_Existing_Process_Natural Gas_Process Cooling_E3 | F5 | Industrial | Petroleum | Existing | Process | Natural Gas | Process Cooling | E3 | Utility - Cost of Operation | 0 | 0 | 0 | 0 | 0 | 0 | 0 | 0 | 0 | 0 | 0 | 0 | 0 | 0 | 0 | 0 | 0 | 0 | 0 | 0 | 0 | 0 | 0 | 0 | 0 | 0 | 0 | 0 | 0 | 0
F5_Industrial_Petroleum_Existing_Process_Natural Gas_Process Cooling_E4 | F5 | Industrial | Petroleum | Existing | Process | Natural Gas | Process Cooling | E4 | Utility - Cost of Operation | 0 | 0 | 0 | 0 | 0 | 0 | 0 | 0 | 0 | 0 | 0 | 0 | 0 | 0 | 0 | 0 | 0 | 0 | 0 | 0 | 0 | 0 | 0 | 0 | 0 | 0 | 0 | 0 | 0 | 0
F5_Industrial_Petroleum_Existing_Process_Natural Gas_Process Cooling_E5 | F5 | Industrial | Petroleum | Existing | Process | Natural Gas | Process Cooling | E5 | Utility - Cost of Operation | 0 | 0 | 0 | 0 | 0 | 0 | 0 | 0 | 0 | 0 | 0 | 0 | 0 | 0 | 0 | 0 | 0 | 0 | 0 | 0 | 0 | 0 | 0 | 0 | 0 | 0 | 0 | 0 | 0 | 0
F5_Industrial_Petroleum_Existing_Process_Natural Gas_Process Cooling_E6 | F5 | Industrial | Petroleum | Existing | Process | Natural Gas | Process Cooling | E6 | Utility - Cost of Operation | 0 | 0 | 0 | 0 | 0 | 0 | 0 | 0 | 0 | 0 | 0 | 0 | 0 | 0 | 0 | 0 | 0 | 0 | 0 | 0 | 0 | 0 | 0 | 0 | 0 | 0 | 0 | 0 | 0 | 0
F5_Industrial_Petroleum_Existing_Process_Natural Gas_Process Cooling_E7 | F5 | Industrial | Petroleum | Existing | Process | Natural Gas | Process Cooling | E7 | Utility - Cost of Operation | 0 | 0 | 0 | 0 | 0 | 0 | 0 | 0 | 0 | 0 | 0 | 0 | 0 | 0 | 0 | 0 | 0 | 0 | 0 | 0 | 0 | 0 | 0 | 0 | 0 | 0 | 0 | 0 | 0 | 0
F5_Industrial_Petroleum_Existing_Process_Natural Gas_Process Cooling_E8 | F5 | Industrial | Petroleum | Existing | Process | Natural Gas | Process Cooling | E8 | Utility - Cost of Operation | 0 | 0 | 0 | 0 | 0 | 0 | 0 | 0 | 0 | 0 | 0 | 0 | 0 | 0 | 0 | 0 | 0 | 0 | 0 | 0 | 0 | 0 | 0 | 0 | 0 | 0 | 0 | 0 | 0 | 0
F5_Industrial_Petroleum_Existing_Process_Natural Gas_Process Cooling_E9 | F5 | Industrial | Petroleum | Existing | Process | Natural Gas | Process Cooling | E9 | Utility - Cost of Operation | 0 | 0 | 0 | 0 | 0 | 0 | 0 | 0 | 0 | 0 | 0 | 0 | 0 | 0 | 0 | 0 | 0 | 0 | 0 | 0 | 0 | 0 | 0 | 0 | 0 | 0 | 0 | 0 | 0 | 0
F5_Industrial_Petroleum_Existing_Process_Natural Gas_Process Cooling_E10 | F5 | Industrial | Petroleum | Existing | Process | Natural Gas | Process Cooling | E10 | Utility - Cost of Operation | 0 | 0 | 0 | 0 | 0 | 0 | 0 | 0 | 0 | 0 | 0 | 0 | 0 | 0 | 0 | 0 | 0 | 0 | 0 | 0 | 0 | 0 | 0 | 0 | 0 | 0 | 0 | 0 | 0 | 0
F6_Industrial_Petroleum_Existing_Process_Natural Gas_Process Cooling_E1 | F6 | Industrial | Petroleum | Existing | Process | Natural Gas | Process Cooling | E1 | Utility - Value of Sales | 19.912 | 21.7681 | 21.9174 | 22.0657 | 21.4502 | 20.7967 | 20.0938 | 19.497 | 18.8872 | 18.4476 | 17.986 | 17.5329 | 17.0786 | 16.6463 | 16.2113 | 15.7743 | 15.3526 | 14.9544 | 14.561 | 14.2119 | 13.8812 | 13.5582 | 0 | 0 | 0 | 0 | 0 | 0 | 0 | 0
F6_Industrial_Petroleum_Existing_Process_Natural Gas_Process Cooling_E2 | F6 | Industrial | Petroleum | Existing | Process | Natural Gas | Process Cooling | E2 | Utility - Value of Sales | 0 | 0 | 0 | 0 | 0 | 0 | 0 | 0 | 0 | 0 | 0 | 0 | 0 | 0 | 0 | 0 | 0 | 0 | 0 | 0 | 0 | 0 | 0 | 0 | 0 | 0 | 0 | 0 | 0 | 0
F6_Industrial_Petroleum_Existing_Process_Natural Gas_Process Cooling_E3 | F6 | Industrial | Petroleum | Existing | Process | Natural Gas | Process Cooling | E3 | Utility - Value of Sales | 0 | 0 | 0 | 0 | 0 | 0 | 0 | 0 | 0 | 0 | 0 | 0 | 0 | 0 | 0 | 0 | 0 | 0 | 0 | 0 | 0 | 0 | 0 | 0 | 0 | 0 | 0 | 0 | 0 | 0
F6_Industrial_Petroleum_Existing_Process_Natural Gas_Process Cooling_E4 | F6 | Industrial | Petroleum | Existing | Process | Natural Gas | Process Cooling | E4 | Utility - Value of Sales | 0 | 0 | 0 | 0 | 0 | 0 | 0 | 0 | 0 | 0 | 0 | 0 | 0 | 0 | 0 | 0 | 0 | 0 | 0 | 0 | 0 | 0 | 0 | 0 | 0 | 0 | 0 | 0 | 0 | 0
F6_Industrial_Petroleum_Existing_Process_Natural Gas_Process Cooling_E5 | F6 | Industrial | Petroleum | Existing | Process | Natural Gas | Process Cooling | E5 | Utility - Value of Sales | 0 | 0 | 0 | 0 | 0 | 0 | 0 | 0 | 0 | 0 | 0 | 0 | 0 | 0 | 0 | 0 | 0 | 0 | 0 | 0 | 0 | 0 | 0 | 0 | 0 | 0 | 0 | 0 | 0 | 0
F6_Industrial_Petroleum_Existing_Process_Natural Gas_Process Cooling_E6 | F6 | Industrial | Petroleum | Existing | Process | Natural Gas | Process Cooling | E6 | Utility - Value of Sales | 0 | 0 | 0 | 0 | 0 | 0 | 0 | 0 | 0 | 0 | 0 | 0 | 0 | 0 | 0 | 0 | 0 | 0 | 0 | 0 | 0 | 0 | 0 | 0 | 0 | 0 | 0 | 0 | 0 | 0
F6_Industrial_Petroleum_Existing_Process_Natural Gas_Process Cooling_E7 | F6 | Industrial | Petroleum | Existing | Process | Natural Gas | Process Cooling | E7 | Utility - Value of Sales | 0 | 0 | 0 | 0 | 0 | 0 | 0 | 0 | 0 | 0 | 0 | 0 | 0 | 0 | 0 | 0 | 0 | 0 | 0 | 0 | 0 | 0 | 0 | 0 | 0 | 0 | 0 | 0 | 0 | 0
F6_Industrial_Petroleum_Existing_Process_Natural Gas_Process Cooling_E8 | F6 | Industrial | Petroleum | Existing | Process | Natural Gas | Process Cooling | E8 | Utility - Value of Sales | 0 | 0 | 0 | 0 | 0 | 0 | 0 | 0 | 0 | 0 | 0 | 0 | 0 | 0 | 0 | 0 | 0 | 0 | 0 | 0 | 0 | 0 | 0 | 0 | 0 | 0 | 0 | 0 | 0 | 0
F6_Industrial_Petroleum_Existing_Process_Natural Gas_Process Cooling_E9 | F6 | Industrial | Petroleum | Existing | Process | Natural Gas | Process Cooling | E9 | Utility - Value of Sales | 0 | 0 | 0 | 0 | 0 | 0 | 0 | 0 | 0 | 0 | 0 | 0 | 0 | 0 | 0 | 0 | 0 | 0 | 0 | 0 | 0 | 0 | 0 | 0 | 0 | 0 | 0 | 0 | 0 | 0
F6_Industrial_Petroleum_Existing_Process_Natural Gas_Process Cooling_E10 | F6 | Industrial | Petroleum | Existing | Process | Natural Gas | Process Cooling | E10 | Utility - Value of Sales | 0 | 0 | 0 | 0 | 0 | 0 | 0 | 0 | 0 | 0 | 0 | 0 | 0 | 0 | 0 | 0 | 0 | 0 | 0 | 0 | 0 | 0 | 0 | 0 | 0 | 0 | 0 | 0 | 0 | 0
F1_Industrial_Petroleum_Existing_Process_Natural Gas_Other Process_E1 | F1 | Industrial | Petroleum | Existing | Process | Natural Gas | Other Process | E1 | Participant - Cost of Equipment | 158.3673 | 158.3673 | 158.3673 | 158.3673 | 158.3673 | 158.3673 | 158.3673 | 158.3673 | 158.3673 | 158.3673 | 158.3673 | 158.3673 | 158.3673 | 158.3673 | 158.3673 | 158.3673 | 158.3673 | 158.3673 | 158.3673 | 158.3673 | 158.3673 | 158.3673 | 0 | 0 | 0 | 0 | 0 | 0 | 0 | 0
F1_Industrial_Petroleum_Existing_Process_Natural Gas_Other Process_E2 | F1 | Industrial | Petroleum | Existing | Process | Natural Gas | Other Process | E2 | Participant - Cost of Equipment | 0 | 0 | 0 | 0 | 0 | 0 | 0 | 0 | 0 | 0 | 0 | 0 | 0 | 0 | 0 | 0 | 0 | 0 | 0 | 0 | 0 | 0 | 0 | 0 | 0 | 0 | 0 | 0 | 0 | 0
F1_Industrial_Petroleum_Existing_Process_Natural Gas_Other Process_E3 | F1 | Industrial | Petroleum | Existing | Process | Natural Gas | Other Process | E3 | Participant - Cost of Equipment | 0 | 0 | 0 | 0 | 0 | 0 | 0 | 0 | 0 | 0 | 0 | 0 | 0 | 0 | 0 | 0 | 0 | 0 | 0 | 0 | 0 | 0 | 0 | 0 | 0 | 0 | 0 | 0 | 0 | 0
F1_Industrial_Petroleum_Existing_Process_Natural Gas_Other Process_E4 | F1 | Industrial | Petroleum | Existing | Process | Natural Gas | Other Process | E4 | Participant - Cost of Equipment | 0 | 0 | 0 | 0 | 0 | 0 | 0 | 0 | 0 | 0 | 0 | 0 | 0 | 0 | 0 | 0 | 0 | 0 | 0 | 0 | 0 | 0 | 0 | 0 | 0 | 0 | 0 | 0 | 0 | 0
F1_Industrial_Petroleum_Existing_Process_Natural Gas_Other Process_E5 | F1 | Industrial | Petroleum | Existing | Process | Natural Gas | Other Process | E5 | Participant - Cost of Equipment | 0 | 0 | 0 | 0 | 0 | 0 | 0 | 0 | 0 | 0 | 0 | 0 | 0 | 0 | 0 | 0 | 0 | 0 | 0 | 0 | 0 | 0 | 0 | 0 | 0 | 0 | 0 | 0 | 0 | 0
F1_Industrial_Petroleum_Existing_Process_Natural Gas_Other Process_E6 | F1 | Industrial | Petroleum | Existing | Process | Natural Gas | Other Process | E6 | Participant - Cost of Equipment | 0 | 0 | 0 | 0 | 0 | 0 | 0 | 0 | 0 | 0 | 0 | 0 | 0 | 0 | 0 | 0 | 0 | 0 | 0 | 0 | 0 | 0 | 0 | 0 | 0 | 0 | 0 | 0 | 0 | 0
F1_Industrial_Petroleum_Existing_Process_Natural Gas_Other Process_E7 | F1 | Industrial | Petroleum | Existing | Process | Natural Gas | Other Process | E7 | Participant - Cost of Equipment | 0 | 0 | 0 | 0 | 0 | 0 | 0 | 0 | 0 | 0 | 0 | 0 | 0 | 0 | 0 | 0 | 0 | 0 | 0 | 0 | 0 | 0 | 0 | 0 | 0 | 0 | 0 | 0 | 0 | 0
F1_Industrial_Petroleum_Existing_Process_Natural Gas_Other Process_E8 | F1 | Industrial | Petroleum | Existing | Process | Natural Gas | Other Process | E8 | Participant - Cost of Equipment | 0 | 0 | 0 | 0 | 0 | 0 | 0 | 0 | 0 | 0 | 0 | 0 | 0 | 0 | 0 | 0 | 0 | 0 | 0 | 0 | 0 | 0 | 0 | 0 | 0 | 0 | 0 | 0 | 0 | 0
F1_Industrial_Petroleum_Existing_Process_Natural Gas_Other Process_E9 | F1 | Industrial | Petroleum | Existing | Process | Natural Gas | Other Process | E9 | Participant - Cost of Equipment | 0 | 0 | 0 | 0 | 0 | 0 | 0 | 0 | 0 | 0 | 0 | 0 | 0 | 0 | 0 | 0 | 0 | 0 | 0 | 0 | 0 | 0 | 0 | 0 | 0 | 0 | 0 | 0 | 0 | 0
F1_Industrial_Petroleum_Existing_Process_Natural Gas_Other Process_E10 | F1 | Industrial | Petroleum | Existing | Process | Natural Gas | Other Process | E10 | Participant - Cost of Equipment | 0 | 0 | 0 | 0 | 0 | 0 | 0 | 0 | 0 | 0 | 0 | 0 | 0 | 0 | 0 | 0 | 0 | 0 | 0 | 0 | 0 | 0 | 0 | 0 | 0 | 0 | 0 | 0 | 0 | 0
F2_Industrial_Petroleum_Existing_Process_Natural Gas_Other Process_E1 | F2 | Industrial | Petroleum | Existing | Process | Natural Gas | Other Process | E1 | Participant - Cost of Operation | 445.9231 | 487.4903 | 490.8348 | 494.1559 | 480.3705 | 465.7366 | 449.9949 | 436.6299 | 422.9735 | 413.1293 | 402.7923 | 392.6435 | 382.4712 | 372.7902 | 363.0472 | 353.2612 | 343.8182 | 334.9002 | 326.09 | 318.2706 | 310.8647 | 303.6312 | 0 | 0 | 0 | 0 | 0 | 0 | 0 | 0
F2_Industrial_Petroleum_Existing_Process_Natural Gas_Other Process_E2 | F2 | Industrial | Petroleum | Existing | Process | Natural Gas | Other Process | E2 | Participant - Cost of Operation | 0 | 0 | 0 | 0 | 0 | 0 | 0 | 0 | 0 | 0 | 0 | 0 | 0 | 0 | 0 | 0 | 0 | 0 | 0 | 0 | 0 | 0 | 0 | 0 | 0 | 0 | 0 | 0 | 0 | 0
F2_Industrial_Petroleum_Existing_Process_Natural Gas_Other Process_E3 | F2 | Industrial | Petroleum | Existing | Process | Natural Gas | Other Process | E3 | Participant - Cost of Operation | 0 | 0 | 0 | 0 | 0 | 0 | 0 | 0 | 0 | 0 | 0 | 0 | 0 | 0 | 0 | 0 | 0 | 0 | 0 | 0 | 0 | 0 | 0 | 0 | 0 | 0 | 0 | 0 | 0 | 0
F2_Industrial_Petroleum_Existing_Process_Natural Gas_Other Process_E4 | F2 | Industrial | Petroleum | Existing | Process | Natural Gas | Other Process | E4 | Participant - Cost of Operation | 0 | 0 | 0 | 0 | 0 | 0 | 0 | 0 | 0 | 0 | 0 | 0 | 0 | 0 | 0 | 0 | 0 | 0 | 0 | 0 | 0 | 0 | 0 | 0 | 0 | 0 | 0 | 0 | 0 | 0
F2_Industrial_Petroleum_Existing_Process_Natural Gas_Other Process_E5 | F2 | Industrial | Petroleum | Existing | Process | Natural Gas | Other Process | E5 | Participant - Cost of Operation | 0 | 0 | 0 | 0 | 0 | 0 | 0 | 0 | 0 | 0 | 0 | 0 | 0 | 0 | 0 | 0 | 0 | 0 | 0 | 0 | 0 | 0 | 0 | 0 | 0 | 0 | 0 | 0 | 0 | 0
F2_Industrial_Petroleum_Existing_Process_Natural Gas_Other Process_E6 | F2 | Industrial | Petroleum | Existing | Process | Natural Gas | Other Process | E6 | Participant - Cost of Operation | 0 | 0 | 0 | 0 | 0 | 0 | 0 | 0 | 0 | 0 | 0 | 0 | 0 | 0 | 0 | 0 | 0 | 0 | 0 | 0 | 0 | 0 | 0 | 0 | 0 | 0 | 0 | 0 | 0 | 0
F2_Industrial_Petroleum_Existing_Process_Natural Gas_Other Process_E7 | F2 | Industrial | Petroleum | Existing | Process | Natural Gas | Other Process | E7 | Participant - Cost of Operation | 0 | 0 | 0 | 0 | 0 | 0 | 0 | 0 | 0 | 0 | 0 | 0 | 0 | 0 | 0 | 0 | 0 | 0 | 0 | 0 | 0 | 0 | 0 | 0 | 0 | 0 | 0 | 0 | 0 | 0
F2_Industrial_Petroleum_Existing_Process_Natural Gas_Other Process_E8 | F2 | Industrial | Petroleum | Existing | Process | Natural Gas | Other Process | E8 | Participant - Cost of Operation | 0 | 0 | 0 | 0 | 0 | 0 | 0 | 0 | 0 | 0 | 0 | 0 | 0 | 0 | 0 | 0 | 0 | 0 | 0 | 0 | 0 | 0 | 0 | 0 | 0 | 0 | 0 | 0 | 0 | 0
F2_Industrial_Petroleum_Existing_Process_Natural Gas_Other Process_E9 | F2 | Industrial | Petroleum | Existing | Process | Natural Gas | Other Process | E9 | Participant - Cost of Operation | 0 | 0 | 0 | 0 | 0 | 0 | 0 | 0 | 0 | 0 | 0 | 0 | 0 | 0 | 0 | 0 | 0 | 0 | 0 | 0 | 0 | 0 | 0 | 0 | 0 | 0 | 0 | 0 | 0 | 0
F2_Industrial_Petroleum_Existing_Process_Natural Gas_Other Process_E10 | F2 | Industrial | Petroleum | Existing | Process | Natural Gas | Other Process | E10 | Participant - Cost of Operation | 0 | 0 | 0 | 0 | 0 | 0 | 0 | 0 | 0 | 0 | 0 | 0 | 0 | 0 | 0 | 0 | 0 | 0 | 0 | 0 | 0 | 0 | 0 | 0 | 0 | 0 | 0 | 0 | 0 | 0
F3_Industrial_Petroleum_Existing_Process_Natural Gas_Other Process_E1 | F3 | Industrial | Petroleum | Existing | Process | Natural Gas | Other Process | E1 | System - kBTUs of Conusmption | 69040.05 | 69040.05 | 69040.05 | 69040.05 | 69040.05 | 69040.05 | 69040.05 | 69040.05 | 69040.05 | 69040.05 | 69040.05 | 69040.05 | 69040.05 | 69040.05 | 69040.05 | 69040.05 | 69040.05 | 69040.05 | 69040.05 | 69040.05 | 69040.05 | 69040.05 | 0 | 0 | 0 | 0 | 0 | 0 | 0 | 0
F3_Industrial_Petroleum_Existing_Process_Natural Gas_Other Process_E2 | F3 | Industrial | Petroleum | Existing | Process | Natural Gas | Other Process | E2 | System - kBTUs of Conusmption | 0 | 0 | 0 | 0 | 0 | 0 | 0 | 0 | 0 | 0 | 0 | 0 | 0 | 0 | 0 | 0 | 0 | 0 | 0 | 0 | 0 | 0 | 0 | 0 | 0 | 0 | 0 | 0 | 0 | 0
F3_Industrial_Petroleum_Existing_Process_Natural Gas_Other Process_E3 | F3 | Industrial | Petroleum | Existing | Process | Natural Gas | Other Process | E3 | System - kBTUs of Conusmption | 0 | 0 | 0 | 0 | 0 | 0 | 0 | 0 | 0 | 0 | 0 | 0 | 0 | 0 | 0 | 0 | 0 | 0 | 0 | 0 | 0 | 0 | 0 | 0 | 0 | 0 | 0 | 0 | 0 | 0
F3_Industrial_Petroleum_Existing_Process_Natural Gas_Other Process_E4 | F3 | Industrial | Petroleum | Existing | Process | Natural Gas | Other Process | E4 | System - kBTUs of Conusmption | 0 | 0 | 0 | 0 | 0 | 0 | 0 | 0 | 0 | 0 | 0 | 0 | 0 | 0 | 0 | 0 | 0 | 0 | 0 | 0 | 0 | 0 | 0 | 0 | 0 | 0 | 0 | 0 | 0 | 0
F3_Industrial_Petroleum_Existing_Process_Natural Gas_Other Process_E5 | F3 | Industrial | Petroleum | Existing | Process | Natural Gas | Other Process | E5 | System - kBTUs of Conusmption | 0 | 0 | 0 | 0 | 0 | 0 | 0 | 0 | 0 | 0 | 0 | 0 | 0 | 0 | 0 | 0 | 0 | 0 | 0 | 0 | 0 | 0 | 0 | 0 | 0 | 0 | 0 | 0 | 0 | 0
F3_Industrial_Petroleum_Existing_Process_Natural Gas_Other Process_E6 | F3 | Industrial | Petroleum | Existing | Process | Natural Gas | Other Process | E6 | System - kBTUs of Conusmption | 0 | 0 | 0 | 0 | 0 | 0 | 0 | 0 | 0 | 0 | 0 | 0 | 0 | 0 | 0 | 0 | 0 | 0 | 0 | 0 | 0 | 0 | 0 | 0 | 0 | 0 | 0 | 0 | 0 | 0
F3_Industrial_Petroleum_Existing_Process_Natural Gas_Other Process_E7 | F3 | Industrial | Petroleum | Existing | Process | Natural Gas | Other Process | E7 | System - kBTUs of Conusmption | 0 | 0 | 0 | 0 | 0 | 0 | 0 | 0 | 0 | 0 | 0 | 0 | 0 | 0 | 0 | 0 | 0 | 0 | 0 | 0 | 0 | 0 | 0 | 0 | 0 | 0 | 0 | 0 | 0 | 0
F3_Industrial_Petroleum_Existing_Process_Natural Gas_Other Process_E8 | F3 | Industrial | Petroleum | Existing | Process | Natural Gas | Other Process | E8 | System - kBTUs of Conusmption | 0 | 0 | 0 | 0 | 0 | 0 | 0 | 0 | 0 | 0 | 0 | 0 | 0 | 0 | 0 | 0 | 0 | 0 | 0 | 0 | 0 | 0 | 0 | 0 | 0 | 0 | 0 | 0 | 0 | 0
F3_Industrial_Petroleum_Existing_Process_Natural Gas_Other Process_E9 | F3 | Industrial | Petroleum | Existing | Process | Natural Gas | Other Process | E9 | System - kBTUs of Conusmption | 0 | 0 | 0 | 0 | 0 | 0 | 0 | 0 | 0 | 0 | 0 | 0 | 0 | 0 | 0 | 0 | 0 | 0 | 0 | 0 | 0 | 0 | 0 | 0 | 0 | 0 | 0 | 0 | 0 | 0
F3_Industrial_Petroleum_Existing_Process_Natural Gas_Other Process_E10 | F3 | Industrial | Petroleum | Existing | Process | Natural Gas | Other Process | E10 | System - kBTUs of Conusmption | 0 | 0 | 0 | 0 | 0 | 0 | 0 | 0 | 0 | 0 | 0 | 0 | 0 | 0 | 0 | 0 | 0 | 0 | 0 | 0 | 0 | 0 | 0 | 0 | 0 | 0 | 0 | 0 | 0 | 0
F4_Industrial_Petroleum_Existing_Process_Natural Gas_Other Process_E1 | F4 | Industrial | Petroleum | Existing | Process | Natural Gas | Other Process | E1 | Utility - Cost of Equipment | 158.3673 | 158.3673 | 158.3673 | 158.3673 | 158.3673 | 158.3673 | 158.3673 | 158.3673 | 158.3673 | 158.3673 | 158.3673 | 158.3673 | 158.3673 | 158.3673 | 158.3673 | 158.3673 | 158.3673 | 158.3673 | 158.3673 | 158.3673 | 158.3673 | 158.3673 | 0 | 0 | 0 | 0 | 0 | 0 | 0 | 0
F4_Industrial_Petroleum_Existing_Process_Natural Gas_Other Process_E2 | F4 | Industrial | Petroleum | Existing | Process | Natural Gas | Other Process | E2 | Utility - Cost of Equipment | 0 | 0 | 0 | 0 | 0 | 0 | 0 | 0 | 0 | 0 | 0 | 0 | 0 | 0 | 0 | 0 | 0 | 0 | 0 | 0 | 0 | 0 | 0 | 0 | 0 | 0 | 0 | 0 | 0 | 0
F4_Industrial_Petroleum_Existing_Process_Natural Gas_Other Process_E3 | F4 | Industrial | Petroleum | Existing | Process | Natural Gas | Other Process | E3 | Utility - Cost of Equipment | 0 | 0 | 0 | 0 | 0 | 0 | 0 | 0 | 0 | 0 | 0 | 0 | 0 | 0 | 0 | 0 | 0 | 0 | 0 | 0 | 0 | 0 | 0 | 0 | 0 | 0 | 0 | 0 | 0 | 0
F4_Industrial_Petroleum_Existing_Process_Natural Gas_Other Process_E4 | F4 | Industrial | Petroleum | Existing | Process | Natural Gas | Other Process | E4 | Utility - Cost of Equipment | 0 | 0 | 0 | 0 | 0 | 0 | 0 | 0 | 0 | 0 | 0 | 0 | 0 | 0 | 0 | 0 | 0 | 0 | 0 | 0 | 0 | 0 | 0 | 0 | 0 | 0 | 0 | 0 | 0 | 0
F4_Industrial_Petroleum_Existing_Process_Natural Gas_Other Process_E5 | F4 | Industrial | Petroleum | Existing | Process | Natural Gas | Other Process | E5 | Utility - Cost of Equipment | 0 | 0 | 0 | 0 | 0 | 0 | 0 | 0 | 0 | 0 | 0 | 0 | 0 | 0 | 0 | 0 | 0 | 0 | 0 | 0 | 0 | 0 | 0 | 0 | 0 | 0 | 0 | 0 | 0 | 0
F4_Industrial_Petroleum_Existing_Process_Natural Gas_Other Process_E6 | F4 | Industrial | Petroleum | Existing | Process | Natural Gas | Other Process | E6 | Utility - Cost of Equipment | 0 | 0 | 0 | 0 | 0 | 0 | 0 | 0 | 0 | 0 | 0 | 0 | 0 | 0 | 0 | 0 | 0 | 0 | 0 | 0 | 0 | 0 | 0 | 0 | 0 | 0 | 0 | 0 | 0 | 0
F4_Industrial_Petroleum_Existing_Process_Natural Gas_Other Process_E7 | F4 | Industrial | Petroleum | Existing | Process | Natural Gas | Other Process | E7 | Utility - Cost of Equipment | 0 | 0 | 0 | 0 | 0 | 0 | 0 | 0 | 0 | 0 | 0 | 0 | 0 | 0 | 0 | 0 | 0 | 0 | 0 | 0 | 0 | 0 | 0 | 0 | 0 | 0 | 0 | 0 | 0 | 0
F4_Industrial_Petroleum_Existing_Process_Natural Gas_Other Process_E8 | F4 | Industrial | Petroleum | Existing | Process | Natural Gas | Other Process | E8 | Utility - Cost of Equipment | 0 | 0 | 0 | 0 | 0 | 0 | 0 | 0 | 0 | 0 | 0 | 0 | 0 | 0 | 0 | 0 | 0 | 0 | 0 | 0 | 0 | 0 | 0 | 0 | 0 | 0 | 0 | 0 | 0 | 0
F4_Industrial_Petroleum_Existing_Process_Natural Gas_Other Process_E9 | F4 | Industrial | Petroleum | Existing | Process | Natural Gas | Other Process | E9 | Utility - Cost of Equipment | 0 | 0 | 0 | 0 | 0 | 0 | 0 | 0 | 0 | 0 | 0 | 0 | 0 | 0 | 0 | 0 | 0 | 0 | 0 | 0 | 0 | 0 | 0 | 0 | 0 | 0 | 0 | 0 | 0 | 0
F4_Industrial_Petroleum_Existing_Process_Natural Gas_Other Process_E10 | F4 | Industrial | Petroleum | Existing | Process | Natural Gas | Other Process | E10 | Utility - Cost of Equipment | 0 | 0 | 0 | 0 | 0 | 0 | 0 | 0 | 0 | 0 | 0 | 0 | 0 | 0 | 0 | 0 | 0 | 0 | 0 | 0 | 0 | 0 | 0 | 0 | 0 | 0 | 0 | 0 | 0 | 0
F5_Industrial_Petroleum_Existing_Process_Natural Gas_Other Process_E1 | F5 | Industrial | Petroleum | Existing | Process | Natural Gas | Other Process | E1 | Utility - Cost of Operation | 372.2028 | 406.898 | 409.6896 | 412.4616 | 400.9553 | 388.7406 | 375.6014 | 364.4458 | 353.0471 | 344.8304 | 336.2023 | 327.7314 | 319.2408 | 311.1602 | 303.0279 | 294.8598 | 286.9778 | 279.5342 | 272.1805 | 265.6539 | 259.4723 | 253.4346 | 0 | 0 | 0 | 0 | 0 | 0 | 0 | 0
F5_Industrial_Petroleum_Existing_Process_Natural Gas_Other Process_E2 | F5 | Industrial | Petroleum | Existing | Process | Natural Gas | Other Process | E2 | Utility - Cost of Operation | 0 | 0 | 0 | 0 | 0 | 0 | 0 | 0 | 0 | 0 | 0 | 0 | 0 | 0 | 0 | 0 | 0 | 0 | 0 | 0 | 0 | 0 | 0 | 0 | 0 | 0 | 0 | 0 | 0 | 0
F5_Industrial_Petroleum_Existing_Process_Natural Gas_Other Process_E3 | F5 | Industrial | Petroleum | Existing | Process | Natural Gas | Other Process | E3 | Utility - Cost of Operation | 0 | 0 | 0 | 0 | 0 | 0 | 0 | 0 | 0 | 0 | 0 | 0 | 0 | 0 | 0 | 0 | 0 | 0 | 0 | 0 | 0 | 0 | 0 | 0 | 0 | 0 | 0 | 0 | 0 | 0
F5_Industrial_Petroleum_Existing_Process_Natural Gas_Other Process_E4 | F5 | Industrial | Petroleum | Existing | Process | Natural Gas | Other Process | E4 | Utility - Cost of Operation | 0 | 0 | 0 | 0 | 0 | 0 | 0 | 0 | 0 | 0 | 0 | 0 | 0 | 0 | 0 | 0 | 0 | 0 | 0 | 0 | 0 | 0 | 0 | 0 | 0 | 0 | 0 | 0 | 0 | 0
F5_Industrial_Petroleum_Existing_Process_Natural Gas_Other Process_E5 | F5 | Industrial | Petroleum | Existing | Process | Natural Gas | Other Process | E5 | Utility - Cost of Operation | 0 | 0 | 0 | 0 | 0 | 0 | 0 | 0 | 0 | 0 | 0 | 0 | 0 | 0 | 0 | 0 | 0 | 0 | 0 | 0 | 0 | 0 | 0 | 0 | 0 | 0 | 0 | 0 | 0 | 0
F5_Industrial_Petroleum_Existing_Process_Natural Gas_Other Process_E6 | F5 | Industrial | Petroleum | Existing | Process | Natural Gas | Other Process | E6 | Utility - Cost of Operation | 0 | 0 | 0 | 0 | 0 | 0 | 0 | 0 | 0 | 0 | 0 | 0 | 0 | 0 | 0 | 0 | 0 | 0 | 0 | 0 | 0 | 0 | 0 | 0 | 0 | 0 | 0 | 0 | 0 | 0
F5_Industrial_Petroleum_Existing_Process_Natural Gas_Other Process_E7 | F5 | Industrial | Petroleum | Existing | Process | Natural Gas | Other Process | E7 | Utility - Cost of Operation | 0 | 0 | 0 | 0 | 0 | 0 | 0 | 0 | 0 | 0 | 0 | 0 | 0 | 0 | 0 | 0 | 0 | 0 | 0 | 0 | 0 | 0 | 0 | 0 | 0 | 0 | 0 | 0 | 0 | 0
F5_Industrial_Petroleum_Existing_Process_Natural Gas_Other Process_E8 | F5 | Industrial | Petroleum | Existing | Process | Natural Gas | Other Process | E8 | Utility - Cost of Operation | 0 | 0 | 0 | 0 | 0 | 0 | 0 | 0 | 0 | 0 | 0 | 0 | 0 | 0 | 0 | 0 | 0 | 0 | 0 | 0 | 0 | 0 | 0 | 0 | 0 | 0 | 0 | 0 | 0 | 0
F5_Industrial_Petroleum_Existing_Process_Natural Gas_Other Process_E9 | F5 | Industrial | Petroleum | Existing | Process | Natural Gas | Other Process | E9 | Utility - Cost of Operation | 0 | 0 | 0 | 0 | 0 | 0 | 0 | 0 | 0 | 0 | 0 | 0 | 0 | 0 | 0 | 0 | 0 | 0 | 0 | 0 | 0 | 0 | 0 | 0 | 0 | 0 | 0 | 0 | 0 | 0
F5_Industrial_Petroleum_Existing_Process_Natural Gas_Other Process_E10 | F5 | Industrial | Petroleum | Existing | Process | Natural Gas | Other Process | E10 | Utility - Cost of Operation | 0 | 0 | 0 | 0 | 0 | 0 | 0 | 0 | 0 | 0 | 0 | 0 | 0 | 0 | 0 | 0 | 0 | 0 | 0 | 0 | 0 | 0 | 0 | 0 | 0 | 0 | 0 | 0 | 0 | 0
F6_Industrial_Petroleum_Existing_Process_Natural Gas_Other Process_E1 | F6 | Industrial | Petroleum | Existing | Process | Natural Gas | Other Process | E1 | Utility - Value of Sales | 445.9231 | 487.4903 | 490.8348 | 494.1559 | 480.3705 | 465.7366 | 449.9949 | 436.6299 | 422.9735 | 413.1293 | 402.7923 | 392.6435 | 382.4712 | 372.7902 | 363.0472 | 353.2612 | 343.8182 | 334.9002 | 326.09 | 318.2706 | 310.8647 | 303.6312 | 0 | 0 | 0 | 0 | 0 | 0 | 0 | 0
F6_Industrial_Petroleum_Existing_Process_Natural Gas_Other Process_E2 | F6 | Industrial | Petroleum | Existing | Process | Natural Gas | Other Process | E2 | Utility - Value of Sales | 0 | 0 | 0 | 0 | 0 | 0 | 0 | 0 | 0 | 0 | 0 | 0 | 0 | 0 | 0 | 0 | 0 | 0 | 0 | 0 | 0 | 0 | 0 | 0 | 0 | 0 | 0 | 0 | 0 | 0
F6_Industrial_Petroleum_Existing_Process_Natural Gas_Other Process_E3 | F6 | Industrial | Petroleum | Existing | Process | Natural Gas | Other Process | E3 | Utility - Value of Sales | 0 | 0 | 0 | 0 | 0 | 0 | 0 | 0 | 0 | 0 | 0 | 0 | 0 | 0 | 0 | 0 | 0 | 0 | 0 | 0 | 0 | 0 | 0 | 0 | 0 | 0 | 0 | 0 | 0 | 0
F6_Industrial_Petroleum_Existing_Process_Natural Gas_Other Process_E4 | F6 | Industrial | Petroleum | Existing | Process | Natural Gas | Other Process | E4 | Utility - Value of Sales | 0 | 0 | 0 | 0 | 0 | 0 | 0 | 0 | 0 | 0 | 0 | 0 | 0 | 0 | 0 | 0 | 0 | 0 | 0 | 0 | 0 | 0 | 0 | 0 | 0 | 0 | 0 | 0 | 0 | 0
F6_Industrial_Petroleum_Existing_Process_Natural Gas_Other Process_E5 | F6 | Industrial | Petroleum | Existing | Process | Natural Gas | Other Process | E5 | Utility - Value of Sales | 0 | 0 | 0 | 0 | 0 | 0 | 0 | 0 | 0 | 0 | 0 | 0 | 0 | 0 | 0 | 0 | 0 | 0 | 0 | 0 | 0 | 0 | 0 | 0 | 0 | 0 | 0 | 0 | 0 | 0
F6_Industrial_Petroleum_Existing_Process_Natural Gas_Other Process_E6 | F6 | Industrial | Petroleum | Existing | Process | Natural Gas | Other Process | E6 | Utility - Value of Sales | 0 | 0 | 0 | 0 | 0 | 0 | 0 | 0 | 0 | 0 | 0 | 0 | 0 | 0 | 0 | 0 | 0 | 0 | 0 | 0 | 0 | 0 | 0 | 0 | 0 | 0 | 0 | 0 | 0 | 0
F6_Industrial_Petroleum_Existing_Process_Natural Gas_Other Process_E7 | F6 | Industrial | Petroleum | Existing | Process | Natural Gas | Other Process | E7 | Utility - Value of Sales | 0 | 0 | 0 | 0 | 0 | 0 | 0 | 0 | 0 | 0 | 0 | 0 | 0 | 0 | 0 | 0 | 0 | 0 | 0 | 0 | 0 | 0 | 0 | 0 | 0 | 0 | 0 | 0 | 0 | 0
F6_Industrial_Petroleum_Existing_Process_Natural Gas_Other Process_E8 | F6 | Industrial | Petroleum | Existing | Process | Natural Gas | Other Process | E8 | Utility - Value of Sales | 0 | 0 | 0 | 0 | 0 | 0 | 0 | 0 | 0 | 0 | 0 | 0 | 0 | 0 | 0 | 0 | 0 | 0 | 0 | 0 | 0 | 0 | 0 | 0 | 0 | 0 | 0 | 0 | 0 | 0
F6_Industrial_Petroleum_Existing_Process_Natural Gas_Other Process_E9 | F6 | Industrial | Petroleum | Existing | Process | Natural Gas | Other Process | E9 | Utility - Value of Sales | 0 | 0 | 0 | 0 | 0 | 0 | 0 | 0 | 0 | 0 | 0 | 0 | 0 | 0 | 0 | 0 | 0 | 0 | 0 | 0 | 0 | 0 | 0 | 0 | 0 | 0 | 0 | 0 | 0 | 0
F6_Industrial_Petroleum_Existing_Process_Natural Gas_Other Process_E10 | F6 | Industrial | Petroleum | Existing | Process | Natural Gas | Other Process | E10 | Utility - Value of Sales | 0 | 0 | 0 | 0 | 0 | 0 | 0 | 0 | 0 | 0 | 0 | 0 | 0 | 0 | 0 | 0 | 0 | 0 | 0 | 0 | 0 | 0 | 0 | 0 | 0 | 0 | 0 | 0 | 0 | 0
F1_Industrial_Petroleum_Existing_Miscellaneous_Natural Gas_Miscellaneous_E1 | F1 | Industrial | Petroleum | Existing | Miscellaneous | Natural Gas | Miscellaneous | E1 | Participant - Cost of Equipment | 857.6442 | 857.6442 | 857.6442 | 857.6442 | 857.6442 | 857.6442 | 857.6442 | 857.6442 | 857.6442 | 857.6442 | 857.6442 | 857.6442 | 857.6442 | 857.6442 | 857.6442 | 857.6442 | 857.6442 | 857.6442 | 857.6442 | 857.6442 | 857.6442 | 857.6442 | 0 | 0 | 0 | 0 | 0 | 0 | 0 | 0
F1_Industrial_Petroleum_Existing_Miscellaneous_Natural Gas_Miscellaneous_E2 | F1 | Industrial | Petroleum | Existing | Miscellaneous | Natural Gas | Miscellaneous | E2 | Participant - Cost of Equipment | 0 | 0 | 0 | 0 | 0 | 0 | 0 | 0 | 0 | 0 | 0 | 0 | 0 | 0 | 0 | 0 | 0 | 0 | 0 | 0 | 0 | 0 | 0 | 0 | 0 | 0 | 0 | 0 | 0 | 0
F1_Industrial_Petroleum_Existing_Miscellaneous_Natural Gas_Miscellaneous_E3 | F1 | Industrial | Petroleum | Existing | Miscellaneous | Natural Gas | Miscellaneous | E3 | Participant - Cost of Equipment | 0 | 0 | 0 | 0 | 0 | 0 | 0 | 0 | 0 | 0 | 0 | 0 | 0 | 0 | 0 | 0 | 0 | 0 | 0 | 0 | 0 | 0 | 0 | 0 | 0 | 0 | 0 | 0 | 0 | 0
F1_Industrial_Petroleum_Existing_Miscellaneous_Natural Gas_Miscellaneous_E4 | F1 | Industrial | Petroleum | Existing | Miscellaneous | Natural Gas | Miscellaneous | E4 | Participant - Cost of Equipment | 0 | 0 | 0 | 0 | 0 | 0 | 0 | 0 | 0 | 0 | 0 | 0 | 0 | 0 | 0 | 0 | 0 | 0 | 0 | 0 | 0 | 0 | 0 | 0 | 0 | 0 | 0 | 0 | 0 | 0
F1_Industrial_Petroleum_Existing_Miscellaneous_Natural Gas_Miscellaneous_E5 | F1 | Industrial | Petroleum | Existing | Miscellaneous | Natural Gas | Miscellaneous | E5 | Participant - Cost of Equipment | 0 | 0 | 0 | 0 | 0 | 0 | 0 | 0 | 0 | 0 | 0 | 0 | 0 | 0 | 0 | 0 | 0 | 0 | 0 | 0 | 0 | 0 | 0 | 0 | 0 | 0 | 0 | 0 | 0 | 0
F1_Industrial_Petroleum_Existing_Miscellaneous_Natural Gas_Miscellaneous_E6 | F1 | Industrial | Petroleum | Existing | Miscellaneous | Natural Gas | Miscellaneous | E6 | Participant - Cost of Equipment | 0 | 0 | 0 | 0 | 0 | 0 | 0 | 0 | 0 | 0 | 0 | 0 | 0 | 0 | 0 | 0 | 0 | 0 | 0 | 0 | 0 | 0 | 0 | 0 | 0 | 0 | 0 | 0 | 0 | 0
F1_Industrial_Petroleum_Existing_Miscellaneous_Natural Gas_Miscellaneous_E7 | F1 | Industrial | Petroleum | Existing | Miscellaneous | Natural Gas | Miscellaneous | E7 | Participant - Cost of Equipment | 0 | 0 | 0 | 0 | 0 | 0 | 0 | 0 | 0 | 0 | 0 | 0 | 0 | 0 | 0 | 0 | 0 | 0 | 0 | 0 | 0 | 0 | 0 | 0 | 0 | 0 | 0 | 0 | 0 | 0
F1_Industrial_Petroleum_Existing_Miscellaneous_Natural Gas_Miscellaneous_E8 | F1 | Industrial | Petroleum | Existing | Miscellaneous | Natural Gas | Miscellaneous | E8 | Participant - Cost of Equipment | 0 | 0 | 0 | 0 | 0 | 0 | 0 | 0 | 0 | 0 | 0 | 0 | 0 | 0 | 0 | 0 | 0 | 0 | 0 | 0 | 0 | 0 | 0 | 0 | 0 | 0 | 0 | 0 | 0 | 0
F1_Industrial_Petroleum_Existing_Miscellaneous_Natural Gas_Miscellaneous_E9 | F1 | Industrial | Petroleum | Existing | Miscellaneous | Natural Gas | Miscellaneous | E9 | Participant - Cost of Equipment | 0 | 0 | 0 | 0 | 0 | 0 | 0 | 0 | 0 | 0 | 0 | 0 | 0 | 0 | 0 | 0 | 0 | 0 | 0 | 0 | 0 | 0 | 0 | 0 | 0 | 0 | 0 | 0 | 0 | 0
F1_Industrial_Petroleum_Existing_Miscellaneous_Natural Gas_Miscellaneous_E10 | F1 | Industrial | Petroleum | Existing | Miscellaneous | Natural Gas | Miscellaneous | E10 | Participant - Cost of Equipment | 0 | 0 | 0 | 0 | 0 | 0 | 0 | 0 | 0 | 0 | 0 | 0 | 0 | 0 | 0 | 0 | 0 | 0 | 0 | 0 | 0 | 0 | 0 | 0 | 0 | 0 | 0 | 0 | 0 | 0
F2_Industrial_Petroleum_Existing_Miscellaneous_Natural Gas_Miscellaneous_E1 | F2 | Industrial | Petroleum | Existing | Miscellaneous | Natural Gas | Miscellaneous | E1 | Participant - Cost of Operation | 2414.9137 | 2640.0224 | 2658.1344 | 2676.1201 | 2601.4649 | 2522.2141 | 2436.9646 | 2364.5855 | 2290.6289 | 2237.3174 | 2181.337 | 2126.376 | 2071.2875 | 2018.8593 | 1966.0958 | 1913.0995 | 1861.9603 | 1813.6648 | 1765.9527 | 1723.6068 | 1683.4999 | 1644.3262 | 0 | 0 | 0 | 0 | 0 | 0 | 0 | 0
F2_Industrial_Petroleum_Existing_Miscellaneous_Natural Gas_Miscellaneous_E2 | F2 | Industrial | Petroleum | Existing | Miscellaneous | Natural Gas | Miscellaneous | E2 | Participant - Cost of Operation | 0 | 0 | 0 | 0 | 0 | 0 | 0 | 0 | 0 | 0 | 0 | 0 | 0 | 0 | 0 | 0 | 0 | 0 | 0 | 0 | 0 | 0 | 0 | 0 | 0 | 0 | 0 | 0 | 0 | 0
F2_Industrial_Petroleum_Existing_Miscellaneous_Natural Gas_Miscellaneous_E3 | F2 | Industrial | Petroleum | Existing | Miscellaneous | Natural Gas | Miscellaneous | E3 | Participant - Cost of Operation | 0 | 0 | 0 | 0 | 0 | 0 | 0 | 0 | 0 | 0 | 0 | 0 | 0 | 0 | 0 | 0 | 0 | 0 | 0 | 0 | 0 | 0 | 0 | 0 | 0 | 0 | 0 | 0 | 0 | 0
F2_Industrial_Petroleum_Existing_Miscellaneous_Natural Gas_Miscellaneous_E4 | F2 | Industrial | Petroleum | Existing | Miscellaneous | Natural Gas | Miscellaneous | E4 | Participant - Cost of Operation | 0 | 0 | 0 | 0 | 0 | 0 | 0 | 0 | 0 | 0 | 0 | 0 | 0 | 0 | 0 | 0 | 0 | 0 | 0 | 0 | 0 | 0 | 0 | 0 | 0 | 0 | 0 | 0 | 0 | 0
F2_Industrial_Petroleum_Existing_Miscellaneous_Natural Gas_Miscellaneous_E5 | F2 | Industrial | Petroleum | Existing | Miscellaneous | Natural Gas | Miscellaneous | E5 | Participant - Cost of Operation | 0 | 0 | 0 | 0 | 0 | 0 | 0 | 0 | 0 | 0 | 0 | 0 | 0 | 0 | 0 | 0 | 0 | 0 | 0 | 0 | 0 | 0 | 0 | 0 | 0 | 0 | 0 | 0 | 0 | 0
F2_Industrial_Petroleum_Existing_Miscellaneous_Natural Gas_Miscellaneous_E6 | F2 | Industrial | Petroleum | Existing | Miscellaneous | Natural Gas | Miscellaneous | E6 | Participant - Cost of Operation | 0 | 0 | 0 | 0 | 0 | 0 | 0 | 0 | 0 | 0 | 0 | 0 | 0 | 0 | 0 | 0 | 0 | 0 | 0 | 0 | 0 | 0 | 0 | 0 | 0 | 0 | 0 | 0 | 0 | 0
F2_Industrial_Petroleum_Existing_Miscellaneous_Natural Gas_Miscellaneous_E7 | F2 | Industrial | Petroleum | Existing | Miscellaneous | Natural Gas | Miscellaneous | E7 | Participant - Cost of Operation | 0 | 0 | 0 | 0 | 0 | 0 | 0 | 0 | 0 | 0 | 0 | 0 | 0 | 0 | 0 | 0 | 0 | 0 | 0 | 0 | 0 | 0 | 0 | 0 | 0 | 0 | 0 | 0 | 0 | 0
F2_Industrial_Petroleum_Existing_Miscellaneous_Natural Gas_Miscellaneous_E8 | F2 | Industrial | Petroleum | Existing | Miscellaneous | Natural Gas | Miscellaneous | E8 | Participant - Cost of Operation | 0 | 0 | 0 | 0 | 0 | 0 | 0 | 0 | 0 | 0 | 0 | 0 | 0 | 0 | 0 | 0 | 0 | 0 | 0 | 0 | 0 | 0 | 0 | 0 | 0 | 0 | 0 | 0 | 0 | 0
F2_Industrial_Petroleum_Existing_Miscellaneous_Natural Gas_Miscellaneous_E9 | F2 | Industrial | Petroleum | Existing | Miscellaneous | Natural Gas | Miscellaneous | E9 | Participant - Cost of Operation | 0 | 0 | 0 | 0 | 0 | 0 | 0 | 0 | 0 | 0 | 0 | 0 | 0 | 0 | 0 | 0 | 0 | 0 | 0 | 0 | 0 | 0 | 0 | 0 | 0 | 0 | 0 | 0 | 0 | 0
F2_Industrial_Petroleum_Existing_Miscellaneous_Natural Gas_Miscellaneous_E10 | F2 | Industrial | Petroleum | Existing | Miscellaneous | Natural Gas | Miscellaneous | E10 | Participant - Cost of Operation | 0 | 0 | 0 | 0 | 0 | 0 | 0 | 0 | 0 | 0 | 0 | 0 | 0 | 0 | 0 | 0 | 0 | 0 | 0 | 0 | 0 | 0 | 0 | 0 | 0 | 0 | 0 | 0 | 0 | 0
F3_Industrial_Petroleum_Existing_Miscellaneous_Natural Gas_Miscellaneous_E1 | F3 | Industrial | Petroleum | Existing | Miscellaneous | Natural Gas | Miscellaneous | E1 | System - kBTUs of Conusmption | 373889.0136 | 373889.0136 | 373889.0136 | 373889.0136 | 373889.0136 | 373889.0136 | 373889.0136 | 373889.0136 | 373889.0136 | 373889.0136 | 373889.0136 | 373889.0136 | 373889.0136 | 373889.0136 | 373889.0136 | 373889.0136 | 373889.0136 | 373889.0136 | 373889.0136 | 373889.0136 | 373889.0136 | 373889.0136 | 0 | 0 | 0 | 0 | 0 | 0 | 0 | 0
F3_Industrial_Petroleum_Existing_Miscellaneous_Natural Gas_Miscellaneous_E2 | F3 | Industrial | Petroleum | Existing | Miscellaneous | Natural Gas | Miscellaneous | E2 | System - kBTUs of Conusmption | 0 | 0 | 0 | 0 | 0 | 0 | 0 | 0 | 0 | 0 | 0 | 0 | 0 | 0 | 0 | 0 | 0 | 0 | 0 | 0 | 0 | 0 | 0 | 0 | 0 | 0 | 0 | 0 | 0 | 0
F3_Industrial_Petroleum_Existing_Miscellaneous_Natural Gas_Miscellaneous_E3 | F3 | Industrial | Petroleum | Existing | Miscellaneous | Natural Gas | Miscellaneous | E3 | System - kBTUs of Conusmption | 0 | 0 | 0 | 0 | 0 | 0 | 0 | 0 | 0 | 0 | 0 | 0 | 0 | 0 | 0 | 0 | 0 | 0 | 0 | 0 | 0 | 0 | 0 | 0 | 0 | 0 | 0 | 0 | 0 | 0
F3_Industrial_Petroleum_Existing_Miscellaneous_Natural Gas_Miscellaneous_E4 | F3 | Industrial | Petroleum | Existing | Miscellaneous | Natural Gas | Miscellaneous | E4 | System - kBTUs of Conusmption | 0 | 0 | 0 | 0 | 0 | 0 | 0 | 0 | 0 | 0 | 0 | 0 | 0 | 0 | 0 | 0 | 0 | 0 | 0 | 0 | 0 | 0 | 0 | 0 | 0 | 0 | 0 | 0 | 0 | 0
F3_Industrial_Petroleum_Existing_Miscellaneous_Natural Gas_Miscellaneous_E5 | F3 | Industrial | Petroleum | Existing | Miscellaneous | Natural Gas | Miscellaneous | E5 | System - kBTUs of Conusmption | 0 | 0 | 0 | 0 | 0 | 0 | 0 | 0 | 0 | 0 | 0 | 0 | 0 | 0 | 0 | 0 | 0 | 0 | 0 | 0 | 0 | 0 | 0 | 0 | 0 | 0 | 0 | 0 | 0 | 0
F3_Industrial_Petroleum_Existing_Miscellaneous_Natural Gas_Miscellaneous_E6 | F3 | Industrial | Petroleum | Existing | Miscellaneous | Natural Gas | Miscellaneous | E6 | System - kBTUs of Conusmption | 0 | 0 | 0 | 0 | 0 | 0 | 0 | 0 | 0 | 0 | 0 | 0 | 0 | 0 | 0 | 0 | 0 | 0 | 0 | 0 | 0 | 0 | 0 | 0 | 0 | 0 | 0 | 0 | 0 | 0
F3_Industrial_Petroleum_Existing_Miscellaneous_Natural Gas_Miscellaneous_E7 | F3 | Industrial | Petroleum | Existing | Miscellaneous | Natural Gas | Miscellaneous | E7 | System - kBTUs of Conusmption | 0 | 0 | 0 | 0 | 0 | 0 | 0 | 0 | 0 | 0 | 0 | 0 | 0 | 0 | 0 | 0 | 0 | 0 | 0 | 0 | 0 | 0 | 0 | 0 | 0 | 0 | 0 | 0 | 0 | 0
F3_Industrial_Petroleum_Existing_Miscellaneous_Natural Gas_Miscellaneous_E8 | F3 | Industrial | Petroleum | Existing | Miscellaneous | Natural Gas | Miscellaneous | E8 | System - kBTUs of Conusmption | 0 | 0 | 0 | 0 | 0 | 0 | 0 | 0 | 0 | 0 | 0 | 0 | 0 | 0 | 0 | 0 | 0 | 0 | 0 | 0 | 0 | 0 | 0 | 0 | 0 | 0 | 0 | 0 | 0 | 0
F3_Industrial_Petroleum_Existing_Miscellaneous_Natural Gas_Miscellaneous_E9 | F3 | Industrial | Petroleum | Existing | Miscellaneous | Natural Gas | Miscellaneous | E9 | System - kBTUs of Conusmption | 0 | 0 | 0 | 0 | 0 | 0 | 0 | 0 | 0 | 0 | 0 | 0 | 0 | 0 | 0 | 0 | 0 | 0 | 0 | 0 | 0 | 0 | 0 | 0 | 0 | 0 | 0 | 0 | 0 | 0
F3_Industrial_Petroleum_Existing_Miscellaneous_Natural Gas_Miscellaneous_E10 | F3 | Industrial | Petroleum | Existing | Miscellaneous | Natural Gas | Miscellaneous | E10 | System - kBTUs of Conusmption | 0 | 0 | 0 | 0 | 0 | 0 | 0 | 0 | 0 | 0 | 0 | 0 | 0 | 0 | 0 | 0 | 0 | 0 | 0 | 0 | 0 | 0 | 0 | 0 | 0 | 0 | 0 | 0 | 0 | 0
F4_Industrial_Petroleum_Existing_Miscellaneous_Natural Gas_Miscellaneous_E1 | F4 | Industrial | Petroleum | Existing | Miscellaneous | Natural Gas | Miscellaneous | E1 | Utility - Cost of Equipment | 857.6442 | 857.6442 | 857.6442 | 857.6442 | 857.6442 | 857.6442 | 857.6442 | 857.6442 | 857.6442 | 857.6442 | 857.6442 | 857.6442 | 857.6442 | 857.6442 | 857.6442 | 857.6442 | 857.6442 | 857.6442 | 857.6442 | 857.6442 | 857.6442 | 857.6442 | 0 | 0 | 0 | 0 | 0 | 0 | 0 | 0
F4_Industrial_Petroleum_Existing_Miscellaneous_Natural Gas_Miscellaneous_E2 | F4 | Industrial | Petroleum | Existing | Miscellaneous | Natural Gas | Miscellaneous | E2 | Utility - Cost of Equipment | 0 | 0 | 0 | 0 | 0 | 0 | 0 | 0 | 0 | 0 | 0 | 0 | 0 | 0 | 0 | 0 | 0 | 0 | 0 | 0 | 0 | 0 | 0 | 0 | 0 | 0 | 0 | 0 | 0 | 0
F4_Industrial_Petroleum_Existing_Miscellaneous_Natural Gas_Miscellaneous_E3 | F4 | Industrial | Petroleum | Existing | Miscellaneous | Natural Gas | Miscellaneous | E3 | Utility - Cost of Equipment | 0 | 0 | 0 | 0 | 0 | 0 | 0 | 0 | 0 | 0 | 0 | 0 | 0 | 0 | 0 | 0 | 0 | 0 | 0 | 0 | 0 | 0 | 0 | 0 | 0 | 0 | 0 | 0 | 0 | 0
F4_Industrial_Petroleum_Existing_Miscellaneous_Natural Gas_Miscellaneous_E4 | F4 | Industrial | Petroleum | Existing | Miscellaneous | Natural Gas | Miscellaneous | E4 | Utility - Cost of Equipment | 0 | 0 | 0 | 0 | 0 | 0 | 0 | 0 | 0 | 0 | 0 | 0 | 0 | 0 | 0 | 0 | 0 | 0 | 0 | 0 | 0 | 0 | 0 | 0 | 0 | 0 | 0 | 0 | 0 | 0
F4_Industrial_Petroleum_Existing_Miscellaneous_Natural Gas_Miscellaneous_E5 | F4 | Industrial | Petroleum | Existing | Miscellaneous | Natural Gas | Miscellaneous | E5 | Utility - Cost of Equipment | 0 | 0 | 0 | 0 | 0 | 0 | 0 | 0 | 0 | 0 | 0 | 0 | 0 | 0 | 0 | 0 | 0 | 0 | 0 | 0 | 0 | 0 | 0 | 0 | 0 | 0 | 0 | 0 | 0 | 0
F4_Industrial_Petroleum_Existing_Miscellaneous_Natural Gas_Miscellaneous_E6 | F4 | Industrial | Petroleum | Existing | Miscellaneous | Natural Gas | Miscellaneous | E6 | Utility - Cost of Equipment | 0 | 0 | 0 | 0 | 0 | 0 | 0 | 0 | 0 | 0 | 0 | 0 | 0 | 0 | 0 | 0 | 0 | 0 | 0 | 0 | 0 | 0 | 0 | 0 | 0 | 0 | 0 | 0 | 0 | 0
F4_Industrial_Petroleum_Existing_Miscellaneous_Natural Gas_Miscellaneous_E7 | F4 | Industrial | Petroleum | Existing | Miscellaneous | Natural Gas | Miscellaneous | E7 | Utility - Cost of Equipment | 0 | 0 | 0 | 0 | 0 | 0 | 0 | 0 | 0 | 0 | 0 | 0 | 0 | 0 | 0 | 0 | 0 | 0 | 0 | 0 | 0 | 0 | 0 | 0 | 0 | 0 | 0 | 0 | 0 | 0
F4_Industrial_Petroleum_Existing_Miscellaneous_Natural Gas_Miscellaneous_E8 | F4 | Industrial | Petroleum | Existing | Miscellaneous | Natural Gas | Miscellaneous | E8 | Utility - Cost of Equipment | 0 | 0 | 0 | 0 | 0 | 0 | 0 | 0 | 0 | 0 | 0 | 0 | 0 | 0 | 0 | 0 | 0 | 0 | 0 | 0 | 0 | 0 | 0 | 0 | 0 | 0 | 0 | 0 | 0 | 0
F4_Industrial_Petroleum_Existing_Miscellaneous_Natural Gas_Miscellaneous_E9 | F4 | Industrial | Petroleum | Existing | Miscellaneous | Natural Gas | Miscellaneous | E9 | Utility - Cost of Equipment | 0 | 0 | 0 | 0 | 0 | 0 | 0 | 0 | 0 | 0 | 0 | 0 | 0 | 0 | 0 | 0 | 0 | 0 | 0 | 0 | 0 | 0 | 0 | 0 | 0 | 0 | 0 | 0 | 0 | 0
F4_Industrial_Petroleum_Existing_Miscellaneous_Natural Gas_Miscellaneous_E10 | F4 | Industrial | Petroleum | Existing | Miscellaneous | Natural Gas | Miscellaneous | E10 | Utility - Cost of Equipment | 0 | 0 | 0 | 0 | 0 | 0 | 0 | 0 | 0 | 0 | 0 | 0 | 0 | 0 | 0 | 0 | 0 | 0 | 0 | 0 | 0 | 0 | 0 | 0 | 0 | 0 | 0 | 0 | 0 | 0
F5_Industrial_Petroleum_Existing_Miscellaneous_Natural Gas_Miscellaneous_E1 | F5 | Industrial | Petroleum | Existing | Miscellaneous | Natural Gas | Miscellaneous | E1 | Utility - Cost of Operation | 2015.6782 | 2203.5717 | 2218.6894 | 2233.7017 | 2171.3886 | 2105.2396 | 2034.0836 | 1973.6703 | 1911.9402 | 1867.4423 | 1820.7166 | 1774.8417 | 1728.8606 | 1685.0998 | 1641.0592 | 1596.8243 | 1554.1394 | 1513.8282 | 1474.0039 | 1438.6587 | 1405.1823 | 1372.4848 | 0 | 0 | 0 | 0 | 0 | 0 | 0 | 0
F5_Industrial_Petroleum_Existing_Miscellaneous_Natural Gas_Miscellaneous_E2 | F5 | Industrial | Petroleum | Existing | Miscellaneous | Natural Gas | Miscellaneous | E2 | Utility - Cost of Operation | 0 | 0 | 0 | 0 | 0 | 0 | 0 | 0 | 0 | 0 | 0 | 0 | 0 | 0 | 0 | 0 | 0 | 0 | 0 | 0 | 0 | 0 | 0 | 0 | 0 | 0 | 0 | 0 | 0 | 0
F5_Industrial_Petroleum_Existing_Miscellaneous_Natural Gas_Miscellaneous_E3 | F5 | Industrial | Petroleum | Existing | Miscellaneous | Natural Gas | Miscellaneous | E3 | Utility - Cost of Operation | 0 | 0 | 0 | 0 | 0 | 0 | 0 | 0 | 0 | 0 | 0 | 0 | 0 | 0 | 0 | 0 | 0 | 0 | 0 | 0 | 0 | 0 | 0 | 0 | 0 | 0 | 0 | 0 | 0 | 0
F5_Industrial_Petroleum_Existing_Miscellaneous_Natural Gas_Miscellaneous_E4 | F5 | Industrial | Petroleum | Existing | Miscellaneous | Natural Gas | Miscellaneous | E4 | Utility - Cost of Operation | 0 | 0 | 0 | 0 | 0 | 0 | 0 | 0 | 0 | 0 | 0 | 0 | 0 | 0 | 0 | 0 | 0 | 0 | 0 | 0 | 0 | 0 | 0 | 0 | 0 | 0 | 0 | 0 | 0 | 0
F5_Industrial_Petroleum_Existing_Miscellaneous_Natural Gas_Miscellaneous_E5 | F5 | Industrial | Petroleum | Existing | Miscellaneous | Natural Gas | Miscellaneous | E5 | Utility - Cost of Operation | 0 | 0 | 0 | 0 | 0 | 0 | 0 | 0 | 0 | 0 | 0 | 0 | 0 | 0 | 0 | 0 | 0 | 0 | 0 | 0 | 0 | 0 | 0 | 0 | 0 | 0 | 0 | 0 | 0 | 0
F5_Industrial_Petroleum_Existing_Miscellaneous_Natural Gas_Miscellaneous_E6 | F5 | Industrial | Petroleum | Existing | Miscellaneous | Natural Gas | Miscellaneous | E6 | Utility - Cost of Operation | 0 | 0 | 0 | 0 | 0 | 0 | 0 | 0 | 0 | 0 | 0 | 0 | 0 | 0 | 0 | 0 | 0 | 0 | 0 | 0 | 0 | 0 | 0 | 0 | 0 | 0 | 0 | 0 | 0 | 0
F5_Industrial_Petroleum_Existing_Miscellaneous_Natural Gas_Miscellaneous_E7 | F5 | Industrial | Petroleum | Existing | Miscellaneous | Natural Gas | Miscellaneous | E7 | Utility - Cost of Operation | 0 | 0 | 0 | 0 | 0 | 0 | 0 | 0 | 0 | 0 | 0 | 0 | 0 | 0 | 0 | 0 | 0 | 0 | 0 | 0 | 0 | 0 | 0 | 0 | 0 | 0 | 0 | 0 | 0 | 0
F5_Industrial_Petroleum_Existing_Miscellaneous_Natural Gas_Miscellaneous_E8 | F5 | Industrial | Petroleum | Existing | Miscellaneous | Natural Gas | Miscellaneous | E8 | Utility - Cost of Operation | 0 | 0 | 0 | 0 | 0 | 0 | 0 | 0 | 0 | 0 | 0 | 0 | 0 | 0 | 0 | 0 | 0 | 0 | 0 | 0 | 0 | 0 | 0 | 0 | 0 | 0 | 0 | 0 | 0 | 0
F5_Industrial_Petroleum_Existing_Miscellaneous_Natural Gas_Miscellaneous_E9 | F5 | Industrial | Petroleum | Existing | Miscellaneous | Natural Gas | Miscellaneous | E9 | Utility - Cost of Operation | 0 | 0 | 0 | 0 | 0 | 0 | 0 | 0 | 0 | 0 | 0 | 0 | 0 | 0 | 0 | 0 | 0 | 0 | 0 | 0 | 0 | 0 | 0 | 0 | 0 | 0 | 0 | 0 | 0 | 0
F5_Industrial_Petroleum_Existing_Miscellaneous_Natural Gas_Miscellaneous_E10 | F5 | Industrial | Petroleum | Existing | Miscellaneous | Natural Gas | Miscellaneous | E10 | Utility - Cost of Operation | 0 | 0 | 0 | 0 | 0 | 0 | 0 | 0 | 0 | 0 | 0 | 0 | 0 | 0 | 0 | 0 | 0 | 0 | 0 | 0 | 0 | 0 | 0 | 0 | 0 | 0 | 0 | 0 | 0 | 0
F6_Industrial_Petroleum_Existing_Miscellaneous_Natural Gas_Miscellaneous_E1 | F6 | Industrial | Petroleum | Existing | Miscellaneous | Natural Gas | Miscellaneous | E1 | Utility - Value of Sales | 2414.9137 | 2640.0224 | 2658.1344 | 2676.1201 | 2601.4649 | 2522.2141 | 2436.9646 | 2364.5855 | 2290.6289 | 2237.3174 | 2181.337 | 2126.376 | 2071.2875 | 2018.8593 | 1966.0958 | 1913.0995 | 1861.9603 | 1813.6648 | 1765.9527 | 1723.6068 | 1683.4999 | 1644.3262 | 0 | 0 | 0 | 0 | 0 | 0 | 0 | 0
F6_Industrial_Petroleum_Existing_Miscellaneous_Natural Gas_Miscellaneous_E2 | F6 | Industrial | Petroleum | Existing | Miscellaneous | Natural Gas | Miscellaneous | E2 | Utility - Value of Sales | 0 | 0 | 0 | 0 | 0 | 0 | 0 | 0 | 0 | 0 | 0 | 0 | 0 | 0 | 0 | 0 | 0 | 0 | 0 | 0 | 0 | 0 | 0 | 0 | 0 | 0 | 0 | 0 | 0 | 0
F6_Industrial_Petroleum_Existing_Miscellaneous_Natural Gas_Miscellaneous_E3 | F6 | Industrial | Petroleum | Existing | Miscellaneous | Natural Gas | Miscellaneous | E3 | Utility - Value of Sales | 0 | 0 | 0 | 0 | 0 | 0 | 0 | 0 | 0 | 0 | 0 | 0 | 0 | 0 | 0 | 0 | 0 | 0 | 0 | 0 | 0 | 0 | 0 | 0 | 0 | 0 | 0 | 0 | 0 | 0
F6_Industrial_Petroleum_Existing_Miscellaneous_Natural Gas_Miscellaneous_E4 | F6 | Industrial | Petroleum | Existing | Miscellaneous | Natural Gas | Miscellaneous | E4 | Utility - Value of Sales | 0 | 0 | 0 | 0 | 0 | 0 | 0 | 0 | 0 | 0 | 0 | 0 | 0 | 0 | 0 | 0 | 0 | 0 | 0 | 0 | 0 | 0 | 0 | 0 | 0 | 0 | 0 | 0 | 0 | 0
F6_Industrial_Petroleum_Existing_Miscellaneous_Natural Gas_Miscellaneous_E5 | F6 | Industrial | Petroleum | Existing | Miscellaneous | Natural Gas | Miscellaneous | E5 | Utility - Value of Sales | 0 | 0 | 0 | 0 | 0 | 0 | 0 | 0 | 0 | 0 | 0 | 0 | 0 | 0 | 0 | 0 | 0 | 0 | 0 | 0 | 0 | 0 | 0 | 0 | 0 | 0 | 0 | 0 | 0 | 0
F6_Industrial_Petroleum_Existing_Miscellaneous_Natural Gas_Miscellaneous_E6 | F6 | Industrial | Petroleum | Existing | Miscellaneous | Natural Gas | Miscellaneous | E6 | Utility - Value of Sales | 0 | 0 | 0 | 0 | 0 | 0 | 0 | 0 | 0 | 0 | 0 | 0 | 0 | 0 | 0 | 0 | 0 | 0 | 0 | 0 | 0 | 0 | 0 | 0 | 0 | 0 | 0 | 0 | 0 | 0
F6_Industrial_Petroleum_Existing_Miscellaneous_Natural Gas_Miscellaneous_E7 | F6 | Industrial | Petroleum | Existing | Miscellaneous | Natural Gas | Miscellaneous | E7 | Utility - Value of Sales | 0 | 0 | 0 | 0 | 0 | 0 | 0 | 0 | 0 | 0 | 0 | 0 | 0 | 0 | 0 | 0 | 0 | 0 | 0 | 0 | 0 | 0 | 0 | 0 | 0 | 0 | 0 | 0 | 0 | 0
F6_Industrial_Petroleum_Existing_Miscellaneous_Natural Gas_Miscellaneous_E8 | F6 | Industrial | Petroleum | Existing | Miscellaneous | Natural Gas | Miscellaneous | E8 | Utility - Value of Sales | 0 | 0 | 0 | 0 | 0 | 0 | 0 | 0 | 0 | 0 | 0 | 0 | 0 | 0 | 0 | 0 | 0 | 0 | 0 | 0 | 0 | 0 | 0 | 0 | 0 | 0 | 0 | 0 | 0 | 0
F6_Industrial_Petroleum_Existing_Miscellaneous_Natural Gas_Miscellaneous_E9 | F6 | Industrial | Petroleum | Existing | Miscellaneous | Natural Gas | Miscellaneous | E9 | Utility - Value of Sales | 0 | 0 | 0 | 0 | 0 | 0 | 0 | 0 | 0 | 0 | 0 | 0 | 0 | 0 | 0 | 0 | 0 | 0 | 0 | 0 | 0 | 0 | 0 | 0 | 0 | 0 | 0 | 0 | 0 | 0
F6_Industrial_Petroleum_Existing_Miscellaneous_Natural Gas_Miscellaneous_E10 | F6 | Industrial | Petroleum | Existing | Miscellaneous | Natural Gas | Miscellaneous | E10 | Utility - Value of Sales | 0 | 0 | 0 | 0 | 0 | 0 | 0 | 0 | 0 | 0 | 0 | 0 | 0 | 0 | 0 | 0 | 0 | 0 | 0 | 0 | 0 | 0 | 0 | 0 | 0 | 0 | 0 | 0 | 0 | 0
F1_Industrial_Petroleum_New_Space Heating_Natural Gas_Furnace_E1 | F1 | Industrial | Petroleum | New | Space Heating | Natural Gas | Furnace | E1 | Participant - Cost of Equipment | 2612.1777 | 2612.1777 | 2612.1777 | 2612.1777 | 2612.1777 | 2612.1777 | 2612.1777 | 2612.1777 | 2612.1777 | 2612.1777 | 2612.1777 | 2612.1777 | 2612.1777 | 2612.1777 | 2612.1777 | 2612.1777 | 2612.1777 | 2612.1777 | 2612.1777 | 2612.1777 | 2612.1777 | 2612.1777 | 0 | 0 | 0 | 0 | 0 | 0 | 0 | 0
F1_Industrial_Petroleum_New_Space Heating_Natural Gas_Furnace_E2 | F1 | Industrial | Petroleum | New | Space Heating | Natural Gas | Furnace | E2 | Participant - Cost of Equipment | 3134.6259 | 3134.6259 | 3134.6259 | 3134.6259 | 3134.6259 | 3134.6259 | 3134.6259 | 3134.6259 | 3134.6259 | 3134.6259 | 3134.6259 | 3134.6259 | 3134.6259 | 3134.6259 | 3134.6259 | 3134.6259 | 3134.6259 | 3134.6259 | 3134.6259 | 3134.6259 | 3134.6259 | 3134.6259 | 0 | 0 | 0 | 0 | 0 | 0 | 0 | 0
F1_Industrial_Petroleum_New_Space Heating_Natural Gas_Furnace_E3 | F1 | Industrial | Petroleum | New | Space Heating | Natural Gas | Furnace | E3 | Participant - Cost of Equipment | 3657.0741 | 3657.0741 | 3657.0741 | 3657.0741 | 3657.0741 | 3657.0741 | 3657.0741 | 3657.0741 | 3657.0741 | 3657.0741 | 3657.0741 | 3657.0741 | 3657.0741 | 3657.0741 | 3657.0741 | 3657.0741 | 3657.0741 | 3657.0741 | 3657.0741 | 3657.0741 | 3657.0741 | 3657.0741 | 0 | 0 | 0 | 0 | 0 | 0 | 0 | 0
F1_Industrial_Petroleum_New_Space Heating_Natural Gas_Furnace_E4 | F1 | Industrial | Petroleum | New | Space Heating | Natural Gas | Furnace | E4 | Participant - Cost of Equipment | 0 | 0 | 0 | 0 | 0 | 0 | 0 | 0 | 0 | 0 | 0 | 0 | 0 | 0 | 0 | 0 | 0 | 0 | 0 | 0 | 0 | 0 | 0 | 0 | 0 | 0 | 0 | 0 | 0 | 0
F1_Industrial_Petroleum_New_Space Heating_Natural Gas_Furnace_E5 | F1 | Industrial | Petroleum | New | Space Heating | Natural Gas | Furnace | E5 | Participant - Cost of Equipment | 0 | 0 | 0 | 0 | 0 | 0 | 0 | 0 | 0 | 0 | 0 | 0 | 0 | 0 | 0 | 0 | 0 | 0 | 0 | 0 | 0 | 0 | 0 | 0 | 0 | 0 | 0 | 0 | 0 | 0
F1_Industrial_Petroleum_New_Space Heating_Natural Gas_Furnace_E6 | F1 | Industrial | Petroleum | New | Space Heating | Natural Gas | Furnace | E6 | Participant - Cost of Equipment | 0 | 0 | 0 | 0 | 0 | 0 | 0 | 0 | 0 | 0 | 0 | 0 | 0 | 0 | 0 | 0 | 0 | 0 | 0 | 0 | 0 | 0 | 0 | 0 | 0 | 0 | 0 | 0 | 0 | 0
F1_Industrial_Petroleum_New_Space Heating_Natural Gas_Furnace_E7 | F1 | Industrial | Petroleum | New | Space Heating | Natural Gas | Furnace | E7 | Participant - Cost of Equipment | 0 | 0 | 0 | 0 | 0 | 0 | 0 | 0 | 0 | 0 | 0 | 0 | 0 | 0 | 0 | 0 | 0 | 0 | 0 | 0 | 0 | 0 | 0 | 0 | 0 | 0 | 0 | 0 | 0 | 0
F1_Industrial_Petroleum_New_Space Heating_Natural Gas_Furnace_E8 | F1 | Industrial | Petroleum | New | Space Heating | Natural Gas | Furnace | E8 | Participant - Cost of Equipment | 0 | 0 | 0 | 0 | 0 | 0 | 0 | 0 | 0 | 0 | 0 | 0 | 0 | 0 | 0 | 0 | 0 | 0 | 0 | 0 | 0 | 0 | 0 | 0 | 0 | 0 | 0 | 0 | 0 | 0
F1_Industrial_Petroleum_New_Space Heating_Natural Gas_Furnace_E9 | F1 | Industrial | Petroleum | New | Space Heating | Natural Gas | Furnace | E9 | Participant - Cost of Equipment | 0 | 0 | 0 | 0 | 0 | 0 | 0 | 0 | 0 | 0 | 0 | 0 | 0 | 0 | 0 | 0 | 0 | 0 | 0 | 0 | 0 | 0 | 0 | 0 | 0 | 0 | 0 | 0 | 0 | 0
F1_Industrial_Petroleum_New_Space Heating_Natural Gas_Furnace_E10 | F1 | Industrial | Petroleum | New | Space Heating | Natural Gas | Furnace | E10 | Participant - Cost of Equipment | 0 | 0 | 0 | 0 | 0 | 0 | 0 | 0 | 0 | 0 | 0 | 0 | 0 | 0 | 0 | 0 | 0 | 0 | 0 | 0 | 0 | 0 | 0 | 0 | 0 | 0 | 0 | 0 | 0 | 0
F2_Industrial_Petroleum_New_Space Heating_Natural Gas_Furnace_E1 | F2 | Industrial | Petroleum | New | Space Heating | Natural Gas | Furnace | E1 | Participant - Cost of Operation | 43498.0796 | 43980.0769 | 43284.1623 | 42617.3636 | 41472.3425 | 40339.2472 | 39199.8168 | 38159.8694 | 37125.5914 | 36222.9394 | 35322.5157 | 34447.2643 | 33589.5693 | 32764.8638 | 31956.8081 | 31164.7668 | 30398.2028 | 29663.4388 | 28945.4619 | 28270.3119 | 27621.4943 | 26992.5876 | 0 | 0 | 0 | 0 | 0 | 0 | 0 | 0
F2_Industrial_Petroleum_New_Space Heating_Natural Gas_Furnace_E2 | F2 | Industrial | Petroleum | New | Space Heating | Natural Gas | Furnace | E2 | Participant - Cost of Operation | 38663.9723 | 39092.4034 | 38473.8284 | 37881.1336 | 36863.3631 | 35856.193 | 34843.3918 | 33919.0178 | 32999.683 | 32197.3461 | 31396.99 | 30619.0086 | 29856.6325 | 29123.5796 | 28405.3262 | 27701.3076 | 27019.9347 | 26366.8279 | 25728.6425 | 25128.5244 | 24551.8124 | 23992.7985 | 0 | 0 | 0 | 0 | 0 | 0 | 0 | 0
F2_Industrial_Petroleum_New_Space Heating_Natural Gas_Furnace_E3 | F2 | Industrial | Petroleum | New | Space Heating | Natural Gas | Furnace | E3 | Participant - Cost of Operation | 36246.9186 | 36648.5667 | 36068.6615 | 35513.0186 | 34558.8734 | 33614.6659 | 32665.1793 | 31798.5919 | 30936.7288 | 30184.5495 | 29434.2271 | 28704.8807 | 27990.164 | 27302.9376 | 26629.5853 | 25969.5779 | 25330.8007 | 24718.5224 | 24120.2327 | 23557.6307 | 23016.9714 | 22492.9039 | 0 | 0 | 0 | 0 | 0 | 0 | 0 | 0
F2_Industrial_Petroleum_New_Space Heating_Natural Gas_Furnace_E4 | F2 | Industrial | Petroleum | New | Space Heating | Natural Gas | Furnace | E4 | Participant - Cost of Operation | 0 | 0 | 0 | 0 | 0 | 0 | 0 | 0 | 0 | 0 | 0 | 0 | 0 | 0 | 0 | 0 | 0 | 0 | 0 | 0 | 0 | 0 | 0 | 0 | 0 | 0 | 0 | 0 | 0 | 0
F2_Industrial_Petroleum_New_Space Heating_Natural Gas_Furnace_E5 | F2 | Industrial | Petroleum | New | Space Heating | Natural Gas | Furnace | E5 | Participant - Cost of Operation | 0 | 0 | 0 | 0 | 0 | 0 | 0 | 0 | 0 | 0 | 0 | 0 | 0 | 0 | 0 | 0 | 0 | 0 | 0 | 0 | 0 | 0 | 0 | 0 | 0 | 0 | 0 | 0 | 0 | 0
F2_Industrial_Petroleum_New_Space Heating_Natural Gas_Furnace_E6 | F2 | Industrial | Petroleum | New | Space Heating | Natural Gas | Furnace | E6 | Participant - Cost of Operation | 0 | 0 | 0 | 0 | 0 | 0 | 0 | 0 | 0 | 0 | 0 | 0 | 0 | 0 | 0 | 0 | 0 | 0 | 0 | 0 | 0 | 0 | 0 | 0 | 0 | 0 | 0 | 0 | 0 | 0
F2_Industrial_Petroleum_New_Space Heating_Natural Gas_Furnace_E7 | F2 | Industrial | Petroleum | New | Space Heating | Natural Gas | Furnace | E7 | Participant - Cost of Operation | 0 | 0 | 0 | 0 | 0 | 0 | 0 | 0 | 0 | 0 | 0 | 0 | 0 | 0 | 0 | 0 | 0 | 0 | 0 | 0 | 0 | 0 | 0 | 0 | 0 | 0 | 0 | 0 | 0 | 0
F2_Industrial_Petroleum_New_Space Heating_Natural Gas_Furnace_E8 | F2 | Industrial | Petroleum | New | Space Heating | Natural Gas | Furnace | E8 | Participant - Cost of Operation | 0 | 0 | 0 | 0 | 0 | 0 | 0 | 0 | 0 | 0 | 0 | 0 | 0 | 0 | 0 | 0 | 0 | 0 | 0 | 0 | 0 | 0 | 0 | 0 | 0 | 0 | 0 | 0 | 0 | 0
F2_Industrial_Petroleum_New_Space Heating_Natural Gas_Furnace_E9 | F2 | Industrial | Petroleum | New | Space Heating | Natural Gas | Furnace | E9 | Participant - Cost of Operation | 0 | 0 | 0 | 0 | 0 | 0 | 0 | 0 | 0 | 0 | 0 | 0 | 0 | 0 | 0 | 0 | 0 | 0 | 0 | 0 | 0 | 0 | 0 | 0 | 0 | 0 | 0 | 0 | 0 | 0
F2_Industrial_Petroleum_New_Space Heating_Natural Gas_Furnace_E10 | F2 | Industrial | Petroleum | New | Space Heating | Natural Gas | Furnace | E10 | Participant - Cost of Operation | 0 | 0 | 0 | 0 | 0 | 0 | 0 | 0 | 0 | 0 | 0 | 0 | 0 | 0 | 0 | 0 | 0 | 0 | 0 | 0 | 0 | 0 | 0 | 0 | 0 | 0 | 0 | 0 | 0 | 0
F3_Industrial_Petroleum_New_Space Heating_Natural Gas_Furnace_E1 | F3 | Industrial | Petroleum | New | Space Heating | Natural Gas | Furnace | E1 | System - kBTUs of Conusmption | 7170050.7384 | 7170050.7384 | 7170050.7384 | 7170050.7384 | 7170050.7384 | 7170050.7384 | 7170050.7384 | 7170050.7384 | 7170050.7384 | 7170050.7384 | 7170050.7384 | 7170050.7384 | 7170050.7384 | 7170050.7384 | 7170050.7384 | 7170050.7384 | 7170050.7384 | 7170050.7384 | 7170050.7384 | 7170050.7384 | 7170050.7384 | 7170050.7384 | 0 | 0 | 0 | 0 | 0 | 0 | 0 | 0
F3_Industrial_Petroleum_New_Space Heating_Natural Gas_Furnace_E2 | F3 | Industrial | Petroleum | New | Space Heating | Natural Gas | Furnace | E2 | System - kBTUs of Conusmption | 6373215.6819 | 6373215.6819 | 6373215.6819 | 6373215.6819 | 6373215.6819 | 6373215.6819 | 6373215.6819 | 6373215.6819 | 6373215.6819 | 6373215.6819 | 6373215.6819 | 6373215.6819 | 6373215.6819 | 6373215.6819 | 6373215.6819 | 6373215.6819 | 6373215.6819 | 6373215.6819 | 6373215.6819 | 6373215.6819 | 6373215.6819 | 6373215.6819 | 0 | 0 | 0 | 0 | 0 | 0 | 0 | 0
F3_Industrial_Petroleum_New_Space Heating_Natural Gas_Furnace_E3 | F3 | Industrial | Petroleum | New | Space Heating | Natural Gas | Furnace | E3 | System - kBTUs of Conusmption | 5974798.1536 | 5974798.1536 | 5974798.1536 | 5974798.1536 | 5974798.1536 | 5974798.1536 | 5974798.1536 | 5974798.1536 | 5974798.1536 | 5974798.1536 | 5974798.1536 | 5974798.1536 | 5974798.1536 | 5974798.1536 | 5974798.1536 | 5974798.1536 | 5974798.1536 | 5974798.1536 | 5974798.1536 | 5974798.1536 | 5974798.1536 | 5974798.1536 | 0 | 0 | 0 | 0 | 0 | 0 | 0 | 0
F3_Industrial_Petroleum_New_Space Heating_Natural Gas_Furnace_E4 | F3 | Industrial | Petroleum | New | Space Heating | Natural Gas | Furnace | E4 | System - kBTUs of Conusmption | 0 | 0 | 0 | 0 | 0 | 0 | 0 | 0 | 0 | 0 | 0 | 0 | 0 | 0 | 0 | 0 | 0 | 0 | 0 | 0 | 0 | 0 | 0 | 0 | 0 | 0 | 0 | 0 | 0 | 0
F3_Industrial_Petroleum_New_Space Heating_Natural Gas_Furnace_E5 | F3 | Industrial | Petroleum | New | Space Heating | Natural Gas | Furnace | E5 | System - kBTUs of Conusmption | 0 | 0 | 0 | 0 | 0 | 0 | 0 | 0 | 0 | 0 | 0 | 0 | 0 | 0 | 0 | 0 | 0 | 0 | 0 | 0 | 0 | 0 | 0 | 0 | 0 | 0 | 0 | 0 | 0 | 0
F3_Industrial_Petroleum_New_Space Heating_Natural Gas_Furnace_E6 | F3 | Industrial | Petroleum | New | Space Heating | Natural Gas | Furnace | E6 | System - kBTUs of Conusmption | 0 | 0 | 0 | 0 | 0 | 0 | 0 | 0 | 0 | 0 | 0 | 0 | 0 | 0 | 0 | 0 | 0 | 0 | 0 | 0 | 0 | 0 | 0 | 0 | 0 | 0 | 0 | 0 | 0 | 0
F3_Industrial_Petroleum_New_Space Heating_Natural Gas_Furnace_E7 | F3 | Industrial | Petroleum | New | Space Heating | Natural Gas | Furnace | E7 | System - kBTUs of Conusmption | 0 | 0 | 0 | 0 | 0 | 0 | 0 | 0 | 0 | 0 | 0 | 0 | 0 | 0 | 0 | 0 | 0 | 0 | 0 | 0 | 0 | 0 | 0 | 0 | 0 | 0 | 0 | 0 | 0 | 0
F3_Industrial_Petroleum_New_Space Heating_Natural Gas_Furnace_E8 | F3 | Industrial | Petroleum | New | Space Heating | Natural Gas | Furnace | E8 | System - kBTUs of Conusmption | 0 | 0 | 0 | 0 | 0 | 0 | 0 | 0 | 0 | 0 | 0 | 0 | 0 | 0 | 0 | 0 | 0 | 0 | 0 | 0 | 0 | 0 | 0 | 0 | 0 | 0 | 0 | 0 | 0 | 0
F3_Industrial_Petroleum_New_Space Heating_Natural Gas_Furnace_E9 | F3 | Industrial | Petroleum | New | Space Heating | Natural Gas | Furnace | E9 | System - kBTUs of Conusmption | 0 | 0 | 0 | 0 | 0 | 0 | 0 | 0 | 0 | 0 | 0 | 0 | 0 | 0 | 0 | 0 | 0 | 0 | 0 | 0 | 0 | 0 | 0 | 0 | 0 | 0 | 0 | 0 | 0 | 0
F3_Industrial_Petroleum_New_Space Heating_Natural Gas_Furnace_E10 | F3 | Industrial | Petroleum | New | Space Heating | Natural Gas | Furnace | E10 | System - kBTUs of Conusmption | 0 | 0 | 0 | 0 | 0 | 0 | 0 | 0 | 0 | 0 | 0 | 0 | 0 | 0 | 0 | 0 | 0 | 0 | 0 | 0 | 0 | 0 | 0 | 0 | 0 | 0 | 0 | 0 | 0 | 0
F4_Industrial_Petroleum_New_Space Heating_Natural Gas_Furnace_E1 | F4 | Industrial | Petroleum | New | Space Heating | Natural Gas | Furnace | E1 | Utility - Cost of Equipment | 2612.1777 | 2612.1777 | 2612.1777 | 2612.1777 | 2612.1777 | 2612.1777 | 2612.1777 | 2612.1777 | 2612.1777 | 2612.1777 | 2612.1777 | 2612.1777 | 2612.1777 | 2612.1777 | 2612.1777 | 2612.1777 | 2612.1777 | 2612.1777 | 2612.1777 | 2612.1777 | 2612.1777 | 2612.1777 | 0 | 0 | 0 | 0 | 0 | 0 | 0 | 0
F4_Industrial_Petroleum_New_Space Heating_Natural Gas_Furnace_E2 | F4 | Industrial | Petroleum | New | Space Heating | Natural Gas | Furnace | E2 | Utility - Cost of Equipment | 3134.6259 | 3134.6259 | 3134.6259 | 3134.6259 | 3134.6259 | 3134.6259 | 3134.6259 | 3134.6259 | 3134.6259 | 3134.6259 | 3134.6259 | 3134.6259 | 3134.6259 | 3134.6259 | 3134.6259 | 3134.6259 | 3134.6259 | 3134.6259 | 3134.6259 | 3134.6259 | 3134.6259 | 3134.6259 | 0 | 0 | 0 | 0 | 0 | 0 | 0 | 0
F4_Industrial_Petroleum_New_Space Heating_Natural Gas_Furnace_E3 | F4 | Industrial | Petroleum | New | Space Heating | Natural Gas | Furnace | E3 | Utility - Cost of Equipment | 3657.0741 | 3657.0741 | 3657.0741 | 3657.0741 | 3657.0741 | 3657.0741 | 3657.0741 | 3657.0741 | 3657.0741 | 3657.0741 | 3657.0741 | 3657.0741 | 3657.0741 | 3657.0741 | 3657.0741 | 3657.0741 | 3657.0741 | 3657.0741 | 3657.0741 | 3657.0741 | 3657.0741 | 3657.0741 | 0 | 0 | 0 | 0 | 0 | 0 | 0 | 0
F4_Industrial_Petroleum_New_Space Heating_Natural Gas_Furnace_E4 | F4 | Industrial | Petroleum | New | Space Heating | Natural Gas | Furnace | E4 | Utility - Cost of Equipment | 0 | 0 | 0 | 0 | 0 | 0 | 0 | 0 | 0 | 0 | 0 | 0 | 0 | 0 | 0 | 0 | 0 | 0 | 0 | 0 | 0 | 0 | 0 | 0 | 0 | 0 | 0 | 0 | 0 | 0
F4_Industrial_Petroleum_New_Space Heating_Natural Gas_Furnace_E5 | F4 | Industrial | Petroleum | New | Space Heating | Natural Gas | Furnace | E5 | Utility - Cost of Equipment | 0 | 0 | 0 | 0 | 0 | 0 | 0 | 0 | 0 | 0 | 0 | 0 | 0 | 0 | 0 | 0 | 0 | 0 | 0 | 0 | 0 | 0 | 0 | 0 | 0 | 0 | 0 | 0 | 0 | 0
F4_Industrial_Petroleum_New_Space Heating_Natural Gas_Furnace_E6 | F4 | Industrial | Petroleum | New | Space Heating | Natural Gas | Furnace | E6 | Utility - Cost of Equipment | 0 | 0 | 0 | 0 | 0 | 0 | 0 | 0 | 0 | 0 | 0 | 0 | 0 | 0 | 0 | 0 | 0 | 0 | 0 | 0 | 0 | 0 | 0 | 0 | 0 | 0 | 0 | 0 | 0 | 0
F4_Industrial_Petroleum_New_Space Heating_Natural Gas_Furnace_E7 | F4 | Industrial | Petroleum | New | Space Heating | Natural Gas | Furnace | E7 | Utility - Cost of Equipment | 0 | 0 | 0 | 0 | 0 | 0 | 0 | 0 | 0 | 0 | 0 | 0 | 0 | 0 | 0 | 0 | 0 | 0 | 0 | 0 | 0 | 0 | 0 | 0 | 0 | 0 | 0 | 0 | 0 | 0
F4_Industrial_Petroleum_New_Space Heating_Natural Gas_Furnace_E8 | F4 | Industrial | Petroleum | New | Space Heating | Natural Gas | Furnace | E8 | Utility - Cost of Equipment | 0 | 0 | 0 | 0 | 0 | 0 | 0 | 0 | 0 | 0 | 0 | 0 | 0 | 0 | 0 | 0 | 0 | 0 | 0 | 0 | 0 | 0 | 0 | 0 | 0 | 0 | 0 | 0 | 0 | 0
F4_Industrial_Petroleum_New_Space Heating_Natural Gas_Furnace_E9 | F4 | Industrial | Petroleum | New | Space Heating | Natural Gas | Furnace | E9 | Utility - Cost of Equipment | 0 | 0 | 0 | 0 | 0 | 0 | 0 | 0 | 0 | 0 | 0 | 0 | 0 | 0 | 0 | 0 | 0 | 0 | 0 | 0 | 0 | 0 | 0 | 0 | 0 | 0 | 0 | 0 | 0 | 0
F4_Industrial_Petroleum_New_Space Heating_Natural Gas_Furnace_E10 | F4 | Industrial | Petroleum | New | Space Heating | Natural Gas | Furnace | E10 | Utility - Cost of Equipment | 0 | 0 | 0 | 0 | 0 | 0 | 0 | 0 | 0 | 0 | 0 | 0 | 0 | 0 | 0 | 0 | 0 | 0 | 0 | 0 | 0 | 0 | 0 | 0 | 0 | 0 | 0 | 0 | 0 | 0
F5_Industrial_Petroleum_New_Space Heating_Natural Gas_Furnace_E1 | F5 | Industrial | Petroleum | New | Space Heating | Natural Gas | Furnace | E1 | Utility - Cost of Operation | 36306.9408 | 36709.254 | 36128.3885 | 35571.8255 | 34616.1003 | 33670.3293 | 32719.2704 | 31851.248 | 30987.9577 | 30234.5328 | 29482.968 | 28752.4139 | 28036.5137 | 27348.1492 | 26673.6819 | 26012.5816 | 25372.7466 | 24759.4544 | 24160.174 | 23596.6404 | 23055.0858 | 22530.1505 | 0 | 0 | 0 | 0 | 0 | 0 | 0 | 0
F5_Industrial_Petroleum_New_Space Heating_Natural Gas_Furnace_E2 | F5 | Industrial | Petroleum | New | Space Heating | Natural Gas | Furnace | E2 | Utility - Cost of Operation | 32272.0121 | 32629.6147 | 32113.303 | 31618.593 | 30769.0812 | 29928.4173 | 29083.0533 | 28311.4975 | 27544.1479 | 26874.454 | 26206.4134 | 25557.0486 | 24920.7091 | 24308.8452 | 23709.334 | 23121.7043 | 22552.9766 | 22007.8419 | 21475.1619 | 20974.2558 | 20492.8863 | 20026.289 | 0 | 0 | 0 | 0 | 0 | 0 | 0 | 0
F5_Industrial_Petroleum_New_Space Heating_Natural Gas_Furnace_E3 | F5 | Industrial | Petroleum | New | Space Heating | Natural Gas | Furnace | E3 | Utility - Cost of Operation | 30254.5478 | 30589.7951 | 30105.7603 | 29641.9768 | 28845.5716 | 28057.4613 | 27264.9447 | 26541.6222 | 25822.243 | 25194.4146 | 24568.1361 | 23959.3659 | 23362.8068 | 22789.1932 | 22227.1601 | 21676.2657 | 21143.0916 | 20632.0357 | 20132.6558 | 19663.0636 | 19211.7865 | 18774.3583 | 0 | 0 | 0 | 0 | 0 | 0 | 0 | 0
F5_Industrial_Petroleum_New_Space Heating_Natural Gas_Furnace_E4 | F5 | Industrial | Petroleum | New | Space Heating | Natural Gas | Furnace | E4 | Utility - Cost of Operation | 0 | 0 | 0 | 0 | 0 | 0 | 0 | 0 | 0 | 0 | 0 | 0 | 0 | 0 | 0 | 0 | 0 | 0 | 0 | 0 | 0 | 0 | 0 | 0 | 0 | 0 | 0 | 0 | 0 | 0
F5_Industrial_Petroleum_New_Space Heating_Natural Gas_Furnace_E5 | F5 | Industrial | Petroleum | New | Space Heating | Natural Gas | Furnace | E5 | Utility - Cost of Operation | 0 | 0 | 0 | 0 | 0 | 0 | 0 | 0 | 0 | 0 | 0 | 0 | 0 | 0 | 0 | 0 | 0 | 0 | 0 | 0 | 0 | 0 | 0 | 0 | 0 | 0 | 0 | 0 | 0 | 0
F5_Industrial_Petroleum_New_Space Heating_Natural Gas_Furnace_E6 | F5 | Industrial | Petroleum | New | Space Heating | Natural Gas | Furnace | E6 | Utility - Cost of Operation | 0 | 0 | 0 | 0 | 0 | 0 | 0 | 0 | 0 | 0 | 0 | 0 | 0 | 0 | 0 | 0 | 0 | 0 | 0 | 0 | 0 | 0 | 0 | 0 | 0 | 0 | 0 | 0 | 0 | 0
F5_Industrial_Petroleum_New_Space Heating_Natural Gas_Furnace_E7 | F5 | Industrial | Petroleum | New | Space Heating | Natural Gas | Furnace | E7 | Utility - Cost of Operation | 0 | 0 | 0 | 0 | 0 | 0 | 0 | 0 | 0 | 0 | 0 | 0 | 0 | 0 | 0 | 0 | 0 | 0 | 0 | 0 | 0 | 0 | 0 | 0 | 0 | 0 | 0 | 0 | 0 | 0
F5_Industrial_Petroleum_New_Space Heating_Natural Gas_Furnace_E8 | F5 | Industrial | Petroleum | New | Space Heating | Natural Gas | Furnace | E8 | Utility - Cost of Operation | 0 | 0 | 0 | 0 | 0 | 0 | 0 | 0 | 0 | 0 | 0 | 0 | 0 | 0 | 0 | 0 | 0 | 0 | 0 | 0 | 0 | 0 | 0 | 0 | 0 | 0 | 0 | 0 | 0 | 0
F5_Industrial_Petroleum_New_Space Heating_Natural Gas_Furnace_E9 | F5 | Industrial | Petroleum | New | Space Heating | Natural Gas | Furnace | E9 | Utility - Cost of Operation | 0 | 0 | 0 | 0 | 0 | 0 | 0 | 0 | 0 | 0 | 0 | 0 | 0 | 0 | 0 | 0 | 0 | 0 | 0 | 0 | 0 | 0 | 0 | 0 | 0 | 0 | 0 | 0 | 0 | 0
F5_Industrial_Petroleum_New_Space Heating_Natural Gas_Furnace_E10 | F5 | Industrial | Petroleum | New | Space Heating | Natural Gas | Furnace | E10 | Utility - Cost of Operation | 0 | 0 | 0 | 0 | 0 | 0 | 0 | 0 | 0 | 0 | 0 | 0 | 0 | 0 | 0 | 0 | 0 | 0 | 0 | 0 | 0 | 0 | 0 | 0 | 0 | 0 | 0 | 0 | 0 | 0
F6_Industrial_Petroleum_New_Space Heating_Natural Gas_Furnace_E1 | F6 | Industrial | Petroleum | New | Space Heating | Natural Gas | Furnace | E1 | Utility - Value of Sales | 43498.0796 | 43980.0769 | 43284.1623 | 42617.3636 | 41472.3425 | 40339.2472 | 39199.8168 | 38159.8694 | 37125.5914 | 36222.9394 | 35322.5157 | 34447.2643 | 33589.5693 | 32764.8638 | 31956.8081 | 31164.7668 | 30398.2028 | 29663.4388 | 28945.4619 | 28270.3119 | 27621.4943 | 26992.5876 | 0 | 0 | 0 | 0 | 0 | 0 | 0 | 0
F6_Industrial_Petroleum_New_Space Heating_Natural Gas_Furnace_E2 | F6 | Industrial | Petroleum | New | Space Heating | Natural Gas | Furnace | E2 | Utility - Value of Sales | 38663.9723 | 39092.4034 | 38473.8284 | 37881.1336 | 36863.3631 | 35856.193 | 34843.3918 | 33919.0178 | 32999.683 | 32197.3461 | 31396.99 | 30619.0086 | 29856.6325 | 29123.5796 | 28405.3262 | 27701.3076 | 27019.9347 | 26366.8279 | 25728.6425 | 25128.5244 | 24551.8124 | 23992.7985 | 0 | 0 | 0 | 0 | 0 | 0 | 0 | 0
F6_Industrial_Petroleum_New_Space Heating_Natural Gas_Furnace_E3 | F6 | Industrial | Petroleum | New | Space Heating | Natural Gas | Furnace | E3 | Utility - Value of Sales | 36246.9186 | 36648.5667 | 36068.6615 | 35513.0186 | 34558.8734 | 33614.6659 | 32665.1793 | 31798.5919 | 30936.7288 | 30184.5495 | 29434.2271 | 28704.8807 | 27990.164 | 27302.9376 | 26629.5853 | 25969.5779 | 25330.8007 | 24718.5224 | 24120.2327 | 23557.6307 | 23016.9714 | 22492.9039 | 0 | 0 | 0 | 0 | 0 | 0 | 0 | 0
F6_Industrial_Petroleum_New_Space Heating_Natural Gas_Furnace_E4 | F6 | Industrial | Petroleum | New | Space Heating | Natural Gas | Furnace | E4 | Utility - Value of Sales | 0 | 0 | 0 | 0 | 0 | 0 | 0 | 0 | 0 | 0 | 0 | 0 | 0 | 0 | 0 | 0 | 0 | 0 | 0 | 0 | 0 | 0 | 0 | 0 | 0 | 0 | 0 | 0 | 0 | 0
F6_Industrial_Petroleum_New_Space Heating_Natural Gas_Furnace_E5 | F6 | Industrial | Petroleum | New | Space Heating | Natural Gas | Furnace | E5 | Utility - Value of Sales | 0 | 0 | 0 | 0 | 0 | 0 | 0 | 0 | 0 | 0 | 0 | 0 | 0 | 0 | 0 | 0 | 0 | 0 | 0 | 0 | 0 | 0 | 0 | 0 | 0 | 0 | 0 | 0 | 0 | 0
F6_Industrial_Petroleum_New_Space Heating_Natural Gas_Furnace_E6 | F6 | Industrial | Petroleum | New | Space Heating | Natural Gas | Furnace | E6 | Utility - Value of Sales | 0 | 0 | 0 | 0 | 0 | 0 | 0 | 0 | 0 | 0 | 0 | 0 | 0 | 0 | 0 | 0 | 0 | 0 | 0 | 0 | 0 | 0 | 0 | 0 | 0 | 0 | 0 | 0 | 0 | 0
F6_Industrial_Petroleum_New_Space Heating_Natural Gas_Furnace_E7 | F6 | Industrial | Petroleum | New | Space Heating | Natural Gas | Furnace | E7 | Utility - Value of Sales | 0 | 0 | 0 | 0 | 0 | 0 | 0 | 0 | 0 | 0 | 0 | 0 | 0 | 0 | 0 | 0 | 0 | 0 | 0 | 0 | 0 | 0 | 0 | 0 | 0 | 0 | 0 | 0 | 0 | 0
F6_Industrial_Petroleum_New_Space Heating_Natural Gas_Furnace_E8 | F6 | Industrial | Petroleum | New | Space Heating | Natural Gas | Furnace | E8 | Utility - Value of Sales | 0 | 0 | 0 | 0 | 0 | 0 | 0 | 0 | 0 | 0 | 0 | 0 | 0 | 0 | 0 | 0 | 0 | 0 | 0 | 0 | 0 | 0 | 0 | 0 | 0 | 0 | 0 | 0 | 0 | 0
F6_Industrial_Petroleum_New_Space Heating_Natural Gas_Furnace_E9 | F6 | Industrial | Petroleum | New | Space Heating | Natural Gas | Furnace | E9 | Utility - Value of Sales | 0 | 0 | 0 | 0 | 0 | 0 | 0 | 0 | 0 | 0 | 0 | 0 | 0 | 0 | 0 | 0 | 0 | 0 | 0 | 0 | 0 | 0 | 0 | 0 | 0 | 0 | 0 | 0 | 0 | 0
F6_Industrial_Petroleum_New_Space Heating_Natural Gas_Furnace_E10 | F6 | Industrial | Petroleum | New | Space Heating | Natural Gas | Furnace | E10 | Utility - Value of Sales | 0 | 0 | 0 | 0 | 0 | 0 | 0 | 0 | 0 | 0 | 0 | 0 | 0 | 0 | 0 | 0 | 0 | 0 | 0 | 0 | 0 | 0 | 0 | 0 | 0 | 0 | 0 | 0 | 0 | 0
F1_Industrial_Petroleum_New_Space Heating_Natural Gas_Boiler_E1 | F1 | Industrial | Petroleum | New | Space Heating | Natural Gas | Boiler | E1 | Participant - Cost of Equipment | 323.4852 | 323.4852 | 323.4852 | 323.4852 | 323.4852 | 323.4852 | 323.4852 | 323.4852 | 323.4852 | 323.4852 | 323.4852 | 323.4852 | 323.4852 | 323.4852 | 323.4852 | 323.4852 | 323.4852 | 323.4852 | 323.4852 | 323.4852 | 323.4852 | 323.4852 | 0 | 0 | 0 | 0 | 0 | 0 | 0 | 0
F1_Industrial_Petroleum_New_Space Heating_Natural Gas_Boiler_E2 | F1 | Industrial | Petroleum | New | Space Heating | Natural Gas | Boiler | E2 | Participant - Cost of Equipment | 361.4394 | 361.4394 | 361.4394 | 361.4394 | 361.4394 | 361.4394 | 361.4394 | 361.4394 | 361.4394 | 361.4394 | 361.4394 | 361.4394 | 361.4394 | 361.4394 | 361.4394 | 361.4394 | 361.4394 | 361.4394 | 361.4394 | 361.4394 | 361.4394 | 361.4394 | 0 | 0 | 0 | 0 | 0 | 0 | 0 | 0
F1_Industrial_Petroleum_New_Space Heating_Natural Gas_Boiler_E3 | F1 | Industrial | Petroleum | New | Space Heating | Natural Gas | Boiler | E3 | Participant - Cost of Equipment | 437.665 | 437.665 | 437.665 | 437.665 | 437.665 | 437.665 | 437.665 | 437.665 | 437.665 | 437.665 | 437.665 | 437.665 | 437.665 | 437.665 | 437.665 | 437.665 | 437.665 | 437.665 | 437.665 | 437.665 | 437.665 | 437.665 | 0 | 0 | 0 | 0 | 0 | 0 | 0 | 0
F1_Industrial_Petroleum_New_Space Heating_Natural Gas_Boiler_E4 | F1 | Industrial | Petroleum | New | Space Heating | Natural Gas | Boiler | E4 | Participant - Cost of Equipment | 1787446.7515 | 1787446.7515 | 1787446.7515 | 1787446.7515 | 1787446.7515 | 1787446.7515 | 1787446.7515 | 1787446.7515 | 1787446.7515 | 1787446.7515 | 1787446.7515 | 1787446.7515 | 1787446.7515 | 1787446.7515 | 1787446.7515 | 1787446.7515 | 1787446.7515 | 1787446.7515 | 1787446.7515 | 1787446.7515 | 1787446.7515 | 1787446.7515 | 0 | 0 | 0 | 0 | 0 | 0 | 0 | 0
F1_Industrial_Petroleum_New_Space Heating_Natural Gas_Boiler_E5 | F1 | Industrial | Petroleum | New | Space Heating | Natural Gas | Boiler | E5 | Participant - Cost of Equipment | 0 | 0 | 0 | 0 | 0 | 0 | 0 | 0 | 0 | 0 | 0 | 0 | 0 | 0 | 0 | 0 | 0 | 0 | 0 | 0 | 0 | 0 | 0 | 0 | 0 | 0 | 0 | 0 | 0 | 0
F1_Industrial_Petroleum_New_Space Heating_Natural Gas_Boiler_E6 | F1 | Industrial | Petroleum | New | Space Heating | Natural Gas | Boiler | E6 | Participant - Cost of Equipment | 0 | 0 | 0 | 0 | 0 | 0 | 0 | 0 | 0 | 0 | 0 | 0 | 0 | 0 | 0 | 0 | 0 | 0 | 0 | 0 | 0 | 0 | 0 | 0 | 0 | 0 | 0 | 0 | 0 | 0
F1_Industrial_Petroleum_New_Space Heating_Natural Gas_Boiler_E7 | F1 | Industrial | Petroleum | New | Space Heating | Natural Gas | Boiler | E7 | Participant - Cost of Equipment | 0 | 0 | 0 | 0 | 0 | 0 | 0 | 0 | 0 | 0 | 0 | 0 | 0 | 0 | 0 | 0 | 0 | 0 | 0 | 0 | 0 | 0 | 0 | 0 | 0 | 0 | 0 | 0 | 0 | 0
F1_Industrial_Petroleum_New_Space Heating_Natural Gas_Boiler_E8 | F1 | Industrial | Petroleum | New | Space Heating | Natural Gas | Boiler | E8 | Participant - Cost of Equipment | 0 | 0 | 0 | 0 | 0 | 0 | 0 | 0 | 0 | 0 | 0 | 0 | 0 | 0 | 0 | 0 | 0 | 0 | 0 | 0 | 0 | 0 | 0 | 0 | 0 | 0 | 0 | 0 | 0 | 0
F1_Industrial_Petroleum_New_Space Heating_Natural Gas_Boiler_E9 | F1 | Industrial | Petroleum | New | Space Heating | Natural Gas | Boiler | E9 | Participant - Cost of Equipment | 0 | 0 | 0 | 0 | 0 | 0 | 0 | 0 | 0 | 0 | 0 | 0 | 0 | 0 | 0 | 0 | 0 | 0 | 0 | 0 | 0 | 0 | 0 | 0 | 0 | 0 | 0 | 0 | 0 | 0
F1_Industrial_Petroleum_New_Space Heating_Natural Gas_Boiler_E10 | F1 | Industrial | Petroleum | New | Space Heating | Natural Gas | Boiler | E10 | Participant - Cost of Equipment | 0 | 0 | 0 | 0 | 0 | 0 | 0 | 0 | 0 | 0 | 0 | 0 | 0 | 0 | 0 | 0 | 0 | 0 | 0 | 0 | 0 | 0 | 0 | 0 | 0 | 0 | 0 | 0 | 0 | 0
F2_Industrial_Petroleum_New_Space Heating_Natural Gas_Boiler_E1 | F2 | Industrial | Petroleum | New | Space Heating | Natural Gas | Boiler | E1 | Participant - Cost of Operation | 2774.5464 | 2801.1792 | 2755.9878 | 2712.6558 | 2640.1649 | 2568.4615 | 2496.4286 | 2430.5302 | 2365.0331 | 2307.6319 | 2250.4192 | 2194.7956 | 2140.2947 | 2087.8582 | 2036.4866 | 1986.14 | 1937.4543 | 1890.8248 | 1845.3436 | 1802.6117 | 1761.6317 | 1722.0223 | 0 | 0 | 0 | 0 | 0 | 0 | 0 | 0
F2_Industrial_Petroleum_New_Space Heating_Natural Gas_Boiler_E2 | F2 | Industrial | Petroleum | New | Space Heating | Natural Gas | Boiler | E2 | Participant - Cost of Operation | 2611.367 | 2636.4335 | 2593.8999 | 2553.1164 | 2484.8889 | 2417.4026 | 2349.6062 | 2287.5835 | 2225.9385 | 2171.9132 | 2118.0653 | 2065.7132 | 2014.4176 | 1965.065 | 1916.7147 | 1869.3292 | 1823.5069 | 1779.6198 | 1736.8134 | 1696.5947 | 1658.0249 | 1620.7451 | 0 | 0 | 0 | 0 | 0 | 0 | 0 | 0
F2_Industrial_Petroleum_New_Space Heating_Natural Gas_Boiler_E3 | F2 | Industrial | Petroleum | New | Space Heating | Natural Gas | Boiler | E3 | Participant - Cost of Operation | 2288.4908 | 2310.458 | 2273.1834 | 2237.4425 | 2177.6508 | 2118.5087 | 2059.0948 | 2004.7407 | 1950.7177 | 1903.3722 | 1856.1822 | 1810.303 | 1765.3497 | 1722.0993 | 1679.7271 | 1638.2005 | 1598.0437 | 1559.583 | 1522.0693 | 1486.8233 | 1453.0224 | 1420.3519 | 0 | 0 | 0 | 0 | 0 | 0 | 0 | 0
F2_Industrial_Petroleum_New_Space Heating_Natural Gas_Boiler_E4 | F2 | Industrial | Petroleum | New | Space Heating | Natural Gas | Boiler | E4 | Participant - Cost of Operation | 1697.5905 | 1733.9821 | 1710.9377 | 1688.9337 | 1642.5603 | 1596.3947 | 1549.5164 | 1507.2602 | 1464.9697 | 1428.9592 | 1392.8226 | 1357.7385 | 1323.3298 | 1290.3753 | 1258.0603 | 1226.3573 | 1195.7455 | 1166.504 | 1137.84 | 1111.0174 | 1085.165 | 1059.9141 | 0 | 0 | 0 | 0 | 0 | 0 | 0 | 0
F2_Industrial_Petroleum_New_Space Heating_Natural Gas_Boiler_E5 | F2 | Industrial | Petroleum | New | Space Heating | Natural Gas | Boiler | E5 | Participant - Cost of Operation | 0 | 0 | 0 | 0 | 0 | 0 | 0 | 0 | 0 | 0 | 0 | 0 | 0 | 0 | 0 | 0 | 0 | 0 | 0 | 0 | 0 | 0 | 0 | 0 | 0 | 0 | 0 | 0 | 0 | 0
F2_Industrial_Petroleum_New_Space Heating_Natural Gas_Boiler_E6 | F2 | Industrial | Petroleum | New | Space Heating | Natural Gas | Boiler | E6 | Participant - Cost of Operation | 0 | 0 | 0 | 0 | 0 | 0 | 0 | 0 | 0 | 0 | 0 | 0 | 0 | 0 | 0 | 0 | 0 | 0 | 0 | 0 | 0 | 0 | 0 | 0 | 0 | 0 | 0 | 0 | 0 | 0
F2_Industrial_Petroleum_New_Space Heating_Natural Gas_Boiler_E7 | F2 | Industrial | Petroleum | New | Space Heating | Natural Gas | Boiler | E7 | Participant - Cost of Operation | 0 | 0 | 0 | 0 | 0 | 0 | 0 | 0 | 0 | 0 | 0 | 0 | 0 | 0 | 0 | 0 | 0 | 0 | 0 | 0 | 0 | 0 | 0 | 0 | 0 | 0 | 0 | 0 | 0 | 0
F2_Industrial_Petroleum_New_Space Heating_Natural Gas_Boiler_E8 | F2 | Industrial | Petroleum | New | Space Heating | Natural Gas | Boiler | E8 | Participant - Cost of Operation | 0 | 0 | 0 | 0 | 0 | 0 | 0 | 0 | 0 | 0 | 0 | 0 | 0 | 0 | 0 | 0 | 0 | 0 | 0 | 0 | 0 | 0 | 0 | 0 | 0 | 0 | 0 | 0 | 0 | 0
F2_Industrial_Petroleum_New_Space Heating_Natural Gas_Boiler_E9 | F2 | Industrial | Petroleum | New | Space Heating | Natural Gas | Boiler | E9 | Participant - Cost of Operation | 0 | 0 | 0 | 0 | 0 | 0 | 0 | 0 | 0 | 0 | 0 | 0 | 0 | 0 | 0 | 0 | 0 | 0 | 0 | 0 | 0 | 0 | 0 | 0 | 0 | 0 | 0 | 0 | 0 | 0
F2_Industrial_Petroleum_New_Space Heating_Natural Gas_Boiler_E10 | F2 | Industrial | Petroleum | New | Space Heating | Natural Gas | Boiler | E10 | Participant - Cost of Operation | 0 | 0 | 0 | 0 | 0 | 0 | 0 | 0 | 0 | 0 | 0 | 0 | 0 | 0 | 0 | 0 | 0 | 0 | 0 | 0 | 0 | 0 | 0 | 0 | 0 | 0 | 0 | 0 | 0 | 0
F3_Industrial_Petroleum_New_Space Heating_Natural Gas_Boiler_E1 | F3 | Industrial | Petroleum | New | Space Heating | Natural Gas | Boiler | E1 | System - kBTUs of Conusmption | 462566.114 | 462566.114 | 462566.114 | 462566.114 | 462566.114 | 462566.114 | 462566.114 | 462566.114 | 462566.114 | 462566.114 | 462566.114 | 462566.114 | 462566.114 | 462566.114 | 462566.114 | 462566.114 | 462566.114 | 462566.114 | 462566.114 | 462566.114 | 462566.114 | 462566.114 | 0 | 0 | 0 | 0 | 0 | 0 | 0 | 0
F3_Industrial_Petroleum_New_Space Heating_Natural Gas_Boiler_E2 | F3 | Industrial | Petroleum | New | Space Heating | Natural Gas | Boiler | E2 | System - kBTUs of Conusmption | 435361.2215 | 435361.2215 | 435361.2215 | 435361.2215 | 435361.2215 | 435361.2215 | 435361.2215 | 435361.2215 | 435361.2215 | 435361.2215 | 435361.2215 | 435361.2215 | 435361.2215 | 435361.2215 | 435361.2215 | 435361.2215 | 435361.2215 | 435361.2215 | 435361.2215 | 435361.2215 | 435361.2215 | 435361.2215 | 0 | 0 | 0 | 0 | 0 | 0 | 0 | 0
F3_Industrial_Petroleum_New_Space Heating_Natural Gas_Boiler_E3 | F3 | Industrial | Petroleum | New | Space Heating | Natural Gas | Boiler | E3 | System - kBTUs of Conusmption | 381532.0288 | 381532.0288 | 381532.0288 | 381532.0288 | 381532.0288 | 381532.0288 | 381532.0288 | 381532.0288 | 381532.0288 | 381532.0288 | 381532.0288 | 381532.0288 | 381532.0288 | 381532.0288 | 381532.0288 | 381532.0288 | 381532.0288 | 381532.0288 | 381532.0288 | 381532.0288 | 381532.0288 | 381532.0288 | 0 | 0 | 0 | 0 | 0 | 0 | 0 | 0
F3_Industrial_Petroleum_New_Space Heating_Natural Gas_Boiler_E4 | F3 | Industrial | Petroleum | New | Space Heating | Natural Gas | Boiler | E4 | System - kBTUs of Conusmption | 264323.4937 | 264323.4937 | 264323.4937 | 264323.4937 | 264323.4937 | 264323.4937 | 264323.4937 | 264323.4937 | 264323.4937 | 264323.4937 | 264323.4937 | 264323.4937 | 264323.4937 | 264323.4937 | 264323.4937 | 264323.4937 | 264323.4937 | 264323.4937 | 264323.4937 | 264323.4937 | 264323.4937 | 264323.4937 | 0 | 0 | 0 | 0 | 0 | 0 | 0 | 0
F3_Industrial_Petroleum_New_Space Heating_Natural Gas_Boiler_E5 | F3 | Industrial | Petroleum | New | Space Heating | Natural Gas | Boiler | E5 | System - kBTUs of Conusmption | 0 | 0 | 0 | 0 | 0 | 0 | 0 | 0 | 0 | 0 | 0 | 0 | 0 | 0 | 0 | 0 | 0 | 0 | 0 | 0 | 0 | 0 | 0 | 0 | 0 | 0 | 0 | 0 | 0 | 0
F3_Industrial_Petroleum_New_Space Heating_Natural Gas_Boiler_E6 | F3 | Industrial | Petroleum | New | Space Heating | Natural Gas | Boiler | E6 | System - kBTUs of Conusmption | 0 | 0 | 0 | 0 | 0 | 0 | 0 | 0 | 0 | 0 | 0 | 0 | 0 | 0 | 0 | 0 | 0 | 0 | 0 | 0 | 0 | 0 | 0 | 0 | 0 | 0 | 0 | 0 | 0 | 0
F3_Industrial_Petroleum_New_Space Heating_Natural Gas_Boiler_E7 | F3 | Industrial | Petroleum | New | Space Heating | Natural Gas | Boiler | E7 | System - kBTUs of Conusmption | 0 | 0 | 0 | 0 | 0 | 0 | 0 | 0 | 0 | 0 | 0 | 0 | 0 | 0 | 0 | 0 | 0 | 0 | 0 | 0 | 0 | 0 | 0 | 0 | 0 | 0 | 0 | 0 | 0 | 0
F3_Industrial_Petroleum_New_Space Heating_Natural Gas_Boiler_E8 | F3 | Industrial | Petroleum | New | Space Heating | Natural Gas | Boiler | E8 | System - kBTUs of Conusmption | 0 | 0 | 0 | 0 | 0 | 0 | 0 | 0 | 0 | 0 | 0 | 0 | 0 | 0 | 0 | 0 | 0 | 0 | 0 | 0 | 0 | 0 | 0 | 0 | 0 | 0 | 0 | 0 | 0 | 0
F3_Industrial_Petroleum_New_Space Heating_Natural Gas_Boiler_E9 | F3 | Industrial | Petroleum | New | Space Heating | Natural Gas | Boiler | E9 | System - kBTUs of Conusmption | 0 | 0 | 0 | 0 | 0 | 0 | 0 | 0 | 0 | 0 | 0 | 0 | 0 | 0 | 0 | 0 | 0 | 0 | 0 | 0 | 0 | 0 | 0 | 0 | 0 | 0 | 0 | 0 | 0 | 0
F3_Industrial_Petroleum_New_Space Heating_Natural Gas_Boiler_E10 | F3 | Industrial | Petroleum | New | Space Heating | Natural Gas | Boiler | E10 | System - kBTUs of Conusmption | 0 | 0 | 0 | 0 | 0 | 0 | 0 | 0 | 0 | 0 | 0 | 0 | 0 | 0 | 0 | 0 | 0 | 0 | 0 | 0 | 0 | 0 | 0 | 0 | 0 | 0 | 0 | 0 | 0 | 0
F4_Industrial_Petroleum_New_Space Heating_Natural Gas_Boiler_E1 | F4 | Industrial | Petroleum | New | Space Heating | Natural Gas | Boiler | E1 | Utility - Cost of Equipment | 323.4852 | 323.4852 | 323.4852 | 323.4852 | 323.4852 | 323.4852 | 323.4852 | 323.4852 | 323.4852 | 323.4852 | 323.4852 | 323.4852 | 323.4852 | 323.4852 | 323.4852 | 323.4852 | 323.4852 | 323.4852 | 323.4852 | 323.4852 | 323.4852 | 323.4852 | 0 | 0 | 0 | 0 | 0 | 0 | 0 | 0
F4_Industrial_Petroleum_New_Space Heating_Natural Gas_Boiler_E2 | F4 | Industrial | Petroleum | New | Space Heating | Natural Gas | Boiler | E2 | Utility - Cost of Equipment | 361.4394 | 361.4394 | 361.4394 | 361.4394 | 361.4394 | 361.4394 | 361.4394 | 361.4394 | 361.4394 | 361.4394 | 361.4394 | 361.4394 | 361.4394 | 361.4394 | 361.4394 | 361.4394 | 361.4394 | 361.4394 | 361.4394 | 361.4394 | 361.4394 | 361.4394 | 0 | 0 | 0 | 0 | 0 | 0 | 0 | 0
F4_Industrial_Petroleum_New_Space Heating_Natural Gas_Boiler_E3 | F4 | Industrial | Petroleum | New | Space Heating | Natural Gas | Boiler | E3 | Utility - Cost of Equipment | 437.665 | 437.665 | 437.665 | 437.665 | 437.665 | 437.665 | 437.665 | 437.665 | 437.665 | 437.665 | 437.665 | 437.665 | 437.665 | 437.665 | 437.665 | 437.665 | 437.665 | 437.665 | 437.665 | 437.665 | 437.665 | 437.665 | 0 | 0 | 0 | 0 | 0 | 0 | 0 | 0
F4_Industrial_Petroleum_New_Space Heating_Natural Gas_Boiler_E4 | F4 | Industrial | Petroleum | New | Space Heating | Natural Gas | Boiler | E4 | Utility - Cost of Equipment | 1787446.7515 | 1787446.7515 | 1787446.7515 | 1787446.7515 | 1787446.7515 | 1787446.7515 | 1787446.7515 | 1787446.7515 | 1787446.7515 | 1787446.7515 | 1787446.7515 | 1787446.7515 | 1787446.7515 | 1787446.7515 | 1787446.7515 | 1787446.7515 | 1787446.7515 | 1787446.7515 | 1787446.7515 | 1787446.7515 | 1787446.7515 | 1787446.7515 | 0 | 0 | 0 | 0 | 0 | 0 | 0 | 0
F4_Industrial_Petroleum_New_Space Heating_Natural Gas_Boiler_E5 | F4 | Industrial | Petroleum | New | Space Heating | Natural Gas | Boiler | E5 | Utility - Cost of Equipment | 0 | 0 | 0 | 0 | 0 | 0 | 0 | 0 | 0 | 0 | 0 | 0 | 0 | 0 | 0 | 0 | 0 | 0 | 0 | 0 | 0 | 0 | 0 | 0 | 0 | 0 | 0 | 0 | 0 | 0
F4_Industrial_Petroleum_New_Space Heating_Natural Gas_Boiler_E6 | F4 | Industrial | Petroleum | New | Space Heating | Natural Gas | Boiler | E6 | Utility - Cost of Equipment | 0 | 0 | 0 | 0 | 0 | 0 | 0 | 0 | 0 | 0 | 0 | 0 | 0 | 0 | 0 | 0 | 0 | 0 | 0 | 0 | 0 | 0 | 0 | 0 | 0 | 0 | 0 | 0 | 0 | 0
F4_Industrial_Petroleum_New_Space Heating_Natural Gas_Boiler_E7 | F4 | Industrial | Petroleum | New | Space Heating | Natural Gas | Boiler | E7 | Utility - Cost of Equipment | 0 | 0 | 0 | 0 | 0 | 0 | 0 | 0 | 0 | 0 | 0 | 0 | 0 | 0 | 0 | 0 | 0 | 0 | 0 | 0 | 0 | 0 | 0 | 0 | 0 | 0 | 0 | 0 | 0 | 0
F4_Industrial_Petroleum_New_Space Heating_Natural Gas_Boiler_E8 | F4 | Industrial | Petroleum | New | Space Heating | Natural Gas | Boiler | E8 | Utility - Cost of Equipment | 0 | 0 | 0 | 0 | 0 | 0 | 0 | 0 | 0 | 0 | 0 | 0 | 0 | 0 | 0 | 0 | 0 | 0 | 0 | 0 | 0 | 0 | 0 | 0 | 0 | 0 | 0 | 0 | 0 | 0
F4_Industrial_Petroleum_New_Space Heating_Natural Gas_Boiler_E9 | F4 | Industrial | Petroleum | New | Space Heating | Natural Gas | Boiler | E9 | Utility - Cost of Equipment | 0 | 0 | 0 | 0 | 0 | 0 | 0 | 0 | 0 | 0 | 0 | 0 | 0 | 0 | 0 | 0 | 0 | 0 | 0 | 0 | 0 | 0 | 0 | 0 | 0 | 0 | 0 | 0 | 0 | 0
F4_Industrial_Petroleum_New_Space Heating_Natural Gas_Boiler_E10 | F4 | Industrial | Petroleum | New | Space Heating | Natural Gas | Boiler | E10 | Utility - Cost of Equipment | 0 | 0 | 0 | 0 | 0 | 0 | 0 | 0 | 0 | 0 | 0 | 0 | 0 | 0 | 0 | 0 | 0 | 0 | 0 | 0 | 0 | 0 | 0 | 0 | 0 | 0 | 0 | 0 | 0 | 0
F5_Industrial_Petroleum_New_Space Heating_Natural Gas_Boiler_E1 | F5 | Industrial | Petroleum | New | Space Heating | Natural Gas | Boiler | E1 | Utility - Cost of Operation | 2315.8561 | 2338.0859 | 2300.3656 | 2264.1973 | 2203.6906 | 2143.8413 | 2083.7169 | 2028.713 | 1974.0439 | 1926.1323 | 1878.378 | 1831.9502 | 1786.4594 | 1742.6917 | 1699.8129 | 1657.7897 | 1617.1528 | 1578.2321 | 1540.2699 | 1504.6024 | 1470.3973 | 1437.3362 | 0 | 0 | 0 | 0 | 0 | 0 | 0 | 0
F5_Industrial_Petroleum_New_Space Heating_Natural Gas_Boiler_E2 | F5 | Industrial | Petroleum | New | Space Heating | Natural Gas | Boiler | E2 | Utility - Cost of Operation | 2179.6537 | 2200.5761 | 2165.0742 | 2131.0331 | 2074.085 | 2017.7556 | 1961.1673 | 1909.3983 | 1857.9445 | 1812.8507 | 1767.905 | 1724.2077 | 1681.3924 | 1640.1988 | 1599.8418 | 1560.2901 | 1522.0432 | 1485.4115 | 1449.682 | 1416.1122 | 1383.9188 | 1352.8021 | 0 | 0 | 0 | 0 | 0 | 0 | 0 | 0
F5_Industrial_Petroleum_New_Space Heating_Natural Gas_Boiler_E3 | F5 | Industrial | Petroleum | New | Space Heating | Natural Gas | Boiler | E3 | Utility - Cost of Operation | 1910.1556 | 1928.4912 | 1897.3788 | 1867.5466 | 1817.6397 | 1768.2751 | 1718.6835 | 1673.3153 | 1628.2234 | 1588.7051 | 1549.3166 | 1511.0222 | 1473.5007 | 1437.4004 | 1402.0332 | 1367.3718 | 1333.8538 | 1301.7514 | 1270.4395 | 1241.0204 | 1212.8075 | 1185.5382 | 0 | 0 | 0 | 0 | 0 | 0 | 0 | 0
F5_Industrial_Petroleum_New_Space Heating_Natural Gas_Boiler_E4 | F5 | Industrial | Petroleum | New | Space Heating | Natural Gas | Boiler | E4 | Utility - Cost of Operation | 1416.9434 | 1447.3187 | 1428.084 | 1409.7178 | 1371.0108 | 1332.4774 | 1293.349 | 1258.0787 | 1222.7797 | 1192.7225 | 1162.56 | 1133.276 | 1104.5558 | 1077.0494 | 1050.0767 | 1023.6149 | 998.0638 | 973.6566 | 949.7313 | 927.3431 | 905.7646 | 884.6882 | 0 | 0 | 0 | 0 | 0 | 0 | 0 | 0
F5_Industrial_Petroleum_New_Space Heating_Natural Gas_Boiler_E5 | F5 | Industrial | Petroleum | New | Space Heating | Natural Gas | Boiler | E5 | Utility - Cost of Operation | 0 | 0 | 0 | 0 | 0 | 0 | 0 | 0 | 0 | 0 | 0 | 0 | 0 | 0 | 0 | 0 | 0 | 0 | 0 | 0 | 0 | 0 | 0 | 0 | 0 | 0 | 0 | 0 | 0 | 0
F5_Industrial_Petroleum_New_Space Heating_Natural Gas_Boiler_E6 | F5 | Industrial | Petroleum | New | Space Heating | Natural Gas | Boiler | E6 | Utility - Cost of Operation | 0 | 0 | 0 | 0 | 0 | 0 | 0 | 0 | 0 | 0 | 0 | 0 | 0 | 0 | 0 | 0 | 0 | 0 | 0 | 0 | 0 | 0 | 0 | 0 | 0 | 0 | 0 | 0 | 0 | 0
F5_Industrial_Petroleum_New_Space Heating_Natural Gas_Boiler_E7 | F5 | Industrial | Petroleum | New | Space Heating | Natural Gas | Boiler | E7 | Utility - Cost of Operation | 0 | 0 | 0 | 0 | 0 | 0 | 0 | 0 | 0 | 0 | 0 | 0 | 0 | 0 | 0 | 0 | 0 | 0 | 0 | 0 | 0 | 0 | 0 | 0 | 0 | 0 | 0 | 0 | 0 | 0
F5_Industrial_Petroleum_New_Space Heating_Natural Gas_Boiler_E8 | F5 | Industrial | Petroleum | New | Space Heating | Natural Gas | Boiler | E8 | Utility - Cost of Operation | 0 | 0 | 0 | 0 | 0 | 0 | 0 | 0 | 0 | 0 | 0 | 0 | 0 | 0 | 0 | 0 | 0 | 0 | 0 | 0 | 0 | 0 | 0 | 0 | 0 | 0 | 0 | 0 | 0 | 0
F5_Industrial_Petroleum_New_Space Heating_Natural Gas_Boiler_E9 | F5 | Industrial | Petroleum | New | Space Heating | Natural Gas | Boiler | E9 | Utility - Cost of Operation | 0 | 0 | 0 | 0 | 0 | 0 | 0 | 0 | 0 | 0 | 0 | 0 | 0 | 0 | 0 | 0 | 0 | 0 | 0 | 0 | 0 | 0 | 0 | 0 | 0 | 0 | 0 | 0 | 0 | 0
F5_Industrial_Petroleum_New_Space Heating_Natural Gas_Boiler_E10 | F5 | Industrial | Petroleum | New | Space Heating | Natural Gas | Boiler | E10 | Utility - Cost of Operation | 0 | 0 | 0 | 0 | 0 | 0 | 0 | 0 | 0 | 0 | 0 | 0 | 0 | 0 | 0 | 0 | 0 | 0 | 0 | 0 | 0 | 0 | 0 | 0 | 0 | 0 | 0 | 0 | 0 | 0
F6_Industrial_Petroleum_New_Space Heating_Natural Gas_Boiler_E1 | F6 | Industrial | Petroleum | New | Space Heating | Natural Gas | Boiler | E1 | Utility - Value of Sales | 2774.5464 | 2801.1792 | 2755.9878 | 2712.6558 | 2640.1649 | 2568.4615 | 2496.4286 | 2430.5302 | 2365.0331 | 2307.6319 | 2250.4192 | 2194.7956 | 2140.2947 | 2087.8582 | 2036.4866 | 1986.14 | 1937.4543 | 1890.8248 | 1845.3436 | 1802.6117 | 1761.6317 | 1722.0223 | 0 | 0 | 0 | 0 | 0 | 0 | 0 | 0
F6_Industrial_Petroleum_New_Space Heating_Natural Gas_Boiler_E2 | F6 | Industrial | Petroleum | New | Space Heating | Natural Gas | Boiler | E2 | Utility - Value of Sales | 2611.367 | 2636.4335 | 2593.8999 | 2553.1164 | 2484.8889 | 2417.4026 | 2349.6062 | 2287.5835 | 2225.9385 | 2171.9132 | 2118.0653 | 2065.7132 | 2014.4176 | 1965.065 | 1916.7147 | 1869.3292 | 1823.5069 | 1779.6198 | 1736.8134 | 1696.5947 | 1658.0249 | 1620.7451 | 0 | 0 | 0 | 0 | 0 | 0 | 0 | 0
F6_Industrial_Petroleum_New_Space Heating_Natural Gas_Boiler_E3 | F6 | Industrial | Petroleum | New | Space Heating | Natural Gas | Boiler | E3 | Utility - Value of Sales | 2288.4908 | 2310.458 | 2273.1834 | 2237.4425 | 2177.6508 | 2118.5087 | 2059.0948 | 2004.7407 | 1950.7177 | 1903.3722 | 1856.1822 | 1810.303 | 1765.3497 | 1722.0993 | 1679.7271 | 1638.2005 | 1598.0437 | 1559.583 | 1522.0693 | 1486.8233 | 1453.0224 | 1420.3519 | 0 | 0 | 0 | 0 | 0 | 0 | 0 | 0
F6_Industrial_Petroleum_New_Space Heating_Natural Gas_Boiler_E4 | F6 | Industrial | Petroleum | New | Space Heating | Natural Gas | Boiler | E4 | Utility - Value of Sales | 1697.5905 | 1733.9821 | 1710.9377 | 1688.9337 | 1642.5603 | 1596.3947 | 1549.5164 | 1507.2602 | 1464.9697 | 1428.9592 | 1392.8226 | 1357.7385 | 1323.3298 | 1290.3753 | 1258.0603 | 1226.3573 | 1195.7455 | 1166.504 | 1137.84 | 1111.0174 | 1085.165 | 1059.9141 | 0 | 0 | 0 | 0 | 0 | 0 | 0 | 0
F6_Industrial_Petroleum_New_Space Heating_Natural Gas_Boiler_E5 | F6 | Industrial | Petroleum | New | Space Heating | Natural Gas | Boiler | E5 | Utility - Value of Sales | 0 | 0 | 0 | 0 | 0 | 0 | 0 | 0 | 0 | 0 | 0 | 0 | 0 | 0 | 0 | 0 | 0 | 0 | 0 | 0 | 0 | 0 | 0 | 0 | 0 | 0 | 0 | 0 | 0 | 0
F6_Industrial_Petroleum_New_Space Heating_Natural Gas_Boiler_E6 | F6 | Industrial | Petroleum | New | Space Heating | Natural Gas | Boiler | E6 | Utility - Value of Sales | 0 | 0 | 0 | 0 | 0 | 0 | 0 | 0 | 0 | 0 | 0 | 0 | 0 | 0 | 0 | 0 | 0 | 0 | 0 | 0 | 0 | 0 | 0 | 0 | 0 | 0 | 0 | 0 | 0 | 0
F6_Industrial_Petroleum_New_Space Heating_Natural Gas_Boiler_E7 | F6 | Industrial | Petroleum | New | Space Heating | Natural Gas | Boiler | E7 | Utility - Value of Sales | 0 | 0 | 0 | 0 | 0 | 0 | 0 | 0 | 0 | 0 | 0 | 0 | 0 | 0 | 0 | 0 | 0 | 0 | 0 | 0 | 0 | 0 | 0 | 0 | 0 | 0 | 0 | 0 | 0 | 0
F6_Industrial_Petroleum_New_Space Heating_Natural Gas_Boiler_E8 | F6 | Industrial | Petroleum | New | Space Heating | Natural Gas | Boiler | E8 | Utility - Value of Sales | 0 | 0 | 0 | 0 | 0 | 0 | 0 | 0 | 0 | 0 | 0 | 0 | 0 | 0 | 0 | 0 | 0 | 0 | 0 | 0 | 0 | 0 | 0 | 0 | 0 | 0 | 0 | 0 | 0 | 0
F6_Industrial_Petroleum_New_Space Heating_Natural Gas_Boiler_E9 | F6 | Industrial | Petroleum | New | Space Heating | Natural Gas | Boiler | E9 | Utility - Value of Sales | 0 | 0 | 0 | 0 | 0 | 0 | 0 | 0 | 0 | 0 | 0 | 0 | 0 | 0 | 0 | 0 | 0 | 0 | 0 | 0 | 0 | 0 | 0 | 0 | 0 | 0 | 0 | 0 | 0 | 0
F6_Industrial_Petroleum_New_Space Heating_Natural Gas_Boiler_E10 | F6 | Industrial | Petroleum | New | Space Heating | Natural Gas | Boiler | E10 | Utility - Value of Sales | 0 | 0 | 0 | 0 | 0 | 0 | 0 | 0 | 0 | 0 | 0 | 0 | 0 | 0 | 0 | 0 | 0 | 0 | 0 | 0 | 0 | 0 | 0 | 0 | 0 | 0 | 0 | 0 | 0 | 0
F1_Industrial_Petroleum_New_Space Heating_Natural Gas_Unit Heater_E1 | F1 | Industrial | Petroleum | New | Space Heating | Natural Gas | Unit Heater | E1 | Participant - Cost of Equipment | 23.5961 | 23.5961 | 23.5961 | 23.5961 | 23.5961 | 23.5961 | 23.5961 | 23.5961 | 23.5961 | 23.5961 | 23.5961 | 23.5961 | 23.5961 | 23.5961 | 23.5961 | 23.5961 | 23.5961 | 23.5961 | 23.5961 | 23.5961 | 23.5961 | 23.5961 | 0 | 0 | 0 | 0 | 0 | 0 | 0 | 0
F1_Industrial_Petroleum_New_Space Heating_Natural Gas_Unit Heater_E2 | F1 | Industrial | Petroleum | New | Space Heating | Natural Gas | Unit Heater | E2 | Participant - Cost of Equipment | 51.7497 | 51.7497 | 51.7497 | 51.7497 | 51.7497 | 51.7497 | 51.7497 | 51.7497 | 51.7497 | 51.7497 | 51.7497 | 51.7497 | 51.7497 | 51.7497 | 51.7497 | 51.7497 | 51.7497 | 51.7497 | 51.7497 | 51.7497 | 51.7497 | 51.7497 | 0 | 0 | 0 | 0 | 0 | 0 | 0 | 0
F1_Industrial_Petroleum_New_Space Heating_Natural Gas_Unit Heater_E3 | F1 | Industrial | Petroleum | New | Space Heating | Natural Gas | Unit Heater | E3 | Participant - Cost of Equipment | 27.5867 | 27.5867 | 27.5867 | 27.5867 | 27.5867 | 27.5867 | 27.5867 | 27.5867 | 27.5867 | 27.5867 | 27.5867 | 27.5867 | 27.5867 | 27.5867 | 27.5867 | 27.5867 | 27.5867 | 27.5867 | 27.5867 | 27.5867 | 27.5867 | 27.5867 | 0 | 0 | 0 | 0 | 0 | 0 | 0 | 0
F1_Industrial_Petroleum_New_Space Heating_Natural Gas_Unit Heater_E4 | F1 | Industrial | Petroleum | New | Space Heating | Natural Gas | Unit Heater | E4 | Participant - Cost of Equipment | 0 | 0 | 0 | 0 | 0 | 0 | 0 | 0 | 0 | 0 | 0 | 0 | 0 | 0 | 0 | 0 | 0 | 0 | 0 | 0 | 0 | 0 | 0 | 0 | 0 | 0 | 0 | 0 | 0 | 0
F1_Industrial_Petroleum_New_Space Heating_Natural Gas_Unit Heater_E5 | F1 | Industrial | Petroleum | New | Space Heating | Natural Gas | Unit Heater | E5 | Participant - Cost of Equipment | 0 | 0 | 0 | 0 | 0 | 0 | 0 | 0 | 0 | 0 | 0 | 0 | 0 | 0 | 0 | 0 | 0 | 0 | 0 | 0 | 0 | 0 | 0 | 0 | 0 | 0 | 0 | 0 | 0 | 0
F1_Industrial_Petroleum_New_Space Heating_Natural Gas_Unit Heater_E6 | F1 | Industrial | Petroleum | New | Space Heating | Natural Gas | Unit Heater | E6 | Participant - Cost of Equipment | 0 | 0 | 0 | 0 | 0 | 0 | 0 | 0 | 0 | 0 | 0 | 0 | 0 | 0 | 0 | 0 | 0 | 0 | 0 | 0 | 0 | 0 | 0 | 0 | 0 | 0 | 0 | 0 | 0 | 0
F1_Industrial_Petroleum_New_Space Heating_Natural Gas_Unit Heater_E7 | F1 | Industrial | Petroleum | New | Space Heating | Natural Gas | Unit Heater | E7 | Participant - Cost of Equipment | 0 | 0 | 0 | 0 | 0 | 0 | 0 | 0 | 0 | 0 | 0 | 0 | 0 | 0 | 0 | 0 | 0 | 0 | 0 | 0 | 0 | 0 | 0 | 0 | 0 | 0 | 0 | 0 | 0 | 0
F1_Industrial_Petroleum_New_Space Heating_Natural Gas_Unit Heater_E8 | F1 | Industrial | Petroleum | New | Space Heating | Natural Gas | Unit Heater | E8 | Participant - Cost of Equipment | 0 | 0 | 0 | 0 | 0 | 0 | 0 | 0 | 0 | 0 | 0 | 0 | 0 | 0 | 0 | 0 | 0 | 0 | 0 | 0 | 0 | 0 | 0 | 0 | 0 | 0 | 0 | 0 | 0 | 0
F1_Industrial_Petroleum_New_Space Heating_Natural Gas_Unit Heater_E9 | F1 | Industrial | Petroleum | New | Space Heating | Natural Gas | Unit Heater | E9 | Participant - Cost of Equipment | 0 | 0 | 0 | 0 | 0 | 0 | 0 | 0 | 0 | 0 | 0 | 0 | 0 | 0 | 0 | 0 | 0 | 0 | 0 | 0 | 0 | 0 | 0 | 0 | 0 | 0 | 0 | 0 | 0 | 0
F1_Industrial_Petroleum_New_Space Heating_Natural Gas_Unit Heater_E10 | F1 | Industrial | Petroleum | New | Space Heating | Natural Gas | Unit Heater | E10 | Participant - Cost of Equipment | 0 | 0 | 0 | 0 | 0 | 0 | 0 | 0 | 0 | 0 | 0 | 0 | 0 | 0 | 0 | 0 | 0 | 0 | 0 | 0 | 0 | 0 | 0 | 0 | 0 | 0 | 0 | 0 | 0 | 0
F2_Industrial_Petroleum_New_Space Heating_Natural Gas_Unit Heater_E1 | F2 | Industrial | Petroleum | New | Space Heating | Natural Gas | Unit Heater | E1 | Participant - Cost of Operation | 205.342 | 211.2771 | 208.8798 | 206.6053 | 200.9052 | 195.1993 | 189.3512 | 184.1122 | 178.8377 | 174.411 | 169.9485 | 165.6195 | 161.3715 | 157.3139 | 153.3328 | 149.4248 | 145.6572 | 142.0694 | 138.5507 | 135.2783 | 132.1305 | 129.0559 | 0 | 0 | 0 | 0 | 0 | 0 | 0 | 0
F2_Industrial_Petroleum_New_Space Heating_Natural Gas_Unit Heater_E2 | F2 | Industrial | Petroleum | New | Space Heating | Natural Gas | Unit Heater | E2 | Participant - Cost of Operation | 195.5684 | 201.2209 | 198.9378 | 196.7714 | 191.3427 | 185.9083 | 180.3387 | 175.349 | 170.3256 | 166.1095 | 161.8595 | 157.7365 | 153.6907 | 149.8262 | 146.0346 | 142.3126 | 138.7243 | 135.3073 | 131.9561 | 128.8394 | 125.8414 | 122.9132 | 0 | 0 | 0 | 0 | 0 | 0 | 0 | 0
F2_Industrial_Petroleum_New_Space Heating_Natural Gas_Unit Heater_E3 | F2 | Industrial | Petroleum | New | Space Heating | Natural Gas | Unit Heater | E3 | Participant - Cost of Operation | 170.0596 | 173.6732 | 171.3553 | 169.1432 | 164.4975 | 159.8689 | 155.1694 | 150.9337 | 146.6924 | 143.0851 | 139.4678 | 135.9558 | 132.5114 | 129.2124 | 125.9775 | 122.8038 | 119.7393 | 116.8117 | 113.9419 | 111.2561 | 108.6673 | 106.1387 | 0 | 0 | 0 | 0 | 0 | 0 | 0 | 0
F2_Industrial_Petroleum_New_Space Heating_Natural Gas_Unit Heater_E4 | F2 | Industrial | Petroleum | New | Space Heating | Natural Gas | Unit Heater | E4 | Participant - Cost of Operation | 0 | 0 | 0 | 0 | 0 | 0 | 0 | 0 | 0 | 0 | 0 | 0 | 0 | 0 | 0 | 0 | 0 | 0 | 0 | 0 | 0 | 0 | 0 | 0 | 0 | 0 | 0 | 0 | 0 | 0
F2_Industrial_Petroleum_New_Space Heating_Natural Gas_Unit Heater_E5 | F2 | Industrial | Petroleum | New | Space Heating | Natural Gas | Unit Heater | E5 | Participant - Cost of Operation | 0 | 0 | 0 | 0 | 0 | 0 | 0 | 0 | 0 | 0 | 0 | 0 | 0 | 0 | 0 | 0 | 0 | 0 | 0 | 0 | 0 | 0 | 0 | 0 | 0 | 0 | 0 | 0 | 0 | 0
F2_Industrial_Petroleum_New_Space Heating_Natural Gas_Unit Heater_E6 | F2 | Industrial | Petroleum | New | Space Heating | Natural Gas | Unit Heater | E6 | Participant - Cost of Operation | 0 | 0 | 0 | 0 | 0 | 0 | 0 | 0 | 0 | 0 | 0 | 0 | 0 | 0 | 0 | 0 | 0 | 0 | 0 | 0 | 0 | 0 | 0 | 0 | 0 | 0 | 0 | 0 | 0 | 0
F2_Industrial_Petroleum_New_Space Heating_Natural Gas_Unit Heater_E7 | F2 | Industrial | Petroleum | New | Space Heating | Natural Gas | Unit Heater | E7 | Participant - Cost of Operation | 0 | 0 | 0 | 0 | 0 | 0 | 0 | 0 | 0 | 0 | 0 | 0 | 0 | 0 | 0 | 0 | 0 | 0 | 0 | 0 | 0 | 0 | 0 | 0 | 0 | 0 | 0 | 0 | 0 | 0
F2_Industrial_Petroleum_New_Space Heating_Natural Gas_Unit Heater_E8 | F2 | Industrial | Petroleum | New | Space Heating | Natural Gas | Unit Heater | E8 | Participant - Cost of Operation | 0 | 0 | 0 | 0 | 0 | 0 | 0 | 0 | 0 | 0 | 0 | 0 | 0 | 0 | 0 | 0 | 0 | 0 | 0 | 0 | 0 | 0 | 0 | 0 | 0 | 0 | 0 | 0 | 0 | 0
F2_Industrial_Petroleum_New_Space Heating_Natural Gas_Unit Heater_E9 | F2 | Industrial | Petroleum | New | Space Heating | Natural Gas | Unit Heater | E9 | Participant - Cost of Operation | 0 | 0 | 0 | 0 | 0 | 0 | 0 | 0 | 0 | 0 | 0 | 0 | 0 | 0 | 0 | 0 | 0 | 0 | 0 | 0 | 0 | 0 | 0 | 0 | 0 | 0 | 0 | 0 | 0 | 0
F2_Industrial_Petroleum_New_Space Heating_Natural Gas_Unit Heater_E10 | F2 | Industrial | Petroleum | New | Space Heating | Natural Gas | Unit Heater | E10 | Participant - Cost of Operation | 0 | 0 | 0 | 0 | 0 | 0 | 0 | 0 | 0 | 0 | 0 | 0 | 0 | 0 | 0 | 0 | 0 | 0 | 0 | 0 | 0 | 0 | 0 | 0 | 0 | 0 | 0 | 0 | 0 | 0
F3_Industrial_Petroleum_New_Space Heating_Natural Gas_Unit Heater_E1 | F3 | Industrial | Petroleum | New | Space Heating | Natural Gas | Unit Heater | E1 | System - kBTUs of Conusmption | 31013.3024 | 31013.3024 | 31013.3024 | 31013.3024 | 31013.3024 | 31013.3024 | 31013.3024 | 31013.3024 | 31013.3024 | 31013.3024 | 31013.3024 | 31013.3024 | 31013.3024 | 31013.3024 | 31013.3024 | 31013.3024 | 31013.3024 | 31013.3024 | 31013.3024 | 31013.3024 | 31013.3024 | 31013.3024 | 0 | 0 | 0 | 0 | 0 | 0 | 0 | 0
F3_Industrial_Petroleum_New_Space Heating_Natural Gas_Unit Heater_E2 | F3 | Industrial | Petroleum | New | Space Heating | Natural Gas | Unit Heater | E2 | System - kBTUs of Conusmption | 29537.1583 | 29537.1583 | 29537.1583 | 29537.1583 | 29537.1583 | 29537.1583 | 29537.1583 | 29537.1583 | 29537.1583 | 29537.1583 | 29537.1583 | 29537.1583 | 29537.1583 | 29537.1583 | 29537.1583 | 29537.1583 | 29537.1583 | 29537.1583 | 29537.1583 | 29537.1583 | 29537.1583 | 29537.1583 | 0 | 0 | 0 | 0 | 0 | 0 | 0 | 0
F3_Industrial_Petroleum_New_Space Heating_Natural Gas_Unit Heater_E3 | F3 | Industrial | Petroleum | New | Space Heating | Natural Gas | Unit Heater | E3 | System - kBTUs of Conusmption | 26361.307 | 26361.307 | 26361.307 | 26361.307 | 26361.307 | 26361.307 | 26361.307 | 26361.307 | 26361.307 | 26361.307 | 26361.307 | 26361.307 | 26361.307 | 26361.307 | 26361.307 | 26361.307 | 26361.307 | 26361.307 | 26361.307 | 26361.307 | 26361.307 | 26361.307 | 0 | 0 | 0 | 0 | 0 | 0 | 0 | 0
F3_Industrial_Petroleum_New_Space Heating_Natural Gas_Unit Heater_E4 | F3 | Industrial | Petroleum | New | Space Heating | Natural Gas | Unit Heater | E4 | System - kBTUs of Conusmption | 0 | 0 | 0 | 0 | 0 | 0 | 0 | 0 | 0 | 0 | 0 | 0 | 0 | 0 | 0 | 0 | 0 | 0 | 0 | 0 | 0 | 0 | 0 | 0 | 0 | 0 | 0 | 0 | 0 | 0
F3_Industrial_Petroleum_New_Space Heating_Natural Gas_Unit Heater_E5 | F3 | Industrial | Petroleum | New | Space Heating | Natural Gas | Unit Heater | E5 | System - kBTUs of Conusmption | 0 | 0 | 0 | 0 | 0 | 0 | 0 | 0 | 0 | 0 | 0 | 0 | 0 | 0 | 0 | 0 | 0 | 0 | 0 | 0 | 0 | 0 | 0 | 0 | 0 | 0 | 0 | 0 | 0 | 0
F3_Industrial_Petroleum_New_Space Heating_Natural Gas_Unit Heater_E6 | F3 | Industrial | Petroleum | New | Space Heating | Natural Gas | Unit Heater | E6 | System - kBTUs of Conusmption | 0 | 0 | 0 | 0 | 0 | 0 | 0 | 0 | 0 | 0 | 0 | 0 | 0 | 0 | 0 | 0 | 0 | 0 | 0 | 0 | 0 | 0 | 0 | 0 | 0 | 0 | 0 | 0 | 0 | 0
F3_Industrial_Petroleum_New_Space Heating_Natural Gas_Unit Heater_E7 | F3 | Industrial | Petroleum | New | Space Heating | Natural Gas | Unit Heater | E7 | System - kBTUs of Conusmption | 0 | 0 | 0 | 0 | 0 | 0 | 0 | 0 | 0 | 0 | 0 | 0 | 0 | 0 | 0 | 0 | 0 | 0 | 0 | 0 | 0 | 0 | 0 | 0 | 0 | 0 | 0 | 0 | 0 | 0
F3_Industrial_Petroleum_New_Space Heating_Natural Gas_Unit Heater_E8 | F3 | Industrial | Petroleum | New | Space Heating | Natural Gas | Unit Heater | E8 | System - kBTUs of Conusmption | 0 | 0 | 0 | 0 | 0 | 0 | 0 | 0 | 0 | 0 | 0 | 0 | 0 | 0 | 0 | 0 | 0 | 0 | 0 | 0 | 0 | 0 | 0 | 0 | 0 | 0 | 0 | 0 | 0 | 0
F3_Industrial_Petroleum_New_Space Heating_Natural Gas_Unit Heater_E9 | F3 | Industrial | Petroleum | New | Space Heating | Natural Gas | Unit Heater | E9 | System - kBTUs of Conusmption | 0 | 0 | 0 | 0 | 0 | 0 | 0 | 0 | 0 | 0 | 0 | 0 | 0 | 0 | 0 | 0 | 0 | 0 | 0 | 0 | 0 | 0 | 0 | 0 | 0 | 0 | 0 | 0 | 0 | 0
F3_Industrial_Petroleum_New_Space Heating_Natural Gas_Unit Heater_E10 | F3 | Industrial | Petroleum | New | Space Heating | Natural Gas | Unit Heater | E10 | System - kBTUs of Conusmption | 0 | 0 | 0 | 0 | 0 | 0 | 0 | 0 | 0 | 0 | 0 | 0 | 0 | 0 | 0 | 0 | 0 | 0 | 0 | 0 | 0 | 0 | 0 | 0 | 0 | 0 | 0 | 0 | 0 | 0
F4_Industrial_Petroleum_New_Space Heating_Natural Gas_Unit Heater_E1 | F4 | Industrial | Petroleum | New | Space Heating | Natural Gas | Unit Heater | E1 | Utility - Cost of Equipment | 23.5961 | 23.5961 | 23.5961 | 23.5961 | 23.5961 | 23.5961 | 23.5961 | 23.5961 | 23.5961 | 23.5961 | 23.5961 | 23.5961 | 23.5961 | 23.5961 | 23.5961 | 23.5961 | 23.5961 | 23.5961 | 23.5961 | 23.5961 | 23.5961 | 23.5961 | 0 | 0 | 0 | 0 | 0 | 0 | 0 | 0
F4_Industrial_Petroleum_New_Space Heating_Natural Gas_Unit Heater_E2 | F4 | Industrial | Petroleum | New | Space Heating | Natural Gas | Unit Heater | E2 | Utility - Cost of Equipment | 51.7497 | 51.7497 | 51.7497 | 51.7497 | 51.7497 | 51.7497 | 51.7497 | 51.7497 | 51.7497 | 51.7497 | 51.7497 | 51.7497 | 51.7497 | 51.7497 | 51.7497 | 51.7497 | 51.7497 | 51.7497 | 51.7497 | 51.7497 | 51.7497 | 51.7497 | 0 | 0 | 0 | 0 | 0 | 0 | 0 | 0
F4_Industrial_Petroleum_New_Space Heating_Natural Gas_Unit Heater_E3 | F4 | Industrial | Petroleum | New | Space Heating | Natural Gas | Unit Heater | E3 | Utility - Cost of Equipment | 27.5867 | 27.5867 | 27.5867 | 27.5867 | 27.5867 | 27.5867 | 27.5867 | 27.5867 | 27.5867 | 27.5867 | 27.5867 | 27.5867 | 27.5867 | 27.5867 | 27.5867 | 27.5867 | 27.5867 | 27.5867 | 27.5867 | 27.5867 | 27.5867 | 27.5867 | 0 | 0 | 0 | 0 | 0 | 0 | 0 | 0
F4_Industrial_Petroleum_New_Space Heating_Natural Gas_Unit Heater_E4 | F4 | Industrial | Petroleum | New | Space Heating | Natural Gas | Unit Heater | E4 | Utility - Cost of Equipment | 0 | 0 | 0 | 0 | 0 | 0 | 0 | 0 | 0 | 0 | 0 | 0 | 0 | 0 | 0 | 0 | 0 | 0 | 0 | 0 | 0 | 0 | 0 | 0 | 0 | 0 | 0 | 0 | 0 | 0
F4_Industrial_Petroleum_New_Space Heating_Natural Gas_Unit Heater_E5 | F4 | Industrial | Petroleum | New | Space Heating | Natural Gas | Unit Heater | E5 | Utility - Cost of Equipment | 0 | 0 | 0 | 0 | 0 | 0 | 0 | 0 | 0 | 0 | 0 | 0 | 0 | 0 | 0 | 0 | 0 | 0 | 0 | 0 | 0 | 0 | 0 | 0 | 0 | 0 | 0 | 0 | 0 | 0
F4_Industrial_Petroleum_New_Space Heating_Natural Gas_Unit Heater_E6 | F4 | Industrial | Petroleum | New | Space Heating | Natural Gas | Unit Heater | E6 | Utility - Cost of Equipment | 0 | 0 | 0 | 0 | 0 | 0 | 0 | 0 | 0 | 0 | 0 | 0 | 0 | 0 | 0 | 0 | 0 | 0 | 0 | 0 | 0 | 0 | 0 | 0 | 0 | 0 | 0 | 0 | 0 | 0
F4_Industrial_Petroleum_New_Space Heating_Natural Gas_Unit Heater_E7 | F4 | Industrial | Petroleum | New | Space Heating | Natural Gas | Unit Heater | E7 | Utility - Cost of Equipment | 0 | 0 | 0 | 0 | 0 | 0 | 0 | 0 | 0 | 0 | 0 | 0 | 0 | 0 | 0 | 0 | 0 | 0 | 0 | 0 | 0 | 0 | 0 | 0 | 0 | 0 | 0 | 0 | 0 | 0
F4_Industrial_Petroleum_New_Space Heating_Natural Gas_Unit Heater_E8 | F4 | Industrial | Petroleum | New | Space Heating | Natural Gas | Unit Heater | E8 | Utility - Cost of Equipment | 0 | 0 | 0 | 0 | 0 | 0 | 0 | 0 | 0 | 0 | 0 | 0 | 0 | 0 | 0 | 0 | 0 | 0 | 0 | 0 | 0 | 0 | 0 | 0 | 0 | 0 | 0 | 0 | 0 | 0
F4_Industrial_Petroleum_New_Space Heating_Natural Gas_Unit Heater_E9 | F4 | Industrial | Petroleum | New | Space Heating | Natural Gas | Unit Heater | E9 | Utility - Cost of Equipment | 0 | 0 | 0 | 0 | 0 | 0 | 0 | 0 | 0 | 0 | 0 | 0 | 0 | 0 | 0 | 0 | 0 | 0 | 0 | 0 | 0 | 0 | 0 | 0 | 0 | 0 | 0 | 0 | 0 | 0
F4_Industrial_Petroleum_New_Space Heating_Natural Gas_Unit Heater_E10 | F4 | Industrial | Petroleum | New | Space Heating | Natural Gas | Unit Heater | E10 | Utility - Cost of Equipment | 0 | 0 | 0 | 0 | 0 | 0 | 0 | 0 | 0 | 0 | 0 | 0 | 0 | 0 | 0 | 0 | 0 | 0 | 0 | 0 | 0 | 0 | 0 | 0 | 0 | 0 | 0 | 0 | 0 | 0
F5_Industrial_Petroleum_New_Space Heating_Natural Gas_Unit Heater_E1 | F5 | Industrial | Petroleum | New | Space Heating | Natural Gas | Unit Heater | E1 | Utility - Cost of Operation | 171.3947 | 176.3486 | 174.3477 | 172.4491 | 167.6914 | 162.9288 | 158.0475 | 153.6746 | 149.2721 | 145.5772 | 141.8525 | 138.2392 | 134.6935 | 131.3066 | 127.9837 | 124.7218 | 121.577 | 118.5824 | 115.6454 | 112.914 | 110.2866 | 107.7203 | 0 | 0 | 0 | 0 | 0 | 0 | 0 | 0
F5_Industrial_Petroleum_New_Space Heating_Natural Gas_Unit Heater_E2 | F5 | Industrial | Petroleum | New | Space Heating | Natural Gas | Unit Heater | E2 | Utility - Cost of Operation | 163.2368 | 167.9549 | 166.0492 | 164.241 | 159.7097 | 155.1738 | 150.5249 | 146.3601 | 142.1672 | 138.6482 | 135.1007 | 131.6594 | 128.2824 | 125.0568 | 121.892 | 118.7854 | 115.7903 | 112.9382 | 110.141 | 107.5396 | 105.0372 | 102.5931 | 0 | 0 | 0 | 0 | 0 | 0 | 0 | 0
F5_Industrial_Petroleum_New_Space Heating_Natural Gas_Unit Heater_E3 | F5 | Industrial | Petroleum | New | Space Heating | Natural Gas | Unit Heater | E3 | Utility - Cost of Operation | 141.9452 | 144.9614 | 143.0267 | 141.1803 | 137.3026 | 133.4392 | 129.5166 | 125.9812 | 122.4411 | 119.4301 | 116.4109 | 113.4795 | 110.6045 | 107.8509 | 105.1508 | 102.5018 | 99.9439 | 97.5003 | 95.105 | 92.8632 | 90.7023 | 88.5917 | 0 | 0 | 0 | 0 | 0 | 0 | 0 | 0
F5_Industrial_Petroleum_New_Space Heating_Natural Gas_Unit Heater_E4 | F5 | Industrial | Petroleum | New | Space Heating | Natural Gas | Unit Heater | E4 | Utility - Cost of Operation | 0 | 0 | 0 | 0 | 0 | 0 | 0 | 0 | 0 | 0 | 0 | 0 | 0 | 0 | 0 | 0 | 0 | 0 | 0 | 0 | 0 | 0 | 0 | 0 | 0 | 0 | 0 | 0 | 0 | 0
F5_Industrial_Petroleum_New_Space Heating_Natural Gas_Unit Heater_E5 | F5 | Industrial | Petroleum | New | Space Heating | Natural Gas | Unit Heater | E5 | Utility - Cost of Operation | 0 | 0 | 0 | 0 | 0 | 0 | 0 | 0 | 0 | 0 | 0 | 0 | 0 | 0 | 0 | 0 | 0 | 0 | 0 | 0 | 0 | 0 | 0 | 0 | 0 | 0 | 0 | 0 | 0 | 0
F5_Industrial_Petroleum_New_Space Heating_Natural Gas_Unit Heater_E6 | F5 | Industrial | Petroleum | New | Space Heating | Natural Gas | Unit Heater | E6 | Utility - Cost of Operation | 0 | 0 | 0 | 0 | 0 | 0 | 0 | 0 | 0 | 0 | 0 | 0 | 0 | 0 | 0 | 0 | 0 | 0 | 0 | 0 | 0 | 0 | 0 | 0 | 0 | 0 | 0 | 0 | 0 | 0
F5_Industrial_Petroleum_New_Space Heating_Natural Gas_Unit Heater_E7 | F5 | Industrial | Petroleum | New | Space Heating | Natural Gas | Unit Heater | E7 | Utility - Cost of Operation | 0 | 0 | 0 | 0 | 0 | 0 | 0 | 0 | 0 | 0 | 0 | 0 | 0 | 0 | 0 | 0 | 0 | 0 | 0 | 0 | 0 | 0 | 0 | 0 | 0 | 0 | 0 | 0 | 0 | 0
F5_Industrial_Petroleum_New_Space Heating_Natural Gas_Unit Heater_E8 | F5 | Industrial | Petroleum | New | Space Heating | Natural Gas | Unit Heater | E8 | Utility - Cost of Operation | 0 | 0 | 0 | 0 | 0 | 0 | 0 | 0 | 0 | 0 | 0 | 0 | 0 | 0 | 0 | 0 | 0 | 0 | 0 | 0 | 0 | 0 | 0 | 0 | 0 | 0 | 0 | 0 | 0 | 0
F5_Industrial_Petroleum_New_Space Heating_Natural Gas_Unit Heater_E9 | F5 | Industrial | Petroleum | New | Space Heating | Natural Gas | Unit Heater | E9 | Utility - Cost of Operation | 0 | 0 | 0 | 0 | 0 | 0 | 0 | 0 | 0 | 0 | 0 | 0 | 0 | 0 | 0 | 0 | 0 | 0 | 0 | 0 | 0 | 0 | 0 | 0 | 0 | 0 | 0 | 0 | 0 | 0
F5_Industrial_Petroleum_New_Space Heating_Natural Gas_Unit Heater_E10 | F5 | Industrial | Petroleum | New | Space Heating | Natural Gas | Unit Heater | E10 | Utility - Cost of Operation | 0 | 0 | 0 | 0 | 0 | 0 | 0 | 0 | 0 | 0 | 0 | 0 | 0 | 0 | 0 | 0 | 0 | 0 | 0 | 0 | 0 | 0 | 0 | 0 | 0 | 0 | 0 | 0 | 0 | 0
F6_Industrial_Petroleum_New_Space Heating_Natural Gas_Unit Heater_E1 | F6 | Industrial | Petroleum | New | Space Heating | Natural Gas | Unit Heater | E1 | Utility - Value of Sales | 205.342 | 211.2771 | 208.8798 | 206.6053 | 200.9052 | 195.1993 | 189.3512 | 184.1122 | 178.8377 | 174.411 | 169.9485 | 165.6195 | 161.3715 | 157.3139 | 153.3328 | 149.4248 | 145.6572 | 142.0694 | 138.5507 | 135.2783 | 132.1305 | 129.0559 | 0 | 0 | 0 | 0 | 0 | 0 | 0 | 0
F6_Industrial_Petroleum_New_Space Heating_Natural Gas_Unit Heater_E2 | F6 | Industrial | Petroleum | New | Space Heating | Natural Gas | Unit Heater | E2 | Utility - Value of Sales | 195.5684 | 201.2209 | 198.9378 | 196.7714 | 191.3427 | 185.9083 | 180.3387 | 175.349 | 170.3256 | 166.1095 | 161.8595 | 157.7365 | 153.6907 | 149.8262 | 146.0346 | 142.3126 | 138.7243 | 135.3073 | 131.9561 | 128.8394 | 125.8414 | 122.9132 | 0 | 0 | 0 | 0 | 0 | 0 | 0 | 0
F6_Industrial_Petroleum_New_Space Heating_Natural Gas_Unit Heater_E3 | F6 | Industrial | Petroleum | New | Space Heating | Natural Gas | Unit Heater | E3 | Utility - Value of Sales | 170.0596 | 173.6732 | 171.3553 | 169.1432 | 164.4975 | 159.8689 | 155.1694 | 150.9337 | 146.6924 | 143.0851 | 139.4678 | 135.9558 | 132.5114 | 129.2124 | 125.9775 | 122.8038 | 119.7393 | 116.8117 | 113.9419 | 111.2561 | 108.6673 | 106.1387 | 0 | 0 | 0 | 0 | 0 | 0 | 0 | 0
F6_Industrial_Petroleum_New_Space Heating_Natural Gas_Unit Heater_E4 | F6 | Industrial | Petroleum | New | Space Heating | Natural Gas | Unit Heater | E4 | Utility - Value of Sales | 0 | 0 | 0 | 0 | 0 | 0 | 0 | 0 | 0 | 0 | 0 | 0 | 0 | 0 | 0 | 0 | 0 | 0 | 0 | 0 | 0 | 0 | 0 | 0 | 0 | 0 | 0 | 0 | 0 | 0
F6_Industrial_Petroleum_New_Space Heating_Natural Gas_Unit Heater_E5 | F6 | Industrial | Petroleum | New | Space Heating | Natural Gas | Unit Heater | E5 | Utility - Value of Sales | 0 | 0 | 0 | 0 | 0 | 0 | 0 | 0 | 0 | 0 | 0 | 0 | 0 | 0 | 0 | 0 | 0 | 0 | 0 | 0 | 0 | 0 | 0 | 0 | 0 | 0 | 0 | 0 | 0 | 0
F6_Industrial_Petroleum_New_Space Heating_Natural Gas_Unit Heater_E6 | F6 | Industrial | Petroleum | New | Space Heating | Natural Gas | Unit Heater | E6 | Utility - Value of Sales | 0 | 0 | 0 | 0 | 0 | 0 | 0 | 0 | 0 | 0 | 0 | 0 | 0 | 0 | 0 | 0 | 0 | 0 | 0 | 0 | 0 | 0 | 0 | 0 | 0 | 0 | 0 | 0 | 0 | 0
F6_Industrial_Petroleum_New_Space Heating_Natural Gas_Unit Heater_E7 | F6 | Industrial | Petroleum | New | Space Heating | Natural Gas | Unit Heater | E7 | Utility - Value of Sales | 0 | 0 | 0 | 0 | 0 | 0 | 0 | 0 | 0 | 0 | 0 | 0 | 0 | 0 | 0 | 0 | 0 | 0 | 0 | 0 | 0 | 0 | 0 | 0 | 0 | 0 | 0 | 0 | 0 | 0
F6_Industrial_Petroleum_New_Space Heating_Natural Gas_Unit Heater_E8 | F6 | Industrial | Petroleum | New | Space Heating | Natural Gas | Unit Heater | E8 | Utility - Value of Sales | 0 | 0 | 0 | 0 | 0 | 0 | 0 | 0 | 0 | 0 | 0 | 0 | 0 | 0 | 0 | 0 | 0 | 0 | 0 | 0 | 0 | 0 | 0 | 0 | 0 | 0 | 0 | 0 | 0 | 0
F6_Industrial_Petroleum_New_Space Heating_Natural Gas_Unit Heater_E9 | F6 | Industrial | Petroleum | New | Space Heating | Natural Gas | Unit Heater | E9 | Utility - Value of Sales | 0 | 0 | 0 | 0 | 0 | 0 | 0 | 0 | 0 | 0 | 0 | 0 | 0 | 0 | 0 | 0 | 0 | 0 | 0 | 0 | 0 | 0 | 0 | 0 | 0 | 0 | 0 | 0 | 0 | 0
F6_Industrial_Petroleum_New_Space Heating_Natural Gas_Unit Heater_E10 | F6 | Industrial | Petroleum | New | Space Heating | Natural Gas | Unit Heater | E10 | Utility - Value of Sales | 0 | 0 | 0 | 0 | 0 | 0 | 0 | 0 | 0 | 0 | 0 | 0 | 0 | 0 | 0 | 0 | 0 | 0 | 0 | 0 | 0 | 0 | 0 | 0 | 0 | 0 | 0 | 0 | 0 | 0
F1_Industrial_Petroleum_New_Process_Natural Gas_Process Boiler_E1 | F1 | Industrial | Petroleum | New | Process | Natural Gas | Process Boiler | E1 | Participant - Cost of Equipment | 3149.3732 | 3149.3732 | 3149.3732 | 3149.3732 | 3149.3732 | 3149.3732 | 3149.3732 | 3149.3732 | 3149.3732 | 3149.3732 | 3149.3732 | 3149.3732 | 3149.3732 | 3149.3732 | 3149.3732 | 3149.3732 | 3149.3732 | 3149.3732 | 3149.3732 | 3149.3732 | 3149.3732 | 3149.3732 | 0 | 0 | 0 | 0 | 0 | 0 | 0 | 0
F1_Industrial_Petroleum_New_Process_Natural Gas_Process Boiler_E2 | F1 | Industrial | Petroleum | New | Process | Natural Gas | Process Boiler | E2 | Participant - Cost of Equipment | 0 | 0 | 0 | 0 | 0 | 0 | 0 | 0 | 0 | 0 | 0 | 0 | 0 | 0 | 0 | 0 | 0 | 0 | 0 | 0 | 0 | 0 | 0 | 0 | 0 | 0 | 0 | 0 | 0 | 0
F1_Industrial_Petroleum_New_Process_Natural Gas_Process Boiler_E3 | F1 | Industrial | Petroleum | New | Process | Natural Gas | Process Boiler | E3 | Participant - Cost of Equipment | 0 | 0 | 0 | 0 | 0 | 0 | 0 | 0 | 0 | 0 | 0 | 0 | 0 | 0 | 0 | 0 | 0 | 0 | 0 | 0 | 0 | 0 | 0 | 0 | 0 | 0 | 0 | 0 | 0 | 0
F1_Industrial_Petroleum_New_Process_Natural Gas_Process Boiler_E4 | F1 | Industrial | Petroleum | New | Process | Natural Gas | Process Boiler | E4 | Participant - Cost of Equipment | 0 | 0 | 0 | 0 | 0 | 0 | 0 | 0 | 0 | 0 | 0 | 0 | 0 | 0 | 0 | 0 | 0 | 0 | 0 | 0 | 0 | 0 | 0 | 0 | 0 | 0 | 0 | 0 | 0 | 0
F1_Industrial_Petroleum_New_Process_Natural Gas_Process Boiler_E5 | F1 | Industrial | Petroleum | New | Process | Natural Gas | Process Boiler | E5 | Participant - Cost of Equipment | 0 | 0 | 0 | 0 | 0 | 0 | 0 | 0 | 0 | 0 | 0 | 0 | 0 | 0 | 0 | 0 | 0 | 0 | 0 | 0 | 0 | 0 | 0 | 0 | 0 | 0 | 0 | 0 | 0 | 0
F1_Industrial_Petroleum_New_Process_Natural Gas_Process Boiler_E6 | F1 | Industrial | Petroleum | New | Process | Natural Gas | Process Boiler | E6 | Participant - Cost of Equipment | 0 | 0 | 0 | 0 | 0 | 0 | 0 | 0 | 0 | 0 | 0 | 0 | 0 | 0 | 0 | 0 | 0 | 0 | 0 | 0 | 0 | 0 | 0 | 0 | 0 | 0 | 0 | 0 | 0 | 0
F1_Industrial_Petroleum_New_Process_Natural Gas_Process Boiler_E7 | F1 | Industrial | Petroleum | New | Process | Natural Gas | Process Boiler | E7 | Participant - Cost of Equipment | 0 | 0 | 0 | 0 | 0 | 0 | 0 | 0 | 0 | 0 | 0 | 0 | 0 | 0 | 0 | 0 | 0 | 0 | 0 | 0 | 0 | 0 | 0 | 0 | 0 | 0 | 0 | 0 | 0 | 0
F1_Industrial_Petroleum_New_Process_Natural Gas_Process Boiler_E8 | F1 | Industrial | Petroleum | New | Process | Natural Gas | Process Boiler | E8 | Participant - Cost of Equipment | 0 | 0 | 0 | 0 | 0 | 0 | 0 | 0 | 0 | 0 | 0 | 0 | 0 | 0 | 0 | 0 | 0 | 0 | 0 | 0 | 0 | 0 | 0 | 0 | 0 | 0 | 0 | 0 | 0 | 0
F1_Industrial_Petroleum_New_Process_Natural Gas_Process Boiler_E9 | F1 | Industrial | Petroleum | New | Process | Natural Gas | Process Boiler | E9 | Participant - Cost of Equipment | 0 | 0 | 0 | 0 | 0 | 0 | 0 | 0 | 0 | 0 | 0 | 0 | 0 | 0 | 0 | 0 | 0 | 0 | 0 | 0 | 0 | 0 | 0 | 0 | 0 | 0 | 0 | 0 | 0 | 0
F1_Industrial_Petroleum_New_Process_Natural Gas_Process Boiler_E10 | F1 | Industrial | Petroleum | New | Process | Natural Gas | Process Boiler | E10 | Participant - Cost of Equipment | 0 | 0 | 0 | 0 | 0 | 0 | 0 | 0 | 0 | 0 | 0 | 0 | 0 | 0 | 0 | 0 | 0 | 0 | 0 | 0 | 0 | 0 | 0 | 0 | 0 | 0 | 0 | 0 | 0 | 0
F2_Industrial_Petroleum_New_Process_Natural Gas_Process Boiler_E1 | F2 | Industrial | Petroleum | New | Process | Natural Gas | Process Boiler | E1 | Participant - Cost of Operation | 14634.5244 | 14775.0011 | 14536.6357 | 14308.0784 | 13925.7204 | 13547.5164 | 13167.5742 | 12819.989 | 12474.5203 | 12171.7539 | 11869.9817 | 11576.5916 | 11289.1228 | 11012.543 | 10741.5802 | 10476.0239 | 10219.2281 | 9973.2778 | 9733.3842 | 9507.9918 | 9291.8402 | 9082.9183 | 0 | 0 | 0 | 0 | 0 | 0 | 0 | 0
F2_Industrial_Petroleum_New_Process_Natural Gas_Process Boiler_E2 | F2 | Industrial | Petroleum | New | Process | Natural Gas | Process Boiler | E2 | Participant - Cost of Operation | 0 | 0 | 0 | 0 | 0 | 0 | 0 | 0 | 0 | 0 | 0 | 0 | 0 | 0 | 0 | 0 | 0 | 0 | 0 | 0 | 0 | 0 | 0 | 0 | 0 | 0 | 0 | 0 | 0 | 0
F2_Industrial_Petroleum_New_Process_Natural Gas_Process Boiler_E3 | F2 | Industrial | Petroleum | New | Process | Natural Gas | Process Boiler | E3 | Participant - Cost of Operation | 0 | 0 | 0 | 0 | 0 | 0 | 0 | 0 | 0 | 0 | 0 | 0 | 0 | 0 | 0 | 0 | 0 | 0 | 0 | 0 | 0 | 0 | 0 | 0 | 0 | 0 | 0 | 0 | 0 | 0
F2_Industrial_Petroleum_New_Process_Natural Gas_Process Boiler_E4 | F2 | Industrial | Petroleum | New | Process | Natural Gas | Process Boiler | E4 | Participant - Cost of Operation | 0 | 0 | 0 | 0 | 0 | 0 | 0 | 0 | 0 | 0 | 0 | 0 | 0 | 0 | 0 | 0 | 0 | 0 | 0 | 0 | 0 | 0 | 0 | 0 | 0 | 0 | 0 | 0 | 0 | 0
F2_Industrial_Petroleum_New_Process_Natural Gas_Process Boiler_E5 | F2 | Industrial | Petroleum | New | Process | Natural Gas | Process Boiler | E5 | Participant - Cost of Operation | 0 | 0 | 0 | 0 | 0 | 0 | 0 | 0 | 0 | 0 | 0 | 0 | 0 | 0 | 0 | 0 | 0 | 0 | 0 | 0 | 0 | 0 | 0 | 0 | 0 | 0 | 0 | 0 | 0 | 0
F2_Industrial_Petroleum_New_Process_Natural Gas_Process Boiler_E6 | F2 | Industrial | Petroleum | New | Process | Natural Gas | Process Boiler | E6 | Participant - Cost of Operation | 0 | 0 | 0 | 0 | 0 | 0 | 0 | 0 | 0 | 0 | 0 | 0 | 0 | 0 | 0 | 0 | 0 | 0 | 0 | 0 | 0 | 0 | 0 | 0 | 0 | 0 | 0 | 0 | 0 | 0
F2_Industrial_Petroleum_New_Process_Natural Gas_Process Boiler_E7 | F2 | Industrial | Petroleum | New | Process | Natural Gas | Process Boiler | E7 | Participant - Cost of Operation | 0 | 0 | 0 | 0 | 0 | 0 | 0 | 0 | 0 | 0 | 0 | 0 | 0 | 0 | 0 | 0 | 0 | 0 | 0 | 0 | 0 | 0 | 0 | 0 | 0 | 0 | 0 | 0 | 0 | 0
F2_Industrial_Petroleum_New_Process_Natural Gas_Process Boiler_E8 | F2 | Industrial | Petroleum | New | Process | Natural Gas | Process Boiler | E8 | Participant - Cost of Operation | 0 | 0 | 0 | 0 | 0 | 0 | 0 | 0 | 0 | 0 | 0 | 0 | 0 | 0 | 0 | 0 | 0 | 0 | 0 | 0 | 0 | 0 | 0 | 0 | 0 | 0 | 0 | 0 | 0 | 0
F2_Industrial_Petroleum_New_Process_Natural Gas_Process Boiler_E9 | F2 | Industrial | Petroleum | New | Process | Natural Gas | Process Boiler | E9 | Participant - Cost of Operation | 0 | 0 | 0 | 0 | 0 | 0 | 0 | 0 | 0 | 0 | 0 | 0 | 0 | 0 | 0 | 0 | 0 | 0 | 0 | 0 | 0 | 0 | 0 | 0 | 0 | 0 | 0 | 0 | 0 | 0
F2_Industrial_Petroleum_New_Process_Natural Gas_Process Boiler_E10 | F2 | Industrial | Petroleum | New | Process | Natural Gas | Process Boiler | E10 | Participant - Cost of Operation | 0 | 0 | 0 | 0 | 0 | 0 | 0 | 0 | 0 | 0 | 0 | 0 | 0 | 0 | 0 | 0 | 0 | 0 | 0 | 0 | 0 | 0 | 0 | 0 | 0 | 0 | 0 | 0 | 0 | 0
F3_Industrial_Petroleum_New_Process_Natural Gas_Process Boiler_E1 | F3 | Industrial | Petroleum | New | Process | Natural Gas | Process Boiler | E1 | System - kBTUs of Conusmption | 2439834.8961 | 2439834.8961 | 2439834.8961 | 2439834.8961 | 2439834.8961 | 2439834.8961 | 2439834.8961 | 2439834.8961 | 2439834.8961 | 2439834.8961 | 2439834.8961 | 2439834.8961 | 2439834.8961 | 2439834.8961 | 2439834.8961 | 2439834.8961 | 2439834.8961 | 2439834.8961 | 2439834.8961 | 2439834.8961 | 2439834.8961 | 2439834.8961 | 0 | 0 | 0 | 0 | 0 | 0 | 0 | 0
F3_Industrial_Petroleum_New_Process_Natural Gas_Process Boiler_E2 | F3 | Industrial | Petroleum | New | Process | Natural Gas | Process Boiler | E2 | System - kBTUs of Conusmption | 0 | 0 | 0 | 0 | 0 | 0 | 0 | 0 | 0 | 0 | 0 | 0 | 0 | 0 | 0 | 0 | 0 | 0 | 0 | 0 | 0 | 0 | 0 | 0 | 0 | 0 | 0 | 0 | 0 | 0
F3_Industrial_Petroleum_New_Process_Natural Gas_Process Boiler_E3 | F3 | Industrial | Petroleum | New | Process | Natural Gas | Process Boiler | E3 | System - kBTUs of Conusmption | 0 | 0 | 0 | 0 | 0 | 0 | 0 | 0 | 0 | 0 | 0 | 0 | 0 | 0 | 0 | 0 | 0 | 0 | 0 | 0 | 0 | 0 | 0 | 0 | 0 | 0 | 0 | 0 | 0 | 0
F3_Industrial_Petroleum_New_Process_Natural Gas_Process Boiler_E4 | F3 | Industrial | Petroleum | New | Process | Natural Gas | Process Boiler | E4 | System - kBTUs of Conusmption | 0 | 0 | 0 | 0 | 0 | 0 | 0 | 0 | 0 | 0 | 0 | 0 | 0 | 0 | 0 | 0 | 0 | 0 | 0 | 0 | 0 | 0 | 0 | 0 | 0 | 0 | 0 | 0 | 0 | 0
F3_Industrial_Petroleum_New_Process_Natural Gas_Process Boiler_E5 | F3 | Industrial | Petroleum | New | Process | Natural Gas | Process Boiler | E5 | System - kBTUs of Conusmption | 0 | 0 | 0 | 0 | 0 | 0 | 0 | 0 | 0 | 0 | 0 | 0 | 0 | 0 | 0 | 0 | 0 | 0 | 0 | 0 | 0 | 0 | 0 | 0 | 0 | 0 | 0 | 0 | 0 | 0
F3_Industrial_Petroleum_New_Process_Natural Gas_Process Boiler_E6 | F3 | Industrial | Petroleum | New | Process | Natural Gas | Process Boiler | E6 | System - kBTUs of Conusmption | 0 | 0 | 0 | 0 | 0 | 0 | 0 | 0 | 0 | 0 | 0 | 0 | 0 | 0 | 0 | 0 | 0 | 0 | 0 | 0 | 0 | 0 | 0 | 0 | 0 | 0 | 0 | 0 | 0 | 0
F3_Industrial_Petroleum_New_Process_Natural Gas_Process Boiler_E7 | F3 | Industrial | Petroleum | New | Process | Natural Gas | Process Boiler | E7 | System - kBTUs of Conusmption | 0 | 0 | 0 | 0 | 0 | 0 | 0 | 0 | 0 | 0 | 0 | 0 | 0 | 0 | 0 | 0 | 0 | 0 | 0 | 0 | 0 | 0 | 0 | 0 | 0 | 0 | 0 | 0 | 0 | 0
F3_Industrial_Petroleum_New_Process_Natural Gas_Process Boiler_E8 | F3 | Industrial | Petroleum | New | Process | Natural Gas | Process Boiler | E8 | System - kBTUs of Conusmption | 0 | 0 | 0 | 0 | 0 | 0 | 0 | 0 | 0 | 0 | 0 | 0 | 0 | 0 | 0 | 0 | 0 | 0 | 0 | 0 | 0 | 0 | 0 | 0 | 0 | 0 | 0 | 0 | 0 | 0
F3_Industrial_Petroleum_New_Process_Natural Gas_Process Boiler_E9 | F3 | Industrial | Petroleum | New | Process | Natural Gas | Process Boiler | E9 | System - kBTUs of Conusmption | 0 | 0 | 0 | 0 | 0 | 0 | 0 | 0 | 0 | 0 | 0 | 0 | 0 | 0 | 0 | 0 | 0 | 0 | 0 | 0 | 0 | 0 | 0 | 0 | 0 | 0 | 0 | 0 | 0 | 0
F3_Industrial_Petroleum_New_Process_Natural Gas_Process Boiler_E10 | F3 | Industrial | Petroleum | New | Process | Natural Gas | Process Boiler | E10 | System - kBTUs of Conusmption | 0 | 0 | 0 | 0 | 0 | 0 | 0 | 0 | 0 | 0 | 0 | 0 | 0 | 0 | 0 | 0 | 0 | 0 | 0 | 0 | 0 | 0 | 0 | 0 | 0 | 0 | 0 | 0 | 0 | 0
F4_Industrial_Petroleum_New_Process_Natural Gas_Process Boiler_E1 | F4 | Industrial | Petroleum | New | Process | Natural Gas | Process Boiler | E1 | Utility - Cost of Equipment | 3149.3732 | 3149.3732 | 3149.3732 | 3149.3732 | 3149.3732 | 3149.3732 | 3149.3732 | 3149.3732 | 3149.3732 | 3149.3732 | 3149.3732 | 3149.3732 | 3149.3732 | 3149.3732 | 3149.3732 | 3149.3732 | 3149.3732 | 3149.3732 | 3149.3732 | 3149.3732 | 3149.3732 | 3149.3732 | 0 | 0 | 0 | 0 | 0 | 0 | 0 | 0
F4_Industrial_Petroleum_New_Process_Natural Gas_Process Boiler_E2 | F4 | Industrial | Petroleum | New | Process | Natural Gas | Process Boiler | E2 | Utility - Cost of Equipment | 0 | 0 | 0 | 0 | 0 | 0 | 0 | 0 | 0 | 0 | 0 | 0 | 0 | 0 | 0 | 0 | 0 | 0 | 0 | 0 | 0 | 0 | 0 | 0 | 0 | 0 | 0 | 0 | 0 | 0
F4_Industrial_Petroleum_New_Process_Natural Gas_Process Boiler_E3 | F4 | Industrial | Petroleum | New | Process | Natural Gas | Process Boiler | E3 | Utility - Cost of Equipment | 0 | 0 | 0 | 0 | 0 | 0 | 0 | 0 | 0 | 0 | 0 | 0 | 0 | 0 | 0 | 0 | 0 | 0 | 0 | 0 | 0 | 0 | 0 | 0 | 0 | 0 | 0 | 0 | 0 | 0
F4_Industrial_Petroleum_New_Process_Natural Gas_Process Boiler_E4 | F4 | Industrial | Petroleum | New | Process | Natural Gas | Process Boiler | E4 | Utility - Cost of Equipment | 0 | 0 | 0 | 0 | 0 | 0 | 0 | 0 | 0 | 0 | 0 | 0 | 0 | 0 | 0 | 0 | 0 | 0 | 0 | 0 | 0 | 0 | 0 | 0 | 0 | 0 | 0 | 0 | 0 | 0
F4_Industrial_Petroleum_New_Process_Natural Gas_Process Boiler_E5 | F4 | Industrial | Petroleum | New | Process | Natural Gas | Process Boiler | E5 | Utility - Cost of Equipment | 0 | 0 | 0 | 0 | 0 | 0 | 0 | 0 | 0 | 0 | 0 | 0 | 0 | 0 | 0 | 0 | 0 | 0 | 0 | 0 | 0 | 0 | 0 | 0 | 0 | 0 | 0 | 0 | 0 | 0
F4_Industrial_Petroleum_New_Process_Natural Gas_Process Boiler_E6 | F4 | Industrial | Petroleum | New | Process | Natural Gas | Process Boiler | E6 | Utility - Cost of Equipment | 0 | 0 | 0 | 0 | 0 | 0 | 0 | 0 | 0 | 0 | 0 | 0 | 0 | 0 | 0 | 0 | 0 | 0 | 0 | 0 | 0 | 0 | 0 | 0 | 0 | 0 | 0 | 0 | 0 | 0
F4_Industrial_Petroleum_New_Process_Natural Gas_Process Boiler_E7 | F4 | Industrial | Petroleum | New | Process | Natural Gas | Process Boiler | E7 | Utility - Cost of Equipment | 0 | 0 | 0 | 0 | 0 | 0 | 0 | 0 | 0 | 0 | 0 | 0 | 0 | 0 | 0 | 0 | 0 | 0 | 0 | 0 | 0 | 0 | 0 | 0 | 0 | 0 | 0 | 0 | 0 | 0
F4_Industrial_Petroleum_New_Process_Natural Gas_Process Boiler_E8 | F4 | Industrial | Petroleum | New | Process | Natural Gas | Process Boiler | E8 | Utility - Cost of Equipment | 0 | 0 | 0 | 0 | 0 | 0 | 0 | 0 | 0 | 0 | 0 | 0 | 0 | 0 | 0 | 0 | 0 | 0 | 0 | 0 | 0 | 0 | 0 | 0 | 0 | 0 | 0 | 0 | 0 | 0
F4_Industrial_Petroleum_New_Process_Natural Gas_Process Boiler_E9 | F4 | Industrial | Petroleum | New | Process | Natural Gas | Process Boiler | E9 | Utility - Cost of Equipment | 0 | 0 | 0 | 0 | 0 | 0 | 0 | 0 | 0 | 0 | 0 | 0 | 0 | 0 | 0 | 0 | 0 | 0 | 0 | 0 | 0 | 0 | 0 | 0 | 0 | 0 | 0 | 0 | 0 | 0
F4_Industrial_Petroleum_New_Process_Natural Gas_Process Boiler_E10 | F4 | Industrial | Petroleum | New | Process | Natural Gas | Process Boiler | E10 | Utility - Cost of Equipment | 0 | 0 | 0 | 0 | 0 | 0 | 0 | 0 | 0 | 0 | 0 | 0 | 0 | 0 | 0 | 0 | 0 | 0 | 0 | 0 | 0 | 0 | 0 | 0 | 0 | 0 | 0 | 0 | 0 | 0
F5_Industrial_Petroleum_New_Process_Natural Gas_Process Boiler_E1 | F5 | Industrial | Petroleum | New | Process | Natural Gas | Process Boiler | E1 | Utility - Cost of Operation | 12215.1326 | 12332.3856 | 12133.427 | 11942.6549 | 11623.5087 | 11307.8297 | 10990.6998 | 10700.5777 | 10412.2222 | 10159.5094 | 9907.6264 | 9662.7398 | 9422.7956 | 9191.9402 | 8965.7732 | 8744.1189 | 8529.7768 | 8324.4872 | 8124.253 | 7936.1227 | 7755.7055 | 7581.3226 | 0 | 0 | 0 | 0 | 0 | 0 | 0 | 0
F5_Industrial_Petroleum_New_Process_Natural Gas_Process Boiler_E2 | F5 | Industrial | Petroleum | New | Process | Natural Gas | Process Boiler | E2 | Utility - Cost of Operation | 0 | 0 | 0 | 0 | 0 | 0 | 0 | 0 | 0 | 0 | 0 | 0 | 0 | 0 | 0 | 0 | 0 | 0 | 0 | 0 | 0 | 0 | 0 | 0 | 0 | 0 | 0 | 0 | 0 | 0
F5_Industrial_Petroleum_New_Process_Natural Gas_Process Boiler_E3 | F5 | Industrial | Petroleum | New | Process | Natural Gas | Process Boiler | E3 | Utility - Cost of Operation | 0 | 0 | 0 | 0 | 0 | 0 | 0 | 0 | 0 | 0 | 0 | 0 | 0 | 0 | 0 | 0 | 0 | 0 | 0 | 0 | 0 | 0 | 0 | 0 | 0 | 0 | 0 | 0 | 0 | 0
F5_Industrial_Petroleum_New_Process_Natural Gas_Process Boiler_E4 | F5 | Industrial | Petroleum | New | Process | Natural Gas | Process Boiler | E4 | Utility - Cost of Operation | 0 | 0 | 0 | 0 | 0 | 0 | 0 | 0 | 0 | 0 | 0 | 0 | 0 | 0 | 0 | 0 | 0 | 0 | 0 | 0 | 0 | 0 | 0 | 0 | 0 | 0 | 0 | 0 | 0 | 0
F5_Industrial_Petroleum_New_Process_Natural Gas_Process Boiler_E5 | F5 | Industrial | Petroleum | New | Process | Natural Gas | Process Boiler | E5 | Utility - Cost of Operation | 0 | 0 | 0 | 0 | 0 | 0 | 0 | 0 | 0 | 0 | 0 | 0 | 0 | 0 | 0 | 0 | 0 | 0 | 0 | 0 | 0 | 0 | 0 | 0 | 0 | 0 | 0 | 0 | 0 | 0
F5_Industrial_Petroleum_New_Process_Natural Gas_Process Boiler_E6 | F5 | Industrial | Petroleum | New | Process | Natural Gas | Process Boiler | E6 | Utility - Cost of Operation | 0 | 0 | 0 | 0 | 0 | 0 | 0 | 0 | 0 | 0 | 0 | 0 | 0 | 0 | 0 | 0 | 0 | 0 | 0 | 0 | 0 | 0 | 0 | 0 | 0 | 0 | 0 | 0 | 0 | 0
F5_Industrial_Petroleum_New_Process_Natural Gas_Process Boiler_E7 | F5 | Industrial | Petroleum | New | Process | Natural Gas | Process Boiler | E7 | Utility - Cost of Operation | 0 | 0 | 0 | 0 | 0 | 0 | 0 | 0 | 0 | 0 | 0 | 0 | 0 | 0 | 0 | 0 | 0 | 0 | 0 | 0 | 0 | 0 | 0 | 0 | 0 | 0 | 0 | 0 | 0 | 0
F5_Industrial_Petroleum_New_Process_Natural Gas_Process Boiler_E8 | F5 | Industrial | Petroleum | New | Process | Natural Gas | Process Boiler | E8 | Utility - Cost of Operation | 0 | 0 | 0 | 0 | 0 | 0 | 0 | 0 | 0 | 0 | 0 | 0 | 0 | 0 | 0 | 0 | 0 | 0 | 0 | 0 | 0 | 0 | 0 | 0 | 0 | 0 | 0 | 0 | 0 | 0
F5_Industrial_Petroleum_New_Process_Natural Gas_Process Boiler_E9 | F5 | Industrial | Petroleum | New | Process | Natural Gas | Process Boiler | E9 | Utility - Cost of Operation | 0 | 0 | 0 | 0 | 0 | 0 | 0 | 0 | 0 | 0 | 0 | 0 | 0 | 0 | 0 | 0 | 0 | 0 | 0 | 0 | 0 | 0 | 0 | 0 | 0 | 0 | 0 | 0 | 0 | 0
F5_Industrial_Petroleum_New_Process_Natural Gas_Process Boiler_E10 | F5 | Industrial | Petroleum | New | Process | Natural Gas | Process Boiler | E10 | Utility - Cost of Operation | 0 | 0 | 0 | 0 | 0 | 0 | 0 | 0 | 0 | 0 | 0 | 0 | 0 | 0 | 0 | 0 | 0 | 0 | 0 | 0 | 0 | 0 | 0 | 0 | 0 | 0 | 0 | 0 | 0 | 0
F6_Industrial_Petroleum_New_Process_Natural Gas_Process Boiler_E1 | F6 | Industrial | Petroleum | New | Process | Natural Gas | Process Boiler | E1 | Utility - Value of Sales | 14634.5244 | 14775.0011 | 14536.6357 | 14308.0784 | 13925.7204 | 13547.5164 | 13167.5742 | 12819.989 | 12474.5203 | 12171.7539 | 11869.9817 | 11576.5916 | 11289.1228 | 11012.543 | 10741.5802 | 10476.0239 | 10219.2281 | 9973.2778 | 9733.3842 | 9507.9918 | 9291.8402 | 9082.9183 | 0 | 0 | 0 | 0 | 0 | 0 | 0 | 0
F6_Industrial_Petroleum_New_Process_Natural Gas_Process Boiler_E2 | F6 | Industrial | Petroleum | New | Process | Natural Gas | Process Boiler | E2 | Utility - Value of Sales | 0 | 0 | 0 | 0 | 0 | 0 | 0 | 0 | 0 | 0 | 0 | 0 | 0 | 0 | 0 | 0 | 0 | 0 | 0 | 0 | 0 | 0 | 0 | 0 | 0 | 0 | 0 | 0 | 0 | 0
F6_Industrial_Petroleum_New_Process_Natural Gas_Process Boiler_E3 | F6 | Industrial | Petroleum | New | Process | Natural Gas | Process Boiler | E3 | Utility - Value of Sales | 0 | 0 | 0 | 0 | 0 | 0 | 0 | 0 | 0 | 0 | 0 | 0 | 0 | 0 | 0 | 0 | 0 | 0 | 0 | 0 | 0 | 0 | 0 | 0 | 0 | 0 | 0 | 0 | 0 | 0
F6_Industrial_Petroleum_New_Process_Natural Gas_Process Boiler_E4 | F6 | Industrial | Petroleum | New | Process | Natural Gas | Process Boiler | E4 | Utility - Value of Sales | 0 | 0 | 0 | 0 | 0 | 0 | 0 | 0 | 0 | 0 | 0 | 0 | 0 | 0 | 0 | 0 | 0 | 0 | 0 | 0 | 0 | 0 | 0 | 0 | 0 | 0 | 0 | 0 | 0 | 0
F6_Industrial_Petroleum_New_Process_Natural Gas_Process Boiler_E5 | F6 | Industrial | Petroleum | New | Process | Natural Gas | Process Boiler | E5 | Utility - Value of Sales | 0 | 0 | 0 | 0 | 0 | 0 | 0 | 0 | 0 | 0 | 0 | 0 | 0 | 0 | 0 | 0 | 0 | 0 | 0 | 0 | 0 | 0 | 0 | 0 | 0 | 0 | 0 | 0 | 0 | 0
F6_Industrial_Petroleum_New_Process_Natural Gas_Process Boiler_E6 | F6 | Industrial | Petroleum | New | Process | Natural Gas | Process Boiler | E6 | Utility - Value of Sales | 0 | 0 | 0 | 0 | 0 | 0 | 0 | 0 | 0 | 0 | 0 | 0 | 0 | 0 | 0 | 0 | 0 | 0 | 0 | 0 | 0 | 0 | 0 | 0 | 0 | 0 | 0 | 0 | 0 | 0
F6_Industrial_Petroleum_New_Process_Natural Gas_Process Boiler_E7 | F6 | Industrial | Petroleum | New | Process | Natural Gas | Process Boiler | E7 | Utility - Value of Sales | 0 | 0 | 0 | 0 | 0 | 0 | 0 | 0 | 0 | 0 | 0 | 0 | 0 | 0 | 0 | 0 | 0 | 0 | 0 | 0 | 0 | 0 | 0 | 0 | 0 | 0 | 0 | 0 | 0 | 0
F6_Industrial_Petroleum_New_Process_Natural Gas_Process Boiler_E8 | F6 | Industrial | Petroleum | New | Process | Natural Gas | Process Boiler | E8 | Utility - Value of Sales | 0 | 0 | 0 | 0 | 0 | 0 | 0 | 0 | 0 | 0 | 0 | 0 | 0 | 0 | 0 | 0 | 0 | 0 | 0 | 0 | 0 | 0 | 0 | 0 | 0 | 0 | 0 | 0 | 0 | 0
F6_Industrial_Petroleum_New_Process_Natural Gas_Process Boiler_E9 | F6 | Industrial | Petroleum | New | Process | Natural Gas | Process Boiler | E9 | Utility - Value of Sales | 0 | 0 | 0 | 0 | 0 | 0 | 0 | 0 | 0 | 0 | 0 | 0 | 0 | 0 | 0 | 0 | 0 | 0 | 0 | 0 | 0 | 0 | 0 | 0 | 0 | 0 | 0 | 0 | 0 | 0
F6_Industrial_Petroleum_New_Process_Natural Gas_Process Boiler_E10 | F6 | Industrial | Petroleum | New | Process | Natural Gas | Process Boiler | E10 | Utility - Value of Sales | 0 | 0 | 0 | 0 | 0 | 0 | 0 | 0 | 0 | 0 | 0 | 0 | 0 | 0 | 0 | 0 | 0 | 0 | 0 | 0 | 0 | 0 | 0 | 0 | 0 | 0 | 0 | 0 | 0 | 0
F1_Industrial_Petroleum_New_Process_Natural Gas_Process Heating_E1 | F1 | Industrial | Petroleum | New | Process | Natural Gas | Process Heating | E1 | Participant - Cost of Equipment | 0.22938 | 0.22938 | 0.22938 | 0.22938 | 0.22938 | 0.22938 | 0.22938 | 0.22938 | 0.22938 | 0.22938 | 0.22938 | 0.22938 | 0.22938 | 0.22938 | 0.22938 | 0.22938 | 0.22938 | 0.22938 | 0.22938 | 0.22938 | 0.22938 | 0.22938 | 0 | 0 | 0 | 0 | 0 | 0 | 0 | 0
F1_Industrial_Petroleum_New_Process_Natural Gas_Process Heating_E2 | F1 | Industrial | Petroleum | New | Process | Natural Gas | Process Heating | E2 | Participant - Cost of Equipment | 0 | 0 | 0 | 0 | 0 | 0 | 0 | 0 | 0 | 0 | 0 | 0 | 0 | 0 | 0 | 0 | 0 | 0 | 0 | 0 | 0 | 0 | 0 | 0 | 0 | 0 | 0 | 0 | 0 | 0
F1_Industrial_Petroleum_New_Process_Natural Gas_Process Heating_E3 | F1 | Industrial | Petroleum | New | Process | Natural Gas | Process Heating | E3 | Participant - Cost of Equipment | 0 | 0 | 0 | 0 | 0 | 0 | 0 | 0 | 0 | 0 | 0 | 0 | 0 | 0 | 0 | 0 | 0 | 0 | 0 | 0 | 0 | 0 | 0 | 0 | 0 | 0 | 0 | 0 | 0 | 0
F1_Industrial_Petroleum_New_Process_Natural Gas_Process Heating_E4 | F1 | Industrial | Petroleum | New | Process | Natural Gas | Process Heating | E4 | Participant - Cost of Equipment | 0 | 0 | 0 | 0 | 0 | 0 | 0 | 0 | 0 | 0 | 0 | 0 | 0 | 0 | 0 | 0 | 0 | 0 | 0 | 0 | 0 | 0 | 0 | 0 | 0 | 0 | 0 | 0 | 0 | 0
F1_Industrial_Petroleum_New_Process_Natural Gas_Process Heating_E5 | F1 | Industrial | Petroleum | New | Process | Natural Gas | Process Heating | E5 | Participant - Cost of Equipment | 0 | 0 | 0 | 0 | 0 | 0 | 0 | 0 | 0 | 0 | 0 | 0 | 0 | 0 | 0 | 0 | 0 | 0 | 0 | 0 | 0 | 0 | 0 | 0 | 0 | 0 | 0 | 0 | 0 | 0
F1_Industrial_Petroleum_New_Process_Natural Gas_Process Heating_E6 | F1 | Industrial | Petroleum | New | Process | Natural Gas | Process Heating | E6 | Participant - Cost of Equipment | 0 | 0 | 0 | 0 | 0 | 0 | 0 | 0 | 0 | 0 | 0 | 0 | 0 | 0 | 0 | 0 | 0 | 0 | 0 | 0 | 0 | 0 | 0 | 0 | 0 | 0 | 0 | 0 | 0 | 0
F1_Industrial_Petroleum_New_Process_Natural Gas_Process Heating_E7 | F1 | Industrial | Petroleum | New | Process | Natural Gas | Process Heating | E7 | Participant - Cost of Equipment | 0 | 0 | 0 | 0 | 0 | 0 | 0 | 0 | 0 | 0 | 0 | 0 | 0 | 0 | 0 | 0 | 0 | 0 | 0 | 0 | 0 | 0 | 0 | 0 | 0 | 0 | 0 | 0 | 0 | 0
F1_Industrial_Petroleum_New_Process_Natural Gas_Process Heating_E8 | F1 | Industrial | Petroleum | New | Process | Natural Gas | Process Heating | E8 | Participant - Cost of Equipment | 0 | 0 | 0 | 0 | 0 | 0 | 0 | 0 | 0 | 0 | 0 | 0 | 0 | 0 | 0 | 0 | 0 | 0 | 0 | 0 | 0 | 0 | 0 | 0 | 0 | 0 | 0 | 0 | 0 | 0
F1_Industrial_Petroleum_New_Process_Natural Gas_Process Heating_E9 | F1 | Industrial | Petroleum | New | Process | Natural Gas | Process Heating | E9 | Participant - Cost of Equipment | 0 | 0 | 0 | 0 | 0 | 0 | 0 | 0 | 0 | 0 | 0 | 0 | 0 | 0 | 0 | 0 | 0 | 0 | 0 | 0 | 0 | 0 | 0 | 0 | 0 | 0 | 0 | 0 | 0 | 0
F1_Industrial_Petroleum_New_Process_Natural Gas_Process Heating_E10 | F1 | Industrial | Petroleum | New | Process | Natural Gas | Process Heating | E10 | Participant - Cost of Equipment | 0 | 0 | 0 | 0 | 0 | 0 | 0 | 0 | 0 | 0 | 0 | 0 | 0 | 0 | 0 | 0 | 0 | 0 | 0 | 0 | 0 | 0 | 0 | 0 | 0 | 0 | 0 | 0 | 0 | 0
F2_Industrial_Petroleum_New_Process_Natural Gas_Process Heating_E1 | F2 | Industrial | Petroleum | New | Process | Natural Gas | Process Heating | E1 | Participant - Cost of Operation | 29981.8033 | 32776.5878 | 33001.4534 | 33224.7513 | 32297.8871 | 31313.9666 | 30255.571 | 29356.9656 | 28438.774 | 27776.898 | 27081.8857 | 26399.5301 | 25715.592 | 25064.6817 | 24409.6085 | 23751.6451 | 23116.7375 | 22517.1359 | 21924.7772 | 21399.0417 | 20901.1037 | 20414.7522 | 0 | 0 | 0 | 0 | 0 | 0 | 0 | 0
F2_Industrial_Petroleum_New_Process_Natural Gas_Process Heating_E2 | F2 | Industrial | Petroleum | New | Process | Natural Gas | Process Heating | E2 | Participant - Cost of Operation | 0 | 0 | 0 | 0 | 0 | 0 | 0 | 0 | 0 | 0 | 0 | 0 | 0 | 0 | 0 | 0 | 0 | 0 | 0 | 0 | 0 | 0 | 0 | 0 | 0 | 0 | 0 | 0 | 0 | 0
F2_Industrial_Petroleum_New_Process_Natural Gas_Process Heating_E3 | F2 | Industrial | Petroleum | New | Process | Natural Gas | Process Heating | E3 | Participant - Cost of Operation | 0 | 0 | 0 | 0 | 0 | 0 | 0 | 0 | 0 | 0 | 0 | 0 | 0 | 0 | 0 | 0 | 0 | 0 | 0 | 0 | 0 | 0 | 0 | 0 | 0 | 0 | 0 | 0 | 0 | 0
F2_Industrial_Petroleum_New_Process_Natural Gas_Process Heating_E4 | F2 | Industrial | Petroleum | New | Process | Natural Gas | Process Heating | E4 | Participant - Cost of Operation | 0 | 0 | 0 | 0 | 0 | 0 | 0 | 0 | 0 | 0 | 0 | 0 | 0 | 0 | 0 | 0 | 0 | 0 | 0 | 0 | 0 | 0 | 0 | 0 | 0 | 0 | 0 | 0 | 0 | 0
F2_Industrial_Petroleum_New_Process_Natural Gas_Process Heating_E5 | F2 | Industrial | Petroleum | New | Process | Natural Gas | Process Heating | E5 | Participant - Cost of Operation | 0 | 0 | 0 | 0 | 0 | 0 | 0 | 0 | 0 | 0 | 0 | 0 | 0 | 0 | 0 | 0 | 0 | 0 | 0 | 0 | 0 | 0 | 0 | 0 | 0 | 0 | 0 | 0 | 0 | 0
F2_Industrial_Petroleum_New_Process_Natural Gas_Process Heating_E6 | F2 | Industrial | Petroleum | New | Process | Natural Gas | Process Heating | E6 | Participant - Cost of Operation | 0 | 0 | 0 | 0 | 0 | 0 | 0 | 0 | 0 | 0 | 0 | 0 | 0 | 0 | 0 | 0 | 0 | 0 | 0 | 0 | 0 | 0 | 0 | 0 | 0 | 0 | 0 | 0 | 0 | 0
F2_Industrial_Petroleum_New_Process_Natural Gas_Process Heating_E7 | F2 | Industrial | Petroleum | New | Process | Natural Gas | Process Heating | E7 | Participant - Cost of Operation | 0 | 0 | 0 | 0 | 0 | 0 | 0 | 0 | 0 | 0 | 0 | 0 | 0 | 0 | 0 | 0 | 0 | 0 | 0 | 0 | 0 | 0 | 0 | 0 | 0 | 0 | 0 | 0 | 0 | 0
F2_Industrial_Petroleum_New_Process_Natural Gas_Process Heating_E8 | F2 | Industrial | Petroleum | New | Process | Natural Gas | Process Heating | E8 | Participant - Cost of Operation | 0 | 0 | 0 | 0 | 0 | 0 | 0 | 0 | 0 | 0 | 0 | 0 | 0 | 0 | 0 | 0 | 0 | 0 | 0 | 0 | 0 | 0 | 0 | 0 | 0 | 0 | 0 | 0 | 0 | 0
F2_Industrial_Petroleum_New_Process_Natural Gas_Process Heating_E9 | F2 | Industrial | Petroleum | New | Process | Natural Gas | Process Heating | E9 | Participant - Cost of Operation | 0 | 0 | 0 | 0 | 0 | 0 | 0 | 0 | 0 | 0 | 0 | 0 | 0 | 0 | 0 | 0 | 0 | 0 | 0 | 0 | 0 | 0 | 0 | 0 | 0 | 0 | 0 | 0 | 0 | 0
F2_Industrial_Petroleum_New_Process_Natural Gas_Process Heating_E10 | F2 | Industrial | Petroleum | New | Process | Natural Gas | Process Heating | E10 | Participant - Cost of Operation | 0 | 0 | 0 | 0 | 0 | 0 | 0 | 0 | 0 | 0 | 0 | 0 | 0 | 0 | 0 | 0 | 0 | 0 | 0 | 0 | 0 | 0 | 0 | 0 | 0 | 0 | 0 | 0 | 0 | 0
F3_Industrial_Petroleum_New_Process_Natural Gas_Process Heating_E1 | F3 | Industrial | Petroleum | New | Process | Natural Gas | Process Heating | E1 | System - kBTUs of Conusmption | 4641932.6862 | 4641932.6862 | 4641932.6862 | 4641932.6862 | 4641932.6862 | 4641932.6862 | 4641932.6862 | 4641932.6862 | 4641932.6862 | 4641932.6862 | 4641932.6862 | 4641932.6862 | 4641932.6862 | 4641932.6862 | 4641932.6862 | 4641932.6862 | 4641932.6862 | 4641932.6862 | 4641932.6862 | 4641932.6862 | 4641932.6862 | 4641932.6862 | 0 | 0 | 0 | 0 | 0 | 0 | 0 | 0
F3_Industrial_Petroleum_New_Process_Natural Gas_Process Heating_E2 | F3 | Industrial | Petroleum | New | Process | Natural Gas | Process Heating | E2 | System - kBTUs of Conusmption | 0 | 0 | 0 | 0 | 0 | 0 | 0 | 0 | 0 | 0 | 0 | 0 | 0 | 0 | 0 | 0 | 0 | 0 | 0 | 0 | 0 | 0 | 0 | 0 | 0 | 0 | 0 | 0 | 0 | 0
F3_Industrial_Petroleum_New_Process_Natural Gas_Process Heating_E3 | F3 | Industrial | Petroleum | New | Process | Natural Gas | Process Heating | E3 | System - kBTUs of Conusmption | 0 | 0 | 0 | 0 | 0 | 0 | 0 | 0 | 0 | 0 | 0 | 0 | 0 | 0 | 0 | 0 | 0 | 0 | 0 | 0 | 0 | 0 | 0 | 0 | 0 | 0 | 0 | 0 | 0 | 0
F3_Industrial_Petroleum_New_Process_Natural Gas_Process Heating_E4 | F3 | Industrial | Petroleum | New | Process | Natural Gas | Process Heating | E4 | System - kBTUs of Conusmption | 0 | 0 | 0 | 0 | 0 | 0 | 0 | 0 | 0 | 0 | 0 | 0 | 0 | 0 | 0 | 0 | 0 | 0 | 0 | 0 | 0 | 0 | 0 | 0 | 0 | 0 | 0 | 0 | 0 | 0
F3_Industrial_Petroleum_New_Process_Natural Gas_Process Heating_E5 | F3 | Industrial | Petroleum | New | Process | Natural Gas | Process Heating | E5 | System - kBTUs of Conusmption | 0 | 0 | 0 | 0 | 0 | 0 | 0 | 0 | 0 | 0 | 0 | 0 | 0 | 0 | 0 | 0 | 0 | 0 | 0 | 0 | 0 | 0 | 0 | 0 | 0 | 0 | 0 | 0 | 0 | 0
F3_Industrial_Petroleum_New_Process_Natural Gas_Process Heating_E6 | F3 | Industrial | Petroleum | New | Process | Natural Gas | Process Heating | E6 | System - kBTUs of Conusmption | 0 | 0 | 0 | 0 | 0 | 0 | 0 | 0 | 0 | 0 | 0 | 0 | 0 | 0 | 0 | 0 | 0 | 0 | 0 | 0 | 0 | 0 | 0 | 0 | 0 | 0 | 0 | 0 | 0 | 0
F3_Industrial_Petroleum_New_Process_Natural Gas_Process Heating_E7 | F3 | Industrial | Petroleum | New | Process | Natural Gas | Process Heating | E7 | System - kBTUs of Conusmption | 0 | 0 | 0 | 0 | 0 | 0 | 0 | 0 | 0 | 0 | 0 | 0 | 0 | 0 | 0 | 0 | 0 | 0 | 0 | 0 | 0 | 0 | 0 | 0 | 0 | 0 | 0 | 0 | 0 | 0
F3_Industrial_Petroleum_New_Process_Natural Gas_Process Heating_E8 | F3 | Industrial | Petroleum | New | Process | Natural Gas | Process Heating | E8 | System - kBTUs of Conusmption | 0 | 0 | 0 | 0 | 0 | 0 | 0 | 0 | 0 | 0 | 0 | 0 | 0 | 0 | 0 | 0 | 0 | 0 | 0 | 0 | 0 | 0 | 0 | 0 | 0 | 0 | 0 | 0 | 0 | 0
F3_Industrial_Petroleum_New_Process_Natural Gas_Process Heating_E9 | F3 | Industrial | Petroleum | New | Process | Natural Gas | Process Heating | E9 | System - kBTUs of Conusmption | 0 | 0 | 0 | 0 | 0 | 0 | 0 | 0 | 0 | 0 | 0 | 0 | 0 | 0 | 0 | 0 | 0 | 0 | 0 | 0 | 0 | 0 | 0 | 0 | 0 | 0 | 0 | 0 | 0 | 0
F3_Industrial_Petroleum_New_Process_Natural Gas_Process Heating_E10 | F3 | Industrial | Petroleum | New | Process | Natural Gas | Process Heating | E10 | System - kBTUs of Conusmption | 0 | 0 | 0 | 0 | 0 | 0 | 0 | 0 | 0 | 0 | 0 | 0 | 0 | 0 | 0 | 0 | 0 | 0 | 0 | 0 | 0 | 0 | 0 | 0 | 0 | 0 | 0 | 0 | 0 | 0
F4_Industrial_Petroleum_New_Process_Natural Gas_Process Heating_E1 | F4 | Industrial | Petroleum | New | Process | Natural Gas | Process Heating | E1 | Utility - Cost of Equipment | 0.22938 | 0.22938 | 0.22938 | 0.22938 | 0.22938 | 0.22938 | 0.22938 | 0.22938 | 0.22938 | 0.22938 | 0.22938 | 0.22938 | 0.22938 | 0.22938 | 0.22938 | 0.22938 | 0.22938 | 0.22938 | 0.22938 | 0.22938 | 0.22938 | 0.22938 | 0 | 0 | 0 | 0 | 0 | 0 | 0 | 0
F4_Industrial_Petroleum_New_Process_Natural Gas_Process Heating_E2 | F4 | Industrial | Petroleum | New | Process | Natural Gas | Process Heating | E2 | Utility - Cost of Equipment | 0 | 0 | 0 | 0 | 0 | 0 | 0 | 0 | 0 | 0 | 0 | 0 | 0 | 0 | 0 | 0 | 0 | 0 | 0 | 0 | 0 | 0 | 0 | 0 | 0 | 0 | 0 | 0 | 0 | 0
F4_Industrial_Petroleum_New_Process_Natural Gas_Process Heating_E3 | F4 | Industrial | Petroleum | New | Process | Natural Gas | Process Heating | E3 | Utility - Cost of Equipment | 0 | 0 | 0 | 0 | 0 | 0 | 0 | 0 | 0 | 0 | 0 | 0 | 0 | 0 | 0 | 0 | 0 | 0 | 0 | 0 | 0 | 0 | 0 | 0 | 0 | 0 | 0 | 0 | 0 | 0
F4_Industrial_Petroleum_New_Process_Natural Gas_Process Heating_E4 | F4 | Industrial | Petroleum | New | Process | Natural Gas | Process Heating | E4 | Utility - Cost of Equipment | 0 | 0 | 0 | 0 | 0 | 0 | 0 | 0 | 0 | 0 | 0 | 0 | 0 | 0 | 0 | 0 | 0 | 0 | 0 | 0 | 0 | 0 | 0 | 0 | 0 | 0 | 0 | 0 | 0 | 0
F4_Industrial_Petroleum_New_Process_Natural Gas_Process Heating_E5 | F4 | Industrial | Petroleum | New | Process | Natural Gas | Process Heating | E5 | Utility - Cost of Equipment | 0 | 0 | 0 | 0 | 0 | 0 | 0 | 0 | 0 | 0 | 0 | 0 | 0 | 0 | 0 | 0 | 0 | 0 | 0 | 0 | 0 | 0 | 0 | 0 | 0 | 0 | 0 | 0 | 0 | 0
F4_Industrial_Petroleum_New_Process_Natural Gas_Process Heating_E6 | F4 | Industrial | Petroleum | New | Process | Natural Gas | Process Heating | E6 | Utility - Cost of Equipment | 0 | 0 | 0 | 0 | 0 | 0 | 0 | 0 | 0 | 0 | 0 | 0 | 0 | 0 | 0 | 0 | 0 | 0 | 0 | 0 | 0 | 0 | 0 | 0 | 0 | 0 | 0 | 0 | 0 | 0
F4_Industrial_Petroleum_New_Process_Natural Gas_Process Heating_E7 | F4 | Industrial | Petroleum | New | Process | Natural Gas | Process Heating | E7 | Utility - Cost of Equipment | 0 | 0 | 0 | 0 | 0 | 0 | 0 | 0 | 0 | 0 | 0 | 0 | 0 | 0 | 0 | 0 | 0 | 0 | 0 | 0 | 0 | 0 | 0 | 0 | 0 | 0 | 0 | 0 | 0 | 0
F4_Industrial_Petroleum_New_Process_Natural Gas_Process Heating_E8 | F4 | Industrial | Petroleum | New | Process | Natural Gas | Process Heating | E8 | Utility - Cost of Equipment | 0 | 0 | 0 | 0 | 0 | 0 | 0 | 0 | 0 | 0 | 0 | 0 | 0 | 0 | 0 | 0 | 0 | 0 | 0 | 0 | 0 | 0 | 0 | 0 | 0 | 0 | 0 | 0 | 0 | 0
F4_Industrial_Petroleum_New_Process_Natural Gas_Process Heating_E9 | F4 | Industrial | Petroleum | New | Process | Natural Gas | Process Heating | E9 | Utility - Cost of Equipment | 0 | 0 | 0 | 0 | 0 | 0 | 0 | 0 | 0 | 0 | 0 | 0 | 0 | 0 | 0 | 0 | 0 | 0 | 0 | 0 | 0 | 0 | 0 | 0 | 0 | 0 | 0 | 0 | 0 | 0
F4_Industrial_Petroleum_New_Process_Natural Gas_Process Heating_E10 | F4 | Industrial | Petroleum | New | Process | Natural Gas | Process Heating | E10 | Utility - Cost of Equipment | 0 | 0 | 0 | 0 | 0 | 0 | 0 | 0 | 0 | 0 | 0 | 0 | 0 | 0 | 0 | 0 | 0 | 0 | 0 | 0 | 0 | 0 | 0 | 0 | 0 | 0 | 0 | 0 | 0 | 0
F5_Industrial_Petroleum_New_Process_Natural Gas_Process Heating_E1 | F5 | Industrial | Petroleum | New | Process | Natural Gas | Process Heating | E1 | Utility - Cost of Operation | 25025.1866 | 27357.935 | 27545.6256 | 27732.0077 | 26958.3735 | 26137.1156 | 25253.6948 | 24503.6476 | 23737.2521 | 23184.7981 | 22604.6858 | 22035.1378 | 21464.2689 | 20920.9676 | 20374.1917 | 19825.0033 | 19295.0592 | 18794.5842 | 18300.1548 | 17861.3343 | 17445.7158 | 17039.7684 | 0 | 0 | 0 | 0 | 0 | 0 | 0 | 0
F5_Industrial_Petroleum_New_Process_Natural Gas_Process Heating_E2 | F5 | Industrial | Petroleum | New | Process | Natural Gas | Process Heating | E2 | Utility - Cost of Operation | 0 | 0 | 0 | 0 | 0 | 0 | 0 | 0 | 0 | 0 | 0 | 0 | 0 | 0 | 0 | 0 | 0 | 0 | 0 | 0 | 0 | 0 | 0 | 0 | 0 | 0 | 0 | 0 | 0 | 0
F5_Industrial_Petroleum_New_Process_Natural Gas_Process Heating_E3 | F5 | Industrial | Petroleum | New | Process | Natural Gas | Process Heating | E3 | Utility - Cost of Operation | 0 | 0 | 0 | 0 | 0 | 0 | 0 | 0 | 0 | 0 | 0 | 0 | 0 | 0 | 0 | 0 | 0 | 0 | 0 | 0 | 0 | 0 | 0 | 0 | 0 | 0 | 0 | 0 | 0 | 0
F5_Industrial_Petroleum_New_Process_Natural Gas_Process Heating_E4 | F5 | Industrial | Petroleum | New | Process | Natural Gas | Process Heating | E4 | Utility - Cost of Operation | 0 | 0 | 0 | 0 | 0 | 0 | 0 | 0 | 0 | 0 | 0 | 0 | 0 | 0 | 0 | 0 | 0 | 0 | 0 | 0 | 0 | 0 | 0 | 0 | 0 | 0 | 0 | 0 | 0 | 0
F5_Industrial_Petroleum_New_Process_Natural Gas_Process Heating_E5 | F5 | Industrial | Petroleum | New | Process | Natural Gas | Process Heating | E5 | Utility - Cost of Operation | 0 | 0 | 0 | 0 | 0 | 0 | 0 | 0 | 0 | 0 | 0 | 0 | 0 | 0 | 0 | 0 | 0 | 0 | 0 | 0 | 0 | 0 | 0 | 0 | 0 | 0 | 0 | 0 | 0 | 0
F5_Industrial_Petroleum_New_Process_Natural Gas_Process Heating_E6 | F5 | Industrial | Petroleum | New | Process | Natural Gas | Process Heating | E6 | Utility - Cost of Operation | 0 | 0 | 0 | 0 | 0 | 0 | 0 | 0 | 0 | 0 | 0 | 0 | 0 | 0 | 0 | 0 | 0 | 0 | 0 | 0 | 0 | 0 | 0 | 0 | 0 | 0 | 0 | 0 | 0 | 0
F5_Industrial_Petroleum_New_Process_Natural Gas_Process Heating_E7 | F5 | Industrial | Petroleum | New | Process | Natural Gas | Process Heating | E7 | Utility - Cost of Operation | 0 | 0 | 0 | 0 | 0 | 0 | 0 | 0 | 0 | 0 | 0 | 0 | 0 | 0 | 0 | 0 | 0 | 0 | 0 | 0 | 0 | 0 | 0 | 0 | 0 | 0 | 0 | 0 | 0 | 0
F5_Industrial_Petroleum_New_Process_Natural Gas_Process Heating_E8 | F5 | Industrial | Petroleum | New | Process | Natural Gas | Process Heating | E8 | Utility - Cost of Operation | 0 | 0 | 0 | 0 | 0 | 0 | 0 | 0 | 0 | 0 | 0 | 0 | 0 | 0 | 0 | 0 | 0 | 0 | 0 | 0 | 0 | 0 | 0 | 0 | 0 | 0 | 0 | 0 | 0 | 0
F5_Industrial_Petroleum_New_Process_Natural Gas_Process Heating_E9 | F5 | Industrial | Petroleum | New | Process | Natural Gas | Process Heating | E9 | Utility - Cost of Operation | 0 | 0 | 0 | 0 | 0 | 0 | 0 | 0 | 0 | 0 | 0 | 0 | 0 | 0 | 0 | 0 | 0 | 0 | 0 | 0 | 0 | 0 | 0 | 0 | 0 | 0 | 0 | 0 | 0 | 0
F5_Industrial_Petroleum_New_Process_Natural Gas_Process Heating_E10 | F5 | Industrial | Petroleum | New | Process | Natural Gas | Process Heating | E10 | Utility - Cost of Operation | 0 | 0 | 0 | 0 | 0 | 0 | 0 | 0 | 0 | 0 | 0 | 0 | 0 | 0 | 0 | 0 | 0 | 0 | 0 | 0 | 0 | 0 | 0 | 0 | 0 | 0 | 0 | 0 | 0 | 0
F6_Industrial_Petroleum_New_Process_Natural Gas_Process Heating_E1 | F6 | Industrial | Petroleum | New | Process | Natural Gas | Process Heating | E1 | Utility - Value of Sales | 29981.8033 | 32776.5878 | 33001.4534 | 33224.7513 | 32297.8871 | 31313.9666 | 30255.571 | 29356.9656 | 28438.774 | 27776.898 | 27081.8857 | 26399.5301 | 25715.592 | 25064.6817 | 24409.6085 | 23751.6451 | 23116.7375 | 22517.1359 | 21924.7772 | 21399.0417 | 20901.1037 | 20414.7522 | 0 | 0 | 0 | 0 | 0 | 0 | 0 | 0
F6_Industrial_Petroleum_New_Process_Natural Gas_Process Heating_E2 | F6 | Industrial | Petroleum | New | Process | Natural Gas | Process Heating | E2 | Utility - Value of Sales | 0 | 0 | 0 | 0 | 0 | 0 | 0 | 0 | 0 | 0 | 0 | 0 | 0 | 0 | 0 | 0 | 0 | 0 | 0 | 0 | 0 | 0 | 0 | 0 | 0 | 0 | 0 | 0 | 0 | 0
F6_Industrial_Petroleum_New_Process_Natural Gas_Process Heating_E3 | F6 | Industrial | Petroleum | New | Process | Natural Gas | Process Heating | E3 | Utility - Value of Sales | 0 | 0 | 0 | 0 | 0 | 0 | 0 | 0 | 0 | 0 | 0 | 0 | 0 | 0 | 0 | 0 | 0 | 0 | 0 | 0 | 0 | 0 | 0 | 0 | 0 | 0 | 0 | 0 | 0 | 0
F6_Industrial_Petroleum_New_Process_Natural Gas_Process Heating_E4 | F6 | Industrial | Petroleum | New | Process | Natural Gas | Process Heating | E4 | Utility - Value of Sales | 0 | 0 | 0 | 0 | 0 | 0 | 0 | 0 | 0 | 0 | 0 | 0 | 0 | 0 | 0 | 0 | 0 | 0 | 0 | 0 | 0 | 0 | 0 | 0 | 0 | 0 | 0 | 0 | 0 | 0
F6_Industrial_Petroleum_New_Process_Natural Gas_Process Heating_E5 | F6 | Industrial | Petroleum | New | Process | Natural Gas | Process Heating | E5 | Utility - Value of Sales | 0 | 0 | 0 | 0 | 0 | 0 | 0 | 0 | 0 | 0 | 0 | 0 | 0 | 0 | 0 | 0 | 0 | 0 | 0 | 0 | 0 | 0 | 0 | 0 | 0 | 0 | 0 | 0 | 0 | 0
F6_Industrial_Petroleum_New_Process_Natural Gas_Process Heating_E6 | F6 | Industrial | Petroleum | New | Process | Natural Gas | Process Heating | E6 | Utility - Value of Sales | 0 | 0 | 0 | 0 | 0 | 0 | 0 | 0 | 0 | 0 | 0 | 0 | 0 | 0 | 0 | 0 | 0 | 0 | 0 | 0 | 0 | 0 | 0 | 0 | 0 | 0 | 0 | 0 | 0 | 0
F6_Industrial_Petroleum_New_Process_Natural Gas_Process Heating_E7 | F6 | Industrial | Petroleum | New | Process | Natural Gas | Process Heating | E7 | Utility - Value of Sales | 0 | 0 | 0 | 0 | 0 | 0 | 0 | 0 | 0 | 0 | 0 | 0 | 0 | 0 | 0 | 0 | 0 | 0 | 0 | 0 | 0 | 0 | 0 | 0 | 0 | 0 | 0 | 0 | 0 | 0
F6_Industrial_Petroleum_New_Process_Natural Gas_Process Heating_E8 | F6 | Industrial | Petroleum | New | Process | Natural Gas | Process Heating | E8 | Utility - Value of Sales | 0 | 0 | 0 | 0 | 0 | 0 | 0 | 0 | 0 | 0 | 0 | 0 | 0 | 0 | 0 | 0 | 0 | 0 | 0 | 0 | 0 | 0 | 0 | 0 | 0 | 0 | 0 | 0 | 0 | 0
F6_Industrial_Petroleum_New_Process_Natural Gas_Process Heating_E9 | F6 | Industrial | Petroleum | New | Process | Natural Gas | Process Heating | E9 | Utility - Value of Sales | 0 | 0 | 0 | 0 | 0 | 0 | 0 | 0 | 0 | 0 | 0 | 0 | 0 | 0 | 0 | 0 | 0 | 0 | 0 | 0 | 0 | 0 | 0 | 0 | 0 | 0 | 0 | 0 | 0 | 0
F6_Industrial_Petroleum_New_Process_Natural Gas_Process Heating_E10 | F6 | Industrial | Petroleum | New | Process | Natural Gas | Process Heating | E10 | Utility - Value of Sales | 0 | 0 | 0 | 0 | 0 | 0 | 0 | 0 | 0 | 0 | 0 | 0 | 0 | 0 | 0 | 0 | 0 | 0 | 0 | 0 | 0 | 0 | 0 | 0 | 0 | 0 | 0 | 0 | 0 | 0
F1_Industrial_Petroleum_New_Process_Natural Gas_Process Cooling_E1 | F1 | Industrial | Petroleum | New | Process | Natural Gas | Process Cooling | E1 | Participant - Cost of Equipment | 0.22938 | 0.22938 | 0.22938 | 0.22938 | 0.22938 | 0.22938 | 0.22938 | 0.22938 | 0.22938 | 0.22938 | 0.22938 | 0.22938 | 0.22938 | 0.22938 | 0.22938 | 0.22938 | 0.22938 | 0.22938 | 0.22938 | 0.22938 | 0.22938 | 0.22938 | 0 | 0 | 0 | 0 | 0 | 0 | 0 | 0
F1_Industrial_Petroleum_New_Process_Natural Gas_Process Cooling_E2 | F1 | Industrial | Petroleum | New | Process | Natural Gas | Process Cooling | E2 | Participant - Cost of Equipment | 0 | 0 | 0 | 0 | 0 | 0 | 0 | 0 | 0 | 0 | 0 | 0 | 0 | 0 | 0 | 0 | 0 | 0 | 0 | 0 | 0 | 0 | 0 | 0 | 0 | 0 | 0 | 0 | 0 | 0
F1_Industrial_Petroleum_New_Process_Natural Gas_Process Cooling_E3 | F1 | Industrial | Petroleum | New | Process | Natural Gas | Process Cooling | E3 | Participant - Cost of Equipment | 0 | 0 | 0 | 0 | 0 | 0 | 0 | 0 | 0 | 0 | 0 | 0 | 0 | 0 | 0 | 0 | 0 | 0 | 0 | 0 | 0 | 0 | 0 | 0 | 0 | 0 | 0 | 0 | 0 | 0
F1_Industrial_Petroleum_New_Process_Natural Gas_Process Cooling_E4 | F1 | Industrial | Petroleum | New | Process | Natural Gas | Process Cooling | E4 | Participant - Cost of Equipment | 0 | 0 | 0 | 0 | 0 | 0 | 0 | 0 | 0 | 0 | 0 | 0 | 0 | 0 | 0 | 0 | 0 | 0 | 0 | 0 | 0 | 0 | 0 | 0 | 0 | 0 | 0 | 0 | 0 | 0
F1_Industrial_Petroleum_New_Process_Natural Gas_Process Cooling_E5 | F1 | Industrial | Petroleum | New | Process | Natural Gas | Process Cooling | E5 | Participant - Cost of Equipment | 0 | 0 | 0 | 0 | 0 | 0 | 0 | 0 | 0 | 0 | 0 | 0 | 0 | 0 | 0 | 0 | 0 | 0 | 0 | 0 | 0 | 0 | 0 | 0 | 0 | 0 | 0 | 0 | 0 | 0
F1_Industrial_Petroleum_New_Process_Natural Gas_Process Cooling_E6 | F1 | Industrial | Petroleum | New | Process | Natural Gas | Process Cooling | E6 | Participant - Cost of Equipment | 0 | 0 | 0 | 0 | 0 | 0 | 0 | 0 | 0 | 0 | 0 | 0 | 0 | 0 | 0 | 0 | 0 | 0 | 0 | 0 | 0 | 0 | 0 | 0 | 0 | 0 | 0 | 0 | 0 | 0
F1_Industrial_Petroleum_New_Process_Natural Gas_Process Cooling_E7 | F1 | Industrial | Petroleum | New | Process | Natural Gas | Process Cooling | E7 | Participant - Cost of Equipment | 0 | 0 | 0 | 0 | 0 | 0 | 0 | 0 | 0 | 0 | 0 | 0 | 0 | 0 | 0 | 0 | 0 | 0 | 0 | 0 | 0 | 0 | 0 | 0 | 0 | 0 | 0 | 0 | 0 | 0
F1_Industrial_Petroleum_New_Process_Natural Gas_Process Cooling_E8 | F1 | Industrial | Petroleum | New | Process | Natural Gas | Process Cooling | E8 | Participant - Cost of Equipment | 0 | 0 | 0 | 0 | 0 | 0 | 0 | 0 | 0 | 0 | 0 | 0 | 0 | 0 | 0 | 0 | 0 | 0 | 0 | 0 | 0 | 0 | 0 | 0 | 0 | 0 | 0 | 0 | 0 | 0
F1_Industrial_Petroleum_New_Process_Natural Gas_Process Cooling_E9 | F1 | Industrial | Petroleum | New | Process | Natural Gas | Process Cooling | E9 | Participant - Cost of Equipment | 0 | 0 | 0 | 0 | 0 | 0 | 0 | 0 | 0 | 0 | 0 | 0 | 0 | 0 | 0 | 0 | 0 | 0 | 0 | 0 | 0 | 0 | 0 | 0 | 0 | 0 | 0 | 0 | 0 | 0
F1_Industrial_Petroleum_New_Process_Natural Gas_Process Cooling_E10 | F1 | Industrial | Petroleum | New | Process | Natural Gas | Process Cooling | E10 | Participant - Cost of Equipment | 0 | 0 | 0 | 0 | 0 | 0 | 0 | 0 | 0 | 0 | 0 | 0 | 0 | 0 | 0 | 0 | 0 | 0 | 0 | 0 | 0 | 0 | 0 | 0 | 0 | 0 | 0 | 0 | 0 | 0
F2_Industrial_Petroleum_New_Process_Natural Gas_Process Cooling_E1 | F2 | Industrial | Petroleum | New | Process | Natural Gas | Process Cooling | E1 | Participant - Cost of Operation | 19.912 | 21.7681 | 21.9174 | 22.0657 | 21.4502 | 20.7967 | 20.0938 | 19.497 | 18.8872 | 18.4476 | 17.986 | 17.5329 | 17.0786 | 16.6463 | 16.2113 | 15.7743 | 15.3526 | 14.9544 | 14.561 | 14.2119 | 13.8812 | 13.5582 | 0 | 0 | 0 | 0 | 0 | 0 | 0 | 0
F2_Industrial_Petroleum_New_Process_Natural Gas_Process Cooling_E2 | F2 | Industrial | Petroleum | New | Process | Natural Gas | Process Cooling | E2 | Participant - Cost of Operation | 0 | 0 | 0 | 0 | 0 | 0 | 0 | 0 | 0 | 0 | 0 | 0 | 0 | 0 | 0 | 0 | 0 | 0 | 0 | 0 | 0 | 0 | 0 | 0 | 0 | 0 | 0 | 0 | 0 | 0
F2_Industrial_Petroleum_New_Process_Natural Gas_Process Cooling_E3 | F2 | Industrial | Petroleum | New | Process | Natural Gas | Process Cooling | E3 | Participant - Cost of Operation | 0 | 0 | 0 | 0 | 0 | 0 | 0 | 0 | 0 | 0 | 0 | 0 | 0 | 0 | 0 | 0 | 0 | 0 | 0 | 0 | 0 | 0 | 0 | 0 | 0 | 0 | 0 | 0 | 0 | 0
F2_Industrial_Petroleum_New_Process_Natural Gas_Process Cooling_E4 | F2 | Industrial | Petroleum | New | Process | Natural Gas | Process Cooling | E4 | Participant - Cost of Operation | 0 | 0 | 0 | 0 | 0 | 0 | 0 | 0 | 0 | 0 | 0 | 0 | 0 | 0 | 0 | 0 | 0 | 0 | 0 | 0 | 0 | 0 | 0 | 0 | 0 | 0 | 0 | 0 | 0 | 0
F2_Industrial_Petroleum_New_Process_Natural Gas_Process Cooling_E5 | F2 | Industrial | Petroleum | New | Process | Natural Gas | Process Cooling | E5 | Participant - Cost of Operation | 0 | 0 | 0 | 0 | 0 | 0 | 0 | 0 | 0 | 0 | 0 | 0 | 0 | 0 | 0 | 0 | 0 | 0 | 0 | 0 | 0 | 0 | 0 | 0 | 0 | 0 | 0 | 0 | 0 | 0
F2_Industrial_Petroleum_New_Process_Natural Gas_Process Cooling_E6 | F2 | Industrial | Petroleum | New | Process | Natural Gas | Process Cooling | E6 | Participant - Cost of Operation | 0 | 0 | 0 | 0 | 0 | 0 | 0 | 0 | 0 | 0 | 0 | 0 | 0 | 0 | 0 | 0 | 0 | 0 | 0 | 0 | 0 | 0 | 0 | 0 | 0 | 0 | 0 | 0 | 0 | 0
F2_Industrial_Petroleum_New_Process_Natural Gas_Process Cooling_E7 | F2 | Industrial | Petroleum | New | Process | Natural Gas | Process Cooling | E7 | Participant - Cost of Operation | 0 | 0 | 0 | 0 | 0 | 0 | 0 | 0 | 0 | 0 | 0 | 0 | 0 | 0 | 0 | 0 | 0 | 0 | 0 | 0 | 0 | 0 | 0 | 0 | 0 | 0 | 0 | 0 | 0 | 0
F2_Industrial_Petroleum_New_Process_Natural Gas_Process Cooling_E8 | F2 | Industrial | Petroleum | New | Process | Natural Gas | Process Cooling | E8 | Participant - Cost of Operation | 0 | 0 | 0 | 0 | 0 | 0 | 0 | 0 | 0 | 0 | 0 | 0 | 0 | 0 | 0 | 0 | 0 | 0 | 0 | 0 | 0 | 0 | 0 | 0 | 0 | 0 | 0 | 0 | 0 | 0
F2_Industrial_Petroleum_New_Process_Natural Gas_Process Cooling_E9 | F2 | Industrial | Petroleum | New | Process | Natural Gas | Process Cooling | E9 | Participant - Cost of Operation | 0 | 0 | 0 | 0 | 0 | 0 | 0 | 0 | 0 | 0 | 0 | 0 | 0 | 0 | 0 | 0 | 0 | 0 | 0 | 0 | 0 | 0 | 0 | 0 | 0 | 0 | 0 | 0 | 0 | 0
F2_Industrial_Petroleum_New_Process_Natural Gas_Process Cooling_E10 | F2 | Industrial | Petroleum | New | Process | Natural Gas | Process Cooling | E10 | Participant - Cost of Operation | 0 | 0 | 0 | 0 | 0 | 0 | 0 | 0 | 0 | 0 | 0 | 0 | 0 | 0 | 0 | 0 | 0 | 0 | 0 | 0 | 0 | 0 | 0 | 0 | 0 | 0 | 0 | 0 | 0 | 0
F3_Industrial_Petroleum_New_Process_Natural Gas_Process Cooling_E1 | F3 | Industrial | Petroleum | New | Process | Natural Gas | Process Cooling | E1 | System - kBTUs of Conusmption | 3082.8726 | 3082.8726 | 3082.8726 | 3082.8726 | 3082.8726 | 3082.8726 | 3082.8726 | 3082.8726 | 3082.8726 | 3082.8726 | 3082.8726 | 3082.8726 | 3082.8726 | 3082.8726 | 3082.8726 | 3082.8726 | 3082.8726 | 3082.8726 | 3082.8726 | 3082.8726 | 3082.8726 | 3082.8726 | 0 | 0 | 0 | 0 | 0 | 0 | 0 | 0
F3_Industrial_Petroleum_New_Process_Natural Gas_Process Cooling_E2 | F3 | Industrial | Petroleum | New | Process | Natural Gas | Process Cooling | E2 | System - kBTUs of Conusmption | 0 | 0 | 0 | 0 | 0 | 0 | 0 | 0 | 0 | 0 | 0 | 0 | 0 | 0 | 0 | 0 | 0 | 0 | 0 | 0 | 0 | 0 | 0 | 0 | 0 | 0 | 0 | 0 | 0 | 0
F3_Industrial_Petroleum_New_Process_Natural Gas_Process Cooling_E3 | F3 | Industrial | Petroleum | New | Process | Natural Gas | Process Cooling | E3 | System - kBTUs of Conusmption | 0 | 0 | 0 | 0 | 0 | 0 | 0 | 0 | 0 | 0 | 0 | 0 | 0 | 0 | 0 | 0 | 0 | 0 | 0 | 0 | 0 | 0 | 0 | 0 | 0 | 0 | 0 | 0 | 0 | 0
F3_Industrial_Petroleum_New_Process_Natural Gas_Process Cooling_E4 | F3 | Industrial | Petroleum | New | Process | Natural Gas | Process Cooling | E4 | System - kBTUs of Conusmption | 0 | 0 | 0 | 0 | 0 | 0 | 0 | 0 | 0 | 0 | 0 | 0 | 0 | 0 | 0 | 0 | 0 | 0 | 0 | 0 | 0 | 0 | 0 | 0 | 0 | 0 | 0 | 0 | 0 | 0
F3_Industrial_Petroleum_New_Process_Natural Gas_Process Cooling_E5 | F3 | Industrial | Petroleum | New | Process | Natural Gas | Process Cooling | E5 | System - kBTUs of Conusmption | 0 | 0 | 0 | 0 | 0 | 0 | 0 | 0 | 0 | 0 | 0 | 0 | 0 | 0 | 0 | 0 | 0 | 0 | 0 | 0 | 0 | 0 | 0 | 0 | 0 | 0 | 0 | 0 | 0 | 0
F3_Industrial_Petroleum_New_Process_Natural Gas_Process Cooling_E6 | F3 | Industrial | Petroleum | New | Process | Natural Gas | Process Cooling | E6 | System - kBTUs of Conusmption | 0 | 0 | 0 | 0 | 0 | 0 | 0 | 0 | 0 | 0 | 0 | 0 | 0 | 0 | 0 | 0 | 0 | 0 | 0 | 0 | 0 | 0 | 0 | 0 | 0 | 0 | 0 | 0 | 0 | 0
F3_Industrial_Petroleum_New_Process_Natural Gas_Process Cooling_E7 | F3 | Industrial | Petroleum | New | Process | Natural Gas | Process Cooling | E7 | System - kBTUs of Conusmption | 0 | 0 | 0 | 0 | 0 | 0 | 0 | 0 | 0 | 0 | 0 | 0 | 0 | 0 | 0 | 0 | 0 | 0 | 0 | 0 | 0 | 0 | 0 | 0 | 0 | 0 | 0 | 0 | 0 | 0
F3_Industrial_Petroleum_New_Process_Natural Gas_Process Cooling_E8 | F3 | Industrial | Petroleum | New | Process | Natural Gas | Process Cooling | E8 | System - kBTUs of Conusmption | 0 | 0 | 0 | 0 | 0 | 0 | 0 | 0 | 0 | 0 | 0 | 0 | 0 | 0 | 0 | 0 | 0 | 0 | 0 | 0 | 0 | 0 | 0 | 0 | 0 | 0 | 0 | 0 | 0 | 0
F3_Industrial_Petroleum_New_Process_Natural Gas_Process Cooling_E9 | F3 | Industrial | Petroleum | New | Process | Natural Gas | Process Cooling | E9 | System - kBTUs of Conusmption | 0 | 0 | 0 | 0 | 0 | 0 | 0 | 0 | 0 | 0 | 0 | 0 | 0 | 0 | 0 | 0 | 0 | 0 | 0 | 0 | 0 | 0 | 0 | 0 | 0 | 0 | 0 | 0 | 0 | 0
F3_Industrial_Petroleum_New_Process_Natural Gas_Process Cooling_E10 | F3 | Industrial | Petroleum | New | Process | Natural Gas | Process Cooling | E10 | System - kBTUs of Conusmption | 0 | 0 | 0 | 0 | 0 | 0 | 0 | 0 | 0 | 0 | 0 | 0 | 0 | 0 | 0 | 0 | 0 | 0 | 0 | 0 | 0 | 0 | 0 | 0 | 0 | 0 | 0 | 0 | 0 | 0
F4_Industrial_Petroleum_New_Process_Natural Gas_Process Cooling_E1 | F4 | Industrial | Petroleum | New | Process | Natural Gas | Process Cooling | E1 | Utility - Cost of Equipment | 0.22938 | 0.22938 | 0.22938 | 0.22938 | 0.22938 | 0.22938 | 0.22938 | 0.22938 | 0.22938 | 0.22938 | 0.22938 | 0.22938 | 0.22938 | 0.22938 | 0.22938 | 0.22938 | 0.22938 | 0.22938 | 0.22938 | 0.22938 | 0.22938 | 0.22938 | 0 | 0 | 0 | 0 | 0 | 0 | 0 | 0
F4_Industrial_Petroleum_New_Process_Natural Gas_Process Cooling_E2 | F4 | Industrial | Petroleum | New | Process | Natural Gas | Process Cooling | E2 | Utility - Cost of Equipment | 0 | 0 | 0 | 0 | 0 | 0 | 0 | 0 | 0 | 0 | 0 | 0 | 0 | 0 | 0 | 0 | 0 | 0 | 0 | 0 | 0 | 0 | 0 | 0 | 0 | 0 | 0 | 0 | 0 | 0
F4_Industrial_Petroleum_New_Process_Natural Gas_Process Cooling_E3 | F4 | Industrial | Petroleum | New | Process | Natural Gas | Process Cooling | E3 | Utility - Cost of Equipment | 0 | 0 | 0 | 0 | 0 | 0 | 0 | 0 | 0 | 0 | 0 | 0 | 0 | 0 | 0 | 0 | 0 | 0 | 0 | 0 | 0 | 0 | 0 | 0 | 0 | 0 | 0 | 0 | 0 | 0
F4_Industrial_Petroleum_New_Process_Natural Gas_Process Cooling_E4 | F4 | Industrial | Petroleum | New | Process | Natural Gas | Process Cooling | E4 | Utility - Cost of Equipment | 0 | 0 | 0 | 0 | 0 | 0 | 0 | 0 | 0 | 0 | 0 | 0 | 0 | 0 | 0 | 0 | 0 | 0 | 0 | 0 | 0 | 0 | 0 | 0 | 0 | 0 | 0 | 0 | 0 | 0
F4_Industrial_Petroleum_New_Process_Natural Gas_Process Cooling_E5 | F4 | Industrial | Petroleum | New | Process | Natural Gas | Process Cooling | E5 | Utility - Cost of Equipment | 0 | 0 | 0 | 0 | 0 | 0 | 0 | 0 | 0 | 0 | 0 | 0 | 0 | 0 | 0 | 0 | 0 | 0 | 0 | 0 | 0 | 0 | 0 | 0 | 0 | 0 | 0 | 0 | 0 | 0
F4_Industrial_Petroleum_New_Process_Natural Gas_Process Cooling_E6 | F4 | Industrial | Petroleum | New | Process | Natural Gas | Process Cooling | E6 | Utility - Cost of Equipment | 0 | 0 | 0 | 0 | 0 | 0 | 0 | 0 | 0 | 0 | 0 | 0 | 0 | 0 | 0 | 0 | 0 | 0 | 0 | 0 | 0 | 0 | 0 | 0 | 0 | 0 | 0 | 0 | 0 | 0
F4_Industrial_Petroleum_New_Process_Natural Gas_Process Cooling_E7 | F4 | Industrial | Petroleum | New | Process | Natural Gas | Process Cooling | E7 | Utility - Cost of Equipment | 0 | 0 | 0 | 0 | 0 | 0 | 0 | 0 | 0 | 0 | 0 | 0 | 0 | 0 | 0 | 0 | 0 | 0 | 0 | 0 | 0 | 0 | 0 | 0 | 0 | 0 | 0 | 0 | 0 | 0
F4_Industrial_Petroleum_New_Process_Natural Gas_Process Cooling_E8 | F4 | Industrial | Petroleum | New | Process | Natural Gas | Process Cooling | E8 | Utility - Cost of Equipment | 0 | 0 | 0 | 0 | 0 | 0 | 0 | 0 | 0 | 0 | 0 | 0 | 0 | 0 | 0 | 0 | 0 | 0 | 0 | 0 | 0 | 0 | 0 | 0 | 0 | 0 | 0 | 0 | 0 | 0
F4_Industrial_Petroleum_New_Process_Natural Gas_Process Cooling_E9 | F4 | Industrial | Petroleum | New | Process | Natural Gas | Process Cooling | E9 | Utility - Cost of Equipment | 0 | 0 | 0 | 0 | 0 | 0 | 0 | 0 | 0 | 0 | 0 | 0 | 0 | 0 | 0 | 0 | 0 | 0 | 0 | 0 | 0 | 0 | 0 | 0 | 0 | 0 | 0 | 0 | 0 | 0
F4_Industrial_Petroleum_New_Process_Natural Gas_Process Cooling_E10 | F4 | Industrial | Petroleum | New | Process | Natural Gas | Process Cooling | E10 | Utility - Cost of Equipment | 0 | 0 | 0 | 0 | 0 | 0 | 0 | 0 | 0 | 0 | 0 | 0 | 0 | 0 | 0 | 0 | 0 | 0 | 0 | 0 | 0 | 0 | 0 | 0 | 0 | 0 | 0 | 0 | 0 | 0
F5_Industrial_Petroleum_New_Process_Natural Gas_Process Cooling_E1 | F5 | Industrial | Petroleum | New | Process | Natural Gas | Process Cooling | E1 | Utility - Cost of Operation | 16.6201 | 18.1694 | 18.294 | 18.4178 | 17.904 | 17.3586 | 16.7719 | 16.2737 | 15.7648 | 15.3978 | 15.0126 | 14.6343 | 14.2552 | 13.8944 | 13.5312 | 13.1665 | 12.8145 | 12.4822 | 12.1538 | 11.8623 | 11.5863 | 11.3167 | 0 | 0 | 0 | 0 | 0 | 0 | 0 | 0
F5_Industrial_Petroleum_New_Process_Natural Gas_Process Cooling_E2 | F5 | Industrial | Petroleum | New | Process | Natural Gas | Process Cooling | E2 | Utility - Cost of Operation | 0 | 0 | 0 | 0 | 0 | 0 | 0 | 0 | 0 | 0 | 0 | 0 | 0 | 0 | 0 | 0 | 0 | 0 | 0 | 0 | 0 | 0 | 0 | 0 | 0 | 0 | 0 | 0 | 0 | 0
F5_Industrial_Petroleum_New_Process_Natural Gas_Process Cooling_E3 | F5 | Industrial | Petroleum | New | Process | Natural Gas | Process Cooling | E3 | Utility - Cost of Operation | 0 | 0 | 0 | 0 | 0 | 0 | 0 | 0 | 0 | 0 | 0 | 0 | 0 | 0 | 0 | 0 | 0 | 0 | 0 | 0 | 0 | 0 | 0 | 0 | 0 | 0 | 0 | 0 | 0 | 0
F5_Industrial_Petroleum_New_Process_Natural Gas_Process Cooling_E4 | F5 | Industrial | Petroleum | New | Process | Natural Gas | Process Cooling | E4 | Utility - Cost of Operation | 0 | 0 | 0 | 0 | 0 | 0 | 0 | 0 | 0 | 0 | 0 | 0 | 0 | 0 | 0 | 0 | 0 | 0 | 0 | 0 | 0 | 0 | 0 | 0 | 0 | 0 | 0 | 0 | 0 | 0
F5_Industrial_Petroleum_New_Process_Natural Gas_Process Cooling_E5 | F5 | Industrial | Petroleum | New | Process | Natural Gas | Process Cooling | E5 | Utility - Cost of Operation | 0 | 0 | 0 | 0 | 0 | 0 | 0 | 0 | 0 | 0 | 0 | 0 | 0 | 0 | 0 | 0 | 0 | 0 | 0 | 0 | 0 | 0 | 0 | 0 | 0 | 0 | 0 | 0 | 0 | 0
F5_Industrial_Petroleum_New_Process_Natural Gas_Process Cooling_E6 | F5 | Industrial | Petroleum | New | Process | Natural Gas | Process Cooling | E6 | Utility - Cost of Operation | 0 | 0 | 0 | 0 | 0 | 0 | 0 | 0 | 0 | 0 | 0 | 0 | 0 | 0 | 0 | 0 | 0 | 0 | 0 | 0 | 0 | 0 | 0 | 0 | 0 | 0 | 0 | 0 | 0 | 0
F5_Industrial_Petroleum_New_Process_Natural Gas_Process Cooling_E7 | F5 | Industrial | Petroleum | New | Process | Natural Gas | Process Cooling | E7 | Utility - Cost of Operation | 0 | 0 | 0 | 0 | 0 | 0 | 0 | 0 | 0 | 0 | 0 | 0 | 0 | 0 | 0 | 0 | 0 | 0 | 0 | 0 | 0 | 0 | 0 | 0 | 0 | 0 | 0 | 0 | 0 | 0
F5_Industrial_Petroleum_New_Process_Natural Gas_Process Cooling_E8 | F5 | Industrial | Petroleum | New | Process | Natural Gas | Process Cooling | E8 | Utility - Cost of Operation | 0 | 0 | 0 | 0 | 0 | 0 | 0 | 0 | 0 | 0 | 0 | 0 | 0 | 0 | 0 | 0 | 0 | 0 | 0 | 0 | 0 | 0 | 0 | 0 | 0 | 0 | 0 | 0 | 0 | 0
F5_Industrial_Petroleum_New_Process_Natural Gas_Process Cooling_E9 | F5 | Industrial | Petroleum | New | Process | Natural Gas | Process Cooling | E9 | Utility - Cost of Operation | 0 | 0 | 0 | 0 | 0 | 0 | 0 | 0 | 0 | 0 | 0 | 0 | 0 | 0 | 0 | 0 | 0 | 0 | 0 | 0 | 0 | 0 | 0 | 0 | 0 | 0 | 0 | 0 | 0 | 0
F5_Industrial_Petroleum_New_Process_Natural Gas_Process Cooling_E10 | F5 | Industrial | Petroleum | New | Process | Natural Gas | Process Cooling | E10 | Utility - Cost of Operation | 0 | 0 | 0 | 0 | 0 | 0 | 0 | 0 | 0 | 0 | 0 | 0 | 0 | 0 | 0 | 0 | 0 | 0 | 0 | 0 | 0 | 0 | 0 | 0 | 0 | 0 | 0 | 0 | 0 | 0
F6_Industrial_Petroleum_New_Process_Natural Gas_Process Cooling_E1 | F6 | Industrial | Petroleum | New | Process | Natural Gas | Process Cooling | E1 | Utility - Value of Sales | 19.912 | 21.7681 | 21.9174 | 22.0657 | 21.4502 | 20.7967 | 20.0938 | 19.497 | 18.8872 | 18.4476 | 17.986 | 17.5329 | 17.0786 | 16.6463 | 16.2113 | 15.7743 | 15.3526 | 14.9544 | 14.561 | 14.2119 | 13.8812 | 13.5582 | 0 | 0 | 0 | 0 | 0 | 0 | 0 | 0
F6_Industrial_Petroleum_New_Process_Natural Gas_Process Cooling_E2 | F6 | Industrial | Petroleum | New | Process | Natural Gas | Process Cooling | E2 | Utility - Value of Sales | 0 | 0 | 0 | 0 | 0 | 0 | 0 | 0 | 0 | 0 | 0 | 0 | 0 | 0 | 0 | 0 | 0 | 0 | 0 | 0 | 0 | 0 | 0 | 0 | 0 | 0 | 0 | 0 | 0 | 0
F6_Industrial_Petroleum_New_Process_Natural Gas_Process Cooling_E3 | F6 | Industrial | Petroleum | New | Process | Natural Gas | Process Cooling | E3 | Utility - Value of Sales | 0 | 0 | 0 | 0 | 0 | 0 | 0 | 0 | 0 | 0 | 0 | 0 | 0 | 0 | 0 | 0 | 0 | 0 | 0 | 0 | 0 | 0 | 0 | 0 | 0 | 0 | 0 | 0 | 0 | 0
F6_Industrial_Petroleum_New_Process_Natural Gas_Process Cooling_E4 | F6 | Industrial | Petroleum | New | Process | Natural Gas | Process Cooling | E4 | Utility - Value of Sales | 0 | 0 | 0 | 0 | 0 | 0 | 0 | 0 | 0 | 0 | 0 | 0 | 0 | 0 | 0 | 0 | 0 | 0 | 0 | 0 | 0 | 0 | 0 | 0 | 0 | 0 | 0 | 0 | 0 | 0
F6_Industrial_Petroleum_New_Process_Natural Gas_Process Cooling_E5 | F6 | Industrial | Petroleum | New | Process | Natural Gas | Process Cooling | E5 | Utility - Value of Sales | 0 | 0 | 0 | 0 | 0 | 0 | 0 | 0 | 0 | 0 | 0 | 0 | 0 | 0 | 0 | 0 | 0 | 0 | 0 | 0 | 0 | 0 | 0 | 0 | 0 | 0 | 0 | 0 | 0 | 0
F6_Industrial_Petroleum_New_Process_Natural Gas_Process Cooling_E6 | F6 | Industrial | Petroleum | New | Process | Natural Gas | Process Cooling | E6 | Utility - Value of Sales | 0 | 0 | 0 | 0 | 0 | 0 | 0 | 0 | 0 | 0 | 0 | 0 | 0 | 0 | 0 | 0 | 0 | 0 | 0 | 0 | 0 | 0 | 0 | 0 | 0 | 0 | 0 | 0 | 0 | 0
F6_Industrial_Petroleum_New_Process_Natural Gas_Process Cooling_E7 | F6 | Industrial | Petroleum | New | Process | Natural Gas | Process Cooling | E7 | Utility - Value of Sales | 0 | 0 | 0 | 0 | 0 | 0 | 0 | 0 | 0 | 0 | 0 | 0 | 0 | 0 | 0 | 0 | 0 | 0 | 0 | 0 | 0 | 0 | 0 | 0 | 0 | 0 | 0 | 0 | 0 | 0
F6_Industrial_Petroleum_New_Process_Natural Gas_Process Cooling_E8 | F6 | Industrial | Petroleum | New | Process | Natural Gas | Process Cooling | E8 | Utility - Value of Sales | 0 | 0 | 0 | 0 | 0 | 0 | 0 | 0 | 0 | 0 | 0 | 0 | 0 | 0 | 0 | 0 | 0 | 0 | 0 | 0 | 0 | 0 | 0 | 0 | 0 | 0 | 0 | 0 | 0 | 0
F6_Industrial_Petroleum_New_Process_Natural Gas_Process Cooling_E9 | F6 | Industrial | Petroleum | New | Process | Natural Gas | Process Cooling | E9 | Utility - Value of Sales | 0 | 0 | 0 | 0 | 0 | 0 | 0 | 0 | 0 | 0 | 0 | 0 | 0 | 0 | 0 | 0 | 0 | 0 | 0 | 0 | 0 | 0 | 0 | 0 | 0 | 0 | 0 | 0 | 0 | 0
F6_Industrial_Petroleum_New_Process_Natural Gas_Process Cooling_E10 | F6 | Industrial | Petroleum | New | Process | Natural Gas | Process Cooling | E10 | Utility - Value of Sales | 0 | 0 | 0 | 0 | 0 | 0 | 0 | 0 | 0 | 0 | 0 | 0 | 0 | 0 | 0 | 0 | 0 | 0 | 0 | 0 | 0 | 0 | 0 | 0 | 0 | 0 | 0 | 0 | 0 | 0
F1_Industrial_Petroleum_New_Process_Natural Gas_Other Process_E1 | F1 | Industrial | Petroleum | New | Process | Natural Gas | Other Process | E1 | Participant - Cost of Equipment | 0.22938 | 0.22938 | 0.22938 | 0.22938 | 0.22938 | 0.22938 | 0.22938 | 0.22938 | 0.22938 | 0.22938 | 0.22938 | 0.22938 | 0.22938 | 0.22938 | 0.22938 | 0.22938 | 0.22938 | 0.22938 | 0.22938 | 0.22938 | 0.22938 | 0.22938 | 0 | 0 | 0 | 0 | 0 | 0 | 0 | 0
F1_Industrial_Petroleum_New_Process_Natural Gas_Other Process_E2 | F1 | Industrial | Petroleum | New | Process | Natural Gas | Other Process | E2 | Participant - Cost of Equipment | 0 | 0 | 0 | 0 | 0 | 0 | 0 | 0 | 0 | 0 | 0 | 0 | 0 | 0 | 0 | 0 | 0 | 0 | 0 | 0 | 0 | 0 | 0 | 0 | 0 | 0 | 0 | 0 | 0 | 0
F1_Industrial_Petroleum_New_Process_Natural Gas_Other Process_E3 | F1 | Industrial | Petroleum | New | Process | Natural Gas | Other Process | E3 | Participant - Cost of Equipment | 0 | 0 | 0 | 0 | 0 | 0 | 0 | 0 | 0 | 0 | 0 | 0 | 0 | 0 | 0 | 0 | 0 | 0 | 0 | 0 | 0 | 0 | 0 | 0 | 0 | 0 | 0 | 0 | 0 | 0
F1_Industrial_Petroleum_New_Process_Natural Gas_Other Process_E4 | F1 | Industrial | Petroleum | New | Process | Natural Gas | Other Process | E4 | Participant - Cost of Equipment | 0 | 0 | 0 | 0 | 0 | 0 | 0 | 0 | 0 | 0 | 0 | 0 | 0 | 0 | 0 | 0 | 0 | 0 | 0 | 0 | 0 | 0 | 0 | 0 | 0 | 0 | 0 | 0 | 0 | 0
F1_Industrial_Petroleum_New_Process_Natural Gas_Other Process_E5 | F1 | Industrial | Petroleum | New | Process | Natural Gas | Other Process | E5 | Participant - Cost of Equipment | 0 | 0 | 0 | 0 | 0 | 0 | 0 | 0 | 0 | 0 | 0 | 0 | 0 | 0 | 0 | 0 | 0 | 0 | 0 | 0 | 0 | 0 | 0 | 0 | 0 | 0 | 0 | 0 | 0 | 0
F1_Industrial_Petroleum_New_Process_Natural Gas_Other Process_E6 | F1 | Industrial | Petroleum | New | Process | Natural Gas | Other Process | E6 | Participant - Cost of Equipment | 0 | 0 | 0 | 0 | 0 | 0 | 0 | 0 | 0 | 0 | 0 | 0 | 0 | 0 | 0 | 0 | 0 | 0 | 0 | 0 | 0 | 0 | 0 | 0 | 0 | 0 | 0 | 0 | 0 | 0
F1_Industrial_Petroleum_New_Process_Natural Gas_Other Process_E7 | F1 | Industrial | Petroleum | New | Process | Natural Gas | Other Process | E7 | Participant - Cost of Equipment | 0 | 0 | 0 | 0 | 0 | 0 | 0 | 0 | 0 | 0 | 0 | 0 | 0 | 0 | 0 | 0 | 0 | 0 | 0 | 0 | 0 | 0 | 0 | 0 | 0 | 0 | 0 | 0 | 0 | 0
F1_Industrial_Petroleum_New_Process_Natural Gas_Other Process_E8 | F1 | Industrial | Petroleum | New | Process | Natural Gas | Other Process | E8 | Participant - Cost of Equipment | 0 | 0 | 0 | 0 | 0 | 0 | 0 | 0 | 0 | 0 | 0 | 0 | 0 | 0 | 0 | 0 | 0 | 0 | 0 | 0 | 0 | 0 | 0 | 0 | 0 | 0 | 0 | 0 | 0 | 0
F1_Industrial_Petroleum_New_Process_Natural Gas_Other Process_E9 | F1 | Industrial | Petroleum | New | Process | Natural Gas | Other Process | E9 | Participant - Cost of Equipment | 0 | 0 | 0 | 0 | 0 | 0 | 0 | 0 | 0 | 0 | 0 | 0 | 0 | 0 | 0 | 0 | 0 | 0 | 0 | 0 | 0 | 0 | 0 | 0 | 0 | 0 | 0 | 0 | 0 | 0
F1_Industrial_Petroleum_New_Process_Natural Gas_Other Process_E10 | F1 | Industrial | Petroleum | New | Process | Natural Gas | Other Process | E10 | Participant - Cost of Equipment | 0 | 0 | 0 | 0 | 0 | 0 | 0 | 0 | 0 | 0 | 0 | 0 | 0 | 0 | 0 | 0 | 0 | 0 | 0 | 0 | 0 | 0 | 0 | 0 | 0 | 0 | 0 | 0 | 0 | 0
F2_Industrial_Petroleum_New_Process_Natural Gas_Other Process_E1 | F2 | Industrial | Petroleum | New | Process | Natural Gas | Other Process | E1 | Participant - Cost of Operation | 445.9231 | 487.4903 | 490.8348 | 494.1559 | 480.3705 | 465.7366 | 449.9949 | 436.6299 | 422.9735 | 413.1293 | 402.7923 | 392.6435 | 382.4712 | 372.7902 | 363.0472 | 353.2612 | 343.8182 | 334.9002 | 326.09 | 318.2706 | 310.8647 | 303.6312 | 0 | 0 | 0 | 0 | 0 | 0 | 0 | 0
F2_Industrial_Petroleum_New_Process_Natural Gas_Other Process_E2 | F2 | Industrial | Petroleum | New | Process | Natural Gas | Other Process | E2 | Participant - Cost of Operation | 0 | 0 | 0 | 0 | 0 | 0 | 0 | 0 | 0 | 0 | 0 | 0 | 0 | 0 | 0 | 0 | 0 | 0 | 0 | 0 | 0 | 0 | 0 | 0 | 0 | 0 | 0 | 0 | 0 | 0
F2_Industrial_Petroleum_New_Process_Natural Gas_Other Process_E3 | F2 | Industrial | Petroleum | New | Process | Natural Gas | Other Process | E3 | Participant - Cost of Operation | 0 | 0 | 0 | 0 | 0 | 0 | 0 | 0 | 0 | 0 | 0 | 0 | 0 | 0 | 0 | 0 | 0 | 0 | 0 | 0 | 0 | 0 | 0 | 0 | 0 | 0 | 0 | 0 | 0 | 0
F2_Industrial_Petroleum_New_Process_Natural Gas_Other Process_E4 | F2 | Industrial | Petroleum | New | Process | Natural Gas | Other Process | E4 | Participant - Cost of Operation | 0 | 0 | 0 | 0 | 0 | 0 | 0 | 0 | 0 | 0 | 0 | 0 | 0 | 0 | 0 | 0 | 0 | 0 | 0 | 0 | 0 | 0 | 0 | 0 | 0 | 0 | 0 | 0 | 0 | 0
F2_Industrial_Petroleum_New_Process_Natural Gas_Other Process_E5 | F2 | Industrial | Petroleum | New | Process | Natural Gas | Other Process | E5 | Participant - Cost of Operation | 0 | 0 | 0 | 0 | 0 | 0 | 0 | 0 | 0 | 0 | 0 | 0 | 0 | 0 | 0 | 0 | 0 | 0 | 0 | 0 | 0 | 0 | 0 | 0 | 0 | 0 | 0 | 0 | 0 | 0
F2_Industrial_Petroleum_New_Process_Natural Gas_Other Process_E6 | F2 | Industrial | Petroleum | New | Process | Natural Gas | Other Process | E6 | Participant - Cost of Operation | 0 | 0 | 0 | 0 | 0 | 0 | 0 | 0 | 0 | 0 | 0 | 0 | 0 | 0 | 0 | 0 | 0 | 0 | 0 | 0 | 0 | 0 | 0 | 0 | 0 | 0 | 0 | 0 | 0 | 0
F2_Industrial_Petroleum_New_Process_Natural Gas_Other Process_E7 | F2 | Industrial | Petroleum | New | Process | Natural Gas | Other Process | E7 | Participant - Cost of Operation | 0 | 0 | 0 | 0 | 0 | 0 | 0 | 0 | 0 | 0 | 0 | 0 | 0 | 0 | 0 | 0 | 0 | 0 | 0 | 0 | 0 | 0 | 0 | 0 | 0 | 0 | 0 | 0 | 0 | 0
F2_Industrial_Petroleum_New_Process_Natural Gas_Other Process_E8 | F2 | Industrial | Petroleum | New | Process | Natural Gas | Other Process | E8 | Participant - Cost of Operation | 0 | 0 | 0 | 0 | 0 | 0 | 0 | 0 | 0 | 0 | 0 | 0 | 0 | 0 | 0 | 0 | 0 | 0 | 0 | 0 | 0 | 0 | 0 | 0 | 0 | 0 | 0 | 0 | 0 | 0
F2_Industrial_Petroleum_New_Process_Natural Gas_Other Process_E9 | F2 | Industrial | Petroleum | New | Process | Natural Gas | Other Process | E9 | Participant - Cost of Operation | 0 | 0 | 0 | 0 | 0 | 0 | 0 | 0 | 0 | 0 | 0 | 0 | 0 | 0 | 0 | 0 | 0 | 0 | 0 | 0 | 0 | 0 | 0 | 0 | 0 | 0 | 0 | 0 | 0 | 0
F2_Industrial_Petroleum_New_Process_Natural Gas_Other Process_E10 | F2 | Industrial | Petroleum | New | Process | Natural Gas | Other Process | E10 | Participant - Cost of Operation | 0 | 0 | 0 | 0 | 0 | 0 | 0 | 0 | 0 | 0 | 0 | 0 | 0 | 0 | 0 | 0 | 0 | 0 | 0 | 0 | 0 | 0 | 0 | 0 | 0 | 0 | 0 | 0 | 0 | 0
F3_Industrial_Petroleum_New_Process_Natural Gas_Other Process_E1 | F3 | Industrial | Petroleum | New | Process | Natural Gas | Other Process | E1 | System - kBTUs of Conusmption | 69040.05 | 69040.05 | 69040.05 | 69040.05 | 69040.05 | 69040.05 | 69040.05 | 69040.05 | 69040.05 | 69040.05 | 69040.05 | 69040.05 | 69040.05 | 69040.05 | 69040.05 | 69040.05 | 69040.05 | 69040.05 | 69040.05 | 69040.05 | 69040.05 | 69040.05 | 0 | 0 | 0 | 0 | 0 | 0 | 0 | 0
F3_Industrial_Petroleum_New_Process_Natural Gas_Other Process_E2 | F3 | Industrial | Petroleum | New | Process | Natural Gas | Other Process | E2 | System - kBTUs of Conusmption | 0 | 0 | 0 | 0 | 0 | 0 | 0 | 0 | 0 | 0 | 0 | 0 | 0 | 0 | 0 | 0 | 0 | 0 | 0 | 0 | 0 | 0 | 0 | 0 | 0 | 0 | 0 | 0 | 0 | 0
F3_Industrial_Petroleum_New_Process_Natural Gas_Other Process_E3 | F3 | Industrial | Petroleum | New | Process | Natural Gas | Other Process | E3 | System - kBTUs of Conusmption | 0 | 0 | 0 | 0 | 0 | 0 | 0 | 0 | 0 | 0 | 0 | 0 | 0 | 0 | 0 | 0 | 0 | 0 | 0 | 0 | 0 | 0 | 0 | 0 | 0 | 0 | 0 | 0 | 0 | 0
F3_Industrial_Petroleum_New_Process_Natural Gas_Other Process_E4 | F3 | Industrial | Petroleum | New | Process | Natural Gas | Other Process | E4 | System - kBTUs of Conusmption | 0 | 0 | 0 | 0 | 0 | 0 | 0 | 0 | 0 | 0 | 0 | 0 | 0 | 0 | 0 | 0 | 0 | 0 | 0 | 0 | 0 | 0 | 0 | 0 | 0 | 0 | 0 | 0 | 0 | 0
F3_Industrial_Petroleum_New_Process_Natural Gas_Other Process_E5 | F3 | Industrial | Petroleum | New | Process | Natural Gas | Other Process | E5 | System - kBTUs of Conusmption | 0 | 0 | 0 | 0 | 0 | 0 | 0 | 0 | 0 | 0 | 0 | 0 | 0 | 0 | 0 | 0 | 0 | 0 | 0 | 0 | 0 | 0 | 0 | 0 | 0 | 0 | 0 | 0 | 0 | 0
F3_Industrial_Petroleum_New_Process_Natural Gas_Other Process_E6 | F3 | Industrial | Petroleum | New | Process | Natural Gas | Other Process | E6 | System - kBTUs of Conusmption | 0 | 0 | 0 | 0 | 0 | 0 | 0 | 0 | 0 | 0 | 0 | 0 | 0 | 0 | 0 | 0 | 0 | 0 | 0 | 0 | 0 | 0 | 0 | 0 | 0 | 0 | 0 | 0 | 0 | 0
F3_Industrial_Petroleum_New_Process_Natural Gas_Other Process_E7 | F3 | Industrial | Petroleum | New | Process | Natural Gas | Other Process | E7 | System - kBTUs of Conusmption | 0 | 0 | 0 | 0 | 0 | 0 | 0 | 0 | 0 | 0 | 0 | 0 | 0 | 0 | 0 | 0 | 0 | 0 | 0 | 0 | 0 | 0 | 0 | 0 | 0 | 0 | 0 | 0 | 0 | 0
F3_Industrial_Petroleum_New_Process_Natural Gas_Other Process_E8 | F3 | Industrial | Petroleum | New | Process | Natural Gas | Other Process | E8 | System - kBTUs of Conusmption | 0 | 0 | 0 | 0 | 0 | 0 | 0 | 0 | 0 | 0 | 0 | 0 | 0 | 0 | 0 | 0 | 0 | 0 | 0 | 0 | 0 | 0 | 0 | 0 | 0 | 0 | 0 | 0 | 0 | 0
F3_Industrial_Petroleum_New_Process_Natural Gas_Other Process_E9 | F3 | Industrial | Petroleum | New | Process | Natural Gas | Other Process | E9 | System - kBTUs of Conusmption | 0 | 0 | 0 | 0 | 0 | 0 | 0 | 0 | 0 | 0 | 0 | 0 | 0 | 0 | 0 | 0 | 0 | 0 | 0 | 0 | 0 | 0 | 0 | 0 | 0 | 0 | 0 | 0 | 0 | 0
F3_Industrial_Petroleum_New_Process_Natural Gas_Other Process_E10 | F3 | Industrial | Petroleum | New | Process | Natural Gas | Other Process | E10 | System - kBTUs of Conusmption | 0 | 0 | 0 | 0 | 0 | 0 | 0 | 0 | 0 | 0 | 0 | 0 | 0 | 0 | 0 | 0 | 0 | 0 | 0 | 0 | 0 | 0 | 0 | 0 | 0 | 0 | 0 | 0 | 0 | 0
F4_Industrial_Petroleum_New_Process_Natural Gas_Other Process_E1 | F4 | Industrial | Petroleum | New | Process | Natural Gas | Other Process | E1 | Utility - Cost of Equipment | 0.22938 | 0.22938 | 0.22938 | 0.22938 | 0.22938 | 0.22938 | 0.22938 | 0.22938 | 0.22938 | 0.22938 | 0.22938 | 0.22938 | 0.22938 | 0.22938 | 0.22938 | 0.22938 | 0.22938 | 0.22938 | 0.22938 | 0.22938 | 0.22938 | 0.22938 | 0 | 0 | 0 | 0 | 0 | 0 | 0 | 0
F4_Industrial_Petroleum_New_Process_Natural Gas_Other Process_E2 | F4 | Industrial | Petroleum | New | Process | Natural Gas | Other Process | E2 | Utility - Cost of Equipment | 0 | 0 | 0 | 0 | 0 | 0 | 0 | 0 | 0 | 0 | 0 | 0 | 0 | 0 | 0 | 0 | 0 | 0 | 0 | 0 | 0 | 0 | 0 | 0 | 0 | 0 | 0 | 0 | 0 | 0
F4_Industrial_Petroleum_New_Process_Natural Gas_Other Process_E3 | F4 | Industrial | Petroleum | New | Process | Natural Gas | Other Process | E3 | Utility - Cost of Equipment | 0 | 0 | 0 | 0 | 0 | 0 | 0 | 0 | 0 | 0 | 0 | 0 | 0 | 0 | 0 | 0 | 0 | 0 | 0 | 0 | 0 | 0 | 0 | 0 | 0 | 0 | 0 | 0 | 0 | 0
F4_Industrial_Petroleum_New_Process_Natural Gas_Other Process_E4 | F4 | Industrial | Petroleum | New | Process | Natural Gas | Other Process | E4 | Utility - Cost of Equipment | 0 | 0 | 0 | 0 | 0 | 0 | 0 | 0 | 0 | 0 | 0 | 0 | 0 | 0 | 0 | 0 | 0 | 0 | 0 | 0 | 0 | 0 | 0 | 0 | 0 | 0 | 0 | 0 | 0 | 0
F4_Industrial_Petroleum_New_Process_Natural Gas_Other Process_E5 | F4 | Industrial | Petroleum | New | Process | Natural Gas | Other Process | E5 | Utility - Cost of Equipment | 0 | 0 | 0 | 0 | 0 | 0 | 0 | 0 | 0 | 0 | 0 | 0 | 0 | 0 | 0 | 0 | 0 | 0 | 0 | 0 | 0 | 0 | 0 | 0 | 0 | 0 | 0 | 0 | 0 | 0
F4_Industrial_Petroleum_New_Process_Natural Gas_Other Process_E6 | F4 | Industrial | Petroleum | New | Process | Natural Gas | Other Process | E6 | Utility - Cost of Equipment | 0 | 0 | 0 | 0 | 0 | 0 | 0 | 0 | 0 | 0 | 0 | 0 | 0 | 0 | 0 | 0 | 0 | 0 | 0 | 0 | 0 | 0 | 0 | 0 | 0 | 0 | 0 | 0 | 0 | 0
F4_Industrial_Petroleum_New_Process_Natural Gas_Other Process_E7 | F4 | Industrial | Petroleum | New | Process | Natural Gas | Other Process | E7 | Utility - Cost of Equipment | 0 | 0 | 0 | 0 | 0 | 0 | 0 | 0 | 0 | 0 | 0 | 0 | 0 | 0 | 0 | 0 | 0 | 0 | 0 | 0 | 0 | 0 | 0 | 0 | 0 | 0 | 0 | 0 | 0 | 0
F4_Industrial_Petroleum_New_Process_Natural Gas_Other Process_E8 | F4 | Industrial | Petroleum | New | Process | Natural Gas | Other Process | E8 | Utility - Cost of Equipment | 0 | 0 | 0 | 0 | 0 | 0 | 0 | 0 | 0 | 0 | 0 | 0 | 0 | 0 | 0 | 0 | 0 | 0 | 0 | 0 | 0 | 0 | 0 | 0 | 0 | 0 | 0 | 0 | 0 | 0
F4_Industrial_Petroleum_New_Process_Natural Gas_Other Process_E9 | F4 | Industrial | Petroleum | New | Process | Natural Gas | Other Process | E9 | Utility - Cost of Equipment | 0 | 0 | 0 | 0 | 0 | 0 | 0 | 0 | 0 | 0 | 0 | 0 | 0 | 0 | 0 | 0 | 0 | 0 | 0 | 0 | 0 | 0 | 0 | 0 | 0 | 0 | 0 | 0 | 0 | 0
F4_Industrial_Petroleum_New_Process_Natural Gas_Other Process_E10 | F4 | Industrial | Petroleum | New | Process | Natural Gas | Other Process | E10 | Utility - Cost of Equipment | 0 | 0 | 0 | 0 | 0 | 0 | 0 | 0 | 0 | 0 | 0 | 0 | 0 | 0 | 0 | 0 | 0 | 0 | 0 | 0 | 0 | 0 | 0 | 0 | 0 | 0 | 0 | 0 | 0 | 0
F5_Industrial_Petroleum_New_Process_Natural Gas_Other Process_E1 | F5 | Industrial | Petroleum | New | Process | Natural Gas | Other Process | E1 | Utility - Cost of Operation | 372.2028 | 406.898 | 409.6896 | 412.4616 | 400.9553 | 388.7406 | 375.6014 | 364.4458 | 353.0471 | 344.8304 | 336.2023 | 327.7314 | 319.2408 | 311.1602 | 303.0279 | 294.8598 | 286.9778 | 279.5342 | 272.1805 | 265.6539 | 259.4723 | 253.4346 | 0 | 0 | 0 | 0 | 0 | 0 | 0 | 0
F5_Industrial_Petroleum_New_Process_Natural Gas_Other Process_E2 | F5 | Industrial | Petroleum | New | Process | Natural Gas | Other Process | E2 | Utility - Cost of Operation | 0 | 0 | 0 | 0 | 0 | 0 | 0 | 0 | 0 | 0 | 0 | 0 | 0 | 0 | 0 | 0 | 0 | 0 | 0 | 0 | 0 | 0 | 0 | 0 | 0 | 0 | 0 | 0 | 0 | 0
F5_Industrial_Petroleum_New_Process_Natural Gas_Other Process_E3 | F5 | Industrial | Petroleum | New | Process | Natural Gas | Other Process | E3 | Utility - Cost of Operation | 0 | 0 | 0 | 0 | 0 | 0 | 0 | 0 | 0 | 0 | 0 | 0 | 0 | 0 | 0 | 0 | 0 | 0 | 0 | 0 | 0 | 0 | 0 | 0 | 0 | 0 | 0 | 0 | 0 | 0
F5_Industrial_Petroleum_New_Process_Natural Gas_Other Process_E4 | F5 | Industrial | Petroleum | New | Process | Natural Gas | Other Process | E4 | Utility - Cost of Operation | 0 | 0 | 0 | 0 | 0 | 0 | 0 | 0 | 0 | 0 | 0 | 0 | 0 | 0 | 0 | 0 | 0 | 0 | 0 | 0 | 0 | 0 | 0 | 0 | 0 | 0 | 0 | 0 | 0 | 0
F5_Industrial_Petroleum_New_Process_Natural Gas_Other Process_E5 | F5 | Industrial | Petroleum | New | Process | Natural Gas | Other Process | E5 | Utility - Cost of Operation | 0 | 0 | 0 | 0 | 0 | 0 | 0 | 0 | 0 | 0 | 0 | 0 | 0 | 0 | 0 | 0 | 0 | 0 | 0 | 0 | 0 | 0 | 0 | 0 | 0 | 0 | 0 | 0 | 0 | 0
F5_Industrial_Petroleum_New_Process_Natural Gas_Other Process_E6 | F5 | Industrial | Petroleum | New | Process | Natural Gas | Other Process | E6 | Utility - Cost of Operation | 0 | 0 | 0 | 0 | 0 | 0 | 0 | 0 | 0 | 0 | 0 | 0 | 0 | 0 | 0 | 0 | 0 | 0 | 0 | 0 | 0 | 0 | 0 | 0 | 0 | 0 | 0 | 0 | 0 | 0
F5_Industrial_Petroleum_New_Process_Natural Gas_Other Process_E7 | F5 | Industrial | Petroleum | New | Process | Natural Gas | Other Process | E7 | Utility - Cost of Operation | 0 | 0 | 0 | 0 | 0 | 0 | 0 | 0 | 0 | 0 | 0 | 0 | 0 | 0 | 0 | 0 | 0 | 0 | 0 | 0 | 0 | 0 | 0 | 0 | 0 | 0 | 0 | 0 | 0 | 0
F5_Industrial_Petroleum_New_Process_Natural Gas_Other Process_E8 | F5 | Industrial | Petroleum | New | Process | Natural Gas | Other Process | E8 | Utility - Cost of Operation | 0 | 0 | 0 | 0 | 0 | 0 | 0 | 0 | 0 | 0 | 0 | 0 | 0 | 0 | 0 | 0 | 0 | 0 | 0 | 0 | 0 | 0 | 0 | 0 | 0 | 0 | 0 | 0 | 0 | 0
F5_Industrial_Petroleum_New_Process_Natural Gas_Other Process_E9 | F5 | Industrial | Petroleum | New | Process | Natural Gas | Other Process | E9 | Utility - Cost of Operation | 0 | 0 | 0 | 0 | 0 | 0 | 0 | 0 | 0 | 0 | 0 | 0 | 0 | 0 | 0 | 0 | 0 | 0 | 0 | 0 | 0 | 0 | 0 | 0 | 0 | 0 | 0 | 0 | 0 | 0
F5_Industrial_Petroleum_New_Process_Natural Gas_Other Process_E10 | F5 | Industrial | Petroleum | New | Process | Natural Gas | Other Process | E10 | Utility - Cost of Operation | 0 | 0 | 0 | 0 | 0 | 0 | 0 | 0 | 0 | 0 | 0 | 0 | 0 | 0 | 0 | 0 | 0 | 0 | 0 | 0 | 0 | 0 | 0 | 0 | 0 | 0 | 0 | 0 | 0 | 0
F6_Industrial_Petroleum_New_Process_Natural Gas_Other Process_E1 | F6 | Industrial | Petroleum | New | Process | Natural Gas | Other Process | E1 | Utility - Value of Sales | 445.9231 | 487.4903 | 490.8348 | 494.1559 | 480.3705 | 465.7366 | 449.9949 | 436.6299 | 422.9735 | 413.1293 | 402.7923 | 392.6435 | 382.4712 | 372.7902 | 363.0472 | 353.2612 | 343.8182 | 334.9002 | 326.09 | 318.2706 | 310.8647 | 303.6312 | 0 | 0 | 0 | 0 | 0 | 0 | 0 | 0
F6_Industrial_Petroleum_New_Process_Natural Gas_Other Process_E2 | F6 | Industrial | Petroleum | New | Process | Natural Gas | Other Process | E2 | Utility - Value of Sales | 0 | 0 | 0 | 0 | 0 | 0 | 0 | 0 | 0 | 0 | 0 | 0 | 0 | 0 | 0 | 0 | 0 | 0 | 0 | 0 | 0 | 0 | 0 | 0 | 0 | 0 | 0 | 0 | 0 | 0
F6_Industrial_Petroleum_New_Process_Natural Gas_Other Process_E3 | F6 | Industrial | Petroleum | New | Process | Natural Gas | Other Process | E3 | Utility - Value of Sales | 0 | 0 | 0 | 0 | 0 | 0 | 0 | 0 | 0 | 0 | 0 | 0 | 0 | 0 | 0 | 0 | 0 | 0 | 0 | 0 | 0 | 0 | 0 | 0 | 0 | 0 | 0 | 0 | 0 | 0
F6_Industrial_Petroleum_New_Process_Natural Gas_Other Process_E4 | F6 | Industrial | Petroleum | New | Process | Natural Gas | Other Process | E4 | Utility - Value of Sales | 0 | 0 | 0 | 0 | 0 | 0 | 0 | 0 | 0 | 0 | 0 | 0 | 0 | 0 | 0 | 0 | 0 | 0 | 0 | 0 | 0 | 0 | 0 | 0 | 0 | 0 | 0 | 0 | 0 | 0
F6_Industrial_Petroleum_New_Process_Natural Gas_Other Process_E5 | F6 | Industrial | Petroleum | New | Process | Natural Gas | Other Process | E5 | Utility - Value of Sales | 0 | 0 | 0 | 0 | 0 | 0 | 0 | 0 | 0 | 0 | 0 | 0 | 0 | 0 | 0 | 0 | 0 | 0 | 0 | 0 | 0 | 0 | 0 | 0 | 0 | 0 | 0 | 0 | 0 | 0
F6_Industrial_Petroleum_New_Process_Natural Gas_Other Process_E6 | F6 | Industrial | Petroleum | New | Process | Natural Gas | Other Process | E6 | Utility - Value of Sales | 0 | 0 | 0 | 0 | 0 | 0 | 0 | 0 | 0 | 0 | 0 | 0 | 0 | 0 | 0 | 0 | 0 | 0 | 0 | 0 | 0 | 0 | 0 | 0 | 0 | 0 | 0 | 0 | 0 | 0
F6_Industrial_Petroleum_New_Process_Natural Gas_Other Process_E7 | F6 | Industrial | Petroleum | New | Process | Natural Gas | Other Process | E7 | Utility - Value of Sales | 0 | 0 | 0 | 0 | 0 | 0 | 0 | 0 | 0 | 0 | 0 | 0 | 0 | 0 | 0 | 0 | 0 | 0 | 0 | 0 | 0 | 0 | 0 | 0 | 0 | 0 | 0 | 0 | 0 | 0
F6_Industrial_Petroleum_New_Process_Natural Gas_Other Process_E8 | F6 | Industrial | Petroleum | New | Process | Natural Gas | Other Process | E8 | Utility - Value of Sales | 0 | 0 | 0 | 0 | 0 | 0 | 0 | 0 | 0 | 0 | 0 | 0 | 0 | 0 | 0 | 0 | 0 | 0 | 0 | 0 | 0 | 0 | 0 | 0 | 0 | 0 | 0 | 0 | 0 | 0
F6_Industrial_Petroleum_New_Process_Natural Gas_Other Process_E9 | F6 | Industrial | Petroleum | New | Process | Natural Gas | Other Process | E9 | Utility - Value of Sales | 0 | 0 | 0 | 0 | 0 | 0 | 0 | 0 | 0 | 0 | 0 | 0 | 0 | 0 | 0 | 0 | 0 | 0 | 0 | 0 | 0 | 0 | 0 | 0 | 0 | 0 | 0 | 0 | 0 | 0
F6_Industrial_Petroleum_New_Process_Natural Gas_Other Process_E10 | F6 | Industrial | Petroleum | New | Process | Natural Gas | Other Process | E10 | Utility - Value of Sales | 0 | 0 | 0 | 0 | 0 | 0 | 0 | 0 | 0 | 0 | 0 | 0 | 0 | 0 | 0 | 0 | 0 | 0 | 0 | 0 | 0 | 0 | 0 | 0 | 0 | 0 | 0 | 0 | 0 | 0
F1_Industrial_Petroleum_New_Miscellaneous_Natural Gas_Miscellaneous_E1 | F1 | Industrial | Petroleum | New | Miscellaneous | Natural Gas | Miscellaneous | E1 | Participant - Cost of Equipment | 0.22938 | 0.22938 | 0.22938 | 0.22938 | 0.22938 | 0.22938 | 0.22938 | 0.22938 | 0.22938 | 0.22938 | 0.22938 | 0.22938 | 0.22938 | 0.22938 | 0.22938 | 0.22938 | 0.22938 | 0.22938 | 0.22938 | 0.22938 | 0.22938 | 0.22938 | 0 | 0 | 0 | 0 | 0 | 0 | 0 | 0
F1_Industrial_Petroleum_New_Miscellaneous_Natural Gas_Miscellaneous_E2 | F1 | Industrial | Petroleum | New | Miscellaneous | Natural Gas | Miscellaneous | E2 | Participant - Cost of Equipment | 0 | 0 | 0 | 0 | 0 | 0 | 0 | 0 | 0 | 0 | 0 | 0 | 0 | 0 | 0 | 0 | 0 | 0 | 0 | 0 | 0 | 0 | 0 | 0 | 0 | 0 | 0 | 0 | 0 | 0
F1_Industrial_Petroleum_New_Miscellaneous_Natural Gas_Miscellaneous_E3 | F1 | Industrial | Petroleum | New | Miscellaneous | Natural Gas | Miscellaneous | E3 | Participant - Cost of Equipment | 0 | 0 | 0 | 0 | 0 | 0 | 0 | 0 | 0 | 0 | 0 | 0 | 0 | 0 | 0 | 0 | 0 | 0 | 0 | 0 | 0 | 0 | 0 | 0 | 0 | 0 | 0 | 0 | 0 | 0
F1_Industrial_Petroleum_New_Miscellaneous_Natural Gas_Miscellaneous_E4 | F1 | Industrial | Petroleum | New | Miscellaneous | Natural Gas | Miscellaneous | E4 | Participant - Cost of Equipment | 0 | 0 | 0 | 0 | 0 | 0 | 0 | 0 | 0 | 0 | 0 | 0 | 0 | 0 | 0 | 0 | 0 | 0 | 0 | 0 | 0 | 0 | 0 | 0 | 0 | 0 | 0 | 0 | 0 | 0
F1_Industrial_Petroleum_New_Miscellaneous_Natural Gas_Miscellaneous_E5 | F1 | Industrial | Petroleum | New | Miscellaneous | Natural Gas | Miscellaneous | E5 | Participant - Cost of Equipment | 0 | 0 | 0 | 0 | 0 | 0 | 0 | 0 | 0 | 0 | 0 | 0 | 0 | 0 | 0 | 0 | 0 | 0 | 0 | 0 | 0 | 0 | 0 | 0 | 0 | 0 | 0 | 0 | 0 | 0
F1_Industrial_Petroleum_New_Miscellaneous_Natural Gas_Miscellaneous_E6 | F1 | Industrial | Petroleum | New | Miscellaneous | Natural Gas | Miscellaneous | E6 | Participant - Cost of Equipment | 0 | 0 | 0 | 0 | 0 | 0 | 0 | 0 | 0 | 0 | 0 | 0 | 0 | 0 | 0 | 0 | 0 | 0 | 0 | 0 | 0 | 0 | 0 | 0 | 0 | 0 | 0 | 0 | 0 | 0
F1_Industrial_Petroleum_New_Miscellaneous_Natural Gas_Miscellaneous_E7 | F1 | Industrial | Petroleum | New | Miscellaneous | Natural Gas | Miscellaneous | E7 | Participant - Cost of Equipment | 0 | 0 | 0 | 0 | 0 | 0 | 0 | 0 | 0 | 0 | 0 | 0 | 0 | 0 | 0 | 0 | 0 | 0 | 0 | 0 | 0 | 0 | 0 | 0 | 0 | 0 | 0 | 0 | 0 | 0
F1_Industrial_Petroleum_New_Miscellaneous_Natural Gas_Miscellaneous_E8 | F1 | Industrial | Petroleum | New | Miscellaneous | Natural Gas | Miscellaneous | E8 | Participant - Cost of Equipment | 0 | 0 | 0 | 0 | 0 | 0 | 0 | 0 | 0 | 0 | 0 | 0 | 0 | 0 | 0 | 0 | 0 | 0 | 0 | 0 | 0 | 0 | 0 | 0 | 0 | 0 | 0 | 0 | 0 | 0
F1_Industrial_Petroleum_New_Miscellaneous_Natural Gas_Miscellaneous_E9 | F1 | Industrial | Petroleum | New | Miscellaneous | Natural Gas | Miscellaneous | E9 | Participant - Cost of Equipment | 0 | 0 | 0 | 0 | 0 | 0 | 0 | 0 | 0 | 0 | 0 | 0 | 0 | 0 | 0 | 0 | 0 | 0 | 0 | 0 | 0 | 0 | 0 | 0 | 0 | 0 | 0 | 0 | 0 | 0
F1_Industrial_Petroleum_New_Miscellaneous_Natural Gas_Miscellaneous_E10 | F1 | Industrial | Petroleum | New | Miscellaneous | Natural Gas | Miscellaneous | E10 | Participant - Cost of Equipment | 0 | 0 | 0 | 0 | 0 | 0 | 0 | 0 | 0 | 0 | 0 | 0 | 0 | 0 | 0 | 0 | 0 | 0 | 0 | 0 | 0 | 0 | 0 | 0 | 0 | 0 | 0 | 0 | 0 | 0
F2_Industrial_Petroleum_New_Miscellaneous_Natural Gas_Miscellaneous_E1 | F2 | Industrial | Petroleum | New | Miscellaneous | Natural Gas | Miscellaneous | E1 | Participant - Cost of Operation | 2414.9137 | 2640.0224 | 2658.1344 | 2676.1201 | 2601.4649 | 2522.2141 | 2436.9646 | 2364.5855 | 2290.6289 | 2237.3174 | 2181.337 | 2126.376 | 2071.2875 | 2018.8593 | 1966.0958 | 1913.0995 | 1861.9603 | 1813.6648 | 1765.9527 | 1723.6068 | 1683.4999 | 1644.3262 | 0 | 0 | 0 | 0 | 0 | 0 | 0 | 0
F2_Industrial_Petroleum_New_Miscellaneous_Natural Gas_Miscellaneous_E2 | F2 | Industrial | Petroleum | New | Miscellaneous | Natural Gas | Miscellaneous | E2 | Participant - Cost of Operation | 0 | 0 | 0 | 0 | 0 | 0 | 0 | 0 | 0 | 0 | 0 | 0 | 0 | 0 | 0 | 0 | 0 | 0 | 0 | 0 | 0 | 0 | 0 | 0 | 0 | 0 | 0 | 0 | 0 | 0
F2_Industrial_Petroleum_New_Miscellaneous_Natural Gas_Miscellaneous_E3 | F2 | Industrial | Petroleum | New | Miscellaneous | Natural Gas | Miscellaneous | E3 | Participant - Cost of Operation | 0 | 0 | 0 | 0 | 0 | 0 | 0 | 0 | 0 | 0 | 0 | 0 | 0 | 0 | 0 | 0 | 0 | 0 | 0 | 0 | 0 | 0 | 0 | 0 | 0 | 0 | 0 | 0 | 0 | 0
F2_Industrial_Petroleum_New_Miscellaneous_Natural Gas_Miscellaneous_E4 | F2 | Industrial | Petroleum | New | Miscellaneous | Natural Gas | Miscellaneous | E4 | Participant - Cost of Operation | 0 | 0 | 0 | 0 | 0 | 0 | 0 | 0 | 0 | 0 | 0 | 0 | 0 | 0 | 0 | 0 | 0 | 0 | 0 | 0 | 0 | 0 | 0 | 0 | 0 | 0 | 0 | 0 | 0 | 0
F2_Industrial_Petroleum_New_Miscellaneous_Natural Gas_Miscellaneous_E5 | F2 | Industrial | Petroleum | New | Miscellaneous | Natural Gas | Miscellaneous | E5 | Participant - Cost of Operation | 0 | 0 | 0 | 0 | 0 | 0 | 0 | 0 | 0 | 0 | 0 | 0 | 0 | 0 | 0 | 0 | 0 | 0 | 0 | 0 | 0 | 0 | 0 | 0 | 0 | 0 | 0 | 0 | 0 | 0
F2_Industrial_Petroleum_New_Miscellaneous_Natural Gas_Miscellaneous_E6 | F2 | Industrial | Petroleum | New | Miscellaneous | Natural Gas | Miscellaneous | E6 | Participant - Cost of Operation | 0 | 0 | 0 | 0 | 0 | 0 | 0 | 0 | 0 | 0 | 0 | 0 | 0 | 0 | 0 | 0 | 0 | 0 | 0 | 0 | 0 | 0 | 0 | 0 | 0 | 0 | 0 | 0 | 0 | 0
F2_Industrial_Petroleum_New_Miscellaneous_Natural Gas_Miscellaneous_E7 | F2 | Industrial | Petroleum | New | Miscellaneous | Natural Gas | Miscellaneous | E7 | Participant - Cost of Operation | 0 | 0 | 0 | 0 | 0 | 0 | 0 | 0 | 0 | 0 | 0 | 0 | 0 | 0 | 0 | 0 | 0 | 0 | 0 | 0 | 0 | 0 | 0 | 0 | 0 | 0 | 0 | 0 | 0 | 0
F2_Industrial_Petroleum_New_Miscellaneous_Natural Gas_Miscellaneous_E8 | F2 | Industrial | Petroleum | New | Miscellaneous | Natural Gas | Miscellaneous | E8 | Participant - Cost of Operation | 0 | 0 | 0 | 0 | 0 | 0 | 0 | 0 | 0 | 0 | 0 | 0 | 0 | 0 | 0 | 0 | 0 | 0 | 0 | 0 | 0 | 0 | 0 | 0 | 0 | 0 | 0 | 0 | 0 | 0
F2_Industrial_Petroleum_New_Miscellaneous_Natural Gas_Miscellaneous_E9 | F2 | Industrial | Petroleum | New | Miscellaneous | Natural Gas | Miscellaneous | E9 | Participant - Cost of Operation | 0 | 0 | 0 | 0 | 0 | 0 | 0 | 0 | 0 | 0 | 0 | 0 | 0 | 0 | 0 | 0 | 0 | 0 | 0 | 0 | 0 | 0 | 0 | 0 | 0 | 0 | 0 | 0 | 0 | 0
F2_Industrial_Petroleum_New_Miscellaneous_Natural Gas_Miscellaneous_E10 | F2 | Industrial | Petroleum | New | Miscellaneous | Natural Gas | Miscellaneous | E10 | Participant - Cost of Operation | 0 | 0 | 0 | 0 | 0 | 0 | 0 | 0 | 0 | 0 | 0 | 0 | 0 | 0 | 0 | 0 | 0 | 0 | 0 | 0 | 0 | 0 | 0 | 0 | 0 | 0 | 0 | 0 | 0 | 0
F3_Industrial_Petroleum_New_Miscellaneous_Natural Gas_Miscellaneous_E1 | F3 | Industrial | Petroleum | New | Miscellaneous | Natural Gas | Miscellaneous | E1 | System - kBTUs of Conusmption | 373889.0136 | 373889.0136 | 373889.0136 | 373889.0136 | 373889.0136 | 373889.0136 | 373889.0136 | 373889.0136 | 373889.0136 | 373889.0136 | 373889.0136 | 373889.0136 | 373889.0136 | 373889.0136 | 373889.0136 | 373889.0136 | 373889.0136 | 373889.0136 | 373889.0136 | 373889.0136 | 373889.0136 | 373889.0136 | 0 | 0 | 0 | 0 | 0 | 0 | 0 | 0
F3_Industrial_Petroleum_New_Miscellaneous_Natural Gas_Miscellaneous_E2 | F3 | Industrial | Petroleum | New | Miscellaneous | Natural Gas | Miscellaneous | E2 | System - kBTUs of Conusmption | 0 | 0 | 0 | 0 | 0 | 0 | 0 | 0 | 0 | 0 | 0 | 0 | 0 | 0 | 0 | 0 | 0 | 0 | 0 | 0 | 0 | 0 | 0 | 0 | 0 | 0 | 0 | 0 | 0 | 0
F3_Industrial_Petroleum_New_Miscellaneous_Natural Gas_Miscellaneous_E3 | F3 | Industrial | Petroleum | New | Miscellaneous | Natural Gas | Miscellaneous | E3 | System - kBTUs of Conusmption | 0 | 0 | 0 | 0 | 0 | 0 | 0 | 0 | 0 | 0 | 0 | 0 | 0 | 0 | 0 | 0 | 0 | 0 | 0 | 0 | 0 | 0 | 0 | 0 | 0 | 0 | 0 | 0 | 0 | 0
F3_Industrial_Petroleum_New_Miscellaneous_Natural Gas_Miscellaneous_E4 | F3 | Industrial | Petroleum | New | Miscellaneous | Natural Gas | Miscellaneous | E4 | System - kBTUs of Conusmption | 0 | 0 | 0 | 0 | 0 | 0 | 0 | 0 | 0 | 0 | 0 | 0 | 0 | 0 | 0 | 0 | 0 | 0 | 0 | 0 | 0 | 0 | 0 | 0 | 0 | 0 | 0 | 0 | 0 | 0
F3_Industrial_Petroleum_New_Miscellaneous_Natural Gas_Miscellaneous_E5 | F3 | Industrial | Petroleum | New | Miscellaneous | Natural Gas | Miscellaneous | E5 | System - kBTUs of Conusmption | 0 | 0 | 0 | 0 | 0 | 0 | 0 | 0 | 0 | 0 | 0 | 0 | 0 | 0 | 0 | 0 | 0 | 0 | 0 | 0 | 0 | 0 | 0 | 0 | 0 | 0 | 0 | 0 | 0 | 0
F3_Industrial_Petroleum_New_Miscellaneous_Natural Gas_Miscellaneous_E6 | F3 | Industrial | Petroleum | New | Miscellaneous | Natural Gas | Miscellaneous | E6 | System - kBTUs of Conusmption | 0 | 0 | 0 | 0 | 0 | 0 | 0 | 0 | 0 | 0 | 0 | 0 | 0 | 0 | 0 | 0 | 0 | 0 | 0 | 0 | 0 | 0 | 0 | 0 | 0 | 0 | 0 | 0 | 0 | 0
F3_Industrial_Petroleum_New_Miscellaneous_Natural Gas_Miscellaneous_E7 | F3 | Industrial | Petroleum | New | Miscellaneous | Natural Gas | Miscellaneous | E7 | System - kBTUs of Conusmption | 0 | 0 | 0 | 0 | 0 | 0 | 0 | 0 | 0 | 0 | 0 | 0 | 0 | 0 | 0 | 0 | 0 | 0 | 0 | 0 | 0 | 0 | 0 | 0 | 0 | 0 | 0 | 0 | 0 | 0
F3_Industrial_Petroleum_New_Miscellaneous_Natural Gas_Miscellaneous_E8 | F3 | Industrial | Petroleum | New | Miscellaneous | Natural Gas | Miscellaneous | E8 | System - kBTUs of Conusmption | 0 | 0 | 0 | 0 | 0 | 0 | 0 | 0 | 0 | 0 | 0 | 0 | 0 | 0 | 0 | 0 | 0 | 0 | 0 | 0 | 0 | 0 | 0 | 0 | 0 | 0 | 0 | 0 | 0 | 0
F3_Industrial_Petroleum_New_Miscellaneous_Natural Gas_Miscellaneous_E9 | F3 | Industrial | Petroleum | New | Miscellaneous | Natural Gas | Miscellaneous | E9 | System - kBTUs of Conusmption | 0 | 0 | 0 | 0 | 0 | 0 | 0 | 0 | 0 | 0 | 0 | 0 | 0 | 0 | 0 | 0 | 0 | 0 | 0 | 0 | 0 | 0 | 0 | 0 | 0 | 0 | 0 | 0 | 0 | 0
F3_Industrial_Petroleum_New_Miscellaneous_Natural Gas_Miscellaneous_E10 | F3 | Industrial | Petroleum | New | Miscellaneous | Natural Gas | Miscellaneous | E10 | System - kBTUs of Conusmption | 0 | 0 | 0 | 0 | 0 | 0 | 0 | 0 | 0 | 0 | 0 | 0 | 0 | 0 | 0 | 0 | 0 | 0 | 0 | 0 | 0 | 0 | 0 | 0 | 0 | 0 | 0 | 0 | 0 | 0
F4_Industrial_Petroleum_New_Miscellaneous_Natural Gas_Miscellaneous_E1 | F4 | Industrial | Petroleum | New | Miscellaneous | Natural Gas | Miscellaneous | E1 | Utility - Cost of Equipment | 0.22938 | 0.22938 | 0.22938 | 0.22938 | 0.22938 | 0.22938 | 0.22938 | 0.22938 | 0.22938 | 0.22938 | 0.22938 | 0.22938 | 0.22938 | 0.22938 | 0.22938 | 0.22938 | 0.22938 | 0.22938 | 0.22938 | 0.22938 | 0.22938 | 0.22938 | 0 | 0 | 0 | 0 | 0 | 0 | 0 | 0
F4_Industrial_Petroleum_New_Miscellaneous_Natural Gas_Miscellaneous_E2 | F4 | Industrial | Petroleum | New | Miscellaneous | Natural Gas | Miscellaneous | E2 | Utility - Cost of Equipment | 0 | 0 | 0 | 0 | 0 | 0 | 0 | 0 | 0 | 0 | 0 | 0 | 0 | 0 | 0 | 0 | 0 | 0 | 0 | 0 | 0 | 0 | 0 | 0 | 0 | 0 | 0 | 0 | 0 | 0
F4_Industrial_Petroleum_New_Miscellaneous_Natural Gas_Miscellaneous_E3 | F4 | Industrial | Petroleum | New | Miscellaneous | Natural Gas | Miscellaneous | E3 | Utility - Cost of Equipment | 0 | 0 | 0 | 0 | 0 | 0 | 0 | 0 | 0 | 0 | 0 | 0 | 0 | 0 | 0 | 0 | 0 | 0 | 0 | 0 | 0 | 0 | 0 | 0 | 0 | 0 | 0 | 0 | 0 | 0
F4_Industrial_Petroleum_New_Miscellaneous_Natural Gas_Miscellaneous_E4 | F4 | Industrial | Petroleum | New | Miscellaneous | Natural Gas | Miscellaneous | E4 | Utility - Cost of Equipment | 0 | 0 | 0 | 0 | 0 | 0 | 0 | 0 | 0 | 0 | 0 | 0 | 0 | 0 | 0 | 0 | 0 | 0 | 0 | 0 | 0 | 0 | 0 | 0 | 0 | 0 | 0 | 0 | 0 | 0
F4_Industrial_Petroleum_New_Miscellaneous_Natural Gas_Miscellaneous_E5 | F4 | Industrial | Petroleum | New | Miscellaneous | Natural Gas | Miscellaneous | E5 | Utility - Cost of Equipment | 0 | 0 | 0 | 0 | 0 | 0 | 0 | 0 | 0 | 0 | 0 | 0 | 0 | 0 | 0 | 0 | 0 | 0 | 0 | 0 | 0 | 0 | 0 | 0 | 0 | 0 | 0 | 0 | 0 | 0
F4_Industrial_Petroleum_New_Miscellaneous_Natural Gas_Miscellaneous_E6 | F4 | Industrial | Petroleum | New | Miscellaneous | Natural Gas | Miscellaneous | E6 | Utility - Cost of Equipment | 0 | 0 | 0 | 0 | 0 | 0 | 0 | 0 | 0 | 0 | 0 | 0 | 0 | 0 | 0 | 0 | 0 | 0 | 0 | 0 | 0 | 0 | 0 | 0 | 0 | 0 | 0 | 0 | 0 | 0
F4_Industrial_Petroleum_New_Miscellaneous_Natural Gas_Miscellaneous_E7 | F4 | Industrial | Petroleum | New | Miscellaneous | Natural Gas | Miscellaneous | E7 | Utility - Cost of Equipment | 0 | 0 | 0 | 0 | 0 | 0 | 0 | 0 | 0 | 0 | 0 | 0 | 0 | 0 | 0 | 0 | 0 | 0 | 0 | 0 | 0 | 0 | 0 | 0 | 0 | 0 | 0 | 0 | 0 | 0
F4_Industrial_Petroleum_New_Miscellaneous_Natural Gas_Miscellaneous_E8 | F4 | Industrial | Petroleum | New | Miscellaneous | Natural Gas | Miscellaneous | E8 | Utility - Cost of Equipment | 0 | 0 | 0 | 0 | 0 | 0 | 0 | 0 | 0 | 0 | 0 | 0 | 0 | 0 | 0 | 0 | 0 | 0 | 0 | 0 | 0 | 0 | 0 | 0 | 0 | 0 | 0 | 0 | 0 | 0
F4_Industrial_Petroleum_New_Miscellaneous_Natural Gas_Miscellaneous_E9 | F4 | Industrial | Petroleum | New | Miscellaneous | Natural Gas | Miscellaneous | E9 | Utility - Cost of Equipment | 0 | 0 | 0 | 0 | 0 | 0 | 0 | 0 | 0 | 0 | 0 | 0 | 0 | 0 | 0 | 0 | 0 | 0 | 0 | 0 | 0 | 0 | 0 | 0 | 0 | 0 | 0 | 0 | 0 | 0
F4_Industrial_Petroleum_New_Miscellaneous_Natural Gas_Miscellaneous_E10 | F4 | Industrial | Petroleum | New | Miscellaneous | Natural Gas | Miscellaneous | E10 | Utility - Cost of Equipment | 0 | 0 | 0 | 0 | 0 | 0 | 0 | 0 | 0 | 0 | 0 | 0 | 0 | 0 | 0 | 0 | 0 | 0 | 0 | 0 | 0 | 0 | 0 | 0 | 0 | 0 | 0 | 0 | 0 | 0
F5_Industrial_Petroleum_New_Miscellaneous_Natural Gas_Miscellaneous_E1 | F5 | Industrial | Petroleum | New | Miscellaneous | Natural Gas | Miscellaneous | E1 | Utility - Cost of Operation | 2015.6782 | 2203.5717 | 2218.6894 | 2233.7017 | 2171.3886 | 2105.2396 | 2034.0836 | 1973.6703 | 1911.9402 | 1867.4423 | 1820.7166 | 1774.8417 | 1728.8606 | 1685.0998 | 1641.0592 | 1596.8243 | 1554.1394 | 1513.8282 | 1474.0039 | 1438.6587 | 1405.1823 | 1372.4848 | 0 | 0 | 0 | 0 | 0 | 0 | 0 | 0
F5_Industrial_Petroleum_New_Miscellaneous_Natural Gas_Miscellaneous_E2 | F5 | Industrial | Petroleum | New | Miscellaneous | Natural Gas | Miscellaneous | E2 | Utility - Cost of Operation | 0 | 0 | 0 | 0 | 0 | 0 | 0 | 0 | 0 | 0 | 0 | 0 | 0 | 0 | 0 | 0 | 0 | 0 | 0 | 0 | 0 | 0 | 0 | 0 | 0 | 0 | 0 | 0 | 0 | 0
F5_Industrial_Petroleum_New_Miscellaneous_Natural Gas_Miscellaneous_E3 | F5 | Industrial | Petroleum | New | Miscellaneous | Natural Gas | Miscellaneous | E3 | Utility - Cost of Operation | 0 | 0 | 0 | 0 | 0 | 0 | 0 | 0 | 0 | 0 | 0 | 0 | 0 | 0 | 0 | 0 | 0 | 0 | 0 | 0 | 0 | 0 | 0 | 0 | 0 | 0 | 0 | 0 | 0 | 0
F5_Industrial_Petroleum_New_Miscellaneous_Natural Gas_Miscellaneous_E4 | F5 | Industrial | Petroleum | New | Miscellaneous | Natural Gas | Miscellaneous | E4 | Utility - Cost of Operation | 0 | 0 | 0 | 0 | 0 | 0 | 0 | 0 | 0 | 0 | 0 | 0 | 0 | 0 | 0 | 0 | 0 | 0 | 0 | 0 | 0 | 0 | 0 | 0 | 0 | 0 | 0 | 0 | 0 | 0
F5_Industrial_Petroleum_New_Miscellaneous_Natural Gas_Miscellaneous_E5 | F5 | Industrial | Petroleum | New | Miscellaneous | Natural Gas | Miscellaneous | E5 | Utility - Cost of Operation | 0 | 0 | 0 | 0 | 0 | 0 | 0 | 0 | 0 | 0 | 0 | 0 | 0 | 0 | 0 | 0 | 0 | 0 | 0 | 0 | 0 | 0 | 0 | 0 | 0 | 0 | 0 | 0 | 0 | 0
F5_Industrial_Petroleum_New_Miscellaneous_Natural Gas_Miscellaneous_E6 | F5 | Industrial | Petroleum | New | Miscellaneous | Natural Gas | Miscellaneous | E6 | Utility - Cost of Operation | 0 | 0 | 0 | 0 | 0 | 0 | 0 | 0 | 0 | 0 | 0 | 0 | 0 | 0 | 0 | 0 | 0 | 0 | 0 | 0 | 0 | 0 | 0 | 0 | 0 | 0 | 0 | 0 | 0 | 0
F5_Industrial_Petroleum_New_Miscellaneous_Natural Gas_Miscellaneous_E7 | F5 | Industrial | Petroleum | New | Miscellaneous | Natural Gas | Miscellaneous | E7 | Utility - Cost of Operation | 0 | 0 | 0 | 0 | 0 | 0 | 0 | 0 | 0 | 0 | 0 | 0 | 0 | 0 | 0 | 0 | 0 | 0 | 0 | 0 | 0 | 0 | 0 | 0 | 0 | 0 | 0 | 0 | 0 | 0
F5_Industrial_Petroleum_New_Miscellaneous_Natural Gas_Miscellaneous_E8 | F5 | Industrial | Petroleum | New | Miscellaneous | Natural Gas | Miscellaneous | E8 | Utility - Cost of Operation | 0 | 0 | 0 | 0 | 0 | 0 | 0 | 0 | 0 | 0 | 0 | 0 | 0 | 0 | 0 | 0 | 0 | 0 | 0 | 0 | 0 | 0 | 0 | 0 | 0 | 0 | 0 | 0 | 0 | 0
F5_Industrial_Petroleum_New_Miscellaneous_Natural Gas_Miscellaneous_E9 | F5 | Industrial | Petroleum | New | Miscellaneous | Natural Gas | Miscellaneous | E9 | Utility - Cost of Operation | 0 | 0 | 0 | 0 | 0 | 0 | 0 | 0 | 0 | 0 | 0 | 0 | 0 | 0 | 0 | 0 | 0 | 0 | 0 | 0 | 0 | 0 | 0 | 0 | 0 | 0 | 0 | 0 | 0 | 0
F5_Industrial_Petroleum_New_Miscellaneous_Natural Gas_Miscellaneous_E10 | F5 | Industrial | Petroleum | New | Miscellaneous | Natural Gas | Miscellaneous | E10 | Utility - Cost of Operation | 0 | 0 | 0 | 0 | 0 | 0 | 0 | 0 | 0 | 0 | 0 | 0 | 0 | 0 | 0 | 0 | 0 | 0 | 0 | 0 | 0 | 0 | 0 | 0 | 0 | 0 | 0 | 0 | 0 | 0
F6_Industrial_Petroleum_New_Miscellaneous_Natural Gas_Miscellaneous_E1 | F6 | Industrial | Petroleum | New | Miscellaneous | Natural Gas | Miscellaneous | E1 | Utility - Value of Sales | 2414.9137 | 2640.0224 | 2658.1344 | 2676.1201 | 2601.4649 | 2522.2141 | 2436.9646 | 2364.5855 | 2290.6289 | 2237.3174 | 2181.337 | 2126.376 | 2071.2875 | 2018.8593 | 1966.0958 | 1913.0995 | 1861.9603 | 1813.6648 | 1765.9527 | 1723.6068 | 1683.4999 | 1644.3262 | 0 | 0 | 0 | 0 | 0 | 0 | 0 | 0
F6_Industrial_Petroleum_New_Miscellaneous_Natural Gas_Miscellaneous_E2 | F6 | Industrial | Petroleum | New | Miscellaneous | Natural Gas | Miscellaneous | E2 | Utility - Value of Sales | 0 | 0 | 0 | 0 | 0 | 0 | 0 | 0 | 0 | 0 | 0 | 0 | 0 | 0 | 0 | 0 | 0 | 0 | 0 | 0 | 0 | 0 | 0 | 0 | 0 | 0 | 0 | 0 | 0 | 0
F6_Industrial_Petroleum_New_Miscellaneous_Natural Gas_Miscellaneous_E3 | F6 | Industrial | Petroleum | New | Miscellaneous | Natural Gas | Miscellaneous | E3 | Utility - Value of Sales | 0 | 0 | 0 | 0 | 0 | 0 | 0 | 0 | 0 | 0 | 0 | 0 | 0 | 0 | 0 | 0 | 0 | 0 | 0 | 0 | 0 | 0 | 0 | 0 | 0 | 0 | 0 | 0 | 0 | 0
F6_Industrial_Petroleum_New_Miscellaneous_Natural Gas_Miscellaneous_E4 | F6 | Industrial | Petroleum | New | Miscellaneous | Natural Gas | Miscellaneous | E4 | Utility - Value of Sales | 0 | 0 | 0 | 0 | 0 | 0 | 0 | 0 | 0 | 0 | 0 | 0 | 0 | 0 | 0 | 0 | 0 | 0 | 0 | 0 | 0 | 0 | 0 | 0 | 0 | 0 | 0 | 0 | 0 | 0
F6_Industrial_Petroleum_New_Miscellaneous_Natural Gas_Miscellaneous_E5 | F6 | Industrial | Petroleum | New | Miscellaneous | Natural Gas | Miscellaneous | E5 | Utility - Value of Sales | 0 | 0 | 0 | 0 | 0 | 0 | 0 | 0 | 0 | 0 | 0 | 0 | 0 | 0 | 0 | 0 | 0 | 0 | 0 | 0 | 0 | 0 | 0 | 0 | 0 | 0 | 0 | 0 | 0 | 0
F6_Industrial_Petroleum_New_Miscellaneous_Natural Gas_Miscellaneous_E6 | F6 | Industrial | Petroleum | New | Miscellaneous | Natural Gas | Miscellaneous | E6 | Utility - Value of Sales | 0 | 0 | 0 | 0 | 0 | 0 | 0 | 0 | 0 | 0 | 0 | 0 | 0 | 0 | 0 | 0 | 0 | 0 | 0 | 0 | 0 | 0 | 0 | 0 | 0 | 0 | 0 | 0 | 0 | 0
F6_Industrial_Petroleum_New_Miscellaneous_Natural Gas_Miscellaneous_E7 | F6 | Industrial | Petroleum | New | Miscellaneous | Natural Gas | Miscellaneous | E7 | Utility - Value of Sales | 0 | 0 | 0 | 0 | 0 | 0 | 0 | 0 | 0 | 0 | 0 | 0 | 0 | 0 | 0 | 0 | 0 | 0 | 0 | 0 | 0 | 0 | 0 | 0 | 0 | 0 | 0 | 0 | 0 | 0
F6_Industrial_Petroleum_New_Miscellaneous_Natural Gas_Miscellaneous_E8 | F6 | Industrial | Petroleum | New | Miscellaneous | Natural Gas | Miscellaneous | E8 | Utility - Value of Sales | 0 | 0 | 0 | 0 | 0 | 0 | 0 | 0 | 0 | 0 | 0 | 0 | 0 | 0 | 0 | 0 | 0 | 0 | 0 | 0 | 0 | 0 | 0 | 0 | 0 | 0 | 0 | 0 | 0 | 0
F6_Industrial_Petroleum_New_Miscellaneous_Natural Gas_Miscellaneous_E9 | F6 | Industrial | Petroleum | New | Miscellaneous | Natural Gas | Miscellaneous | E9 | Utility - Value of Sales | 0 | 0 | 0 | 0 | 0 | 0 | 0 | 0 | 0 | 0 | 0 | 0 | 0 | 0 | 0 | 0 | 0 | 0 | 0 | 0 | 0 | 0 | 0 | 0 | 0 | 0 | 0 | 0 | 0 | 0
F6_Industrial_Petroleum_New_Miscellaneous_Natural Gas_Miscellaneous_E10 | F6 | Industrial | Petroleum | New | Miscellaneous | Natural Gas | Miscellaneous | E10 | Utility - Value of Sales | 0 | 0 | 0 | 0 | 0 | 0 | 0 | 0 | 0 | 0 | 0 | 0 | 0 | 0 | 0 | 0 | 0 | 0 | 0 | 0 | 0 | 0 | 0 | 0 | 0 | 0 | 0 | 0 | 0 | 0
F1_Industrial_Paper and Printing_Existing_Space Heating_Natural Gas_Furnace_E1 | F1 | Industrial | Paper and Printing | Existing | Space Heating | Natural Gas | Furnace | E1 | Participant - Cost of Equipment | 37.0413 | 37.0413 | 37.0413 | 37.0413 | 37.0413 | 37.0413 | 37.0413 | 37.0413 | 37.0413 | 37.0413 | 37.0413 | 37.0413 | 37.0413 | 37.0413 | 37.0413 | 37.0413 | 37.0413 | 37.0413 | 37.0413 | 37.0413 | 37.0413 | 37.0413 | 0 | 0 | 0 | 0 | 0 | 0 | 0 | 0
F1_Industrial_Paper and Printing_Existing_Space Heating_Natural Gas_Furnace_E2 | F1 | Industrial | Paper and Printing | Existing | Space Heating | Natural Gas | Furnace | E2 | Participant - Cost of Equipment | 44.4497 | 44.4497 | 44.4497 | 44.4497 | 44.4497 | 44.4497 | 44.4497 | 44.4497 | 44.4497 | 44.4497 | 44.4497 | 44.4497 | 44.4497 | 44.4497 | 44.4497 | 44.4497 | 44.4497 | 44.4497 | 44.4497 | 44.4497 | 44.4497 | 44.4497 | 0 | 0 | 0 | 0 | 0 | 0 | 0 | 0
F1_Industrial_Paper and Printing_Existing_Space Heating_Natural Gas_Furnace_E3 | F1 | Industrial | Paper and Printing | Existing | Space Heating | Natural Gas | Furnace | E3 | Participant - Cost of Equipment | 51.8581 | 51.8581 | 51.8581 | 51.8581 | 51.8581 | 51.8581 | 51.8581 | 51.8581 | 51.8581 | 51.8581 | 51.8581 | 51.8581 | 51.8581 | 51.8581 | 51.8581 | 51.8581 | 51.8581 | 51.8581 | 51.8581 | 51.8581 | 51.8581 | 51.8581 | 0 | 0 | 0 | 0 | 0 | 0 | 0 | 0
F1_Industrial_Paper and Printing_Existing_Space Heating_Natural Gas_Furnace_E4 | F1 | Industrial | Paper and Printing | Existing | Space Heating | Natural Gas | Furnace | E4 | Participant - Cost of Equipment | 0 | 0 | 0 | 0 | 0 | 0 | 0 | 0 | 0 | 0 | 0 | 0 | 0 | 0 | 0 | 0 | 0 | 0 | 0 | 0 | 0 | 0 | 0 | 0 | 0 | 0 | 0 | 0 | 0 | 0
F1_Industrial_Paper and Printing_Existing_Space Heating_Natural Gas_Furnace_E5 | F1 | Industrial | Paper and Printing | Existing | Space Heating | Natural Gas | Furnace | E5 | Participant - Cost of Equipment | 0 | 0 | 0 | 0 | 0 | 0 | 0 | 0 | 0 | 0 | 0 | 0 | 0 | 0 | 0 | 0 | 0 | 0 | 0 | 0 | 0 | 0 | 0 | 0 | 0 | 0 | 0 | 0 | 0 | 0
F1_Industrial_Paper and Printing_Existing_Space Heating_Natural Gas_Furnace_E6 | F1 | Industrial | Paper and Printing | Existing | Space Heating | Natural Gas | Furnace | E6 | Participant - Cost of Equipment | 0 | 0 | 0 | 0 | 0 | 0 | 0 | 0 | 0 | 0 | 0 | 0 | 0 | 0 | 0 | 0 | 0 | 0 | 0 | 0 | 0 | 0 | 0 | 0 | 0 | 0 | 0 | 0 | 0 | 0
F1_Industrial_Paper and Printing_Existing_Space Heating_Natural Gas_Furnace_E7 | F1 | Industrial | Paper and Printing | Existing | Space Heating | Natural Gas | Furnace | E7 | Participant - Cost of Equipment | 0 | 0 | 0 | 0 | 0 | 0 | 0 | 0 | 0 | 0 | 0 | 0 | 0 | 0 | 0 | 0 | 0 | 0 | 0 | 0 | 0 | 0 | 0 | 0 | 0 | 0 | 0 | 0 | 0 | 0
F1_Industrial_Paper and Printing_Existing_Space Heating_Natural Gas_Furnace_E8 | F1 | Industrial | Paper and Printing | Existing | Space Heating | Natural Gas | Furnace | E8 | Participant - Cost of Equipment | 0 | 0 | 0 | 0 | 0 | 0 | 0 | 0 | 0 | 0 | 0 | 0 | 0 | 0 | 0 | 0 | 0 | 0 | 0 | 0 | 0 | 0 | 0 | 0 | 0 | 0 | 0 | 0 | 0 | 0
F1_Industrial_Paper and Printing_Existing_Space Heating_Natural Gas_Furnace_E9 | F1 | Industrial | Paper and Printing | Existing | Space Heating | Natural Gas | Furnace | E9 | Participant - Cost of Equipment | 0 | 0 | 0 | 0 | 0 | 0 | 0 | 0 | 0 | 0 | 0 | 0 | 0 | 0 | 0 | 0 | 0 | 0 | 0 | 0 | 0 | 0 | 0 | 0 | 0 | 0 | 0 | 0 | 0 | 0
F1_Industrial_Paper and Printing_Existing_Space Heating_Natural Gas_Furnace_E10 | F1 | Industrial | Paper and Printing | Existing | Space Heating | Natural Gas | Furnace | E10 | Participant - Cost of Equipment | 0 | 0 | 0 | 0 | 0 | 0 | 0 | 0 | 0 | 0 | 0 | 0 | 0 | 0 | 0 | 0 | 0 | 0 | 0 | 0 | 0 | 0 | 0 | 0 | 0 | 0 | 0 | 0 | 0 | 0
F2_Industrial_Paper and Printing_Existing_Space Heating_Natural Gas_Furnace_E1 | F2 | Industrial | Paper and Printing | Existing | Space Heating | Natural Gas | Furnace | E1 | Participant - Cost of Operation | 616.7735 | 623.6079 | 613.7403 | 604.2856 | 588.0499 | 571.9834 | 555.827 | 541.0813 | 526.4159 | 513.6169 | 500.8495 | 488.439 | 476.2775 | 464.5837 | 453.1261 | 441.8954 | 431.0261 | 420.6076 | 410.4272 | 400.854 | 391.6542 | 382.7367 | 0 | 0 | 0 | 0 | 0 | 0 | 0 | 0
F2_Industrial_Paper and Printing_Existing_Space Heating_Natural Gas_Furnace_E2 | F2 | Industrial | Paper and Printing | Existing | Space Heating | Natural Gas | Furnace | E2 | Participant - Cost of Operation | 548.2633 | 554.3386 | 545.567 | 537.1625 | 522.7303 | 508.4484 | 494.0867 | 480.9788 | 467.9425 | 456.5652 | 445.216 | 434.184 | 423.3734 | 412.9785 | 402.7935 | 392.8104 | 383.1484 | 373.8872 | 364.8376 | 356.3278 | 348.1499 | 340.223 | 0 | 0 | 0 | 0 | 0 | 0 | 0 | 0
F2_Industrial_Paper and Printing_Existing_Space Heating_Natural Gas_Furnace_E3 | F2 | Industrial | Paper and Printing | Existing | Space Heating | Natural Gas | Furnace | E3 | Participant - Cost of Operation | 513.9477 | 519.6427 | 511.4202 | 503.5417 | 490.0128 | 476.6248 | 463.1619 | 450.8745 | 438.6541 | 427.9889 | 417.35 | 407.0086 | 396.8746 | 387.1303 | 377.5828 | 368.2245 | 359.1673 | 350.4857 | 342.0025 | 334.0253 | 326.3593 | 318.9285 | 0 | 0 | 0 | 0 | 0 | 0 | 0 | 0
F2_Industrial_Paper and Printing_Existing_Space Heating_Natural Gas_Furnace_E4 | F2 | Industrial | Paper and Printing | Existing | Space Heating | Natural Gas | Furnace | E4 | Participant - Cost of Operation | 0 | 0 | 0 | 0 | 0 | 0 | 0 | 0 | 0 | 0 | 0 | 0 | 0 | 0 | 0 | 0 | 0 | 0 | 0 | 0 | 0 | 0 | 0 | 0 | 0 | 0 | 0 | 0 | 0 | 0
F2_Industrial_Paper and Printing_Existing_Space Heating_Natural Gas_Furnace_E5 | F2 | Industrial | Paper and Printing | Existing | Space Heating | Natural Gas | Furnace | E5 | Participant - Cost of Operation | 0 | 0 | 0 | 0 | 0 | 0 | 0 | 0 | 0 | 0 | 0 | 0 | 0 | 0 | 0 | 0 | 0 | 0 | 0 | 0 | 0 | 0 | 0 | 0 | 0 | 0 | 0 | 0 | 0 | 0
F2_Industrial_Paper and Printing_Existing_Space Heating_Natural Gas_Furnace_E6 | F2 | Industrial | Paper and Printing | Existing | Space Heating | Natural Gas | Furnace | E6 | Participant - Cost of Operation | 0 | 0 | 0 | 0 | 0 | 0 | 0 | 0 | 0 | 0 | 0 | 0 | 0 | 0 | 0 | 0 | 0 | 0 | 0 | 0 | 0 | 0 | 0 | 0 | 0 | 0 | 0 | 0 | 0 | 0
F2_Industrial_Paper and Printing_Existing_Space Heating_Natural Gas_Furnace_E7 | F2 | Industrial | Paper and Printing | Existing | Space Heating | Natural Gas | Furnace | E7 | Participant - Cost of Operation | 0 | 0 | 0 | 0 | 0 | 0 | 0 | 0 | 0 | 0 | 0 | 0 | 0 | 0 | 0 | 0 | 0 | 0 | 0 | 0 | 0 | 0 | 0 | 0 | 0 | 0 | 0 | 0 | 0 | 0
F2_Industrial_Paper and Printing_Existing_Space Heating_Natural Gas_Furnace_E8 | F2 | Industrial | Paper and Printing | Existing | Space Heating | Natural Gas | Furnace | E8 | Participant - Cost of Operation | 0 | 0 | 0 | 0 | 0 | 0 | 0 | 0 | 0 | 0 | 0 | 0 | 0 | 0 | 0 | 0 | 0 | 0 | 0 | 0 | 0 | 0 | 0 | 0 | 0 | 0 | 0 | 0 | 0 | 0
F2_Industrial_Paper and Printing_Existing_Space Heating_Natural Gas_Furnace_E9 | F2 | Industrial | Paper and Printing | Existing | Space Heating | Natural Gas | Furnace | E9 | Participant - Cost of Operation | 0 | 0 | 0 | 0 | 0 | 0 | 0 | 0 | 0 | 0 | 0 | 0 | 0 | 0 | 0 | 0 | 0 | 0 | 0 | 0 | 0 | 0 | 0 | 0 | 0 | 0 | 0 | 0 | 0 | 0
F2_Industrial_Paper and Printing_Existing_Space Heating_Natural Gas_Furnace_E10 | F2 | Industrial | Paper and Printing | Existing | Space Heating | Natural Gas | Furnace | E10 | Participant - Cost of Operation | 0 | 0 | 0 | 0 | 0 | 0 | 0 | 0 | 0 | 0 | 0 | 0 | 0 | 0 | 0 | 0 | 0 | 0 | 0 | 0 | 0 | 0 | 0 | 0 | 0 | 0 | 0 | 0 | 0 | 0
F3_Industrial_Paper and Printing_Existing_Space Heating_Natural Gas_Furnace_E1 | F3 | Industrial | Paper and Printing | Existing | Space Heating | Natural Gas | Furnace | E1 | System - kBTUs of Conusmption | 101666.4988 | 101666.4988 | 101666.4988 | 101666.4988 | 101666.4988 | 101666.4988 | 101666.4988 | 101666.4988 | 101666.4988 | 101666.4988 | 101666.4988 | 101666.4988 | 101666.4988 | 101666.4988 | 101666.4988 | 101666.4988 | 101666.4988 | 101666.4988 | 101666.4988 | 101666.4988 | 101666.4988 | 101666.4988 | 0 | 0 | 0 | 0 | 0 | 0 | 0 | 0
F3_Industrial_Paper and Printing_Existing_Space Heating_Natural Gas_Furnace_E2 | F3 | Industrial | Paper and Printing | Existing | Space Heating | Natural Gas | Furnace | E2 | System - kBTUs of Conusmption | 90373.5466 | 90373.5466 | 90373.5466 | 90373.5466 | 90373.5466 | 90373.5466 | 90373.5466 | 90373.5466 | 90373.5466 | 90373.5466 | 90373.5466 | 90373.5466 | 90373.5466 | 90373.5466 | 90373.5466 | 90373.5466 | 90373.5466 | 90373.5466 | 90373.5466 | 90373.5466 | 90373.5466 | 90373.5466 | 0 | 0 | 0 | 0 | 0 | 0 | 0 | 0
F3_Industrial_Paper and Printing_Existing_Space Heating_Natural Gas_Furnace_E3 | F3 | Industrial | Paper and Printing | Existing | Space Heating | Natural Gas | Furnace | E3 | System - kBTUs of Conusmption | 84717.0943 | 84717.0943 | 84717.0943 | 84717.0943 | 84717.0943 | 84717.0943 | 84717.0943 | 84717.0943 | 84717.0943 | 84717.0943 | 84717.0943 | 84717.0943 | 84717.0943 | 84717.0943 | 84717.0943 | 84717.0943 | 84717.0943 | 84717.0943 | 84717.0943 | 84717.0943 | 84717.0943 | 84717.0943 | 0 | 0 | 0 | 0 | 0 | 0 | 0 | 0
F3_Industrial_Paper and Printing_Existing_Space Heating_Natural Gas_Furnace_E4 | F3 | Industrial | Paper and Printing | Existing | Space Heating | Natural Gas | Furnace | E4 | System - kBTUs of Conusmption | 0 | 0 | 0 | 0 | 0 | 0 | 0 | 0 | 0 | 0 | 0 | 0 | 0 | 0 | 0 | 0 | 0 | 0 | 0 | 0 | 0 | 0 | 0 | 0 | 0 | 0 | 0 | 0 | 0 | 0
F3_Industrial_Paper and Printing_Existing_Space Heating_Natural Gas_Furnace_E5 | F3 | Industrial | Paper and Printing | Existing | Space Heating | Natural Gas | Furnace | E5 | System - kBTUs of Conusmption | 0 | 0 | 0 | 0 | 0 | 0 | 0 | 0 | 0 | 0 | 0 | 0 | 0 | 0 | 0 | 0 | 0 | 0 | 0 | 0 | 0 | 0 | 0 | 0 | 0 | 0 | 0 | 0 | 0 | 0
F3_Industrial_Paper and Printing_Existing_Space Heating_Natural Gas_Furnace_E6 | F3 | Industrial | Paper and Printing | Existing | Space Heating | Natural Gas | Furnace | E6 | System - kBTUs of Conusmption | 0 | 0 | 0 | 0 | 0 | 0 | 0 | 0 | 0 | 0 | 0 | 0 | 0 | 0 | 0 | 0 | 0 | 0 | 0 | 0 | 0 | 0 | 0 | 0 | 0 | 0 | 0 | 0 | 0 | 0
F3_Industrial_Paper and Printing_Existing_Space Heating_Natural Gas_Furnace_E7 | F3 | Industrial | Paper and Printing | Existing | Space Heating | Natural Gas | Furnace | E7 | System - kBTUs of Conusmption | 0 | 0 | 0 | 0 | 0 | 0 | 0 | 0 | 0 | 0 | 0 | 0 | 0 | 0 | 0 | 0 | 0 | 0 | 0 | 0 | 0 | 0 | 0 | 0 | 0 | 0 | 0 | 0 | 0 | 0
F3_Industrial_Paper and Printing_Existing_Space Heating_Natural Gas_Furnace_E8 | F3 | Industrial | Paper and Printing | Existing | Space Heating | Natural Gas | Furnace | E8 | System - kBTUs of Conusmption | 0 | 0 | 0 | 0 | 0 | 0 | 0 | 0 | 0 | 0 | 0 | 0 | 0 | 0 | 0 | 0 | 0 | 0 | 0 | 0 | 0 | 0 | 0 | 0 | 0 | 0 | 0 | 0 | 0 | 0
F3_Industrial_Paper and Printing_Existing_Space Heating_Natural Gas_Furnace_E9 | F3 | Industrial | Paper and Printing | Existing | Space Heating | Natural Gas | Furnace | E9 | System - kBTUs of Conusmption | 0 | 0 | 0 | 0 | 0 | 0 | 0 | 0 | 0 | 0 | 0 | 0 | 0 | 0 | 0 | 0 | 0 | 0 | 0 | 0 | 0 | 0 | 0 | 0 | 0 | 0 | 0 | 0 | 0 | 0
F3_Industrial_Paper and Printing_Existing_Space Heating_Natural Gas_Furnace_E10 | F3 | Industrial | Paper and Printing | Existing | Space Heating | Natural Gas | Furnace | E10 | System - kBTUs of Conusmption | 0 | 0 | 0 | 0 | 0 | 0 | 0 | 0 | 0 | 0 | 0 | 0 | 0 | 0 | 0 | 0 | 0 | 0 | 0 | 0 | 0 | 0 | 0 | 0 | 0 | 0 | 0 | 0 | 0 | 0
F4_Industrial_Paper and Printing_Existing_Space Heating_Natural Gas_Furnace_E1 | F4 | Industrial | Paper and Printing | Existing | Space Heating | Natural Gas | Furnace | E1 | Utility - Cost of Equipment | 37.0413 | 37.0413 | 37.0413 | 37.0413 | 37.0413 | 37.0413 | 37.0413 | 37.0413 | 37.0413 | 37.0413 | 37.0413 | 37.0413 | 37.0413 | 37.0413 | 37.0413 | 37.0413 | 37.0413 | 37.0413 | 37.0413 | 37.0413 | 37.0413 | 37.0413 | 0 | 0 | 0 | 0 | 0 | 0 | 0 | 0
F4_Industrial_Paper and Printing_Existing_Space Heating_Natural Gas_Furnace_E2 | F4 | Industrial | Paper and Printing | Existing | Space Heating | Natural Gas | Furnace | E2 | Utility - Cost of Equipment | 44.4497 | 44.4497 | 44.4497 | 44.4497 | 44.4497 | 44.4497 | 44.4497 | 44.4497 | 44.4497 | 44.4497 | 44.4497 | 44.4497 | 44.4497 | 44.4497 | 44.4497 | 44.4497 | 44.4497 | 44.4497 | 44.4497 | 44.4497 | 44.4497 | 44.4497 | 0 | 0 | 0 | 0 | 0 | 0 | 0 | 0
F4_Industrial_Paper and Printing_Existing_Space Heating_Natural Gas_Furnace_E3 | F4 | Industrial | Paper and Printing | Existing | Space Heating | Natural Gas | Furnace | E3 | Utility - Cost of Equipment | 51.8581 | 51.8581 | 51.8581 | 51.8581 | 51.8581 | 51.8581 | 51.8581 | 51.8581 | 51.8581 | 51.8581 | 51.8581 | 51.8581 | 51.8581 | 51.8581 | 51.8581 | 51.8581 | 51.8581 | 51.8581 | 51.8581 | 51.8581 | 51.8581 | 51.8581 | 0 | 0 | 0 | 0 | 0 | 0 | 0 | 0
F4_Industrial_Paper and Printing_Existing_Space Heating_Natural Gas_Furnace_E4 | F4 | Industrial | Paper and Printing | Existing | Space Heating | Natural Gas | Furnace | E4 | Utility - Cost of Equipment | 0 | 0 | 0 | 0 | 0 | 0 | 0 | 0 | 0 | 0 | 0 | 0 | 0 | 0 | 0 | 0 | 0 | 0 | 0 | 0 | 0 | 0 | 0 | 0 | 0 | 0 | 0 | 0 | 0 | 0
F4_Industrial_Paper and Printing_Existing_Space Heating_Natural Gas_Furnace_E5 | F4 | Industrial | Paper and Printing | Existing | Space Heating | Natural Gas | Furnace | E5 | Utility - Cost of Equipment | 0 | 0 | 0 | 0 | 0 | 0 | 0 | 0 | 0 | 0 | 0 | 0 | 0 | 0 | 0 | 0 | 0 | 0 | 0 | 0 | 0 | 0 | 0 | 0 | 0 | 0 | 0 | 0 | 0 | 0
F4_Industrial_Paper and Printing_Existing_Space Heating_Natural Gas_Furnace_E6 | F4 | Industrial | Paper and Printing | Existing | Space Heating | Natural Gas | Furnace | E6 | Utility - Cost of Equipment | 0 | 0 | 0 | 0 | 0 | 0 | 0 | 0 | 0 | 0 | 0 | 0 | 0 | 0 | 0 | 0 | 0 | 0 | 0 | 0 | 0 | 0 | 0 | 0 | 0 | 0 | 0 | 0 | 0 | 0
F4_Industrial_Paper and Printing_Existing_Space Heating_Natural Gas_Furnace_E7 | F4 | Industrial | Paper and Printing | Existing | Space Heating | Natural Gas | Furnace | E7 | Utility - Cost of Equipment | 0 | 0 | 0 | 0 | 0 | 0 | 0 | 0 | 0 | 0 | 0 | 0 | 0 | 0 | 0 | 0 | 0 | 0 | 0 | 0 | 0 | 0 | 0 | 0 | 0 | 0 | 0 | 0 | 0 | 0
F4_Industrial_Paper and Printing_Existing_Space Heating_Natural Gas_Furnace_E8 | F4 | Industrial | Paper and Printing | Existing | Space Heating | Natural Gas | Furnace | E8 | Utility - Cost of Equipment | 0 | 0 | 0 | 0 | 0 | 0 | 0 | 0 | 0 | 0 | 0 | 0 | 0 | 0 | 0 | 0 | 0 | 0 | 0 | 0 | 0 | 0 | 0 | 0 | 0 | 0 | 0 | 0 | 0 | 0
F4_Industrial_Paper and Printing_Existing_Space Heating_Natural Gas_Furnace_E9 | F4 | Industrial | Paper and Printing | Existing | Space Heating | Natural Gas | Furnace | E9 | Utility - Cost of Equipment | 0 | 0 | 0 | 0 | 0 | 0 | 0 | 0 | 0 | 0 | 0 | 0 | 0 | 0 | 0 | 0 | 0 | 0 | 0 | 0 | 0 | 0 | 0 | 0 | 0 | 0 | 0 | 0 | 0 | 0
F4_Industrial_Paper and Printing_Existing_Space Heating_Natural Gas_Furnace_E10 | F4 | Industrial | Paper and Printing | Existing | Space Heating | Natural Gas | Furnace | E10 | Utility - Cost of Equipment | 0 | 0 | 0 | 0 | 0 | 0 | 0 | 0 | 0 | 0 | 0 | 0 | 0 | 0 | 0 | 0 | 0 | 0 | 0 | 0 | 0 | 0 | 0 | 0 | 0 | 0 | 0 | 0 | 0 | 0
F5_Industrial_Paper and Printing_Existing_Space Heating_Natural Gas_Furnace_E1 | F5 | Industrial | Paper and Printing | Existing | Space Heating | Natural Gas | Furnace | E1 | Utility - Cost of Operation | 514.808 | 520.5125 | 512.2763 | 504.3846 | 490.833 | 477.4226 | 463.9373 | 451.6293 | 439.3884 | 428.7053 | 418.0487 | 407.6899 | 397.5389 | 387.7784 | 378.2149 | 368.8409 | 359.7685 | 351.0724 | 342.575 | 334.5845 | 326.9056 | 319.4624 | 0 | 0 | 0 | 0 | 0 | 0 | 0 | 0
F5_Industrial_Paper and Printing_Existing_Space Heating_Natural Gas_Furnace_E2 | F5 | Industrial | Paper and Printing | Existing | Space Heating | Natural Gas | Furnace | E2 | Utility - Cost of Operation | 457.624 | 462.6948 | 455.3734 | 448.3583 | 436.3121 | 424.3913 | 412.4038 | 401.463 | 390.5818 | 381.0854 | 371.6125 | 362.4044 | 353.3809 | 344.7046 | 336.2034 | 327.8707 | 319.806 | 312.0759 | 304.5223 | 297.4194 | 290.5935 | 283.977 | 0 | 0 | 0 | 0 | 0 | 0 | 0 | 0
F5_Industrial_Paper and Printing_Existing_Space Heating_Natural Gas_Furnace_E3 | F5 | Industrial | Paper and Printing | Existing | Space Heating | Natural Gas | Furnace | E3 | Utility - Cost of Operation | 428.9814 | 433.7349 | 426.8717 | 420.2957 | 409.0034 | 397.8288 | 386.5916 | 376.3356 | 366.1354 | 357.2334 | 348.3534 | 339.7216 | 331.2629 | 323.1296 | 315.1605 | 307.3493 | 299.7894 | 292.5431 | 285.4624 | 278.804 | 272.4053 | 266.203 | 0 | 0 | 0 | 0 | 0 | 0 | 0 | 0
F5_Industrial_Paper and Printing_Existing_Space Heating_Natural Gas_Furnace_E4 | F5 | Industrial | Paper and Printing | Existing | Space Heating | Natural Gas | Furnace | E4 | Utility - Cost of Operation | 0 | 0 | 0 | 0 | 0 | 0 | 0 | 0 | 0 | 0 | 0 | 0 | 0 | 0 | 0 | 0 | 0 | 0 | 0 | 0 | 0 | 0 | 0 | 0 | 0 | 0 | 0 | 0 | 0 | 0
F5_Industrial_Paper and Printing_Existing_Space Heating_Natural Gas_Furnace_E5 | F5 | Industrial | Paper and Printing | Existing | Space Heating | Natural Gas | Furnace | E5 | Utility - Cost of Operation | 0 | 0 | 0 | 0 | 0 | 0 | 0 | 0 | 0 | 0 | 0 | 0 | 0 | 0 | 0 | 0 | 0 | 0 | 0 | 0 | 0 | 0 | 0 | 0 | 0 | 0 | 0 | 0 | 0 | 0
F5_Industrial_Paper and Printing_Existing_Space Heating_Natural Gas_Furnace_E6 | F5 | Industrial | Paper and Printing | Existing | Space Heating | Natural Gas | Furnace | E6 | Utility - Cost of Operation | 0 | 0 | 0 | 0 | 0 | 0 | 0 | 0 | 0 | 0 | 0 | 0 | 0 | 0 | 0 | 0 | 0 | 0 | 0 | 0 | 0 | 0 | 0 | 0 | 0 | 0 | 0 | 0 | 0 | 0
F5_Industrial_Paper and Printing_Existing_Space Heating_Natural Gas_Furnace_E7 | F5 | Industrial | Paper and Printing | Existing | Space Heating | Natural Gas | Furnace | E7 | Utility - Cost of Operation | 0 | 0 | 0 | 0 | 0 | 0 | 0 | 0 | 0 | 0 | 0 | 0 | 0 | 0 | 0 | 0 | 0 | 0 | 0 | 0 | 0 | 0 | 0 | 0 | 0 | 0 | 0 | 0 | 0 | 0
F5_Industrial_Paper and Printing_Existing_Space Heating_Natural Gas_Furnace_E8 | F5 | Industrial | Paper and Printing | Existing | Space Heating | Natural Gas | Furnace | E8 | Utility - Cost of Operation | 0 | 0 | 0 | 0 | 0 | 0 | 0 | 0 | 0 | 0 | 0 | 0 | 0 | 0 | 0 | 0 | 0 | 0 | 0 | 0 | 0 | 0 | 0 | 0 | 0 | 0 | 0 | 0 | 0 | 0
F5_Industrial_Paper and Printing_Existing_Space Heating_Natural Gas_Furnace_E9 | F5 | Industrial | Paper and Printing | Existing | Space Heating | Natural Gas | Furnace | E9 | Utility - Cost of Operation | 0 | 0 | 0 | 0 | 0 | 0 | 0 | 0 | 0 | 0 | 0 | 0 | 0 | 0 | 0 | 0 | 0 | 0 | 0 | 0 | 0 | 0 | 0 | 0 | 0 | 0 | 0 | 0 | 0 | 0
F5_Industrial_Paper and Printing_Existing_Space Heating_Natural Gas_Furnace_E10 | F5 | Industrial | Paper and Printing | Existing | Space Heating | Natural Gas | Furnace | E10 | Utility - Cost of Operation | 0 | 0 | 0 | 0 | 0 | 0 | 0 | 0 | 0 | 0 | 0 | 0 | 0 | 0 | 0 | 0 | 0 | 0 | 0 | 0 | 0 | 0 | 0 | 0 | 0 | 0 | 0 | 0 | 0 | 0
F6_Industrial_Paper and Printing_Existing_Space Heating_Natural Gas_Furnace_E1 | F6 | Industrial | Paper and Printing | Existing | Space Heating | Natural Gas | Furnace | E1 | Utility - Value of Sales | 616.7735 | 623.6079 | 613.7403 | 604.2856 | 588.0499 | 571.9834 | 555.827 | 541.0813 | 526.4159 | 513.6169 | 500.8495 | 488.439 | 476.2775 | 464.5837 | 453.1261 | 441.8954 | 431.0261 | 420.6076 | 410.4272 | 400.854 | 391.6542 | 382.7367 | 0 | 0 | 0 | 0 | 0 | 0 | 0 | 0
F6_Industrial_Paper and Printing_Existing_Space Heating_Natural Gas_Furnace_E2 | F6 | Industrial | Paper and Printing | Existing | Space Heating | Natural Gas | Furnace | E2 | Utility - Value of Sales | 548.2633 | 554.3386 | 545.567 | 537.1625 | 522.7303 | 508.4484 | 494.0867 | 480.9788 | 467.9425 | 456.5652 | 445.216 | 434.184 | 423.3734 | 412.9785 | 402.7935 | 392.8104 | 383.1484 | 373.8872 | 364.8376 | 356.3278 | 348.1499 | 340.223 | 0 | 0 | 0 | 0 | 0 | 0 | 0 | 0
F6_Industrial_Paper and Printing_Existing_Space Heating_Natural Gas_Furnace_E3 | F6 | Industrial | Paper and Printing | Existing | Space Heating | Natural Gas | Furnace | E3 | Utility - Value of Sales | 513.9477 | 519.6427 | 511.4202 | 503.5417 | 490.0128 | 476.6248 | 463.1619 | 450.8745 | 438.6541 | 427.9889 | 417.35 | 407.0086 | 396.8746 | 387.1303 | 377.5828 | 368.2245 | 359.1673 | 350.4857 | 342.0025 | 334.0253 | 326.3593 | 318.9285 | 0 | 0 | 0 | 0 | 0 | 0 | 0 | 0
F6_Industrial_Paper and Printing_Existing_Space Heating_Natural Gas_Furnace_E4 | F6 | Industrial | Paper and Printing | Existing | Space Heating | Natural Gas | Furnace | E4 | Utility - Value of Sales | 0 | 0 | 0 | 0 | 0 | 0 | 0 | 0 | 0 | 0 | 0 | 0 | 0 | 0 | 0 | 0 | 0 | 0 | 0 | 0 | 0 | 0 | 0 | 0 | 0 | 0 | 0 | 0 | 0 | 0
F6_Industrial_Paper and Printing_Existing_Space Heating_Natural Gas_Furnace_E5 | F6 | Industrial | Paper and Printing | Existing | Space Heating | Natural Gas | Furnace | E5 | Utility - Value of Sales | 0 | 0 | 0 | 0 | 0 | 0 | 0 | 0 | 0 | 0 | 0 | 0 | 0 | 0 | 0 | 0 | 0 | 0 | 0 | 0 | 0 | 0 | 0 | 0 | 0 | 0 | 0 | 0 | 0 | 0
F6_Industrial_Paper and Printing_Existing_Space Heating_Natural Gas_Furnace_E6 | F6 | Industrial | Paper and Printing | Existing | Space Heating | Natural Gas | Furnace | E6 | Utility - Value of Sales | 0 | 0 | 0 | 0 | 0 | 0 | 0 | 0 | 0 | 0 | 0 | 0 | 0 | 0 | 0 | 0 | 0 | 0 | 0 | 0 | 0 | 0 | 0 | 0 | 0 | 0 | 0 | 0 | 0 | 0
F6_Industrial_Paper and Printing_Existing_Space Heating_Natural Gas_Furnace_E7 | F6 | Industrial | Paper and Printing | Existing | Space Heating | Natural Gas | Furnace | E7 | Utility - Value of Sales | 0 | 0 | 0 | 0 | 0 | 0 | 0 | 0 | 0 | 0 | 0 | 0 | 0 | 0 | 0 | 0 | 0 | 0 | 0 | 0 | 0 | 0 | 0 | 0 | 0 | 0 | 0 | 0 | 0 | 0
F6_Industrial_Paper and Printing_Existing_Space Heating_Natural Gas_Furnace_E8 | F6 | Industrial | Paper and Printing | Existing | Space Heating | Natural Gas | Furnace | E8 | Utility - Value of Sales | 0 | 0 | 0 | 0 | 0 | 0 | 0 | 0 | 0 | 0 | 0 | 0 | 0 | 0 | 0 | 0 | 0 | 0 | 0 | 0 | 0 | 0 | 0 | 0 | 0 | 0 | 0 | 0 | 0 | 0
F6_Industrial_Paper and Printing_Existing_Space Heating_Natural Gas_Furnace_E9 | F6 | Industrial | Paper and Printing | Existing | Space Heating | Natural Gas | Furnace | E9 | Utility - Value of Sales | 0 | 0 | 0 | 0 | 0 | 0 | 0 | 0 | 0 | 0 | 0 | 0 | 0 | 0 | 0 | 0 | 0 | 0 | 0 | 0 | 0 | 0 | 0 | 0 | 0 | 0 | 0 | 0 | 0 | 0
F6_Industrial_Paper and Printing_Existing_Space Heating_Natural Gas_Furnace_E10 | F6 | Industrial | Paper and Printing | Existing | Space Heating | Natural Gas | Furnace | E10 | Utility - Value of Sales | 0 | 0 | 0 | 0 | 0 | 0 | 0 | 0 | 0 | 0 | 0 | 0 | 0 | 0 | 0 | 0 | 0 | 0 | 0 | 0 | 0 | 0 | 0 | 0 | 0 | 0 | 0 | 0 | 0 | 0
F1_Industrial_Paper and Printing_Existing_Space Heating_Natural Gas_Boiler_E1 | F1 | Industrial | Paper and Printing | Existing | Space Heating | Natural Gas | Boiler | E1 | Participant - Cost of Equipment | 306.9421 | 306.9421 | 306.9421 | 306.9421 | 306.9421 | 306.9421 | 306.9421 | 306.9421 | 306.9421 | 306.9421 | 306.9421 | 306.9421 | 306.9421 | 306.9421 | 306.9421 | 306.9421 | 306.9421 | 306.9421 | 306.9421 | 306.9421 | 306.9421 | 306.9421 | 0 | 0 | 0 | 0 | 0 | 0 | 0 | 0
F1_Industrial_Paper and Printing_Existing_Space Heating_Natural Gas_Boiler_E2 | F1 | Industrial | Paper and Printing | Existing | Space Heating | Natural Gas | Boiler | E2 | Participant - Cost of Equipment | 342.9554 | 342.9554 | 342.9554 | 342.9554 | 342.9554 | 342.9554 | 342.9554 | 342.9554 | 342.9554 | 342.9554 | 342.9554 | 342.9554 | 342.9554 | 342.9554 | 342.9554 | 342.9554 | 342.9554 | 342.9554 | 342.9554 | 342.9554 | 342.9554 | 342.9554 | 0 | 0 | 0 | 0 | 0 | 0 | 0 | 0
F1_Industrial_Paper and Printing_Existing_Space Heating_Natural Gas_Boiler_E3 | F1 | Industrial | Paper and Printing | Existing | Space Heating | Natural Gas | Boiler | E3 | Participant - Cost of Equipment | 415.2828 | 415.2828 | 415.2828 | 415.2828 | 415.2828 | 415.2828 | 415.2828 | 415.2828 | 415.2828 | 415.2828 | 415.2828 | 415.2828 | 415.2828 | 415.2828 | 415.2828 | 415.2828 | 415.2828 | 415.2828 | 415.2828 | 415.2828 | 415.2828 | 415.2828 | 0 | 0 | 0 | 0 | 0 | 0 | 0 | 0
F1_Industrial_Paper and Printing_Existing_Space Heating_Natural Gas_Boiler_E4 | F1 | Industrial | Paper and Printing | Existing | Space Heating | Natural Gas | Boiler | E4 | Participant - Cost of Equipment | 1696036.5529 | 1696036.5529 | 1696036.5529 | 1696036.5529 | 1696036.5529 | 1696036.5529 | 1696036.5529 | 1696036.5529 | 1696036.5529 | 1696036.5529 | 1696036.5529 | 1696036.5529 | 1696036.5529 | 1696036.5529 | 1696036.5529 | 1696036.5529 | 1696036.5529 | 1696036.5529 | 1696036.5529 | 1696036.5529 | 1696036.5529 | 1696036.5529 | 0 | 0 | 0 | 0 | 0 | 0 | 0 | 0
F1_Industrial_Paper and Printing_Existing_Space Heating_Natural Gas_Boiler_E5 | F1 | Industrial | Paper and Printing | Existing | Space Heating | Natural Gas | Boiler | E5 | Participant - Cost of Equipment | 0 | 0 | 0 | 0 | 0 | 0 | 0 | 0 | 0 | 0 | 0 | 0 | 0 | 0 | 0 | 0 | 0 | 0 | 0 | 0 | 0 | 0 | 0 | 0 | 0 | 0 | 0 | 0 | 0 | 0
F1_Industrial_Paper and Printing_Existing_Space Heating_Natural Gas_Boiler_E6 | F1 | Industrial | Paper and Printing | Existing | Space Heating | Natural Gas | Boiler | E6 | Participant - Cost of Equipment | 0 | 0 | 0 | 0 | 0 | 0 | 0 | 0 | 0 | 0 | 0 | 0 | 0 | 0 | 0 | 0 | 0 | 0 | 0 | 0 | 0 | 0 | 0 | 0 | 0 | 0 | 0 | 0 | 0 | 0
F1_Industrial_Paper and Printing_Existing_Space Heating_Natural Gas_Boiler_E7 | F1 | Industrial | Paper and Printing | Existing | Space Heating | Natural Gas | Boiler | E7 | Participant - Cost of Equipment | 0 | 0 | 0 | 0 | 0 | 0 | 0 | 0 | 0 | 0 | 0 | 0 | 0 | 0 | 0 | 0 | 0 | 0 | 0 | 0 | 0 | 0 | 0 | 0 | 0 | 0 | 0 | 0 | 0 | 0
F1_Industrial_Paper and Printing_Existing_Space Heating_Natural Gas_Boiler_E8 | F1 | Industrial | Paper and Printing | Existing | Space Heating | Natural Gas | Boiler | E8 | Participant - Cost of Equipment | 0 | 0 | 0 | 0 | 0 | 0 | 0 | 0 | 0 | 0 | 0 | 0 | 0 | 0 | 0 | 0 | 0 | 0 | 0 | 0 | 0 | 0 | 0 | 0 | 0 | 0 | 0 | 0 | 0 | 0
F1_Industrial_Paper and Printing_Existing_Space Heating_Natural Gas_Boiler_E9 | F1 | Industrial | Paper and Printing | Existing | Space Heating | Natural Gas | Boiler | E9 | Participant - Cost of Equipment | 0 | 0 | 0 | 0 | 0 | 0 | 0 | 0 | 0 | 0 | 0 | 0 | 0 | 0 | 0 | 0 | 0 | 0 | 0 | 0 | 0 | 0 | 0 | 0 | 0 | 0 | 0 | 0 | 0 | 0
F1_Industrial_Paper and Printing_Existing_Space Heating_Natural Gas_Boiler_E10 | F1 | Industrial | Paper and Printing | Existing | Space Heating | Natural Gas | Boiler | E10 | Participant - Cost of Equipment | 0 | 0 | 0 | 0 | 0 | 0 | 0 | 0 | 0 | 0 | 0 | 0 | 0 | 0 | 0 | 0 | 0 | 0 | 0 | 0 | 0 | 0 | 0 | 0 | 0 | 0 | 0 | 0 | 0 | 0
F2_Industrial_Paper and Printing_Existing_Space Heating_Natural Gas_Boiler_E1 | F2 | Industrial | Paper and Printing | Existing | Space Heating | Natural Gas | Boiler | E1 | Participant - Cost of Operation | 2632.912 | 2658.1853 | 2615.3007 | 2574.1807 | 2505.3903 | 2437.3473 | 2368.9915 | 2306.4571 | 2244.3035 | 2189.8324 | 2135.5403 | 2082.7562 | 2031.0374 | 1981.2776 | 1932.5285 | 1884.752 | 1838.5516 | 1794.3024 | 1751.1429 | 1710.5923 | 1671.7043 | 1634.1169 | 0 | 0 | 0 | 0 | 0 | 0 | 0 | 0
F2_Industrial_Paper and Printing_Existing_Space Heating_Natural Gas_Boiler_E2 | F2 | Industrial | Paper and Printing | Existing | Space Heating | Natural Gas | Boiler | E2 | Participant - Cost of Operation | 2477.9789 | 2501.765 | 2461.404 | 2422.7037 | 2357.9613 | 2293.9222 | 2229.5888 | 2170.7342 | 2112.238 | 2060.9723 | 2009.875 | 1960.1969 | 1911.5215 | 1864.6899 | 1818.8093 | 1773.8442 | 1730.3625 | 1688.7171 | 1648.0974 | 1609.933 | 1573.3333 | 1537.9577 | 0 | 0 | 0 | 0 | 0 | 0 | 0 | 0
F2_Industrial_Paper and Printing_Existing_Space Heating_Natural Gas_Boiler_E3 | F2 | Industrial | Paper and Printing | Existing | Space Heating | Natural Gas | Boiler | E3 | Participant - Cost of Operation | 2171.4363 | 2192.2799 | 2156.9118 | 2122.999 | 2066.2656 | 2010.1486 | 1953.7736 | 1902.1998 | 1850.9399 | 1806.0162 | 1761.2399 | 1717.7074 | 1675.0534 | 1634.0152 | 1593.8104 | 1554.4077 | 1516.305 | 1479.8115 | 1444.2166 | 1410.7734 | 1378.7014 | 1347.702 | 0 | 0 | 0 | 0 | 0 | 0 | 0 | 0
F2_Industrial_Paper and Printing_Existing_Space Heating_Natural Gas_Boiler_E4 | F2 | Industrial | Paper and Printing | Existing | Space Heating | Natural Gas | Boiler | E4 | Participant - Cost of Operation | 1610.9323 | 1645.4661 | 1623.5981 | 1602.7174 | 1558.7112 | 1514.9023 | 1470.417 | 1430.3179 | 1390.1863 | 1356.014 | 1321.7221 | 1288.4289 | 1255.7767 | 1224.5045 | 1193.8391 | 1163.7545 | 1134.7053 | 1106.9565 | 1079.7558 | 1054.3025 | 1029.7697 | 1005.8078 | 0 | 0 | 0 | 0 | 0 | 0 | 0 | 0
F2_Industrial_Paper and Printing_Existing_Space Heating_Natural Gas_Boiler_E5 | F2 | Industrial | Paper and Printing | Existing | Space Heating | Natural Gas | Boiler | E5 | Participant - Cost of Operation | 0 | 0 | 0 | 0 | 0 | 0 | 0 | 0 | 0 | 0 | 0 | 0 | 0 | 0 | 0 | 0 | 0 | 0 | 0 | 0 | 0 | 0 | 0 | 0 | 0 | 0 | 0 | 0 | 0 | 0
F2_Industrial_Paper and Printing_Existing_Space Heating_Natural Gas_Boiler_E6 | F2 | Industrial | Paper and Printing | Existing | Space Heating | Natural Gas | Boiler | E6 | Participant - Cost of Operation | 0 | 0 | 0 | 0 | 0 | 0 | 0 | 0 | 0 | 0 | 0 | 0 | 0 | 0 | 0 | 0 | 0 | 0 | 0 | 0 | 0 | 0 | 0 | 0 | 0 | 0 | 0 | 0 | 0 | 0
F2_Industrial_Paper and Printing_Existing_Space Heating_Natural Gas_Boiler_E7 | F2 | Industrial | Paper and Printing | Existing | Space Heating | Natural Gas | Boiler | E7 | Participant - Cost of Operation | 0 | 0 | 0 | 0 | 0 | 0 | 0 | 0 | 0 | 0 | 0 | 0 | 0 | 0 | 0 | 0 | 0 | 0 | 0 | 0 | 0 | 0 | 0 | 0 | 0 | 0 | 0 | 0 | 0 | 0
F2_Industrial_Paper and Printing_Existing_Space Heating_Natural Gas_Boiler_E8 | F2 | Industrial | Paper and Printing | Existing | Space Heating | Natural Gas | Boiler | E8 | Participant - Cost of Operation | 0 | 0 | 0 | 0 | 0 | 0 | 0 | 0 | 0 | 0 | 0 | 0 | 0 | 0 | 0 | 0 | 0 | 0 | 0 | 0 | 0 | 0 | 0 | 0 | 0 | 0 | 0 | 0 | 0 | 0
F2_Industrial_Paper and Printing_Existing_Space Heating_Natural Gas_Boiler_E9 | F2 | Industrial | Paper and Printing | Existing | Space Heating | Natural Gas | Boiler | E9 | Participant - Cost of Operation | 0 | 0 | 0 | 0 | 0 | 0 | 0 | 0 | 0 | 0 | 0 | 0 | 0 | 0 | 0 | 0 | 0 | 0 | 0 | 0 | 0 | 0 | 0 | 0 | 0 | 0 | 0 | 0 | 0 | 0
F2_Industrial_Paper and Printing_Existing_Space Heating_Natural Gas_Boiler_E10 | F2 | Industrial | Paper and Printing | Existing | Space Heating | Natural Gas | Boiler | E10 | Participant - Cost of Operation | 0 | 0 | 0 | 0 | 0 | 0 | 0 | 0 | 0 | 0 | 0 | 0 | 0 | 0 | 0 | 0 | 0 | 0 | 0 | 0 | 0 | 0 | 0 | 0 | 0 | 0 | 0 | 0 | 0 | 0
F3_Industrial_Paper and Printing_Existing_Space Heating_Natural Gas_Boiler_E1 | F3 | Industrial | Paper and Printing | Existing | Space Heating | Natural Gas | Boiler | E1 | System - kBTUs of Conusmption | 438953.1431 | 438953.1431 | 438953.1431 | 438953.1431 | 438953.1431 | 438953.1431 | 438953.1431 | 438953.1431 | 438953.1431 | 438953.1431 | 438953.1431 | 438953.1431 | 438953.1431 | 438953.1431 | 438953.1431 | 438953.1431 | 438953.1431 | 438953.1431 | 438953.1431 | 438953.1431 | 438953.1431 | 438953.1431 | 0 | 0 | 0 | 0 | 0 | 0 | 0 | 0
F3_Industrial_Paper and Printing_Existing_Space Heating_Natural Gas_Boiler_E2 | F3 | Industrial | Paper and Printing | Existing | Space Heating | Natural Gas | Boiler | E2 | System - kBTUs of Conusmption | 413123.058 | 413123.058 | 413123.058 | 413123.058 | 413123.058 | 413123.058 | 413123.058 | 413123.058 | 413123.058 | 413123.058 | 413123.058 | 413123.058 | 413123.058 | 413123.058 | 413123.058 | 413123.058 | 413123.058 | 413123.058 | 413123.058 | 413123.058 | 413123.058 | 413123.058 | 0 | 0 | 0 | 0 | 0 | 0 | 0 | 0
F3_Industrial_Paper and Printing_Existing_Space Heating_Natural Gas_Boiler_E3 | F3 | Industrial | Paper and Printing | Existing | Space Heating | Natural Gas | Boiler | E3 | System - kBTUs of Conusmption | 362016.9548 | 362016.9548 | 362016.9548 | 362016.9548 | 362016.9548 | 362016.9548 | 362016.9548 | 362016.9548 | 362016.9548 | 362016.9548 | 362016.9548 | 362016.9548 | 362016.9548 | 362016.9548 | 362016.9548 | 362016.9548 | 362016.9548 | 362016.9548 | 362016.9548 | 362016.9548 | 362016.9548 | 362016.9548 | 0 | 0 | 0 | 0 | 0 | 0 | 0 | 0
F3_Industrial_Paper and Printing_Existing_Space Heating_Natural Gas_Boiler_E4 | F3 | Industrial | Paper and Printing | Existing | Space Heating | Natural Gas | Boiler | E4 | System - kBTUs of Conusmption | 250830.3675 | 250830.3675 | 250830.3675 | 250830.3675 | 250830.3675 | 250830.3675 | 250830.3675 | 250830.3675 | 250830.3675 | 250830.3675 | 250830.3675 | 250830.3675 | 250830.3675 | 250830.3675 | 250830.3675 | 250830.3675 | 250830.3675 | 250830.3675 | 250830.3675 | 250830.3675 | 250830.3675 | 250830.3675 | 0 | 0 | 0 | 0 | 0 | 0 | 0 | 0
F3_Industrial_Paper and Printing_Existing_Space Heating_Natural Gas_Boiler_E5 | F3 | Industrial | Paper and Printing | Existing | Space Heating | Natural Gas | Boiler | E5 | System - kBTUs of Conusmption | 0 | 0 | 0 | 0 | 0 | 0 | 0 | 0 | 0 | 0 | 0 | 0 | 0 | 0 | 0 | 0 | 0 | 0 | 0 | 0 | 0 | 0 | 0 | 0 | 0 | 0 | 0 | 0 | 0 | 0
F3_Industrial_Paper and Printing_Existing_Space Heating_Natural Gas_Boiler_E6 | F3 | Industrial | Paper and Printing | Existing | Space Heating | Natural Gas | Boiler | E6 | System - kBTUs of Conusmption | 0 | 0 | 0 | 0 | 0 | 0 | 0 | 0 | 0 | 0 | 0 | 0 | 0 | 0 | 0 | 0 | 0 | 0 | 0 | 0 | 0 | 0 | 0 | 0 | 0 | 0 | 0 | 0 | 0 | 0
F3_Industrial_Paper and Printing_Existing_Space Heating_Natural Gas_Boiler_E7 | F3 | Industrial | Paper and Printing | Existing | Space Heating | Natural Gas | Boiler | E7 | System - kBTUs of Conusmption | 0 | 0 | 0 | 0 | 0 | 0 | 0 | 0 | 0 | 0 | 0 | 0 | 0 | 0 | 0 | 0 | 0 | 0 | 0 | 0 | 0 | 0 | 0 | 0 | 0 | 0 | 0 | 0 | 0 | 0
F3_Industrial_Paper and Printing_Existing_Space Heating_Natural Gas_Boiler_E8 | F3 | Industrial | Paper and Printing | Existing | Space Heating | Natural Gas | Boiler | E8 | System - kBTUs of Conusmption | 0 | 0 | 0 | 0 | 0 | 0 | 0 | 0 | 0 | 0 | 0 | 0 | 0 | 0 | 0 | 0 | 0 | 0 | 0 | 0 | 0 | 0 | 0 | 0 | 0 | 0 | 0 | 0 | 0 | 0
F3_Industrial_Paper and Printing_Existing_Space Heating_Natural Gas_Boiler_E9 | F3 | Industrial | Paper and Printing | Existing | Space Heating | Natural Gas | Boiler | E9 | System - kBTUs of Conusmption | 0 | 0 | 0 | 0 | 0 | 0 | 0 | 0 | 0 | 0 | 0 | 0 | 0 | 0 | 0 | 0 | 0 | 0 | 0 | 0 | 0 | 0 | 0 | 0 | 0 | 0 | 0 | 0 | 0 | 0
F3_Industrial_Paper and Printing_Existing_Space Heating_Natural Gas_Boiler_E10 | F3 | Industrial | Paper and Printing | Existing | Space Heating | Natural Gas | Boiler | E10 | System - kBTUs of Conusmption | 0 | 0 | 0 | 0 | 0 | 0 | 0 | 0 | 0 | 0 | 0 | 0 | 0 | 0 | 0 | 0 | 0 | 0 | 0 | 0 | 0 | 0 | 0 | 0 | 0 | 0 | 0 | 0 | 0 | 0
F4_Industrial_Paper and Printing_Existing_Space Heating_Natural Gas_Boiler_E1 | F4 | Industrial | Paper and Printing | Existing | Space Heating | Natural Gas | Boiler | E1 | Utility - Cost of Equipment | 306.9421 | 306.9421 | 306.9421 | 306.9421 | 306.9421 | 306.9421 | 306.9421 | 306.9421 | 306.9421 | 306.9421 | 306.9421 | 306.9421 | 306.9421 | 306.9421 | 306.9421 | 306.9421 | 306.9421 | 306.9421 | 306.9421 | 306.9421 | 306.9421 | 306.9421 | 0 | 0 | 0 | 0 | 0 | 0 | 0 | 0
F4_Industrial_Paper and Printing_Existing_Space Heating_Natural Gas_Boiler_E2 | F4 | Industrial | Paper and Printing | Existing | Space Heating | Natural Gas | Boiler | E2 | Utility - Cost of Equipment | 342.9554 | 342.9554 | 342.9554 | 342.9554 | 342.9554 | 342.9554 | 342.9554 | 342.9554 | 342.9554 | 342.9554 | 342.9554 | 342.9554 | 342.9554 | 342.9554 | 342.9554 | 342.9554 | 342.9554 | 342.9554 | 342.9554 | 342.9554 | 342.9554 | 342.9554 | 0 | 0 | 0 | 0 | 0 | 0 | 0 | 0
F4_Industrial_Paper and Printing_Existing_Space Heating_Natural Gas_Boiler_E3 | F4 | Industrial | Paper and Printing | Existing | Space Heating | Natural Gas | Boiler | E3 | Utility - Cost of Equipment | 415.2828 | 415.2828 | 415.2828 | 415.2828 | 415.2828 | 415.2828 | 415.2828 | 415.2828 | 415.2828 | 415.2828 | 415.2828 | 415.2828 | 415.2828 | 415.2828 | 415.2828 | 415.2828 | 415.2828 | 415.2828 | 415.2828 | 415.2828 | 415.2828 | 415.2828 | 0 | 0 | 0 | 0 | 0 | 0 | 0 | 0
F4_Industrial_Paper and Printing_Existing_Space Heating_Natural Gas_Boiler_E4 | F4 | Industrial | Paper and Printing | Existing | Space Heating | Natural Gas | Boiler | E4 | Utility - Cost of Equipment | 1696036.5529 | 1696036.5529 | 1696036.5529 | 1696036.5529 | 1696036.5529 | 1696036.5529 | 1696036.5529 | 1696036.5529 | 1696036.5529 | 1696036.5529 | 1696036.5529 | 1696036.5529 | 1696036.5529 | 1696036.5529 | 1696036.5529 | 1696036.5529 | 1696036.5529 | 1696036.5529 | 1696036.5529 | 1696036.5529 | 1696036.5529 | 1696036.5529 | 0 | 0 | 0 | 0 | 0 | 0 | 0 | 0
F4_Industrial_Paper and Printing_Existing_Space Heating_Natural Gas_Boiler_E5 | F4 | Industrial | Paper and Printing | Existing | Space Heating | Natural Gas | Boiler | E5 | Utility - Cost of Equipment | 0 | 0 | 0 | 0 | 0 | 0 | 0 | 0 | 0 | 0 | 0 | 0 | 0 | 0 | 0 | 0 | 0 | 0 | 0 | 0 | 0 | 0 | 0 | 0 | 0 | 0 | 0 | 0 | 0 | 0
F4_Industrial_Paper and Printing_Existing_Space Heating_Natural Gas_Boiler_E6 | F4 | Industrial | Paper and Printing | Existing | Space Heating | Natural Gas | Boiler | E6 | Utility - Cost of Equipment | 0 | 0 | 0 | 0 | 0 | 0 | 0 | 0 | 0 | 0 | 0 | 0 | 0 | 0 | 0 | 0 | 0 | 0 | 0 | 0 | 0 | 0 | 0 | 0 | 0 | 0 | 0 | 0 | 0 | 0
F4_Industrial_Paper and Printing_Existing_Space Heating_Natural Gas_Boiler_E7 | F4 | Industrial | Paper and Printing | Existing | Space Heating | Natural Gas | Boiler | E7 | Utility - Cost of Equipment | 0 | 0 | 0 | 0 | 0 | 0 | 0 | 0 | 0 | 0 | 0 | 0 | 0 | 0 | 0 | 0 | 0 | 0 | 0 | 0 | 0 | 0 | 0 | 0 | 0 | 0 | 0 | 0 | 0 | 0
F4_Industrial_Paper and Printing_Existing_Space Heating_Natural Gas_Boiler_E8 | F4 | Industrial | Paper and Printing | Existing | Space Heating | Natural Gas | Boiler | E8 | Utility - Cost of Equipment | 0 | 0 | 0 | 0 | 0 | 0 | 0 | 0 | 0 | 0 | 0 | 0 | 0 | 0 | 0 | 0 | 0 | 0 | 0 | 0 | 0 | 0 | 0 | 0 | 0 | 0 | 0 | 0 | 0 | 0
F4_Industrial_Paper and Printing_Existing_Space Heating_Natural Gas_Boiler_E9 | F4 | Industrial | Paper and Printing | Existing | Space Heating | Natural Gas | Boiler | E9 | Utility - Cost of Equipment | 0 | 0 | 0 | 0 | 0 | 0 | 0 | 0 | 0 | 0 | 0 | 0 | 0 | 0 | 0 | 0 | 0 | 0 | 0 | 0 | 0 | 0 | 0 | 0 | 0 | 0 | 0 | 0 | 0 | 0
F4_Industrial_Paper and Printing_Existing_Space Heating_Natural Gas_Boiler_E10 | F4 | Industrial | Paper and Printing | Existing | Space Heating | Natural Gas | Boiler | E10 | Utility - Cost of Equipment | 0 | 0 | 0 | 0 | 0 | 0 | 0 | 0 | 0 | 0 | 0 | 0 | 0 | 0 | 0 | 0 | 0 | 0 | 0 | 0 | 0 | 0 | 0 | 0 | 0 | 0 | 0 | 0 | 0 | 0
F5_Industrial_Paper and Printing_Existing_Space Heating_Natural Gas_Boiler_E1 | F5 | Industrial | Paper and Printing | Existing | Space Heating | Natural Gas | Boiler | E1 | Utility - Cost of Operation | 2197.6368 | 2218.7319 | 2182.937 | 2148.615 | 2091.1971 | 2034.403 | 1977.3478 | 1925.1517 | 1873.2733 | 1827.8075 | 1782.491 | 1738.4332 | 1695.2646 | 1653.7312 | 1613.0412 | 1573.1632 | 1534.6007 | 1497.6668 | 1461.6425 | 1427.7958 | 1395.3367 | 1363.9634 | 0 | 0 | 0 | 0 | 0 | 0 | 0 | 0
F5_Industrial_Paper and Printing_Existing_Space Heating_Natural Gas_Boiler_E2 | F5 | Industrial | Paper and Printing | Existing | Space Heating | Natural Gas | Boiler | E2 | Utility - Cost of Operation | 2068.3174 | 2088.1712 | 2054.4826 | 2022.1803 | 1968.1412 | 1914.6891 | 1860.9913 | 1811.8666 | 1763.041 | 1720.2507 | 1677.6008 | 1636.1356 | 1595.5072 | 1556.4178 | 1518.1222 | 1480.5908 | 1444.2975 | 1409.537 | 1375.6325 | 1343.7775 | 1313.2285 | 1283.7013 | 0 | 0 | 0 | 0 | 0 | 0 | 0 | 0
F5_Industrial_Paper and Printing_Existing_Space Heating_Natural Gas_Boiler_E3 | F5 | Industrial | Paper and Printing | Existing | Space Heating | Natural Gas | Boiler | E3 | Utility - Cost of Operation | 1812.4526 | 1829.8503 | 1800.3293 | 1772.023 | 1724.6688 | 1677.8291 | 1630.7742 | 1587.7265 | 1544.941 | 1507.4441 | 1470.0703 | 1433.7346 | 1398.1322 | 1363.8784 | 1330.3203 | 1297.4318 | 1265.6282 | 1235.1678 | 1205.4575 | 1177.5432 | 1150.7733 | 1124.8988 | 0 | 0 | 0 | 0 | 0 | 0 | 0 | 0
F5_Industrial_Paper and Printing_Existing_Space Heating_Natural Gas_Boiler_E4 | F5 | Industrial | Paper and Printing | Existing | Space Heating | Natural Gas | Boiler | E4 | Utility - Cost of Operation | 1344.6116 | 1373.4363 | 1355.1835 | 1337.7549 | 1301.0238 | 1264.4574 | 1227.3265 | 1193.8566 | 1160.3595 | 1131.8367 | 1103.2139 | 1075.4248 | 1048.1707 | 1022.0684 | 996.4726 | 971.3616 | 947.1149 | 923.9536 | 901.2496 | 880.0043 | 859.5273 | 839.5268 | 0 | 0 | 0 | 0 | 0 | 0 | 0 | 0
F5_Industrial_Paper and Printing_Existing_Space Heating_Natural Gas_Boiler_E5 | F5 | Industrial | Paper and Printing | Existing | Space Heating | Natural Gas | Boiler | E5 | Utility - Cost of Operation | 0 | 0 | 0 | 0 | 0 | 0 | 0 | 0 | 0 | 0 | 0 | 0 | 0 | 0 | 0 | 0 | 0 | 0 | 0 | 0 | 0 | 0 | 0 | 0 | 0 | 0 | 0 | 0 | 0 | 0
F5_Industrial_Paper and Printing_Existing_Space Heating_Natural Gas_Boiler_E6 | F5 | Industrial | Paper and Printing | Existing | Space Heating | Natural Gas | Boiler | E6 | Utility - Cost of Operation | 0 | 0 | 0 | 0 | 0 | 0 | 0 | 0 | 0 | 0 | 0 | 0 | 0 | 0 | 0 | 0 | 0 | 0 | 0 | 0 | 0 | 0 | 0 | 0 | 0 | 0 | 0 | 0 | 0 | 0
F5_Industrial_Paper and Printing_Existing_Space Heating_Natural Gas_Boiler_E7 | F5 | Industrial | Paper and Printing | Existing | Space Heating | Natural Gas | Boiler | E7 | Utility - Cost of Operation | 0 | 0 | 0 | 0 | 0 | 0 | 0 | 0 | 0 | 0 | 0 | 0 | 0 | 0 | 0 | 0 | 0 | 0 | 0 | 0 | 0 | 0 | 0 | 0 | 0 | 0 | 0 | 0 | 0 | 0
F5_Industrial_Paper and Printing_Existing_Space Heating_Natural Gas_Boiler_E8 | F5 | Industrial | Paper and Printing | Existing | Space Heating | Natural Gas | Boiler | E8 | Utility - Cost of Operation | 0 | 0 | 0 | 0 | 0 | 0 | 0 | 0 | 0 | 0 | 0 | 0 | 0 | 0 | 0 | 0 | 0 | 0 | 0 | 0 | 0 | 0 | 0 | 0 | 0 | 0 | 0 | 0 | 0 | 0
F5_Industrial_Paper and Printing_Existing_Space Heating_Natural Gas_Boiler_E9 | F5 | Industrial | Paper and Printing | Existing | Space Heating | Natural Gas | Boiler | E9 | Utility - Cost of Operation | 0 | 0 | 0 | 0 | 0 | 0 | 0 | 0 | 0 | 0 | 0 | 0 | 0 | 0 | 0 | 0 | 0 | 0 | 0 | 0 | 0 | 0 | 0 | 0 | 0 | 0 | 0 | 0 | 0 | 0
F5_Industrial_Paper and Printing_Existing_Space Heating_Natural Gas_Boiler_E10 | F5 | Industrial | Paper and Printing | Existing | Space Heating | Natural Gas | Boiler | E10 | Utility - Cost of Operation | 0 | 0 | 0 | 0 | 0 | 0 | 0 | 0 | 0 | 0 | 0 | 0 | 0 | 0 | 0 | 0 | 0 | 0 | 0 | 0 | 0 | 0 | 0 | 0 | 0 | 0 | 0 | 0 | 0 | 0
F6_Industrial_Paper and Printing_Existing_Space Heating_Natural Gas_Boiler_E1 | F6 | Industrial | Paper and Printing | Existing | Space Heating | Natural Gas | Boiler | E1 | Utility - Value of Sales | 2632.912 | 2658.1853 | 2615.3007 | 2574.1807 | 2505.3903 | 2437.3473 | 2368.9915 | 2306.4571 | 2244.3035 | 2189.8324 | 2135.5403 | 2082.7562 | 2031.0374 | 1981.2776 | 1932.5285 | 1884.752 | 1838.5516 | 1794.3024 | 1751.1429 | 1710.5923 | 1671.7043 | 1634.1169 | 0 | 0 | 0 | 0 | 0 | 0 | 0 | 0
F6_Industrial_Paper and Printing_Existing_Space Heating_Natural Gas_Boiler_E2 | F6 | Industrial | Paper and Printing | Existing | Space Heating | Natural Gas | Boiler | E2 | Utility - Value of Sales | 2477.9789 | 2501.765 | 2461.404 | 2422.7037 | 2357.9613 | 2293.9222 | 2229.5888 | 2170.7342 | 2112.238 | 2060.9723 | 2009.875 | 1960.1969 | 1911.5215 | 1864.6899 | 1818.8093 | 1773.8442 | 1730.3625 | 1688.7171 | 1648.0974 | 1609.933 | 1573.3333 | 1537.9577 | 0 | 0 | 0 | 0 | 0 | 0 | 0 | 0
F6_Industrial_Paper and Printing_Existing_Space Heating_Natural Gas_Boiler_E3 | F6 | Industrial | Paper and Printing | Existing | Space Heating | Natural Gas | Boiler | E3 | Utility - Value of Sales | 2171.4363 | 2192.2799 | 2156.9118 | 2122.999 | 2066.2656 | 2010.1486 | 1953.7736 | 1902.1998 | 1850.9399 | 1806.0162 | 1761.2399 | 1717.7074 | 1675.0534 | 1634.0152 | 1593.8104 | 1554.4077 | 1516.305 | 1479.8115 | 1444.2166 | 1410.7734 | 1378.7014 | 1347.702 | 0 | 0 | 0 | 0 | 0 | 0 | 0 | 0
F6_Industrial_Paper and Printing_Existing_Space Heating_Natural Gas_Boiler_E4 | F6 | Industrial | Paper and Printing | Existing | Space Heating | Natural Gas | Boiler | E4 | Utility - Value of Sales | 1610.9323 | 1645.4661 | 1623.5981 | 1602.7174 | 1558.7112 | 1514.9023 | 1470.417 | 1430.3179 | 1390.1863 | 1356.014 | 1321.7221 | 1288.4289 | 1255.7767 | 1224.5045 | 1193.8391 | 1163.7545 | 1134.7053 | 1106.9565 | 1079.7558 | 1054.3025 | 1029.7697 | 1005.8078 | 0 | 0 | 0 | 0 | 0 | 0 | 0 | 0
F6_Industrial_Paper and Printing_Existing_Space Heating_Natural Gas_Boiler_E5 | F6 | Industrial | Paper and Printing | Existing | Space Heating | Natural Gas | Boiler | E5 | Utility - Value of Sales | 0 | 0 | 0 | 0 | 0 | 0 | 0 | 0 | 0 | 0 | 0 | 0 | 0 | 0 | 0 | 0 | 0 | 0 | 0 | 0 | 0 | 0 | 0 | 0 | 0 | 0 | 0 | 0 | 0 | 0
F6_Industrial_Paper and Printing_Existing_Space Heating_Natural Gas_Boiler_E6 | F6 | Industrial | Paper and Printing | Existing | Space Heating | Natural Gas | Boiler | E6 | Utility - Value of Sales | 0 | 0 | 0 | 0 | 0 | 0 | 0 | 0 | 0 | 0 | 0 | 0 | 0 | 0 | 0 | 0 | 0 | 0 | 0 | 0 | 0 | 0 | 0 | 0 | 0 | 0 | 0 | 0 | 0 | 0
F6_Industrial_Paper and Printing_Existing_Space Heating_Natural Gas_Boiler_E7 | F6 | Industrial | Paper and Printing | Existing | Space Heating | Natural Gas | Boiler | E7 | Utility - Value of Sales | 0 | 0 | 0 | 0 | 0 | 0 | 0 | 0 | 0 | 0 | 0 | 0 | 0 | 0 | 0 | 0 | 0 | 0 | 0 | 0 | 0 | 0 | 0 | 0 | 0 | 0 | 0 | 0 | 0 | 0
F6_Industrial_Paper and Printing_Existing_Space Heating_Natural Gas_Boiler_E8 | F6 | Industrial | Paper and Printing | Existing | Space Heating | Natural Gas | Boiler | E8 | Utility - Value of Sales | 0 | 0 | 0 | 0 | 0 | 0 | 0 | 0 | 0 | 0 | 0 | 0 | 0 | 0 | 0 | 0 | 0 | 0 | 0 | 0 | 0 | 0 | 0 | 0 | 0 | 0 | 0 | 0 | 0 | 0
F6_Industrial_Paper and Printing_Existing_Space Heating_Natural Gas_Boiler_E9 | F6 | Industrial | Paper and Printing | Existing | Space Heating | Natural Gas | Boiler | E9 | Utility - Value of Sales | 0 | 0 | 0 | 0 | 0 | 0 | 0 | 0 | 0 | 0 | 0 | 0 | 0 | 0 | 0 | 0 | 0 | 0 | 0 | 0 | 0 | 0 | 0 | 0 | 0 | 0 | 0 | 0 | 0 | 0
F6_Industrial_Paper and Printing_Existing_Space Heating_Natural Gas_Boiler_E10 | F6 | Industrial | Paper and Printing | Existing | Space Heating | Natural Gas | Boiler | E10 | Utility - Value of Sales | 0 | 0 | 0 | 0 | 0 | 0 | 0 | 0 | 0 | 0 | 0 | 0 | 0 | 0 | 0 | 0 | 0 | 0 | 0 | 0 | 0 | 0 | 0 | 0 | 0 | 0 | 0 | 0 | 0 | 0
F1_Industrial_Paper and Printing_Existing_Space Heating_Natural Gas_Unit Heater_E1 | F1 | Industrial | Paper and Printing | Existing | Space Heating | Natural Gas | Unit Heater | E1 | Participant - Cost of Equipment | 97.4214 | 97.4214 | 97.4214 | 97.4214 | 97.4214 | 97.4214 | 97.4214 | 97.4214 | 97.4214 | 97.4214 | 97.4214 | 97.4214 | 97.4214 | 97.4214 | 97.4214 | 97.4214 | 97.4214 | 97.4214 | 97.4214 | 97.4214 | 97.4214 | 97.4214 | 0 | 0 | 0 | 0 | 0 | 0 | 0 | 0
F1_Industrial_Paper and Printing_Existing_Space Heating_Natural Gas_Unit Heater_E2 | F1 | Industrial | Paper and Printing | Existing | Space Heating | Natural Gas | Unit Heater | E2 | Participant - Cost of Equipment | 213.6597 | 213.6597 | 213.6597 | 213.6597 | 213.6597 | 213.6597 | 213.6597 | 213.6597 | 213.6597 | 213.6597 | 213.6597 | 213.6597 | 213.6597 | 213.6597 | 213.6597 | 213.6597 | 213.6597 | 213.6597 | 213.6597 | 213.6597 | 213.6597 | 213.6597 | 0 | 0 | 0 | 0 | 0 | 0 | 0 | 0
F1_Industrial_Paper and Printing_Existing_Space Heating_Natural Gas_Unit Heater_E3 | F1 | Industrial | Paper and Printing | Existing | Space Heating | Natural Gas | Unit Heater | E3 | Participant - Cost of Equipment | 113.8976 | 113.8976 | 113.8976 | 113.8976 | 113.8976 | 113.8976 | 113.8976 | 113.8976 | 113.8976 | 113.8976 | 113.8976 | 113.8976 | 113.8976 | 113.8976 | 113.8976 | 113.8976 | 113.8976 | 113.8976 | 113.8976 | 113.8976 | 113.8976 | 113.8976 | 0 | 0 | 0 | 0 | 0 | 0 | 0 | 0
F1_Industrial_Paper and Printing_Existing_Space Heating_Natural Gas_Unit Heater_E4 | F1 | Industrial | Paper and Printing | Existing | Space Heating | Natural Gas | Unit Heater | E4 | Participant - Cost of Equipment | 0 | 0 | 0 | 0 | 0 | 0 | 0 | 0 | 0 | 0 | 0 | 0 | 0 | 0 | 0 | 0 | 0 | 0 | 0 | 0 | 0 | 0 | 0 | 0 | 0 | 0 | 0 | 0 | 0 | 0
F1_Industrial_Paper and Printing_Existing_Space Heating_Natural Gas_Unit Heater_E5 | F1 | Industrial | Paper and Printing | Existing | Space Heating | Natural Gas | Unit Heater | E5 | Participant - Cost of Equipment | 0 | 0 | 0 | 0 | 0 | 0 | 0 | 0 | 0 | 0 | 0 | 0 | 0 | 0 | 0 | 0 | 0 | 0 | 0 | 0 | 0 | 0 | 0 | 0 | 0 | 0 | 0 | 0 | 0 | 0
F1_Industrial_Paper and Printing_Existing_Space Heating_Natural Gas_Unit Heater_E6 | F1 | Industrial | Paper and Printing | Existing | Space Heating | Natural Gas | Unit Heater | E6 | Participant - Cost of Equipment | 0 | 0 | 0 | 0 | 0 | 0 | 0 | 0 | 0 | 0 | 0 | 0 | 0 | 0 | 0 | 0 | 0 | 0 | 0 | 0 | 0 | 0 | 0 | 0 | 0 | 0 | 0 | 0 | 0 | 0
F1_Industrial_Paper and Printing_Existing_Space Heating_Natural Gas_Unit Heater_E7 | F1 | Industrial | Paper and Printing | Existing | Space Heating | Natural Gas | Unit Heater | E7 | Participant - Cost of Equipment | 0 | 0 | 0 | 0 | 0 | 0 | 0 | 0 | 0 | 0 | 0 | 0 | 0 | 0 | 0 | 0 | 0 | 0 | 0 | 0 | 0 | 0 | 0 | 0 | 0 | 0 | 0 | 0 | 0 | 0
F1_Industrial_Paper and Printing_Existing_Space Heating_Natural Gas_Unit Heater_E8 | F1 | Industrial | Paper and Printing | Existing | Space Heating | Natural Gas | Unit Heater | E8 | Participant - Cost of Equipment | 0 | 0 | 0 | 0 | 0 | 0 | 0 | 0 | 0 | 0 | 0 | 0 | 0 | 0 | 0 | 0 | 0 | 0 | 0 | 0 | 0 | 0 | 0 | 0 | 0 | 0 | 0 | 0 | 0 | 0
F1_Industrial_Paper and Printing_Existing_Space Heating_Natural Gas_Unit Heater_E9 | F1 | Industrial | Paper and Printing | Existing | Space Heating | Natural Gas | Unit Heater | E9 | Participant - Cost of Equipment | 0 | 0 | 0 | 0 | 0 | 0 | 0 | 0 | 0 | 0 | 0 | 0 | 0 | 0 | 0 | 0 | 0 | 0 | 0 | 0 | 0 | 0 | 0 | 0 | 0 | 0 | 0 | 0 | 0 | 0
F1_Industrial_Paper and Printing_Existing_Space Heating_Natural Gas_Unit Heater_E10 | F1 | Industrial | Paper and Printing | Existing | Space Heating | Natural Gas | Unit Heater | E10 | Participant - Cost of Equipment | 0 | 0 | 0 | 0 | 0 | 0 | 0 | 0 | 0 | 0 | 0 | 0 | 0 | 0 | 0 | 0 | 0 | 0 | 0 | 0 | 0 | 0 | 0 | 0 | 0 | 0 | 0 | 0 | 0 | 0
F2_Industrial_Paper and Printing_Existing_Space Heating_Natural Gas_Unit Heater_E1 | F2 | Industrial | Paper and Printing | Existing | Space Heating | Natural Gas | Unit Heater | E1 | Participant - Cost of Operation | 847.7991 | 872.3033 | 862.4057 | 853.0146 | 829.4805 | 805.9224 | 781.7776 | 760.147 | 738.3703 | 720.0936 | 701.6693 | 683.7961 | 666.2573 | 649.5044 | 633.0677 | 616.9326 | 601.3773 | 586.5643 | 572.0365 | 558.5257 | 545.5293 | 532.8353 | 0 | 0 | 0 | 0 | 0 | 0 | 0 | 0
F2_Industrial_Paper and Printing_Existing_Space Heating_Natural Gas_Unit Heater_E2 | F2 | Industrial | Paper and Printing | Existing | Space Heating | Natural Gas | Unit Heater | E2 | Participant - Cost of Operation | 807.4463 | 830.7842 | 821.3577 | 812.4135 | 789.9996 | 767.5628 | 744.5672 | 723.9662 | 703.226 | 685.8192 | 668.2719 | 651.2494 | 634.5454 | 618.5899 | 602.9355 | 587.5684 | 572.7535 | 558.6455 | 544.8092 | 531.9415 | 519.5637 | 507.4738 | 0 | 0 | 0 | 0 | 0 | 0 | 0 | 0
F2_Industrial_Paper and Printing_Existing_Space Heating_Natural Gas_Unit Heater_E3 | F2 | Industrial | Paper and Printing | Existing | Space Heating | Natural Gas | Unit Heater | E3 | Participant - Cost of Operation | 702.1279 | 717.0476 | 707.4774 | 698.3444 | 679.1635 | 660.0534 | 640.6503 | 623.1626 | 605.6513 | 590.7577 | 575.823 | 561.3229 | 547.1021 | 533.4814 | 520.1252 | 507.0222 | 494.3696 | 482.2823 | 470.434 | 459.3449 | 448.6563 | 438.2165 | 0 | 0 | 0 | 0 | 0 | 0 | 0 | 0
F2_Industrial_Paper and Printing_Existing_Space Heating_Natural Gas_Unit Heater_E4 | F2 | Industrial | Paper and Printing | Existing | Space Heating | Natural Gas | Unit Heater | E4 | Participant - Cost of Operation | 0 | 0 | 0 | 0 | 0 | 0 | 0 | 0 | 0 | 0 | 0 | 0 | 0 | 0 | 0 | 0 | 0 | 0 | 0 | 0 | 0 | 0 | 0 | 0 | 0 | 0 | 0 | 0 | 0 | 0
F2_Industrial_Paper and Printing_Existing_Space Heating_Natural Gas_Unit Heater_E5 | F2 | Industrial | Paper and Printing | Existing | Space Heating | Natural Gas | Unit Heater | E5 | Participant - Cost of Operation | 0 | 0 | 0 | 0 | 0 | 0 | 0 | 0 | 0 | 0 | 0 | 0 | 0 | 0 | 0 | 0 | 0 | 0 | 0 | 0 | 0 | 0 | 0 | 0 | 0 | 0 | 0 | 0 | 0 | 0
F2_Industrial_Paper and Printing_Existing_Space Heating_Natural Gas_Unit Heater_E6 | F2 | Industrial | Paper and Printing | Existing | Space Heating | Natural Gas | Unit Heater | E6 | Participant - Cost of Operation | 0 | 0 | 0 | 0 | 0 | 0 | 0 | 0 | 0 | 0 | 0 | 0 | 0 | 0 | 0 | 0 | 0 | 0 | 0 | 0 | 0 | 0 | 0 | 0 | 0 | 0 | 0 | 0 | 0 | 0
F2_Industrial_Paper and Printing_Existing_Space Heating_Natural Gas_Unit Heater_E7 | F2 | Industrial | Paper and Printing | Existing | Space Heating | Natural Gas | Unit Heater | E7 | Participant - Cost of Operation | 0 | 0 | 0 | 0 | 0 | 0 | 0 | 0 | 0 | 0 | 0 | 0 | 0 | 0 | 0 | 0 | 0 | 0 | 0 | 0 | 0 | 0 | 0 | 0 | 0 | 0 | 0 | 0 | 0 | 0
F2_Industrial_Paper and Printing_Existing_Space Heating_Natural Gas_Unit Heater_E8 | F2 | Industrial | Paper and Printing | Existing | Space Heating | Natural Gas | Unit Heater | E8 | Participant - Cost of Operation | 0 | 0 | 0 | 0 | 0 | 0 | 0 | 0 | 0 | 0 | 0 | 0 | 0 | 0 | 0 | 0 | 0 | 0 | 0 | 0 | 0 | 0 | 0 | 0 | 0 | 0 | 0 | 0 | 0 | 0
F2_Industrial_Paper and Printing_Existing_Space Heating_Natural Gas_Unit Heater_E9 | F2 | Industrial | Paper and Printing | Existing | Space Heating | Natural Gas | Unit Heater | E9 | Participant - Cost of Operation | 0 | 0 | 0 | 0 | 0 | 0 | 0 | 0 | 0 | 0 | 0 | 0 | 0 | 0 | 0 | 0 | 0 | 0 | 0 | 0 | 0 | 0 | 0 | 0 | 0 | 0 | 0 | 0 | 0 | 0
F2_Industrial_Paper and Printing_Existing_Space Heating_Natural Gas_Unit Heater_E10 | F2 | Industrial | Paper and Printing | Existing | Space Heating | Natural Gas | Unit Heater | E10 | Participant - Cost of Operation | 0 | 0 | 0 | 0 | 0 | 0 | 0 | 0 | 0 | 0 | 0 | 0 | 0 | 0 | 0 | 0 | 0 | 0 | 0 | 0 | 0 | 0 | 0 | 0 | 0 | 0 | 0 | 0 | 0 | 0
F3_Industrial_Paper and Printing_Existing_Space Heating_Natural Gas_Unit Heater_E1 | F3 | Industrial | Paper and Printing | Existing | Space Heating | Natural Gas | Unit Heater | E1 | System - kBTUs of Conusmption | 128045.1364 | 128045.1364 | 128045.1364 | 128045.1364 | 128045.1364 | 128045.1364 | 128045.1364 | 128045.1364 | 128045.1364 | 128045.1364 | 128045.1364 | 128045.1364 | 128045.1364 | 128045.1364 | 128045.1364 | 128045.1364 | 128045.1364 | 128045.1364 | 128045.1364 | 128045.1364 | 128045.1364 | 128045.1364 | 0 | 0 | 0 | 0 | 0 | 0 | 0 | 0
F3_Industrial_Paper and Printing_Existing_Space Heating_Natural Gas_Unit Heater_E2 | F3 | Industrial | Paper and Printing | Existing | Space Heating | Natural Gas | Unit Heater | E2 | System - kBTUs of Conusmption | 121950.5559 | 121950.5559 | 121950.5559 | 121950.5559 | 121950.5559 | 121950.5559 | 121950.5559 | 121950.5559 | 121950.5559 | 121950.5559 | 121950.5559 | 121950.5559 | 121950.5559 | 121950.5559 | 121950.5559 | 121950.5559 | 121950.5559 | 121950.5559 | 121950.5559 | 121950.5559 | 121950.5559 | 121950.5559 | 0 | 0 | 0 | 0 | 0 | 0 | 0 | 0
F3_Industrial_Paper and Printing_Existing_Space Heating_Natural Gas_Unit Heater_E3 | F3 | Industrial | Paper and Printing | Existing | Space Heating | Natural Gas | Unit Heater | E3 | System - kBTUs of Conusmption | 108838.3659 | 108838.3659 | 108838.3659 | 108838.3659 | 108838.3659 | 108838.3659 | 108838.3659 | 108838.3659 | 108838.3659 | 108838.3659 | 108838.3659 | 108838.3659 | 108838.3659 | 108838.3659 | 108838.3659 | 108838.3659 | 108838.3659 | 108838.3659 | 108838.3659 | 108838.3659 | 108838.3659 | 108838.3659 | 0 | 0 | 0 | 0 | 0 | 0 | 0 | 0
F3_Industrial_Paper and Printing_Existing_Space Heating_Natural Gas_Unit Heater_E4 | F3 | Industrial | Paper and Printing | Existing | Space Heating | Natural Gas | Unit Heater | E4 | System - kBTUs of Conusmption | 0 | 0 | 0 | 0 | 0 | 0 | 0 | 0 | 0 | 0 | 0 | 0 | 0 | 0 | 0 | 0 | 0 | 0 | 0 | 0 | 0 | 0 | 0 | 0 | 0 | 0 | 0 | 0 | 0 | 0
F3_Industrial_Paper and Printing_Existing_Space Heating_Natural Gas_Unit Heater_E5 | F3 | Industrial | Paper and Printing | Existing | Space Heating | Natural Gas | Unit Heater | E5 | System - kBTUs of Conusmption | 0 | 0 | 0 | 0 | 0 | 0 | 0 | 0 | 0 | 0 | 0 | 0 | 0 | 0 | 0 | 0 | 0 | 0 | 0 | 0 | 0 | 0 | 0 | 0 | 0 | 0 | 0 | 0 | 0 | 0
F3_Industrial_Paper and Printing_Existing_Space Heating_Natural Gas_Unit Heater_E6 | F3 | Industrial | Paper and Printing | Existing | Space Heating | Natural Gas | Unit Heater | E6 | System - kBTUs of Conusmption | 0 | 0 | 0 | 0 | 0 | 0 | 0 | 0 | 0 | 0 | 0 | 0 | 0 | 0 | 0 | 0 | 0 | 0 | 0 | 0 | 0 | 0 | 0 | 0 | 0 | 0 | 0 | 0 | 0 | 0
F3_Industrial_Paper and Printing_Existing_Space Heating_Natural Gas_Unit Heater_E7 | F3 | Industrial | Paper and Printing | Existing | Space Heating | Natural Gas | Unit Heater | E7 | System - kBTUs of Conusmption | 0 | 0 | 0 | 0 | 0 | 0 | 0 | 0 | 0 | 0 | 0 | 0 | 0 | 0 | 0 | 0 | 0 | 0 | 0 | 0 | 0 | 0 | 0 | 0 | 0 | 0 | 0 | 0 | 0 | 0
F3_Industrial_Paper and Printing_Existing_Space Heating_Natural Gas_Unit Heater_E8 | F3 | Industrial | Paper and Printing | Existing | Space Heating | Natural Gas | Unit Heater | E8 | System - kBTUs of Conusmption | 0 | 0 | 0 | 0 | 0 | 0 | 0 | 0 | 0 | 0 | 0 | 0 | 0 | 0 | 0 | 0 | 0 | 0 | 0 | 0 | 0 | 0 | 0 | 0 | 0 | 0 | 0 | 0 | 0 | 0
F3_Industrial_Paper and Printing_Existing_Space Heating_Natural Gas_Unit Heater_E9 | F3 | Industrial | Paper and Printing | Existing | Space Heating | Natural Gas | Unit Heater | E9 | System - kBTUs of Conusmption | 0 | 0 | 0 | 0 | 0 | 0 | 0 | 0 | 0 | 0 | 0 | 0 | 0 | 0 | 0 | 0 | 0 | 0 | 0 | 0 | 0 | 0 | 0 | 0 | 0 | 0 | 0 | 0 | 0 | 0
F3_Industrial_Paper and Printing_Existing_Space Heating_Natural Gas_Unit Heater_E10 | F3 | Industrial | Paper and Printing | Existing | Space Heating | Natural Gas | Unit Heater | E10 | System - kBTUs of Conusmption | 0 | 0 | 0 | 0 | 0 | 0 | 0 | 0 | 0 | 0 | 0 | 0 | 0 | 0 | 0 | 0 | 0 | 0 | 0 | 0 | 0 | 0 | 0 | 0 | 0 | 0 | 0 | 0 | 0 | 0
F4_Industrial_Paper and Printing_Existing_Space Heating_Natural Gas_Unit Heater_E1 | F4 | Industrial | Paper and Printing | Existing | Space Heating | Natural Gas | Unit Heater | E1 | Utility - Cost of Equipment | 97.4214 | 97.4214 | 97.4214 | 97.4214 | 97.4214 | 97.4214 | 97.4214 | 97.4214 | 97.4214 | 97.4214 | 97.4214 | 97.4214 | 97.4214 | 97.4214 | 97.4214 | 97.4214 | 97.4214 | 97.4214 | 97.4214 | 97.4214 | 97.4214 | 97.4214 | 0 | 0 | 0 | 0 | 0 | 0 | 0 | 0
F4_Industrial_Paper and Printing_Existing_Space Heating_Natural Gas_Unit Heater_E2 | F4 | Industrial | Paper and Printing | Existing | Space Heating | Natural Gas | Unit Heater | E2 | Utility - Cost of Equipment | 213.6597 | 213.6597 | 213.6597 | 213.6597 | 213.6597 | 213.6597 | 213.6597 | 213.6597 | 213.6597 | 213.6597 | 213.6597 | 213.6597 | 213.6597 | 213.6597 | 213.6597 | 213.6597 | 213.6597 | 213.6597 | 213.6597 | 213.6597 | 213.6597 | 213.6597 | 0 | 0 | 0 | 0 | 0 | 0 | 0 | 0
F4_Industrial_Paper and Printing_Existing_Space Heating_Natural Gas_Unit Heater_E3 | F4 | Industrial | Paper and Printing | Existing | Space Heating | Natural Gas | Unit Heater | E3 | Utility - Cost of Equipment | 113.8976 | 113.8976 | 113.8976 | 113.8976 | 113.8976 | 113.8976 | 113.8976 | 113.8976 | 113.8976 | 113.8976 | 113.8976 | 113.8976 | 113.8976 | 113.8976 | 113.8976 | 113.8976 | 113.8976 | 113.8976 | 113.8976 | 113.8976 | 113.8976 | 113.8976 | 0 | 0 | 0 | 0 | 0 | 0 | 0 | 0
F4_Industrial_Paper and Printing_Existing_Space Heating_Natural Gas_Unit Heater_E4 | F4 | Industrial | Paper and Printing | Existing | Space Heating | Natural Gas | Unit Heater | E4 | Utility - Cost of Equipment | 0 | 0 | 0 | 0 | 0 | 0 | 0 | 0 | 0 | 0 | 0 | 0 | 0 | 0 | 0 | 0 | 0 | 0 | 0 | 0 | 0 | 0 | 0 | 0 | 0 | 0 | 0 | 0 | 0 | 0
F4_Industrial_Paper and Printing_Existing_Space Heating_Natural Gas_Unit Heater_E5 | F4 | Industrial | Paper and Printing | Existing | Space Heating | Natural Gas | Unit Heater | E5 | Utility - Cost of Equipment | 0 | 0 | 0 | 0 | 0 | 0 | 0 | 0 | 0 | 0 | 0 | 0 | 0 | 0 | 0 | 0 | 0 | 0 | 0 | 0 | 0 | 0 | 0 | 0 | 0 | 0 | 0 | 0 | 0 | 0
F4_Industrial_Paper and Printing_Existing_Space Heating_Natural Gas_Unit Heater_E6 | F4 | Industrial | Paper and Printing | Existing | Space Heating | Natural Gas | Unit Heater | E6 | Utility - Cost of Equipment | 0 | 0 | 0 | 0 | 0 | 0 | 0 | 0 | 0 | 0 | 0 | 0 | 0 | 0 | 0 | 0 | 0 | 0 | 0 | 0 | 0 | 0 | 0 | 0 | 0 | 0 | 0 | 0 | 0 | 0
F4_Industrial_Paper and Printing_Existing_Space Heating_Natural Gas_Unit Heater_E7 | F4 | Industrial | Paper and Printing | Existing | Space Heating | Natural Gas | Unit Heater | E7 | Utility - Cost of Equipment | 0 | 0 | 0 | 0 | 0 | 0 | 0 | 0 | 0 | 0 | 0 | 0 | 0 | 0 | 0 | 0 | 0 | 0 | 0 | 0 | 0 | 0 | 0 | 0 | 0 | 0 | 0 | 0 | 0 | 0
F4_Industrial_Paper and Printing_Existing_Space Heating_Natural Gas_Unit Heater_E8 | F4 | Industrial | Paper and Printing | Existing | Space Heating | Natural Gas | Unit Heater | E8 | Utility - Cost of Equipment | 0 | 0 | 0 | 0 | 0 | 0 | 0 | 0 | 0 | 0 | 0 | 0 | 0 | 0 | 0 | 0 | 0 | 0 | 0 | 0 | 0 | 0 | 0 | 0 | 0 | 0 | 0 | 0 | 0 | 0
F4_Industrial_Paper and Printing_Existing_Space Heating_Natural Gas_Unit Heater_E9 | F4 | Industrial | Paper and Printing | Existing | Space Heating | Natural Gas | Unit Heater | E9 | Utility - Cost of Equipment | 0 | 0 | 0 | 0 | 0 | 0 | 0 | 0 | 0 | 0 | 0 | 0 | 0 | 0 | 0 | 0 | 0 | 0 | 0 | 0 | 0 | 0 | 0 | 0 | 0 | 0 | 0 | 0 | 0 | 0
F4_Industrial_Paper and Printing_Existing_Space Heating_Natural Gas_Unit Heater_E10 | F4 | Industrial | Paper and Printing | Existing | Space Heating | Natural Gas | Unit Heater | E10 | Utility - Cost of Equipment | 0 | 0 | 0 | 0 | 0 | 0 | 0 | 0 | 0 | 0 | 0 | 0 | 0 | 0 | 0 | 0 | 0 | 0 | 0 | 0 | 0 | 0 | 0 | 0 | 0 | 0 | 0 | 0 | 0 | 0
F5_Industrial_Paper and Printing_Existing_Space Heating_Natural Gas_Unit Heater_E1 | F5 | Industrial | Paper and Printing | Existing | Space Heating | Natural Gas | Unit Heater | E1 | Utility - Cost of Operation | 707.6403 | 728.0934 | 719.8321 | 711.9935 | 692.3501 | 672.6867 | 652.5335 | 634.4788 | 616.3023 | 601.0472 | 585.6688 | 570.7504 | 556.1111 | 542.1278 | 528.4084 | 514.9408 | 501.9571 | 489.593 | 477.467 | 466.1898 | 455.3419 | 444.7465 | 0 | 0 | 0 | 0 | 0 | 0 | 0 | 0
F5_Industrial_Paper and Printing_Existing_Space Heating_Natural Gas_Unit Heater_E2 | F5 | Industrial | Paper and Printing | Existing | Space Heating | Natural Gas | Unit Heater | E2 | Utility - Cost of Operation | 673.9586 | 693.4383 | 685.5701 | 678.1046 | 659.3962 | 640.6687 | 621.4747 | 604.2795 | 586.9681 | 572.439 | 557.7926 | 543.5843 | 529.6418 | 516.3241 | 503.2577 | 490.4311 | 478.0654 | 466.2898 | 454.7409 | 444.0005 | 433.669 | 423.5778 | 0 | 0 | 0 | 0 | 0 | 0 | 0 | 0
F5_Industrial_Paper and Printing_Existing_Space Heating_Natural Gas_Unit Heater_E3 | F5 | Industrial | Paper and Printing | Existing | Space Heating | Natural Gas | Unit Heater | E3 | Utility - Cost of Operation | 586.0516 | 598.5047 | 590.5167 | 582.8935 | 566.8836 | 550.9328 | 534.7375 | 520.1408 | 505.5246 | 493.0932 | 480.6274 | 468.5245 | 456.6548 | 445.2858 | 434.1377 | 423.2008 | 412.64 | 402.551 | 392.6614 | 383.4056 | 374.4841 | 365.7702 | 0 | 0 | 0 | 0 | 0 | 0 | 0 | 0
F5_Industrial_Paper and Printing_Existing_Space Heating_Natural Gas_Unit Heater_E4 | F5 | Industrial | Paper and Printing | Existing | Space Heating | Natural Gas | Unit Heater | E4 | Utility - Cost of Operation | 0 | 0 | 0 | 0 | 0 | 0 | 0 | 0 | 0 | 0 | 0 | 0 | 0 | 0 | 0 | 0 | 0 | 0 | 0 | 0 | 0 | 0 | 0 | 0 | 0 | 0 | 0 | 0 | 0 | 0
F5_Industrial_Paper and Printing_Existing_Space Heating_Natural Gas_Unit Heater_E5 | F5 | Industrial | Paper and Printing | Existing | Space Heating | Natural Gas | Unit Heater | E5 | Utility - Cost of Operation | 0 | 0 | 0 | 0 | 0 | 0 | 0 | 0 | 0 | 0 | 0 | 0 | 0 | 0 | 0 | 0 | 0 | 0 | 0 | 0 | 0 | 0 | 0 | 0 | 0 | 0 | 0 | 0 | 0 | 0
F5_Industrial_Paper and Printing_Existing_Space Heating_Natural Gas_Unit Heater_E6 | F5 | Industrial | Paper and Printing | Existing | Space Heating | Natural Gas | Unit Heater | E6 | Utility - Cost of Operation | 0 | 0 | 0 | 0 | 0 | 0 | 0 | 0 | 0 | 0 | 0 | 0 | 0 | 0 | 0 | 0 | 0 | 0 | 0 | 0 | 0 | 0 | 0 | 0 | 0 | 0 | 0 | 0 | 0 | 0
F5_Industrial_Paper and Printing_Existing_Space Heating_Natural Gas_Unit Heater_E7 | F5 | Industrial | Paper and Printing | Existing | Space Heating | Natural Gas | Unit Heater | E7 | Utility - Cost of Operation | 0 | 0 | 0 | 0 | 0 | 0 | 0 | 0 | 0 | 0 | 0 | 0 | 0 | 0 | 0 | 0 | 0 | 0 | 0 | 0 | 0 | 0 | 0 | 0 | 0 | 0 | 0 | 0 | 0 | 0
F5_Industrial_Paper and Printing_Existing_Space Heating_Natural Gas_Unit Heater_E8 | F5 | Industrial | Paper and Printing | Existing | Space Heating | Natural Gas | Unit Heater | E8 | Utility - Cost of Operation | 0 | 0 | 0 | 0 | 0 | 0 | 0 | 0 | 0 | 0 | 0 | 0 | 0 | 0 | 0 | 0 | 0 | 0 | 0 | 0 | 0 | 0 | 0 | 0 | 0 | 0 | 0 | 0 | 0 | 0
F5_Industrial_Paper and Printing_Existing_Space Heating_Natural Gas_Unit Heater_E9 | F5 | Industrial | Paper and Printing | Existing | Space Heating | Natural Gas | Unit Heater | E9 | Utility - Cost of Operation | 0 | 0 | 0 | 0 | 0 | 0 | 0 | 0 | 0 | 0 | 0 | 0 | 0 | 0 | 0 | 0 | 0 | 0 | 0 | 0 | 0 | 0 | 0 | 0 | 0 | 0 | 0 | 0 | 0 | 0
F5_Industrial_Paper and Printing_Existing_Space Heating_Natural Gas_Unit Heater_E10 | F5 | Industrial | Paper and Printing | Existing | Space Heating | Natural Gas | Unit Heater | E10 | Utility - Cost of Operation | 0 | 0 | 0 | 0 | 0 | 0 | 0 | 0 | 0 | 0 | 0 | 0 | 0 | 0 | 0 | 0 | 0 | 0 | 0 | 0 | 0 | 0 | 0 | 0 | 0 | 0 | 0 | 0 | 0 | 0
F6_Industrial_Paper and Printing_Existing_Space Heating_Natural Gas_Unit Heater_E1 | F6 | Industrial | Paper and Printing | Existing | Space Heating | Natural Gas | Unit Heater | E1 | Utility - Value of Sales | 847.7991 | 872.3033 | 862.4057 | 853.0146 | 829.4805 | 805.9224 | 781.7776 | 760.147 | 738.3703 | 720.0936 | 701.6693 | 683.7961 | 666.2573 | 649.5044 | 633.0677 | 616.9326 | 601.3773 | 586.5643 | 572.0365 | 558.5257 | 545.5293 | 532.8353 | 0 | 0 | 0 | 0 | 0 | 0 | 0 | 0
F6_Industrial_Paper and Printing_Existing_Space Heating_Natural Gas_Unit Heater_E2 | F6 | Industrial | Paper and Printing | Existing | Space Heating | Natural Gas | Unit Heater | E2 | Utility - Value of Sales | 807.4463 | 830.7842 | 821.3577 | 812.4135 | 789.9996 | 767.5628 | 744.5672 | 723.9662 | 703.226 | 685.8192 | 668.2719 | 651.2494 | 634.5454 | 618.5899 | 602.9355 | 587.5684 | 572.7535 | 558.6455 | 544.8092 | 531.9415 | 519.5637 | 507.4738 | 0 | 0 | 0 | 0 | 0 | 0 | 0 | 0
F6_Industrial_Paper and Printing_Existing_Space Heating_Natural Gas_Unit Heater_E3 | F6 | Industrial | Paper and Printing | Existing | Space Heating | Natural Gas | Unit Heater | E3 | Utility - Value of Sales | 702.1279 | 717.0476 | 707.4774 | 698.3444 | 679.1635 | 660.0534 | 640.6503 | 623.1626 | 605.6513 | 590.7577 | 575.823 | 561.3229 | 547.1021 | 533.4814 | 520.1252 | 507.0222 | 494.3696 | 482.2823 | 470.434 | 459.3449 | 448.6563 | 438.2165 | 0 | 0 | 0 | 0 | 0 | 0 | 0 | 0
F6_Industrial_Paper and Printing_Existing_Space Heating_Natural Gas_Unit Heater_E4 | F6 | Industrial | Paper and Printing | Existing | Space Heating | Natural Gas | Unit Heater | E4 | Utility - Value of Sales | 0 | 0 | 0 | 0 | 0 | 0 | 0 | 0 | 0 | 0 | 0 | 0 | 0 | 0 | 0 | 0 | 0 | 0 | 0 | 0 | 0 | 0 | 0 | 0 | 0 | 0 | 0 | 0 | 0 | 0
F6_Industrial_Paper and Printing_Existing_Space Heating_Natural Gas_Unit Heater_E5 | F6 | Industrial | Paper and Printing | Existing | Space Heating | Natural Gas | Unit Heater | E5 | Utility - Value of Sales | 0 | 0 | 0 | 0 | 0 | 0 | 0 | 0 | 0 | 0 | 0 | 0 | 0 | 0 | 0 | 0 | 0 | 0 | 0 | 0 | 0 | 0 | 0 | 0 | 0 | 0 | 0 | 0 | 0 | 0
F6_Industrial_Paper and Printing_Existing_Space Heating_Natural Gas_Unit Heater_E6 | F6 | Industrial | Paper and Printing | Existing | Space Heating | Natural Gas | Unit Heater | E6 | Utility - Value of Sales | 0 | 0 | 0 | 0 | 0 | 0 | 0 | 0 | 0 | 0 | 0 | 0 | 0 | 0 | 0 | 0 | 0 | 0 | 0 | 0 | 0 | 0 | 0 | 0 | 0 | 0 | 0 | 0 | 0 | 0
F6_Industrial_Paper and Printing_Existing_Space Heating_Natural Gas_Unit Heater_E7 | F6 | Industrial | Paper and Printing | Existing | Space Heating | Natural Gas | Unit Heater | E7 | Utility - Value of Sales | 0 | 0 | 0 | 0 | 0 | 0 | 0 | 0 | 0 | 0 | 0 | 0 | 0 | 0 | 0 | 0 | 0 | 0 | 0 | 0 | 0 | 0 | 0 | 0 | 0 | 0 | 0 | 0 | 0 | 0
F6_Industrial_Paper and Printing_Existing_Space Heating_Natural Gas_Unit Heater_E8 | F6 | Industrial | Paper and Printing | Existing | Space Heating | Natural Gas | Unit Heater | E8 | Utility - Value of Sales | 0 | 0 | 0 | 0 | 0 | 0 | 0 | 0 | 0 | 0 | 0 | 0 | 0 | 0 | 0 | 0 | 0 | 0 | 0 | 0 | 0 | 0 | 0 | 0 | 0 | 0 | 0 | 0 | 0 | 0
F6_Industrial_Paper and Printing_Existing_Space Heating_Natural Gas_Unit Heater_E9 | F6 | Industrial | Paper and Printing | Existing | Space Heating | Natural Gas | Unit Heater | E9 | Utility - Value of Sales | 0 | 0 | 0 | 0 | 0 | 0 | 0 | 0 | 0 | 0 | 0 | 0 | 0 | 0 | 0 | 0 | 0 | 0 | 0 | 0 | 0 | 0 | 0 | 0 | 0 | 0 | 0 | 0 | 0 | 0
F6_Industrial_Paper and Printing_Existing_Space Heating_Natural Gas_Unit Heater_E10 | F6 | Industrial | Paper and Printing | Existing | Space Heating | Natural Gas | Unit Heater | E10 | Utility - Value of Sales | 0 | 0 | 0 | 0 | 0 | 0 | 0 | 0 | 0 | 0 | 0 | 0 | 0 | 0 | 0 | 0 | 0 | 0 | 0 | 0 | 0 | 0 | 0 | 0 | 0 | 0 | 0 | 0 | 0 | 0
F1_Industrial_Paper and Printing_Existing_Process_Natural Gas_Process Boiler_E1 | F1 | Industrial | Paper and Printing | Existing | Process | Natural Gas | Process Boiler | E1 | Participant - Cost of Equipment | 158.3145 | 158.3145 | 158.3145 | 158.3145 | 158.3145 | 158.3145 | 158.3145 | 158.3145 | 158.3145 | 158.3145 | 158.3145 | 158.3145 | 158.3145 | 158.3145 | 158.3145 | 158.3145 | 158.3145 | 158.3145 | 158.3145 | 158.3145 | 158.3145 | 158.3145 | 0 | 0 | 0 | 0 | 0 | 0 | 0 | 0
F1_Industrial_Paper and Printing_Existing_Process_Natural Gas_Process Boiler_E2 | F1 | Industrial | Paper and Printing | Existing | Process | Natural Gas | Process Boiler | E2 | Participant - Cost of Equipment | 0 | 0 | 0 | 0 | 0 | 0 | 0 | 0 | 0 | 0 | 0 | 0 | 0 | 0 | 0 | 0 | 0 | 0 | 0 | 0 | 0 | 0 | 0 | 0 | 0 | 0 | 0 | 0 | 0 | 0
F1_Industrial_Paper and Printing_Existing_Process_Natural Gas_Process Boiler_E3 | F1 | Industrial | Paper and Printing | Existing | Process | Natural Gas | Process Boiler | E3 | Participant - Cost of Equipment | 0 | 0 | 0 | 0 | 0 | 0 | 0 | 0 | 0 | 0 | 0 | 0 | 0 | 0 | 0 | 0 | 0 | 0 | 0 | 0 | 0 | 0 | 0 | 0 | 0 | 0 | 0 | 0 | 0 | 0
F1_Industrial_Paper and Printing_Existing_Process_Natural Gas_Process Boiler_E4 | F1 | Industrial | Paper and Printing | Existing | Process | Natural Gas | Process Boiler | E4 | Participant - Cost of Equipment | 0 | 0 | 0 | 0 | 0 | 0 | 0 | 0 | 0 | 0 | 0 | 0 | 0 | 0 | 0 | 0 | 0 | 0 | 0 | 0 | 0 | 0 | 0 | 0 | 0 | 0 | 0 | 0 | 0 | 0
F1_Industrial_Paper and Printing_Existing_Process_Natural Gas_Process Boiler_E5 | F1 | Industrial | Paper and Printing | Existing | Process | Natural Gas | Process Boiler | E5 | Participant - Cost of Equipment | 0 | 0 | 0 | 0 | 0 | 0 | 0 | 0 | 0 | 0 | 0 | 0 | 0 | 0 | 0 | 0 | 0 | 0 | 0 | 0 | 0 | 0 | 0 | 0 | 0 | 0 | 0 | 0 | 0 | 0
F1_Industrial_Paper and Printing_Existing_Process_Natural Gas_Process Boiler_E6 | F1 | Industrial | Paper and Printing | Existing | Process | Natural Gas | Process Boiler | E6 | Participant - Cost of Equipment | 0 | 0 | 0 | 0 | 0 | 0 | 0 | 0 | 0 | 0 | 0 | 0 | 0 | 0 | 0 | 0 | 0 | 0 | 0 | 0 | 0 | 0 | 0 | 0 | 0 | 0 | 0 | 0 | 0 | 0
F1_Industrial_Paper and Printing_Existing_Process_Natural Gas_Process Boiler_E7 | F1 | Industrial | Paper and Printing | Existing | Process | Natural Gas | Process Boiler | E7 | Participant - Cost of Equipment | 0 | 0 | 0 | 0 | 0 | 0 | 0 | 0 | 0 | 0 | 0 | 0 | 0 | 0 | 0 | 0 | 0 | 0 | 0 | 0 | 0 | 0 | 0 | 0 | 0 | 0 | 0 | 0 | 0 | 0
F1_Industrial_Paper and Printing_Existing_Process_Natural Gas_Process Boiler_E8 | F1 | Industrial | Paper and Printing | Existing | Process | Natural Gas | Process Boiler | E8 | Participant - Cost of Equipment | 0 | 0 | 0 | 0 | 0 | 0 | 0 | 0 | 0 | 0 | 0 | 0 | 0 | 0 | 0 | 0 | 0 | 0 | 0 | 0 | 0 | 0 | 0 | 0 | 0 | 0 | 0 | 0 | 0 | 0
F1_Industrial_Paper and Printing_Existing_Process_Natural Gas_Process Boiler_E9 | F1 | Industrial | Paper and Printing | Existing | Process | Natural Gas | Process Boiler | E9 | Participant - Cost of Equipment | 0 | 0 | 0 | 0 | 0 | 0 | 0 | 0 | 0 | 0 | 0 | 0 | 0 | 0 | 0 | 0 | 0 | 0 | 0 | 0 | 0 | 0 | 0 | 0 | 0 | 0 | 0 | 0 | 0 | 0
F1_Industrial_Paper and Printing_Existing_Process_Natural Gas_Process Boiler_E10 | F1 | Industrial | Paper and Printing | Existing | Process | Natural Gas | Process Boiler | E10 | Participant - Cost of Equipment | 0 | 0 | 0 | 0 | 0 | 0 | 0 | 0 | 0 | 0 | 0 | 0 | 0 | 0 | 0 | 0 | 0 | 0 | 0 | 0 | 0 | 0 | 0 | 0 | 0 | 0 | 0 | 0 | 0 | 0
F2_Industrial_Paper and Printing_Existing_Process_Natural Gas_Process Boiler_E1 | F2 | Industrial | Paper and Printing | Existing | Process | Natural Gas | Process Boiler | E1 | Participant - Cost of Operation | 1521.3932 | 1535.997 | 1511.2168 | 1487.4561 | 1447.7065 | 1408.3887 | 1368.8902 | 1332.7556 | 1296.8409 | 1265.3656 | 1233.9936 | 1203.493 | 1173.608 | 1144.855 | 1116.6859 | 1089.0789 | 1062.3826 | 1036.8138 | 1011.8747 | 988.443 | 965.9721 | 944.2527 | 0 | 0 | 0 | 0 | 0 | 0 | 0 | 0
F2_Industrial_Paper and Printing_Existing_Process_Natural Gas_Process Boiler_E2 | F2 | Industrial | Paper and Printing | Existing | Process | Natural Gas | Process Boiler | E2 | Participant - Cost of Operation | 0 | 0 | 0 | 0 | 0 | 0 | 0 | 0 | 0 | 0 | 0 | 0 | 0 | 0 | 0 | 0 | 0 | 0 | 0 | 0 | 0 | 0 | 0 | 0 | 0 | 0 | 0 | 0 | 0 | 0
F2_Industrial_Paper and Printing_Existing_Process_Natural Gas_Process Boiler_E3 | F2 | Industrial | Paper and Printing | Existing | Process | Natural Gas | Process Boiler | E3 | Participant - Cost of Operation | 0 | 0 | 0 | 0 | 0 | 0 | 0 | 0 | 0 | 0 | 0 | 0 | 0 | 0 | 0 | 0 | 0 | 0 | 0 | 0 | 0 | 0 | 0 | 0 | 0 | 0 | 0 | 0 | 0 | 0
F2_Industrial_Paper and Printing_Existing_Process_Natural Gas_Process Boiler_E4 | F2 | Industrial | Paper and Printing | Existing | Process | Natural Gas | Process Boiler | E4 | Participant - Cost of Operation | 0 | 0 | 0 | 0 | 0 | 0 | 0 | 0 | 0 | 0 | 0 | 0 | 0 | 0 | 0 | 0 | 0 | 0 | 0 | 0 | 0 | 0 | 0 | 0 | 0 | 0 | 0 | 0 | 0 | 0
F2_Industrial_Paper and Printing_Existing_Process_Natural Gas_Process Boiler_E5 | F2 | Industrial | Paper and Printing | Existing | Process | Natural Gas | Process Boiler | E5 | Participant - Cost of Operation | 0 | 0 | 0 | 0 | 0 | 0 | 0 | 0 | 0 | 0 | 0 | 0 | 0 | 0 | 0 | 0 | 0 | 0 | 0 | 0 | 0 | 0 | 0 | 0 | 0 | 0 | 0 | 0 | 0 | 0
F2_Industrial_Paper and Printing_Existing_Process_Natural Gas_Process Boiler_E6 | F2 | Industrial | Paper and Printing | Existing | Process | Natural Gas | Process Boiler | E6 | Participant - Cost of Operation | 0 | 0 | 0 | 0 | 0 | 0 | 0 | 0 | 0 | 0 | 0 | 0 | 0 | 0 | 0 | 0 | 0 | 0 | 0 | 0 | 0 | 0 | 0 | 0 | 0 | 0 | 0 | 0 | 0 | 0
F2_Industrial_Paper and Printing_Existing_Process_Natural Gas_Process Boiler_E7 | F2 | Industrial | Paper and Printing | Existing | Process | Natural Gas | Process Boiler | E7 | Participant - Cost of Operation | 0 | 0 | 0 | 0 | 0 | 0 | 0 | 0 | 0 | 0 | 0 | 0 | 0 | 0 | 0 | 0 | 0 | 0 | 0 | 0 | 0 | 0 | 0 | 0 | 0 | 0 | 0 | 0 | 0 | 0
F2_Industrial_Paper and Printing_Existing_Process_Natural Gas_Process Boiler_E8 | F2 | Industrial | Paper and Printing | Existing | Process | Natural Gas | Process Boiler | E8 | Participant - Cost of Operation | 0 | 0 | 0 | 0 | 0 | 0 | 0 | 0 | 0 | 0 | 0 | 0 | 0 | 0 | 0 | 0 | 0 | 0 | 0 | 0 | 0 | 0 | 0 | 0 | 0 | 0 | 0 | 0 | 0 | 0
F2_Industrial_Paper and Printing_Existing_Process_Natural Gas_Process Boiler_E9 | F2 | Industrial | Paper and Printing | Existing | Process | Natural Gas | Process Boiler | E9 | Participant - Cost of Operation | 0 | 0 | 0 | 0 | 0 | 0 | 0 | 0 | 0 | 0 | 0 | 0 | 0 | 0 | 0 | 0 | 0 | 0 | 0 | 0 | 0 | 0 | 0 | 0 | 0 | 0 | 0 | 0 | 0 | 0
F2_Industrial_Paper and Printing_Existing_Process_Natural Gas_Process Boiler_E10 | F2 | Industrial | Paper and Printing | Existing | Process | Natural Gas | Process Boiler | E10 | Participant - Cost of Operation | 0 | 0 | 0 | 0 | 0 | 0 | 0 | 0 | 0 | 0 | 0 | 0 | 0 | 0 | 0 | 0 | 0 | 0 | 0 | 0 | 0 | 0 | 0 | 0 | 0 | 0 | 0 | 0 | 0 | 0
F3_Industrial_Paper and Printing_Existing_Process_Natural Gas_Process Boiler_E1 | F3 | Industrial | Paper and Printing | Existing | Process | Natural Gas | Process Boiler | E1 | System - kBTUs of Conusmption | 253643.2392 | 253643.2392 | 253643.2392 | 253643.2392 | 253643.2392 | 253643.2392 | 253643.2392 | 253643.2392 | 253643.2392 | 253643.2392 | 253643.2392 | 253643.2392 | 253643.2392 | 253643.2392 | 253643.2392 | 253643.2392 | 253643.2392 | 253643.2392 | 253643.2392 | 253643.2392 | 253643.2392 | 253643.2392 | 0 | 0 | 0 | 0 | 0 | 0 | 0 | 0
F3_Industrial_Paper and Printing_Existing_Process_Natural Gas_Process Boiler_E2 | F3 | Industrial | Paper and Printing | Existing | Process | Natural Gas | Process Boiler | E2 | System - kBTUs of Conusmption | 0 | 0 | 0 | 0 | 0 | 0 | 0 | 0 | 0 | 0 | 0 | 0 | 0 | 0 | 0 | 0 | 0 | 0 | 0 | 0 | 0 | 0 | 0 | 0 | 0 | 0 | 0 | 0 | 0 | 0
F3_Industrial_Paper and Printing_Existing_Process_Natural Gas_Process Boiler_E3 | F3 | Industrial | Paper and Printing | Existing | Process | Natural Gas | Process Boiler | E3 | System - kBTUs of Conusmption | 0 | 0 | 0 | 0 | 0 | 0 | 0 | 0 | 0 | 0 | 0 | 0 | 0 | 0 | 0 | 0 | 0 | 0 | 0 | 0 | 0 | 0 | 0 | 0 | 0 | 0 | 0 | 0 | 0 | 0
F3_Industrial_Paper and Printing_Existing_Process_Natural Gas_Process Boiler_E4 | F3 | Industrial | Paper and Printing | Existing | Process | Natural Gas | Process Boiler | E4 | System - kBTUs of Conusmption | 0 | 0 | 0 | 0 | 0 | 0 | 0 | 0 | 0 | 0 | 0 | 0 | 0 | 0 | 0 | 0 | 0 | 0 | 0 | 0 | 0 | 0 | 0 | 0 | 0 | 0 | 0 | 0 | 0 | 0
F3_Industrial_Paper and Printing_Existing_Process_Natural Gas_Process Boiler_E5 | F3 | Industrial | Paper and Printing | Existing | Process | Natural Gas | Process Boiler | E5 | System - kBTUs of Conusmption | 0 | 0 | 0 | 0 | 0 | 0 | 0 | 0 | 0 | 0 | 0 | 0 | 0 | 0 | 0 | 0 | 0 | 0 | 0 | 0 | 0 | 0 | 0 | 0 | 0 | 0 | 0 | 0 | 0 | 0
F3_Industrial_Paper and Printing_Existing_Process_Natural Gas_Process Boiler_E6 | F3 | Industrial | Paper and Printing | Existing | Process | Natural Gas | Process Boiler | E6 | System - kBTUs of Conusmption | 0 | 0 | 0 | 0 | 0 | 0 | 0 | 0 | 0 | 0 | 0 | 0 | 0 | 0 | 0 | 0 | 0 | 0 | 0 | 0 | 0 | 0 | 0 | 0 | 0 | 0 | 0 | 0 | 0 | 0
F3_Industrial_Paper and Printing_Existing_Process_Natural Gas_Process Boiler_E7 | F3 | Industrial | Paper and Printing | Existing | Process | Natural Gas | Process Boiler | E7 | System - kBTUs of Conusmption | 0 | 0 | 0 | 0 | 0 | 0 | 0 | 0 | 0 | 0 | 0 | 0 | 0 | 0 | 0 | 0 | 0 | 0 | 0 | 0 | 0 | 0 | 0 | 0 | 0 | 0 | 0 | 0 | 0 | 0
F3_Industrial_Paper and Printing_Existing_Process_Natural Gas_Process Boiler_E8 | F3 | Industrial | Paper and Printing | Existing | Process | Natural Gas | Process Boiler | E8 | System - kBTUs of Conusmption | 0 | 0 | 0 | 0 | 0 | 0 | 0 | 0 | 0 | 0 | 0 | 0 | 0 | 0 | 0 | 0 | 0 | 0 | 0 | 0 | 0 | 0 | 0 | 0 | 0 | 0 | 0 | 0 | 0 | 0
F3_Industrial_Paper and Printing_Existing_Process_Natural Gas_Process Boiler_E9 | F3 | Industrial | Paper and Printing | Existing | Process | Natural Gas | Process Boiler | E9 | System - kBTUs of Conusmption | 0 | 0 | 0 | 0 | 0 | 0 | 0 | 0 | 0 | 0 | 0 | 0 | 0 | 0 | 0 | 0 | 0 | 0 | 0 | 0 | 0 | 0 | 0 | 0 | 0 | 0 | 0 | 0 | 0 | 0
F3_Industrial_Paper and Printing_Existing_Process_Natural Gas_Process Boiler_E10 | F3 | Industrial | Paper and Printing | Existing | Process | Natural Gas | Process Boiler | E10 | System - kBTUs of Conusmption | 0 | 0 | 0 | 0 | 0 | 0 | 0 | 0 | 0 | 0 | 0 | 0 | 0 | 0 | 0 | 0 | 0 | 0 | 0 | 0 | 0 | 0 | 0 | 0 | 0 | 0 | 0 | 0 | 0 | 0
F4_Industrial_Paper and Printing_Existing_Process_Natural Gas_Process Boiler_E1 | F4 | Industrial | Paper and Printing | Existing | Process | Natural Gas | Process Boiler | E1 | Utility - Cost of Equipment | 158.3145 | 158.3145 | 158.3145 | 158.3145 | 158.3145 | 158.3145 | 158.3145 | 158.3145 | 158.3145 | 158.3145 | 158.3145 | 158.3145 | 158.3145 | 158.3145 | 158.3145 | 158.3145 | 158.3145 | 158.3145 | 158.3145 | 158.3145 | 158.3145 | 158.3145 | 0 | 0 | 0 | 0 | 0 | 0 | 0 | 0
F4_Industrial_Paper and Printing_Existing_Process_Natural Gas_Process Boiler_E2 | F4 | Industrial | Paper and Printing | Existing | Process | Natural Gas | Process Boiler | E2 | Utility - Cost of Equipment | 0 | 0 | 0 | 0 | 0 | 0 | 0 | 0 | 0 | 0 | 0 | 0 | 0 | 0 | 0 | 0 | 0 | 0 | 0 | 0 | 0 | 0 | 0 | 0 | 0 | 0 | 0 | 0 | 0 | 0
F4_Industrial_Paper and Printing_Existing_Process_Natural Gas_Process Boiler_E3 | F4 | Industrial | Paper and Printing | Existing | Process | Natural Gas | Process Boiler | E3 | Utility - Cost of Equipment | 0 | 0 | 0 | 0 | 0 | 0 | 0 | 0 | 0 | 0 | 0 | 0 | 0 | 0 | 0 | 0 | 0 | 0 | 0 | 0 | 0 | 0 | 0 | 0 | 0 | 0 | 0 | 0 | 0 | 0
F4_Industrial_Paper and Printing_Existing_Process_Natural Gas_Process Boiler_E4 | F4 | Industrial | Paper and Printing | Existing | Process | Natural Gas | Process Boiler | E4 | Utility - Cost of Equipment | 0 | 0 | 0 | 0 | 0 | 0 | 0 | 0 | 0 | 0 | 0 | 0 | 0 | 0 | 0 | 0 | 0 | 0 | 0 | 0 | 0 | 0 | 0 | 0 | 0 | 0 | 0 | 0 | 0 | 0
F4_Industrial_Paper and Printing_Existing_Process_Natural Gas_Process Boiler_E5 | F4 | Industrial | Paper and Printing | Existing | Process | Natural Gas | Process Boiler | E5 | Utility - Cost of Equipment | 0 | 0 | 0 | 0 | 0 | 0 | 0 | 0 | 0 | 0 | 0 | 0 | 0 | 0 | 0 | 0 | 0 | 0 | 0 | 0 | 0 | 0 | 0 | 0 | 0 | 0 | 0 | 0 | 0 | 0
F4_Industrial_Paper and Printing_Existing_Process_Natural Gas_Process Boiler_E6 | F4 | Industrial | Paper and Printing | Existing | Process | Natural Gas | Process Boiler | E6 | Utility - Cost of Equipment | 0 | 0 | 0 | 0 | 0 | 0 | 0 | 0 | 0 | 0 | 0 | 0 | 0 | 0 | 0 | 0 | 0 | 0 | 0 | 0 | 0 | 0 | 0 | 0 | 0 | 0 | 0 | 0 | 0 | 0
F4_Industrial_Paper and Printing_Existing_Process_Natural Gas_Process Boiler_E7 | F4 | Industrial | Paper and Printing | Existing | Process | Natural Gas | Process Boiler | E7 | Utility - Cost of Equipment | 0 | 0 | 0 | 0 | 0 | 0 | 0 | 0 | 0 | 0 | 0 | 0 | 0 | 0 | 0 | 0 | 0 | 0 | 0 | 0 | 0 | 0 | 0 | 0 | 0 | 0 | 0 | 0 | 0 | 0
F4_Industrial_Paper and Printing_Existing_Process_Natural Gas_Process Boiler_E8 | F4 | Industrial | Paper and Printing | Existing | Process | Natural Gas | Process Boiler | E8 | Utility - Cost of Equipment | 0 | 0 | 0 | 0 | 0 | 0 | 0 | 0 | 0 | 0 | 0 | 0 | 0 | 0 | 0 | 0 | 0 | 0 | 0 | 0 | 0 | 0 | 0 | 0 | 0 | 0 | 0 | 0 | 0 | 0
F4_Industrial_Paper and Printing_Existing_Process_Natural Gas_Process Boiler_E9 | F4 | Industrial | Paper and Printing | Existing | Process | Natural Gas | Process Boiler | E9 | Utility - Cost of Equipment | 0 | 0 | 0 | 0 | 0 | 0 | 0 | 0 | 0 | 0 | 0 | 0 | 0 | 0 | 0 | 0 | 0 | 0 | 0 | 0 | 0 | 0 | 0 | 0 | 0 | 0 | 0 | 0 | 0 | 0
F4_Industrial_Paper and Printing_Existing_Process_Natural Gas_Process Boiler_E10 | F4 | Industrial | Paper and Printing | Existing | Process | Natural Gas | Process Boiler | E10 | Utility - Cost of Equipment | 0 | 0 | 0 | 0 | 0 | 0 | 0 | 0 | 0 | 0 | 0 | 0 | 0 | 0 | 0 | 0 | 0 | 0 | 0 | 0 | 0 | 0 | 0 | 0 | 0 | 0 | 0 | 0 | 0 | 0
F5_Industrial_Paper and Printing_Existing_Process_Natural Gas_Process Boiler_E1 | F5 | Industrial | Paper and Printing | Existing | Process | Natural Gas | Process Boiler | E1 | Utility - Cost of Operation | 1269.8752 | 1282.0647 | 1261.3811 | 1241.5486 | 1208.3705 | 1175.5527 | 1142.5842 | 1112.4233 | 1082.4461 | 1056.1743 | 1029.9887 | 1004.5305 | 979.5861 | 955.5866 | 932.0744 | 909.0314 | 886.7486 | 865.4069 | 844.5907 | 825.0328 | 806.2768 | 788.1481 | 0 | 0 | 0 | 0 | 0 | 0 | 0 | 0
F5_Industrial_Paper and Printing_Existing_Process_Natural Gas_Process Boiler_E2 | F5 | Industrial | Paper and Printing | Existing | Process | Natural Gas | Process Boiler | E2 | Utility - Cost of Operation | 0 | 0 | 0 | 0 | 0 | 0 | 0 | 0 | 0 | 0 | 0 | 0 | 0 | 0 | 0 | 0 | 0 | 0 | 0 | 0 | 0 | 0 | 0 | 0 | 0 | 0 | 0 | 0 | 0 | 0
F5_Industrial_Paper and Printing_Existing_Process_Natural Gas_Process Boiler_E3 | F5 | Industrial | Paper and Printing | Existing | Process | Natural Gas | Process Boiler | E3 | Utility - Cost of Operation | 0 | 0 | 0 | 0 | 0 | 0 | 0 | 0 | 0 | 0 | 0 | 0 | 0 | 0 | 0 | 0 | 0 | 0 | 0 | 0 | 0 | 0 | 0 | 0 | 0 | 0 | 0 | 0 | 0 | 0
F5_Industrial_Paper and Printing_Existing_Process_Natural Gas_Process Boiler_E4 | F5 | Industrial | Paper and Printing | Existing | Process | Natural Gas | Process Boiler | E4 | Utility - Cost of Operation | 0 | 0 | 0 | 0 | 0 | 0 | 0 | 0 | 0 | 0 | 0 | 0 | 0 | 0 | 0 | 0 | 0 | 0 | 0 | 0 | 0 | 0 | 0 | 0 | 0 | 0 | 0 | 0 | 0 | 0
F5_Industrial_Paper and Printing_Existing_Process_Natural Gas_Process Boiler_E5 | F5 | Industrial | Paper and Printing | Existing | Process | Natural Gas | Process Boiler | E5 | Utility - Cost of Operation | 0 | 0 | 0 | 0 | 0 | 0 | 0 | 0 | 0 | 0 | 0 | 0 | 0 | 0 | 0 | 0 | 0 | 0 | 0 | 0 | 0 | 0 | 0 | 0 | 0 | 0 | 0 | 0 | 0 | 0
F5_Industrial_Paper and Printing_Existing_Process_Natural Gas_Process Boiler_E6 | F5 | Industrial | Paper and Printing | Existing | Process | Natural Gas | Process Boiler | E6 | Utility - Cost of Operation | 0 | 0 | 0 | 0 | 0 | 0 | 0 | 0 | 0 | 0 | 0 | 0 | 0 | 0 | 0 | 0 | 0 | 0 | 0 | 0 | 0 | 0 | 0 | 0 | 0 | 0 | 0 | 0 | 0 | 0
F5_Industrial_Paper and Printing_Existing_Process_Natural Gas_Process Boiler_E7 | F5 | Industrial | Paper and Printing | Existing | Process | Natural Gas | Process Boiler | E7 | Utility - Cost of Operation | 0 | 0 | 0 | 0 | 0 | 0 | 0 | 0 | 0 | 0 | 0 | 0 | 0 | 0 | 0 | 0 | 0 | 0 | 0 | 0 | 0 | 0 | 0 | 0 | 0 | 0 | 0 | 0 | 0 | 0
F5_Industrial_Paper and Printing_Existing_Process_Natural Gas_Process Boiler_E8 | F5 | Industrial | Paper and Printing | Existing | Process | Natural Gas | Process Boiler | E8 | Utility - Cost of Operation | 0 | 0 | 0 | 0 | 0 | 0 | 0 | 0 | 0 | 0 | 0 | 0 | 0 | 0 | 0 | 0 | 0 | 0 | 0 | 0 | 0 | 0 | 0 | 0 | 0 | 0 | 0 | 0 | 0 | 0
F5_Industrial_Paper and Printing_Existing_Process_Natural Gas_Process Boiler_E9 | F5 | Industrial | Paper and Printing | Existing | Process | Natural Gas | Process Boiler | E9 | Utility - Cost of Operation | 0 | 0 | 0 | 0 | 0 | 0 | 0 | 0 | 0 | 0 | 0 | 0 | 0 | 0 | 0 | 0 | 0 | 0 | 0 | 0 | 0 | 0 | 0 | 0 | 0 | 0 | 0 | 0 | 0 | 0
F5_Industrial_Paper and Printing_Existing_Process_Natural Gas_Process Boiler_E10 | F5 | Industrial | Paper and Printing | Existing | Process | Natural Gas | Process Boiler | E10 | Utility - Cost of Operation | 0 | 0 | 0 | 0 | 0 | 0 | 0 | 0 | 0 | 0 | 0 | 0 | 0 | 0 | 0 | 0 | 0 | 0 | 0 | 0 | 0 | 0 | 0 | 0 | 0 | 0 | 0 | 0 | 0 | 0
F6_Industrial_Paper and Printing_Existing_Process_Natural Gas_Process Boiler_E1 | F6 | Industrial | Paper and Printing | Existing | Process | Natural Gas | Process Boiler | E1 | Utility - Value of Sales | 1521.3932 | 1535.997 | 1511.2168 | 1487.4561 | 1447.7065 | 1408.3887 | 1368.8902 | 1332.7556 | 1296.8409 | 1265.3656 | 1233.9936 | 1203.493 | 1173.608 | 1144.855 | 1116.6859 | 1089.0789 | 1062.3826 | 1036.8138 | 1011.8747 | 988.443 | 965.9721 | 944.2527 | 0 | 0 | 0 | 0 | 0 | 0 | 0 | 0
F6_Industrial_Paper and Printing_Existing_Process_Natural Gas_Process Boiler_E2 | F6 | Industrial | Paper and Printing | Existing | Process | Natural Gas | Process Boiler | E2 | Utility - Value of Sales | 0 | 0 | 0 | 0 | 0 | 0 | 0 | 0 | 0 | 0 | 0 | 0 | 0 | 0 | 0 | 0 | 0 | 0 | 0 | 0 | 0 | 0 | 0 | 0 | 0 | 0 | 0 | 0 | 0 | 0
F6_Industrial_Paper and Printing_Existing_Process_Natural Gas_Process Boiler_E3 | F6 | Industrial | Paper and Printing | Existing | Process | Natural Gas | Process Boiler | E3 | Utility - Value of Sales | 0 | 0 | 0 | 0 | 0 | 0 | 0 | 0 | 0 | 0 | 0 | 0 | 0 | 0 | 0 | 0 | 0 | 0 | 0 | 0 | 0 | 0 | 0 | 0 | 0 | 0 | 0 | 0 | 0 | 0
F6_Industrial_Paper and Printing_Existing_Process_Natural Gas_Process Boiler_E4 | F6 | Industrial | Paper and Printing | Existing | Process | Natural Gas | Process Boiler | E4 | Utility - Value of Sales | 0 | 0 | 0 | 0 | 0 | 0 | 0 | 0 | 0 | 0 | 0 | 0 | 0 | 0 | 0 | 0 | 0 | 0 | 0 | 0 | 0 | 0 | 0 | 0 | 0 | 0 | 0 | 0 | 0 | 0
F6_Industrial_Paper and Printing_Existing_Process_Natural Gas_Process Boiler_E5 | F6 | Industrial | Paper and Printing | Existing | Process | Natural Gas | Process Boiler | E5 | Utility - Value of Sales | 0 | 0 | 0 | 0 | 0 | 0 | 0 | 0 | 0 | 0 | 0 | 0 | 0 | 0 | 0 | 0 | 0 | 0 | 0 | 0 | 0 | 0 | 0 | 0 | 0 | 0 | 0 | 0 | 0 | 0
F6_Industrial_Paper and Printing_Existing_Process_Natural Gas_Process Boiler_E6 | F6 | Industrial | Paper and Printing | Existing | Process | Natural Gas | Process Boiler | E6 | Utility - Value of Sales | 0 | 0 | 0 | 0 | 0 | 0 | 0 | 0 | 0 | 0 | 0 | 0 | 0 | 0 | 0 | 0 | 0 | 0 | 0 | 0 | 0 | 0 | 0 | 0 | 0 | 0 | 0 | 0 | 0 | 0
F6_Industrial_Paper and Printing_Existing_Process_Natural Gas_Process Boiler_E7 | F6 | Industrial | Paper and Printing | Existing | Process | Natural Gas | Process Boiler | E7 | Utility - Value of Sales | 0 | 0 | 0 | 0 | 0 | 0 | 0 | 0 | 0 | 0 | 0 | 0 | 0 | 0 | 0 | 0 | 0 | 0 | 0 | 0 | 0 | 0 | 0 | 0 | 0 | 0 | 0 | 0 | 0 | 0
F6_Industrial_Paper and Printing_Existing_Process_Natural Gas_Process Boiler_E8 | F6 | Industrial | Paper and Printing | Existing | Process | Natural Gas | Process Boiler | E8 | Utility - Value of Sales | 0 | 0 | 0 | 0 | 0 | 0 | 0 | 0 | 0 | 0 | 0 | 0 | 0 | 0 | 0 | 0 | 0 | 0 | 0 | 0 | 0 | 0 | 0 | 0 | 0 | 0 | 0 | 0 | 0 | 0
F6_Industrial_Paper and Printing_Existing_Process_Natural Gas_Process Boiler_E9 | F6 | Industrial | Paper and Printing | Existing | Process | Natural Gas | Process Boiler | E9 | Utility - Value of Sales | 0 | 0 | 0 | 0 | 0 | 0 | 0 | 0 | 0 | 0 | 0 | 0 | 0 | 0 | 0 | 0 | 0 | 0 | 0 | 0 | 0 | 0 | 0 | 0 | 0 | 0 | 0 | 0 | 0 | 0
F6_Industrial_Paper and Printing_Existing_Process_Natural Gas_Process Boiler_E10 | F6 | Industrial | Paper and Printing | Existing | Process | Natural Gas | Process Boiler | E10 | Utility - Value of Sales | 0 | 0 | 0 | 0 | 0 | 0 | 0 | 0 | 0 | 0 | 0 | 0 | 0 | 0 | 0 | 0 | 0 | 0 | 0 | 0 | 0 | 0 | 0 | 0 | 0 | 0 | 0 | 0 | 0 | 0
F1_Industrial_Paper and Printing_Existing_Process_Natural Gas_Process Heating_E1 | F1 | Industrial | Paper and Printing | Existing | Process | Natural Gas | Process Heating | E1 | Participant - Cost of Equipment | 538.4198 | 538.4198 | 538.4198 | 538.4198 | 538.4198 | 538.4198 | 538.4198 | 538.4198 | 538.4198 | 538.4198 | 538.4198 | 538.4198 | 538.4198 | 538.4198 | 538.4198 | 538.4198 | 538.4198 | 538.4198 | 538.4198 | 538.4198 | 538.4198 | 538.4198 | 0 | 0 | 0 | 0 | 0 | 0 | 0 | 0
F1_Industrial_Paper and Printing_Existing_Process_Natural Gas_Process Heating_E2 | F1 | Industrial | Paper and Printing | Existing | Process | Natural Gas | Process Heating | E2 | Participant - Cost of Equipment | 0 | 0 | 0 | 0 | 0 | 0 | 0 | 0 | 0 | 0 | 0 | 0 | 0 | 0 | 0 | 0 | 0 | 0 | 0 | 0 | 0 | 0 | 0 | 0 | 0 | 0 | 0 | 0 | 0 | 0
F1_Industrial_Paper and Printing_Existing_Process_Natural Gas_Process Heating_E3 | F1 | Industrial | Paper and Printing | Existing | Process | Natural Gas | Process Heating | E3 | Participant - Cost of Equipment | 0 | 0 | 0 | 0 | 0 | 0 | 0 | 0 | 0 | 0 | 0 | 0 | 0 | 0 | 0 | 0 | 0 | 0 | 0 | 0 | 0 | 0 | 0 | 0 | 0 | 0 | 0 | 0 | 0 | 0
F1_Industrial_Paper and Printing_Existing_Process_Natural Gas_Process Heating_E4 | F1 | Industrial | Paper and Printing | Existing | Process | Natural Gas | Process Heating | E4 | Participant - Cost of Equipment | 0 | 0 | 0 | 0 | 0 | 0 | 0 | 0 | 0 | 0 | 0 | 0 | 0 | 0 | 0 | 0 | 0 | 0 | 0 | 0 | 0 | 0 | 0 | 0 | 0 | 0 | 0 | 0 | 0 | 0
F1_Industrial_Paper and Printing_Existing_Process_Natural Gas_Process Heating_E5 | F1 | Industrial | Paper and Printing | Existing | Process | Natural Gas | Process Heating | E5 | Participant - Cost of Equipment | 0 | 0 | 0 | 0 | 0 | 0 | 0 | 0 | 0 | 0 | 0 | 0 | 0 | 0 | 0 | 0 | 0 | 0 | 0 | 0 | 0 | 0 | 0 | 0 | 0 | 0 | 0 | 0 | 0 | 0
F1_Industrial_Paper and Printing_Existing_Process_Natural Gas_Process Heating_E6 | F1 | Industrial | Paper and Printing | Existing | Process | Natural Gas | Process Heating | E6 | Participant - Cost of Equipment | 0 | 0 | 0 | 0 | 0 | 0 | 0 | 0 | 0 | 0 | 0 | 0 | 0 | 0 | 0 | 0 | 0 | 0 | 0 | 0 | 0 | 0 | 0 | 0 | 0 | 0 | 0 | 0 | 0 | 0
F1_Industrial_Paper and Printing_Existing_Process_Natural Gas_Process Heating_E7 | F1 | Industrial | Paper and Printing | Existing | Process | Natural Gas | Process Heating | E7 | Participant - Cost of Equipment | 0 | 0 | 0 | 0 | 0 | 0 | 0 | 0 | 0 | 0 | 0 | 0 | 0 | 0 | 0 | 0 | 0 | 0 | 0 | 0 | 0 | 0 | 0 | 0 | 0 | 0 | 0 | 0 | 0 | 0
F1_Industrial_Paper and Printing_Existing_Process_Natural Gas_Process Heating_E8 | F1 | Industrial | Paper and Printing | Existing | Process | Natural Gas | Process Heating | E8 | Participant - Cost of Equipment | 0 | 0 | 0 | 0 | 0 | 0 | 0 | 0 | 0 | 0 | 0 | 0 | 0 | 0 | 0 | 0 | 0 | 0 | 0 | 0 | 0 | 0 | 0 | 0 | 0 | 0 | 0 | 0 | 0 | 0
F1_Industrial_Paper and Printing_Existing_Process_Natural Gas_Process Heating_E9 | F1 | Industrial | Paper and Printing | Existing | Process | Natural Gas | Process Heating | E9 | Participant - Cost of Equipment | 0 | 0 | 0 | 0 | 0 | 0 | 0 | 0 | 0 | 0 | 0 | 0 | 0 | 0 | 0 | 0 | 0 | 0 | 0 | 0 | 0 | 0 | 0 | 0 | 0 | 0 | 0 | 0 | 0 | 0
F1_Industrial_Paper and Printing_Existing_Process_Natural Gas_Process Heating_E10 | F1 | Industrial | Paper and Printing | Existing | Process | Natural Gas | Process Heating | E10 | Participant - Cost of Equipment | 0 | 0 | 0 | 0 | 0 | 0 | 0 | 0 | 0 | 0 | 0 | 0 | 0 | 0 | 0 | 0 | 0 | 0 | 0 | 0 | 0 | 0 | 0 | 0 | 0 | 0 | 0 | 0 | 0 | 0
F2_Industrial_Paper and Printing_Existing_Process_Natural Gas_Process Heating_E1 | F2 | Industrial | Paper and Printing | Existing | Process | Natural Gas | Process Heating | E1 | Participant - Cost of Operation | 1516.0568 | 1657.3776 | 1668.7481 | 1680.0393 | 1633.1716 | 1583.4188 | 1529.9001 | 1484.4613 | 1438.0321 | 1404.5638 | 1369.4198 | 1334.9159 | 1300.332 | 1267.4181 | 1234.2937 | 1201.0232 | 1168.9186 | 1138.5992 | 1108.646 | 1082.0617 | 1056.8831 | 1032.2903 | 0 | 0 | 0 | 0 | 0 | 0 | 0 | 0
F2_Industrial_Paper and Printing_Existing_Process_Natural Gas_Process Heating_E2 | F2 | Industrial | Paper and Printing | Existing | Process | Natural Gas | Process Heating | E2 | Participant - Cost of Operation | 0 | 0 | 0 | 0 | 0 | 0 | 0 | 0 | 0 | 0 | 0 | 0 | 0 | 0 | 0 | 0 | 0 | 0 | 0 | 0 | 0 | 0 | 0 | 0 | 0 | 0 | 0 | 0 | 0 | 0
F2_Industrial_Paper and Printing_Existing_Process_Natural Gas_Process Heating_E3 | F2 | Industrial | Paper and Printing | Existing | Process | Natural Gas | Process Heating | E3 | Participant - Cost of Operation | 0 | 0 | 0 | 0 | 0 | 0 | 0 | 0 | 0 | 0 | 0 | 0 | 0 | 0 | 0 | 0 | 0 | 0 | 0 | 0 | 0 | 0 | 0 | 0 | 0 | 0 | 0 | 0 | 0 | 0
F2_Industrial_Paper and Printing_Existing_Process_Natural Gas_Process Heating_E4 | F2 | Industrial | Paper and Printing | Existing | Process | Natural Gas | Process Heating | E4 | Participant - Cost of Operation | 0 | 0 | 0 | 0 | 0 | 0 | 0 | 0 | 0 | 0 | 0 | 0 | 0 | 0 | 0 | 0 | 0 | 0 | 0 | 0 | 0 | 0 | 0 | 0 | 0 | 0 | 0 | 0 | 0 | 0
F2_Industrial_Paper and Printing_Existing_Process_Natural Gas_Process Heating_E5 | F2 | Industrial | Paper and Printing | Existing | Process | Natural Gas | Process Heating | E5 | Participant - Cost of Operation | 0 | 0 | 0 | 0 | 0 | 0 | 0 | 0 | 0 | 0 | 0 | 0 | 0 | 0 | 0 | 0 | 0 | 0 | 0 | 0 | 0 | 0 | 0 | 0 | 0 | 0 | 0 | 0 | 0 | 0
F2_Industrial_Paper and Printing_Existing_Process_Natural Gas_Process Heating_E6 | F2 | Industrial | Paper and Printing | Existing | Process | Natural Gas | Process Heating | E6 | Participant - Cost of Operation | 0 | 0 | 0 | 0 | 0 | 0 | 0 | 0 | 0 | 0 | 0 | 0 | 0 | 0 | 0 | 0 | 0 | 0 | 0 | 0 | 0 | 0 | 0 | 0 | 0 | 0 | 0 | 0 | 0 | 0
F2_Industrial_Paper and Printing_Existing_Process_Natural Gas_Process Heating_E7 | F2 | Industrial | Paper and Printing | Existing | Process | Natural Gas | Process Heating | E7 | Participant - Cost of Operation | 0 | 0 | 0 | 0 | 0 | 0 | 0 | 0 | 0 | 0 | 0 | 0 | 0 | 0 | 0 | 0 | 0 | 0 | 0 | 0 | 0 | 0 | 0 | 0 | 0 | 0 | 0 | 0 | 0 | 0
F2_Industrial_Paper and Printing_Existing_Process_Natural Gas_Process Heating_E8 | F2 | Industrial | Paper and Printing | Existing | Process | Natural Gas | Process Heating | E8 | Participant - Cost of Operation | 0 | 0 | 0 | 0 | 0 | 0 | 0 | 0 | 0 | 0 | 0 | 0 | 0 | 0 | 0 | 0 | 0 | 0 | 0 | 0 | 0 | 0 | 0 | 0 | 0 | 0 | 0 | 0 | 0 | 0
F2_Industrial_Paper and Printing_Existing_Process_Natural Gas_Process Heating_E9 | F2 | Industrial | Paper and Printing | Existing | Process | Natural Gas | Process Heating | E9 | Participant - Cost of Operation | 0 | 0 | 0 | 0 | 0 | 0 | 0 | 0 | 0 | 0 | 0 | 0 | 0 | 0 | 0 | 0 | 0 | 0 | 0 | 0 | 0 | 0 | 0 | 0 | 0 | 0 | 0 | 0 | 0 | 0
F2_Industrial_Paper and Printing_Existing_Process_Natural Gas_Process Heating_E10 | F2 | Industrial | Paper and Printing | Existing | Process | Natural Gas | Process Heating | E10 | Participant - Cost of Operation | 0 | 0 | 0 | 0 | 0 | 0 | 0 | 0 | 0 | 0 | 0 | 0 | 0 | 0 | 0 | 0 | 0 | 0 | 0 | 0 | 0 | 0 | 0 | 0 | 0 | 0 | 0 | 0 | 0 | 0
F3_Industrial_Paper and Printing_Existing_Process_Natural Gas_Process Heating_E1 | F3 | Industrial | Paper and Printing | Existing | Process | Natural Gas | Process Heating | E1 | System - kBTUs of Conusmption | 234723.4889 | 234723.4889 | 234723.4889 | 234723.4889 | 234723.4889 | 234723.4889 | 234723.4889 | 234723.4889 | 234723.4889 | 234723.4889 | 234723.4889 | 234723.4889 | 234723.4889 | 234723.4889 | 234723.4889 | 234723.4889 | 234723.4889 | 234723.4889 | 234723.4889 | 234723.4889 | 234723.4889 | 234723.4889 | 0 | 0 | 0 | 0 | 0 | 0 | 0 | 0
F3_Industrial_Paper and Printing_Existing_Process_Natural Gas_Process Heating_E2 | F3 | Industrial | Paper and Printing | Existing | Process | Natural Gas | Process Heating | E2 | System - kBTUs of Conusmption | 0 | 0 | 0 | 0 | 0 | 0 | 0 | 0 | 0 | 0 | 0 | 0 | 0 | 0 | 0 | 0 | 0 | 0 | 0 | 0 | 0 | 0 | 0 | 0 | 0 | 0 | 0 | 0 | 0 | 0
F3_Industrial_Paper and Printing_Existing_Process_Natural Gas_Process Heating_E3 | F3 | Industrial | Paper and Printing | Existing | Process | Natural Gas | Process Heating | E3 | System - kBTUs of Conusmption | 0 | 0 | 0 | 0 | 0 | 0 | 0 | 0 | 0 | 0 | 0 | 0 | 0 | 0 | 0 | 0 | 0 | 0 | 0 | 0 | 0 | 0 | 0 | 0 | 0 | 0 | 0 | 0 | 0 | 0
F3_Industrial_Paper and Printing_Existing_Process_Natural Gas_Process Heating_E4 | F3 | Industrial | Paper and Printing | Existing | Process | Natural Gas | Process Heating | E4 | System - kBTUs of Conusmption | 0 | 0 | 0 | 0 | 0 | 0 | 0 | 0 | 0 | 0 | 0 | 0 | 0 | 0 | 0 | 0 | 0 | 0 | 0 | 0 | 0 | 0 | 0 | 0 | 0 | 0 | 0 | 0 | 0 | 0
F3_Industrial_Paper and Printing_Existing_Process_Natural Gas_Process Heating_E5 | F3 | Industrial | Paper and Printing | Existing | Process | Natural Gas | Process Heating | E5 | System - kBTUs of Conusmption | 0 | 0 | 0 | 0 | 0 | 0 | 0 | 0 | 0 | 0 | 0 | 0 | 0 | 0 | 0 | 0 | 0 | 0 | 0 | 0 | 0 | 0 | 0 | 0 | 0 | 0 | 0 | 0 | 0 | 0
F3_Industrial_Paper and Printing_Existing_Process_Natural Gas_Process Heating_E6 | F3 | Industrial | Paper and Printing | Existing | Process | Natural Gas | Process Heating | E6 | System - kBTUs of Conusmption | 0 | 0 | 0 | 0 | 0 | 0 | 0 | 0 | 0 | 0 | 0 | 0 | 0 | 0 | 0 | 0 | 0 | 0 | 0 | 0 | 0 | 0 | 0 | 0 | 0 | 0 | 0 | 0 | 0 | 0
F3_Industrial_Paper and Printing_Existing_Process_Natural Gas_Process Heating_E7 | F3 | Industrial | Paper and Printing | Existing | Process | Natural Gas | Process Heating | E7 | System - kBTUs of Conusmption | 0 | 0 | 0 | 0 | 0 | 0 | 0 | 0 | 0 | 0 | 0 | 0 | 0 | 0 | 0 | 0 | 0 | 0 | 0 | 0 | 0 | 0 | 0 | 0 | 0 | 0 | 0 | 0 | 0 | 0
F3_Industrial_Paper and Printing_Existing_Process_Natural Gas_Process Heating_E8 | F3 | Industrial | Paper and Printing | Existing | Process | Natural Gas | Process Heating | E8 | System - kBTUs of Conusmption | 0 | 0 | 0 | 0 | 0 | 0 | 0 | 0 | 0 | 0 | 0 | 0 | 0 | 0 | 0 | 0 | 0 | 0 | 0 | 0 | 0 | 0 | 0 | 0 | 0 | 0 | 0 | 0 | 0 | 0
F3_Industrial_Paper and Printing_Existing_Process_Natural Gas_Process Heating_E9 | F3 | Industrial | Paper and Printing | Existing | Process | Natural Gas | Process Heating | E9 | System - kBTUs of Conusmption | 0 | 0 | 0 | 0 | 0 | 0 | 0 | 0 | 0 | 0 | 0 | 0 | 0 | 0 | 0 | 0 | 0 | 0 | 0 | 0 | 0 | 0 | 0 | 0 | 0 | 0 | 0 | 0 | 0 | 0
F3_Industrial_Paper and Printing_Existing_Process_Natural Gas_Process Heating_E10 | F3 | Industrial | Paper and Printing | Existing | Process | Natural Gas | Process Heating | E10 | System - kBTUs of Conusmption | 0 | 0 | 0 | 0 | 0 | 0 | 0 | 0 | 0 | 0 | 0 | 0 | 0 | 0 | 0 | 0 | 0 | 0 | 0 | 0 | 0 | 0 | 0 | 0 | 0 | 0 | 0 | 0 | 0 | 0
F4_Industrial_Paper and Printing_Existing_Process_Natural Gas_Process Heating_E1 | F4 | Industrial | Paper and Printing | Existing | Process | Natural Gas | Process Heating | E1 | Utility - Cost of Equipment | 538.4198 | 538.4198 | 538.4198 | 538.4198 | 538.4198 | 538.4198 | 538.4198 | 538.4198 | 538.4198 | 538.4198 | 538.4198 | 538.4198 | 538.4198 | 538.4198 | 538.4198 | 538.4198 | 538.4198 | 538.4198 | 538.4198 | 538.4198 | 538.4198 | 538.4198 | 0 | 0 | 0 | 0 | 0 | 0 | 0 | 0
F4_Industrial_Paper and Printing_Existing_Process_Natural Gas_Process Heating_E2 | F4 | Industrial | Paper and Printing | Existing | Process | Natural Gas | Process Heating | E2 | Utility - Cost of Equipment | 0 | 0 | 0 | 0 | 0 | 0 | 0 | 0 | 0 | 0 | 0 | 0 | 0 | 0 | 0 | 0 | 0 | 0 | 0 | 0 | 0 | 0 | 0 | 0 | 0 | 0 | 0 | 0 | 0 | 0
F4_Industrial_Paper and Printing_Existing_Process_Natural Gas_Process Heating_E3 | F4 | Industrial | Paper and Printing | Existing | Process | Natural Gas | Process Heating | E3 | Utility - Cost of Equipment | 0 | 0 | 0 | 0 | 0 | 0 | 0 | 0 | 0 | 0 | 0 | 0 | 0 | 0 | 0 | 0 | 0 | 0 | 0 | 0 | 0 | 0 | 0 | 0 | 0 | 0 | 0 | 0 | 0 | 0
F4_Industrial_Paper and Printing_Existing_Process_Natural Gas_Process Heating_E4 | F4 | Industrial | Paper and Printing | Existing | Process | Natural Gas | Process Heating | E4 | Utility - Cost of Equipment | 0 | 0 | 0 | 0 | 0 | 0 | 0 | 0 | 0 | 0 | 0 | 0 | 0 | 0 | 0 | 0 | 0 | 0 | 0 | 0 | 0 | 0 | 0 | 0 | 0 | 0 | 0 | 0 | 0 | 0
F4_Industrial_Paper and Printing_Existing_Process_Natural Gas_Process Heating_E5 | F4 | Industrial | Paper and Printing | Existing | Process | Natural Gas | Process Heating | E5 | Utility - Cost of Equipment | 0 | 0 | 0 | 0 | 0 | 0 | 0 | 0 | 0 | 0 | 0 | 0 | 0 | 0 | 0 | 0 | 0 | 0 | 0 | 0 | 0 | 0 | 0 | 0 | 0 | 0 | 0 | 0 | 0 | 0
F4_Industrial_Paper and Printing_Existing_Process_Natural Gas_Process Heating_E6 | F4 | Industrial | Paper and Printing | Existing | Process | Natural Gas | Process Heating | E6 | Utility - Cost of Equipment | 0 | 0 | 0 | 0 | 0 | 0 | 0 | 0 | 0 | 0 | 0 | 0 | 0 | 0 | 0 | 0 | 0 | 0 | 0 | 0 | 0 | 0 | 0 | 0 | 0 | 0 | 0 | 0 | 0 | 0
F4_Industrial_Paper and Printing_Existing_Process_Natural Gas_Process Heating_E7 | F4 | Industrial | Paper and Printing | Existing | Process | Natural Gas | Process Heating | E7 | Utility - Cost of Equipment | 0 | 0 | 0 | 0 | 0 | 0 | 0 | 0 | 0 | 0 | 0 | 0 | 0 | 0 | 0 | 0 | 0 | 0 | 0 | 0 | 0 | 0 | 0 | 0 | 0 | 0 | 0 | 0 | 0 | 0
F4_Industrial_Paper and Printing_Existing_Process_Natural Gas_Process Heating_E8 | F4 | Industrial | Paper and Printing | Existing | Process | Natural Gas | Process Heating | E8 | Utility - Cost of Equipment | 0 | 0 | 0 | 0 | 0 | 0 | 0 | 0 | 0 | 0 | 0 | 0 | 0 | 0 | 0 | 0 | 0 | 0 | 0 | 0 | 0 | 0 | 0 | 0 | 0 | 0 | 0 | 0 | 0 | 0
F4_Industrial_Paper and Printing_Existing_Process_Natural Gas_Process Heating_E9 | F4 | Industrial | Paper and Printing | Existing | Process | Natural Gas | Process Heating | E9 | Utility - Cost of Equipment | 0 | 0 | 0 | 0 | 0 | 0 | 0 | 0 | 0 | 0 | 0 | 0 | 0 | 0 | 0 | 0 | 0 | 0 | 0 | 0 | 0 | 0 | 0 | 0 | 0 | 0 | 0 | 0 | 0 | 0
F4_Industrial_Paper and Printing_Existing_Process_Natural Gas_Process Heating_E10 | F4 | Industrial | Paper and Printing | Existing | Process | Natural Gas | Process Heating | E10 | Utility - Cost of Equipment | 0 | 0 | 0 | 0 | 0 | 0 | 0 | 0 | 0 | 0 | 0 | 0 | 0 | 0 | 0 | 0 | 0 | 0 | 0 | 0 | 0 | 0 | 0 | 0 | 0 | 0 | 0 | 0 | 0 | 0
F5_Industrial_Paper and Printing_Existing_Process_Natural Gas_Process Heating_E1 | F5 | Industrial | Paper and Printing | Existing | Process | Natural Gas | Process Heating | E1 | Utility - Cost of Operation | 1265.421 | 1383.3785 | 1392.8693 | 1402.2938 | 1363.1743 | 1321.6467 | 1276.9757 | 1239.0489 | 1200.2954 | 1172.3601 | 1143.0262 | 1114.2265 | 1085.36 | 1057.8875 | 1030.2393 | 1002.4691 | 975.672 | 950.365 | 925.3637 | 903.1744 | 882.1583 | 861.6312 | 0 | 0 | 0 | 0 | 0 | 0 | 0 | 0
F5_Industrial_Paper and Printing_Existing_Process_Natural Gas_Process Heating_E2 | F5 | Industrial | Paper and Printing | Existing | Process | Natural Gas | Process Heating | E2 | Utility - Cost of Operation | 0 | 0 | 0 | 0 | 0 | 0 | 0 | 0 | 0 | 0 | 0 | 0 | 0 | 0 | 0 | 0 | 0 | 0 | 0 | 0 | 0 | 0 | 0 | 0 | 0 | 0 | 0 | 0 | 0 | 0
F5_Industrial_Paper and Printing_Existing_Process_Natural Gas_Process Heating_E3 | F5 | Industrial | Paper and Printing | Existing | Process | Natural Gas | Process Heating | E3 | Utility - Cost of Operation | 0 | 0 | 0 | 0 | 0 | 0 | 0 | 0 | 0 | 0 | 0 | 0 | 0 | 0 | 0 | 0 | 0 | 0 | 0 | 0 | 0 | 0 | 0 | 0 | 0 | 0 | 0 | 0 | 0 | 0
F5_Industrial_Paper and Printing_Existing_Process_Natural Gas_Process Heating_E4 | F5 | Industrial | Paper and Printing | Existing | Process | Natural Gas | Process Heating | E4 | Utility - Cost of Operation | 0 | 0 | 0 | 0 | 0 | 0 | 0 | 0 | 0 | 0 | 0 | 0 | 0 | 0 | 0 | 0 | 0 | 0 | 0 | 0 | 0 | 0 | 0 | 0 | 0 | 0 | 0 | 0 | 0 | 0
F5_Industrial_Paper and Printing_Existing_Process_Natural Gas_Process Heating_E5 | F5 | Industrial | Paper and Printing | Existing | Process | Natural Gas | Process Heating | E5 | Utility - Cost of Operation | 0 | 0 | 0 | 0 | 0 | 0 | 0 | 0 | 0 | 0 | 0 | 0 | 0 | 0 | 0 | 0 | 0 | 0 | 0 | 0 | 0 | 0 | 0 | 0 | 0 | 0 | 0 | 0 | 0 | 0
F5_Industrial_Paper and Printing_Existing_Process_Natural Gas_Process Heating_E6 | F5 | Industrial | Paper and Printing | Existing | Process | Natural Gas | Process Heating | E6 | Utility - Cost of Operation | 0 | 0 | 0 | 0 | 0 | 0 | 0 | 0 | 0 | 0 | 0 | 0 | 0 | 0 | 0 | 0 | 0 | 0 | 0 | 0 | 0 | 0 | 0 | 0 | 0 | 0 | 0 | 0 | 0 | 0
F5_Industrial_Paper and Printing_Existing_Process_Natural Gas_Process Heating_E7 | F5 | Industrial | Paper and Printing | Existing | Process | Natural Gas | Process Heating | E7 | Utility - Cost of Operation | 0 | 0 | 0 | 0 | 0 | 0 | 0 | 0 | 0 | 0 | 0 | 0 | 0 | 0 | 0 | 0 | 0 | 0 | 0 | 0 | 0 | 0 | 0 | 0 | 0 | 0 | 0 | 0 | 0 | 0
F5_Industrial_Paper and Printing_Existing_Process_Natural Gas_Process Heating_E8 | F5 | Industrial | Paper and Printing | Existing | Process | Natural Gas | Process Heating | E8 | Utility - Cost of Operation | 0 | 0 | 0 | 0 | 0 | 0 | 0 | 0 | 0 | 0 | 0 | 0 | 0 | 0 | 0 | 0 | 0 | 0 | 0 | 0 | 0 | 0 | 0 | 0 | 0 | 0 | 0 | 0 | 0 | 0
F5_Industrial_Paper and Printing_Existing_Process_Natural Gas_Process Heating_E9 | F5 | Industrial | Paper and Printing | Existing | Process | Natural Gas | Process Heating | E9 | Utility - Cost of Operation | 0 | 0 | 0 | 0 | 0 | 0 | 0 | 0 | 0 | 0 | 0 | 0 | 0 | 0 | 0 | 0 | 0 | 0 | 0 | 0 | 0 | 0 | 0 | 0 | 0 | 0 | 0 | 0 | 0 | 0
F5_Industrial_Paper and Printing_Existing_Process_Natural Gas_Process Heating_E10 | F5 | Industrial | Paper and Printing | Existing | Process | Natural Gas | Process Heating | E10 | Utility - Cost of Operation | 0 | 0 | 0 | 0 | 0 | 0 | 0 | 0 | 0 | 0 | 0 | 0 | 0 | 0 | 0 | 0 | 0 | 0 | 0 | 0 | 0 | 0 | 0 | 0 | 0 | 0 | 0 | 0 | 0 | 0
F6_Industrial_Paper and Printing_Existing_Process_Natural Gas_Process Heating_E1 | F6 | Industrial | Paper and Printing | Existing | Process | Natural Gas | Process Heating | E1 | Utility - Value of Sales | 1516.0568 | 1657.3776 | 1668.7481 | 1680.0393 | 1633.1716 | 1583.4188 | 1529.9001 | 1484.4613 | 1438.0321 | 1404.5638 | 1369.4198 | 1334.9159 | 1300.332 | 1267.4181 | 1234.2937 | 1201.0232 | 1168.9186 | 1138.5992 | 1108.646 | 1082.0617 | 1056.8831 | 1032.2903 | 0 | 0 | 0 | 0 | 0 | 0 | 0 | 0
F6_Industrial_Paper and Printing_Existing_Process_Natural Gas_Process Heating_E2 | F6 | Industrial | Paper and Printing | Existing | Process | Natural Gas | Process Heating | E2 | Utility - Value of Sales | 0 | 0 | 0 | 0 | 0 | 0 | 0 | 0 | 0 | 0 | 0 | 0 | 0 | 0 | 0 | 0 | 0 | 0 | 0 | 0 | 0 | 0 | 0 | 0 | 0 | 0 | 0 | 0 | 0 | 0
F6_Industrial_Paper and Printing_Existing_Process_Natural Gas_Process Heating_E3 | F6 | Industrial | Paper and Printing | Existing | Process | Natural Gas | Process Heating | E3 | Utility - Value of Sales | 0 | 0 | 0 | 0 | 0 | 0 | 0 | 0 | 0 | 0 | 0 | 0 | 0 | 0 | 0 | 0 | 0 | 0 | 0 | 0 | 0 | 0 | 0 | 0 | 0 | 0 | 0 | 0 | 0 | 0
F6_Industrial_Paper and Printing_Existing_Process_Natural Gas_Process Heating_E4 | F6 | Industrial | Paper and Printing | Existing | Process | Natural Gas | Process Heating | E4 | Utility - Value of Sales | 0 | 0 | 0 | 0 | 0 | 0 | 0 | 0 | 0 | 0 | 0 | 0 | 0 | 0 | 0 | 0 | 0 | 0 | 0 | 0 | 0 | 0 | 0 | 0 | 0 | 0 | 0 | 0 | 0 | 0
F6_Industrial_Paper and Printing_Existing_Process_Natural Gas_Process Heating_E5 | F6 | Industrial | Paper and Printing | Existing | Process | Natural Gas | Process Heating | E5 | Utility - Value of Sales | 0 | 0 | 0 | 0 | 0 | 0 | 0 | 0 | 0 | 0 | 0 | 0 | 0 | 0 | 0 | 0 | 0 | 0 | 0 | 0 | 0 | 0 | 0 | 0 | 0 | 0 | 0 | 0 | 0 | 0
F6_Industrial_Paper and Printing_Existing_Process_Natural Gas_Process Heating_E6 | F6 | Industrial | Paper and Printing | Existing | Process | Natural Gas | Process Heating | E6 | Utility - Value of Sales | 0 | 0 | 0 | 0 | 0 | 0 | 0 | 0 | 0 | 0 | 0 | 0 | 0 | 0 | 0 | 0 | 0 | 0 | 0 | 0 | 0 | 0 | 0 | 0 | 0 | 0 | 0 | 0 | 0 | 0
F6_Industrial_Paper and Printing_Existing_Process_Natural Gas_Process Heating_E7 | F6 | Industrial | Paper and Printing | Existing | Process | Natural Gas | Process Heating | E7 | Utility - Value of Sales | 0 | 0 | 0 | 0 | 0 | 0 | 0 | 0 | 0 | 0 | 0 | 0 | 0 | 0 | 0 | 0 | 0 | 0 | 0 | 0 | 0 | 0 | 0 | 0 | 0 | 0 | 0 | 0 | 0 | 0
F6_Industrial_Paper and Printing_Existing_Process_Natural Gas_Process Heating_E8 | F6 | Industrial | Paper and Printing | Existing | Process | Natural Gas | Process Heating | E8 | Utility - Value of Sales | 0 | 0 | 0 | 0 | 0 | 0 | 0 | 0 | 0 | 0 | 0 | 0 | 0 | 0 | 0 | 0 | 0 | 0 | 0 | 0 | 0 | 0 | 0 | 0 | 0 | 0 | 0 | 0 | 0 | 0
F6_Industrial_Paper and Printing_Existing_Process_Natural Gas_Process Heating_E9 | F6 | Industrial | Paper and Printing | Existing | Process | Natural Gas | Process Heating | E9 | Utility - Value of Sales | 0 | 0 | 0 | 0 | 0 | 0 | 0 | 0 | 0 | 0 | 0 | 0 | 0 | 0 | 0 | 0 | 0 | 0 | 0 | 0 | 0 | 0 | 0 | 0 | 0 | 0 | 0 | 0 | 0 | 0
F6_Industrial_Paper and Printing_Existing_Process_Natural Gas_Process Heating_E10 | F6 | Industrial | Paper and Printing | Existing | Process | Natural Gas | Process Heating | E10 | Utility - Value of Sales | 0 | 0 | 0 | 0 | 0 | 0 | 0 | 0 | 0 | 0 | 0 | 0 | 0 | 0 | 0 | 0 | 0 | 0 | 0 | 0 | 0 | 0 | 0 | 0 | 0 | 0 | 0 | 0 | 0 | 0
F1_Industrial_Paper and Printing_Existing_Process_Natural Gas_Process Cooling_E1 | F1 | Industrial | Paper and Printing | Existing | Process | Natural Gas | Process Cooling | E1 | Participant - Cost of Equipment | 2.6093 | 2.6093 | 2.6093 | 2.6093 | 2.6093 | 2.6093 | 2.6093 | 2.6093 | 2.6093 | 2.6093 | 2.6093 | 2.6093 | 2.6093 | 2.6093 | 2.6093 | 2.6093 | 2.6093 | 2.6093 | 2.6093 | 2.6093 | 2.6093 | 2.6093 | 0 | 0 | 0 | 0 | 0 | 0 | 0 | 0
F1_Industrial_Paper and Printing_Existing_Process_Natural Gas_Process Cooling_E2 | F1 | Industrial | Paper and Printing | Existing | Process | Natural Gas | Process Cooling | E2 | Participant - Cost of Equipment | 0 | 0 | 0 | 0 | 0 | 0 | 0 | 0 | 0 | 0 | 0 | 0 | 0 | 0 | 0 | 0 | 0 | 0 | 0 | 0 | 0 | 0 | 0 | 0 | 0 | 0 | 0 | 0 | 0 | 0
F1_Industrial_Paper and Printing_Existing_Process_Natural Gas_Process Cooling_E3 | F1 | Industrial | Paper and Printing | Existing | Process | Natural Gas | Process Cooling | E3 | Participant - Cost of Equipment | 0 | 0 | 0 | 0 | 0 | 0 | 0 | 0 | 0 | 0 | 0 | 0 | 0 | 0 | 0 | 0 | 0 | 0 | 0 | 0 | 0 | 0 | 0 | 0 | 0 | 0 | 0 | 0 | 0 | 0
F1_Industrial_Paper and Printing_Existing_Process_Natural Gas_Process Cooling_E4 | F1 | Industrial | Paper and Printing | Existing | Process | Natural Gas | Process Cooling | E4 | Participant - Cost of Equipment | 0 | 0 | 0 | 0 | 0 | 0 | 0 | 0 | 0 | 0 | 0 | 0 | 0 | 0 | 0 | 0 | 0 | 0 | 0 | 0 | 0 | 0 | 0 | 0 | 0 | 0 | 0 | 0 | 0 | 0
F1_Industrial_Paper and Printing_Existing_Process_Natural Gas_Process Cooling_E5 | F1 | Industrial | Paper and Printing | Existing | Process | Natural Gas | Process Cooling | E5 | Participant - Cost of Equipment | 0 | 0 | 0 | 0 | 0 | 0 | 0 | 0 | 0 | 0 | 0 | 0 | 0 | 0 | 0 | 0 | 0 | 0 | 0 | 0 | 0 | 0 | 0 | 0 | 0 | 0 | 0 | 0 | 0 | 0
F1_Industrial_Paper and Printing_Existing_Process_Natural Gas_Process Cooling_E6 | F1 | Industrial | Paper and Printing | Existing | Process | Natural Gas | Process Cooling | E6 | Participant - Cost of Equipment | 0 | 0 | 0 | 0 | 0 | 0 | 0 | 0 | 0 | 0 | 0 | 0 | 0 | 0 | 0 | 0 | 0 | 0 | 0 | 0 | 0 | 0 | 0 | 0 | 0 | 0 | 0 | 0 | 0 | 0
F1_Industrial_Paper and Printing_Existing_Process_Natural Gas_Process Cooling_E7 | F1 | Industrial | Paper and Printing | Existing | Process | Natural Gas | Process Cooling | E7 | Participant - Cost of Equipment | 0 | 0 | 0 | 0 | 0 | 0 | 0 | 0 | 0 | 0 | 0 | 0 | 0 | 0 | 0 | 0 | 0 | 0 | 0 | 0 | 0 | 0 | 0 | 0 | 0 | 0 | 0 | 0 | 0 | 0
F1_Industrial_Paper and Printing_Existing_Process_Natural Gas_Process Cooling_E8 | F1 | Industrial | Paper and Printing | Existing | Process | Natural Gas | Process Cooling | E8 | Participant - Cost of Equipment | 0 | 0 | 0 | 0 | 0 | 0 | 0 | 0 | 0 | 0 | 0 | 0 | 0 | 0 | 0 | 0 | 0 | 0 | 0 | 0 | 0 | 0 | 0 | 0 | 0 | 0 | 0 | 0 | 0 | 0
F1_Industrial_Paper and Printing_Existing_Process_Natural Gas_Process Cooling_E9 | F1 | Industrial | Paper and Printing | Existing | Process | Natural Gas | Process Cooling | E9 | Participant - Cost of Equipment | 0 | 0 | 0 | 0 | 0 | 0 | 0 | 0 | 0 | 0 | 0 | 0 | 0 | 0 | 0 | 0 | 0 | 0 | 0 | 0 | 0 | 0 | 0 | 0 | 0 | 0 | 0 | 0 | 0 | 0
F1_Industrial_Paper and Printing_Existing_Process_Natural Gas_Process Cooling_E10 | F1 | Industrial | Paper and Printing | Existing | Process | Natural Gas | Process Cooling | E10 | Participant - Cost of Equipment | 0 | 0 | 0 | 0 | 0 | 0 | 0 | 0 | 0 | 0 | 0 | 0 | 0 | 0 | 0 | 0 | 0 | 0 | 0 | 0 | 0 | 0 | 0 | 0 | 0 | 0 | 0 | 0 | 0 | 0
F2_Industrial_Paper and Printing_Existing_Process_Natural Gas_Process Cooling_E1 | F2 | Industrial | Paper and Printing | Existing | Process | Natural Gas | Process Cooling | E1 | Participant - Cost of Operation | 7.3472 | 8.032 | 8.0871 | 8.1419 | 7.9147 | 7.6736 | 7.4143 | 7.194 | 6.969 | 6.8068 | 6.6365 | 6.4693 | 6.3017 | 6.1422 | 5.9817 | 5.8204 | 5.6649 | 5.5179 | 5.3728 | 5.2439 | 5.1219 | 5.0027 | 0 | 0 | 0 | 0 | 0 | 0 | 0 | 0
F2_Industrial_Paper and Printing_Existing_Process_Natural Gas_Process Cooling_E2 | F2 | Industrial | Paper and Printing | Existing | Process | Natural Gas | Process Cooling | E2 | Participant - Cost of Operation | 0 | 0 | 0 | 0 | 0 | 0 | 0 | 0 | 0 | 0 | 0 | 0 | 0 | 0 | 0 | 0 | 0 | 0 | 0 | 0 | 0 | 0 | 0 | 0 | 0 | 0 | 0 | 0 | 0 | 0
F2_Industrial_Paper and Printing_Existing_Process_Natural Gas_Process Cooling_E3 | F2 | Industrial | Paper and Printing | Existing | Process | Natural Gas | Process Cooling | E3 | Participant - Cost of Operation | 0 | 0 | 0 | 0 | 0 | 0 | 0 | 0 | 0 | 0 | 0 | 0 | 0 | 0 | 0 | 0 | 0 | 0 | 0 | 0 | 0 | 0 | 0 | 0 | 0 | 0 | 0 | 0 | 0 | 0
F2_Industrial_Paper and Printing_Existing_Process_Natural Gas_Process Cooling_E4 | F2 | Industrial | Paper and Printing | Existing | Process | Natural Gas | Process Cooling | E4 | Participant - Cost of Operation | 0 | 0 | 0 | 0 | 0 | 0 | 0 | 0 | 0 | 0 | 0 | 0 | 0 | 0 | 0 | 0 | 0 | 0 | 0 | 0 | 0 | 0 | 0 | 0 | 0 | 0 | 0 | 0 | 0 | 0
F2_Industrial_Paper and Printing_Existing_Process_Natural Gas_Process Cooling_E5 | F2 | Industrial | Paper and Printing | Existing | Process | Natural Gas | Process Cooling | E5 | Participant - Cost of Operation | 0 | 0 | 0 | 0 | 0 | 0 | 0 | 0 | 0 | 0 | 0 | 0 | 0 | 0 | 0 | 0 | 0 | 0 | 0 | 0 | 0 | 0 | 0 | 0 | 0 | 0 | 0 | 0 | 0 | 0
F2_Industrial_Paper and Printing_Existing_Process_Natural Gas_Process Cooling_E6 | F2 | Industrial | Paper and Printing | Existing | Process | Natural Gas | Process Cooling | E6 | Participant - Cost of Operation | 0 | 0 | 0 | 0 | 0 | 0 | 0 | 0 | 0 | 0 | 0 | 0 | 0 | 0 | 0 | 0 | 0 | 0 | 0 | 0 | 0 | 0 | 0 | 0 | 0 | 0 | 0 | 0 | 0 | 0
F2_Industrial_Paper and Printing_Existing_Process_Natural Gas_Process Cooling_E7 | F2 | Industrial | Paper and Printing | Existing | Process | Natural Gas | Process Cooling | E7 | Participant - Cost of Operation | 0 | 0 | 0 | 0 | 0 | 0 | 0 | 0 | 0 | 0 | 0 | 0 | 0 | 0 | 0 | 0 | 0 | 0 | 0 | 0 | 0 | 0 | 0 | 0 | 0 | 0 | 0 | 0 | 0 | 0
F2_Industrial_Paper and Printing_Existing_Process_Natural Gas_Process Cooling_E8 | F2 | Industrial | Paper and Printing | Existing | Process | Natural Gas | Process Cooling | E8 | Participant - Cost of Operation | 0 | 0 | 0 | 0 | 0 | 0 | 0 | 0 | 0 | 0 | 0 | 0 | 0 | 0 | 0 | 0 | 0 | 0 | 0 | 0 | 0 | 0 | 0 | 0 | 0 | 0 | 0 | 0 | 0 | 0
F2_Industrial_Paper and Printing_Existing_Process_Natural Gas_Process Cooling_E9 | F2 | Industrial | Paper and Printing | Existing | Process | Natural Gas | Process Cooling | E9 | Participant - Cost of Operation | 0 | 0 | 0 | 0 | 0 | 0 | 0 | 0 | 0 | 0 | 0 | 0 | 0 | 0 | 0 | 0 | 0 | 0 | 0 | 0 | 0 | 0 | 0 | 0 | 0 | 0 | 0 | 0 | 0 | 0
F2_Industrial_Paper and Printing_Existing_Process_Natural Gas_Process Cooling_E10 | F2 | Industrial | Paper and Printing | Existing | Process | Natural Gas | Process Cooling | E10 | Participant - Cost of Operation | 0 | 0 | 0 | 0 | 0 | 0 | 0 | 0 | 0 | 0 | 0 | 0 | 0 | 0 | 0 | 0 | 0 | 0 | 0 | 0 | 0 | 0 | 0 | 0 | 0 | 0 | 0 | 0 | 0 | 0
F3_Industrial_Paper and Printing_Existing_Process_Natural Gas_Process Cooling_E1 | F3 | Industrial | Paper and Printing | Existing | Process | Natural Gas | Process Cooling | E1 | System - kBTUs of Conusmption | 1137.5252 | 1137.5252 | 1137.5252 | 1137.5252 | 1137.5252 | 1137.5252 | 1137.5252 | 1137.5252 | 1137.5252 | 1137.5252 | 1137.5252 | 1137.5252 | 1137.5252 | 1137.5252 | 1137.5252 | 1137.5252 | 1137.5252 | 1137.5252 | 1137.5252 | 1137.5252 | 1137.5252 | 1137.5252 | 0 | 0 | 0 | 0 | 0 | 0 | 0 | 0
F3_Industrial_Paper and Printing_Existing_Process_Natural Gas_Process Cooling_E2 | F3 | Industrial | Paper and Printing | Existing | Process | Natural Gas | Process Cooling | E2 | System - kBTUs of Conusmption | 0 | 0 | 0 | 0 | 0 | 0 | 0 | 0 | 0 | 0 | 0 | 0 | 0 | 0 | 0 | 0 | 0 | 0 | 0 | 0 | 0 | 0 | 0 | 0 | 0 | 0 | 0 | 0 | 0 | 0
F3_Industrial_Paper and Printing_Existing_Process_Natural Gas_Process Cooling_E3 | F3 | Industrial | Paper and Printing | Existing | Process | Natural Gas | Process Cooling | E3 | System - kBTUs of Conusmption | 0 | 0 | 0 | 0 | 0 | 0 | 0 | 0 | 0 | 0 | 0 | 0 | 0 | 0 | 0 | 0 | 0 | 0 | 0 | 0 | 0 | 0 | 0 | 0 | 0 | 0 | 0 | 0 | 0 | 0
F3_Industrial_Paper and Printing_Existing_Process_Natural Gas_Process Cooling_E4 | F3 | Industrial | Paper and Printing | Existing | Process | Natural Gas | Process Cooling | E4 | System - kBTUs of Conusmption | 0 | 0 | 0 | 0 | 0 | 0 | 0 | 0 | 0 | 0 | 0 | 0 | 0 | 0 | 0 | 0 | 0 | 0 | 0 | 0 | 0 | 0 | 0 | 0 | 0 | 0 | 0 | 0 | 0 | 0
F3_Industrial_Paper and Printing_Existing_Process_Natural Gas_Process Cooling_E5 | F3 | Industrial | Paper and Printing | Existing | Process | Natural Gas | Process Cooling | E5 | System - kBTUs of Conusmption | 0 | 0 | 0 | 0 | 0 | 0 | 0 | 0 | 0 | 0 | 0 | 0 | 0 | 0 | 0 | 0 | 0 | 0 | 0 | 0 | 0 | 0 | 0 | 0 | 0 | 0 | 0 | 0 | 0 | 0
F3_Industrial_Paper and Printing_Existing_Process_Natural Gas_Process Cooling_E6 | F3 | Industrial | Paper and Printing | Existing | Process | Natural Gas | Process Cooling | E6 | System - kBTUs of Conusmption | 0 | 0 | 0 | 0 | 0 | 0 | 0 | 0 | 0 | 0 | 0 | 0 | 0 | 0 | 0 | 0 | 0 | 0 | 0 | 0 | 0 | 0 | 0 | 0 | 0 | 0 | 0 | 0 | 0 | 0
F3_Industrial_Paper and Printing_Existing_Process_Natural Gas_Process Cooling_E7 | F3 | Industrial | Paper and Printing | Existing | Process | Natural Gas | Process Cooling | E7 | System - kBTUs of Conusmption | 0 | 0 | 0 | 0 | 0 | 0 | 0 | 0 | 0 | 0 | 0 | 0 | 0 | 0 | 0 | 0 | 0 | 0 | 0 | 0 | 0 | 0 | 0 | 0 | 0 | 0 | 0 | 0 | 0 | 0
F3_Industrial_Paper and Printing_Existing_Process_Natural Gas_Process Cooling_E8 | F3 | Industrial | Paper and Printing | Existing | Process | Natural Gas | Process Cooling | E8 | System - kBTUs of Conusmption | 0 | 0 | 0 | 0 | 0 | 0 | 0 | 0 | 0 | 0 | 0 | 0 | 0 | 0 | 0 | 0 | 0 | 0 | 0 | 0 | 0 | 0 | 0 | 0 | 0 | 0 | 0 | 0 | 0 | 0
F3_Industrial_Paper and Printing_Existing_Process_Natural Gas_Process Cooling_E9 | F3 | Industrial | Paper and Printing | Existing | Process | Natural Gas | Process Cooling | E9 | System - kBTUs of Conusmption | 0 | 0 | 0 | 0 | 0 | 0 | 0 | 0 | 0 | 0 | 0 | 0 | 0 | 0 | 0 | 0 | 0 | 0 | 0 | 0 | 0 | 0 | 0 | 0 | 0 | 0 | 0 | 0 | 0 | 0
F3_Industrial_Paper and Printing_Existing_Process_Natural Gas_Process Cooling_E10 | F3 | Industrial | Paper and Printing | Existing | Process | Natural Gas | Process Cooling | E10 | System - kBTUs of Conusmption | 0 | 0 | 0 | 0 | 0 | 0 | 0 | 0 | 0 | 0 | 0 | 0 | 0 | 0 | 0 | 0 | 0 | 0 | 0 | 0 | 0 | 0 | 0 | 0 | 0 | 0 | 0 | 0 | 0 | 0
F4_Industrial_Paper and Printing_Existing_Process_Natural Gas_Process Cooling_E1 | F4 | Industrial | Paper and Printing | Existing | Process | Natural Gas | Process Cooling | E1 | Utility - Cost of Equipment | 2.6093 | 2.6093 | 2.6093 | 2.6093 | 2.6093 | 2.6093 | 2.6093 | 2.6093 | 2.6093 | 2.6093 | 2.6093 | 2.6093 | 2.6093 | 2.6093 | 2.6093 | 2.6093 | 2.6093 | 2.6093 | 2.6093 | 2.6093 | 2.6093 | 2.6093 | 0 | 0 | 0 | 0 | 0 | 0 | 0 | 0
F4_Industrial_Paper and Printing_Existing_Process_Natural Gas_Process Cooling_E2 | F4 | Industrial | Paper and Printing | Existing | Process | Natural Gas | Process Cooling | E2 | Utility - Cost of Equipment | 0 | 0 | 0 | 0 | 0 | 0 | 0 | 0 | 0 | 0 | 0 | 0 | 0 | 0 | 0 | 0 | 0 | 0 | 0 | 0 | 0 | 0 | 0 | 0 | 0 | 0 | 0 | 0 | 0 | 0
F4_Industrial_Paper and Printing_Existing_Process_Natural Gas_Process Cooling_E3 | F4 | Industrial | Paper and Printing | Existing | Process | Natural Gas | Process Cooling | E3 | Utility - Cost of Equipment | 0 | 0 | 0 | 0 | 0 | 0 | 0 | 0 | 0 | 0 | 0 | 0 | 0 | 0 | 0 | 0 | 0 | 0 | 0 | 0 | 0 | 0 | 0 | 0 | 0 | 0 | 0 | 0 | 0 | 0
F4_Industrial_Paper and Printing_Existing_Process_Natural Gas_Process Cooling_E4 | F4 | Industrial | Paper and Printing | Existing | Process | Natural Gas | Process Cooling | E4 | Utility - Cost of Equipment | 0 | 0 | 0 | 0 | 0 | 0 | 0 | 0 | 0 | 0 | 0 | 0 | 0 | 0 | 0 | 0 | 0 | 0 | 0 | 0 | 0 | 0 | 0 | 0 | 0 | 0 | 0 | 0 | 0 | 0
F4_Industrial_Paper and Printing_Existing_Process_Natural Gas_Process Cooling_E5 | F4 | Industrial | Paper and Printing | Existing | Process | Natural Gas | Process Cooling | E5 | Utility - Cost of Equipment | 0 | 0 | 0 | 0 | 0 | 0 | 0 | 0 | 0 | 0 | 0 | 0 | 0 | 0 | 0 | 0 | 0 | 0 | 0 | 0 | 0 | 0 | 0 | 0 | 0 | 0 | 0 | 0 | 0 | 0
F4_Industrial_Paper and Printing_Existing_Process_Natural Gas_Process Cooling_E6 | F4 | Industrial | Paper and Printing | Existing | Process | Natural Gas | Process Cooling | E6 | Utility - Cost of Equipment | 0 | 0 | 0 | 0 | 0 | 0 | 0 | 0 | 0 | 0 | 0 | 0 | 0 | 0 | 0 | 0 | 0 | 0 | 0 | 0 | 0 | 0 | 0 | 0 | 0 | 0 | 0 | 0 | 0 | 0
F4_Industrial_Paper and Printing_Existing_Process_Natural Gas_Process Cooling_E7 | F4 | Industrial | Paper and Printing | Existing | Process | Natural Gas | Process Cooling | E7 | Utility - Cost of Equipment | 0 | 0 | 0 | 0 | 0 | 0 | 0 | 0 | 0 | 0 | 0 | 0 | 0 | 0 | 0 | 0 | 0 | 0 | 0 | 0 | 0 | 0 | 0 | 0 | 0 | 0 | 0 | 0 | 0 | 0
F4_Industrial_Paper and Printing_Existing_Process_Natural Gas_Process Cooling_E8 | F4 | Industrial | Paper and Printing | Existing | Process | Natural Gas | Process Cooling | E8 | Utility - Cost of Equipment | 0 | 0 | 0 | 0 | 0 | 0 | 0 | 0 | 0 | 0 | 0 | 0 | 0 | 0 | 0 | 0 | 0 | 0 | 0 | 0 | 0 | 0 | 0 | 0 | 0 | 0 | 0 | 0 | 0 | 0
F4_Industrial_Paper and Printing_Existing_Process_Natural Gas_Process Cooling_E9 | F4 | Industrial | Paper and Printing | Existing | Process | Natural Gas | Process Cooling | E9 | Utility - Cost of Equipment | 0 | 0 | 0 | 0 | 0 | 0 | 0 | 0 | 0 | 0 | 0 | 0 | 0 | 0 | 0 | 0 | 0 | 0 | 0 | 0 | 0 | 0 | 0 | 0 | 0 | 0 | 0 | 0 | 0 | 0
F4_Industrial_Paper and Printing_Existing_Process_Natural Gas_Process Cooling_E10 | F4 | Industrial | Paper and Printing | Existing | Process | Natural Gas | Process Cooling | E10 | Utility - Cost of Equipment | 0 | 0 | 0 | 0 | 0 | 0 | 0 | 0 | 0 | 0 | 0 | 0 | 0 | 0 | 0 | 0 | 0 | 0 | 0 | 0 | 0 | 0 | 0 | 0 | 0 | 0 | 0 | 0 | 0 | 0
F5_Industrial_Paper and Printing_Existing_Process_Natural Gas_Process Cooling_E1 | F5 | Industrial | Paper and Printing | Existing | Process | Natural Gas | Process Cooling | E1 | Utility - Cost of Operation | 6.1325 | 6.7042 | 6.7502 | 6.7958 | 6.6063 | 6.405 | 6.1885 | 6.0047 | 5.8169 | 5.6815 | 5.5394 | 5.3998 | 5.2599 | 5.1268 | 4.9928 | 4.8582 | 4.7283 | 4.6057 | 4.4845 | 4.377 | 4.2751 | 4.1757 | 0 | 0 | 0 | 0 | 0 | 0 | 0 | 0
F5_Industrial_Paper and Printing_Existing_Process_Natural Gas_Process Cooling_E2 | F5 | Industrial | Paper and Printing | Existing | Process | Natural Gas | Process Cooling | E2 | Utility - Cost of Operation | 0 | 0 | 0 | 0 | 0 | 0 | 0 | 0 | 0 | 0 | 0 | 0 | 0 | 0 | 0 | 0 | 0 | 0 | 0 | 0 | 0 | 0 | 0 | 0 | 0 | 0 | 0 | 0 | 0 | 0
F5_Industrial_Paper and Printing_Existing_Process_Natural Gas_Process Cooling_E3 | F5 | Industrial | Paper and Printing | Existing | Process | Natural Gas | Process Cooling | E3 | Utility - Cost of Operation | 0 | 0 | 0 | 0 | 0 | 0 | 0 | 0 | 0 | 0 | 0 | 0 | 0 | 0 | 0 | 0 | 0 | 0 | 0 | 0 | 0 | 0 | 0 | 0 | 0 | 0 | 0 | 0 | 0 | 0
F5_Industrial_Paper and Printing_Existing_Process_Natural Gas_Process Cooling_E4 | F5 | Industrial | Paper and Printing | Existing | Process | Natural Gas | Process Cooling | E4 | Utility - Cost of Operation | 0 | 0 | 0 | 0 | 0 | 0 | 0 | 0 | 0 | 0 | 0 | 0 | 0 | 0 | 0 | 0 | 0 | 0 | 0 | 0 | 0 | 0 | 0 | 0 | 0 | 0 | 0 | 0 | 0 | 0
F5_Industrial_Paper and Printing_Existing_Process_Natural Gas_Process Cooling_E5 | F5 | Industrial | Paper and Printing | Existing | Process | Natural Gas | Process Cooling | E5 | Utility - Cost of Operation | 0 | 0 | 0 | 0 | 0 | 0 | 0 | 0 | 0 | 0 | 0 | 0 | 0 | 0 | 0 | 0 | 0 | 0 | 0 | 0 | 0 | 0 | 0 | 0 | 0 | 0 | 0 | 0 | 0 | 0
F5_Industrial_Paper and Printing_Existing_Process_Natural Gas_Process Cooling_E6 | F5 | Industrial | Paper and Printing | Existing | Process | Natural Gas | Process Cooling | E6 | Utility - Cost of Operation | 0 | 0 | 0 | 0 | 0 | 0 | 0 | 0 | 0 | 0 | 0 | 0 | 0 | 0 | 0 | 0 | 0 | 0 | 0 | 0 | 0 | 0 | 0 | 0 | 0 | 0 | 0 | 0 | 0 | 0
F5_Industrial_Paper and Printing_Existing_Process_Natural Gas_Process Cooling_E7 | F5 | Industrial | Paper and Printing | Existing | Process | Natural Gas | Process Cooling | E7 | Utility - Cost of Operation | 0 | 0 | 0 | 0 | 0 | 0 | 0 | 0 | 0 | 0 | 0 | 0 | 0 | 0 | 0 | 0 | 0 | 0 | 0 | 0 | 0 | 0 | 0 | 0 | 0 | 0 | 0 | 0 | 0 | 0
F5_Industrial_Paper and Printing_Existing_Process_Natural Gas_Process Cooling_E8 | F5 | Industrial | Paper and Printing | Existing | Process | Natural Gas | Process Cooling | E8 | Utility - Cost of Operation | 0 | 0 | 0 | 0 | 0 | 0 | 0 | 0 | 0 | 0 | 0 | 0 | 0 | 0 | 0 | 0 | 0 | 0 | 0 | 0 | 0 | 0 | 0 | 0 | 0 | 0 | 0 | 0 | 0 | 0
F5_Industrial_Paper and Printing_Existing_Process_Natural Gas_Process Cooling_E9 | F5 | Industrial | Paper and Printing | Existing | Process | Natural Gas | Process Cooling | E9 | Utility - Cost of Operation | 0 | 0 | 0 | 0 | 0 | 0 | 0 | 0 | 0 | 0 | 0 | 0 | 0 | 0 | 0 | 0 | 0 | 0 | 0 | 0 | 0 | 0 | 0 | 0 | 0 | 0 | 0 | 0 | 0 | 0
F5_Industrial_Paper and Printing_Existing_Process_Natural Gas_Process Cooling_E10 | F5 | Industrial | Paper and Printing | Existing | Process | Natural Gas | Process Cooling | E10 | Utility - Cost of Operation | 0 | 0 | 0 | 0 | 0 | 0 | 0 | 0 | 0 | 0 | 0 | 0 | 0 | 0 | 0 | 0 | 0 | 0 | 0 | 0 | 0 | 0 | 0 | 0 | 0 | 0 | 0 | 0 | 0 | 0
F6_Industrial_Paper and Printing_Existing_Process_Natural Gas_Process Cooling_E1 | F6 | Industrial | Paper and Printing | Existing | Process | Natural Gas | Process Cooling | E1 | Utility - Value of Sales | 7.3472 | 8.032 | 8.0871 | 8.1419 | 7.9147 | 7.6736 | 7.4143 | 7.194 | 6.969 | 6.8068 | 6.6365 | 6.4693 | 6.3017 | 6.1422 | 5.9817 | 5.8204 | 5.6649 | 5.5179 | 5.3728 | 5.2439 | 5.1219 | 5.0027 | 0 | 0 | 0 | 0 | 0 | 0 | 0 | 0
F6_Industrial_Paper and Printing_Existing_Process_Natural Gas_Process Cooling_E2 | F6 | Industrial | Paper and Printing | Existing | Process | Natural Gas | Process Cooling | E2 | Utility - Value of Sales | 0 | 0 | 0 | 0 | 0 | 0 | 0 | 0 | 0 | 0 | 0 | 0 | 0 | 0 | 0 | 0 | 0 | 0 | 0 | 0 | 0 | 0 | 0 | 0 | 0 | 0 | 0 | 0 | 0 | 0
F6_Industrial_Paper and Printing_Existing_Process_Natural Gas_Process Cooling_E3 | F6 | Industrial | Paper and Printing | Existing | Process | Natural Gas | Process Cooling | E3 | Utility - Value of Sales | 0 | 0 | 0 | 0 | 0 | 0 | 0 | 0 | 0 | 0 | 0 | 0 | 0 | 0 | 0 | 0 | 0 | 0 | 0 | 0 | 0 | 0 | 0 | 0 | 0 | 0 | 0 | 0 | 0 | 0
F6_Industrial_Paper and Printing_Existing_Process_Natural Gas_Process Cooling_E4 | F6 | Industrial | Paper and Printing | Existing | Process | Natural Gas | Process Cooling | E4 | Utility - Value of Sales | 0 | 0 | 0 | 0 | 0 | 0 | 0 | 0 | 0 | 0 | 0 | 0 | 0 | 0 | 0 | 0 | 0 | 0 | 0 | 0 | 0 | 0 | 0 | 0 | 0 | 0 | 0 | 0 | 0 | 0
F6_Industrial_Paper and Printing_Existing_Process_Natural Gas_Process Cooling_E5 | F6 | Industrial | Paper and Printing | Existing | Process | Natural Gas | Process Cooling | E5 | Utility - Value of Sales | 0 | 0 | 0 | 0 | 0 | 0 | 0 | 0 | 0 | 0 | 0 | 0 | 0 | 0 | 0 | 0 | 0 | 0 | 0 | 0 | 0 | 0 | 0 | 0 | 0 | 0 | 0 | 0 | 0 | 0
F6_Industrial_Paper and Printing_Existing_Process_Natural Gas_Process Cooling_E6 | F6 | Industrial | Paper and Printing | Existing | Process | Natural Gas | Process Cooling | E6 | Utility - Value of Sales | 0 | 0 | 0 | 0 | 0 | 0 | 0 | 0 | 0 | 0 | 0 | 0 | 0 | 0 | 0 | 0 | 0 | 0 | 0 | 0 | 0 | 0 | 0 | 0 | 0 | 0 | 0 | 0 | 0 | 0
F6_Industrial_Paper and Printing_Existing_Process_Natural Gas_Process Cooling_E7 | F6 | Industrial | Paper and Printing | Existing | Process | Natural Gas | Process Cooling | E7 | Utility - Value of Sales | 0 | 0 | 0 | 0 | 0 | 0 | 0 | 0 | 0 | 0 | 0 | 0 | 0 | 0 | 0 | 0 | 0 | 0 | 0 | 0 | 0 | 0 | 0 | 0 | 0 | 0 | 0 | 0 | 0 | 0
F6_Industrial_Paper and Printing_Existing_Process_Natural Gas_Process Cooling_E8 | F6 | Industrial | Paper and Printing | Existing | Process | Natural Gas | Process Cooling | E8 | Utility - Value of Sales | 0 | 0 | 0 | 0 | 0 | 0 | 0 | 0 | 0 | 0 | 0 | 0 | 0 | 0 | 0 | 0 | 0 | 0 | 0 | 0 | 0 | 0 | 0 | 0 | 0 | 0 | 0 | 0 | 0 | 0
F6_Industrial_Paper and Printing_Existing_Process_Natural Gas_Process Cooling_E9 | F6 | Industrial | Paper and Printing | Existing | Process | Natural Gas | Process Cooling | E9 | Utility - Value of Sales | 0 | 0 | 0 | 0 | 0 | 0 | 0 | 0 | 0 | 0 | 0 | 0 | 0 | 0 | 0 | 0 | 0 | 0 | 0 | 0 | 0 | 0 | 0 | 0 | 0 | 0 | 0 | 0 | 0 | 0
F6_Industrial_Paper and Printing_Existing_Process_Natural Gas_Process Cooling_E10 | F6 | Industrial | Paper and Printing | Existing | Process | Natural Gas | Process Cooling | E10 | Utility - Value of Sales | 0 | 0 | 0 | 0 | 0 | 0 | 0 | 0 | 0 | 0 | 0 | 0 | 0 | 0 | 0 | 0 | 0 | 0 | 0 | 0 | 0 | 0 | 0 | 0 | 0 | 0 | 0 | 0 | 0 | 0
F1_Industrial_Paper and Printing_Existing_Process_Natural Gas_Other Process_E1 | F1 | Industrial | Paper and Printing | Existing | Process | Natural Gas | Other Process | E1 | Participant - Cost of Equipment | 91.0287 | 91.0287 | 91.0287 | 91.0287 | 91.0287 | 91.0287 | 91.0287 | 91.0287 | 91.0287 | 91.0287 | 91.0287 | 91.0287 | 91.0287 | 91.0287 | 91.0287 | 91.0287 | 91.0287 | 91.0287 | 91.0287 | 91.0287 | 91.0287 | 91.0287 | 0 | 0 | 0 | 0 | 0 | 0 | 0 | 0
F1_Industrial_Paper and Printing_Existing_Process_Natural Gas_Other Process_E2 | F1 | Industrial | Paper and Printing | Existing | Process | Natural Gas | Other Process | E2 | Participant - Cost of Equipment | 0 | 0 | 0 | 0 | 0 | 0 | 0 | 0 | 0 | 0 | 0 | 0 | 0 | 0 | 0 | 0 | 0 | 0 | 0 | 0 | 0 | 0 | 0 | 0 | 0 | 0 | 0 | 0 | 0 | 0
F1_Industrial_Paper and Printing_Existing_Process_Natural Gas_Other Process_E3 | F1 | Industrial | Paper and Printing | Existing | Process | Natural Gas | Other Process | E3 | Participant - Cost of Equipment | 0 | 0 | 0 | 0 | 0 | 0 | 0 | 0 | 0 | 0 | 0 | 0 | 0 | 0 | 0 | 0 | 0 | 0 | 0 | 0 | 0 | 0 | 0 | 0 | 0 | 0 | 0 | 0 | 0 | 0
F1_Industrial_Paper and Printing_Existing_Process_Natural Gas_Other Process_E4 | F1 | Industrial | Paper and Printing | Existing | Process | Natural Gas | Other Process | E4 | Participant - Cost of Equipment | 0 | 0 | 0 | 0 | 0 | 0 | 0 | 0 | 0 | 0 | 0 | 0 | 0 | 0 | 0 | 0 | 0 | 0 | 0 | 0 | 0 | 0 | 0 | 0 | 0 | 0 | 0 | 0 | 0 | 0
F1_Industrial_Paper and Printing_Existing_Process_Natural Gas_Other Process_E5 | F1 | Industrial | Paper and Printing | Existing | Process | Natural Gas | Other Process | E5 | Participant - Cost of Equipment | 0 | 0 | 0 | 0 | 0 | 0 | 0 | 0 | 0 | 0 | 0 | 0 | 0 | 0 | 0 | 0 | 0 | 0 | 0 | 0 | 0 | 0 | 0 | 0 | 0 | 0 | 0 | 0 | 0 | 0
F1_Industrial_Paper and Printing_Existing_Process_Natural Gas_Other Process_E6 | F1 | Industrial | Paper and Printing | Existing | Process | Natural Gas | Other Process | E6 | Participant - Cost of Equipment | 0 | 0 | 0 | 0 | 0 | 0 | 0 | 0 | 0 | 0 | 0 | 0 | 0 | 0 | 0 | 0 | 0 | 0 | 0 | 0 | 0 | 0 | 0 | 0 | 0 | 0 | 0 | 0 | 0 | 0
F1_Industrial_Paper and Printing_Existing_Process_Natural Gas_Other Process_E7 | F1 | Industrial | Paper and Printing | Existing | Process | Natural Gas | Other Process | E7 | Participant - Cost of Equipment | 0 | 0 | 0 | 0 | 0 | 0 | 0 | 0 | 0 | 0 | 0 | 0 | 0 | 0 | 0 | 0 | 0 | 0 | 0 | 0 | 0 | 0 | 0 | 0 | 0 | 0 | 0 | 0 | 0 | 0
F1_Industrial_Paper and Printing_Existing_Process_Natural Gas_Other Process_E8 | F1 | Industrial | Paper and Printing | Existing | Process | Natural Gas | Other Process | E8 | Participant - Cost of Equipment | 0 | 0 | 0 | 0 | 0 | 0 | 0 | 0 | 0 | 0 | 0 | 0 | 0 | 0 | 0 | 0 | 0 | 0 | 0 | 0 | 0 | 0 | 0 | 0 | 0 | 0 | 0 | 0 | 0 | 0
F1_Industrial_Paper and Printing_Existing_Process_Natural Gas_Other Process_E9 | F1 | Industrial | Paper and Printing | Existing | Process | Natural Gas | Other Process | E9 | Participant - Cost of Equipment | 0 | 0 | 0 | 0 | 0 | 0 | 0 | 0 | 0 | 0 | 0 | 0 | 0 | 0 | 0 | 0 | 0 | 0 | 0 | 0 | 0 | 0 | 0 | 0 | 0 | 0 | 0 | 0 | 0 | 0
F1_Industrial_Paper and Printing_Existing_Process_Natural Gas_Other Process_E10 | F1 | Industrial | Paper and Printing | Existing | Process | Natural Gas | Other Process | E10 | Participant - Cost of Equipment | 0 | 0 | 0 | 0 | 0 | 0 | 0 | 0 | 0 | 0 | 0 | 0 | 0 | 0 | 0 | 0 | 0 | 0 | 0 | 0 | 0 | 0 | 0 | 0 | 0 | 0 | 0 | 0 | 0 | 0
F2_Industrial_Paper and Printing_Existing_Process_Natural Gas_Other Process_E1 | F2 | Industrial | Paper and Printing | Existing | Process | Natural Gas | Other Process | E1 | Participant - Cost of Operation | 256.3143 | 280.2069 | 282.1293 | 284.0382 | 276.1145 | 267.7029 | 258.6547 | 250.9726 | 243.1229 | 237.4646 | 231.5229 | 225.6895 | 219.8425 | 214.2778 | 208.6776 | 203.0527 | 197.6249 | 192.4989 | 187.4348 | 182.9403 | 178.6834 | 174.5256 | 0 | 0 | 0 | 0 | 0 | 0 | 0 | 0
F2_Industrial_Paper and Printing_Existing_Process_Natural Gas_Other Process_E2 | F2 | Industrial | Paper and Printing | Existing | Process | Natural Gas | Other Process | E2 | Participant - Cost of Operation | 0 | 0 | 0 | 0 | 0 | 0 | 0 | 0 | 0 | 0 | 0 | 0 | 0 | 0 | 0 | 0 | 0 | 0 | 0 | 0 | 0 | 0 | 0 | 0 | 0 | 0 | 0 | 0 | 0 | 0
F2_Industrial_Paper and Printing_Existing_Process_Natural Gas_Other Process_E3 | F2 | Industrial | Paper and Printing | Existing | Process | Natural Gas | Other Process | E3 | Participant - Cost of Operation | 0 | 0 | 0 | 0 | 0 | 0 | 0 | 0 | 0 | 0 | 0 | 0 | 0 | 0 | 0 | 0 | 0 | 0 | 0 | 0 | 0 | 0 | 0 | 0 | 0 | 0 | 0 | 0 | 0 | 0
F2_Industrial_Paper and Printing_Existing_Process_Natural Gas_Other Process_E4 | F2 | Industrial | Paper and Printing | Existing | Process | Natural Gas | Other Process | E4 | Participant - Cost of Operation | 0 | 0 | 0 | 0 | 0 | 0 | 0 | 0 | 0 | 0 | 0 | 0 | 0 | 0 | 0 | 0 | 0 | 0 | 0 | 0 | 0 | 0 | 0 | 0 | 0 | 0 | 0 | 0 | 0 | 0
F2_Industrial_Paper and Printing_Existing_Process_Natural Gas_Other Process_E5 | F2 | Industrial | Paper and Printing | Existing | Process | Natural Gas | Other Process | E5 | Participant - Cost of Operation | 0 | 0 | 0 | 0 | 0 | 0 | 0 | 0 | 0 | 0 | 0 | 0 | 0 | 0 | 0 | 0 | 0 | 0 | 0 | 0 | 0 | 0 | 0 | 0 | 0 | 0 | 0 | 0 | 0 | 0
F2_Industrial_Paper and Printing_Existing_Process_Natural Gas_Other Process_E6 | F2 | Industrial | Paper and Printing | Existing | Process | Natural Gas | Other Process | E6 | Participant - Cost of Operation | 0 | 0 | 0 | 0 | 0 | 0 | 0 | 0 | 0 | 0 | 0 | 0 | 0 | 0 | 0 | 0 | 0 | 0 | 0 | 0 | 0 | 0 | 0 | 0 | 0 | 0 | 0 | 0 | 0 | 0
F2_Industrial_Paper and Printing_Existing_Process_Natural Gas_Other Process_E7 | F2 | Industrial | Paper and Printing | Existing | Process | Natural Gas | Other Process | E7 | Participant - Cost of Operation | 0 | 0 | 0 | 0 | 0 | 0 | 0 | 0 | 0 | 0 | 0 | 0 | 0 | 0 | 0 | 0 | 0 | 0 | 0 | 0 | 0 | 0 | 0 | 0 | 0 | 0 | 0 | 0 | 0 | 0
F2_Industrial_Paper and Printing_Existing_Process_Natural Gas_Other Process_E8 | F2 | Industrial | Paper and Printing | Existing | Process | Natural Gas | Other Process | E8 | Participant - Cost of Operation | 0 | 0 | 0 | 0 | 0 | 0 | 0 | 0 | 0 | 0 | 0 | 0 | 0 | 0 | 0 | 0 | 0 | 0 | 0 | 0 | 0 | 0 | 0 | 0 | 0 | 0 | 0 | 0 | 0 | 0
F2_Industrial_Paper and Printing_Existing_Process_Natural Gas_Other Process_E9 | F2 | Industrial | Paper and Printing | Existing | Process | Natural Gas | Other Process | E9 | Participant - Cost of Operation | 0 | 0 | 0 | 0 | 0 | 0 | 0 | 0 | 0 | 0 | 0 | 0 | 0 | 0 | 0 | 0 | 0 | 0 | 0 | 0 | 0 | 0 | 0 | 0 | 0 | 0 | 0 | 0 | 0 | 0
F2_Industrial_Paper and Printing_Existing_Process_Natural Gas_Other Process_E10 | F2 | Industrial | Paper and Printing | Existing | Process | Natural Gas | Other Process | E10 | Participant - Cost of Operation | 0 | 0 | 0 | 0 | 0 | 0 | 0 | 0 | 0 | 0 | 0 | 0 | 0 | 0 | 0 | 0 | 0 | 0 | 0 | 0 | 0 | 0 | 0 | 0 | 0 | 0 | 0 | 0 | 0 | 0
F3_Industrial_Paper and Printing_Existing_Process_Natural Gas_Other Process_E1 | F3 | Industrial | Paper and Printing | Existing | Process | Natural Gas | Other Process | E1 | System - kBTUs of Conusmption | 39683.8595 | 39683.8595 | 39683.8595 | 39683.8595 | 39683.8595 | 39683.8595 | 39683.8595 | 39683.8595 | 39683.8595 | 39683.8595 | 39683.8595 | 39683.8595 | 39683.8595 | 39683.8595 | 39683.8595 | 39683.8595 | 39683.8595 | 39683.8595 | 39683.8595 | 39683.8595 | 39683.8595 | 39683.8595 | 0 | 0 | 0 | 0 | 0 | 0 | 0 | 0
F3_Industrial_Paper and Printing_Existing_Process_Natural Gas_Other Process_E2 | F3 | Industrial | Paper and Printing | Existing | Process | Natural Gas | Other Process | E2 | System - kBTUs of Conusmption | 0 | 0 | 0 | 0 | 0 | 0 | 0 | 0 | 0 | 0 | 0 | 0 | 0 | 0 | 0 | 0 | 0 | 0 | 0 | 0 | 0 | 0 | 0 | 0 | 0 | 0 | 0 | 0 | 0 | 0
F3_Industrial_Paper and Printing_Existing_Process_Natural Gas_Other Process_E3 | F3 | Industrial | Paper and Printing | Existing | Process | Natural Gas | Other Process | E3 | System - kBTUs of Conusmption | 0 | 0 | 0 | 0 | 0 | 0 | 0 | 0 | 0 | 0 | 0 | 0 | 0 | 0 | 0 | 0 | 0 | 0 | 0 | 0 | 0 | 0 | 0 | 0 | 0 | 0 | 0 | 0 | 0 | 0
F3_Industrial_Paper and Printing_Existing_Process_Natural Gas_Other Process_E4 | F3 | Industrial | Paper and Printing | Existing | Process | Natural Gas | Other Process | E4 | System - kBTUs of Conusmption | 0 | 0 | 0 | 0 | 0 | 0 | 0 | 0 | 0 | 0 | 0 | 0 | 0 | 0 | 0 | 0 | 0 | 0 | 0 | 0 | 0 | 0 | 0 | 0 | 0 | 0 | 0 | 0 | 0 | 0
F3_Industrial_Paper and Printing_Existing_Process_Natural Gas_Other Process_E5 | F3 | Industrial | Paper and Printing | Existing | Process | Natural Gas | Other Process | E5 | System - kBTUs of Conusmption | 0 | 0 | 0 | 0 | 0 | 0 | 0 | 0 | 0 | 0 | 0 | 0 | 0 | 0 | 0 | 0 | 0 | 0 | 0 | 0 | 0 | 0 | 0 | 0 | 0 | 0 | 0 | 0 | 0 | 0
F3_Industrial_Paper and Printing_Existing_Process_Natural Gas_Other Process_E6 | F3 | Industrial | Paper and Printing | Existing | Process | Natural Gas | Other Process | E6 | System - kBTUs of Conusmption | 0 | 0 | 0 | 0 | 0 | 0 | 0 | 0 | 0 | 0 | 0 | 0 | 0 | 0 | 0 | 0 | 0 | 0 | 0 | 0 | 0 | 0 | 0 | 0 | 0 | 0 | 0 | 0 | 0 | 0
F3_Industrial_Paper and Printing_Existing_Process_Natural Gas_Other Process_E7 | F3 | Industrial | Paper and Printing | Existing | Process | Natural Gas | Other Process | E7 | System - kBTUs of Conusmption | 0 | 0 | 0 | 0 | 0 | 0 | 0 | 0 | 0 | 0 | 0 | 0 | 0 | 0 | 0 | 0 | 0 | 0 | 0 | 0 | 0 | 0 | 0 | 0 | 0 | 0 | 0 | 0 | 0 | 0
F3_Industrial_Paper and Printing_Existing_Process_Natural Gas_Other Process_E8 | F3 | Industrial | Paper and Printing | Existing | Process | Natural Gas | Other Process | E8 | System - kBTUs of Conusmption | 0 | 0 | 0 | 0 | 0 | 0 | 0 | 0 | 0 | 0 | 0 | 0 | 0 | 0 | 0 | 0 | 0 | 0 | 0 | 0 | 0 | 0 | 0 | 0 | 0 | 0 | 0 | 0 | 0 | 0
F3_Industrial_Paper and Printing_Existing_Process_Natural Gas_Other Process_E9 | F3 | Industrial | Paper and Printing | Existing | Process | Natural Gas | Other Process | E9 | System - kBTUs of Conusmption | 0 | 0 | 0 | 0 | 0 | 0 | 0 | 0 | 0 | 0 | 0 | 0 | 0 | 0 | 0 | 0 | 0 | 0 | 0 | 0 | 0 | 0 | 0 | 0 | 0 | 0 | 0 | 0 | 0 | 0
F3_Industrial_Paper and Printing_Existing_Process_Natural Gas_Other Process_E10 | F3 | Industrial | Paper and Printing | Existing | Process | Natural Gas | Other Process | E10 | System - kBTUs of Conusmption | 0 | 0 | 0 | 0 | 0 | 0 | 0 | 0 | 0 | 0 | 0 | 0 | 0 | 0 | 0 | 0 | 0 | 0 | 0 | 0 | 0 | 0 | 0 | 0 | 0 | 0 | 0 | 0 | 0 | 0
F4_Industrial_Paper and Printing_Existing_Process_Natural Gas_Other Process_E1 | F4 | Industrial | Paper and Printing | Existing | Process | Natural Gas | Other Process | E1 | Utility - Cost of Equipment | 91.0287 | 91.0287 | 91.0287 | 91.0287 | 91.0287 | 91.0287 | 91.0287 | 91.0287 | 91.0287 | 91.0287 | 91.0287 | 91.0287 | 91.0287 | 91.0287 | 91.0287 | 91.0287 | 91.0287 | 91.0287 | 91.0287 | 91.0287 | 91.0287 | 91.0287 | 0 | 0 | 0 | 0 | 0 | 0 | 0 | 0
F4_Industrial_Paper and Printing_Existing_Process_Natural Gas_Other Process_E2 | F4 | Industrial | Paper and Printing | Existing | Process | Natural Gas | Other Process | E2 | Utility - Cost of Equipment | 0 | 0 | 0 | 0 | 0 | 0 | 0 | 0 | 0 | 0 | 0 | 0 | 0 | 0 | 0 | 0 | 0 | 0 | 0 | 0 | 0 | 0 | 0 | 0 | 0 | 0 | 0 | 0 | 0 | 0
F4_Industrial_Paper and Printing_Existing_Process_Natural Gas_Other Process_E3 | F4 | Industrial | Paper and Printing | Existing | Process | Natural Gas | Other Process | E3 | Utility - Cost of Equipment | 0 | 0 | 0 | 0 | 0 | 0 | 0 | 0 | 0 | 0 | 0 | 0 | 0 | 0 | 0 | 0 | 0 | 0 | 0 | 0 | 0 | 0 | 0 | 0 | 0 | 0 | 0 | 0 | 0 | 0
F4_Industrial_Paper and Printing_Existing_Process_Natural Gas_Other Process_E4 | F4 | Industrial | Paper and Printing | Existing | Process | Natural Gas | Other Process | E4 | Utility - Cost of Equipment | 0 | 0 | 0 | 0 | 0 | 0 | 0 | 0 | 0 | 0 | 0 | 0 | 0 | 0 | 0 | 0 | 0 | 0 | 0 | 0 | 0 | 0 | 0 | 0 | 0 | 0 | 0 | 0 | 0 | 0
F4_Industrial_Paper and Printing_Existing_Process_Natural Gas_Other Process_E5 | F4 | Industrial | Paper and Printing | Existing | Process | Natural Gas | Other Process | E5 | Utility - Cost of Equipment | 0 | 0 | 0 | 0 | 0 | 0 | 0 | 0 | 0 | 0 | 0 | 0 | 0 | 0 | 0 | 0 | 0 | 0 | 0 | 0 | 0 | 0 | 0 | 0 | 0 | 0 | 0 | 0 | 0 | 0
F4_Industrial_Paper and Printing_Existing_Process_Natural Gas_Other Process_E6 | F4 | Industrial | Paper and Printing | Existing | Process | Natural Gas | Other Process | E6 | Utility - Cost of Equipment | 0 | 0 | 0 | 0 | 0 | 0 | 0 | 0 | 0 | 0 | 0 | 0 | 0 | 0 | 0 | 0 | 0 | 0 | 0 | 0 | 0 | 0 | 0 | 0 | 0 | 0 | 0 | 0 | 0 | 0
F4_Industrial_Paper and Printing_Existing_Process_Natural Gas_Other Process_E7 | F4 | Industrial | Paper and Printing | Existing | Process | Natural Gas | Other Process | E7 | Utility - Cost of Equipment | 0 | 0 | 0 | 0 | 0 | 0 | 0 | 0 | 0 | 0 | 0 | 0 | 0 | 0 | 0 | 0 | 0 | 0 | 0 | 0 | 0 | 0 | 0 | 0 | 0 | 0 | 0 | 0 | 0 | 0
F4_Industrial_Paper and Printing_Existing_Process_Natural Gas_Other Process_E8 | F4 | Industrial | Paper and Printing | Existing | Process | Natural Gas | Other Process | E8 | Utility - Cost of Equipment | 0 | 0 | 0 | 0 | 0 | 0 | 0 | 0 | 0 | 0 | 0 | 0 | 0 | 0 | 0 | 0 | 0 | 0 | 0 | 0 | 0 | 0 | 0 | 0 | 0 | 0 | 0 | 0 | 0 | 0
F4_Industrial_Paper and Printing_Existing_Process_Natural Gas_Other Process_E9 | F4 | Industrial | Paper and Printing | Existing | Process | Natural Gas | Other Process | E9 | Utility - Cost of Equipment | 0 | 0 | 0 | 0 | 0 | 0 | 0 | 0 | 0 | 0 | 0 | 0 | 0 | 0 | 0 | 0 | 0 | 0 | 0 | 0 | 0 | 0 | 0 | 0 | 0 | 0 | 0 | 0 | 0 | 0
F4_Industrial_Paper and Printing_Existing_Process_Natural Gas_Other Process_E10 | F4 | Industrial | Paper and Printing | Existing | Process | Natural Gas | Other Process | E10 | Utility - Cost of Equipment | 0 | 0 | 0 | 0 | 0 | 0 | 0 | 0 | 0 | 0 | 0 | 0 | 0 | 0 | 0 | 0 | 0 | 0 | 0 | 0 | 0 | 0 | 0 | 0 | 0 | 0 | 0 | 0 | 0 | 0
F5_Industrial_Paper and Printing_Existing_Process_Natural Gas_Other Process_E1 | F5 | Industrial | Paper and Printing | Existing | Process | Natural Gas | Other Process | E1 | Utility - Cost of Operation | 213.9402 | 233.8829 | 235.4874 | 237.0808 | 230.467 | 223.4461 | 215.8937 | 209.4816 | 202.9297 | 198.2067 | 193.2473 | 188.3783 | 183.4979 | 178.8532 | 174.1789 | 169.4839 | 164.9534 | 160.6748 | 156.4479 | 152.6965 | 149.1433 | 145.6729 | 0 | 0 | 0 | 0 | 0 | 0 | 0 | 0
F5_Industrial_Paper and Printing_Existing_Process_Natural Gas_Other Process_E2 | F5 | Industrial | Paper and Printing | Existing | Process | Natural Gas | Other Process | E2 | Utility - Cost of Operation | 0 | 0 | 0 | 0 | 0 | 0 | 0 | 0 | 0 | 0 | 0 | 0 | 0 | 0 | 0 | 0 | 0 | 0 | 0 | 0 | 0 | 0 | 0 | 0 | 0 | 0 | 0 | 0 | 0 | 0
F5_Industrial_Paper and Printing_Existing_Process_Natural Gas_Other Process_E3 | F5 | Industrial | Paper and Printing | Existing | Process | Natural Gas | Other Process | E3 | Utility - Cost of Operation | 0 | 0 | 0 | 0 | 0 | 0 | 0 | 0 | 0 | 0 | 0 | 0 | 0 | 0 | 0 | 0 | 0 | 0 | 0 | 0 | 0 | 0 | 0 | 0 | 0 | 0 | 0 | 0 | 0 | 0
F5_Industrial_Paper and Printing_Existing_Process_Natural Gas_Other Process_E4 | F5 | Industrial | Paper and Printing | Existing | Process | Natural Gas | Other Process | E4 | Utility - Cost of Operation | 0 | 0 | 0 | 0 | 0 | 0 | 0 | 0 | 0 | 0 | 0 | 0 | 0 | 0 | 0 | 0 | 0 | 0 | 0 | 0 | 0 | 0 | 0 | 0 | 0 | 0 | 0 | 0 | 0 | 0
F5_Industrial_Paper and Printing_Existing_Process_Natural Gas_Other Process_E5 | F5 | Industrial | Paper and Printing | Existing | Process | Natural Gas | Other Process | E5 | Utility - Cost of Operation | 0 | 0 | 0 | 0 | 0 | 0 | 0 | 0 | 0 | 0 | 0 | 0 | 0 | 0 | 0 | 0 | 0 | 0 | 0 | 0 | 0 | 0 | 0 | 0 | 0 | 0 | 0 | 0 | 0 | 0
F5_Industrial_Paper and Printing_Existing_Process_Natural Gas_Other Process_E6 | F5 | Industrial | Paper and Printing | Existing | Process | Natural Gas | Other Process | E6 | Utility - Cost of Operation | 0 | 0 | 0 | 0 | 0 | 0 | 0 | 0 | 0 | 0 | 0 | 0 | 0 | 0 | 0 | 0 | 0 | 0 | 0 | 0 | 0 | 0 | 0 | 0 | 0 | 0 | 0 | 0 | 0 | 0
F5_Industrial_Paper and Printing_Existing_Process_Natural Gas_Other Process_E7 | F5 | Industrial | Paper and Printing | Existing | Process | Natural Gas | Other Process | E7 | Utility - Cost of Operation | 0 | 0 | 0 | 0 | 0 | 0 | 0 | 0 | 0 | 0 | 0 | 0 | 0 | 0 | 0 | 0 | 0 | 0 | 0 | 0 | 0 | 0 | 0 | 0 | 0 | 0 | 0 | 0 | 0 | 0
F5_Industrial_Paper and Printing_Existing_Process_Natural Gas_Other Process_E8 | F5 | Industrial | Paper and Printing | Existing | Process | Natural Gas | Other Process | E8 | Utility - Cost of Operation | 0 | 0 | 0 | 0 | 0 | 0 | 0 | 0 | 0 | 0 | 0 | 0 | 0 | 0 | 0 | 0 | 0 | 0 | 0 | 0 | 0 | 0 | 0 | 0 | 0 | 0 | 0 | 0 | 0 | 0
F5_Industrial_Paper and Printing_Existing_Process_Natural Gas_Other Process_E9 | F5 | Industrial | Paper and Printing | Existing | Process | Natural Gas | Other Process | E9 | Utility - Cost of Operation | 0 | 0 | 0 | 0 | 0 | 0 | 0 | 0 | 0 | 0 | 0 | 0 | 0 | 0 | 0 | 0 | 0 | 0 | 0 | 0 | 0 | 0 | 0 | 0 | 0 | 0 | 0 | 0 | 0 | 0
F5_Industrial_Paper and Printing_Existing_Process_Natural Gas_Other Process_E10 | F5 | Industrial | Paper and Printing | Existing | Process | Natural Gas | Other Process | E10 | Utility - Cost of Operation | 0 | 0 | 0 | 0 | 0 | 0 | 0 | 0 | 0 | 0 | 0 | 0 | 0 | 0 | 0 | 0 | 0 | 0 | 0 | 0 | 0 | 0 | 0 | 0 | 0 | 0 | 0 | 0 | 0 | 0
F6_Industrial_Paper and Printing_Existing_Process_Natural Gas_Other Process_E1 | F6 | Industrial | Paper and Printing | Existing | Process | Natural Gas | Other Process | E1 | Utility - Value of Sales | 256.3143 | 280.2069 | 282.1293 | 284.0382 | 276.1145 | 267.7029 | 258.6547 | 250.9726 | 243.1229 | 237.4646 | 231.5229 | 225.6895 | 219.8425 | 214.2778 | 208.6776 | 203.0527 | 197.6249 | 192.4989 | 187.4348 | 182.9403 | 178.6834 | 174.5256 | 0 | 0 | 0 | 0 | 0 | 0 | 0 | 0
F6_Industrial_Paper and Printing_Existing_Process_Natural Gas_Other Process_E2 | F6 | Industrial | Paper and Printing | Existing | Process | Natural Gas | Other Process | E2 | Utility - Value of Sales | 0 | 0 | 0 | 0 | 0 | 0 | 0 | 0 | 0 | 0 | 0 | 0 | 0 | 0 | 0 | 0 | 0 | 0 | 0 | 0 | 0 | 0 | 0 | 0 | 0 | 0 | 0 | 0 | 0 | 0
F6_Industrial_Paper and Printing_Existing_Process_Natural Gas_Other Process_E3 | F6 | Industrial | Paper and Printing | Existing | Process | Natural Gas | Other Process | E3 | Utility - Value of Sales | 0 | 0 | 0 | 0 | 0 | 0 | 0 | 0 | 0 | 0 | 0 | 0 | 0 | 0 | 0 | 0 | 0 | 0 | 0 | 0 | 0 | 0 | 0 | 0 | 0 | 0 | 0 | 0 | 0 | 0
F6_Industrial_Paper and Printing_Existing_Process_Natural Gas_Other Process_E4 | F6 | Industrial | Paper and Printing | Existing | Process | Natural Gas | Other Process | E4 | Utility - Value of Sales | 0 | 0 | 0 | 0 | 0 | 0 | 0 | 0 | 0 | 0 | 0 | 0 | 0 | 0 | 0 | 0 | 0 | 0 | 0 | 0 | 0 | 0 | 0 | 0 | 0 | 0 | 0 | 0 | 0 | 0
F6_Industrial_Paper and Printing_Existing_Process_Natural Gas_Other Process_E5 | F6 | Industrial | Paper and Printing | Existing | Process | Natural Gas | Other Process | E5 | Utility - Value of Sales | 0 | 0 | 0 | 0 | 0 | 0 | 0 | 0 | 0 | 0 | 0 | 0 | 0 | 0 | 0 | 0 | 0 | 0 | 0 | 0 | 0 | 0 | 0 | 0 | 0 | 0 | 0 | 0 | 0 | 0
F6_Industrial_Paper and Printing_Existing_Process_Natural Gas_Other Process_E6 | F6 | Industrial | Paper and Printing | Existing | Process | Natural Gas | Other Process | E6 | Utility - Value of Sales | 0 | 0 | 0 | 0 | 0 | 0 | 0 | 0 | 0 | 0 | 0 | 0 | 0 | 0 | 0 | 0 | 0 | 0 | 0 | 0 | 0 | 0 | 0 | 0 | 0 | 0 | 0 | 0 | 0 | 0
F6_Industrial_Paper and Printing_Existing_Process_Natural Gas_Other Process_E7 | F6 | Industrial | Paper and Printing | Existing | Process | Natural Gas | Other Process | E7 | Utility - Value of Sales | 0 | 0 | 0 | 0 | 0 | 0 | 0 | 0 | 0 | 0 | 0 | 0 | 0 | 0 | 0 | 0 | 0 | 0 | 0 | 0 | 0 | 0 | 0 | 0 | 0 | 0 | 0 | 0 | 0 | 0
F6_Industrial_Paper and Printing_Existing_Process_Natural Gas_Other Process_E8 | F6 | Industrial | Paper and Printing | Existing | Process | Natural Gas | Other Process | E8 | Utility - Value of Sales | 0 | 0 | 0 | 0 | 0 | 0 | 0 | 0 | 0 | 0 | 0 | 0 | 0 | 0 | 0 | 0 | 0 | 0 | 0 | 0 | 0 | 0 | 0 | 0 | 0 | 0 | 0 | 0 | 0 | 0
F6_Industrial_Paper and Printing_Existing_Process_Natural Gas_Other Process_E9 | F6 | Industrial | Paper and Printing | Existing | Process | Natural Gas | Other Process | E9 | Utility - Value of Sales | 0 | 0 | 0 | 0 | 0 | 0 | 0 | 0 | 0 | 0 | 0 | 0 | 0 | 0 | 0 | 0 | 0 | 0 | 0 | 0 | 0 | 0 | 0 | 0 | 0 | 0 | 0 | 0 | 0 | 0
F6_Industrial_Paper and Printing_Existing_Process_Natural Gas_Other Process_E10 | F6 | Industrial | Paper and Printing | Existing | Process | Natural Gas | Other Process | E10 | Utility - Value of Sales | 0 | 0 | 0 | 0 | 0 | 0 | 0 | 0 | 0 | 0 | 0 | 0 | 0 | 0 | 0 | 0 | 0 | 0 | 0 | 0 | 0 | 0 | 0 | 0 | 0 | 0 | 0 | 0 | 0 | 0
F1_Industrial_Paper and Printing_Existing_Miscellaneous_Natural Gas_Miscellaneous_E1 | F1 | Industrial | Paper and Printing | Existing | Miscellaneous | Natural Gas | Miscellaneous | E1 | Participant - Cost of Equipment | 96.1239 | 96.1239 | 96.1239 | 96.1239 | 96.1239 | 96.1239 | 96.1239 | 96.1239 | 96.1239 | 96.1239 | 96.1239 | 96.1239 | 96.1239 | 96.1239 | 96.1239 | 96.1239 | 96.1239 | 96.1239 | 96.1239 | 96.1239 | 96.1239 | 96.1239 | 0 | 0 | 0 | 0 | 0 | 0 | 0 | 0
F1_Industrial_Paper and Printing_Existing_Miscellaneous_Natural Gas_Miscellaneous_E2 | F1 | Industrial | Paper and Printing | Existing | Miscellaneous | Natural Gas | Miscellaneous | E2 | Participant - Cost of Equipment | 0 | 0 | 0 | 0 | 0 | 0 | 0 | 0 | 0 | 0 | 0 | 0 | 0 | 0 | 0 | 0 | 0 | 0 | 0 | 0 | 0 | 0 | 0 | 0 | 0 | 0 | 0 | 0 | 0 | 0
F1_Industrial_Paper and Printing_Existing_Miscellaneous_Natural Gas_Miscellaneous_E3 | F1 | Industrial | Paper and Printing | Existing | Miscellaneous | Natural Gas | Miscellaneous | E3 | Participant - Cost of Equipment | 0 | 0 | 0 | 0 | 0 | 0 | 0 | 0 | 0 | 0 | 0 | 0 | 0 | 0 | 0 | 0 | 0 | 0 | 0 | 0 | 0 | 0 | 0 | 0 | 0 | 0 | 0 | 0 | 0 | 0
F1_Industrial_Paper and Printing_Existing_Miscellaneous_Natural Gas_Miscellaneous_E4 | F1 | Industrial | Paper and Printing | Existing | Miscellaneous | Natural Gas | Miscellaneous | E4 | Participant - Cost of Equipment | 0 | 0 | 0 | 0 | 0 | 0 | 0 | 0 | 0 | 0 | 0 | 0 | 0 | 0 | 0 | 0 | 0 | 0 | 0 | 0 | 0 | 0 | 0 | 0 | 0 | 0 | 0 | 0 | 0 | 0
F1_Industrial_Paper and Printing_Existing_Miscellaneous_Natural Gas_Miscellaneous_E5 | F1 | Industrial | Paper and Printing | Existing | Miscellaneous | Natural Gas | Miscellaneous | E5 | Participant - Cost of Equipment | 0 | 0 | 0 | 0 | 0 | 0 | 0 | 0 | 0 | 0 | 0 | 0 | 0 | 0 | 0 | 0 | 0 | 0 | 0 | 0 | 0 | 0 | 0 | 0 | 0 | 0 | 0 | 0 | 0 | 0
F1_Industrial_Paper and Printing_Existing_Miscellaneous_Natural Gas_Miscellaneous_E6 | F1 | Industrial | Paper and Printing | Existing | Miscellaneous | Natural Gas | Miscellaneous | E6 | Participant - Cost of Equipment | 0 | 0 | 0 | 0 | 0 | 0 | 0 | 0 | 0 | 0 | 0 | 0 | 0 | 0 | 0 | 0 | 0 | 0 | 0 | 0 | 0 | 0 | 0 | 0 | 0 | 0 | 0 | 0 | 0 | 0
F1_Industrial_Paper and Printing_Existing_Miscellaneous_Natural Gas_Miscellaneous_E7 | F1 | Industrial | Paper and Printing | Existing | Miscellaneous | Natural Gas | Miscellaneous | E7 | Participant - Cost of Equipment | 0 | 0 | 0 | 0 | 0 | 0 | 0 | 0 | 0 | 0 | 0 | 0 | 0 | 0 | 0 | 0 | 0 | 0 | 0 | 0 | 0 | 0 | 0 | 0 | 0 | 0 | 0 | 0 | 0 | 0
F1_Industrial_Paper and Printing_Existing_Miscellaneous_Natural Gas_Miscellaneous_E8 | F1 | Industrial | Paper and Printing | Existing | Miscellaneous | Natural Gas | Miscellaneous | E8 | Participant - Cost of Equipment | 0 | 0 | 0 | 0 | 0 | 0 | 0 | 0 | 0 | 0 | 0 | 0 | 0 | 0 | 0 | 0 | 0 | 0 | 0 | 0 | 0 | 0 | 0 | 0 | 0 | 0 | 0 | 0 | 0 | 0
F1_Industrial_Paper and Printing_Existing_Miscellaneous_Natural Gas_Miscellaneous_E9 | F1 | Industrial | Paper and Printing | Existing | Miscellaneous | Natural Gas | Miscellaneous | E9 | Participant - Cost of Equipment | 0 | 0 | 0 | 0 | 0 | 0 | 0 | 0 | 0 | 0 | 0 | 0 | 0 | 0 | 0 | 0 | 0 | 0 | 0 | 0 | 0 | 0 | 0 | 0 | 0 | 0 | 0 | 0 | 0 | 0
F1_Industrial_Paper and Printing_Existing_Miscellaneous_Natural Gas_Miscellaneous_E10 | F1 | Industrial | Paper and Printing | Existing | Miscellaneous | Natural Gas | Miscellaneous | E10 | Participant - Cost of Equipment | 0 | 0 | 0 | 0 | 0 | 0 | 0 | 0 | 0 | 0 | 0 | 0 | 0 | 0 | 0 | 0 | 0 | 0 | 0 | 0 | 0 | 0 | 0 | 0 | 0 | 0 | 0 | 0 | 0 | 0
F2_Industrial_Paper and Printing_Existing_Miscellaneous_Natural Gas_Miscellaneous_E1 | F2 | Industrial | Paper and Printing | Existing | Miscellaneous | Natural Gas | Miscellaneous | E1 | Participant - Cost of Operation | 270.6611 | 295.891 | 297.921 | 299.9368 | 291.5696 | 282.6872 | 273.1325 | 265.0204 | 256.7314 | 250.7563 | 244.482 | 238.3221 | 232.1478 | 226.2717 | 220.358 | 214.4183 | 208.6866 | 203.2737 | 197.9262 | 193.1801 | 188.685 | 184.2944 | 0 | 0 | 0 | 0 | 0 | 0 | 0 | 0