F8_Industrial_Wood and Lumber Products_Existing_Space Heating_Natural Gas_Boiler_Baseline Forecast | F8 | Industrial | Wood and Lumber Products | Existing | Space Heating | Natural Gas | Boiler | Baseline Forecast | Avg. Replacement Demand (W) | 0 | 0 | 0 | 0 | 0 | 0 | 0 | 0 | 0 | 0 | 0 | 0 | 0 | 0 | 0 | 0 | 0 | 0 | 0 | 0 | 0 | 0 | 0 | 0 | 0 | 0 | 0 | 0 | 0 | 0
F1_Industrial_Wood and Lumber Products_Existing_Space Heating_Natural Gas_Unit Heater_Baseline Forecast | F1 | Industrial | Wood and Lumber Products | Existing | Space Heating | Natural Gas | Unit Heater | Baseline Forecast | Units | 93.976 | 92.3557 | 90.7634 | 89.1985 | 87.6606 | 86.1492 | 84.6638 | 83.2041 | 81.7696 | 80.3598 | 78.9742 | 77.6126 | 76.2745 | 74.9594 | 73.667 | 72.3969 | 71.1486 | 69.9219 | 68.7164 | 67.5316 | 66.3673 | 65.223 | 0 | 0 | 0 | 0 | 0 | 0 | 0 | 0
F2_Industrial_Wood and Lumber Products_Existing_Space Heating_Natural Gas_Unit Heater_Baseline Forecast | F2 | Industrial | Wood and Lumber Products | Existing | Space Heating | Natural Gas | Unit Heater | Baseline Forecast | Usage (MMtherm) | 0.049934 | 0.049074 | 0.048227 | 0.047396 | 0.046579 | 0.045776 | 0.044986 | 0.044211 | 0.043449 | 0.042699 | 0.041963 | 0.04124 | 0.040529 | 0.03983 | 0.039143 | 0.038468 | 0.037805 | 0.037153 | 0.036513 | 0.035883 | 0.035264 | 0.034656 | 0 | 0 | 0 | 0 | 0 | 0 | 0 | 0
F3_Industrial_Wood and Lumber Products_Existing_Space Heating_Natural Gas_Unit Heater_Baseline Forecast | F3 | Industrial | Wood and Lumber Products | Existing | Space Heating | Natural Gas | Unit Heater | Baseline Forecast | Peak Demand (S) | 0 | 0 | 0 | 0 | 0 | 0 | 0 | 0 | 0 | 0 | 0 | 0 | 0 | 0 | 0 | 0 | 0 | 0 | 0 | 0 | 0 | 0 | 0 | 0 | 0 | 0 | 0 | 0 | 0 | 0
F4_Industrial_Wood and Lumber Products_Existing_Space Heating_Natural Gas_Unit Heater_Baseline Forecast | F4 | Industrial | Wood and Lumber Products | Existing | Space Heating | Natural Gas | Unit Heater | Baseline Forecast | Peak Demand (W) | 0 | 0 | 0 | 0 | 0 | 0 | 0 | 0 | 0 | 0 | 0 | 0 | 0 | 0 | 0 | 0 | 0 | 0 | 0 | 0 | 0 | 0 | 0 | 0 | 0 | 0 | 0 | 0 | 0 | 0
F5_Industrial_Wood and Lumber Products_Existing_Space Heating_Natural Gas_Unit Heater_Baseline Forecast | F5 | Industrial | Wood and Lumber Products | Existing | Space Heating | Natural Gas | Unit Heater | Baseline Forecast | Turnover | 0 | 0.07774 | 0.22225 | 0.42381 | 0.6738 | 0.96456 | 1.2894 | 1.6422 | 2.0178 | 2.4115 | 2.7528 | 3.0474 | 3.3132 | 3.5633 | 3.8066 | 4.0492 | 4.295 | 4.0321 | 3.8517 | 3.743 | 3.6966 | 3.693 | 0 | 0 | 0 | 0 | 0 | 0 | 0 | 0
F6_Industrial_Wood and Lumber Products_Existing_Space Heating_Natural Gas_Unit Heater_Baseline Forecast | F6 | Industrial | Wood and Lumber Products | Existing | Space Heating | Natural Gas | Unit Heater | Baseline Forecast | Avg. Replacement Usage | 531.3535 | 531.3535 | 531.3535 | 531.3535 | 531.3535 | 531.3535 | 531.3535 | 531.3535 | 531.3535 | 531.3535 | 531.3535 | 531.3535 | 531.3535 | 531.3535 | 531.3535 | 531.3535 | 531.3535 | 531.3535 | 531.3535 | 531.3535 | 531.3535 | 531.3535 | 0 | 0 | 0 | 0 | 0 | 0 | 0 | 0
F7_Industrial_Wood and Lumber Products_Existing_Space Heating_Natural Gas_Unit Heater_Baseline Forecast | F7 | Industrial | Wood and Lumber Products | Existing | Space Heating | Natural Gas | Unit Heater | Baseline Forecast | Avg. Replacement Demand (S) | 0 | 0 | 0 | 0 | 0 | 0 | 0 | 0 | 0 | 0 | 0 | 0 | 0 | 0 | 0 | 0 | 0 | 0 | 0 | 0 | 0 | 0 | 0 | 0 | 0 | 0 | 0 | 0 | 0 | 0
F8_Industrial_Wood and Lumber Products_Existing_Space Heating_Natural Gas_Unit Heater_Baseline Forecast | F8 | Industrial | Wood and Lumber Products | Existing | Space Heating | Natural Gas | Unit Heater | Baseline Forecast | Avg. Replacement Demand (W) | 0 | 0 | 0 | 0 | 0 | 0 | 0 | 0 | 0 | 0 | 0 | 0 | 0 | 0 | 0 | 0 | 0 | 0 | 0 | 0 | 0 | 0 | 0 | 0 | 0 | 0 | 0 | 0 | 0 | 0
F1_Industrial_Wood and Lumber Products_Existing_Process_Natural Gas_Process Boiler_Baseline Forecast | F1 | Industrial | Wood and Lumber Products | Existing | Process | Natural Gas | Process Boiler | Baseline Forecast | Units | 830.0499 | 815.7387 | 801.6742 | 787.8523 | 774.2686 | 760.9191 | 747.7999 | 734.9068 | 722.2359 | 709.7836 | 697.546 | 685.5193 | 673.7 | 662.0845 | 650.6692 | 639.4508 | 628.4258 | 617.5909 | 606.9427 | 596.4782 | 586.1941 | 576.0873 | 0 | 0 | 0 | 0 | 0 | 0 | 0 | 0
F2_Industrial_Wood and Lumber Products_Existing_Process_Natural Gas_Process Boiler_Baseline Forecast | F2 | Industrial | Wood and Lumber Products | Existing | Process | Natural Gas | Process Boiler | Baseline Forecast | Usage (MMtherm) | 0.23869 | 0.23458 | 0.23053 | 0.22656 | 0.22265 | 0.21881 | 0.21504 | 0.21133 | 0.20769 | 0.20411 | 0.20059 | 0.19713 | 0.19373 | 0.19039 | 0.18711 | 0.18388 | 0.18071 | 0.1776 | 0.17453 | 0.17152 | 0.16857 | 0.16566 | 0 | 0 | 0 | 0 | 0 | 0 | 0 | 0
F3_Industrial_Wood and Lumber Products_Existing_Process_Natural Gas_Process Boiler_Baseline Forecast | F3 | Industrial | Wood and Lumber Products | Existing | Process | Natural Gas | Process Boiler | Baseline Forecast | Peak Demand (S) | 0 | 0 | 0 | 0 | 0 | 0 | 0 | 0 | 0 | 0 | 0 | 0 | 0 | 0 | 0 | 0 | 0 | 0 | 0 | 0 | 0 | 0 | 0 | 0 | 0 | 0 | 0 | 0 | 0 | 0
F4_Industrial_Wood and Lumber Products_Existing_Process_Natural Gas_Process Boiler_Baseline Forecast | F4 | Industrial | Wood and Lumber Products | Existing | Process | Natural Gas | Process Boiler | Baseline Forecast | Peak Demand (W) | 0 | 0 | 0 | 0 | 0 | 0 | 0 | 0 | 0 | 0 | 0 | 0 | 0 | 0 | 0 | 0 | 0 | 0 | 0 | 0 | 0 | 0 | 0 | 0 | 0 | 0 | 0 | 0 | 0 | 0
F5_Industrial_Wood and Lumber Products_Existing_Process_Natural Gas_Process Boiler_Baseline Forecast | F5 | Industrial | Wood and Lumber Products | Existing | Process | Natural Gas | Process Boiler | Baseline Forecast | Turnover | 0 | 69.9205 | 81.8035 | 91.4184 | 77.0076 | 64.8685 | 54.6429 | 46.0293 | 38.7734 | 32.6614 | 27.5128 | 23.1758 | 19.5225 | 16.445 | 13.8527 | 11.669 | 9.8296 | 8.2801 | 6.9748 | 5.8754 | 4.9492 | 4.169 | 0 | 0 | 0 | 0 | 0 | 0 | 0 | 0
F6_Industrial_Wood and Lumber Products_Existing_Process_Natural Gas_Process Boiler_Baseline Forecast | F6 | Industrial | Wood and Lumber Products | Existing | Process | Natural Gas | Process Boiler | Baseline Forecast | Avg. Replacement Usage | 287.5627 | 287.5627 | 287.5627 | 287.5627 | 287.5627 | 287.5627 | 287.5627 | 287.5627 | 287.5627 | 287.5627 | 287.5627 | 287.5627 | 287.5627 | 287.5627 | 287.5627 | 287.5627 | 287.5627 | 287.5627 | 287.5627 | 287.5627 | 287.5627 | 287.5627 | 0 | 0 | 0 | 0 | 0 | 0 | 0 | 0
F7_Industrial_Wood and Lumber Products_Existing_Process_Natural Gas_Process Boiler_Baseline Forecast | F7 | Industrial | Wood and Lumber Products | Existing | Process | Natural Gas | Process Boiler | Baseline Forecast | Avg. Replacement Demand (S) | 0 | 0 | 0 | 0 | 0 | 0 | 0 | 0 | 0 | 0 | 0 | 0 | 0 | 0 | 0 | 0 | 0 | 0 | 0 | 0 | 0 | 0 | 0 | 0 | 0 | 0 | 0 | 0 | 0 | 0
F8_Industrial_Wood and Lumber Products_Existing_Process_Natural Gas_Process Boiler_Baseline Forecast | F8 | Industrial | Wood and Lumber Products | Existing | Process | Natural Gas | Process Boiler | Baseline Forecast | Avg. Replacement Demand (W) | 0 | 0 | 0 | 0 | 0 | 0 | 0 | 0 | 0 | 0 | 0 | 0 | 0 | 0 | 0 | 0 | 0 | 0 | 0 | 0 | 0 | 0 | 0 | 0 | 0 | 0 | 0 | 0 | 0 | 0
F1_Industrial_Wood and Lumber Products_Existing_Process_Natural Gas_Process Heating_Baseline Forecast | F1 | Industrial | Wood and Lumber Products | Existing | Process | Natural Gas | Process Heating | Baseline Forecast | Units | 830.0499 | 815.7387 | 801.6742 | 787.8523 | 774.2686 | 760.9191 | 747.7999 | 734.9068 | 722.2359 | 709.7836 | 697.546 | 685.5193 | 673.7 | 662.0845 | 650.6692 | 639.4508 | 628.4258 | 617.5909 | 606.9427 | 596.4782 | 586.1941 | 576.0873 | 0 | 0 | 0 | 0 | 0 | 0 | 0 | 0
F2_Industrial_Wood and Lumber Products_Existing_Process_Natural Gas_Process Heating_Baseline Forecast | F2 | Industrial | Wood and Lumber Products | Existing | Process | Natural Gas | Process Heating | Baseline Forecast | Usage (MMtherm) | 0.43836 | 0.4308 | 0.42337 | 0.41607 | 0.4089 | 0.40185 | 0.39492 | 0.38811 | 0.38142 | 0.37484 | 0.36838 | 0.36203 | 0.35579 | 0.34965 | 0.34362 | 0.3377 | 0.33188 | 0.32615 | 0.32053 | 0.315 | 0.30957 | 0.30424 | 0 | 0 | 0 | 0 | 0 | 0 | 0 | 0
F3_Industrial_Wood and Lumber Products_Existing_Process_Natural Gas_Process Heating_Baseline Forecast | F3 | Industrial | Wood and Lumber Products | Existing | Process | Natural Gas | Process Heating | Baseline Forecast | Peak Demand (S) | 0 | 0 | 0 | 0 | 0 | 0 | 0 | 0 | 0 | 0 | 0 | 0 | 0 | 0 | 0 | 0 | 0 | 0 | 0 | 0 | 0 | 0 | 0 | 0 | 0 | 0 | 0 | 0 | 0 | 0
F4_Industrial_Wood and Lumber Products_Existing_Process_Natural Gas_Process Heating_Baseline Forecast | F4 | Industrial | Wood and Lumber Products | Existing | Process | Natural Gas | Process Heating | Baseline Forecast | Peak Demand (W) | 0 | 0 | 0 | 0 | 0 | 0 | 0 | 0 | 0 | 0 | 0 | 0 | 0 | 0 | 0 | 0 | 0 | 0 | 0 | 0 | 0 | 0 | 0 | 0 | 0 | 0 | 0 | 0 | 0 | 0
F5_Industrial_Wood and Lumber Products_Existing_Process_Natural Gas_Process Heating_Baseline Forecast | F5 | Industrial | Wood and Lumber Products | Existing | Process | Natural Gas | Process Heating | Baseline Forecast | Turnover | 0 | 69.9205 | 81.8035 | 91.4184 | 86.4885 | 83.9469 | 83.1098 | 81.7361 | 80.2344 | 78.8558 | 77.5083 | 93.2894 | 92.4808 | 91.1118 | 88.5777 | 86.8975 | 85.703 | 84.2183 | 82.7027 | 81.2879 | 79.8965 | 82.7072 | 0 | 0 | 0 | 0 | 0 | 0 | 0 | 0
F6_Industrial_Wood and Lumber Products_Existing_Process_Natural Gas_Process Heating_Baseline Forecast | F6 | Industrial | Wood and Lumber Products | Existing | Process | Natural Gas | Process Heating | Baseline Forecast | Avg. Replacement Usage | 528.1079 | 528.1079 | 528.1079 | 528.1079 | 528.1079 | 528.1079 | 528.1079 | 528.1079 | 528.1079 | 528.1079 | 528.1079 | 528.1079 | 528.1079 | 528.1079 | 528.1079 | 528.1079 | 528.1079 | 528.1079 | 528.1079 | 528.1079 | 528.1079 | 528.1079 | 0 | 0 | 0 | 0 | 0 | 0 | 0 | 0
F7_Industrial_Wood and Lumber Products_Existing_Process_Natural Gas_Process Heating_Baseline Forecast | F7 | Industrial | Wood and Lumber Products | Existing | Process | Natural Gas | Process Heating | Baseline Forecast | Avg. Replacement Demand (S) | 0 | 0 | 0 | 0 | 0 | 0 | 0 | 0 | 0 | 0 | 0 | 0 | 0 | 0 | 0 | 0 | 0 | 0 | 0 | 0 | 0 | 0 | 0 | 0 | 0 | 0 | 0 | 0 | 0 | 0
F8_Industrial_Wood and Lumber Products_Existing_Process_Natural Gas_Process Heating_Baseline Forecast | F8 | Industrial | Wood and Lumber Products | Existing | Process | Natural Gas | Process Heating | Baseline Forecast | Avg. Replacement Demand (W) | 0 | 0 | 0 | 0 | 0 | 0 | 0 | 0 | 0 | 0 | 0 | 0 | 0 | 0 | 0 | 0 | 0 | 0 | 0 | 0 | 0 | 0 | 0 | 0 | 0 | 0 | 0 | 0 | 0 | 0
F1_Industrial_Wood and Lumber Products_Existing_Process_Natural Gas_Process Cooling_Baseline Forecast | F1 | Industrial | Wood and Lumber Products | Existing | Process | Natural Gas | Process Cooling | Baseline Forecast | Units | 830.0499 | 815.7387 | 801.6742 | 787.8523 | 774.2686 | 760.9191 | 747.7999 | 734.9068 | 722.2359 | 709.7836 | 697.546 | 685.5193 | 673.7 | 662.0845 | 650.6692 | 639.4508 | 628.4258 | 617.5909 | 606.9427 | 596.4782 | 586.1941 | 576.0873 | 0 | 0 | 0 | 0 | 0 | 0 | 0 | 0
F2_Industrial_Wood and Lumber Products_Existing_Process_Natural Gas_Process Cooling_Baseline Forecast | F2 | Industrial | Wood and Lumber Products | Existing | Process | Natural Gas | Process Cooling | Baseline Forecast | Usage (MMtherm) | 0.00076614 | 0.00075293 | 0.00073995 | 0.0007272 | 0.00071466 | 0.00070234 | 0.00069023 | 0.00067833 | 0.00066663 | 0.00065514 | 0.00064384 | 0.00063274 | 0.00062183 | 0.00061111 | 0.00060057 | 0.00059022 | 0.00058004 | 0.00057004 | 0.00056021 | 0.00055056 | 0.00054106 | 0.00053173 | 0 | 0 | 0 | 0 | 0 | 0 | 0 | 0
F3_Industrial_Wood and Lumber Products_Existing_Process_Natural Gas_Process Cooling_Baseline Forecast | F3 | Industrial | Wood and Lumber Products | Existing | Process | Natural Gas | Process Cooling | Baseline Forecast | Peak Demand (S) | 0 | 0 | 0 | 0 | 0 | 0 | 0 | 0 | 0 | 0 | 0 | 0 | 0 | 0 | 0 | 0 | 0 | 0 | 0 | 0 | 0 | 0 | 0 | 0 | 0 | 0 | 0 | 0 | 0 | 0
F4_Industrial_Wood and Lumber Products_Existing_Process_Natural Gas_Process Cooling_Baseline Forecast | F4 | Industrial | Wood and Lumber Products | Existing | Process | Natural Gas | Process Cooling | Baseline Forecast | Peak Demand (W) | 0 | 0 | 0 | 0 | 0 | 0 | 0 | 0 | 0 | 0 | 0 | 0 | 0 | 0 | 0 | 0 | 0 | 0 | 0 | 0 | 0 | 0 | 0 | 0 | 0 | 0 | 0 | 0 | 0 | 0
F5_Industrial_Wood and Lumber Products_Existing_Process_Natural Gas_Process Cooling_Baseline Forecast | F5 | Industrial | Wood and Lumber Products | Existing | Process | Natural Gas | Process Cooling | Baseline Forecast | Turnover | 0 | 69.9205 | 81.8035 | 91.4184 | 86.4885 | 83.9469 | 83.1098 | 81.7361 | 80.2344 | 78.8558 | 77.5083 | 93.2894 | 92.4808 | 91.1118 | 88.5777 | 86.8975 | 85.703 | 84.2183 | 82.7027 | 81.2879 | 79.8965 | 82.7072 | 0 | 0 | 0 | 0 | 0 | 0 | 0 | 0
F6_Industrial_Wood and Lumber Products_Existing_Process_Natural Gas_Process Cooling_Baseline Forecast | F6 | Industrial | Wood and Lumber Products | Existing | Process | Natural Gas | Process Cooling | Baseline Forecast | Avg. Replacement Usage | 0.92301 | 0.92301 | 0.92301 | 0.92301 | 0.92301 | 0.92301 | 0.92301 | 0.92301 | 0.92301 | 0.92301 | 0.92301 | 0.92301 | 0.92301 | 0.92301 | 0.92301 | 0.92301 | 0.92301 | 0.92301 | 0.92301 | 0.92301 | 0.92301 | 0.92301 | 0 | 0 | 0 | 0 | 0 | 0 | 0 | 0
F7_Industrial_Wood and Lumber Products_Existing_Process_Natural Gas_Process Cooling_Baseline Forecast | F7 | Industrial | Wood and Lumber Products | Existing | Process | Natural Gas | Process Cooling | Baseline Forecast | Avg. Replacement Demand (S) | 0 | 0 | 0 | 0 | 0 | 0 | 0 | 0 | 0 | 0 | 0 | 0 | 0 | 0 | 0 | 0 | 0 | 0 | 0 | 0 | 0 | 0 | 0 | 0 | 0 | 0 | 0 | 0 | 0 | 0
F8_Industrial_Wood and Lumber Products_Existing_Process_Natural Gas_Process Cooling_Baseline Forecast | F8 | Industrial | Wood and Lumber Products | Existing | Process | Natural Gas | Process Cooling | Baseline Forecast | Avg. Replacement Demand (W) | 0 | 0 | 0 | 0 | 0 | 0 | 0 | 0 | 0 | 0 | 0 | 0 | 0 | 0 | 0 | 0 | 0 | 0 | 0 | 0 | 0 | 0 | 0 | 0 | 0 | 0 | 0 | 0 | 0 | 0
F1_Industrial_Wood and Lumber Products_Existing_Process_Natural Gas_Other Process_Baseline Forecast | F1 | Industrial | Wood and Lumber Products | Existing | Process | Natural Gas | Other Process | Baseline Forecast | Units | 830.0499 | 815.7387 | 801.6742 | 787.8523 | 774.2686 | 760.9191 | 747.7999 | 734.9068 | 722.2359 | 709.7836 | 697.546 | 685.5193 | 673.7 | 662.0845 | 650.6692 | 639.4508 | 628.4258 | 617.5909 | 606.9427 | 596.4782 | 586.1941 | 576.0873 | 0 | 0 | 0 | 0 | 0 | 0 | 0 | 0
F2_Industrial_Wood and Lumber Products_Existing_Process_Natural Gas_Other Process_Baseline Forecast | F2 | Industrial | Wood and Lumber Products | Existing | Process | Natural Gas | Other Process | Baseline Forecast | Usage (MMtherm) | 0.012898 | 0.012676 | 0.012457 | 0.012243 | 0.012031 | 0.011824 | 0.01162 | 0.01142 | 0.011223 | 0.011029 | 0.010839 | 0.010652 | 0.010469 | 0.010288 | 0.010111 | 0.0099365 | 0.0097652 | 0.0095968 | 0.0094314 | 0.0092688 | 0.009109 | 0.0089519 | 0 | 0 | 0 | 0 | 0 | 0 | 0 | 0
F3_Industrial_Wood and Lumber Products_Existing_Process_Natural Gas_Other Process_Baseline Forecast | F3 | Industrial | Wood and Lumber Products | Existing | Process | Natural Gas | Other Process | Baseline Forecast | Peak Demand (S) | 0 | 0 | 0 | 0 | 0 | 0 | 0 | 0 | 0 | 0 | 0 | 0 | 0 | 0 | 0 | 0 | 0 | 0 | 0 | 0 | 0 | 0 | 0 | 0 | 0 | 0 | 0 | 0 | 0 | 0
F4_Industrial_Wood and Lumber Products_Existing_Process_Natural Gas_Other Process_Baseline Forecast | F4 | Industrial | Wood and Lumber Products | Existing | Process | Natural Gas | Other Process | Baseline Forecast | Peak Demand (W) | 0 | 0 | 0 | 0 | 0 | 0 | 0 | 0 | 0 | 0 | 0 | 0 | 0 | 0 | 0 | 0 | 0 | 0 | 0 | 0 | 0 | 0 | 0 | 0 | 0 | 0 | 0 | 0 | 0 | 0
F5_Industrial_Wood and Lumber Products_Existing_Process_Natural Gas_Other Process_Baseline Forecast | F5 | Industrial | Wood and Lumber Products | Existing | Process | Natural Gas | Other Process | Baseline Forecast | Turnover | 0 | 69.9205 | 81.8035 | 91.4184 | 86.4885 | 83.9469 | 83.1098 | 81.7361 | 80.2344 | 78.8558 | 77.5083 | 93.2894 | 92.4808 | 91.1118 | 88.5777 | 86.8975 | 85.703 | 84.2183 | 82.7027 | 81.2879 | 79.8965 | 82.7072 | 0 | 0 | 0 | 0 | 0 | 0 | 0 | 0
F6_Industrial_Wood and Lumber Products_Existing_Process_Natural Gas_Other Process_Baseline Forecast | F6 | Industrial | Wood and Lumber Products | Existing | Process | Natural Gas | Other Process | Baseline Forecast | Avg. Replacement Usage | 15.5392 | 15.5392 | 15.5392 | 15.5392 | 15.5392 | 15.5392 | 15.5392 | 15.5392 | 15.5392 | 15.5392 | 15.5392 | 15.5392 | 15.5392 | 15.5392 | 15.5392 | 15.5392 | 15.5392 | 15.5392 | 15.5392 | 15.5392 | 15.5392 | 15.5392 | 0 | 0 | 0 | 0 | 0 | 0 | 0 | 0
F7_Industrial_Wood and Lumber Products_Existing_Process_Natural Gas_Other Process_Baseline Forecast | F7 | Industrial | Wood and Lumber Products | Existing | Process | Natural Gas | Other Process | Baseline Forecast | Avg. Replacement Demand (S) | 0 | 0 | 0 | 0 | 0 | 0 | 0 | 0 | 0 | 0 | 0 | 0 | 0 | 0 | 0 | 0 | 0 | 0 | 0 | 0 | 0 | 0 | 0 | 0 | 0 | 0 | 0 | 0 | 0 | 0
F8_Industrial_Wood and Lumber Products_Existing_Process_Natural Gas_Other Process_Baseline Forecast | F8 | Industrial | Wood and Lumber Products | Existing | Process | Natural Gas | Other Process | Baseline Forecast | Avg. Replacement Demand (W) | 0 | 0 | 0 | 0 | 0 | 0 | 0 | 0 | 0 | 0 | 0 | 0 | 0 | 0 | 0 | 0 | 0 | 0 | 0 | 0 | 0 | 0 | 0 | 0 | 0 | 0 | 0 | 0 | 0 | 0
F1_Industrial_Wood and Lumber Products_Existing_Miscellaneous_Natural Gas_Miscellaneous_Baseline Forecast | F1 | Industrial | Wood and Lumber Products | Existing | Miscellaneous | Natural Gas | Miscellaneous | Baseline Forecast | Units | 830.0499 | 815.7387 | 801.6742 | 787.8523 | 774.2686 | 760.9191 | 747.7999 | 734.9068 | 722.2359 | 709.7836 | 697.546 | 685.5193 | 673.7 | 662.0845 | 650.6692 | 639.4508 | 628.4258 | 617.5909 | 606.9427 | 596.4782 | 586.1941 | 576.0873 | 0 | 0 | 0 | 0 | 0 | 0 | 0 | 0
F2_Industrial_Wood and Lumber Products_Existing_Miscellaneous_Natural Gas_Miscellaneous_Baseline Forecast | F2 | Industrial | Wood and Lumber Products | Existing | Miscellaneous | Natural Gas | Miscellaneous | Baseline Forecast | Usage (MMtherm) | 0.06564 | 0.064509 | 0.063396 | 0.062303 | 0.061229 | 0.060174 | 0.059136 | 0.058116 | 0.057114 | 0.05613 | 0.055162 | 0.054211 | 0.053276 | 0.052358 | 0.051455 | 0.050568 | 0.049696 | 0.048839 | 0.047997 | 0.04717 | 0.046356 | 0.045557 | 0 | 0 | 0 | 0 | 0 | 0 | 0 | 0
F3_Industrial_Wood and Lumber Products_Existing_Miscellaneous_Natural Gas_Miscellaneous_Baseline Forecast | F3 | Industrial | Wood and Lumber Products | Existing | Miscellaneous | Natural Gas | Miscellaneous | Baseline Forecast | Peak Demand (S) | 0 | 0 | 0 | 0 | 0 | 0 | 0 | 0 | 0 | 0 | 0 | 0 | 0 | 0 | 0 | 0 | 0 | 0 | 0 | 0 | 0 | 0 | 0 | 0 | 0 | 0 | 0 | 0 | 0 | 0
F4_Industrial_Wood and Lumber Products_Existing_Miscellaneous_Natural Gas_Miscellaneous_Baseline Forecast | F4 | Industrial | Wood and Lumber Products | Existing | Miscellaneous | Natural Gas | Miscellaneous | Baseline Forecast | Peak Demand (W) | 0 | 0 | 0 | 0 | 0 | 0 | 0 | 0 | 0 | 0 | 0 | 0 | 0 | 0 | 0 | 0 | 0 | 0 | 0 | 0 | 0 | 0 | 0 | 0 | 0 | 0 | 0 | 0 | 0 | 0
F5_Industrial_Wood and Lumber Products_Existing_Miscellaneous_Natural Gas_Miscellaneous_Baseline Forecast | F5 | Industrial | Wood and Lumber Products | Existing | Miscellaneous | Natural Gas | Miscellaneous | Baseline Forecast | Turnover | 0 | 69.9205 | 81.8035 | 91.4184 | 86.4885 | 83.9469 | 83.1098 | 81.7361 | 80.2344 | 78.8558 | 77.5083 | 93.2894 | 92.4808 | 91.1118 | 88.5777 | 86.8975 | 85.703 | 84.2183 | 82.7027 | 81.2879 | 79.8965 | 82.7072 | 0 | 0 | 0 | 0 | 0 | 0 | 0 | 0
F6_Industrial_Wood and Lumber Products_Existing_Miscellaneous_Natural Gas_Miscellaneous_Baseline Forecast | F6 | Industrial | Wood and Lumber Products | Existing | Miscellaneous | Natural Gas | Miscellaneous | Baseline Forecast | Avg. Replacement Usage | 79.0801 | 79.0801 | 79.0801 | 79.0801 | 79.0801 | 79.0801 | 79.0801 | 79.0801 | 79.0801 | 79.0801 | 79.0801 | 79.0801 | 79.0801 | 79.0801 | 79.0801 | 79.0801 | 79.0801 | 79.0801 | 79.0801 | 79.0801 | 79.0801 | 79.0801 | 0 | 0 | 0 | 0 | 0 | 0 | 0 | 0
F7_Industrial_Wood and Lumber Products_Existing_Miscellaneous_Natural Gas_Miscellaneous_Baseline Forecast | F7 | Industrial | Wood and Lumber Products | Existing | Miscellaneous | Natural Gas | Miscellaneous | Baseline Forecast | Avg. Replacement Demand (S) | 0 | 0 | 0 | 0 | 0 | 0 | 0 | 0 | 0 | 0 | 0 | 0 | 0 | 0 | 0 | 0 | 0 | 0 | 0 | 0 | 0 | 0 | 0 | 0 | 0 | 0 | 0 | 0 | 0 | 0
F8_Industrial_Wood and Lumber Products_Existing_Miscellaneous_Natural Gas_Miscellaneous_Baseline Forecast | F8 | Industrial | Wood and Lumber Products | Existing | Miscellaneous | Natural Gas | Miscellaneous | Baseline Forecast | Avg. Replacement Demand (W) | 0 | 0 | 0 | 0 | 0 | 0 | 0 | 0 | 0 | 0 | 0 | 0 | 0 | 0 | 0 | 0 | 0 | 0 | 0 | 0 | 0 | 0 | 0 | 0 | 0 | 0 | 0 | 0 | 0 | 0
F1_Industrial_Wood and Lumber Products_New_Space Heating_Natural Gas_Furnace_Baseline Forecast | F1 | Industrial | Wood and Lumber Products | New | Space Heating | Natural Gas | Furnace | Baseline Forecast | Units | 0 | 21.2522 | 21.761 | 37.9771 | 54.1533 | 72.2844 | 83.2036 | 95.8794 | 108.3955 | 122.4741 | 132.9598 | 145.0198 | 156.9198 | 170.7241 | 180.0932 | 191.48 | 202.8582 | 216.1039 | 224.8531 | 235.6342 | 246.1216 | 256.5781 | 0 | 0 | 0 | 0 | 0 | 0 | 0 | 0
F2_Industrial_Wood and Lumber Products_New_Space Heating_Natural Gas_Furnace_Baseline Forecast | F2 | Industrial | Wood and Lumber Products | New | Space Heating | Natural Gas | Furnace | Baseline Forecast | Usage (MMtherm) | 0 | 0.0017189 | 0.00176 | 0.0030716 | 0.0043799 | 0.0058464 | 0.0067295 | 0.0077547 | 0.008767 | 0.0099057 | 0.010754 | 0.011729 | 0.012692 | 0.013808 | 0.014566 | 0.015487 | 0.016407 | 0.017478 | 0.018186 | 0.019058 | 0.019906 | 0.020752 | 0 | 0 | 0 | 0 | 0 | 0 | 0 | 0
F3_Industrial_Wood and Lumber Products_New_Space Heating_Natural Gas_Furnace_Baseline Forecast | F3 | Industrial | Wood and Lumber Products | New | Space Heating | Natural Gas | Furnace | Baseline Forecast | Peak Demand (S) | 0 | 0 | 0 | 0 | 0 | 0 | 0 | 0 | 0 | 0 | 0 | 0 | 0 | 0 | 0 | 0 | 0 | 0 | 0 | 0 | 0 | 0 | 0 | 0 | 0 | 0 | 0 | 0 | 0 | 0
F4_Industrial_Wood and Lumber Products_New_Space Heating_Natural Gas_Furnace_Baseline Forecast | F4 | Industrial | Wood and Lumber Products | New | Space Heating | Natural Gas | Furnace | Baseline Forecast | Peak Demand (W) | 0 | 0 | 0 | 0 | 0 | 0 | 0 | 0 | 0 | 0 | 0 | 0 | 0 | 0 | 0 | 0 | 0 | 0 | 0 | 0 | 0 | 0 | 0 | 0 | 0 | 0 | 0 | 0 | 0 | 0
F5_Industrial_Wood and Lumber Products_New_Space Heating_Natural Gas_Furnace_Baseline Forecast | F5 | Industrial | Wood and Lumber Products | New | Space Heating | Natural Gas | Furnace | Baseline Forecast | Turnover | 0 | 21.2522 | 0.50885 | 16.2161 | 16.1763 | 18.131 | 10.9193 | 12.6758 | 12.516 | 14.0786 | 10.4857 | 12.06 | 11.9 | 13.8044 | 9.3691 | 11.3868 | 11.3782 | 13.2457 | 8.7492 | 12.4159 | 12.0356 | 13.1329 | 0 | 0 | 0 | 0 | 0 | 0 | 0 | 0
F6_Industrial_Wood and Lumber Products_New_Space Heating_Natural Gas_Furnace_Baseline Forecast | F6 | Industrial | Wood and Lumber Products | New | Space Heating | Natural Gas | Furnace | Baseline Forecast | Avg. Replacement Usage | 80.8799 | 80.8799 | 80.8799 | 80.8799 | 80.8799 | 80.8799 | 80.8799 | 80.8799 | 80.8799 | 80.8799 | 80.8799 | 80.8799 | 80.8799 | 80.8799 | 80.8799 | 80.8799 | 80.8799 | 80.8799 | 80.8799 | 80.8799 | 80.8799 | 80.8799 | 0 | 0 | 0 | 0 | 0 | 0 | 0 | 0
F7_Industrial_Wood and Lumber Products_New_Space Heating_Natural Gas_Furnace_Baseline Forecast | F7 | Industrial | Wood and Lumber Products | New | Space Heating | Natural Gas | Furnace | Baseline Forecast | Avg. Replacement Demand (S) | 0 | 0 | 0 | 0 | 0 | 0 | 0 | 0 | 0 | 0 | 0 | 0 | 0 | 0 | 0 | 0 | 0 | 0 | 0 | 0 | 0 | 0 | 0 | 0 | 0 | 0 | 0 | 0 | 0 | 0
F8_Industrial_Wood and Lumber Products_New_Space Heating_Natural Gas_Furnace_Baseline Forecast | F8 | Industrial | Wood and Lumber Products | New | Space Heating | Natural Gas | Furnace | Baseline Forecast | Avg. Replacement Demand (W) | 0 | 0 | 0 | 0 | 0 | 0 | 0 | 0 | 0 | 0 | 0 | 0 | 0 | 0 | 0 | 0 | 0 | 0 | 0 | 0 | 0 | 0 | 0 | 0 | 0 | 0 | 0 | 0 | 0 | 0
F1_Industrial_Wood and Lumber Products_New_Space Heating_Natural Gas_Boiler_Baseline Forecast | F1 | Industrial | Wood and Lumber Products | New | Space Heating | Natural Gas | Boiler | Baseline Forecast | Units | 0 | 12.5821 | 12.8834 | 22.4839 | 32.0609 | 42.7952 | 49.2598 | 56.7643 | 64.1743 | 72.5094 | 78.7173 | 85.8573 | 92.9026 | 101.0753 | 106.6221 | 113.3636 | 120.0999 | 127.9419 | 133.1217 | 139.5046 | 145.7135 | 151.9042 | 0 | 0 | 0 | 0 | 0 | 0 | 0 | 0
F2_Industrial_Wood and Lumber Products_New_Space Heating_Natural Gas_Boiler_Baseline Forecast | F2 | Industrial | Wood and Lumber Products | New | Space Heating | Natural Gas | Boiler | Baseline Forecast | Usage (MMtherm) | 0 | 0.00048933 | 0.00050105 | 0.00087442 | 0.0012469 | 0.0016643 | 0.0019158 | 0.0022076 | 0.0024958 | 0.00282 | 0.0030614 | 0.0033391 | 0.0036131 | 0.0039309 | 0.0041466 | 0.0044088 | 0.0046708 | 0.0049758 | 0.0051772 | 0.0054255 | 0.0056669 | 0.0059077 | 0 | 0 | 0 | 0 | 0 | 0 | 0 | 0
F3_Industrial_Wood and Lumber Products_New_Space Heating_Natural Gas_Boiler_Baseline Forecast | F3 | Industrial | Wood and Lumber Products | New | Space Heating | Natural Gas | Boiler | Baseline Forecast | Peak Demand (S) | 0 | 0 | 0 | 0 | 0 | 0 | 0 | 0 | 0 | 0 | 0 | 0 | 0 | 0 | 0 | 0 | 0 | 0 | 0 | 0 | 0 | 0 | 0 | 0 | 0 | 0 | 0 | 0 | 0 | 0
F4_Industrial_Wood and Lumber Products_New_Space Heating_Natural Gas_Boiler_Baseline Forecast | F4 | Industrial | Wood and Lumber Products | New | Space Heating | Natural Gas | Boiler | Baseline Forecast | Peak Demand (W) | 0 | 0 | 0 | 0 | 0 | 0 | 0 | 0 | 0 | 0 | 0 | 0 | 0 | 0 | 0 | 0 | 0 | 0 | 0 | 0 | 0 | 0 | 0 | 0 | 0 | 0 | 0 | 0 | 0 | 0
F5_Industrial_Wood and Lumber Products_New_Space Heating_Natural Gas_Boiler_Baseline Forecast | F5 | Industrial | Wood and Lumber Products | New | Space Heating | Natural Gas | Boiler | Baseline Forecast | Turnover | 0 | 12.5821 | 0.30126 | 9.6005 | 9.577 | 10.7343 | 6.4646 | 7.5046 | 7.41 | 8.3351 | 6.2079 | 7.14 | 7.0453 | 8.1727 | 5.5469 | 6.7414 | 6.7363 | 7.842 | 5.1799 | 6.3828 | 6.209 | 6.1906 | 0 | 0 | 0 | 0 | 0 | 0 | 0 | 0
F6_Industrial_Wood and Lumber Products_New_Space Heating_Natural Gas_Boiler_Baseline Forecast | F6 | Industrial | Wood and Lumber Products | New | Space Heating | Natural Gas | Boiler | Baseline Forecast | Avg. Replacement Usage | 38.8909 | 38.8909 | 38.8909 | 38.8909 | 38.8909 | 38.8909 | 38.8909 | 38.8909 | 38.8909 | 38.8909 | 38.8909 | 38.8909 | 38.8909 | 38.8909 | 38.8909 | 38.8909 | 38.8909 | 38.8909 | 38.8909 | 38.8909 | 38.8909 | 38.8909 | 0 | 0 | 0 | 0 | 0 | 0 | 0 | 0
F7_Industrial_Wood and Lumber Products_New_Space Heating_Natural Gas_Boiler_Baseline Forecast | F7 | Industrial | Wood and Lumber Products | New | Space Heating | Natural Gas | Boiler | Baseline Forecast | Avg. Replacement Demand (S) | 0 | 0 | 0 | 0 | 0 | 0 | 0 | 0 | 0 | 0 | 0 | 0 | 0 | 0 | 0 | 0 | 0 | 0 | 0 | 0 | 0 | 0 | 0 | 0 | 0 | 0 | 0 | 0 | 0 | 0
F8_Industrial_Wood and Lumber Products_New_Space Heating_Natural Gas_Boiler_Baseline Forecast | F8 | Industrial | Wood and Lumber Products | New | Space Heating | Natural Gas | Boiler | Baseline Forecast | Avg. Replacement Demand (W) | 0 | 0 | 0 | 0 | 0 | 0 | 0 | 0 | 0 | 0 | 0 | 0 | 0 | 0 | 0 | 0 | 0 | 0 | 0 | 0 | 0 | 0 | 0 | 0 | 0 | 0 | 0 | 0 | 0 | 0
F1_Industrial_Wood and Lumber Products_New_Space Heating_Natural Gas_Unit Heater_Baseline Forecast | F1 | Industrial | Wood and Lumber Products | New | Space Heating | Natural Gas | Unit Heater | Baseline Forecast | Units | 0 | 4.9032 | 5.0206 | 8.762 | 12.4941 | 16.6773 | 19.1965 | 22.1211 | 25.0087 | 28.2569 | 30.6761 | 33.4586 | 36.2041 | 39.389 | 41.5506 | 44.1778 | 46.8029 | 49.8589 | 51.8775 | 54.3649 | 56.7846 | 59.197 | 0 | 0 | 0 | 0 | 0 | 0 | 0 | 0
F2_Industrial_Wood and Lumber Products_New_Space Heating_Natural Gas_Unit Heater_Baseline Forecast | F2 | Industrial | Wood and Lumber Products | New | Space Heating | Natural Gas | Unit Heater | Baseline Forecast | Usage (MMtherm) | 0 | 0.0026054 | 0.0026677 | 0.0046557 | 0.0066388 | 0.0088615 | 0.0102 | 0.011754 | 0.013288 | 0.015014 | 0.0163 | 0.017778 | 0.019237 | 0.020929 | 0.022078 | 0.023474 | 0.024869 | 0.026493 | 0.027565 | 0.028887 | 0.030173 | 0.031455 | 0 | 0 | 0 | 0 | 0 | 0 | 0 | 0
F3_Industrial_Wood and Lumber Products_New_Space Heating_Natural Gas_Unit Heater_Baseline Forecast | F3 | Industrial | Wood and Lumber Products | New | Space Heating | Natural Gas | Unit Heater | Baseline Forecast | Peak Demand (S) | 0 | 0 | 0 | 0 | 0 | 0 | 0 | 0 | 0 | 0 | 0 | 0 | 0 | 0 | 0 | 0 | 0 | 0 | 0 | 0 | 0 | 0 | 0 | 0 | 0 | 0 | 0 | 0 | 0 | 0
F4_Industrial_Wood and Lumber Products_New_Space Heating_Natural Gas_Unit Heater_Baseline Forecast | F4 | Industrial | Wood and Lumber Products | New | Space Heating | Natural Gas | Unit Heater | Baseline Forecast | Peak Demand (W) | 0 | 0 | 0 | 0 | 0 | 0 | 0 | 0 | 0 | 0 | 0 | 0 | 0 | 0 | 0 | 0 | 0 | 0 | 0 | 0 | 0 | 0 | 0 | 0 | 0 | 0 | 0 | 0 | 0 | 0
F5_Industrial_Wood and Lumber Products_New_Space Heating_Natural Gas_Unit Heater_Baseline Forecast | F5 | Industrial | Wood and Lumber Products | New | Space Heating | Natural Gas | Unit Heater | Baseline Forecast | Turnover | 0 | 4.9032 | 0.1174 | 3.7413 | 3.7321 | 4.1831 | 2.5193 | 2.9245 | 2.8877 | 3.2482 | 2.4192 | 2.7824 | 3.7262 | 3.9929 | 3.5563 | 4.4893 | 4.9515 | 6.7063 | 4.2692 | 5.8154 | 5.7292 | 5.6623 | 0 | 0 | 0 | 0 | 0 | 0 | 0 | 0
F6_Industrial_Wood and Lumber Products_New_Space Heating_Natural Gas_Unit Heater_Baseline Forecast | F6 | Industrial | Wood and Lumber Products | New | Space Heating | Natural Gas | Unit Heater | Baseline Forecast | Avg. Replacement Usage | 531.3535 | 531.3535 | 531.3535 | 531.3535 | 531.3535 | 531.3535 | 531.3535 | 531.3535 | 531.3535 | 531.3535 | 531.3535 | 531.3535 | 531.3535 | 531.3535 | 531.3535 | 531.3535 | 531.3535 | 531.3535 | 531.3535 | 531.3535 | 531.3535 | 531.3535 | 0 | 0 | 0 | 0 | 0 | 0 | 0 | 0
F7_Industrial_Wood and Lumber Products_New_Space Heating_Natural Gas_Unit Heater_Baseline Forecast | F7 | Industrial | Wood and Lumber Products | New | Space Heating | Natural Gas | Unit Heater | Baseline Forecast | Avg. Replacement Demand (S) | 0 | 0 | 0 | 0 | 0 | 0 | 0 | 0 | 0 | 0 | 0 | 0 | 0 | 0 | 0 | 0 | 0 | 0 | 0 | 0 | 0 | 0 | 0 | 0 | 0 | 0 | 0 | 0 | 0 | 0
F8_Industrial_Wood and Lumber Products_New_Space Heating_Natural Gas_Unit Heater_Baseline Forecast | F8 | Industrial | Wood and Lumber Products | New | Space Heating | Natural Gas | Unit Heater | Baseline Forecast | Avg. Replacement Demand (W) | 0 | 0 | 0 | 0 | 0 | 0 | 0 | 0 | 0 | 0 | 0 | 0 | 0 | 0 | 0 | 0 | 0 | 0 | 0 | 0 | 0 | 0 | 0 | 0 | 0 | 0 | 0 | 0 | 0 | 0
F1_Industrial_Wood and Lumber Products_New_Process_Natural Gas_Process Boiler_Baseline Forecast | F1 | Industrial | Wood and Lumber Products | New | Process | Natural Gas | Process Boiler | Baseline Forecast | Units | 0 | 43.3083 | 44.3452 | 77.3908 | 110.3553 | 147.3032 | 169.5548 | 195.3859 | 220.8915 | 249.5813 | 270.9493 | 295.5255 | 319.7757 | 347.9066 | 366.9992 | 390.2035 | 413.3903 | 440.3828 | 458.2122 | 480.1822 | 501.5539 | 522.8624 | 0 | 0 | 0 | 0 | 0 | 0 | 0 | 0
F2_Industrial_Wood and Lumber Products_New_Process_Natural Gas_Process Boiler_Baseline Forecast | F2 | Industrial | Wood and Lumber Products | New | Process | Natural Gas | Process Boiler | Baseline Forecast | Usage (MMtherm) | 0 | 0.012454 | 0.012752 | 0.022255 | 0.031734 | 0.042359 | 0.048758 | 0.056186 | 0.06352 | 0.07177 | 0.077915 | 0.084982 | 0.091956 | 0.10004 | 0.10554 | 0.11221 | 0.11888 | 0.12664 | 0.13176 | 0.13808 | 0.14423 | 0.15036 | 0 | 0 | 0 | 0 | 0 | 0 | 0 | 0
F3_Industrial_Wood and Lumber Products_New_Process_Natural Gas_Process Boiler_Baseline Forecast | F3 | Industrial | Wood and Lumber Products | New | Process | Natural Gas | Process Boiler | Baseline Forecast | Peak Demand (S) | 0 | 0 | 0 | 0 | 0 | 0 | 0 | 0 | 0 | 0 | 0 | 0 | 0 | 0 | 0 | 0 | 0 | 0 | 0 | 0 | 0 | 0 | 0 | 0 | 0 | 0 | 0 | 0 | 0 | 0
F4_Industrial_Wood and Lumber Products_New_Process_Natural Gas_Process Boiler_Baseline Forecast | F4 | Industrial | Wood and Lumber Products | New | Process | Natural Gas | Process Boiler | Baseline Forecast | Peak Demand (W) | 0 | 0 | 0 | 0 | 0 | 0 | 0 | 0 | 0 | 0 | 0 | 0 | 0 | 0 | 0 | 0 | 0 | 0 | 0 | 0 | 0 | 0 | 0 | 0 | 0 | 0 | 0 | 0 | 0 | 0
F5_Industrial_Wood and Lumber Products_New_Process_Natural Gas_Process Boiler_Baseline Forecast | F5 | Industrial | Wood and Lumber Products | New | Process | Natural Gas | Process Boiler | Baseline Forecast | Turnover | 0 | 43.3083 | 1.0369 | 33.0456 | 32.9644 | 36.948 | 22.2516 | 25.8311 | 25.5056 | 28.6898 | 21.368 | 24.5762 | 24.2502 | 28.1309 | 19.0926 | 23.2044 | 23.1868 | 26.9926 | 17.8294 | 21.97 | 21.3716 | 21.3085 | 0 | 0 | 0 | 0 | 0 | 0 | 0 | 0
F6_Industrial_Wood and Lumber Products_New_Process_Natural Gas_Process Boiler_Baseline Forecast | F6 | Industrial | Wood and Lumber Products | New | Process | Natural Gas | Process Boiler | Baseline Forecast | Avg. Replacement Usage | 287.5627 | 287.5627 | 287.5627 | 287.5627 | 287.5627 | 287.5627 | 287.5627 | 287.5627 | 287.5627 | 287.5627 | 287.5627 | 287.5627 | 287.5627 | 287.5627 | 287.5627 | 287.5627 | 287.5627 | 287.5627 | 287.5627 | 287.5627 | 287.5627 | 287.5627 | 0 | 0 | 0 | 0 | 0 | 0 | 0 | 0
F7_Industrial_Wood and Lumber Products_New_Process_Natural Gas_Process Boiler_Baseline Forecast | F7 | Industrial | Wood and Lumber Products | New | Process | Natural Gas | Process Boiler | Baseline Forecast | Avg. Replacement Demand (S) | 0 | 0 | 0 | 0 | 0 | 0 | 0 | 0 | 0 | 0 | 0 | 0 | 0 | 0 | 0 | 0 | 0 | 0 | 0 | 0 | 0 | 0 | 0 | 0 | 0 | 0 | 0 | 0 | 0 | 0
F8_Industrial_Wood and Lumber Products_New_Process_Natural Gas_Process Boiler_Baseline Forecast | F8 | Industrial | Wood and Lumber Products | New | Process | Natural Gas | Process Boiler | Baseline Forecast | Avg. Replacement Demand (W) | 0 | 0 | 0 | 0 | 0 | 0 | 0 | 0 | 0 | 0 | 0 | 0 | 0 | 0 | 0 | 0 | 0 | 0 | 0 | 0 | 0 | 0 | 0 | 0 | 0 | 0 | 0 | 0 | 0 | 0
F1_Industrial_Wood and Lumber Products_New_Process_Natural Gas_Process Heating_Baseline Forecast | F1 | Industrial | Wood and Lumber Products | New | Process | Natural Gas | Process Heating | Baseline Forecast | Units | 0 | 43.3083 | 44.3452 | 77.3908 | 110.3553 | 147.3032 | 169.5548 | 195.3859 | 220.8915 | 249.5813 | 270.9493 | 295.5255 | 319.7757 | 347.9066 | 366.9992 | 390.2035 | 413.3903 | 440.3828 | 458.2122 | 480.1822 | 501.5539 | 522.8624 | 0 | 0 | 0 | 0 | 0 | 0 | 0 | 0
F2_Industrial_Wood and Lumber Products_New_Process_Natural Gas_Process Heating_Baseline Forecast | F2 | Industrial | Wood and Lumber Products | New | Process | Natural Gas | Process Heating | Baseline Forecast | Usage (MMtherm) | 0 | 0.022871 | 0.023419 | 0.040871 | 0.058279 | 0.077792 | 0.089543 | 0.10318 | 0.11665 | 0.13181 | 0.14309 | 0.15607 | 0.16888 | 0.18373 | 0.19382 | 0.20607 | 0.21831 | 0.23257 | 0.24199 | 0.25359 | 0.26487 | 0.27613 | 0 | 0 | 0 | 0 | 0 | 0 | 0 | 0
F3_Industrial_Wood and Lumber Products_New_Process_Natural Gas_Process Heating_Baseline Forecast | F3 | Industrial | Wood and Lumber Products | New | Process | Natural Gas | Process Heating | Baseline Forecast | Peak Demand (S) | 0 | 0 | 0 | 0 | 0 | 0 | 0 | 0 | 0 | 0 | 0 | 0 | 0 | 0 | 0 | 0 | 0 | 0 | 0 | 0 | 0 | 0 | 0 | 0 | 0 | 0 | 0 | 0 | 0 | 0
F4_Industrial_Wood and Lumber Products_New_Process_Natural Gas_Process Heating_Baseline Forecast | F4 | Industrial | Wood and Lumber Products | New | Process | Natural Gas | Process Heating | Baseline Forecast | Peak Demand (W) | 0 | 0 | 0 | 0 | 0 | 0 | 0 | 0 | 0 | 0 | 0 | 0 | 0 | 0 | 0 | 0 | 0 | 0 | 0 | 0 | 0 | 0 | 0 | 0 | 0 | 0 | 0 | 0 | 0 | 0
F5_Industrial_Wood and Lumber Products_New_Process_Natural Gas_Process Heating_Baseline Forecast | F5 | Industrial | Wood and Lumber Products | New | Process | Natural Gas | Process Heating | Baseline Forecast | Turnover | 0 | 43.3083 | 1.0369 | 33.0456 | 39.1513 | 42.3992 | 31.6448 | 39.4755 | 43.2578 | 48.4267 | 43.9247 | 62.7083 | 51.537 | 67.1205 | 63.2495 | 69.3618 | 69.2056 | 77.7544 | 72.3504 | 80.0948 | 80.989 | 88.2176 | 0 | 0 | 0 | 0 | 0 | 0 | 0 | 0
F6_Industrial_Wood and Lumber Products_New_Process_Natural Gas_Process Heating_Baseline Forecast | F6 | Industrial | Wood and Lumber Products | New | Process | Natural Gas | Process Heating | Baseline Forecast | Avg. Replacement Usage | 528.1079 | 528.1079 | 528.1079 | 528.1079 | 528.1079 | 528.1079 | 528.1079 | 528.1079 | 528.1079 | 528.1079 | 528.1079 | 528.1079 | 528.1079 | 528.1079 | 528.1079 | 528.1079 | 528.1079 | 528.1079 | 528.1079 | 528.1079 | 528.1079 | 528.1079 | 0 | 0 | 0 | 0 | 0 | 0 | 0 | 0
F7_Industrial_Wood and Lumber Products_New_Process_Natural Gas_Process Heating_Baseline Forecast | F7 | Industrial | Wood and Lumber Products | New | Process | Natural Gas | Process Heating | Baseline Forecast | Avg. Replacement Demand (S) | 0 | 0 | 0 | 0 | 0 | 0 | 0 | 0 | 0 | 0 | 0 | 0 | 0 | 0 | 0 | 0 | 0 | 0 | 0 | 0 | 0 | 0 | 0 | 0 | 0 | 0 | 0 | 0 | 0 | 0
F8_Industrial_Wood and Lumber Products_New_Process_Natural Gas_Process Heating_Baseline Forecast | F8 | Industrial | Wood and Lumber Products | New | Process | Natural Gas | Process Heating | Baseline Forecast | Avg. Replacement Demand (W) | 0 | 0 | 0 | 0 | 0 | 0 | 0 | 0 | 0 | 0 | 0 | 0 | 0 | 0 | 0 | 0 | 0 | 0 | 0 | 0 | 0 | 0 | 0 | 0 | 0 | 0 | 0 | 0 | 0 | 0
F1_Industrial_Wood and Lumber Products_New_Process_Natural Gas_Process Cooling_Baseline Forecast | F1 | Industrial | Wood and Lumber Products | New | Process | Natural Gas | Process Cooling | Baseline Forecast | Units | 0 | 43.3083 | 44.3452 | 77.3908 | 110.3553 | 147.3032 | 169.5548 | 195.3859 | 220.8915 | 249.5813 | 270.9493 | 295.5255 | 319.7757 | 347.9066 | 366.9992 | 390.2035 | 413.3903 | 440.3828 | 458.2122 | 480.1822 | 501.5539 | 522.8624 | 0 | 0 | 0 | 0 | 0 | 0 | 0 | 0
F2_Industrial_Wood and Lumber Products_New_Process_Natural Gas_Process Cooling_Baseline Forecast | F2 | Industrial | Wood and Lumber Products | New | Process | Natural Gas | Process Cooling | Baseline Forecast | Usage (MMtherm) | 0 | 3.9974e-05 | 4.0931e-05 | 7.1433e-05 | 0.00010186 | 0.00013596 | 0.0001565 | 0.00018034 | 0.00020389 | 0.00023037 | 0.00025009 | 0.00027277 | 0.00029516 | 0.00032112 | 0.00033874 | 0.00036016 | 0.00038156 | 0.00040648 | 0.00042293 | 0.00044321 | 0.00046294 | 0.00048261 | 0 | 0 | 0 | 0 | 0 | 0 | 0 | 0
F3_Industrial_Wood and Lumber Products_New_Process_Natural Gas_Process Cooling_Baseline Forecast | F3 | Industrial | Wood and Lumber Products | New | Process | Natural Gas | Process Cooling | Baseline Forecast | Peak Demand (S) | 0 | 0 | 0 | 0 | 0 | 0 | 0 | 0 | 0 | 0 | 0 | 0 | 0 | 0 | 0 | 0 | 0 | 0 | 0 | 0 | 0 | 0 | 0 | 0 | 0 | 0 | 0 | 0 | 0 | 0
F4_Industrial_Wood and Lumber Products_New_Process_Natural Gas_Process Cooling_Baseline Forecast | F4 | Industrial | Wood and Lumber Products | New | Process | Natural Gas | Process Cooling | Baseline Forecast | Peak Demand (W) | 0 | 0 | 0 | 0 | 0 | 0 | 0 | 0 | 0 | 0 | 0 | 0 | 0 | 0 | 0 | 0 | 0 | 0 | 0 | 0 | 0 | 0 | 0 | 0 | 0 | 0 | 0 | 0 | 0 | 0
F5_Industrial_Wood and Lumber Products_New_Process_Natural Gas_Process Cooling_Baseline Forecast | F5 | Industrial | Wood and Lumber Products | New | Process | Natural Gas | Process Cooling | Baseline Forecast | Turnover | 0 | 43.3083 | 1.0369 | 33.0456 | 39.1513 | 42.3992 | 31.6448 | 39.4755 | 43.2578 | 48.4267 | 43.9247 | 62.7083 | 51.537 | 67.1205 | 63.2495 | 69.3618 | 69.2056 | 77.7544 | 72.3504 | 80.0948 | 80.989 | 88.2176 | 0 | 0 | 0 | 0 | 0 | 0 | 0 | 0
F6_Industrial_Wood and Lumber Products_New_Process_Natural Gas_Process Cooling_Baseline Forecast | F6 | Industrial | Wood and Lumber Products | New | Process | Natural Gas | Process Cooling | Baseline Forecast | Avg. Replacement Usage | 0.92301 | 0.92301 | 0.92301 | 0.92301 | 0.92301 | 0.92301 | 0.92301 | 0.92301 | 0.92301 | 0.92301 | 0.92301 | 0.92301 | 0.92301 | 0.92301 | 0.92301 | 0.92301 | 0.92301 | 0.92301 | 0.92301 | 0.92301 | 0.92301 | 0.92301 | 0 | 0 | 0 | 0 | 0 | 0 | 0 | 0
F7_Industrial_Wood and Lumber Products_New_Process_Natural Gas_Process Cooling_Baseline Forecast | F7 | Industrial | Wood and Lumber Products | New | Process | Natural Gas | Process Cooling | Baseline Forecast | Avg. Replacement Demand (S) | 0 | 0 | 0 | 0 | 0 | 0 | 0 | 0 | 0 | 0 | 0 | 0 | 0 | 0 | 0 | 0 | 0 | 0 | 0 | 0 | 0 | 0 | 0 | 0 | 0 | 0 | 0 | 0 | 0 | 0
F8_Industrial_Wood and Lumber Products_New_Process_Natural Gas_Process Cooling_Baseline Forecast | F8 | Industrial | Wood and Lumber Products | New | Process | Natural Gas | Process Cooling | Baseline Forecast | Avg. Replacement Demand (W) | 0 | 0 | 0 | 0 | 0 | 0 | 0 | 0 | 0 | 0 | 0 | 0 | 0 | 0 | 0 | 0 | 0 | 0 | 0 | 0 | 0 | 0 | 0 | 0 | 0 | 0 | 0 | 0 | 0 | 0
F1_Industrial_Wood and Lumber Products_New_Process_Natural Gas_Other Process_Baseline Forecast | F1 | Industrial | Wood and Lumber Products | New | Process | Natural Gas | Other Process | Baseline Forecast | Units | 0 | 43.3083 | 44.3452 | 77.3908 | 110.3553 | 147.3032 | 169.5548 | 195.3859 | 220.8915 | 249.5813 | 270.9493 | 295.5255 | 319.7757 | 347.9066 | 366.9992 | 390.2035 | 413.3903 | 440.3828 | 458.2122 | 480.1822 | 501.5539 | 522.8624 | 0 | 0 | 0 | 0 | 0 | 0 | 0 | 0
F2_Industrial_Wood and Lumber Products_New_Process_Natural Gas_Other Process_Baseline Forecast | F2 | Industrial | Wood and Lumber Products | New | Process | Natural Gas | Other Process | Baseline Forecast | Usage (MMtherm) | 0 | 0.00067297 | 0.00068909 | 0.0012026 | 0.0017148 | 0.002289 | 0.0026347 | 0.0030361 | 0.0034325 | 0.0038783 | 0.0042103 | 0.0045922 | 0.004969 | 0.0054062 | 0.0057029 | 0.0060634 | 0.0064237 | 0.0068432 | 0.0071202 | 0.0074616 | 0.0077937 | 0.0081248 | 0 | 0 | 0 | 0 | 0 | 0 | 0 | 0
F3_Industrial_Wood and Lumber Products_New_Process_Natural Gas_Other Process_Baseline Forecast | F3 | Industrial | Wood and Lumber Products | New | Process | Natural Gas | Other Process | Baseline Forecast | Peak Demand (S) | 0 | 0 | 0 | 0 | 0 | 0 | 0 | 0 | 0 | 0 | 0 | 0 | 0 | 0 | 0 | 0 | 0 | 0 | 0 | 0 | 0 | 0 | 0 | 0 | 0 | 0 | 0 | 0 | 0 | 0
F4_Industrial_Wood and Lumber Products_New_Process_Natural Gas_Other Process_Baseline Forecast | F4 | Industrial | Wood and Lumber Products | New | Process | Natural Gas | Other Process | Baseline Forecast | Peak Demand (W) | 0 | 0 | 0 | 0 | 0 | 0 | 0 | 0 | 0 | 0 | 0 | 0 | 0 | 0 | 0 | 0 | 0 | 0 | 0 | 0 | 0 | 0 | 0 | 0 | 0 | 0 | 0 | 0 | 0 | 0
F5_Industrial_Wood and Lumber Products_New_Process_Natural Gas_Other Process_Baseline Forecast | F5 | Industrial | Wood and Lumber Products | New | Process | Natural Gas | Other Process | Baseline Forecast | Turnover | 0 | 43.3083 | 1.0369 | 33.0456 | 39.1513 | 42.3992 | 31.6448 | 39.4755 | 43.2578 | 48.4267 | 43.9247 | 62.7083 | 51.537 | 67.1205 | 63.2495 | 69.3618 | 69.2056 | 77.7544 | 72.3504 | 80.0948 | 80.989 | 88.2176 | 0 | 0 | 0 | 0 | 0 | 0 | 0 | 0
F6_Industrial_Wood and Lumber Products_New_Process_Natural Gas_Other Process_Baseline Forecast | F6 | Industrial | Wood and Lumber Products | New | Process | Natural Gas | Other Process | Baseline Forecast | Avg. Replacement Usage | 15.5392 | 15.5392 | 15.5392 | 15.5392 | 15.5392 | 15.5392 | 15.5392 | 15.5392 | 15.5392 | 15.5392 | 15.5392 | 15.5392 | 15.5392 | 15.5392 | 15.5392 | 15.5392 | 15.5392 | 15.5392 | 15.5392 | 15.5392 | 15.5392 | 15.5392 | 0 | 0 | 0 | 0 | 0 | 0 | 0 | 0
F7_Industrial_Wood and Lumber Products_New_Process_Natural Gas_Other Process_Baseline Forecast | F7 | Industrial | Wood and Lumber Products | New | Process | Natural Gas | Other Process | Baseline Forecast | Avg. Replacement Demand (S) | 0 | 0 | 0 | 0 | 0 | 0 | 0 | 0 | 0 | 0 | 0 | 0 | 0 | 0 | 0 | 0 | 0 | 0 | 0 | 0 | 0 | 0 | 0 | 0 | 0 | 0 | 0 | 0 | 0 | 0
F8_Industrial_Wood and Lumber Products_New_Process_Natural Gas_Other Process_Baseline Forecast | F8 | Industrial | Wood and Lumber Products | New | Process | Natural Gas | Other Process | Baseline Forecast | Avg. Replacement Demand (W) | 0 | 0 | 0 | 0 | 0 | 0 | 0 | 0 | 0 | 0 | 0 | 0 | 0 | 0 | 0 | 0 | 0 | 0 | 0 | 0 | 0 | 0 | 0 | 0 | 0 | 0 | 0 | 0 | 0 | 0
F1_Industrial_Wood and Lumber Products_New_Miscellaneous_Natural Gas_Miscellaneous_Baseline Forecast | F1 | Industrial | Wood and Lumber Products | New | Miscellaneous | Natural Gas | Miscellaneous | Baseline Forecast | Units | 0 | 43.3083 | 44.3452 | 77.3908 | 110.3553 | 147.3032 | 169.5548 | 195.3859 | 220.8915 | 249.5813 | 270.9493 | 295.5255 | 319.7757 | 347.9066 | 366.9992 | 390.2035 | 413.3903 | 440.3828 | 458.2122 | 480.1822 | 501.5539 | 522.8624 | 0 | 0 | 0 | 0 | 0 | 0 | 0 | 0
F2_Industrial_Wood and Lumber Products_New_Miscellaneous_Natural Gas_Miscellaneous_Baseline Forecast | F2 | Industrial | Wood and Lumber Products | New | Miscellaneous | Natural Gas | Miscellaneous | Baseline Forecast | Usage (MMtherm) | 0 | 0.0034248 | 0.0035068 | 0.0061201 | 0.0087269 | 0.011649 | 0.013408 | 0.015451 | 0.017468 | 0.019737 | 0.021427 | 0.02337 | 0.025288 | 0.027512 | 0.029022 | 0.030857 | 0.032691 | 0.034826 | 0.036235 | 0.037973 | 0.039663 | 0.041348 | 0 | 0 | 0 | 0 | 0 | 0 | 0 | 0
F3_Industrial_Wood and Lumber Products_New_Miscellaneous_Natural Gas_Miscellaneous_Baseline Forecast | F3 | Industrial | Wood and Lumber Products | New | Miscellaneous | Natural Gas | Miscellaneous | Baseline Forecast | Peak Demand (S) | 0 | 0 | 0 | 0 | 0 | 0 | 0 | 0 | 0 | 0 | 0 | 0 | 0 | 0 | 0 | 0 | 0 | 0 | 0 | 0 | 0 | 0 | 0 | 0 | 0 | 0 | 0 | 0 | 0 | 0
F4_Industrial_Wood and Lumber Products_New_Miscellaneous_Natural Gas_Miscellaneous_Baseline Forecast | F4 | Industrial | Wood and Lumber Products | New | Miscellaneous | Natural Gas | Miscellaneous | Baseline Forecast | Peak Demand (W) | 0 | 0 | 0 | 0 | 0 | 0 | 0 | 0 | 0 | 0 | 0 | 0 | 0 | 0 | 0 | 0 | 0 | 0 | 0 | 0 | 0 | 0 | 0 | 0 | 0 | 0 | 0 | 0 | 0 | 0
F5_Industrial_Wood and Lumber Products_New_Miscellaneous_Natural Gas_Miscellaneous_Baseline Forecast | F5 | Industrial | Wood and Lumber Products | New | Miscellaneous | Natural Gas | Miscellaneous | Baseline Forecast | Turnover | 0 | 43.3083 | 1.0369 | 33.0456 | 39.1513 | 42.3992 | 31.6448 | 39.4755 | 43.2578 | 48.4267 | 43.9247 | 62.7083 | 51.537 | 67.1205 | 63.2495 | 69.3618 | 69.2056 | 77.7544 | 72.3504 | 80.0948 | 80.989 | 88.2176 | 0 | 0 | 0 | 0 | 0 | 0 | 0 | 0
F6_Industrial_Wood and Lumber Products_New_Miscellaneous_Natural Gas_Miscellaneous_Baseline Forecast | F6 | Industrial | Wood and Lumber Products | New | Miscellaneous | Natural Gas | Miscellaneous | Baseline Forecast | Avg. Replacement Usage | 79.0801 | 79.0801 | 79.0801 | 79.0801 | 79.0801 | 79.0801 | 79.0801 | 79.0801 | 79.0801 | 79.0801 | 79.0801 | 79.0801 | 79.0801 | 79.0801 | 79.0801 | 79.0801 | 79.0801 | 79.0801 | 79.0801 | 79.0801 | 79.0801 | 79.0801 | 0 | 0 | 0 | 0 | 0 | 0 | 0 | 0
F7_Industrial_Wood and Lumber Products_New_Miscellaneous_Natural Gas_Miscellaneous_Baseline Forecast | F7 | Industrial | Wood and Lumber Products | New | Miscellaneous | Natural Gas | Miscellaneous | Baseline Forecast | Avg. Replacement Demand (S) | 0 | 0 | 0 | 0 | 0 | 0 | 0 | 0 | 0 | 0 | 0 | 0 | 0 | 0 | 0 | 0 | 0 | 0 | 0 | 0 | 0 | 0 | 0 | 0 | 0 | 0 | 0 | 0 | 0 | 0
F8_Industrial_Wood and Lumber Products_New_Miscellaneous_Natural Gas_Miscellaneous_Baseline Forecast | F8 | Industrial | Wood and Lumber Products | New | Miscellaneous | Natural Gas | Miscellaneous | Baseline Forecast | Avg. Replacement Demand (W) | 0 | 0 | 0 | 0 | 0 | 0 | 0 | 0 | 0 | 0 | 0 | 0 | 0 | 0 | 0 | 0 | 0 | 0 | 0 | 0 | 0 | 0 | 0 | 0 | 0 | 0 | 0 | 0 | 0 | 0
F1_Industrial_Other Industrial_Existing_Space Heating_Natural Gas_Furnace_Baseline Forecast | F1 | Industrial | Other Industrial | Existing | Space Heating | Natural Gas | Furnace | Baseline Forecast | Units | 7098.2881 | 6975.9038 | 6855.6296 | 6737.4291 | 6621.2665 | 6507.1068 | 6394.9153 | 6284.6581 | 6176.3019 | 6069.814 | 5965.162 | 5862.3144 | 5761.24 | 5661.9083 | 5564.2892 | 5468.3532 | 5374.0712 | 5281.4148 | 5190.3559 | 5100.867 | 5012.921 | 4926.4914 | 0 | 0 | 0 | 0 | 0 | 0 | 0 | 0
F2_Industrial_Other Industrial_Existing_Space Heating_Natural Gas_Furnace_Baseline Forecast | F2 | Industrial | Other Industrial | Existing | Space Heating | Natural Gas | Furnace | Baseline Forecast | Usage (MMtherm) | 0.3743 | 0.36588 | 0.35761 | 0.3495 | 0.34157 | 0.33382 | 0.32627 | 0.31893 | 0.3118 | 0.30489 | 0.2982 | 0.29173 | 0.28547 | 0.27941 | 0.27354 | 0.26786 | 0.26234 | 0.25698 | 0.25179 | 0.24673 | 0.24182 | 0.23704 | 0 | 0 | 0 | 0 | 0 | 0 | 0 | 0
F3_Industrial_Other Industrial_Existing_Space Heating_Natural Gas_Furnace_Baseline Forecast | F3 | Industrial | Other Industrial | Existing | Space Heating | Natural Gas | Furnace | Baseline Forecast | Peak Demand (S) | 0 | 0 | 0 | 0 | 0 | 0 | 0 | 0 | 0 | 0 | 0 | 0 | 0 | 0 | 0 | 0 | 0 | 0 | 0 | 0 | 0 | 0 | 0 | 0 | 0 | 0 | 0 | 0 | 0 | 0
F4_Industrial_Other Industrial_Existing_Space Heating_Natural Gas_Furnace_Baseline Forecast | F4 | Industrial | Other Industrial | Existing | Space Heating | Natural Gas | Furnace | Baseline Forecast | Peak Demand (W) | 0 | 0 | 0 | 0 | 0 | 0 | 0 | 0 | 0 | 0 | 0 | 0 | 0 | 0 | 0 | 0 | 0 | 0 | 0 | 0 | 0 | 0 | 0 | 0 | 0 | 0 | 0 | 0 | 0 | 0
F5_Industrial_Other Industrial_Existing_Space Heating_Natural Gas_Furnace_Baseline Forecast | F5 | Industrial | Other Industrial | Existing | Space Heating | Natural Gas | Furnace | Baseline Forecast | Turnover | 0 | 182.3766 | 191.0931 | 198.7692 | 205.4895 | 211.3324 | 216.3702 | 220.6696 | 224.2922 | 227.2949 | 229.7302 | 231.6467 | 214.2614 | 198.181 | 183.3073 | 169.55 | 156.8252 | 145.0553 | 134.1688 | 134.3575 | 134.8398 | 135.5435 | 0 | 0 | 0 | 0 | 0 | 0 | 0 | 0
F6_Industrial_Other Industrial_Existing_Space Heating_Natural Gas_Furnace_Baseline Forecast | F6 | Industrial | Other Industrial | Existing | Space Heating | Natural Gas | Furnace | Baseline Forecast | Avg. Replacement Usage | 46.1393 | 46.1393 | 46.1393 | 46.1393 | 46.1393 | 46.1393 | 46.1393 | 46.1393 | 46.1393 | 46.1393 | 46.1393 | 46.1393 | 46.1393 | 46.1393 | 46.1393 | 46.1393 | 46.1393 | 46.1393 | 46.1393 | 46.1393 | 46.1393 | 46.1393 | 0 | 0 | 0 | 0 | 0 | 0 | 0 | 0
F7_Industrial_Other Industrial_Existing_Space Heating_Natural Gas_Furnace_Baseline Forecast | F7 | Industrial | Other Industrial | Existing | Space Heating | Natural Gas | Furnace | Baseline Forecast | Avg. Replacement Demand (S) | 0 | 0 | 0 | 0 | 0 | 0 | 0 | 0 | 0 | 0 | 0 | 0 | 0 | 0 | 0 | 0 | 0 | 0 | 0 | 0 | 0 | 0 | 0 | 0 | 0 | 0 | 0 | 0 | 0 | 0
F8_Industrial_Other Industrial_Existing_Space Heating_Natural Gas_Furnace_Baseline Forecast | F8 | Industrial | Other Industrial | Existing | Space Heating | Natural Gas | Furnace | Baseline Forecast | Avg. Replacement Demand (W) | 0 | 0 | 0 | 0 | 0 | 0 | 0 | 0 | 0 | 0 | 0 | 0 | 0 | 0 | 0 | 0 | 0 | 0 | 0 | 0 | 0 | 0 | 0 | 0 | 0 | 0 | 0 | 0 | 0 | 0
F1_Industrial_Other Industrial_Existing_Space Heating_Natural Gas_Boiler_Baseline Forecast | F1 | Industrial | Other Industrial | Existing | Space Heating | Natural Gas | Boiler | Baseline Forecast | Units | 1051.2968 | 1033.171 | 1015.3577 | 997.8515 | 980.6472 | 963.7395 | 947.1233 | 930.7936 | 914.7454 | 898.9739 | 883.4744 | 868.2421 | 853.2724 | 838.5608 | 824.1028 | 809.8942 | 795.9305 | 782.2075 | 768.7212 | 755.4674 | 742.4421 | 729.6414 | 0 | 0 | 0 | 0 | 0 | 0 | 0 | 0
F2_Industrial_Other Industrial_Existing_Space Heating_Natural Gas_Boiler_Baseline Forecast | F2 | Industrial | Other Industrial | Existing | Space Heating | Natural Gas | Boiler | Baseline Forecast | Usage (MMtherm) | 0.098156 | 0.096214 | 0.094315 | 0.092456 | 0.090638 | 0.08886 | 0.087122 | 0.085424 | 0.083764 | 0.082143 | 0.080558 | 0.079011 | 0.0775 | 0.076024 | 0.074584 | 0.073177 | 0.071803 | 0.070462 | 0.069153 | 0.067875 | 0.066628 | 0.06541 | 0 | 0 | 0 | 0 | 0 | 0 | 0 | 0
F3_Industrial_Other Industrial_Existing_Space Heating_Natural Gas_Boiler_Baseline Forecast | F3 | Industrial | Other Industrial | Existing | Space Heating | Natural Gas | Boiler | Baseline Forecast | Peak Demand (S) | 0 | 0 | 0 | 0 | 0 | 0 | 0 | 0 | 0 | 0 | 0 | 0 | 0 | 0 | 0 | 0 | 0 | 0 | 0 | 0 | 0 | 0 | 0 | 0 | 0 | 0 | 0 | 0 | 0 | 0
F4_Industrial_Other Industrial_Existing_Space Heating_Natural Gas_Boiler_Baseline Forecast | F4 | Industrial | Other Industrial | Existing | Space Heating | Natural Gas | Boiler | Baseline Forecast | Peak Demand (W) | 0 | 0 | 0 | 0 | 0 | 0 | 0 | 0 | 0 | 0 | 0 | 0 | 0 | 0 | 0 | 0 | 0 | 0 | 0 | 0 | 0 | 0 | 0 | 0 | 0 | 0 | 0 | 0 | 0 | 0
F5_Industrial_Other Industrial_Existing_Space Heating_Natural Gas_Boiler_Baseline Forecast | F5 | Industrial | Other Industrial | Existing | Space Heating | Natural Gas | Boiler | Baseline Forecast | Turnover | 0 | 31.3082 | 31.0481 | 30.7627 | 30.4556 | 30.13 | 29.7887 | 29.4343 | 29.0691 | 28.695 | 28.3138 | 27.927 | 27.5361 | 27.1424 | 26.7467 | 26.3502 | 25.9536 | 25.5577 | 25.1632 | 24.7705 | 24.3802 | 23.9927 | 0 | 0 | 0 | 0 | 0 | 0 | 0 | 0
F6_Industrial_Other Industrial_Existing_Space Heating_Natural Gas_Boiler_Baseline Forecast | F6 | Industrial | Other Industrial | Existing | Space Heating | Natural Gas | Boiler | Baseline Forecast | Avg. Replacement Usage | 88.7007 | 88.7007 | 88.7007 | 88.7007 | 88.7007 | 88.7007 | 88.7007 | 88.7007 | 88.7007 | 88.7007 | 88.7007 | 88.7007 | 88.7007 | 88.7007 | 88.7007 | 88.7007 | 88.7007 | 88.7007 | 88.7007 | 88.7007 | 88.7007 | 88.7007 | 0 | 0 | 0 | 0 | 0 | 0 | 0 | 0
F7_Industrial_Other Industrial_Existing_Space Heating_Natural Gas_Boiler_Baseline Forecast | F7 | Industrial | Other Industrial | Existing | Space Heating | Natural Gas | Boiler | Baseline Forecast | Avg. Replacement Demand (S) | 0 | 0 | 0 | 0 | 0 | 0 | 0 | 0 | 0 | 0 | 0 | 0 | 0 | 0 | 0 | 0 | 0 | 0 | 0 | 0 | 0 | 0 | 0 | 0 | 0 | 0 | 0 | 0 | 0 | 0
F8_Industrial_Other Industrial_Existing_Space Heating_Natural Gas_Boiler_Baseline Forecast | F8 | Industrial | Other Industrial | Existing | Space Heating | Natural Gas | Boiler | Baseline Forecast | Avg. Replacement Demand (W) | 0 | 0 | 0 | 0 | 0 | 0 | 0 | 0 | 0 | 0 | 0 | 0 | 0 | 0 | 0 | 0 | 0 | 0 | 0 | 0 | 0 | 0 | 0 | 0 | 0 | 0 | 0 | 0 | 0 | 0
F1_Industrial_Other Industrial_Existing_Space Heating_Natural Gas_Unit Heater_Baseline Forecast | F1 | Industrial | Other Industrial | Existing | Space Heating | Natural Gas | Unit Heater | Baseline Forecast | Units | 4939.3889 | 4854.227 | 4770.5334 | 4688.2828 | 4607.4504 | 4528.0116 | 4449.9424 | 4373.2193 | 4297.8189 | 4223.7186 | 4150.8959 | 4079.3287 | 4008.9954 | 3939.8748 | 3871.946 | 3805.1883 | 3739.5816 | 3675.106 | 3611.7421 | 3549.4707 | 3488.2729 | 3428.1303 | 0 | 0 | 0 | 0 | 0 | 0 | 0 | 0
F2_Industrial_Other Industrial_Existing_Space Heating_Natural Gas_Unit Heater_Baseline Forecast | F2 | Industrial | Other Industrial | Existing | Space Heating | Natural Gas | Unit Heater | Baseline Forecast | Usage (MMtherm) | 0.49645 | 0.48789 | 0.47948 | 0.47121 | 0.46309 | 0.4551 | 0.44726 | 0.43955 | 0.43197 | 0.42452 | 0.4172 | 0.41001 | 0.40294 | 0.39599 | 0.38916 | 0.38245 | 0.37586 | 0.36938 | 0.36301 | 0.35675 | 0.3506 | 0.34456 | 0 | 0 | 0 | 0 | 0 | 0 | 0 | 0
F3_Industrial_Other Industrial_Existing_Space Heating_Natural Gas_Unit Heater_Baseline Forecast | F3 | Industrial | Other Industrial | Existing | Space Heating | Natural Gas | Unit Heater | Baseline Forecast | Peak Demand (S) | 0 | 0 | 0 | 0 | 0 | 0 | 0 | 0 | 0 | 0 | 0 | 0 | 0 | 0 | 0 | 0 | 0 | 0 | 0 | 0 | 0 | 0 | 0 | 0 | 0 | 0 | 0 | 0 | 0 | 0
F4_Industrial_Other Industrial_Existing_Space Heating_Natural Gas_Unit Heater_Baseline Forecast | F4 | Industrial | Other Industrial | Existing | Space Heating | Natural Gas | Unit Heater | Baseline Forecast | Peak Demand (W) | 0 | 0 | 0 | 0 | 0 | 0 | 0 | 0 | 0 | 0 | 0 | 0 | 0 | 0 | 0 | 0 | 0 | 0 | 0 | 0 | 0 | 0 | 0 | 0 | 0 | 0 | 0 | 0 | 0 | 0
F5_Industrial_Other Industrial_Existing_Space Heating_Natural Gas_Unit Heater_Baseline Forecast | F5 | Industrial | Other Industrial | Existing | Space Heating | Natural Gas | Unit Heater | Baseline Forecast | Turnover | 0 | 4.086 | 11.6817 | 22.2758 | 35.4148 | 50.6975 | 67.7685 | 86.3136 | 106.0556 | 126.7497 | 144.6865 | 160.1694 | 174.1442 | 187.2881 | 200.0749 | 212.8253 | 225.7456 | 211.9267 | 202.4443 | 196.7344 | 194.2957 | 194.106 | 0 | 0 | 0 | 0 | 0 | 0 | 0 | 0
F6_Industrial_Other Industrial_Existing_Space Heating_Natural Gas_Unit Heater_Baseline Forecast | F6 | Industrial | Other Industrial | Existing | Space Heating | Natural Gas | Unit Heater | Baseline Forecast | Avg. Replacement Usage | 100.5085 | 100.5085 | 100.5085 | 100.5085 | 100.5085 | 100.5085 | 100.5085 | 100.5085 | 100.5085 | 100.5085 | 100.5085 | 100.5085 | 100.5085 | 100.5085 | 100.5085 | 100.5085 | 100.5085 | 100.5085 | 100.5085 | 100.5085 | 100.5085 | 100.5085 | 0 | 0 | 0 | 0 | 0 | 0 | 0 | 0
F7_Industrial_Other Industrial_Existing_Space Heating_Natural Gas_Unit Heater_Baseline Forecast | F7 | Industrial | Other Industrial | Existing | Space Heating | Natural Gas | Unit Heater | Baseline Forecast | Avg. Replacement Demand (S) | 0 | 0 | 0 | 0 | 0 | 0 | 0 | 0 | 0 | 0 | 0 | 0 | 0 | 0 | 0 | 0 | 0 | 0 | 0 | 0 | 0 | 0 | 0 | 0 | 0 | 0 | 0 | 0 | 0 | 0
F8_Industrial_Other Industrial_Existing_Space Heating_Natural Gas_Unit Heater_Baseline Forecast | F8 | Industrial | Other Industrial | Existing | Space Heating | Natural Gas | Unit Heater | Baseline Forecast | Avg. Replacement Demand (W) | 0 | 0 | 0 | 0 | 0 | 0 | 0 | 0 | 0 | 0 | 0 | 0 | 0 | 0 | 0 | 0 | 0 | 0 | 0 | 0 | 0 | 0 | 0 | 0 | 0 | 0 | 0 | 0 | 0 | 0
F1_Industrial_Other Industrial_Existing_Process_Natural Gas_Process Boiler_Baseline Forecast | F1 | Industrial | Other Industrial | Existing | Process | Natural Gas | Process Boiler | Baseline Forecast | Units | 15221.9382 | 14959.491 | 14701.5688 | 14448.0934 | 14198.9884 | 13954.1782 | 13713.589 | 13477.1478 | 13244.7831 | 13016.4248 | 12792.0037 | 12571.4519 | 12354.7027 | 12141.6906 | 11932.3511 | 11726.6209 | 11524.4378 | 11325.7406 | 11130.4692 | 10938.5646 | 10749.9686 | 10564.6244 | 0 | 0 | 0 | 0 | 0 | 0 | 0 | 0
F2_Industrial_Other Industrial_Existing_Process_Natural Gas_Process Boiler_Baseline Forecast | F2 | Industrial | Other Industrial | Existing | Process | Natural Gas | Process Boiler | Baseline Forecast | Usage (MMtherm) | 1.0765 | 1.058 | 1.0397 | 1.0218 | 1.0042 | 0.98686 | 0.96985 | 0.95313 | 0.93669 | 0.92054 | 0.90467 | 0.88907 | 0.87374 | 0.85868 | 0.84388 | 0.82933 | 0.81503 | 0.80097 | 0.78717 | 0.77359 | 0.76026 | 0.74715 | 0 | 0 | 0 | 0 | 0 | 0 | 0 | 0
F3_Industrial_Other Industrial_Existing_Process_Natural Gas_Process Boiler_Baseline Forecast | F3 | Industrial | Other Industrial | Existing | Process | Natural Gas | Process Boiler | Baseline Forecast | Peak Demand (S) | 0 | 0 | 0 | 0 | 0 | 0 | 0 | 0 | 0 | 0 | 0 | 0 | 0 | 0 | 0 | 0 | 0 | 0 | 0 | 0 | 0 | 0 | 0 | 0 | 0 | 0 | 0 | 0 | 0 | 0
F4_Industrial_Other Industrial_Existing_Process_Natural Gas_Process Boiler_Baseline Forecast | F4 | Industrial | Other Industrial | Existing | Process | Natural Gas | Process Boiler | Baseline Forecast | Peak Demand (W) | 0 | 0 | 0 | 0 | 0 | 0 | 0 | 0 | 0 | 0 | 0 | 0 | 0 | 0 | 0 | 0 | 0 | 0 | 0 | 0 | 0 | 0 | 0 | 0 | 0 | 0 | 0 | 0 | 0 | 0
F5_Industrial_Other Industrial_Existing_Process_Natural Gas_Process Boiler_Baseline Forecast | F5 | Industrial | Other Industrial | Existing | Process | Natural Gas | Process Boiler | Baseline Forecast | Turnover | 0 | 1282.2421 | 1500.1601 | 1676.4843 | 1412.2109 | 1189.5964 | 1002.0738 | 844.1114 | 711.0495 | 598.9629 | 504.5451 | 425.0109 | 358.0141 | 301.5784 | 254.0389 | 213.9934 | 180.2604 | 151.845 | 127.9088 | 107.7459 | 90.7613 | 76.4541 | 0 | 0 | 0 | 0 | 0 | 0 | 0 | 0
F6_Industrial_Other Industrial_Existing_Process_Natural Gas_Process Boiler_Baseline Forecast | F6 | Industrial | Other Industrial | Existing | Process | Natural Gas | Process Boiler | Baseline Forecast | Avg. Replacement Usage | 70.7216 | 70.7216 | 70.7216 | 70.7216 | 70.7216 | 70.7216 | 70.7216 | 70.7216 | 70.7216 | 70.7216 | 70.7216 | 70.7216 | 70.7216 | 70.7216 | 70.7216 | 70.7216 | 70.7216 | 70.7216 | 70.7216 | 70.7216 | 70.7216 | 70.7216 | 0 | 0 | 0 | 0 | 0 | 0 | 0 | 0
F7_Industrial_Other Industrial_Existing_Process_Natural Gas_Process Boiler_Baseline Forecast | F7 | Industrial | Other Industrial | Existing | Process | Natural Gas | Process Boiler | Baseline Forecast | Avg. Replacement Demand (S) | 0 | 0 | 0 | 0 | 0 | 0 | 0 | 0 | 0 | 0 | 0 | 0 | 0 | 0 | 0 | 0 | 0 | 0 | 0 | 0 | 0 | 0 | 0 | 0 | 0 | 0 | 0 | 0 | 0 | 0
F8_Industrial_Other Industrial_Existing_Process_Natural Gas_Process Boiler_Baseline Forecast | F8 | Industrial | Other Industrial | Existing | Process | Natural Gas | Process Boiler | Baseline Forecast | Avg. Replacement Demand (W) | 0 | 0 | 0 | 0 | 0 | 0 | 0 | 0 | 0 | 0 | 0 | 0 | 0 | 0 | 0 | 0 | 0 | 0 | 0 | 0 | 0 | 0 | 0 | 0 | 0 | 0 | 0 | 0 | 0 | 0
F1_Industrial_Other Industrial_Existing_Process_Natural Gas_Process Heating_Baseline Forecast | F1 | Industrial | Other Industrial | Existing | Process | Natural Gas | Process Heating | Baseline Forecast | Units | 15221.9382 | 14959.491 | 14701.5688 | 14448.0934 | 14198.9884 | 13954.1782 | 13713.589 | 13477.1478 | 13244.7831 | 13016.4248 | 12792.0037 | 12571.4519 | 12354.7027 | 12141.6906 | 11932.3511 | 11726.6209 | 11524.4378 | 11325.7406 | 11130.4692 | 10938.5646 | 10749.9686 | 10564.6244 | 0 | 0 | 0 | 0 | 0 | 0 | 0 | 0
F2_Industrial_Other Industrial_Existing_Process_Natural Gas_Process Heating_Baseline Forecast | F2 | Industrial | Other Industrial | Existing | Process | Natural Gas | Process Heating | Baseline Forecast | Usage (MMtherm) | 0.86948 | 0.85448 | 0.83975 | 0.82527 | 0.81104 | 0.79706 | 0.78332 | 0.76981 | 0.75654 | 0.7435 | 0.73068 | 0.71808 | 0.7057 | 0.69353 | 0.68157 | 0.66982 | 0.65827 | 0.64693 | 0.63577 | 0.62481 | 0.61404 | 0.60345 | 0 | 0 | 0 | 0 | 0 | 0 | 0 | 0
F3_Industrial_Other Industrial_Existing_Process_Natural Gas_Process Heating_Baseline Forecast | F3 | Industrial | Other Industrial | Existing | Process | Natural Gas | Process Heating | Baseline Forecast | Peak Demand (S) | 0 | 0 | 0 | 0 | 0 | 0 | 0 | 0 | 0 | 0 | 0 | 0 | 0 | 0 | 0 | 0 | 0 | 0 | 0 | 0 | 0 | 0 | 0 | 0 | 0 | 0 | 0 | 0 | 0 | 0
F4_Industrial_Other Industrial_Existing_Process_Natural Gas_Process Heating_Baseline Forecast | F4 | Industrial | Other Industrial | Existing | Process | Natural Gas | Process Heating | Baseline Forecast | Peak Demand (W) | 0 | 0 | 0 | 0 | 0 | 0 | 0 | 0 | 0 | 0 | 0 | 0 | 0 | 0 | 0 | 0 | 0 | 0 | 0 | 0 | 0 | 0 | 0 | 0 | 0 | 0 | 0 | 0 | 0 | 0
F5_Industrial_Other Industrial_Existing_Process_Natural Gas_Process Heating_Baseline Forecast | F5 | Industrial | Other Industrial | Existing | Process | Natural Gas | Process Heating | Baseline Forecast | Turnover | 0 | 1282.2421 | 1500.1601 | 1676.4843 | 1586.0761 | 1539.4679 | 1524.1155 | 1498.9242 | 1471.3842 | 1446.1038 | 1421.3926 | 1710.7954 | 1695.9667 | 1670.8608 | 1624.3897 | 1593.576 | 1571.6716 | 1544.445 | 1516.6507 | 1490.7046 | 1465.1894 | 1516.733 | 0 | 0 | 0 | 0 | 0 | 0 | 0 | 0
F6_Industrial_Other Industrial_Existing_Process_Natural Gas_Process Heating_Baseline Forecast | F6 | Industrial | Other Industrial | Existing | Process | Natural Gas | Process Heating | Baseline Forecast | Avg. Replacement Usage | 57.1199 | 57.1199 | 57.1199 | 57.1199 | 57.1199 | 57.1199 | 57.1199 | 57.1199 | 57.1199 | 57.1199 | 57.1199 | 57.1199 | 57.1199 | 57.1199 | 57.1199 | 57.1199 | 57.1199 | 57.1199 | 57.1199 | 57.1199 | 57.1199 | 57.1199 | 0 | 0 | 0 | 0 | 0 | 0 | 0 | 0
F7_Industrial_Other Industrial_Existing_Process_Natural Gas_Process Heating_Baseline Forecast | F7 | Industrial | Other Industrial | Existing | Process | Natural Gas | Process Heating | Baseline Forecast | Avg. Replacement Demand (S) | 0 | 0 | 0 | 0 | 0 | 0 | 0 | 0 | 0 | 0 | 0 | 0 | 0 | 0 | 0 | 0 | 0 | 0 | 0 | 0 | 0 | 0 | 0 | 0 | 0 | 0 | 0 | 0 | 0 | 0
F8_Industrial_Other Industrial_Existing_Process_Natural Gas_Process Heating_Baseline Forecast | F8 | Industrial | Other Industrial | Existing | Process | Natural Gas | Process Heating | Baseline Forecast | Avg. Replacement Demand (W) | 0 | 0 | 0 | 0 | 0 | 0 | 0 | 0 | 0 | 0 | 0 | 0 | 0 | 0 | 0 | 0 | 0 | 0 | 0 | 0 | 0 | 0 | 0 | 0 | 0 | 0 | 0 | 0 | 0 | 0
F1_Industrial_Other Industrial_Existing_Process_Natural Gas_Process Cooling_Baseline Forecast | F1 | Industrial | Other Industrial | Existing | Process | Natural Gas | Process Cooling | Baseline Forecast | Units | 15221.9382 | 14959.491 | 14701.5688 | 14448.0934 | 14198.9884 | 13954.1782 | 13713.589 | 13477.1478 | 13244.7831 | 13016.4248 | 12792.0037 | 12571.4519 | 12354.7027 | 12141.6906 | 11932.3511 | 11726.6209 | 11524.4378 | 11325.7406 | 11130.4692 | 10938.5646 | 10749.9686 | 10564.6244 | 0 | 0 | 0 | 0 | 0 | 0 | 0 | 0
F2_Industrial_Other Industrial_Existing_Process_Natural Gas_Process Cooling_Baseline Forecast | F2 | Industrial | Other Industrial | Existing | Process | Natural Gas | Process Cooling | Baseline Forecast | Usage (MMtherm) | 0.0023312 | 0.002291 | 0.0022515 | 0.0022127 | 0.0021746 | 0.0021371 | 0.0021002 | 0.002064 | 0.0020284 | 0.0019934 | 0.0019591 | 0.0019253 | 0.0018921 | 0.0018595 | 0.0018274 | 0.0017959 | 0.0017649 | 0.0017345 | 0.0017046 | 0.0016752 | 0.0016463 | 0.001618 | 0 | 0 | 0 | 0 | 0 | 0 | 0 | 0
F3_Industrial_Other Industrial_Existing_Process_Natural Gas_Process Cooling_Baseline Forecast | F3 | Industrial | Other Industrial | Existing | Process | Natural Gas | Process Cooling | Baseline Forecast | Peak Demand (S) | 0 | 0 | 0 | 0 | 0 | 0 | 0 | 0 | 0 | 0 | 0 | 0 | 0 | 0 | 0 | 0 | 0 | 0 | 0 | 0 | 0 | 0 | 0 | 0 | 0 | 0 | 0 | 0 | 0 | 0
F4_Industrial_Other Industrial_Existing_Process_Natural Gas_Process Cooling_Baseline Forecast | F4 | Industrial | Other Industrial | Existing | Process | Natural Gas | Process Cooling | Baseline Forecast | Peak Demand (W) | 0 | 0 | 0 | 0 | 0 | 0 | 0 | 0 | 0 | 0 | 0 | 0 | 0 | 0 | 0 | 0 | 0 | 0 | 0 | 0 | 0 | 0 | 0 | 0 | 0 | 0 | 0 | 0 | 0 | 0
F5_Industrial_Other Industrial_Existing_Process_Natural Gas_Process Cooling_Baseline Forecast | F5 | Industrial | Other Industrial | Existing | Process | Natural Gas | Process Cooling | Baseline Forecast | Turnover | 0 | 1282.2421 | 1500.1601 | 1676.4843 | 1586.0761 | 1539.4679 | 1524.1155 | 1498.9242 | 1471.3842 | 1446.1038 | 1421.3926 | 1710.7954 | 1695.9667 | 1670.8608 | 1624.3897 | 1593.576 | 1571.6716 | 1544.445 | 1516.6507 | 1490.7046 | 1465.1894 | 1516.733 | 0 | 0 | 0 | 0 | 0 | 0 | 0 | 0
F6_Industrial_Other Industrial_Existing_Process_Natural Gas_Process Cooling_Baseline Forecast | F6 | Industrial | Other Industrial | Existing | Process | Natural Gas | Process Cooling | Baseline Forecast | Avg. Replacement Usage | 0.15315 | 0.15315 | 0.15315 | 0.15315 | 0.15315 | 0.15315 | 0.15315 | 0.15315 | 0.15315 | 0.15315 | 0.15315 | 0.15315 | 0.15315 | 0.15315 | 0.15315 | 0.15315 | 0.15315 | 0.15315 | 0.15315 | 0.15315 | 0.15315 | 0.15315 | 0 | 0 | 0 | 0 | 0 | 0 | 0 | 0
F7_Industrial_Other Industrial_Existing_Process_Natural Gas_Process Cooling_Baseline Forecast | F7 | Industrial | Other Industrial | Existing | Process | Natural Gas | Process Cooling | Baseline Forecast | Avg. Replacement Demand (S) | 0 | 0 | 0 | 0 | 0 | 0 | 0 | 0 | 0 | 0 | 0 | 0 | 0 | 0 | 0 | 0 | 0 | 0 | 0 | 0 | 0 | 0 | 0 | 0 | 0 | 0 | 0 | 0 | 0 | 0
F8_Industrial_Other Industrial_Existing_Process_Natural Gas_Process Cooling_Baseline Forecast | F8 | Industrial | Other Industrial | Existing | Process | Natural Gas | Process Cooling | Baseline Forecast | Avg. Replacement Demand (W) | 0 | 0 | 0 | 0 | 0 | 0 | 0 | 0 | 0 | 0 | 0 | 0 | 0 | 0 | 0 | 0 | 0 | 0 | 0 | 0 | 0 | 0 | 0 | 0 | 0 | 0 | 0 | 0 | 0 | 0
F1_Industrial_Other Industrial_Existing_Process_Natural Gas_Other Process_Baseline Forecast | F1 | Industrial | Other Industrial | Existing | Process | Natural Gas | Other Process | Baseline Forecast | Units | 15221.9382 | 14959.491 | 14701.5688 | 14448.0934 | 14198.9884 | 13954.1782 | 13713.589 | 13477.1478 | 13244.7831 | 13016.4248 | 12792.0037 | 12571.4519 | 12354.7027 | 12141.6906 | 11932.3511 | 11726.6209 | 11524.4378 | 11325.7406 | 11130.4692 | 10938.5646 | 10749.9686 | 10564.6244 | 0 | 0 | 0 | 0 | 0 | 0 | 0 | 0
F2_Industrial_Other Industrial_Existing_Process_Natural Gas_Other Process_Baseline Forecast | F2 | Industrial | Other Industrial | Existing | Process | Natural Gas | Other Process | Baseline Forecast | Usage (MMtherm) | 0.043351 | 0.042604 | 0.041869 | 0.041147 | 0.040438 | 0.039741 | 0.039056 | 0.038382 | 0.03772 | 0.03707 | 0.036431 | 0.035803 | 0.035186 | 0.034579 | 0.033983 | 0.033397 | 0.032821 | 0.032255 | 0.031699 | 0.031152 | 0.030615 | 0.030087 | 0 | 0 | 0 | 0 | 0 | 0 | 0 | 0
F3_Industrial_Other Industrial_Existing_Process_Natural Gas_Other Process_Baseline Forecast | F3 | Industrial | Other Industrial | Existing | Process | Natural Gas | Other Process | Baseline Forecast | Peak Demand (S) | 0 | 0 | 0 | 0 | 0 | 0 | 0 | 0 | 0 | 0 | 0 | 0 | 0 | 0 | 0 | 0 | 0 | 0 | 0 | 0 | 0 | 0 | 0 | 0 | 0 | 0 | 0 | 0 | 0 | 0
F4_Industrial_Other Industrial_Existing_Process_Natural Gas_Other Process_Baseline Forecast | F4 | Industrial | Other Industrial | Existing | Process | Natural Gas | Other Process | Baseline Forecast | Peak Demand (W) | 0 | 0 | 0 | 0 | 0 | 0 | 0 | 0 | 0 | 0 | 0 | 0 | 0 | 0 | 0 | 0 | 0 | 0 | 0 | 0 | 0 | 0 | 0 | 0 | 0 | 0 | 0 | 0 | 0 | 0
F5_Industrial_Other Industrial_Existing_Process_Natural Gas_Other Process_Baseline Forecast | F5 | Industrial | Other Industrial | Existing | Process | Natural Gas | Other Process | Baseline Forecast | Turnover | 0 | 1282.2421 | 1500.1601 | 1676.4843 | 1586.0761 | 1539.4679 | 1524.1155 | 1498.9242 | 1471.3842 | 1446.1038 | 1421.3926 | 1710.7954 | 1695.9667 | 1670.8608 | 1624.3897 | 1593.576 | 1571.6716 | 1544.445 | 1516.6507 | 1490.7046 | 1465.1894 | 1516.733 | 0 | 0 | 0 | 0 | 0 | 0 | 0 | 0
F6_Industrial_Other Industrial_Existing_Process_Natural Gas_Other Process_Baseline Forecast | F6 | Industrial | Other Industrial | Existing | Process | Natural Gas | Other Process | Baseline Forecast | Avg. Replacement Usage | 2.8479 | 2.8479 | 2.8479 | 2.8479 | 2.8479 | 2.8479 | 2.8479 | 2.8479 | 2.8479 | 2.8479 | 2.8479 | 2.8479 | 2.8479 | 2.8479 | 2.8479 | 2.8479 | 2.8479 | 2.8479 | 2.8479 | 2.8479 | 2.8479 | 2.8479 | 0 | 0 | 0 | 0 | 0 | 0 | 0 | 0
F7_Industrial_Other Industrial_Existing_Process_Natural Gas_Other Process_Baseline Forecast | F7 | Industrial | Other Industrial | Existing | Process | Natural Gas | Other Process | Baseline Forecast | Avg. Replacement Demand (S) | 0 | 0 | 0 | 0 | 0 | 0 | 0 | 0 | 0 | 0 | 0 | 0 | 0 | 0 | 0 | 0 | 0 | 0 | 0 | 0 | 0 | 0 | 0 | 0 | 0 | 0 | 0 | 0 | 0 | 0
F8_Industrial_Other Industrial_Existing_Process_Natural Gas_Other Process_Baseline Forecast | F8 | Industrial | Other Industrial | Existing | Process | Natural Gas | Other Process | Baseline Forecast | Avg. Replacement Demand (W) | 0 | 0 | 0 | 0 | 0 | 0 | 0 | 0 | 0 | 0 | 0 | 0 | 0 | 0 | 0 | 0 | 0 | 0 | 0 | 0 | 0 | 0 | 0 | 0 | 0 | 0 | 0 | 0 | 0 | 0
F1_Industrial_Other Industrial_Existing_Miscellaneous_Natural Gas_Miscellaneous_Baseline Forecast | F1 | Industrial | Other Industrial | Existing | Miscellaneous | Natural Gas | Miscellaneous | Baseline Forecast | Units | 15221.9382 | 14959.491 | 14701.5688 | 14448.0934 | 14198.9884 | 13954.1782 | 13713.589 | 13477.1478 | 13244.7831 | 13016.4248 | 12792.0037 | 12571.4519 | 12354.7027 | 12141.6906 | 11932.3511 | 11726.6209 | 11524.4378 | 11325.7406 | 11130.4692 | 10938.5646 | 10749.9686 | 10564.6244 | 0 | 0 | 0 | 0 | 0 | 0 | 0 | 0
F2_Industrial_Other Industrial_Existing_Miscellaneous_Natural Gas_Miscellaneous_Baseline Forecast | F2 | Industrial | Other Industrial | Existing | Miscellaneous | Natural Gas | Miscellaneous | Baseline Forecast | Usage (MMtherm) | 0.31784 | 0.31236 | 0.30698 | 0.30169 | 0.29649 | 0.29137 | 0.28635 | 0.28141 | 0.27656 | 0.27179 | 0.26711 | 0.2625 | 0.25798 | 0.25353 | 0.24916 | 0.24486 | 0.24064 | 0.23649 | 0.23241 | 0.22841 | 0.22447 | 0.2206 | 0 | 0 | 0 | 0 | 0 | 0 | 0 | 0
F3_Industrial_Other Industrial_Existing_Miscellaneous_Natural Gas_Miscellaneous_Baseline Forecast | F3 | Industrial | Other Industrial | Existing | Miscellaneous | Natural Gas | Miscellaneous | Baseline Forecast | Peak Demand (S) | 0 | 0 | 0 | 0 | 0 | 0 | 0 | 0 | 0 | 0 | 0 | 0 | 0 | 0 | 0 | 0 | 0 | 0 | 0 | 0 | 0 | 0 | 0 | 0 | 0 | 0 | 0 | 0 | 0 | 0
F4_Industrial_Other Industrial_Existing_Miscellaneous_Natural Gas_Miscellaneous_Baseline Forecast | F4 | Industrial | Other Industrial | Existing | Miscellaneous | Natural Gas | Miscellaneous | Baseline Forecast | Peak Demand (W) | 0 | 0 | 0 | 0 | 0 | 0 | 0 | 0 | 0 | 0 | 0 | 0 | 0 | 0 | 0 | 0 | 0 | 0 | 0 | 0 | 0 | 0 | 0 | 0 | 0 | 0 | 0 | 0 | 0 | 0
F5_Industrial_Other Industrial_Existing_Miscellaneous_Natural Gas_Miscellaneous_Baseline Forecast | F5 | Industrial | Other Industrial | Existing | Miscellaneous | Natural Gas | Miscellaneous | Baseline Forecast | Turnover | 0 | 1282.2421 | 1500.1601 | 1676.4843 | 1586.0761 | 1539.4679 | 1524.1155 | 1498.9242 | 1471.3842 | 1446.1038 | 1421.3926 | 1710.7954 | 1695.9667 | 1670.8608 | 1624.3897 | 1593.576 | 1571.6716 | 1544.445 | 1516.6507 | 1490.7046 | 1465.1894 | 1516.733 | 0 | 0 | 0 | 0 | 0 | 0 | 0 | 0
F6_Industrial_Other Industrial_Existing_Miscellaneous_Natural Gas_Miscellaneous_Baseline Forecast | F6 | Industrial | Other Industrial | Existing | Miscellaneous | Natural Gas | Miscellaneous | Baseline Forecast | Avg. Replacement Usage | 20.8807 | 20.8807 | 20.8807 | 20.8807 | 20.8807 | 20.8807 | 20.8807 | 20.8807 | 20.8807 | 20.8807 | 20.8807 | 20.8807 | 20.8807 | 20.8807 | 20.8807 | 20.8807 | 20.8807 | 20.8807 | 20.8807 | 20.8807 | 20.8807 | 20.8807 | 0 | 0 | 0 | 0 | 0 | 0 | 0 | 0
F7_Industrial_Other Industrial_Existing_Miscellaneous_Natural Gas_Miscellaneous_Baseline Forecast | F7 | Industrial | Other Industrial | Existing | Miscellaneous | Natural Gas | Miscellaneous | Baseline Forecast | Avg. Replacement Demand (S) | 0 | 0 | 0 | 0 | 0 | 0 | 0 | 0 | 0 | 0 | 0 | 0 | 0 | 0 | 0 | 0 | 0 | 0 | 0 | 0 | 0 | 0 | 0 | 0 | 0 | 0 | 0 | 0 | 0 | 0
F8_Industrial_Other Industrial_Existing_Miscellaneous_Natural Gas_Miscellaneous_Baseline Forecast | F8 | Industrial | Other Industrial | Existing | Miscellaneous | Natural Gas | Miscellaneous | Baseline Forecast | Avg. Replacement Demand (W) | 0 | 0 | 0 | 0 | 0 | 0 | 0 | 0 | 0 | 0 | 0 | 0 | 0 | 0 | 0 | 0 | 0 | 0 | 0 | 0 | 0 | 0 | 0 | 0 | 0 | 0 | 0 | 0 | 0 | 0
F1_Industrial_Other Industrial_New_Space Heating_Natural Gas_Furnace_Baseline Forecast | F1 | Industrial | Other Industrial | New | Space Heating | Natural Gas | Furnace | Baseline Forecast | Units | 0 | 370.357 | 379.2245 | 661.8185 | 943.7185 | 1259.6843 | 1449.9717 | 1670.8701 | 1888.9845 | 2134.3296 | 2317.0612 | 2527.2277 | 2734.6067 | 2975.1721 | 3138.4448 | 3336.8801 | 3535.1651 | 3765.9957 | 3918.466 | 4106.3456 | 4289.1082 | 4471.331 | 0 | 0 | 0 | 0 | 0 | 0 | 0 | 0
F2_Industrial_Other Industrial_New_Space Heating_Natural Gas_Furnace_Baseline Forecast | F2 | Industrial | Other Industrial | New | Space Heating | Natural Gas | Furnace | Baseline Forecast | Usage (MMtherm) | 0 | 0.017089 | 0.017498 | 0.030538 | 0.043545 | 0.058125 | 0.066905 | 0.077098 | 0.087162 | 0.098483 | 0.10691 | 0.11661 | 0.12618 | 0.13728 | 0.14481 | 0.15397 | 0.16312 | 0.17377 | 0.18081 | 0.18948 | 0.19791 | 0.20632 | 0 | 0 | 0 | 0 | 0 | 0 | 0 | 0
F3_Industrial_Other Industrial_New_Space Heating_Natural Gas_Furnace_Baseline Forecast | F3 | Industrial | Other Industrial | New | Space Heating | Natural Gas | Furnace | Baseline Forecast | Peak Demand (S) | 0 | 0 | 0 | 0 | 0 | 0 | 0 | 0 | 0 | 0 | 0 | 0 | 0 | 0 | 0 | 0 | 0 | 0 | 0 | 0 | 0 | 0 | 0 | 0 | 0 | 0 | 0 | 0 | 0 | 0
F4_Industrial_Other Industrial_New_Space Heating_Natural Gas_Furnace_Baseline Forecast | F4 | Industrial | Other Industrial | New | Space Heating | Natural Gas | Furnace | Baseline Forecast | Peak Demand (W) | 0 | 0 | 0 | 0 | 0 | 0 | 0 | 0 | 0 | 0 | 0 | 0 | 0 | 0 | 0 | 0 | 0 | 0 | 0 | 0 | 0 | 0 | 0 | 0 | 0 | 0 | 0 | 0 | 0 | 0
F5_Industrial_Other Industrial_New_Space Heating_Natural Gas_Furnace_Baseline Forecast | F5 | Industrial | Other Industrial | New | Space Heating | Natural Gas | Furnace | Baseline Forecast | Turnover | 0 | 370.357 | 8.8676 | 282.594 | 281.9 | 315.9658 | 190.2875 | 220.8983 | 218.1145 | 245.3451 | 182.7316 | 210.1665 | 207.379 | 240.5655 | 163.2727 | 198.4353 | 198.285 | 230.8306 | 152.4704 | 216.3685 | 209.7423 | 228.865 | 0 | 0 | 0 | 0 | 0 | 0 | 0 | 0
F6_Industrial_Other Industrial_New_Space Heating_Natural Gas_Furnace_Baseline Forecast | F6 | Industrial | Other Industrial | New | Space Heating | Natural Gas | Furnace | Baseline Forecast | Avg. Replacement Usage | 46.1423 | 46.1423 | 46.1423 | 46.1423 | 46.1423 | 46.1423 | 46.1423 | 46.1423 | 46.1423 | 46.1423 | 46.1423 | 46.1423 | 46.1423 | 46.1423 | 46.1423 | 46.1423 | 46.1423 | 46.1423 | 46.1423 | 46.1423 | 46.1423 | 46.1423 | 0 | 0 | 0 | 0 | 0 | 0 | 0 | 0
F7_Industrial_Other Industrial_New_Space Heating_Natural Gas_Furnace_Baseline Forecast | F7 | Industrial | Other Industrial | New | Space Heating | Natural Gas | Furnace | Baseline Forecast | Avg. Replacement Demand (S) | 0 | 0 | 0 | 0 | 0 | 0 | 0 | 0 | 0 | 0 | 0 | 0 | 0 | 0 | 0 | 0 | 0 | 0 | 0 | 0 | 0 | 0 | 0 | 0 | 0 | 0 | 0 | 0 | 0 | 0
F8_Industrial_Other Industrial_New_Space Heating_Natural Gas_Furnace_Baseline Forecast | F8 | Industrial | Other Industrial | New | Space Heating | Natural Gas | Furnace | Baseline Forecast | Avg. Replacement Demand (W) | 0 | 0 | 0 | 0 | 0 | 0 | 0 | 0 | 0 | 0 | 0 | 0 | 0 | 0 | 0 | 0 | 0 | 0 | 0 | 0 | 0 | 0 | 0 | 0 | 0 | 0 | 0 | 0 | 0 | 0
F1_Industrial_Other Industrial_New_Space Heating_Natural Gas_Boiler_Baseline Forecast | F1 | Industrial | Other Industrial | New | Space Heating | Natural Gas | Boiler | Baseline Forecast | Units | 0 | 54.852 | 56.1653 | 98.0191 | 139.7701 | 186.5664 | 214.7491 | 247.4654 | 279.7693 | 316.1063 | 343.1699 | 374.2968 | 405.0108 | 440.6399 | 464.8215 | 494.2109 | 523.578 | 557.7654 | 580.3471 | 608.1731 | 635.2413 | 662.2295 | 0 | 0 | 0 | 0 | 0 | 0 | 0 | 0
F2_Industrial_Other Industrial_New_Space Heating_Natural Gas_Boiler_Baseline Forecast | F2 | Industrial | Other Industrial | New | Space Heating | Natural Gas | Boiler | Baseline Forecast | Usage (MMtherm) | 0 | 0.0048649 | 0.0049814 | 0.0086935 | 0.012397 | 0.016547 | 0.019047 | 0.021948 | 0.024813 | 0.028036 | 0.030436 | 0.033197 | 0.035921 | 0.039081 | 0.041226 | 0.043833 | 0.046437 | 0.049469 | 0.051472 | 0.05394 | 0.056341 | 0.058735 | 0 | 0 | 0 | 0 | 0 | 0 | 0 | 0
F3_Industrial_Other Industrial_New_Space Heating_Natural Gas_Boiler_Baseline Forecast | F3 | Industrial | Other Industrial | New | Space Heating | Natural Gas | Boiler | Baseline Forecast | Peak Demand (S) | 0 | 0 | 0 | 0 | 0 | 0 | 0 | 0 | 0 | 0 | 0 | 0 | 0 | 0 | 0 | 0 | 0 | 0 | 0 | 0 | 0 | 0 | 0 | 0 | 0 | 0 | 0 | 0 | 0 | 0
F4_Industrial_Other Industrial_New_Space Heating_Natural Gas_Boiler_Baseline Forecast | F4 | Industrial | Other Industrial | New | Space Heating | Natural Gas | Boiler | Baseline Forecast | Peak Demand (W) | 0 | 0 | 0 | 0 | 0 | 0 | 0 | 0 | 0 | 0 | 0 | 0 | 0 | 0 | 0 | 0 | 0 | 0 | 0 | 0 | 0 | 0 | 0 | 0 | 0 | 0 | 0 | 0 | 0 | 0
F5_Industrial_Other Industrial_New_Space Heating_Natural Gas_Boiler_Baseline Forecast | F5 | Industrial | Other Industrial | New | Space Heating | Natural Gas | Boiler | Baseline Forecast | Turnover | 0 | 54.852 | 1.3133 | 41.8538 | 41.751 | 46.7963 | 28.1827 | 32.7163 | 32.304 | 36.337 | 27.0636 | 31.1268 | 30.714 | 35.6291 | 24.1816 | 29.3894 | 29.3671 | 34.1873 | 22.5817 | 27.826 | 27.0682 | 26.9882 | 0 | 0 | 0 | 0 | 0 | 0 | 0 | 0
F6_Industrial_Other Industrial_New_Space Heating_Natural Gas_Boiler_Baseline Forecast | F6 | Industrial | Other Industrial | New | Space Heating | Natural Gas | Boiler | Baseline Forecast | Avg. Replacement Usage | 88.6921 | 88.6921 | 88.6921 | 88.6921 | 88.6921 | 88.6921 | 88.6921 | 88.6921 | 88.6921 | 88.6921 | 88.6921 | 88.6921 | 88.6921 | 88.6921 | 88.6921 | 88.6921 | 88.6921 | 88.6921 | 88.6921 | 88.6921 | 88.6921 | 88.6921 | 0 | 0 | 0 | 0 | 0 | 0 | 0 | 0
F7_Industrial_Other Industrial_New_Space Heating_Natural Gas_Boiler_Baseline Forecast | F7 | Industrial | Other Industrial | New | Space Heating | Natural Gas | Boiler | Baseline Forecast | Avg. Replacement Demand (S) | 0 | 0 | 0 | 0 | 0 | 0 | 0 | 0 | 0 | 0 | 0 | 0 | 0 | 0 | 0 | 0 | 0 | 0 | 0 | 0 | 0 | 0 | 0 | 0 | 0 | 0 | 0 | 0 | 0 | 0
F8_Industrial_Other Industrial_New_Space Heating_Natural Gas_Boiler_Baseline Forecast | F8 | Industrial | Other Industrial | New | Space Heating | Natural Gas | Boiler | Baseline Forecast | Avg. Replacement Demand (W) | 0 | 0 | 0 | 0 | 0 | 0 | 0 | 0 | 0 | 0 | 0 | 0 | 0 | 0 | 0 | 0 | 0 | 0 | 0 | 0 | 0 | 0 | 0 | 0 | 0 | 0 | 0 | 0 | 0 | 0
F1_Industrial_Other Industrial_New_Space Heating_Natural Gas_Unit Heater_Baseline Forecast | F1 | Industrial | Other Industrial | New | Space Heating | Natural Gas | Unit Heater | Baseline Forecast | Units | 0 | 257.7153 | 263.8858 | 460.5306 | 656.6925 | 876.5593 | 1008.972 | 1162.6855 | 1314.4619 | 1485.1868 | 1612.3418 | 1758.5874 | 1902.8934 | 2070.2924 | 2183.9068 | 2321.9892 | 2459.9671 | 2620.592 | 2726.6895 | 2857.4267 | 2984.6032 | 3111.404 | 0 | 0 | 0 | 0 | 0 | 0 | 0 | 0
F2_Industrial_Other Industrial_New_Space Heating_Natural Gas_Unit Heater_Baseline Forecast | F2 | Industrial | Other Industrial | New | Space Heating | Natural Gas | Unit Heater | Baseline Forecast | Usage (MMtherm) | 0 | 0.025903 | 0.026523 | 0.046287 | 0.066003 | 0.088102 | 0.10141 | 0.11686 | 0.13211 | 0.14927 | 0.16205 | 0.17675 | 0.19126 | 0.20808 | 0.2195 | 0.23338 | 0.24725 | 0.26339 | 0.27406 | 0.2872 | 0.29998 | 0.31272 | 0 | 0 | 0 | 0 | 0 | 0 | 0 | 0
F3_Industrial_Other Industrial_New_Space Heating_Natural Gas_Unit Heater_Baseline Forecast | F3 | Industrial | Other Industrial | New | Space Heating | Natural Gas | Unit Heater | Baseline Forecast | Peak Demand (S) | 0 | 0 | 0 | 0 | 0 | 0 | 0 | 0 | 0 | 0 | 0 | 0 | 0 | 0 | 0 | 0 | 0 | 0 | 0 | 0 | 0 | 0 | 0 | 0 | 0 | 0 | 0 | 0 | 0 | 0
F4_Industrial_Other Industrial_New_Space Heating_Natural Gas_Unit Heater_Baseline Forecast | F4 | Industrial | Other Industrial | New | Space Heating | Natural Gas | Unit Heater | Baseline Forecast | Peak Demand (W) | 0 | 0 | 0 | 0 | 0 | 0 | 0 | 0 | 0 | 0 | 0 | 0 | 0 | 0 | 0 | 0 | 0 | 0 | 0 | 0 | 0 | 0 | 0 | 0 | 0 | 0 | 0 | 0 | 0 | 0
F5_Industrial_Other Industrial_New_Space Heating_Natural Gas_Unit Heater_Baseline Forecast | F5 | Industrial | Other Industrial | New | Space Heating | Natural Gas | Unit Heater | Baseline Forecast | Turnover | 0 | 257.7153 | 6.1705 | 196.6448 | 196.1619 | 219.8668 | 132.4127 | 153.7135 | 151.7763 | 170.7249 | 127.155 | 146.2457 | 195.8491 | 209.8676 | 186.9181 | 235.9579 | 260.2516 | 352.4849 | 224.3873 | 305.656 | 301.1299 | 297.6087 | 0 | 0 | 0 | 0 | 0 | 0 | 0 | 0
F6_Industrial_Other Industrial_New_Space Heating_Natural Gas_Unit Heater_Baseline Forecast | F6 | Industrial | Other Industrial | New | Space Heating | Natural Gas | Unit Heater | Baseline Forecast | Avg. Replacement Usage | 100.5085 | 100.5085 | 100.5085 | 100.5085 | 100.5085 | 100.5085 | 100.5085 | 100.5085 | 100.5085 | 100.5085 | 100.5085 | 100.5085 | 100.5085 | 100.5085 | 100.5085 | 100.5085 | 100.5085 | 100.5085 | 100.5085 | 100.5085 | 100.5085 | 100.5085 | 0 | 0 | 0 | 0 | 0 | 0 | 0 | 0
F7_Industrial_Other Industrial_New_Space Heating_Natural Gas_Unit Heater_Baseline Forecast | F7 | Industrial | Other Industrial | New | Space Heating | Natural Gas | Unit Heater | Baseline Forecast | Avg. Replacement Demand (S) | 0 | 0 | 0 | 0 | 0 | 0 | 0 | 0 | 0 | 0 | 0 | 0 | 0 | 0 | 0 | 0 | 0 | 0 | 0 | 0 | 0 | 0 | 0 | 0 | 0 | 0 | 0 | 0 | 0 | 0
F8_Industrial_Other Industrial_New_Space Heating_Natural Gas_Unit Heater_Baseline Forecast | F8 | Industrial | Other Industrial | New | Space Heating | Natural Gas | Unit Heater | Baseline Forecast | Avg. Replacement Demand (W) | 0 | 0 | 0 | 0 | 0 | 0 | 0 | 0 | 0 | 0 | 0 | 0 | 0 | 0 | 0 | 0 | 0 | 0 | 0 | 0 | 0 | 0 | 0 | 0 | 0 | 0 | 0 | 0 | 0 | 0
F1_Industrial_Other Industrial_New_Process_Natural Gas_Process Boiler_Baseline Forecast | F1 | Industrial | Other Industrial | New | Process | Natural Gas | Process Boiler | Baseline Forecast | Units | 0 | 794.2128 | 813.2288 | 1419.238 | 2023.7591 | 2701.3325 | 3109.3948 | 3583.1007 | 4050.8367 | 4576.9674 | 4968.8266 | 5419.5185 | 5864.2328 | 6380.1139 | 6730.2444 | 7155.7793 | 7580.9919 | 8075.997 | 8402.9624 | 8805.8611 | 9197.7868 | 9588.5547 | 0 | 0 | 0 | 0 | 0 | 0 | 0 | 0
F2_Industrial_Other Industrial_New_Process_Natural Gas_Process Boiler_Baseline Forecast | F2 | Industrial | Other Industrial | New | Process | Natural Gas | Process Boiler | Baseline Forecast | Usage (MMtherm) | 0 | 0.056168 | 0.057513 | 0.10037 | 0.14312 | 0.19104 | 0.2199 | 0.2534 | 0.28648 | 0.32369 | 0.3514 | 0.38328 | 0.41473 | 0.45121 | 0.47597 | 0.50607 | 0.53614 | 0.57115 | 0.59427 | 0.62276 | 0.65048 | 0.67812 | 0 | 0 | 0 | 0 | 0 | 0 | 0 | 0
F3_Industrial_Other Industrial_New_Process_Natural Gas_Process Boiler_Baseline Forecast | F3 | Industrial | Other Industrial | New | Process | Natural Gas | Process Boiler | Baseline Forecast | Peak Demand (S) | 0 | 0 | 0 | 0 | 0 | 0 | 0 | 0 | 0 | 0 | 0 | 0 | 0 | 0 | 0 | 0 | 0 | 0 | 0 | 0 | 0 | 0 | 0 | 0 | 0 | 0 | 0 | 0 | 0 | 0
F4_Industrial_Other Industrial_New_Process_Natural Gas_Process Boiler_Baseline Forecast | F4 | Industrial | Other Industrial | New | Process | Natural Gas | Process Boiler | Baseline Forecast | Peak Demand (W) | 0 | 0 | 0 | 0 | 0 | 0 | 0 | 0 | 0 | 0 | 0 | 0 | 0 | 0 | 0 | 0 | 0 | 0 | 0 | 0 | 0 | 0 | 0 | 0 | 0 | 0 | 0 | 0 | 0 | 0
F5_Industrial_Other Industrial_New_Process_Natural Gas_Process Boiler_Baseline Forecast | F5 | Industrial | Other Industrial | New | Process | Natural Gas | Process Boiler | Baseline Forecast | Turnover | 0 | 794.2128 | 19.016 | 606.0092 | 604.5211 | 677.5734 | 408.0623 | 473.7059 | 467.736 | 526.1307 | 391.8592 | 450.6919 | 444.7144 | 515.8811 | 350.1305 | 425.5349 | 425.2126 | 495.0051 | 326.9654 | 402.8987 | 391.9257 | 390.7679 | 0 | 0 | 0 | 0 | 0 | 0 | 0 | 0
F6_Industrial_Other Industrial_New_Process_Natural Gas_Process Boiler_Baseline Forecast | F6 | Industrial | Other Industrial | New | Process | Natural Gas | Process Boiler | Baseline Forecast | Avg. Replacement Usage | 70.7216 | 70.7216 | 70.7216 | 70.7216 | 70.7216 | 70.7216 | 70.7216 | 70.7216 | 70.7216 | 70.7216 | 70.7216 | 70.7216 | 70.7216 | 70.7216 | 70.7216 | 70.7216 | 70.7216 | 70.7216 | 70.7216 | 70.7216 | 70.7216 | 70.7216 | 0 | 0 | 0 | 0 | 0 | 0 | 0 | 0
F7_Industrial_Other Industrial_New_Process_Natural Gas_Process Boiler_Baseline Forecast | F7 | Industrial | Other Industrial | New | Process | Natural Gas | Process Boiler | Baseline Forecast | Avg. Replacement Demand (S) | 0 | 0 | 0 | 0 | 0 | 0 | 0 | 0 | 0 | 0 | 0 | 0 | 0 | 0 | 0 | 0 | 0 | 0 | 0 | 0 | 0 | 0 | 0 | 0 | 0 | 0 | 0 | 0 | 0 | 0
F8_Industrial_Other Industrial_New_Process_Natural Gas_Process Boiler_Baseline Forecast | F8 | Industrial | Other Industrial | New | Process | Natural Gas | Process Boiler | Baseline Forecast | Avg. Replacement Demand (W) | 0 | 0 | 0 | 0 | 0 | 0 | 0 | 0 | 0 | 0 | 0 | 0 | 0 | 0 | 0 | 0 | 0 | 0 | 0 | 0 | 0 | 0 | 0 | 0 | 0 | 0 | 0 | 0 | 0 | 0
F1_Industrial_Other Industrial_New_Process_Natural Gas_Process Heating_Baseline Forecast | F1 | Industrial | Other Industrial | New | Process | Natural Gas | Process Heating | Baseline Forecast | Units | 0 | 794.2128 | 813.2288 | 1419.238 | 2023.7591 | 2701.3325 | 3109.3948 | 3583.1007 | 4050.8367 | 4576.9674 | 4968.8266 | 5419.5185 | 5864.2328 | 6380.1139 | 6730.2444 | 7155.7793 | 7580.9919 | 8075.997 | 8402.9624 | 8805.8611 | 9197.7868 | 9588.5547 | 0 | 0 | 0 | 0 | 0 | 0 | 0 | 0
F2_Industrial_Other Industrial_New_Process_Natural Gas_Process Heating_Baseline Forecast | F2 | Industrial | Other Industrial | New | Process | Natural Gas | Process Heating | Baseline Forecast | Usage (MMtherm) | 0 | 0.045365 | 0.046452 | 0.081067 | 0.1156 | 0.1543 | 0.17761 | 0.20467 | 0.23138 | 0.26144 | 0.28382 | 0.30956 | 0.33496 | 0.36443 | 0.38443 | 0.40874 | 0.43303 | 0.4613 | 0.47998 | 0.50299 | 0.52538 | 0.5477 | 0 | 0 | 0 | 0 | 0 | 0 | 0 | 0
F3_Industrial_Other Industrial_New_Process_Natural Gas_Process Heating_Baseline Forecast | F3 | Industrial | Other Industrial | New | Process | Natural Gas | Process Heating | Baseline Forecast | Peak Demand (S) | 0 | 0 | 0 | 0 | 0 | 0 | 0 | 0 | 0 | 0 | 0 | 0 | 0 | 0 | 0 | 0 | 0 | 0 | 0 | 0 | 0 | 0 | 0 | 0 | 0 | 0 | 0 | 0 | 0 | 0
F4_Industrial_Other Industrial_New_Process_Natural Gas_Process Heating_Baseline Forecast | F4 | Industrial | Other Industrial | New | Process | Natural Gas | Process Heating | Baseline Forecast | Peak Demand (W) | 0 | 0 | 0 | 0 | 0 | 0 | 0 | 0 | 0 | 0 | 0 | 0 | 0 | 0 | 0 | 0 | 0 | 0 | 0 | 0 | 0 | 0 | 0 | 0 | 0 | 0 | 0 | 0 | 0 | 0
F5_Industrial_Other Industrial_New_Process_Natural Gas_Process Heating_Baseline Forecast | F5 | Industrial | Other Industrial | New | Process | Natural Gas | Process Heating | Baseline Forecast | Turnover | 0 | 794.2128 | 19.016 | 606.0092 | 717.98 | 777.5405 | 580.3212 | 723.9249 | 793.2866 | 888.0771 | 805.5169 | 1149.9818 | 945.1148 | 1230.8942 | 1159.9055 | 1271.9975 | 1269.1328 | 1425.906 | 1326.8035 | 1468.8253 | 1485.2234 | 1617.7859 | 0 | 0 | 0 | 0 | 0 | 0 | 0 | 0
F6_Industrial_Other Industrial_New_Process_Natural Gas_Process Heating_Baseline Forecast | F6 | Industrial | Other Industrial | New | Process | Natural Gas | Process Heating | Baseline Forecast | Avg. Replacement Usage | 57.1199 | 57.1199 | 57.1199 | 57.1199 | 57.1199 | 57.1199 | 57.1199 | 57.1199 | 57.1199 | 57.1199 | 57.1199 | 57.1199 | 57.1199 | 57.1199 | 57.1199 | 57.1199 | 57.1199 | 57.1199 | 57.1199 | 57.1199 | 57.1199 | 57.1199 | 0 | 0 | 0 | 0 | 0 | 0 | 0 | 0
F7_Industrial_Other Industrial_New_Process_Natural Gas_Process Heating_Baseline Forecast | F7 | Industrial | Other Industrial | New | Process | Natural Gas | Process Heating | Baseline Forecast | Avg. Replacement Demand (S) | 0 | 0 | 0 | 0 | 0 | 0 | 0 | 0 | 0 | 0 | 0 | 0 | 0 | 0 | 0 | 0 | 0 | 0 | 0 | 0 | 0 | 0 | 0 | 0 | 0 | 0 | 0 | 0 | 0 | 0
F8_Industrial_Other Industrial_New_Process_Natural Gas_Process Heating_Baseline Forecast | F8 | Industrial | Other Industrial | New | Process | Natural Gas | Process Heating | Baseline Forecast | Avg. Replacement Demand (W) | 0 | 0 | 0 | 0 | 0 | 0 | 0 | 0 | 0 | 0 | 0 | 0 | 0 | 0 | 0 | 0 | 0 | 0 | 0 | 0 | 0 | 0 | 0 | 0 | 0 | 0 | 0 | 0 | 0 | 0
F1_Industrial_Other Industrial_New_Process_Natural Gas_Process Cooling_Baseline Forecast | F1 | Industrial | Other Industrial | New | Process | Natural Gas | Process Cooling | Baseline Forecast | Units | 0 | 794.2128 | 813.2288 | 1419.238 | 2023.7591 | 2701.3325 | 3109.3948 | 3583.1007 | 4050.8367 | 4576.9674 | 4968.8266 | 5419.5185 | 5864.2328 | 6380.1139 | 6730.2444 | 7155.7793 | 7580.9919 | 8075.997 | 8402.9624 | 8805.8611 | 9197.7868 | 9588.5547 | 0 | 0 | 0 | 0 | 0 | 0 | 0 | 0
F2_Industrial_Other Industrial_New_Process_Natural Gas_Process Cooling_Baseline Forecast | F2 | Industrial | Other Industrial | New | Process | Natural Gas | Process Cooling | Baseline Forecast | Usage (MMtherm) | 0 | 0.00012163 | 0.00012454 | 0.00021735 | 0.00030994 | 0.0004137 | 0.0004762 | 0.00054875 | 0.00062038 | 0.00070096 | 0.00076097 | 0.00082999 | 0.0008981 | 0.0009771 | 0.0010307 | 0.0010959 | 0.001161 | 0.0012368 | 0.0012869 | 0.0013486 | 0.0014086 | 0.0014685 | 0 | 0 | 0 | 0 | 0 | 0 | 0 | 0
F3_Industrial_Other Industrial_New_Process_Natural Gas_Process Cooling_Baseline Forecast | F3 | Industrial | Other Industrial | New | Process | Natural Gas | Process Cooling | Baseline Forecast | Peak Demand (S) | 0 | 0 | 0 | 0 | 0 | 0 | 0 | 0 | 0 | 0 | 0 | 0 | 0 | 0 | 0 | 0 | 0 | 0 | 0 | 0 | 0 | 0 | 0 | 0 | 0 | 0 | 0 | 0 | 0 | 0
F4_Industrial_Other Industrial_New_Process_Natural Gas_Process Cooling_Baseline Forecast | F4 | Industrial | Other Industrial | New | Process | Natural Gas | Process Cooling | Baseline Forecast | Peak Demand (W) | 0 | 0 | 0 | 0 | 0 | 0 | 0 | 0 | 0 | 0 | 0 | 0 | 0 | 0 | 0 | 0 | 0 | 0 | 0 | 0 | 0 | 0 | 0 | 0 | 0 | 0 | 0 | 0 | 0 | 0
F5_Industrial_Other Industrial_New_Process_Natural Gas_Process Cooling_Baseline Forecast | F5 | Industrial | Other Industrial | New | Process | Natural Gas | Process Cooling | Baseline Forecast | Turnover | 0 | 794.2128 | 19.016 | 606.0092 | 717.98 | 777.5405 | 580.3212 | 723.9249 | 793.2866 | 888.0771 | 805.5169 | 1149.9818 | 945.1148 | 1230.8942 | 1159.9055 | 1271.9975 | 1269.1328 | 1425.906 | 1326.8035 | 1468.8253 | 1485.2234 | 1617.7859 | 0 | 0 | 0 | 0 | 0 | 0 | 0 | 0
F6_Industrial_Other Industrial_New_Process_Natural Gas_Process Cooling_Baseline Forecast | F6 | Industrial | Other Industrial | New | Process | Natural Gas | Process Cooling | Baseline Forecast | Avg. Replacement Usage | 0.15315 | 0.15315 | 0.15315 | 0.15315 | 0.15315 | 0.15315 | 0.15315 | 0.15315 | 0.15315 | 0.15315 | 0.15315 | 0.15315 | 0.15315 | 0.15315 | 0.15315 | 0.15315 | 0.15315 | 0.15315 | 0.15315 | 0.15315 | 0.15315 | 0.15315 | 0 | 0 | 0 | 0 | 0 | 0 | 0 | 0
F7_Industrial_Other Industrial_New_Process_Natural Gas_Process Cooling_Baseline Forecast | F7 | Industrial | Other Industrial | New | Process | Natural Gas | Process Cooling | Baseline Forecast | Avg. Replacement Demand (S) | 0 | 0 | 0 | 0 | 0 | 0 | 0 | 0 | 0 | 0 | 0 | 0 | 0 | 0 | 0 | 0 | 0 | 0 | 0 | 0 | 0 | 0 | 0 | 0 | 0 | 0 | 0 | 0 | 0 | 0
F8_Industrial_Other Industrial_New_Process_Natural Gas_Process Cooling_Baseline Forecast | F8 | Industrial | Other Industrial | New | Process | Natural Gas | Process Cooling | Baseline Forecast | Avg. Replacement Demand (W) | 0 | 0 | 0 | 0 | 0 | 0 | 0 | 0 | 0 | 0 | 0 | 0 | 0 | 0 | 0 | 0 | 0 | 0 | 0 | 0 | 0 | 0 | 0 | 0 | 0 | 0 | 0 | 0 | 0 | 0
F1_Industrial_Other Industrial_New_Process_Natural Gas_Other Process_Baseline Forecast | F1 | Industrial | Other Industrial | New | Process | Natural Gas | Other Process | Baseline Forecast | Units | 0 | 794.2128 | 813.2288 | 1419.238 | 2023.7591 | 2701.3325 | 3109.3948 | 3583.1007 | 4050.8367 | 4576.9674 | 4968.8266 | 5419.5185 | 5864.2328 | 6380.1139 | 6730.2444 | 7155.7793 | 7580.9919 | 8075.997 | 8402.9624 | 8805.8611 | 9197.7868 | 9588.5547 | 0 | 0 | 0 | 0 | 0 | 0 | 0 | 0
F2_Industrial_Other Industrial_New_Process_Natural Gas_Other Process_Baseline Forecast | F2 | Industrial | Other Industrial | New | Process | Natural Gas | Other Process | Baseline Forecast | Usage (MMtherm) | 0 | 0.0022619 | 0.002316 | 0.0040419 | 0.0057636 | 0.0076932 | 0.0088554 | 0.010204 | 0.011537 | 0.013035 | 0.014151 | 0.015434 | 0.016701 | 0.01817 | 0.019167 | 0.020379 | 0.02159 | 0.023 | 0.023931 | 0.025079 | 0.026195 | 0.027308 | 0 | 0 | 0 | 0 | 0 | 0 | 0 | 0
F3_Industrial_Other Industrial_New_Process_Natural Gas_Other Process_Baseline Forecast | F3 | Industrial | Other Industrial | New | Process | Natural Gas | Other Process | Baseline Forecast | Peak Demand (S) | 0 | 0 | 0 | 0 | 0 | 0 | 0 | 0 | 0 | 0 | 0 | 0 | 0 | 0 | 0 | 0 | 0 | 0 | 0 | 0 | 0 | 0 | 0 | 0 | 0 | 0 | 0 | 0 | 0 | 0
F4_Industrial_Other Industrial_New_Process_Natural Gas_Other Process_Baseline Forecast | F4 | Industrial | Other Industrial | New | Process | Natural Gas | Other Process | Baseline Forecast | Peak Demand (W) | 0 | 0 | 0 | 0 | 0 | 0 | 0 | 0 | 0 | 0 | 0 | 0 | 0 | 0 | 0 | 0 | 0 | 0 | 0 | 0 | 0 | 0 | 0 | 0 | 0 | 0 | 0 | 0 | 0 | 0
F5_Industrial_Other Industrial_New_Process_Natural Gas_Other Process_Baseline Forecast | F5 | Industrial | Other Industrial | New | Process | Natural Gas | Other Process | Baseline Forecast | Turnover | 0 | 794.2128 | 19.016 | 606.0092 | 717.98 | 777.5405 | 580.3212 | 723.9249 | 793.2866 | 888.0771 | 805.5169 | 1149.9818 | 945.1148 | 1230.8942 | 1159.9055 | 1271.9975 | 1269.1328 | 1425.906 | 1326.8035 | 1468.8253 | 1485.2234 | 1617.7859 | 0 | 0 | 0 | 0 | 0 | 0 | 0 | 0
F6_Industrial_Other Industrial_New_Process_Natural Gas_Other Process_Baseline Forecast | F6 | Industrial | Other Industrial | New | Process | Natural Gas | Other Process | Baseline Forecast | Avg. Replacement Usage | 2.8479 | 2.8479 | 2.8479 | 2.8479 | 2.8479 | 2.8479 | 2.8479 | 2.8479 | 2.8479 | 2.8479 | 2.8479 | 2.8479 | 2.8479 | 2.8479 | 2.8479 | 2.8479 | 2.8479 | 2.8479 | 2.8479 | 2.8479 | 2.8479 | 2.8479 | 0 | 0 | 0 | 0 | 0 | 0 | 0 | 0
F7_Industrial_Other Industrial_New_Process_Natural Gas_Other Process_Baseline Forecast | F7 | Industrial | Other Industrial | New | Process | Natural Gas | Other Process | Baseline Forecast | Avg. Replacement Demand (S) | 0 | 0 | 0 | 0 | 0 | 0 | 0 | 0 | 0 | 0 | 0 | 0 | 0 | 0 | 0 | 0 | 0 | 0 | 0 | 0 | 0 | 0 | 0 | 0 | 0 | 0 | 0 | 0 | 0 | 0
F8_Industrial_Other Industrial_New_Process_Natural Gas_Other Process_Baseline Forecast | F8 | Industrial | Other Industrial | New | Process | Natural Gas | Other Process | Baseline Forecast | Avg. Replacement Demand (W) | 0 | 0 | 0 | 0 | 0 | 0 | 0 | 0 | 0 | 0 | 0 | 0 | 0 | 0 | 0 | 0 | 0 | 0 | 0 | 0 | 0 | 0 | 0 | 0 | 0 | 0 | 0 | 0 | 0 | 0
F1_Industrial_Other Industrial_New_Miscellaneous_Natural Gas_Miscellaneous_Baseline Forecast | F1 | Industrial | Other Industrial | New | Miscellaneous | Natural Gas | Miscellaneous | Baseline Forecast | Units | 0 | 794.2128 | 813.2288 | 1419.238 | 2023.7591 | 2701.3325 | 3109.3948 | 3583.1007 | 4050.8367 | 4576.9674 | 4968.8266 | 5419.5185 | 5864.2328 | 6380.1139 | 6730.2444 | 7155.7793 | 7580.9919 | 8075.997 | 8402.9624 | 8805.8611 | 9197.7868 | 9588.5547 | 0 | 0 | 0 | 0 | 0 | 0 | 0 | 0
F2_Industrial_Other Industrial_New_Miscellaneous_Natural Gas_Miscellaneous_Baseline Forecast | F2 | Industrial | Other Industrial | New | Miscellaneous | Natural Gas | Miscellaneous | Baseline Forecast | Usage (MMtherm) | 0 | 0.016584 | 0.016981 | 0.029635 | 0.042258 | 0.056406 | 0.064926 | 0.074818 | 0.084584 | 0.09557 | 0.10375 | 0.11316 | 0.12245 | 0.13322 | 0.14053 | 0.14942 | 0.1583 | 0.16863 | 0.17546 | 0.18387 | 0.19206 | 0.20022 | 0 | 0 | 0 | 0 | 0 | 0 | 0 | 0
F3_Industrial_Other Industrial_New_Miscellaneous_Natural Gas_Miscellaneous_Baseline Forecast | F3 | Industrial | Other Industrial | New | Miscellaneous | Natural Gas | Miscellaneous | Baseline Forecast | Peak Demand (S) | 0 | 0 | 0 | 0 | 0 | 0 | 0 | 0 | 0 | 0 | 0 | 0 | 0 | 0 | 0 | 0 | 0 | 0 | 0 | 0 | 0 | 0 | 0 | 0 | 0 | 0 | 0 | 0 | 0 | 0
F4_Industrial_Other Industrial_New_Miscellaneous_Natural Gas_Miscellaneous_Baseline Forecast | F4 | Industrial | Other Industrial | New | Miscellaneous | Natural Gas | Miscellaneous | Baseline Forecast | Peak Demand (W) | 0 | 0 | 0 | 0 | 0 | 0 | 0 | 0 | 0 | 0 | 0 | 0 | 0 | 0 | 0 | 0 | 0 | 0 | 0 | 0 | 0 | 0 | 0 | 0 | 0 | 0 | 0 | 0 | 0 | 0
F5_Industrial_Other Industrial_New_Miscellaneous_Natural Gas_Miscellaneous_Baseline Forecast | F5 | Industrial | Other Industrial | New | Miscellaneous | Natural Gas | Miscellaneous | Baseline Forecast | Turnover | 0 | 794.2128 | 19.016 | 606.0092 | 717.98 | 777.5405 | 580.3212 | 723.9249 | 793.2866 | 888.0771 | 805.5169 | 1149.9818 | 945.1148 | 1230.8942 | 1159.9055 | 1271.9975 | 1269.1328 | 1425.906 | 1326.8035 | 1468.8253 | 1485.2234 | 1617.7859 | 0 | 0 | 0 | 0 | 0 | 0 | 0 | 0
F6_Industrial_Other Industrial_New_Miscellaneous_Natural Gas_Miscellaneous_Baseline Forecast | F6 | Industrial | Other Industrial | New | Miscellaneous | Natural Gas | Miscellaneous | Baseline Forecast | Avg. Replacement Usage | 20.8807 | 20.8807 | 20.8807 | 20.8807 | 20.8807 | 20.8807 | 20.8807 | 20.8807 | 20.8807 | 20.8807 | 20.8807 | 20.8807 | 20.8807 | 20.8807 | 20.8807 | 20.8807 | 20.8807 | 20.8807 | 20.8807 | 20.8807 | 20.8807 | 20.8807 | 0 | 0 | 0 | 0 | 0 | 0 | 0 | 0
F7_Industrial_Other Industrial_New_Miscellaneous_Natural Gas_Miscellaneous_Baseline Forecast | F7 | Industrial | Other Industrial | New | Miscellaneous | Natural Gas | Miscellaneous | Baseline Forecast | Avg. Replacement Demand (S) | 0 | 0 | 0 | 0 | 0 | 0 | 0 | 0 | 0 | 0 | 0 | 0 | 0 | 0 | 0 | 0 | 0 | 0 | 0 | 0 | 0 | 0 | 0 | 0 | 0 | 0 | 0 | 0 | 0 | 0
F8_Industrial_Other Industrial_New_Miscellaneous_Natural Gas_Miscellaneous_Baseline Forecast | F8 | Industrial | Other Industrial | New | Miscellaneous | Natural Gas | Miscellaneous | Baseline Forecast | Avg. Replacement Demand (W) | 0 | 0 | 0 | 0 | 0 | 0 | 0 | 0 | 0 | 0 | 0 | 0 | 0 | 0 | 0 | 0 | 0 | 0 | 0 | 0 | 0 | 0 | 0 | 0 | 0 | 0 | 0 | 0 | 0 | 0

## Equipment Purchases
Key | Sector | Segment | Vintage | End Use | Fuel | Technology | Equipment | Label | Case | 2019 | 2020 | 2021 | 2022 | 2023 | 2024 | 2025 | 2026 | 2027 | 2028 | 2029 | 2030 | 2031 | 2032 | 2033 | 2034 | 2035 | 2036 | 2037 | 2038 | 2039 | 2040
Industrial_Food Products_Existing_Space Heating_Natural Gas_Furnace_E1_Baseline Forecast | Industrial | Food Products | Existing | Space Heating | Natural Gas | Furnace | E1 | AFUE 80% (Standard) | Baseline Forecast | 0 | 20.3831 | 21.3573 | 22.2152 | 22.9663 | 23.6194 | 24.1824 | 24.6629 | 25.0678 | 25.4034 | 25.6756 | 25.8898 | 23.9467 | 22.1495 | 20.4872 | 18.9496 | 17.5274 | 16.212 | 14.9953 | 15.0163 | 15.0702 | 15.1489 | 0
Industrial_Food Products_Existing_Space Heating_Natural Gas_Furnace_E2_Baseline Forecast | Industrial | Food Products | Existing | Space Heating | Natural Gas | Furnace | E2 | AFUE 90% | Baseline Forecast | 0 | 0 | 0 | 0 | 0 | 0 | 0 | 0 | 0 | 0 | 0 | 0 | 0 | 0 | 0 | 0 | 0 | 0 | 0 | 0 | 0 | 0 | 0
Industrial_Food Products_Existing_Space Heating_Natural Gas_Furnace_E3_Baseline Forecast | Industrial | Food Products | Existing | Space Heating | Natural Gas | Furnace | E3 | AFUE 96% | Baseline Forecast | 0 | 0 | 0 | 0 | 0 | 0 | 0 | 0 | 0 | 0 | 0 | 0 | 0 | 0 | 0 | 0 | 0 | 0 | 0 | 0 | 0 | 0 | 0
Industrial_Food Products_Existing_Space Heating_Natural Gas_Furnace_E4_Baseline Forecast | Industrial | Food Products | Existing | Space Heating | Natural Gas | Furnace | E4 |  | Baseline Forecast | 0 | 0 | 0 | 0 | 0 | 0 | 0 | 0 | 0 | 0 | 0 | 0 | 0 | 0 | 0 | 0 | 0 | 0 | 0 | 0 | 0 | 0 | 0
Industrial_Food Products_Existing_Space Heating_Natural Gas_Furnace_E5_Baseline Forecast | Industrial | Food Products | Existing | Space Heating | Natural Gas | Furnace | E5 |  | Baseline Forecast | 0 | 0 | 0 | 0 | 0 | 0 | 0 | 0 | 0 | 0 | 0 | 0 | 0 | 0 | 0 | 0 | 0 | 0 | 0 | 0 | 0 | 0 | 0
Industrial_Food Products_Existing_Space Heating_Natural Gas_Furnace_E6_Baseline Forecast | Industrial | Food Products | Existing | Space Heating | Natural Gas | Furnace | E6 |  | Baseline Forecast | 0 | 0 | 0 | 0 | 0 | 0 | 0 | 0 | 0 | 0 | 0 | 0 | 0 | 0 | 0 | 0 | 0 | 0 | 0 | 0 | 0 | 0 | 0
Industrial_Food Products_Existing_Space Heating_Natural Gas_Furnace_E7_Baseline Forecast | Industrial | Food Products | Existing | Space Heating | Natural Gas | Furnace | E7 |  | Baseline Forecast | 0 | 0 | 0 | 0 | 0 | 0 | 0 | 0 | 0 | 0 | 0 | 0 | 0 | 0 | 0 | 0 | 0 | 0 | 0 | 0 | 0 | 0 | 0
Industrial_Food Products_Existing_Space Heating_Natural Gas_Furnace_E8_Baseline Forecast | Industrial | Food Products | Existing | Space Heating | Natural Gas | Furnace | E8 |  | Baseline Forecast | 0 | 0 | 0 | 0 | 0 | 0 | 0 | 0 | 0 | 0 | 0 | 0 | 0 | 0 | 0 | 0 | 0 | 0 | 0 | 0 | 0 | 0 | 0
Industrial_Food Products_Existing_Space Heating_Natural Gas_Furnace_E9_Baseline Forecast | Industrial | Food Products | Existing | Space Heating | Natural Gas | Furnace | E9 |  | Baseline Forecast | 0 | 0 | 0 | 0 | 0 | 0 | 0 | 0 | 0 | 0 | 0 | 0 | 0 | 0 | 0 | 0 | 0 | 0 | 0 | 0 | 0 | 0 | 0
Industrial_Food Products_Existing_Space Heating_Natural Gas_Furnace_E10_Baseline Forecast | Industrial | Food Products | Existing | Space Heating | Natural Gas | Furnace | E10 |  | Baseline Forecast | 0 | 0 | 0 | 0 | 0 | 0 | 0 | 0 | 0 | 0 | 0 | 0 | 0 | 0 | 0 | 0 | 0 | 0 | 0 | 0 | 0 | 0 | 0
Industrial_Food Products_Existing_Space Heating_Natural Gas_Boiler_E1_Baseline Forecast | Industrial | Food Products | Existing | Space Heating | Natural Gas | Boiler | E1 | AFUE 80% (Standard) | Baseline Forecast | 0 | 29.6119 | 29.3659 | 29.096 | 28.8055 | 28.4975 | 28.1747 | 27.8395 | 27.4941 | 27.1402 | 26.7797 | 26.4139 | 26.0442 | 25.6717 | 25.2976 | 24.9225 | 24.5474 | 24.173 | 23.7998 | 23.4284 | 23.0593 | 22.6928 | 0
Industrial_Food Products_Existing_Space Heating_Natural Gas_Boiler_E2_Baseline Forecast | Industrial | Food Products | Existing | Space Heating | Natural Gas | Boiler | E2 | AFUE 85% | Baseline Forecast | 0 | 0 | 0 | 0 | 0 | 0 | 0 | 0 | 0 | 0 | 0 | 0 | 0 | 0 | 0 | 0 | 0 | 0 | 0 | 0 | 0 | 0 | 0
Industrial_Food Products_Existing_Space Heating_Natural Gas_Boiler_E3_Baseline Forecast | Industrial | Food Products | Existing | Space Heating | Natural Gas | Boiler | E3 | AFUE 97% | Baseline Forecast | 0 | 0 | 0 | 0 | 0 | 0 | 0 | 0 | 0 | 0 | 0 | 0 | 0 | 0 | 0 | 0 | 0 | 0 | 0 | 0 | 0 | 0 | 0
Industrial_Food Products_Existing_Space Heating_Natural Gas_Boiler_E4_Baseline Forecast | Industrial | Food Products | Existing | Space Heating | Natural Gas | Boiler | E4 | Convert to NG Air Source Heat Pump | Baseline Forecast | 0 | 0 | 0 | 0 | 0 | 0 | 0 | 0 | 0 | 0 | 0 | 0 | 0 | 0 | 0 | 0 | 0 | 0 | 0 | 0 | 0 | 0 | 0
Industrial_Food Products_Existing_Space Heating_Natural Gas_Boiler_E5_Baseline Forecast | Industrial | Food Products | Existing | Space Heating | Natural Gas | Boiler | E5 |  | Baseline Forecast | 0 | 0 | 0 | 0 | 0 | 0 | 0 | 0 | 0 | 0 | 0 | 0 | 0 | 0 | 0 | 0 | 0 | 0 | 0 | 0 | 0 | 0 | 0
Industrial_Food Products_Existing_Space Heating_Natural Gas_Boiler_E6_Baseline Forecast | Industrial | Food Products | Existing | Space Heating | Natural Gas | Boiler | E6 |  | Baseline Forecast | 0 | 0 | 0 | 0 | 0 | 0 | 0 | 0 | 0 | 0 | 0 | 0 | 0 | 0 | 0 | 0 | 0 | 0 | 0 | 0 | 0 | 0 | 0
Industrial_Food Products_Existing_Space Heating_Natural Gas_Boiler_E7_Baseline Forecast | Industrial | Food Products | Existing | Space Heating | Natural Gas | Boiler | E7 |  | Baseline Forecast | 0 | 0 | 0 | 0 | 0 | 0 | 0 | 0 | 0 | 0 | 0 | 0 | 0 | 0 | 0 | 0 | 0 | 0 | 0 | 0 | 0 | 0 | 0
Industrial_Food Products_Existing_Space Heating_Natural Gas_Boiler_E8_Baseline Forecast | Industrial | Food Products | Existing | Space Heating | Natural Gas | Boiler | E8 |  | Baseline Forecast | 0 | 0 | 0 | 0 | 0 | 0 | 0 | 0 | 0 | 0 | 0 | 0 | 0 | 0 | 0 | 0 | 0 | 0 | 0 | 0 | 0 | 0 | 0
Industrial_Food Products_Existing_Space Heating_Natural Gas_Boiler_E9_Baseline Forecast | Industrial | Food Products | Existing | Space Heating | Natural Gas | Boiler | E9 |  | Baseline Forecast | 0 | 0 | 0 | 0 | 0 | 0 | 0 | 0 | 0 | 0 | 0 | 0 | 0 | 0 | 0 | 0 | 0 | 0 | 0 | 0 | 0 | 0 | 0
Industrial_Food Products_Existing_Space Heating_Natural Gas_Boiler_E10_Baseline Forecast | Industrial | Food Products | Existing | Space Heating | Natural Gas | Boiler | E10 |  | Baseline Forecast | 0 | 0 | 0 | 0 | 0 | 0 | 0 | 0 | 0 | 0 | 0 | 0 | 0 | 0 | 0 | 0 | 0 | 0 | 0 | 0 | 0 | 0 | 0
Industrial_Food Products_Existing_Space Heating_Natural Gas_Unit Heater_E1_Baseline Forecast | Industrial | Food Products | Existing | Space Heating | Natural Gas | Unit Heater | E1 | Standard | Baseline Forecast | 0 | 0.42823 | 1.2243 | 2.3345 | 3.7116 | 5.3132 | 7.1023 | 9.0459 | 11.1149 | 13.2837 | 15.1635 | 16.7861 | 18.2507 | 19.6282 | 20.9683 | 22.3046 | 23.6586 | 22.2104 | 21.2166 | 20.6182 | 20.3626 | 20.3427 | 0
Industrial_Food Products_Existing_Space Heating_Natural Gas_Unit Heater_E2_Baseline Forecast | Industrial | Food Products | Existing | Space Heating | Natural Gas | Unit Heater | E2 | Condensing | Baseline Forecast | 0 | 0 | 0 | 0 | 0 | 0 | 0 | 0 | 0 | 0 | 0 | 0 | 0 | 0 | 0 | 0 | 0 | 0 | 0 | 0 | 0 | 0 | 0
Industrial_Food Products_Existing_Space Heating_Natural Gas_Unit Heater_E3_Baseline Forecast | Industrial | Food Products | Existing | Space Heating | Natural Gas | Unit Heater | E3 | Infrared Radiant | Baseline Forecast | 0 | 0 | 0 | 0 | 0 | 0 | 0 | 0 | 0 | 0 | 0 | 0 | 0 | 0 | 0 | 0 | 0 | 0 | 0 | 0 | 0 | 0 | 0
Industrial_Food Products_Existing_Space Heating_Natural Gas_Unit Heater_E4_Baseline Forecast | Industrial | Food Products | Existing | Space Heating | Natural Gas | Unit Heater | E4 |  | Baseline Forecast | 0 | 0 | 0 | 0 | 0 | 0 | 0 | 0 | 0 | 0 | 0 | 0 | 0 | 0 | 0 | 0 | 0 | 0 | 0 | 0 | 0 | 0 | 0
Industrial_Food Products_Existing_Space Heating_Natural Gas_Unit Heater_E5_Baseline Forecast | Industrial | Food Products | Existing | Space Heating | Natural Gas | Unit Heater | E5 |  | Baseline Forecast | 0 | 0 | 0 | 0 | 0 | 0 | 0 | 0 | 0 | 0 | 0 | 0 | 0 | 0 | 0 | 0 | 0 | 0 | 0 | 0 | 0 | 0 | 0
Industrial_Food Products_Existing_Space Heating_Natural Gas_Unit Heater_E6_Baseline Forecast | Industrial | Food Products | Existing | Space Heating | Natural Gas | Unit Heater | E6 |  | Baseline Forecast | 0 | 0 | 0 | 0 | 0 | 0 | 0 | 0 | 0 | 0 | 0 | 0 | 0 | 0 | 0 | 0 | 0 | 0 | 0 | 0 | 0 | 0 | 0
Industrial_Food Products_Existing_Space Heating_Natural Gas_Unit Heater_E7_Baseline Forecast | Industrial | Food Products | Existing | Space Heating | Natural Gas | Unit Heater | E7 |  | Baseline Forecast | 0 | 0 | 0 | 0 | 0 | 0 | 0 | 0 | 0 | 0 | 0 | 0 | 0 | 0 | 0 | 0 | 0 | 0 | 0 | 0 | 0 | 0 | 0
Industrial_Food Products_Existing_Space Heating_Natural Gas_Unit Heater_E8_Baseline Forecast | Industrial | Food Products | Existing | Space Heating | Natural Gas | Unit Heater | E8 |  | Baseline Forecast | 0 | 0 | 0 | 0 | 0 | 0 | 0 | 0 | 0 | 0 | 0 | 0 | 0 | 0 | 0 | 0 | 0 | 0 | 0 | 0 | 0 | 0 | 0
Industrial_Food Products_Existing_Space Heating_Natural Gas_Unit Heater_E9_Baseline Forecast | Industrial | Food Products | Existing | Space Heating | Natural Gas | Unit Heater | E9 |  | Baseline Forecast | 0 | 0 | 0 | 0 | 0 | 0 | 0 | 0 | 0 | 0 | 0 | 0 | 0 | 0 | 0 | 0 | 0 | 0 | 0 | 0 | 0 | 0 | 0
Industrial_Food Products_Existing_Space Heating_Natural Gas_Unit Heater_E10_Baseline Forecast | Industrial | Food Products | Existing | Space Heating | Natural Gas | Unit Heater | E10 |  | Baseline Forecast | 0 | 0 | 0 | 0 | 0 | 0 | 0 | 0 | 0 | 0 | 0 | 0 | 0 | 0 | 0 | 0 | 0 | 0 | 0 | 0 | 0 | 0 | 0
Industrial_Food Products_Existing_Process_Natural Gas_Process Boiler_E1_Baseline Forecast | Industrial | Food Products | Existing | Process | Natural Gas | Process Boiler | E1 | Standard | Baseline Forecast | 0 | 199.7197 | 233.6622 | 261.1262 | 219.9634 | 185.2894 | 156.0812 | 131.4773 | 110.7518 | 93.2934 | 78.587 | 66.1989 | 55.7636 | 46.9733 | 39.5686 | 33.3312 | 28.077 | 23.6511 | 19.9229 | 16.7823 | 14.1368 | 11.9084 | 0
Industrial_Food Products_Existing_Process_Natural Gas_Process Boiler_E2_Baseline Forecast | Industrial | Food Products | Existing | Process | Natural Gas | Process Boiler | E2 |  | Baseline Forecast | 0 | 0 | 0 | 0 | 0 | 0 | 0 | 0 | 0 | 0 | 0 | 0 | 0 | 0 | 0 | 0 | 0 | 0 | 0 | 0 | 0 | 0 | 0
Industrial_Food Products_Existing_Process_Natural Gas_Process Boiler_E3_Baseline Forecast | Industrial | Food Products | Existing | Process | Natural Gas | Process Boiler | E3 |  | Baseline Forecast | 0 | 0 | 0 | 0 | 0 | 0 | 0 | 0 | 0 | 0 | 0 | 0 | 0 | 0 | 0 | 0 | 0 | 0 | 0 | 0 | 0 | 0 | 0
Industrial_Food Products_Existing_Process_Natural Gas_Process Boiler_E4_Baseline Forecast | Industrial | Food Products | Existing | Process | Natural Gas | Process Boiler | E4 |  | Baseline Forecast | 0 | 0 | 0 | 0 | 0 | 0 | 0 | 0 | 0 | 0 | 0 | 0 | 0 | 0 | 0 | 0 | 0 | 0 | 0 | 0 | 0 | 0 | 0
Industrial_Food Products_Existing_Process_Natural Gas_Process Boiler_E5_Baseline Forecast | Industrial | Food Products | Existing | Process | Natural Gas | Process Boiler | E5 |  | Baseline Forecast | 0 | 0 | 0 | 0 | 0 | 0 | 0 | 0 | 0 | 0 | 0 | 0 | 0 | 0 | 0 | 0 | 0 | 0 | 0 | 0 | 0 | 0 | 0
Industrial_Food Products_Existing_Process_Natural Gas_Process Boiler_E6_Baseline Forecast | Industrial | Food Products | Existing | Process | Natural Gas | Process Boiler | E6 |  | Baseline Forecast | 0 | 0 | 0 | 0 | 0 | 0 | 0 | 0 | 0 | 0 | 0 | 0 | 0 | 0 | 0 | 0 | 0 | 0 | 0 | 0 | 0 | 0 | 0
Industrial_Food Products_Existing_Process_Natural Gas_Process Boiler_E7_Baseline Forecast | Industrial | Food Products | Existing | Process | Natural Gas | Process Boiler | E7 |  | Baseline Forecast | 0 | 0 | 0 | 0 | 0 | 0 | 0 | 0 | 0 | 0 | 0 | 0 | 0 | 0 | 0 | 0 | 0 | 0 | 0 | 0 | 0 | 0 | 0
Industrial_Food Products_Existing_Process_Natural Gas_Process Boiler_E8_Baseline Forecast | Industrial | Food Products | Existing | Process | Natural Gas | Process Boiler | E8 |  | Baseline Forecast | 0 | 0 | 0 | 0 | 0 | 0 | 0 | 0 | 0 | 0 | 0 | 0 | 0 | 0 | 0 | 0 | 0 | 0 | 0 | 0 | 0 | 0 | 0
Industrial_Food Products_Existing_Process_Natural Gas_Process Boiler_E9_Baseline Forecast | Industrial | Food Products | Existing | Process | Natural Gas | Process Boiler | E9 |  | Baseline Forecast | 0 | 0 | 0 | 0 | 0 | 0 | 0 | 0 | 0 | 0 | 0 | 0 | 0 | 0 | 0 | 0 | 0 | 0 | 0 | 0 | 0 | 0 | 0
Industrial_Food Products_Existing_Process_Natural Gas_Process Boiler_E10_Baseline Forecast | Industrial | Food Products | Existing | Process | Natural Gas | Process Boiler | E10 |  | Baseline Forecast | 0 | 0 | 0 | 0 | 0 | 0 | 0 | 0 | 0 | 0 | 0 | 0 | 0 | 0 | 0 | 0 | 0 | 0 | 0 | 0 | 0 | 0 | 0
Industrial_Food Products_Existing_Process_Natural Gas_Process Heating_E1_Baseline Forecast | Industrial | Food Products | Existing | Process | Natural Gas | Process Heating | E1 | Standard | Baseline Forecast | 0 | 199.7197 | 233.6622 | 261.1262 | 247.0444 | 239.7848 | 237.3935 | 233.4697 | 229.1802 | 225.2425 | 221.3936 | 266.4704 | 264.1607 | 260.2503 | 253.012 | 248.2125 | 244.8007 | 240.56 | 236.2308 | 232.1895 | 228.2153 | 236.2436 | 0
Industrial_Food Products_Existing_Process_Natural Gas_Process Heating_E2_Baseline Forecast | Industrial | Food Products | Existing | Process | Natural Gas | Process Heating | E2 |  | Baseline Forecast | 0 | 0 | 0 | 0 | 0 | 0 | 0 | 0 | 0 | 0 | 0 | 0 | 0 | 0 | 0 | 0 | 0 | 0 | 0 | 0 | 0 | 0 | 0
Industrial_Food Products_Existing_Process_Natural Gas_Process Heating_E3_Baseline Forecast | Industrial | Food Products | Existing | Process | Natural Gas | Process Heating | E3 |  | Baseline Forecast | 0 | 0 | 0 | 0 | 0 | 0 | 0 | 0 | 0 | 0 | 0 | 0 | 0 | 0 | 0 | 0 | 0 | 0 | 0 | 0 | 0 | 0 | 0
Industrial_Food Products_Existing_Process_Natural Gas_Process Heating_E4_Baseline Forecast | Industrial | Food Products | Existing | Process | Natural Gas | Process Heating | E4 |  | Baseline Forecast | 0 | 0 | 0 | 0 | 0 | 0 | 0 | 0 | 0 | 0 | 0 | 0 | 0 | 0 | 0 | 0 | 0 | 0 | 0 | 0 | 0 | 0 | 0
Industrial_Food Products_Existing_Process_Natural Gas_Process Heating_E5_Baseline Forecast | Industrial | Food Products | Existing | Process | Natural Gas | Process Heating | E5 |  | Baseline Forecast | 0 | 0 | 0 | 0 | 0 | 0 | 0 | 0 | 0 | 0 | 0 | 0 | 0 | 0 | 0 | 0 | 0 | 0 | 0 | 0 | 0 | 0 | 0
Industrial_Food Products_Existing_Process_Natural Gas_Process Heating_E6_Baseline Forecast | Industrial | Food Products | Existing | Process | Natural Gas | Process Heating | E6 |  | Baseline Forecast | 0 | 0 | 0 | 0 | 0 | 0 | 0 | 0 | 0 | 0 | 0 | 0 | 0 | 0 | 0 | 0 | 0 | 0 | 0 | 0 | 0 | 0 | 0
Industrial_Food Products_Existing_Process_Natural Gas_Process Heating_E7_Baseline Forecast | Industrial | Food Products | Existing | Process | Natural Gas | Process Heating | E7 |  | Baseline Forecast | 0 | 0 | 0 | 0 | 0 | 0 | 0 | 0 | 0 | 0 | 0 | 0 | 0 | 0 | 0 | 0 | 0 | 0 | 0 | 0 | 0 | 0 | 0
Industrial_Food Products_Existing_Process_Natural Gas_Process Heating_E8_Baseline Forecast | Industrial | Food Products | Existing | Process | Natural Gas | Process Heating | E8 |  | Baseline Forecast | 0 | 0 | 0 | 0 | 0 | 0 | 0 | 0 | 0 | 0 | 0 | 0 | 0 | 0 | 0 | 0 | 0 | 0 | 0 | 0 | 0 | 0 | 0
Industrial_Food Products_Existing_Process_Natural Gas_Process Heating_E9_Baseline Forecast | Industrial | Food Products | Existing | Process | Natural Gas | Process Heating | E9 |  | Baseline Forecast | 0 | 0 | 0 | 0 | 0 | 0 | 0 | 0 | 0 | 0 | 0 | 0 | 0 | 0 | 0 | 0 | 0 | 0 | 0 | 0 | 0 | 0 | 0
Industrial_Food Products_Existing_Process_Natural Gas_Process Heating_E10_Baseline Forecast | Industrial | Food Products | Existing | Process | Natural Gas | Process Heating | E10 |  | Baseline Forecast | 0 | 0 | 0 | 0 | 0 | 0 | 0 | 0 | 0 | 0 | 0 | 0 | 0 | 0 | 0 | 0 | 0 | 0 | 0 | 0 | 0 | 0 | 0
Industrial_Food Products_Existing_Process_Natural Gas_Process Cooling_E1_Baseline Forecast | Industrial | Food Products | Existing | Process | Natural Gas | Process Cooling | E1 | Standard | Baseline Forecast | 0 | 199.7197 | 233.6622 | 261.1262 | 247.0444 | 239.7848 | 237.3935 | 233.4697 | 229.1802 | 225.2425 | 221.3936 | 266.4704 | 264.1607 | 260.2503 | 253.012 | 248.2125 | 244.8007 | 240.56 | 236.2308 | 232.1895 | 228.2153 | 236.2436 | 0
Industrial_Food Products_Existing_Process_Natural Gas_Process Cooling_E2_Baseline Forecast | Industrial | Food Products | Existing | Process | Natural Gas | Process Cooling | E2 |  | Baseline Forecast | 0 | 0 | 0 | 0 | 0 | 0 | 0 | 0 | 0 | 0 | 0 | 0 | 0 | 0 | 0 | 0 | 0 | 0 | 0 | 0 | 0 | 0 | 0
Industrial_Food Products_Existing_Process_Natural Gas_Process Cooling_E3_Baseline Forecast | Industrial | Food Products | Existing | Process | Natural Gas | Process Cooling | E3 |  | Baseline Forecast | 0 | 0 | 0 | 0 | 0 | 0 | 0 | 0 | 0 | 0 | 0 | 0 | 0 | 0 | 0 | 0 | 0 | 0 | 0 | 0 | 0 | 0 | 0
Industrial_Food Products_Existing_Process_Natural Gas_Process Cooling_E4_Baseline Forecast | Industrial | Food Products | Existing | Process | Natural Gas | Process Cooling | E4 |  | Baseline Forecast | 0 | 0 | 0 | 0 | 0 | 0 | 0 | 0 | 0 | 0 | 0 | 0 | 0 | 0 | 0 | 0 | 0 | 0 | 0 | 0 | 0 | 0 | 0
Industrial_Food Products_Existing_Process_Natural Gas_Process Cooling_E5_Baseline Forecast | Industrial | Food Products | Existing | Process | Natural Gas | Process Cooling | E5 |  | Baseline Forecast | 0 | 0 | 0 | 0 | 0 | 0 | 0 | 0 | 0 | 0 | 0 | 0 | 0 | 0 | 0 | 0 | 0 | 0 | 0 | 0 | 0 | 0 | 0
Industrial_Food Products_Existing_Process_Natural Gas_Process Cooling_E6_Baseline Forecast | Industrial | Food Products | Existing | Process | Natural Gas | Process Cooling | E6 |  | Baseline Forecast | 0 | 0 | 0 | 0 | 0 | 0 | 0 | 0 | 0 | 0 | 0 | 0 | 0 | 0 | 0 | 0 | 0 | 0 | 0 | 0 | 0 | 0 | 0
Industrial_Food Products_Existing_Process_Natural Gas_Process Cooling_E7_Baseline Forecast | Industrial | Food Products | Existing | Process | Natural Gas | Process Cooling | E7 |  | Baseline Forecast | 0 | 0 | 0 | 0 | 0 | 0 | 0 | 0 | 0 | 0 | 0 | 0 | 0 | 0 | 0 | 0 | 0 | 0 | 0 | 0 | 0 | 0 | 0
Industrial_Food Products_Existing_Process_Natural Gas_Process Cooling_E8_Baseline Forecast | Industrial | Food Products | Existing | Process | Natural Gas | Process Cooling | E8 |  | Baseline Forecast | 0 | 0 | 0 | 0 | 0 | 0 | 0 | 0 | 0 | 0 | 0 | 0 | 0 | 0 | 0 | 0 | 0 | 0 | 0 | 0 | 0 | 0 | 0
Industrial_Food Products_Existing_Process_Natural Gas_Process Cooling_E9_Baseline Forecast | Industrial | Food Products | Existing | Process | Natural Gas | Process Cooling | E9 |  | Baseline Forecast | 0 | 0 | 0 | 0 | 0 | 0 | 0 | 0 | 0 | 0 | 0 | 0 | 0 | 0 | 0 | 0 | 0 | 0 | 0 | 0 | 0 | 0 | 0
Industrial_Food Products_Existing_Process_Natural Gas_Process Cooling_E10_Baseline Forecast | Industrial | Food Products | Existing | Process | Natural Gas | Process Cooling | E10 |  | Baseline Forecast | 0 | 0 | 0 | 0 | 0 | 0 | 0 | 0 | 0 | 0 | 0 | 0 | 0 | 0 | 0 | 0 | 0 | 0 | 0 | 0 | 0 | 0 | 0
Industrial_Food Products_Existing_Process_Natural Gas_Other Process_E1_Baseline Forecast | Industrial | Food Products | Existing | Process | Natural Gas | Other Process | E1 | Standard | Baseline Forecast | 0 | 199.7197 | 233.6622 | 261.1262 | 247.0444 | 239.7848 | 237.3935 | 233.4697 | 229.1802 | 225.2425 | 221.3936 | 266.4704 | 264.1607 | 260.2503 | 253.012 | 248.2125 | 244.8007 | 240.56 | 236.2308 | 232.1895 | 228.2153 | 236.2436 | 0
Industrial_Food Products_Existing_Process_Natural Gas_Other Process_E2_Baseline Forecast | Industrial | Food Products | Existing | Process | Natural Gas | Other Process | E2 |  | Baseline Forecast | 0 | 0 | 0 | 0 | 0 | 0 | 0 | 0 | 0 | 0 | 0 | 0 | 0 | 0 | 0 | 0 | 0 | 0 | 0 | 0 | 0 | 0 | 0
Industrial_Food Products_Existing_Process_Natural Gas_Other Process_E3_Baseline Forecast | Industrial | Food Products | Existing | Process | Natural Gas | Other Process | E3 |  | Baseline Forecast | 0 | 0 | 0 | 0 | 0 | 0 | 0 | 0 | 0 | 0 | 0 | 0 | 0 | 0 | 0 | 0 | 0 | 0 | 0 | 0 | 0 | 0 | 0
Industrial_Food Products_Existing_Process_Natural Gas_Other Process_E4_Baseline Forecast | Industrial | Food Products | Existing | Process | Natural Gas | Other Process | E4 |  | Baseline Forecast | 0 | 0 | 0 | 0 | 0 | 0 | 0 | 0 | 0 | 0 | 0 | 0 | 0 | 0 | 0 | 0 | 0 | 0 | 0 | 0 | 0 | 0 | 0
Industrial_Food Products_Existing_Process_Natural Gas_Other Process_E5_Baseline Forecast | Industrial | Food Products | Existing | Process | Natural Gas | Other Process | E5 |  | Baseline Forecast | 0 | 0 | 0 | 0 | 0 | 0 | 0 | 0 | 0 | 0 | 0 | 0 | 0 | 0 | 0 | 0 | 0 | 0 | 0 | 0 | 0 | 0 | 0
Industrial_Food Products_Existing_Process_Natural Gas_Other Process_E6_Baseline Forecast | Industrial | Food Products | Existing | Process | Natural Gas | Other Process | E6 |  | Baseline Forecast | 0 | 0 | 0 | 0 | 0 | 0 | 0 | 0 | 0 | 0 | 0 | 0 | 0 | 0 | 0 | 0 | 0 | 0 | 0 | 0 | 0 | 0 | 0
Industrial_Food Products_Existing_Process_Natural Gas_Other Process_E7_Baseline Forecast | Industrial | Food Products | Existing | Process | Natural Gas | Other Process | E7 |  | Baseline Forecast | 0 | 0 | 0 | 0 | 0 | 0 | 0 | 0 | 0 | 0 | 0 | 0 | 0 | 0 | 0 | 0 | 0 | 0 | 0 | 0 | 0 | 0 | 0
Industrial_Food Products_Existing_Process_Natural Gas_Other Process_E8_Baseline Forecast | Industrial | Food Products | Existing | Process | Natural Gas | Other Process | E8 |  | Baseline Forecast | 0 | 0 | 0 | 0 | 0 | 0 | 0 | 0 | 0 | 0 | 0 | 0 | 0 | 0 | 0 | 0 | 0 | 0 | 0 | 0 | 0 | 0 | 0
Industrial_Food Products_Existing_Process_Natural Gas_Other Process_E9_Baseline Forecast | Industrial | Food Products | Existing | Process | Natural Gas | Other Process | E9 |  | Baseline Forecast | 0 | 0 | 0 | 0 | 0 | 0 | 0 | 0 | 0 | 0 | 0 | 0 | 0 | 0 | 0 | 0 | 0 | 0 | 0 | 0 | 0 | 0 | 0
Industrial_Food Products_Existing_Process_Natural Gas_Other Process_E10_Baseline Forecast | Industrial | Food Products | Existing | Process | Natural Gas | Other Process | E10 |  | Baseline Forecast | 0 | 0 | 0 | 0 | 0 | 0 | 0 | 0 | 0 | 0 | 0 | 0 | 0 | 0 | 0 | 0 | 0 | 0 | 0 | 0 | 0 | 0 | 0
Industrial_Food Products_Existing_Miscellaneous_Natural Gas_Miscellaneous_E1_Baseline Forecast | Industrial | Food Products | Existing | Miscellaneous | Natural Gas | Miscellaneous | E1 | Standard | Baseline Forecast | 0 | 199.7197 | 233.6622 | 261.1262 | 247.0444 | 239.7848 | 237.3935 | 233.4697 | 229.1802 | 225.2425 | 221.3936 | 266.4704 | 264.1607 | 260.2503 | 253.012 | 248.2125 | 244.8007 | 240.56 | 236.2308 | 232.1895 | 228.2153 | 236.2436 | 0
Industrial_Food Products_Existing_Miscellaneous_Natural Gas_Miscellaneous_E2_Baseline Forecast | Industrial | Food Products | Existing | Miscellaneous | Natural Gas | Miscellaneous | E2 |  | Baseline Forecast | 0 | 0 | 0 | 0 | 0 | 0 | 0 | 0 | 0 | 0 | 0 | 0 | 0 | 0 | 0 | 0 | 0 | 0 | 0 | 0 | 0 | 0 | 0
Industrial_Food Products_Existing_Miscellaneous_Natural Gas_Miscellaneous_E3_Baseline Forecast | Industrial | Food Products | Existing | Miscellaneous | Natural Gas | Miscellaneous | E3 |  | Baseline Forecast | 0 | 0 | 0 | 0 | 0 | 0 | 0 | 0 | 0 | 0 | 0 | 0 | 0 | 0 | 0 | 0 | 0 | 0 | 0 | 0 | 0 | 0 | 0
Industrial_Food Products_Existing_Miscellaneous_Natural Gas_Miscellaneous_E4_Baseline Forecast | Industrial | Food Products | Existing | Miscellaneous | Natural Gas | Miscellaneous | E4 |  | Baseline Forecast | 0 | 0 | 0 | 0 | 0 | 0 | 0 | 0 | 0 | 0 | 0 | 0 | 0 | 0 | 0 | 0 | 0 | 0 | 0 | 0 | 0 | 0 | 0
Industrial_Food Products_Existing_Miscellaneous_Natural Gas_Miscellaneous_E5_Baseline Forecast | Industrial | Food Products | Existing | Miscellaneous | Natural Gas | Miscellaneous | E5 |  | Baseline Forecast | 0 | 0 | 0 | 0 | 0 | 0 | 0 | 0 | 0 | 0 | 0 | 0 | 0 | 0 | 0 | 0 | 0 | 0 | 0 | 0 | 0 | 0 | 0
Industrial_Food Products_Existing_Miscellaneous_Natural Gas_Miscellaneous_E6_Baseline Forecast | Industrial | Food Products | Existing | Miscellaneous | Natural Gas | Miscellaneous | E6 |  | Baseline Forecast | 0 | 0 | 0 | 0 | 0 | 0 | 0 | 0 | 0 | 0 | 0 | 0 | 0 | 0 | 0 | 0 | 0 | 0 | 0 | 0 | 0 | 0 | 0
Industrial_Food Products_Existing_Miscellaneous_Natural Gas_Miscellaneous_E7_Baseline Forecast | Industrial | Food Products | Existing | Miscellaneous | Natural Gas | Miscellaneous | E7 |  | Baseline Forecast | 0 | 0 | 0 | 0 | 0 | 0 | 0 | 0 | 0 | 0 | 0 | 0 | 0 | 0 | 0 | 0 | 0 | 0 | 0 | 0 | 0 | 0 | 0
Industrial_Food Products_Existing_Miscellaneous_Natural Gas_Miscellaneous_E8_Baseline Forecast | Industrial | Food Products | Existing | Miscellaneous | Natural Gas | Miscellaneous | E8 |  | Baseline Forecast | 0 | 0 | 0 | 0 | 0 | 0 | 0 | 0 | 0 | 0 | 0 | 0 | 0 | 0 | 0 | 0 | 0 | 0 | 0 | 0 | 0 | 0 | 0
Industrial_Food Products_Existing_Miscellaneous_Natural Gas_Miscellaneous_E9_Baseline Forecast | Industrial | Food Products | Existing | Miscellaneous | Natural Gas | Miscellaneous | E9 |  | Baseline Forecast | 0 | 0 | 0 | 0 | 0 | 0 | 0 | 0 | 0 | 0 | 0 | 0 | 0 | 0 | 0 | 0 | 0 | 0 | 0 | 0 | 0 | 0 | 0
Industrial_Food Products_Existing_Miscellaneous_Natural Gas_Miscellaneous_E10_Baseline Forecast | Industrial | Food Products | Existing | Miscellaneous | Natural Gas | Miscellaneous | E10 |  | Baseline Forecast | 0 | 0 | 0 | 0 | 0 | 0 | 0 | 0 | 0 | 0 | 0 | 0 | 0 | 0 | 0 | 0 | 0 | 0 | 0 | 0 | 0 | 0 | 0
Industrial_Food Products_New_Space Heating_Natural Gas_Furnace_E1_Baseline Forecast | Industrial | Food Products | New | Space Heating | Natural Gas | Furnace | E1 | AFUE 80% (Standard) | Baseline Forecast | 0 | 41.3926 | 0.99107 | 31.5839 | 31.5063 | 35.3136 | 21.2673 | 24.6885 | 24.3774 | 27.4208 | 20.4228 | 23.4891 | 23.1775 | 26.8866 | 18.248 | 22.1779 | 22.1611 | 25.7986 | 17.0407 | 24.1822 | 23.4416 | 25.5789 | 0
Industrial_Food Products_New_Space Heating_Natural Gas_Furnace_E2_Baseline Forecast | Industrial | Food Products | New | Space Heating | Natural Gas | Furnace | E2 | AFUE 90% | Baseline Forecast | 0 | 0 | 0 | 0 | 0 | 0 | 0 | 0 | 0 | 0 | 0 | 0 | 0 | 0 | 0 | 0 | 0 | 0 | 0 | 0 | 0 | 0 | 0
Industrial_Food Products_New_Space Heating_Natural Gas_Furnace_E3_Baseline Forecast | Industrial | Food Products | New | Space Heating | Natural Gas | Furnace | E3 | AFUE 96% | Baseline Forecast | 0 | 0 | 0 | 0 | 0 | 0 | 0 | 0 | 0 | 0 | 0 | 0 | 0 | 0 | 0 | 0 | 0 | 0 | 0 | 0 | 0 | 0 | 0
Industrial_Food Products_New_Space Heating_Natural Gas_Furnace_E4_Baseline Forecast | Industrial | Food Products | New | Space Heating | Natural Gas | Furnace | E4 |  | Baseline Forecast | 0 | 0 | 0 | 0 | 0 | 0 | 0 | 0 | 0 | 0 | 0 | 0 | 0 | 0 | 0 | 0 | 0 | 0 | 0 | 0 | 0 | 0 | 0
Industrial_Food Products_New_Space Heating_Natural Gas_Furnace_E5_Baseline Forecast | Industrial | Food Products | New | Space Heating | Natural Gas | Furnace | E5 |  | Baseline Forecast | 0 | 0 | 0 | 0 | 0 | 0 | 0 | 0 | 0 | 0 | 0 | 0 | 0 | 0 | 0 | 0 | 0 | 0 | 0 | 0 | 0 | 0 | 0
Industrial_Food Products_New_Space Heating_Natural Gas_Furnace_E6_Baseline Forecast | Industrial | Food Products | New | Space Heating | Natural Gas | Furnace | E6 |  | Baseline Forecast | 0 | 0 | 0 | 0 | 0 | 0 | 0 | 0 | 0 | 0 | 0 | 0 | 0 | 0 | 0 | 0 | 0 | 0 | 0 | 0 | 0 | 0 | 0
Industrial_Food Products_New_Space Heating_Natural Gas_Furnace_E7_Baseline Forecast | Industrial | Food Products | New | Space Heating | Natural Gas | Furnace | E7 |  | Baseline Forecast | 0 | 0 | 0 | 0 | 0 | 0 | 0 | 0 | 0 | 0 | 0 | 0 | 0 | 0 | 0 | 0 | 0 | 0 | 0 | 0 | 0 | 0 | 0
Industrial_Food Products_New_Space Heating_Natural Gas_Furnace_E8_Baseline Forecast | Industrial | Food Products | New | Space Heating | Natural Gas | Furnace | E8 |  | Baseline Forecast | 0 | 0 | 0 | 0 | 0 | 0 | 0 | 0 | 0 | 0 | 0 | 0 | 0 | 0 | 0 | 0 | 0 | 0 | 0 | 0 | 0 | 0 | 0
Industrial_Food Products_New_Space Heating_Natural Gas_Furnace_E9_Baseline Forecast | Industrial | Food Products | New | Space Heating | Natural Gas | Furnace | E9 |  | Baseline Forecast | 0 | 0 | 0 | 0 | 0 | 0 | 0 | 0 | 0 | 0 | 0 | 0 | 0 | 0 | 0 | 0 | 0 | 0 | 0 | 0 | 0 | 0 | 0
Industrial_Food Products_New_Space Heating_Natural Gas_Furnace_E10_Baseline Forecast | Industrial | Food Products | New | Space Heating | Natural Gas | Furnace | E10 |  | Baseline Forecast | 0 | 0 | 0 | 0 | 0 | 0 | 0 | 0 | 0 | 0 | 0 | 0 | 0 | 0 | 0 | 0 | 0 | 0 | 0 | 0 | 0 | 0 | 0
Industrial_Food Products_New_Space Heating_Natural Gas_Boiler_E1_Baseline Forecast | Industrial | Food Products | New | Space Heating | Natural Gas | Boiler | E1 | AFUE 80% (Standard) | Baseline Forecast | 0 | 51.88 | 1.2422 | 39.5861 | 39.4889 | 44.2608 | 26.6557 | 30.9437 | 30.5537 | 34.3682 | 25.5973 | 29.4404 | 29.0499 | 33.6987 | 22.8714 | 27.797 | 27.776 | 32.335 | 21.3582 | 26.3184 | 25.6016 | 25.526 | 0
Industrial_Food Products_New_Space Heating_Natural Gas_Boiler_E2_Baseline Forecast | Industrial | Food Products | New | Space Heating | Natural Gas | Boiler | E2 | AFUE 85% | Baseline Forecast | 0 | 0 | 0 | 0 | 0 | 0 | 0 | 0 | 0 | 0 | 0 | 0 | 0 | 0 | 0 | 0 | 0 | 0 | 0 | 0 | 0 | 0 | 0
Industrial_Food Products_New_Space Heating_Natural Gas_Boiler_E3_Baseline Forecast | Industrial | Food Products | New | Space Heating | Natural Gas | Boiler | E3 | AFUE 97% | Baseline Forecast | 0 | 0 | 0 | 0 | 0 | 0 | 0 | 0 | 0 | 0 | 0 | 0 | 0 | 0 | 0 | 0 | 0 | 0 | 0 | 0 | 0 | 0 | 0
Industrial_Food Products_New_Space Heating_Natural Gas_Boiler_E4_Baseline Forecast | Industrial | Food Products | New | Space Heating | Natural Gas | Boiler | E4 | Convert to NG Air Source Heat Pump | Baseline Forecast | 0 | 0 | 0 | 0 | 0 | 0 | 0 | 0 | 0 | 0 | 0 | 0 | 0 | 0 | 0 | 0 | 0 | 0 | 0 | 0 | 0 | 0 | 0
Industrial_Food Products_New_Space Heating_Natural Gas_Boiler_E5_Baseline Forecast | Industrial | Food Products | New | Space Heating | Natural Gas | Boiler | E5 |  | Baseline Forecast | 0 | 0 | 0 | 0 | 0 | 0 | 0 | 0 | 0 | 0 | 0 | 0 | 0 | 0 | 0 | 0 | 0 | 0 | 0 | 0 | 0 | 0 | 0
Industrial_Food Products_New_Space Heating_Natural Gas_Boiler_E6_Baseline Forecast | Industrial | Food Products | New | Space Heating | Natural Gas | Boiler | E6 |  | Baseline Forecast | 0 | 0 | 0 | 0 | 0 | 0 | 0 | 0 | 0 | 0 | 0 | 0 | 0 | 0 | 0 | 0 | 0 | 0 | 0 | 0 | 0 | 0 | 0
Industrial_Food Products_New_Space Heating_Natural Gas_Boiler_E7_Baseline Forecast | Industrial | Food Products | New | Space Heating | Natural Gas | Boiler | E7 |  | Baseline Forecast | 0 | 0 | 0 | 0 | 0 | 0 | 0 | 0 | 0 | 0 | 0 | 0 | 0 | 0 | 0 | 0 | 0 | 0 | 0 | 0 | 0 | 0 | 0
Industrial_Food Products_New_Space Heating_Natural Gas_Boiler_E8_Baseline Forecast | Industrial | Food Products | New | Space Heating | Natural Gas | Boiler | E8 |  | Baseline Forecast | 0 | 0 | 0 | 0 | 0 | 0 | 0 | 0 | 0 | 0 | 0 | 0 | 0 | 0 | 0 | 0 | 0 | 0 | 0 | 0 | 0 | 0 | 0
Industrial_Food Products_New_Space Heating_Natural Gas_Boiler_E9_Baseline Forecast | Industrial | Food Products | New | Space Heating | Natural Gas | Boiler | E9 |  | Baseline Forecast | 0 | 0 | 0 | 0 | 0 | 0 | 0 | 0 | 0 | 0 | 0 | 0 | 0 | 0 | 0 | 0 | 0 | 0 | 0 | 0 | 0 | 0 | 0
Industrial_Food Products_New_Space Heating_Natural Gas_Boiler_E10_Baseline Forecast | Industrial | Food Products | New | Space Heating | Natural Gas | Boiler | E10 |  | Baseline Forecast | 0 | 0 | 0 | 0 | 0 | 0 | 0 | 0 | 0 | 0 | 0 | 0 | 0 | 0 | 0 | 0 | 0 | 0 | 0 | 0 | 0 | 0 | 0
Industrial_Food Products_New_Space Heating_Natural Gas_Unit Heater_E1_Baseline Forecast | Industrial | Food Products | New | Space Heating | Natural Gas | Unit Heater | E1 | Standard | Baseline Forecast | 0 | 27.0091 | 0.64669 | 20.6088 | 20.5582 | 23.0425 | 13.8771 | 16.1095 | 15.9065 | 17.8923 | 13.3261 | 15.3269 | 20.5254 | 21.9946 | 19.5894 | 24.7289 | 27.2749 | 36.9412 | 23.5163 | 32.0334 | 31.5591 | 31.19 | 0
Industrial_Food Products_New_Space Heating_Natural Gas_Unit Heater_E2_Baseline Forecast | Industrial | Food Products | New | Space Heating | Natural Gas | Unit Heater | E2 | Condensing | Baseline Forecast | 0 | 0 | 0 | 0 | 0 | 0 | 0 | 0 | 0 | 0 | 0 | 0 | 0 | 0 | 0 | 0 | 0 | 0 | 0 | 0 | 0 | 0 | 0
Industrial_Food Products_New_Space Heating_Natural Gas_Unit Heater_E3_Baseline Forecast | Industrial | Food Products | New | Space Heating | Natural Gas | Unit Heater | E3 | Infrared Radiant | Baseline Forecast | 0 | 0 | 0 | 0 | 0 | 0 | 0 | 0 | 0 | 0 | 0 | 0 | 0 | 0 | 0 | 0 | 0 | 0 | 0 | 0 | 0 | 0 | 0
Industrial_Food Products_New_Space Heating_Natural Gas_Unit Heater_E4_Baseline Forecast | Industrial | Food Products | New | Space Heating | Natural Gas | Unit Heater | E4 |  | Baseline Forecast | 0 | 0 | 0 | 0 | 0 | 0 | 0 | 0 | 0 | 0 | 0 | 0 | 0 | 0 | 0 | 0 | 0 | 0 | 0 | 0 | 0 | 0 | 0
Industrial_Food Products_New_Space Heating_Natural Gas_Unit Heater_E5_Baseline Forecast | Industrial | Food Products | New | Space Heating | Natural Gas | Unit Heater | E5 |  | Baseline Forecast | 0 | 0 | 0 | 0 | 0 | 0 | 0 | 0 | 0 | 0 | 0 | 0 | 0 | 0 | 0 | 0 | 0 | 0 | 0 | 0 | 0 | 0 | 0
Industrial_Food Products_New_Space Heating_Natural Gas_Unit Heater_E6_Baseline Forecast | Industrial | Food Products | New | Space Heating | Natural Gas | Unit Heater | E6 |  | Baseline Forecast | 0 | 0 | 0 | 0 | 0 | 0 | 0 | 0 | 0 | 0 | 0 | 0 | 0 | 0 | 0 | 0 | 0 | 0 | 0 | 0 | 0 | 0 | 0
Industrial_Food Products_New_Space Heating_Natural Gas_Unit Heater_E7_Baseline Forecast | Industrial | Food Products | New | Space Heating | Natural Gas | Unit Heater | E7 |  | Baseline Forecast | 0 | 0 | 0 | 0 | 0 | 0 | 0 | 0 | 0 | 0 | 0 | 0 | 0 | 0 | 0 | 0 | 0 | 0 | 0 | 0 | 0 | 0 | 0
Industrial_Food Products_New_Space Heating_Natural Gas_Unit Heater_E8_Baseline Forecast | Industrial | Food Products | New | Space Heating | Natural Gas | Unit Heater | E8 |  | Baseline Forecast | 0 | 0 | 0 | 0 | 0 | 0 | 0 | 0 | 0 | 0 | 0 | 0 | 0 | 0 | 0 | 0 | 0 | 0 | 0 | 0 | 0 | 0 | 0
Industrial_Food Products_New_Space Heating_Natural Gas_Unit Heater_E9_Baseline Forecast | Industrial | Food Products | New | Space Heating | Natural Gas | Unit Heater | E9 |  | Baseline Forecast | 0 | 0 | 0 | 0 | 0 | 0 | 0 | 0 | 0 | 0 | 0 | 0 | 0 | 0 | 0 | 0 | 0 | 0 | 0 | 0 | 0 | 0 | 0
Industrial_Food Products_New_Space Heating_Natural Gas_Unit Heater_E10_Baseline Forecast | Industrial | Food Products | New | Space Heating | Natural Gas | Unit Heater | E10 |  | Baseline Forecast | 0 | 0 | 0 | 0 | 0 | 0 | 0 | 0 | 0 | 0 | 0 | 0 | 0 | 0 | 0 | 0 | 0 | 0 | 0 | 0 | 0 | 0 | 0
Industrial_Food Products_New_Process_Natural Gas_Process Boiler_E1_Baseline Forecast | Industrial | Food Products | New | Process | Natural Gas | Process Boiler | E1 | Standard | Baseline Forecast | 0 | 123.7051 | 2.9619 | 94.3909 | 94.1591 | 105.5376 | 63.5591 | 73.7836 | 72.8537 | 81.9492 | 61.0353 | 70.199 | 69.2679 | 80.3527 | 54.5357 | 66.2805 | 66.2304 | 77.1011 | 50.9275 | 62.7548 | 61.0456 | 60.8653 | 0
Industrial_Food Products_New_Process_Natural Gas_Process Boiler_E2_Baseline Forecast | Industrial | Food Products | New | Process | Natural Gas | Process Boiler | E2 |  | Baseline Forecast | 0 | 0 | 0 | 0 | 0 | 0 | 0 | 0 | 0 | 0 | 0 | 0 | 0 | 0 | 0 | 0 | 0 | 0 | 0 | 0 | 0 | 0 | 0
Industrial_Food Products_New_Process_Natural Gas_Process Boiler_E3_Baseline Forecast | Industrial | Food Products | New | Process | Natural Gas | Process Boiler | E3 |  | Baseline Forecast | 0 | 0 | 0 | 0 | 0 | 0 | 0 | 0 | 0 | 0 | 0 | 0 | 0 | 0 | 0 | 0 | 0 | 0 | 0 | 0 | 0 | 0 | 0
Industrial_Food Products_New_Process_Natural Gas_Process Boiler_E4_Baseline Forecast | Industrial | Food Products | New | Process | Natural Gas | Process Boiler | E4 |  | Baseline Forecast | 0 | 0 | 0 | 0 | 0 | 0 | 0 | 0 | 0 | 0 | 0 | 0 | 0 | 0 | 0 | 0 | 0 | 0 | 0 | 0 | 0 | 0 | 0
Industrial_Food Products_New_Process_Natural Gas_Process Boiler_E5_Baseline Forecast | Industrial | Food Products | New | Process | Natural Gas | Process Boiler | E5 |  | Baseline Forecast | 0 | 0 | 0 | 0 | 0 | 0 | 0 | 0 | 0 | 0 | 0 | 0 | 0 | 0 | 0 | 0 | 0 | 0 | 0 | 0 | 0 | 0 | 0
Industrial_Food Products_New_Process_Natural Gas_Process Boiler_E6_Baseline Forecast | Industrial | Food Products | New | Process | Natural Gas | Process Boiler | E6 |  | Baseline Forecast | 0 | 0 | 0 | 0 | 0 | 0 | 0 | 0 | 0 | 0 | 0 | 0 | 0 | 0 | 0 | 0 | 0 | 0 | 0 | 0 | 0 | 0 | 0
Industrial_Food Products_New_Process_Natural Gas_Process Boiler_E7_Baseline Forecast | Industrial | Food Products | New | Process | Natural Gas | Process Boiler | E7 |  | Baseline Forecast | 0 | 0 | 0 | 0 | 0 | 0 | 0 | 0 | 0 | 0 | 0 | 0 | 0 | 0 | 0 | 0 | 0 | 0 | 0 | 0 | 0 | 0 | 0
Industrial_Food Products_New_Process_Natural Gas_Process Boiler_E8_Baseline Forecast | Industrial | Food Products | New | Process | Natural Gas | Process Boiler | E8 |  | Baseline Forecast | 0 | 0 | 0 | 0 | 0 | 0 | 0 | 0 | 0 | 0 | 0 | 0 | 0 | 0 | 0 | 0 | 0 | 0 | 0 | 0 | 0 | 0 | 0
Industrial_Food Products_New_Process_Natural Gas_Process Boiler_E9_Baseline Forecast | Industrial | Food Products | New | Process | Natural Gas | Process Boiler | E9 |  | Baseline Forecast | 0 | 0 | 0 | 0 | 0 | 0 | 0 | 0 | 0 | 0 | 0 | 0 | 0 | 0 | 0 | 0 | 0 | 0 | 0 | 0 | 0 | 0 | 0
Industrial_Food Products_New_Process_Natural Gas_Process Boiler_E10_Baseline Forecast | Industrial | Food Products | New | Process | Natural Gas | Process Boiler | E10 |  | Baseline Forecast | 0 | 0 | 0 | 0 | 0 | 0 | 0 | 0 | 0 | 0 | 0 | 0 | 0 | 0 | 0 | 0 | 0 | 0 | 0 | 0 | 0 | 0 | 0
Industrial_Food Products_New_Process_Natural Gas_Process Heating_E1_Baseline Forecast | Industrial | Food Products | New | Process | Natural Gas | Process Heating | E1 | Standard | Baseline Forecast | 0 | 123.7051 | 2.9619 | 94.3909 | 111.8313 | 121.1083 | 90.3898 | 112.7572 | 123.5609 | 138.3253 | 125.4659 | 179.1191 | 147.2094 | 191.7219 | 180.6648 | 198.124 | 197.6778 | 222.0966 | 206.6605 | 228.7816 | 231.3357 | 251.9834 | 0
Industrial_Food Products_New_Process_Natural Gas_Process Heating_E2_Baseline Forecast | Industrial | Food Products | New | Process | Natural Gas | Process Heating | E2 |  | Baseline Forecast | 0 | 0 | 0 | 0 | 0 | 0 | 0 | 0 | 0 | 0 | 0 | 0 | 0 | 0 | 0 | 0 | 0 | 0 | 0 | 0 | 0 | 0 | 0
Industrial_Food Products_New_Process_Natural Gas_Process Heating_E3_Baseline Forecast | Industrial | Food Products | New | Process | Natural Gas | Process Heating | E3 |  | Baseline Forecast | 0 | 0 | 0 | 0 | 0 | 0 | 0 | 0 | 0 | 0 | 0 | 0 | 0 | 0 | 0 | 0 | 0 | 0 | 0 | 0 | 0 | 0 | 0
Industrial_Food Products_New_Process_Natural Gas_Process Heating_E4_Baseline Forecast | Industrial | Food Products | New | Process | Natural Gas | Process Heating | E4 |  | Baseline Forecast | 0 | 0 | 0 | 0 | 0 | 0 | 0 | 0 | 0 | 0 | 0 | 0 | 0 | 0 | 0 | 0 | 0 | 0 | 0 | 0 | 0 | 0 | 0
Industrial_Food Products_New_Process_Natural Gas_Process Heating_E5_Baseline Forecast | Industrial | Food Products | New | Process | Natural Gas | Process Heating | E5 |  | Baseline Forecast | 0 | 0 | 0 | 0 | 0 | 0 | 0 | 0 | 0 | 0 | 0 | 0 | 0 | 0 | 0 | 0 | 0 | 0 | 0 | 0 | 0 | 0 | 0
Industrial_Food Products_New_Process_Natural Gas_Process Heating_E6_Baseline Forecast | Industrial | Food Products | New | Process | Natural Gas | Process Heating | E6 |  | Baseline Forecast | 0 | 0 | 0 | 0 | 0 | 0 | 0 | 0 | 0 | 0 | 0 | 0 | 0 | 0 | 0 | 0 | 0 | 0 | 0 | 0 | 0 | 0 | 0
Industrial_Food Products_New_Process_Natural Gas_Process Heating_E7_Baseline Forecast | Industrial | Food Products | New | Process | Natural Gas | Process Heating | E7 |  | Baseline Forecast | 0 | 0 | 0 | 0 | 0 | 0 | 0 | 0 | 0 | 0 | 0 | 0 | 0 | 0 | 0 | 0 | 0 | 0 | 0 | 0 | 0 | 0 | 0
Industrial_Food Products_New_Process_Natural Gas_Process Heating_E8_Baseline Forecast | Industrial | Food Products | New | Process | Natural Gas | Process Heating | E8 |  | Baseline Forecast | 0 | 0 | 0 | 0 | 0 | 0 | 0 | 0 | 0 | 0 | 0 | 0 | 0 | 0 | 0 | 0 | 0 | 0 | 0 | 0 | 0 | 0 | 0
Industrial_Food Products_New_Process_Natural Gas_Process Heating_E9_Baseline Forecast | Industrial | Food Products | New | Process | Natural Gas | Process Heating | E9 |  | Baseline Forecast | 0 | 0 | 0 | 0 | 0 | 0 | 0 | 0 | 0 | 0 | 0 | 0 | 0 | 0 | 0 | 0 | 0 | 0 | 0 | 0 | 0 | 0 | 0
Industrial_Food Products_New_Process_Natural Gas_Process Heating_E10_Baseline Forecast | Industrial | Food Products | New | Process | Natural Gas | Process Heating | E10 |  | Baseline Forecast | 0 | 0 | 0 | 0 | 0 | 0 | 0 | 0 | 0 | 0 | 0 | 0 | 0 | 0 | 0 | 0 | 0 | 0 | 0 | 0 | 0 | 0 | 0
Industrial_Food Products_New_Process_Natural Gas_Process Cooling_E1_Baseline Forecast | Industrial | Food Products | New | Process | Natural Gas | Process Cooling | E1 | Standard | Baseline Forecast | 0 | 123.7051 | 2.9619 | 94.3909 | 111.8313 | 121.1083 | 90.3898 | 112.7572 | 123.5609 | 138.3253 | 125.4659 | 179.1191 | 147.2094 | 191.7219 | 180.6648 | 198.124 | 197.6778 | 222.0966 | 206.6605 | 228.7816 | 231.3357 | 251.9834 | 0
Industrial_Food Products_New_Process_Natural Gas_Process Cooling_E2_Baseline Forecast | Industrial | Food Products | New | Process | Natural Gas | Process Cooling | E2 |  | Baseline Forecast | 0 | 0 | 0 | 0 | 0 | 0 | 0 | 0 | 0 | 0 | 0 | 0 | 0 | 0 | 0 | 0 | 0 | 0 | 0 | 0 | 0 | 0 | 0
Industrial_Food Products_New_Process_Natural Gas_Process Cooling_E3_Baseline Forecast | Industrial | Food Products | New | Process | Natural Gas | Process Cooling | E3 |  | Baseline Forecast | 0 | 0 | 0 | 0 | 0 | 0 | 0 | 0 | 0 | 0 | 0 | 0 | 0 | 0 | 0 | 0 | 0 | 0 | 0 | 0 | 0 | 0 | 0
Industrial_Food Products_New_Process_Natural Gas_Process Cooling_E4_Baseline Forecast | Industrial | Food Products | New | Process | Natural Gas | Process Cooling | E4 |  | Baseline Forecast | 0 | 0 | 0 | 0 | 0 | 0 | 0 | 0 | 0 | 0 | 0 | 0 | 0 | 0 | 0 | 0 | 0 | 0 | 0 | 0 | 0 | 0 | 0
Industrial_Food Products_New_Process_Natural Gas_Process Cooling_E5_Baseline Forecast | Industrial | Food Products | New | Process | Natural Gas | Process Cooling | E5 |  | Baseline Forecast | 0 | 0 | 0 | 0 | 0 | 0 | 0 | 0 | 0 | 0 | 0 | 0 | 0 | 0 | 0 | 0 | 0 | 0 | 0 | 0 | 0 | 0 | 0
Industrial_Food Products_New_Process_Natural Gas_Process Cooling_E6_Baseline Forecast | Industrial | Food Products | New | Process | Natural Gas | Process Cooling | E6 |  | Baseline Forecast | 0 | 0 | 0 | 0 | 0 | 0 | 0 | 0 | 0 | 0 | 0 | 0 | 0 | 0 | 0 | 0 | 0 | 0 | 0 | 0 | 0 | 0 | 0
Industrial_Food Products_New_Process_Natural Gas_Process Cooling_E7_Baseline Forecast | Industrial | Food Products | New | Process | Natural Gas | Process Cooling | E7 |  | Baseline Forecast | 0 | 0 | 0 | 0 | 0 | 0 | 0 | 0 | 0 | 0 | 0 | 0 | 0 | 0 | 0 | 0 | 0 | 0 | 0 | 0 | 0 | 0 | 0
Industrial_Food Products_New_Process_Natural Gas_Process Cooling_E8_Baseline Forecast | Industrial | Food Products | New | Process | Natural Gas | Process Cooling | E8 |  | Baseline Forecast | 0 | 0 | 0 | 0 | 0 | 0 | 0 | 0 | 0 | 0 | 0 | 0 | 0 | 0 | 0 | 0 | 0 | 0 | 0 | 0 | 0 | 0 | 0
Industrial_Food Products_New_Process_Natural Gas_Process Cooling_E9_Baseline Forecast | Industrial | Food Products | New | Process | Natural Gas | Process Cooling | E9 |  | Baseline Forecast | 0 | 0 | 0 | 0 | 0 | 0 | 0 | 0 | 0 | 0 | 0 | 0 | 0 | 0 | 0 | 0 | 0 | 0 | 0 | 0 | 0 | 0 | 0
Industrial_Food Products_New_Process_Natural Gas_Process Cooling_E10_Baseline Forecast | Industrial | Food Products | New | Process | Natural Gas | Process Cooling | E10 |  | Baseline Forecast | 0 | 0 | 0 | 0 | 0 | 0 | 0 | 0 | 0 | 0 | 0 | 0 | 0 | 0 | 0 | 0 | 0 | 0 | 0 | 0 | 0 | 0 | 0
Industrial_Food Products_New_Process_Natural Gas_Other Process_E1_Baseline Forecast | Industrial | Food Products | New | Process | Natural Gas | Other Process | E1 | Standard | Baseline Forecast | 0 | 123.7051 | 2.9619 | 94.3909 | 111.8313 | 121.1083 | 90.3898 | 112.7572 | 123.5609 | 138.3253 | 125.4659 | 179.1191 | 147.2094 | 191.7219 | 180.6648 | 198.124 | 197.6778 | 222.0966 | 206.6605 | 228.7816 | 231.3357 | 251.9834 | 0
Industrial_Food Products_New_Process_Natural Gas_Other Process_E2_Baseline Forecast | Industrial | Food Products | New | Process | Natural Gas | Other Process | E2 |  | Baseline Forecast | 0 | 0 | 0 | 0 | 0 | 0 | 0 | 0 | 0 | 0 | 0 | 0 | 0 | 0 | 0 | 0 | 0 | 0 | 0 | 0 | 0 | 0 | 0
Industrial_Food Products_New_Process_Natural Gas_Other Process_E3_Baseline Forecast | Industrial | Food Products | New | Process | Natural Gas | Other Process | E3 |  | Baseline Forecast | 0 | 0 | 0 | 0 | 0 | 0 | 0 | 0 | 0 | 0 | 0 | 0 | 0 | 0 | 0 | 0 | 0 | 0 | 0 | 0 | 0 | 0 | 0
Industrial_Food Products_New_Process_Natural Gas_Other Process_E4_Baseline Forecast | Industrial | Food Products | New | Process | Natural Gas | Other Process | E4 |  | Baseline Forecast | 0 | 0 | 0 | 0 | 0 | 0 | 0 | 0 | 0 | 0 | 0 | 0 | 0 | 0 | 0 | 0 | 0 | 0 | 0 | 0 | 0 | 0 | 0
Industrial_Food Products_New_Process_Natural Gas_Other Process_E5_Baseline Forecast | Industrial | Food Products | New | Process | Natural Gas | Other Process | E5 |  | Baseline Forecast | 0 | 0 | 0 | 0 | 0 | 0 | 0 | 0 | 0 | 0 | 0 | 0 | 0 | 0 | 0 | 0 | 0 | 0 | 0 | 0 | 0 | 0 | 0
Industrial_Food Products_New_Process_Natural Gas_Other Process_E6_Baseline Forecast | Industrial | Food Products | New | Process | Natural Gas | Other Process | E6 |  | Baseline Forecast | 0 | 0 | 0 | 0 | 0 | 0 | 0 | 0 | 0 | 0 | 0 | 0 | 0 | 0 | 0 | 0 | 0 | 0 | 0 | 0 | 0 | 0 | 0
Industrial_Food Products_New_Process_Natural Gas_Other Process_E7_Baseline Forecast | Industrial | Food Products | New | Process | Natural Gas | Other Process | E7 |  | Baseline Forecast | 0 | 0 | 0 | 0 | 0 | 0 | 0 | 0 | 0 | 0 | 0 | 0 | 0 | 0 | 0 | 0 | 0 | 0 | 0 | 0 | 0 | 0 | 0
Industrial_Food Products_New_Process_Natural Gas_Other Process_E8_Baseline Forecast | Industrial | Food Products | New | Process | Natural Gas | Other Process | E8 |  | Baseline Forecast | 0 | 0 | 0 | 0 | 0 | 0 | 0 | 0 | 0 | 0 | 0 | 0 | 0 | 0 | 0 | 0 | 0 | 0 | 0 | 0 | 0 | 0 | 0
Industrial_Food Products_New_Process_Natural Gas_Other Process_E9_Baseline Forecast | Industrial | Food Products | New | Process | Natural Gas | Other Process | E9 |  | Baseline Forecast | 0 | 0 | 0 | 0 | 0 | 0 | 0 | 0 | 0 | 0 | 0 | 0 | 0 | 0 | 0 | 0 | 0 | 0 | 0 | 0 | 0 | 0 | 0
Industrial_Food Products_New_Process_Natural Gas_Other Process_E10_Baseline Forecast | Industrial | Food Products | New | Process | Natural Gas | Other Process | E10 |  | Baseline Forecast | 0 | 0 | 0 | 0 | 0 | 0 | 0 | 0 | 0 | 0 | 0 | 0 | 0 | 0 | 0 | 0 | 0 | 0 | 0 | 0 | 0 | 0 | 0
Industrial_Food Products_New_Miscellaneous_Natural Gas_Miscellaneous_E1_Baseline Forecast | Industrial | Food Products | New | Miscellaneous | Natural Gas | Miscellaneous | E1 | Standard | Baseline Forecast | 0 | 123.7051 | 2.9619 | 94.3909 | 111.8313 | 121.1083 | 90.3898 | 112.7572 | 123.5609 | 138.3253 | 125.4659 | 179.1191 | 147.2094 | 191.7219 | 180.6648 | 198.124 | 197.6778 | 222.0966 | 206.6605 | 228.7816 | 231.3357 | 251.9834 | 0
Industrial_Food Products_New_Miscellaneous_Natural Gas_Miscellaneous_E2_Baseline Forecast | Industrial | Food Products | New | Miscellaneous | Natural Gas | Miscellaneous | E2 |  | Baseline Forecast | 0 | 0 | 0 | 0 | 0 | 0 | 0 | 0 | 0 | 0 | 0 | 0 | 0 | 0 | 0 | 0 | 0 | 0 | 0 | 0 | 0 | 0 | 0
Industrial_Food Products_New_Miscellaneous_Natural Gas_Miscellaneous_E3_Baseline Forecast | Industrial | Food Products | New | Miscellaneous | Natural Gas | Miscellaneous | E3 |  | Baseline Forecast | 0 | 0 | 0 | 0 | 0 | 0 | 0 | 0 | 0 | 0 | 0 | 0 | 0 | 0 | 0 | 0 | 0 | 0 | 0 | 0 | 0 | 0 | 0
Industrial_Food Products_New_Miscellaneous_Natural Gas_Miscellaneous_E4_Baseline Forecast | Industrial | Food Products | New | Miscellaneous | Natural Gas | Miscellaneous | E4 |  | Baseline Forecast | 0 | 0 | 0 | 0 | 0 | 0 | 0 | 0 | 0 | 0 | 0 | 0 | 0 | 0 | 0 | 0 | 0 | 0 | 0 | 0 | 0 | 0 | 0
Industrial_Food Products_New_Miscellaneous_Natural Gas_Miscellaneous_E5_Baseline Forecast | Industrial | Food Products | New | Miscellaneous | Natural Gas | Miscellaneous | E5 |  | Baseline Forecast | 0 | 0 | 0 | 0 | 0 | 0 | 0 | 0 | 0 | 0 | 0 | 0 | 0 | 0 | 0 | 0 | 0 | 0 | 0 | 0 | 0 | 0 | 0
Industrial_Food Products_New_Miscellaneous_Natural Gas_Miscellaneous_E6_Baseline Forecast | Industrial | Food Products | New | Miscellaneous | Natural Gas | Miscellaneous | E6 |  | Baseline Forecast | 0 | 0 | 0 | 0 | 0 | 0 | 0 | 0 | 0 | 0 | 0 | 0 | 0 | 0 | 0 | 0 | 0 | 0 | 0 | 0 | 0 | 0 | 0
Industrial_Food Products_New_Miscellaneous_Natural Gas_Miscellaneous_E7_Baseline Forecast | Industrial | Food Products | New | Miscellaneous | Natural Gas | Miscellaneous | E7 |  | Baseline Forecast | 0 | 0 | 0 | 0 | 0 | 0 | 0 | 0 | 0 | 0 | 0 | 0 | 0 | 0 | 0 | 0 | 0 | 0 | 0 | 0 | 0 | 0 | 0
Industrial_Food Products_New_Miscellaneous_Natural Gas_Miscellaneous_E8_Baseline Forecast | Industrial | Food Products | New | Miscellaneous | Natural Gas | Miscellaneous | E8 |  | Baseline Forecast | 0 | 0 | 0 | 0 | 0 | 0 | 0 | 0 | 0 | 0 | 0 | 0 | 0 | 0 | 0 | 0 | 0 | 0 | 0 | 0 | 0 | 0 | 0
Industrial_Food Products_New_Miscellaneous_Natural Gas_Miscellaneous_E9_Baseline Forecast | Industrial | Food Products | New | Miscellaneous | Natural Gas | Miscellaneous | E9 |  | Baseline Forecast | 0 | 0 | 0 | 0 | 0 | 0 | 0 | 0 | 0 | 0 | 0 | 0 | 0 | 0 | 0 | 0 | 0 | 0 | 0 | 0 | 0 | 0 | 0
Industrial_Food Products_New_Miscellaneous_Natural Gas_Miscellaneous_E10_Baseline Forecast | Industrial | Food Products | New | Miscellaneous | Natural Gas | Miscellaneous | E10 |  | Baseline Forecast | 0 | 0 | 0 | 0 | 0 | 0 | 0 | 0 | 0 | 0 | 0 | 0 | 0 | 0 | 0 | 0 | 0 | 0 | 0 | 0 | 0 | 0 | 0
Industrial_Agriculture_Existing_Space Heating_Natural Gas_Furnace_E1_Baseline Forecast | Industrial | Agriculture | Existing | Space Heating | Natural Gas | Furnace | E1 | AFUE 80% (Standard) | Baseline Forecast | 0 | 108.4813 | 113.6661 | 118.232 | 122.2294 | 125.7049 | 128.7015 | 131.2588 | 133.4136 | 135.1997 | 136.6483 | 137.7882 | 127.4471 | 117.8821 | 109.035 | 100.8518 | 93.2828 | 86.2819 | 79.8064 | 79.9186 | 80.2055 | 80.6241 | 0
Industrial_Agriculture_Existing_Space Heating_Natural Gas_Furnace_E2_Baseline Forecast | Industrial | Agriculture | Existing | Space Heating | Natural Gas | Furnace | E2 | AFUE 90% | Baseline Forecast | 0 | 0 | 0 | 0 | 0 | 0 | 0 | 0 | 0 | 0 | 0 | 0 | 0 | 0 | 0 | 0 | 0 | 0 | 0 | 0 | 0 | 0 | 0
Industrial_Agriculture_Existing_Space Heating_Natural Gas_Furnace_E3_Baseline Forecast | Industrial | Agriculture | Existing | Space Heating | Natural Gas | Furnace | E3 | AFUE 96% | Baseline Forecast | 0 | 0 | 0 | 0 | 0 | 0 | 0 | 0 | 0 | 0 | 0 | 0 | 0 | 0 | 0 | 0 | 0 | 0 | 0 | 0 | 0 | 0 | 0
Industrial_Agriculture_Existing_Space Heating_Natural Gas_Furnace_E4_Baseline Forecast | Industrial | Agriculture | Existing | Space Heating | Natural Gas | Furnace | E4 |  | Baseline Forecast | 0 | 0 | 0 | 0 | 0 | 0 | 0 | 0 | 0 | 0 | 0 | 0 | 0 | 0 | 0 | 0 | 0 | 0 | 0 | 0 | 0 | 0 | 0
Industrial_Agriculture_Existing_Space Heating_Natural Gas_Furnace_E5_Baseline Forecast | Industrial | Agriculture | Existing | Space Heating | Natural Gas | Furnace | E5 |  | Baseline Forecast | 0 | 0 | 0 | 0 | 0 | 0 | 0 | 0 | 0 | 0 | 0 | 0 | 0 | 0 | 0 | 0 | 0 | 0 | 0 | 0 | 0 | 0 | 0
Industrial_Agriculture_Existing_Space Heating_Natural Gas_Furnace_E6_Baseline Forecast | Industrial | Agriculture | Existing | Space Heating | Natural Gas | Furnace | E6 |  | Baseline Forecast | 0 | 0 | 0 | 0 | 0 | 0 | 0 | 0 | 0 | 0 | 0 | 0 | 0 | 0 | 0 | 0 | 0 | 0 | 0 | 0 | 0 | 0 | 0
Industrial_Agriculture_Existing_Space Heating_Natural Gas_Furnace_E7_Baseline Forecast | Industrial | Agriculture | Existing | Space Heating | Natural Gas | Furnace | E7 |  | Baseline Forecast | 0 | 0 | 0 | 0 | 0 | 0 | 0 | 0 | 0 | 0 | 0 | 0 | 0 | 0 | 0 | 0 | 0 | 0 | 0 | 0 | 0 | 0 | 0
Industrial_Agriculture_Existing_Space Heating_Natural Gas_Furnace_E8_Baseline Forecast | Industrial | Agriculture | Existing | Space Heating | Natural Gas | Furnace | E8 |  | Baseline Forecast | 0 | 0 | 0 | 0 | 0 | 0 | 0 | 0 | 0 | 0 | 0 | 0 | 0 | 0 | 0 | 0 | 0 | 0 | 0 | 0 | 0 | 0 | 0
Industrial_Agriculture_Existing_Space Heating_Natural Gas_Furnace_E9_Baseline Forecast | Industrial | Agriculture | Existing | Space Heating | Natural Gas | Furnace | E9 |  | Baseline Forecast | 0 | 0 | 0 | 0 | 0 | 0 | 0 | 0 | 0 | 0 | 0 | 0 | 0 | 0 | 0 | 0 | 0 | 0 | 0 | 0 | 0 | 0 | 0
Industrial_Agriculture_Existing_Space Heating_Natural Gas_Furnace_E10_Baseline Forecast | Industrial | Agriculture | Existing | Space Heating | Natural Gas | Furnace | E10 |  | Baseline Forecast | 0 | 0 | 0 | 0 | 0 | 0 | 0 | 0 | 0 | 0 | 0 | 0 | 0 | 0 | 0 | 0 | 0 | 0 | 0 | 0 | 0 | 0 | 0
Industrial_Agriculture_Existing_Space Heating_Natural Gas_Boiler_E1_Baseline Forecast | Industrial | Agriculture | Existing | Space Heating | Natural Gas | Boiler | E1 | AFUE 80% (Standard) | Baseline Forecast | 0 | 62.2078 | 61.691 | 61.1239 | 60.5137 | 59.8667 | 59.1886 | 58.4844 | 57.7587 | 57.0154 | 56.258 | 55.4896 | 54.7129 | 53.9305 | 53.1444 | 52.3565 | 51.5685 | 50.7819 | 49.9979 | 49.2177 | 48.4422 | 47.6723 | 0
Industrial_Agriculture_Existing_Space Heating_Natural Gas_Boiler_E2_Baseline Forecast | Industrial | Agriculture | Existing | Space Heating | Natural Gas | Boiler | E2 | AFUE 85% | Baseline Forecast | 0 | 0 | 0 | 0 | 0 | 0 | 0 | 0 | 0 | 0 | 0 | 0 | 0 | 0 | 0 | 0 | 0 | 0 | 0 | 0 | 0 | 0 | 0
Industrial_Agriculture_Existing_Space Heating_Natural Gas_Boiler_E3_Baseline Forecast | Industrial | Agriculture | Existing | Space Heating | Natural Gas | Boiler | E3 | AFUE 97% | Baseline Forecast | 0 | 0 | 0 | 0 | 0 | 0 | 0 | 0 | 0 | 0 | 0 | 0 | 0 | 0 | 0 | 0 | 0 | 0 | 0 | 0 | 0 | 0 | 0
Industrial_Agriculture_Existing_Space Heating_Natural Gas_Boiler_E4_Baseline Forecast | Industrial | Agriculture | Existing | Space Heating | Natural Gas | Boiler | E4 | Convert to NG Air Source Heat Pump | Baseline Forecast | 0 | 0 | 0 | 0 | 0 | 0 | 0 | 0 | 0 | 0 | 0 | 0 | 0 | 0 | 0 | 0 | 0 | 0 | 0 | 0 | 0 | 0 | 0
Industrial_Agriculture_Existing_Space Heating_Natural Gas_Boiler_E5_Baseline Forecast | Industrial | Agriculture | Existing | Space Heating | Natural Gas | Boiler | E5 |  | Baseline Forecast | 0 | 0 | 0 | 0 | 0 | 0 | 0 | 0 | 0 | 0 | 0 | 0 | 0 | 0 | 0 | 0 | 0 | 0 | 0 | 0 | 0 | 0 | 0
Industrial_Agriculture_Existing_Space Heating_Natural Gas_Boiler_E6_Baseline Forecast | Industrial | Agriculture | Existing | Space Heating | Natural Gas | Boiler | E6 |  | Baseline Forecast | 0 | 0 | 0 | 0 | 0 | 0 | 0 | 0 | 0 | 0 | 0 | 0 | 0 | 0 | 0 | 0 | 0 | 0 | 0 | 0 | 0 | 0 | 0
Industrial_Agriculture_Existing_Space Heating_Natural Gas_Boiler_E7_Baseline Forecast | Industrial | Agriculture | Existing | Space Heating | Natural Gas | Boiler | E7 |  | Baseline Forecast | 0 | 0 | 0 | 0 | 0 | 0 | 0 | 0 | 0 | 0 | 0 | 0 | 0 | 0 | 0 | 0 | 0 | 0 | 0 | 0 | 0 | 0 | 0
Industrial_Agriculture_Existing_Space Heating_Natural Gas_Boiler_E8_Baseline Forecast | Industrial | Agriculture | Existing | Space Heating | Natural Gas | Boiler | E8 |  | Baseline Forecast | 0 | 0 | 0 | 0 | 0 | 0 | 0 | 0 | 0 | 0 | 0 | 0 | 0 | 0 | 0 | 0 | 0 | 0 | 0 | 0 | 0 | 0 | 0
Industrial_Agriculture_Existing_Space Heating_Natural Gas_Boiler_E9_Baseline Forecast | Industrial | Agriculture | Existing | Space Heating | Natural Gas | Boiler | E9 |  | Baseline Forecast | 0 | 0 | 0 | 0 | 0 | 0 | 0 | 0 | 0 | 0 | 0 | 0 | 0 | 0 | 0 | 0 | 0 | 0 | 0 | 0 | 0 | 0 | 0
Industrial_Agriculture_Existing_Space Heating_Natural Gas_Boiler_E10_Baseline Forecast | Industrial | Agriculture | Existing | Space Heating | Natural Gas | Boiler | E10 |  | Baseline Forecast | 0 | 0 | 0 | 0 | 0 | 0 | 0 | 0 | 0 | 0 | 0 | 0 | 0 | 0 | 0 | 0 | 0 | 0 | 0 | 0 | 0 | 0 | 0
Industrial_Agriculture_Existing_Space Heating_Natural Gas_Unit Heater_E1_Baseline Forecast | Industrial | Agriculture | Existing | Space Heating | Natural Gas | Unit Heater | E1 | Standard | Baseline Forecast | 0 | 4.2307 | 12.0952 | 23.0641 | 36.6682 | 52.4918 | 70.1669 | 89.3684 | 109.8091 | 131.2356 | 149.8072 | 165.838 | 180.3074 | 193.9165 | 207.1558 | 220.3575 | 233.7351 | 219.4271 | 209.6091 | 203.6971 | 201.1721 | 200.9757 | 0
Industrial_Agriculture_Existing_Space Heating_Natural Gas_Unit Heater_E2_Baseline Forecast | Industrial | Agriculture | Existing | Space Heating | Natural Gas | Unit Heater | E2 | Condensing | Baseline Forecast | 0 | 0 | 0 | 0 | 0 | 0 | 0 | 0 | 0 | 0 | 0 | 0 | 0 | 0 | 0 | 0 | 0 | 0 | 0 | 0 | 0 | 0 | 0
Industrial_Agriculture_Existing_Space Heating_Natural Gas_Unit Heater_E3_Baseline Forecast | Industrial | Agriculture | Existing | Space Heating | Natural Gas | Unit Heater | E3 | Infrared Radiant | Baseline Forecast | 0 | 0 | 0 | 0 | 0 | 0 | 0 | 0 | 0 | 0 | 0 | 0 | 0 | 0 | 0 | 0 | 0 | 0 | 0 | 0 | 0 | 0 | 0
Industrial_Agriculture_Existing_Space Heating_Natural Gas_Unit Heater_E4_Baseline Forecast | Industrial | Agriculture | Existing | Space Heating | Natural Gas | Unit Heater | E4 |  | Baseline Forecast | 0 | 0 | 0 | 0 | 0 | 0 | 0 | 0 | 0 | 0 | 0 | 0 | 0 | 0 | 0 | 0 | 0 | 0 | 0 | 0 | 0 | 0 | 0
Industrial_Agriculture_Existing_Space Heating_Natural Gas_Unit Heater_E5_Baseline Forecast | Industrial | Agriculture | Existing | Space Heating | Natural Gas | Unit Heater | E5 |  | Baseline Forecast | 0 | 0 | 0 | 0 | 0 | 0 | 0 | 0 | 0 | 0 | 0 | 0 | 0 | 0 | 0 | 0 | 0 | 0 | 0 | 0 | 0 | 0 | 0
Industrial_Agriculture_Existing_Space Heating_Natural Gas_Unit Heater_E6_Baseline Forecast | Industrial | Agriculture | Existing | Space Heating | Natural Gas | Unit Heater | E6 |  | Baseline Forecast | 0 | 0 | 0 | 0 | 0 | 0 | 0 | 0 | 0 | 0 | 0 | 0 | 0 | 0 | 0 | 0 | 0 | 0 | 0 | 0 | 0 | 0 | 0
Industrial_Agriculture_Existing_Space Heating_Natural Gas_Unit Heater_E7_Baseline Forecast | Industrial | Agriculture | Existing | Space Heating | Natural Gas | Unit Heater | E7 |  | Baseline Forecast | 0 | 0 | 0 | 0 | 0 | 0 | 0 | 0 | 0 | 0 | 0 | 0 | 0 | 0 | 0 | 0 | 0 | 0 | 0 | 0 | 0 | 0 | 0
Industrial_Agriculture_Existing_Space Heating_Natural Gas_Unit Heater_E8_Baseline Forecast | Industrial | Agriculture | Existing | Space Heating | Natural Gas | Unit Heater | E8 |  | Baseline Forecast | 0 | 0 | 0 | 0 | 0 | 0 | 0 | 0 | 0 | 0 | 0 | 0 | 0 | 0 | 0 | 0 | 0 | 0 | 0 | 0 | 0 | 0 | 0
Industrial_Agriculture_Existing_Space Heating_Natural Gas_Unit Heater_E9_Baseline Forecast | Industrial | Agriculture | Existing | Space Heating | Natural Gas | Unit Heater | E9 |  | Baseline Forecast | 0 | 0 | 0 | 0 | 0 | 0 | 0 | 0 | 0 | 0 | 0 | 0 | 0 | 0 | 0 | 0 | 0 | 0 | 0 | 0 | 0 | 0 | 0
Industrial_Agriculture_Existing_Space Heating_Natural Gas_Unit Heater_E10_Baseline Forecast | Industrial | Agriculture | Existing | Space Heating | Natural Gas | Unit Heater | E10 |  | Baseline Forecast | 0 | 0 | 0 | 0 | 0 | 0 | 0 | 0 | 0 | 0 | 0 | 0 | 0 | 0 | 0 | 0 | 0 | 0 | 0 | 0 | 0 | 0 | 0
Industrial_Agriculture_Existing_Process_Natural Gas_Process Boiler_E1_Baseline Forecast | Industrial | Agriculture | Existing | Process | Natural Gas | Process Boiler | E1 | Standard | Baseline Forecast | 0 | 1455.5273 | 1702.8952 | 1903.0483 | 1603.0604 | 1350.3612 | 1137.4964 | 958.1866 | 807.1424 | 679.9082 | 572.7305 | 482.4479 | 406.397 | 342.3344 | 288.3704 | 242.913 | 204.6213 | 172.3657 | 145.1947 | 122.3069 | 103.027 | 86.7863 | 0
Industrial_Agriculture_Existing_Process_Natural Gas_Process Boiler_E2_Baseline Forecast | Industrial | Agriculture | Existing | Process | Natural Gas | Process Boiler | E2 |  | Baseline Forecast | 0 | 0 | 0 | 0 | 0 | 0 | 0 | 0 | 0 | 0 | 0 | 0 | 0 | 0 | 0 | 0 | 0 | 0 | 0 | 0 | 0 | 0 | 0
Industrial_Agriculture_Existing_Process_Natural Gas_Process Boiler_E3_Baseline Forecast | Industrial | Agriculture | Existing | Process | Natural Gas | Process Boiler | E3 |  | Baseline Forecast | 0 | 0 | 0 | 0 | 0 | 0 | 0 | 0 | 0 | 0 | 0 | 0 | 0 | 0 | 0 | 0 | 0 | 0 | 0 | 0 | 0 | 0 | 0
Industrial_Agriculture_Existing_Process_Natural Gas_Process Boiler_E4_Baseline Forecast | Industrial | Agriculture | Existing | Process | Natural Gas | Process Boiler | E4 |  | Baseline Forecast | 0 | 0 | 0 | 0 | 0 | 0 | 0 | 0 | 0 | 0 | 0 | 0 | 0 | 0 | 0 | 0 | 0 | 0 | 0 | 0 | 0 | 0 | 0
Industrial_Agriculture_Existing_Process_Natural Gas_Process Boiler_E5_Baseline Forecast | Industrial | Agriculture | Existing | Process | Natural Gas | Process Boiler | E5 |  | Baseline Forecast | 0 | 0 | 0 | 0 | 0 | 0 | 0 | 0 | 0 | 0 | 0 | 0 | 0 | 0 | 0 | 0 | 0 | 0 | 0 | 0 | 0 | 0 | 0
Industrial_Agriculture_Existing_Process_Natural Gas_Process Boiler_E6_Baseline Forecast | Industrial | Agriculture | Existing | Process | Natural Gas | Process Boiler | E6 |  | Baseline Forecast | 0 | 0 | 0 | 0 | 0 | 0 | 0 | 0 | 0 | 0 | 0 | 0 | 0 | 0 | 0 | 0 | 0 | 0 | 0 | 0 | 0 | 0 | 0
Industrial_Agriculture_Existing_Process_Natural Gas_Process Boiler_E7_Baseline Forecast | Industrial | Agriculture | Existing | Process | Natural Gas | Process Boiler | E7 |  | Baseline Forecast | 0 | 0 | 0 | 0 | 0 | 0 | 0 | 0 | 0 | 0 | 0 | 0 | 0 | 0 | 0 | 0 | 0 | 0 | 0 | 0 | 0 | 0 | 0
Industrial_Agriculture_Existing_Process_Natural Gas_Process Boiler_E8_Baseline Forecast | Industrial | Agriculture | Existing | Process | Natural Gas | Process Boiler | E8 |  | Baseline Forecast | 0 | 0 | 0 | 0 | 0 | 0 | 0 | 0 | 0 | 0 | 0 | 0 | 0 | 0 | 0 | 0 | 0 | 0 | 0 | 0 | 0 | 0 | 0
Industrial_Agriculture_Existing_Process_Natural Gas_Process Boiler_E9_Baseline Forecast | Industrial | Agriculture | Existing | Process | Natural Gas | Process Boiler | E9 |  | Baseline Forecast | 0 | 0 | 0 | 0 | 0 | 0 | 0 | 0 | 0 | 0 | 0 | 0 | 0 | 0 | 0 | 0 | 0 | 0 | 0 | 0 | 0 | 0 | 0
Industrial_Agriculture_Existing_Process_Natural Gas_Process Boiler_E10_Baseline Forecast | Industrial | Agriculture | Existing | Process | Natural Gas | Process Boiler | E10 |  | Baseline Forecast | 0 | 0 | 0 | 0 | 0 | 0 | 0 | 0 | 0 | 0 | 0 | 0 | 0 | 0 | 0 | 0 | 0 | 0 | 0 | 0 | 0 | 0 | 0
Industrial_Agriculture_Existing_Process_Natural Gas_Process Heating_E1_Baseline Forecast | Industrial | Agriculture | Existing | Process | Natural Gas | Process Heating | E1 | Standard | Baseline Forecast | 0 | 1455.5273 | 1702.8952 | 1903.0483 | 1800.4221 | 1747.5152 | 1730.088 | 1701.4924 | 1670.2305 | 1641.5336 | 1613.483 | 1941.9962 | 1925.1636 | 1896.6648 | 1843.9135 | 1808.9356 | 1784.0709 | 1753.1649 | 1721.6144 | 1692.1619 | 1663.1985 | 1721.7079 | 0
Industrial_Agriculture_Existing_Process_Natural Gas_Process Heating_E2_Baseline Forecast | Industrial | Agriculture | Existing | Process | Natural Gas | Process Heating | E2 |  | Baseline Forecast | 0 | 0 | 0 | 0 | 0 | 0 | 0 | 0 | 0 | 0 | 0 | 0 | 0 | 0 | 0 | 0 | 0 | 0 | 0 | 0 | 0 | 0 | 0
Industrial_Agriculture_Existing_Process_Natural Gas_Process Heating_E3_Baseline Forecast | Industrial | Agriculture | Existing | Process | Natural Gas | Process Heating | E3 |  | Baseline Forecast | 0 | 0 | 0 | 0 | 0 | 0 | 0 | 0 | 0 | 0 | 0 | 0 | 0 | 0 | 0 | 0 | 0 | 0 | 0 | 0 | 0 | 0 | 0
Industrial_Agriculture_Existing_Process_Natural Gas_Process Heating_E4_Baseline Forecast | Industrial | Agriculture | Existing | Process | Natural Gas | Process Heating | E4 |  | Baseline Forecast | 0 | 0 | 0 | 0 | 0 | 0 | 0 | 0 | 0 | 0 | 0 | 0 | 0 | 0 | 0 | 0 | 0 | 0 | 0 | 0 | 0 | 0 | 0
Industrial_Agriculture_Existing_Process_Natural Gas_Process Heating_E5_Baseline Forecast | Industrial | Agriculture | Existing | Process | Natural Gas | Process Heating | E5 |  | Baseline Forecast | 0 | 0 | 0 | 0 | 0 | 0 | 0 | 0 | 0 | 0 | 0 | 0 | 0 | 0 | 0 | 0 | 0 | 0 | 0 | 0 | 0 | 0 | 0
Industrial_Agriculture_Existing_Process_Natural Gas_Process Heating_E6_Baseline Forecast | Industrial | Agriculture | Existing | Process | Natural Gas | Process Heating | E6 |  | Baseline Forecast | 0 | 0 | 0 | 0 | 0 | 0 | 0 | 0 | 0 | 0 | 0 | 0 | 0 | 0 | 0 | 0 | 0 | 0 | 0 | 0 | 0 | 0 | 0
Industrial_Agriculture_Existing_Process_Natural Gas_Process Heating_E7_Baseline Forecast | Industrial | Agriculture | Existing | Process | Natural Gas | Process Heating | E7 |  | Baseline Forecast | 0 | 0 | 0 | 0 | 0 | 0 | 0 | 0 | 0 | 0 | 0 | 0 | 0 | 0 | 0 | 0 | 0 | 0 | 0 | 0 | 0 | 0 | 0
Industrial_Agriculture_Existing_Process_Natural Gas_Process Heating_E8_Baseline Forecast | Industrial | Agriculture | Existing | Process | Natural Gas | Process Heating | E8 |  | Baseline Forecast | 0 | 0 | 0 | 0 | 0 | 0 | 0 | 0 | 0 | 0 | 0 | 0 | 0 | 0 | 0 | 0 | 0 | 0 | 0 | 0 | 0 | 0 | 0
Industrial_Agriculture_Existing_Process_Natural Gas_Process Heating_E9_Baseline Forecast | Industrial | Agriculture | Existing | Process | Natural Gas | Process Heating | E9 |  | Baseline Forecast | 0 | 0 | 0 | 0 | 0 | 0 | 0 | 0 | 0 | 0 | 0 | 0 | 0 | 0 | 0 | 0 | 0 | 0 | 0 | 0 | 0 | 0 | 0
Industrial_Agriculture_Existing_Process_Natural Gas_Process Heating_E10_Baseline Forecast | Industrial | Agriculture | Existing | Process | Natural Gas | Process Heating | E10 |  | Baseline Forecast | 0 | 0 | 0 | 0 | 0 | 0 | 0 | 0 | 0 | 0 | 0 | 0 | 0 | 0 | 0 | 0 | 0 | 0 | 0 | 0 | 0 | 0 | 0
Industrial_Agriculture_Existing_Process_Natural Gas_Process Cooling_E1_Baseline Forecast | Industrial | Agriculture | Existing | Process | Natural Gas | Process Cooling | E1 | Standard | Baseline Forecast | 0 | 1455.5273 | 1702.8952 | 1903.0483 | 1800.4221 | 1747.5152 | 1730.088 | 1701.4924 | 1670.2305 | 1641.5336 | 1613.483 | 1941.9962 | 1925.1636 | 1896.6648 | 1843.9135 | 1808.9356 | 1784.0709 | 1753.1649 | 1721.6144 | 1692.1619 | 1663.1985 | 1721.7079 | 0
Industrial_Agriculture_Existing_Process_Natural Gas_Process Cooling_E2_Baseline Forecast | Industrial | Agriculture | Existing | Process | Natural Gas | Process Cooling | E2 |  | Baseline Forecast | 0 | 0 | 0 | 0 | 0 | 0 | 0 | 0 | 0 | 0 | 0 | 0 | 0 | 0 | 0 | 0 | 0 | 0 | 0 | 0 | 0 | 0 | 0
Industrial_Agriculture_Existing_Process_Natural Gas_Process Cooling_E3_Baseline Forecast | Industrial | Agriculture | Existing | Process | Natural Gas | Process Cooling | E3 |  | Baseline Forecast | 0 | 0 | 0 | 0 | 0 | 0 | 0 | 0 | 0 | 0 | 0 | 0 | 0 | 0 | 0 | 0 | 0 | 0 | 0 | 0 | 0 | 0 | 0
Industrial_Agriculture_Existing_Process_Natural Gas_Process Cooling_E4_Baseline Forecast | Industrial | Agriculture | Existing | Process | Natural Gas | Process Cooling | E4 |  | Baseline Forecast | 0 | 0 | 0 | 0 | 0 | 0 | 0 | 0 | 0 | 0 | 0 | 0 | 0 | 0 | 0 | 0 | 0 | 0 | 0 | 0 | 0 | 0 | 0
Industrial_Agriculture_Existing_Process_Natural Gas_Process Cooling_E5_Baseline Forecast | Industrial | Agriculture | Existing | Process | Natural Gas | Process Cooling | E5 |  | Baseline Forecast | 0 | 0 | 0 | 0 | 0 | 0 | 0 | 0 | 0 | 0 | 0 | 0 | 0 | 0 | 0 | 0 | 0 | 0 | 0 | 0 | 0 | 0 | 0
Industrial_Agriculture_Existing_Process_Natural Gas_Process Cooling_E6_Baseline Forecast | Industrial | Agriculture | Existing | Process | Natural Gas | Process Cooling | E6 |  | Baseline Forecast | 0 | 0 | 0 | 0 | 0 | 0 | 0 | 0 | 0 | 0 | 0 | 0 | 0 | 0 | 0 | 0 | 0 | 0 | 0 | 0 | 0 | 0 | 0
Industrial_Agriculture_Existing_Process_Natural Gas_Process Cooling_E7_Baseline Forecast | Industrial | Agriculture | Existing | Process | Natural Gas | Process Cooling | E7 |  | Baseline Forecast | 0 | 0 | 0 | 0 | 0 | 0 | 0 | 0 | 0 | 0 | 0 | 0 | 0 | 0 | 0 | 0 | 0 | 0 | 0 | 0 | 0 | 0 | 0
Industrial_Agriculture_Existing_Process_Natural Gas_Process Cooling_E8_Baseline Forecast | Industrial | Agriculture | Existing | Process | Natural Gas | Process Cooling | E8 |  | Baseline Forecast | 0 | 0 | 0 | 0 | 0 | 0 | 0 | 0 | 0 | 0 | 0 | 0 | 0 | 0 | 0 | 0 | 0 | 0 | 0 | 0 | 0 | 0 | 0
Industrial_Agriculture_Existing_Process_Natural Gas_Process Cooling_E9_Baseline Forecast | Industrial | Agriculture | Existing | Process | Natural Gas | Process Cooling | E9 |  | Baseline Forecast | 0 | 0 | 0 | 0 | 0 | 0 | 0 | 0 | 0 | 0 | 0 | 0 | 0 | 0 | 0 | 0 | 0 | 0 | 0 | 0 | 0 | 0 | 0
Industrial_Agriculture_Existing_Process_Natural Gas_Process Cooling_E10_Baseline Forecast | Industrial | Agriculture | Existing | Process | Natural Gas | Process Cooling | E10 |  | Baseline Forecast | 0 | 0 | 0 | 0 | 0 | 0 | 0 | 0 | 0 | 0 | 0 | 0 | 0 | 0 | 0 | 0 | 0 | 0 | 0 | 0 | 0 | 0 | 0
Industrial_Agriculture_Existing_Process_Natural Gas_Other Process_E1_Baseline Forecast | Industrial | Agriculture | Existing | Process | Natural Gas | Other Process | E1 | Standard | Baseline Forecast | 0 | 1455.5273 | 1702.8952 | 1903.0483 | 1800.4221 | 1747.5152 | 1730.088 | 1701.4924 | 1670.2305 | 1641.5336 | 1613.483 | 1941.9962 | 1925.1636 | 1896.6648 | 1843.9135 | 1808.9356 | 1784.0709 | 1753.1649 | 1721.6144 | 1692.1619 | 1663.1985 | 1721.7079 | 0
Industrial_Agriculture_Existing_Process_Natural Gas_Other Process_E2_Baseline Forecast | Industrial | Agriculture | Existing | Process | Natural Gas | Other Process | E2 |  | Baseline Forecast | 0 | 0 | 0 | 0 | 0 | 0 | 0 | 0 | 0 | 0 | 0 | 0 | 0 | 0 | 0 | 0 | 0 | 0 | 0 | 0 | 0 | 0 | 0
Industrial_Agriculture_Existing_Process_Natural Gas_Other Process_E3_Baseline Forecast | Industrial | Agriculture | Existing | Process | Natural Gas | Other Process | E3 |  | Baseline Forecast | 0 | 0 | 0 | 0 | 0 | 0 | 0 | 0 | 0 | 0 | 0 | 0 | 0 | 0 | 0 | 0 | 0 | 0 | 0 | 0 | 0 | 0 | 0
Industrial_Agriculture_Existing_Process_Natural Gas_Other Process_E4_Baseline Forecast | Industrial | Agriculture | Existing | Process | Natural Gas | Other Process | E4 |  | Baseline Forecast | 0 | 0 | 0 | 0 | 0 | 0 | 0 | 0 | 0 | 0 | 0 | 0 | 0 | 0 | 0 | 0 | 0 | 0 | 0 | 0 | 0 | 0 | 0
Industrial_Agriculture_Existing_Process_Natural Gas_Other Process_E5_Baseline Forecast | Industrial | Agriculture | Existing | Process | Natural Gas | Other Process | E5 |  | Baseline Forecast | 0 | 0 | 0 | 0 | 0 | 0 | 0 | 0 | 0 | 0 | 0 | 0 | 0 | 0 | 0 | 0 | 0 | 0 | 0 | 0 | 0 | 0 | 0
Industrial_Agriculture_Existing_Process_Natural Gas_Other Process_E6_Baseline Forecast | Industrial | Agriculture | Existing | Process | Natural Gas | Other Process | E6 |  | Baseline Forecast | 0 | 0 | 0 | 0 | 0 | 0 | 0 | 0 | 0 | 0 | 0 | 0 | 0 | 0 | 0 | 0 | 0 | 0 | 0 | 0 | 0 | 0 | 0
Industrial_Agriculture_Existing_Process_Natural Gas_Other Process_E7_Baseline Forecast | Industrial | Agriculture | Existing | Process | Natural Gas | Other Process | E7 |  | Baseline Forecast | 0 | 0 | 0 | 0 | 0 | 0 | 0 | 0 | 0 | 0 | 0 | 0 | 0 | 0 | 0 | 0 | 0 | 0 | 0 | 0 | 0 | 0 | 0
Industrial_Agriculture_Existing_Process_Natural Gas_Other Process_E8_Baseline Forecast | Industrial | Agriculture | Existing | Process | Natural Gas | Other Process | E8 |  | Baseline Forecast | 0 | 0 | 0 | 0 | 0 | 0 | 0 | 0 | 0 | 0 | 0 | 0 | 0 | 0 | 0 | 0 | 0 | 0 | 0 | 0 | 0 | 0 | 0
Industrial_Agriculture_Existing_Process_Natural Gas_Other Process_E9_Baseline Forecast | Industrial | Agriculture | Existing | Process | Natural Gas | Other Process | E9 |  | Baseline Forecast | 0 | 0 | 0 | 0 | 0 | 0 | 0 | 0 | 0 | 0 | 0 | 0 | 0 | 0 | 0 | 0 | 0 | 0 | 0 | 0 | 0 | 0 | 0
Industrial_Agriculture_Existing_Process_Natural Gas_Other Process_E10_Baseline Forecast | Industrial | Agriculture | Existing | Process | Natural Gas | Other Process | E10 |  | Baseline Forecast | 0 | 0 | 0 | 0 | 0 | 0 | 0 | 0 | 0 | 0 | 0 | 0 | 0 | 0 | 0 | 0 | 0 | 0 | 0 | 0 | 0 | 0 | 0
Industrial_Agriculture_Existing_Miscellaneous_Natural Gas_Miscellaneous_E1_Baseline Forecast | Industrial | Agriculture | Existing | Miscellaneous | Natural Gas | Miscellaneous | E1 | Standard | Baseline Forecast | 0 | 1455.5273 | 1702.8952 | 1903.0483 | 1800.4221 | 1747.5152 | 1730.088 | 1701.4924 | 1670.2305 | 1641.5336 | 1613.483 | 1941.9962 | 1925.1636 | 1896.6648 | 1843.9135 | 1808.9356 | 1784.0709 | 1753.1649 | 1721.6144 | 1692.1619 | 1663.1985 | 1721.7079 | 0
Industrial_Agriculture_Existing_Miscellaneous_Natural Gas_Miscellaneous_E2_Baseline Forecast | Industrial | Agriculture | Existing | Miscellaneous | Natural Gas | Miscellaneous | E2 |  | Baseline Forecast | 0 | 0 | 0 | 0 | 0 | 0 | 0 | 0 | 0 | 0 | 0 | 0 | 0 | 0 | 0 | 0 | 0 | 0 | 0 | 0 | 0 | 0 | 0
Industrial_Agriculture_Existing_Miscellaneous_Natural Gas_Miscellaneous_E3_Baseline Forecast | Industrial | Agriculture | Existing | Miscellaneous | Natural Gas | Miscellaneous | E3 |  | Baseline Forecast | 0 | 0 | 0 | 0 | 0 | 0 | 0 | 0 | 0 | 0 | 0 | 0 | 0 | 0 | 0 | 0 | 0 | 0 | 0 | 0 | 0 | 0 | 0
Industrial_Agriculture_Existing_Miscellaneous_Natural Gas_Miscellaneous_E4_Baseline Forecast | Industrial | Agriculture | Existing | Miscellaneous | Natural Gas | Miscellaneous | E4 |  | Baseline Forecast | 0 | 0 | 0 | 0 | 0 | 0 | 0 | 0 | 0 | 0 | 0 | 0 | 0 | 0 | 0 | 0 | 0 | 0 | 0 | 0 | 0 | 0 | 0
Industrial_Agriculture_Existing_Miscellaneous_Natural Gas_Miscellaneous_E5_Baseline Forecast | Industrial | Agriculture | Existing | Miscellaneous | Natural Gas | Miscellaneous | E5 |  | Baseline Forecast | 0 | 0 | 0 | 0 | 0 | 0 | 0 | 0 | 0 | 0 | 0 | 0 | 0 | 0 | 0 | 0 | 0 | 0 | 0 | 0 | 0 | 0 | 0
Industrial_Agriculture_Existing_Miscellaneous_Natural Gas_Miscellaneous_E6_Baseline Forecast | Industrial | Agriculture | Existing | Miscellaneous | Natural Gas | Miscellaneous | E6 |  | Baseline Forecast | 0 | 0 | 0 | 0 | 0 | 0 | 0 | 0 | 0 | 0 | 0 | 0 | 0 | 0 | 0 | 0 | 0 | 0 | 0 | 0 | 0 | 0 | 0
Industrial_Agriculture_Existing_Miscellaneous_Natural Gas_Miscellaneous_E7_Baseline Forecast | Industrial | Agriculture | Existing | Miscellaneous | Natural Gas | Miscellaneous | E7 |  | Baseline Forecast | 0 | 0 | 0 | 0 | 0 | 0 | 0 | 0 | 0 | 0 | 0 | 0 | 0 | 0 | 0 | 0 | 0 | 0 | 0 | 0 | 0 | 0 | 0
Industrial_Agriculture_Existing_Miscellaneous_Natural Gas_Miscellaneous_E8_Baseline Forecast | Industrial | Agriculture | Existing | Miscellaneous | Natural Gas | Miscellaneous | E8 |  | Baseline Forecast | 0 | 0 | 0 | 0 | 0 | 0 | 0 | 0 | 0 | 0 | 0 | 0 | 0 | 0 | 0 | 0 | 0 | 0 | 0 | 0 | 0 | 0 | 0
Industrial_Agriculture_Existing_Miscellaneous_Natural Gas_Miscellaneous_E9_Baseline Forecast | Industrial | Agriculture | Existing | Miscellaneous | Natural Gas | Miscellaneous | E9 |  | Baseline Forecast | 0 | 0 | 0 | 0 | 0 | 0 | 0 | 0 | 0 | 0 | 0 | 0 | 0 | 0 | 0 | 0 | 0 | 0 | 0 | 0 | 0 | 0 | 0
Industrial_Agriculture_Existing_Miscellaneous_Natural Gas_Miscellaneous_E10_Baseline Forecast | Industrial | Agriculture | Existing | Miscellaneous | Natural Gas | Miscellaneous | E10 |  | Baseline Forecast | 0 | 0 | 0 | 0 | 0 | 0 | 0 | 0 | 0 | 0 | 0 | 0 | 0 | 0 | 0 | 0 | 0 | 0 | 0 | 0 | 0 | 0 | 0
Industrial_Agriculture_New_Space Heating_Natural Gas_Furnace_E1_Baseline Forecast | Industrial | Agriculture | New | Space Heating | Natural Gas | Furnace | E1 | AFUE 80% (Standard) | Baseline Forecast | 0 | 220.296 | 5.2746 | 168.0927 | 167.6799 | 187.9429 | 113.1869 | 131.3949 | 129.739 | 145.9363 | 108.6925 | 125.0113 | 123.3533 | 143.0933 | 97.118 | 118.0334 | 117.944 | 137.3028 | 90.6925 | 128.7005 | 124.759 | 136.1336 | 0
Industrial_Agriculture_New_Space Heating_Natural Gas_Furnace_E2_Baseline Forecast | Industrial | Agriculture | New | Space Heating | Natural Gas | Furnace | E2 | AFUE 90% | Baseline Forecast | 0 | 0 | 0 | 0 | 0 | 0 | 0 | 0 | 0 | 0 | 0 | 0 | 0 | 0 | 0 | 0 | 0 | 0 | 0 | 0 | 0 | 0 | 0
Industrial_Agriculture_New_Space Heating_Natural Gas_Furnace_E3_Baseline Forecast | Industrial | Agriculture | New | Space Heating | Natural Gas | Furnace | E3 | AFUE 96% | Baseline Forecast | 0 | 0 | 0 | 0 | 0 | 0 | 0 | 0 | 0 | 0 | 0 | 0 | 0 | 0 | 0 | 0 | 0 | 0 | 0 | 0 | 0 | 0 | 0
Industrial_Agriculture_New_Space Heating_Natural Gas_Furnace_E4_Baseline Forecast | Industrial | Agriculture | New | Space Heating | Natural Gas | Furnace | E4 |  | Baseline Forecast | 0 | 0 | 0 | 0 | 0 | 0 | 0 | 0 | 0 | 0 | 0 | 0 | 0 | 0 | 0 | 0 | 0 | 0 | 0 | 0 | 0 | 0 | 0
Industrial_Agriculture_New_Space Heating_Natural Gas_Furnace_E5_Baseline Forecast | Industrial | Agriculture | New | Space Heating | Natural Gas | Furnace | E5 |  | Baseline Forecast | 0 | 0 | 0 | 0 | 0 | 0 | 0 | 0 | 0 | 0 | 0 | 0 | 0 | 0 | 0 | 0 | 0 | 0 | 0 | 0 | 0 | 0 | 0
Industrial_Agriculture_New_Space Heating_Natural Gas_Furnace_E6_Baseline Forecast | Industrial | Agriculture | New | Space Heating | Natural Gas | Furnace | E6 |  | Baseline Forecast | 0 | 0 | 0 | 0 | 0 | 0 | 0 | 0 | 0 | 0 | 0 | 0 | 0 | 0 | 0 | 0 | 0 | 0 | 0 | 0 | 0 | 0 | 0
Industrial_Agriculture_New_Space Heating_Natural Gas_Furnace_E7_Baseline Forecast | Industrial | Agriculture | New | Space Heating | Natural Gas | Furnace | E7 |  | Baseline Forecast | 0 | 0 | 0 | 0 | 0 | 0 | 0 | 0 | 0 | 0 | 0 | 0 | 0 | 0 | 0 | 0 | 0 | 0 | 0 | 0 | 0 | 0 | 0
Industrial_Agriculture_New_Space Heating_Natural Gas_Furnace_E8_Baseline Forecast | Industrial | Agriculture | New | Space Heating | Natural Gas | Furnace | E8 |  | Baseline Forecast | 0 | 0 | 0 | 0 | 0 | 0 | 0 | 0 | 0 | 0 | 0 | 0 | 0 | 0 | 0 | 0 | 0 | 0 | 0 | 0 | 0 | 0 | 0
Industrial_Agriculture_New_Space Heating_Natural Gas_Furnace_E9_Baseline Forecast | Industrial | Agriculture | New | Space Heating | Natural Gas | Furnace | E9 |  | Baseline Forecast | 0 | 0 | 0 | 0 | 0 | 0 | 0 | 0 | 0 | 0 | 0 | 0 | 0 | 0 | 0 | 0 | 0 | 0 | 0 | 0 | 0 | 0 | 0
Industrial_Agriculture_New_Space Heating_Natural Gas_Furnace_E10_Baseline Forecast | Industrial | Agriculture | New | Space Heating | Natural Gas | Furnace | E10 |  | Baseline Forecast | 0 | 0 | 0 | 0 | 0 | 0 | 0 | 0 | 0 | 0 | 0 | 0 | 0 | 0 | 0 | 0 | 0 | 0 | 0 | 0 | 0 | 0 | 0
Industrial_Agriculture_New_Space Heating_Natural Gas_Boiler_E1_Baseline Forecast | Industrial | Agriculture | New | Space Heating | Natural Gas | Boiler | E1 | AFUE 80% (Standard) | Baseline Forecast | 0 | 108.988 | 2.6095 | 83.1613 | 82.9571 | 92.9819 | 55.9975 | 65.0056 | 64.1864 | 72.1997 | 53.774 | 61.8474 | 61.0272 | 70.7932 | 48.0476 | 58.3952 | 58.351 | 67.9284 | 44.8687 | 55.2889 | 53.7831 | 53.6242 | 0
Industrial_Agriculture_New_Space Heating_Natural Gas_Boiler_E2_Baseline Forecast | Industrial | Agriculture | New | Space Heating | Natural Gas | Boiler | E2 | AFUE 85% | Baseline Forecast | 0 | 0 | 0 | 0 | 0 | 0 | 0 | 0 | 0 | 0 | 0 | 0 | 0 | 0 | 0 | 0 | 0 | 0 | 0 | 0 | 0 | 0 | 0
Industrial_Agriculture_New_Space Heating_Natural Gas_Boiler_E3_Baseline Forecast | Industrial | Agriculture | New | Space Heating | Natural Gas | Boiler | E3 | AFUE 97% | Baseline Forecast | 0 | 0 | 0 | 0 | 0 | 0 | 0 | 0 | 0 | 0 | 0 | 0 | 0 | 0 | 0 | 0 | 0 | 0 | 0 | 0 | 0 | 0 | 0
Industrial_Agriculture_New_Space Heating_Natural Gas_Boiler_E4_Baseline Forecast | Industrial | Agriculture | New | Space Heating | Natural Gas | Boiler | E4 | Convert to NG Air Source Heat Pump | Baseline Forecast | 0 | 0 | 0 | 0 | 0 | 0 | 0 | 0 | 0 | 0 | 0 | 0 | 0 | 0 | 0 | 0 | 0 | 0 | 0 | 0 | 0 | 0 | 0
Industrial_Agriculture_New_Space Heating_Natural Gas_Boiler_E5_Baseline Forecast | Industrial | Agriculture | New | Space Heating | Natural Gas | Boiler | E5 |  | Baseline Forecast | 0 | 0 | 0 | 0 | 0 | 0 | 0 | 0 | 0 | 0 | 0 | 0 | 0 | 0 | 0 | 0 | 0 | 0 | 0 | 0 | 0 | 0 | 0
Industrial_Agriculture_New_Space Heating_Natural Gas_Boiler_E6_Baseline Forecast | Industrial | Agriculture | New | Space Heating | Natural Gas | Boiler | E6 |  | Baseline Forecast | 0 | 0 | 0 | 0 | 0 | 0 | 0 | 0 | 0 | 0 | 0 | 0 | 0 | 0 | 0 | 0 | 0 | 0 | 0 | 0 | 0 | 0 | 0
Industrial_Agriculture_New_Space Heating_Natural Gas_Boiler_E7_Baseline Forecast | Industrial | Agriculture | New | Space Heating | Natural Gas | Boiler | E7 |  | Baseline Forecast | 0 | 0 | 0 | 0 | 0 | 0 | 0 | 0 | 0 | 0 | 0 | 0 | 0 | 0 | 0 | 0 | 0 | 0 | 0 | 0 | 0 | 0 | 0
Industrial_Agriculture_New_Space Heating_Natural Gas_Boiler_E8_Baseline Forecast | Industrial | Agriculture | New | Space Heating | Natural Gas | Boiler | E8 |  | Baseline Forecast | 0 | 0 | 0 | 0 | 0 | 0 | 0 | 0 | 0 | 0 | 0 | 0 | 0 | 0 | 0 | 0 | 0 | 0 | 0 | 0 | 0 | 0 | 0
Industrial_Agriculture_New_Space Heating_Natural Gas_Boiler_E9_Baseline Forecast | Industrial | Agriculture | New | Space Heating | Natural Gas | Boiler | E9 |  | Baseline Forecast | 0 | 0 | 0 | 0 | 0 | 0 | 0 | 0 | 0 | 0 | 0 | 0 | 0 | 0 | 0 | 0 | 0 | 0 | 0 | 0 | 0 | 0 | 0
Industrial_Agriculture_New_Space Heating_Natural Gas_Boiler_E10_Baseline Forecast | Industrial | Agriculture | New | Space Heating | Natural Gas | Boiler | E10 |  | Baseline Forecast | 0 | 0 | 0 | 0 | 0 | 0 | 0 | 0 | 0 | 0 | 0 | 0 | 0 | 0 | 0 | 0 | 0 | 0 | 0 | 0 | 0 | 0 | 0
Industrial_Agriculture_New_Space Heating_Natural Gas_Unit Heater_E1_Baseline Forecast | Industrial | Agriculture | New | Space Heating | Natural Gas | Unit Heater | E1 | Standard | Baseline Forecast | 0 | 266.8362 | 6.3889 | 203.6044 | 203.1044 | 227.6482 | 137.099 | 159.1537 | 157.1479 | 176.7671 | 131.6552 | 151.4215 | 202.7805 | 217.2951 | 193.5335 | 244.3088 | 269.4622 | 364.9599 | 232.3287 | 316.4736 | 311.7874 | 308.1415 | 0
Industrial_Agriculture_New_Space Heating_Natural Gas_Unit Heater_E2_Baseline Forecast | Industrial | Agriculture | New | Space Heating | Natural Gas | Unit Heater | E2 | Condensing | Baseline Forecast | 0 | 0 | 0 | 0 | 0 | 0 | 0 | 0 | 0 | 0 | 0 | 0 | 0 | 0 | 0 | 0 | 0 | 0 | 0 | 0 | 0 | 0 | 0
Industrial_Agriculture_New_Space Heating_Natural Gas_Unit Heater_E3_Baseline Forecast | Industrial | Agriculture | New | Space Heating | Natural Gas | Unit Heater | E3 | Infrared Radiant | Baseline Forecast | 0 | 0 | 0 | 0 | 0 | 0 | 0 | 0 | 0 | 0 | 0 | 0 | 0 | 0 | 0 | 0 | 0 | 0 | 0 | 0 | 0 | 0 | 0
Industrial_Agriculture_New_Space Heating_Natural Gas_Unit Heater_E4_Baseline Forecast | Industrial | Agriculture | New | Space Heating | Natural Gas | Unit Heater | E4 |  | Baseline Forecast | 0 | 0 | 0 | 0 | 0 | 0 | 0 | 0 | 0 | 0 | 0 | 0 | 0 | 0 | 0 | 0 | 0 | 0 | 0 | 0 | 0 | 0 | 0
Industrial_Agriculture_New_Space Heating_Natural Gas_Unit Heater_E5_Baseline Forecast | Industrial | Agriculture | New | Space Heating | Natural Gas | Unit Heater | E5 |  | Baseline Forecast | 0 | 0 | 0 | 0 | 0 | 0 | 0 | 0 | 0 | 0 | 0 | 0 | 0 | 0 | 0 | 0 | 0 | 0 | 0 | 0 | 0 | 0 | 0
Industrial_Agriculture_New_Space Heating_Natural Gas_Unit Heater_E6_Baseline Forecast | Industrial | Agriculture | New | Space Heating | Natural Gas | Unit Heater | E6 |  | Baseline Forecast | 0 | 0 | 0 | 0 | 0 | 0 | 0 | 0 | 0 | 0 | 0 | 0 | 0 | 0 | 0 | 0 | 0 | 0 | 0 | 0 | 0 | 0 | 0
Industrial_Agriculture_New_Space Heating_Natural Gas_Unit Heater_E7_Baseline Forecast | Industrial | Agriculture | New | Space Heating | Natural Gas | Unit Heater | E7 |  | Baseline Forecast | 0 | 0 | 0 | 0 | 0 | 0 | 0 | 0 | 0 | 0 | 0 | 0 | 0 | 0 | 0 | 0 | 0 | 0 | 0 | 0 | 0 | 0 | 0
Industrial_Agriculture_New_Space Heating_Natural Gas_Unit Heater_E8_Baseline Forecast | Industrial | Agriculture | New | Space Heating | Natural Gas | Unit Heater | E8 |  | Baseline Forecast | 0 | 0 | 0 | 0 | 0 | 0 | 0 | 0 | 0 | 0 | 0 | 0 | 0 | 0 | 0 | 0 | 0 | 0 | 0 | 0 | 0 | 0 | 0
Industrial_Agriculture_New_Space Heating_Natural Gas_Unit Heater_E9_Baseline Forecast | Industrial | Agriculture | New | Space Heating | Natural Gas | Unit Heater | E9 |  | Baseline Forecast | 0 | 0 | 0 | 0 | 0 | 0 | 0 | 0 | 0 | 0 | 0 | 0 | 0 | 0 | 0 | 0 | 0 | 0 | 0 | 0 | 0 | 0 | 0
Industrial_Agriculture_New_Space Heating_Natural Gas_Unit Heater_E10_Baseline Forecast | Industrial | Agriculture | New | Space Heating | Natural Gas | Unit Heater | E10 |  | Baseline Forecast | 0 | 0 | 0 | 0 | 0 | 0 | 0 | 0 | 0 | 0 | 0 | 0 | 0 | 0 | 0 | 0 | 0 | 0 | 0 | 0 | 0 | 0 | 0
Industrial_Agriculture_New_Process_Natural Gas_Process Boiler_E1_Baseline Forecast | Industrial | Agriculture | New | Process | Natural Gas | Process Boiler | E1 | Standard | Baseline Forecast | 0 | 901.5445 | 21.5859 | 687.9067 | 686.2174 | 769.1423 | 463.2088 | 537.7236 | 530.9469 | 597.2332 | 444.816 | 511.5994 | 504.8141 | 585.5985 | 397.4479 | 483.0427 | 482.6768 | 561.9013 | 371.1523 | 457.3474 | 444.8914 | 443.5772 | 0
Industrial_Agriculture_New_Process_Natural Gas_Process Boiler_E2_Baseline Forecast | Industrial | Agriculture | New | Process | Natural Gas | Process Boiler | E2 |  | Baseline Forecast | 0 | 0 | 0 | 0 | 0 | 0 | 0 | 0 | 0 | 0 | 0 | 0 | 0 | 0 | 0 | 0 | 0 | 0 | 0 | 0 | 0 | 0 | 0
Industrial_Agriculture_New_Process_Natural Gas_Process Boiler_E3_Baseline Forecast | Industrial | Agriculture | New | Process | Natural Gas | Process Boiler | E3 |  | Baseline Forecast | 0 | 0 | 0 | 0 | 0 | 0 | 0 | 0 | 0 | 0 | 0 | 0 | 0 | 0 | 0 | 0 | 0 | 0 | 0 | 0 | 0 | 0 | 0
Industrial_Agriculture_New_Process_Natural Gas_Process Boiler_E4_Baseline Forecast | Industrial | Agriculture | New | Process | Natural Gas | Process Boiler | E4 |  | Baseline Forecast | 0 | 0 | 0 | 0 | 0 | 0 | 0 | 0 | 0 | 0 | 0 | 0 | 0 | 0 | 0 | 0 | 0 | 0 | 0 | 0 | 0 | 0 | 0
Industrial_Agriculture_New_Process_Natural Gas_Process Boiler_E5_Baseline Forecast | Industrial | Agriculture | New | Process | Natural Gas | Process Boiler | E5 |  | Baseline Forecast | 0 | 0 | 0 | 0 | 0 | 0 | 0 | 0 | 0 | 0 | 0 | 0 | 0 | 0 | 0 | 0 | 0 | 0 | 0 | 0 | 0 | 0 | 0
Industrial_Agriculture_New_Process_Natural Gas_Process Boiler_E6_Baseline Forecast | Industrial | Agriculture | New | Process | Natural Gas | Process Boiler | E6 |  | Baseline Forecast | 0 | 0 | 0 | 0 | 0 | 0 | 0 | 0 | 0 | 0 | 0 | 0 | 0 | 0 | 0 | 0 | 0 | 0 | 0 | 0 | 0 | 0 | 0
Industrial_Agriculture_New_Process_Natural Gas_Process Boiler_E7_Baseline Forecast | Industrial | Agriculture | New | Process | Natural Gas | Process Boiler | E7 |  | Baseline Forecast | 0 | 0 | 0 | 0 | 0 | 0 | 0 | 0 | 0 | 0 | 0 | 0 | 0 | 0 | 0 | 0 | 0 | 0 | 0 | 0 | 0 | 0 | 0
Industrial_Agriculture_New_Process_Natural Gas_Process Boiler_E8_Baseline Forecast | Industrial | Agriculture | New | Process | Natural Gas | Process Boiler | E8 |  | Baseline Forecast | 0 | 0 | 0 | 0 | 0 | 0 | 0 | 0 | 0 | 0 | 0 | 0 | 0 | 0 | 0 | 0 | 0 | 0 | 0 | 0 | 0 | 0 | 0
Industrial_Agriculture_New_Process_Natural Gas_Process Boiler_E9_Baseline Forecast | Industrial | Agriculture | New | Process | Natural Gas | Process Boiler | E9 |  | Baseline Forecast | 0 | 0 | 0 | 0 | 0 | 0 | 0 | 0 | 0 | 0 | 0 | 0 | 0 | 0 | 0 | 0 | 0 | 0 | 0 | 0 | 0 | 0 | 0
Industrial_Agriculture_New_Process_Natural Gas_Process Boiler_E10_Baseline Forecast | Industrial | Agriculture | New | Process | Natural Gas | Process Boiler | E10 |  | Baseline Forecast | 0 | 0 | 0 | 0 | 0 | 0 | 0 | 0 | 0 | 0 | 0 | 0 | 0 | 0 | 0 | 0 | 0 | 0 | 0 | 0 | 0 | 0 | 0
Industrial_Agriculture_New_Process_Natural Gas_Process Heating_E1_Baseline Forecast | Industrial | Agriculture | New | Process | Natural Gas | Process Heating | E1 | Standard | Baseline Forecast | 0 | 901.5445 | 21.5859 | 687.9067 | 815.0095 | 882.6192 | 658.7471 | 821.7578 | 900.4932 | 1008.094 | 914.3763 | 1305.3931 | 1072.8398 | 1397.2402 | 1316.6578 | 1443.8983 | 1440.6464 | 1618.6063 | 1506.1108 | 1667.3258 | 1685.9399 | 1836.4173 | 0
Industrial_Agriculture_New_Process_Natural Gas_Process Heating_E2_Baseline Forecast | Industrial | Agriculture | New | Process | Natural Gas | Process Heating | E2 |  | Baseline Forecast | 0 | 0 | 0 | 0 | 0 | 0 | 0 | 0 | 0 | 0 | 0 | 0 | 0 | 0 | 0 | 0 | 0 | 0 | 0 | 0 | 0 | 0 | 0
Industrial_Agriculture_New_Process_Natural Gas_Process Heating_E3_Baseline Forecast | Industrial | Agriculture | New | Process | Natural Gas | Process Heating | E3 |  | Baseline Forecast | 0 | 0 | 0 | 0 | 0 | 0 | 0 | 0 | 0 | 0 | 0 | 0 | 0 | 0 | 0 | 0 | 0 | 0 | 0 | 0 | 0 | 0 | 0
Industrial_Agriculture_New_Process_Natural Gas_Process Heating_E4_Baseline Forecast | Industrial | Agriculture | New | Process | Natural Gas | Process Heating | E4 |  | Baseline Forecast | 0 | 0 | 0 | 0 | 0 | 0 | 0 | 0 | 0 | 0 | 0 | 0 | 0 | 0 | 0 | 0 | 0 | 0 | 0 | 0 | 0 | 0 | 0
Industrial_Agriculture_New_Process_Natural Gas_Process Heating_E5_Baseline Forecast | Industrial | Agriculture | New | Process | Natural Gas | Process Heating | E5 |  | Baseline Forecast | 0 | 0 | 0 | 0 | 0 | 0 | 0 | 0 | 0 | 0 | 0 | 0 | 0 | 0 | 0 | 0 | 0 | 0 | 0 | 0 | 0 | 0 | 0
Industrial_Agriculture_New_Process_Natural Gas_Process Heating_E6_Baseline Forecast | Industrial | Agriculture | New | Process | Natural Gas | Process Heating | E6 |  | Baseline Forecast | 0 | 0 | 0 | 0 | 0 | 0 | 0 | 0 | 0 | 0 | 0 | 0 | 0 | 0 | 0 | 0 | 0 | 0 | 0 | 0 | 0 | 0 | 0
Industrial_Agriculture_New_Process_Natural Gas_Process Heating_E7_Baseline Forecast | Industrial | Agriculture | New | Process | Natural Gas | Process Heating | E7 |  | Baseline Forecast | 0 | 0 | 0 | 0 | 0 | 0 | 0 | 0 | 0 | 0 | 0 | 0 | 0 | 0 | 0 | 0 | 0 | 0 | 0 | 0 | 0 | 0 | 0
Industrial_Agriculture_New_Process_Natural Gas_Process Heating_E8_Baseline Forecast | Industrial | Agriculture | New | Process | Natural Gas | Process Heating | E8 |  | Baseline Forecast | 0 | 0 | 0 | 0 | 0 | 0 | 0 | 0 | 0 | 0 | 0 | 0 | 0 | 0 | 0 | 0 | 0 | 0 | 0 | 0 | 0 | 0 | 0
Industrial_Agriculture_New_Process_Natural Gas_Process Heating_E9_Baseline Forecast | Industrial | Agriculture | New | Process | Natural Gas | Process Heating | E9 |  | Baseline Forecast | 0 | 0 | 0 | 0 | 0 | 0 | 0 | 0 | 0 | 0 | 0 | 0 | 0 | 0 | 0 | 0 | 0 | 0 | 0 | 0 | 0 | 0 | 0
Industrial_Agriculture_New_Process_Natural Gas_Process Heating_E10_Baseline Forecast | Industrial | Agriculture | New | Process | Natural Gas | Process Heating | E10 |  | Baseline Forecast | 0 | 0 | 0 | 0 | 0 | 0 | 0 | 0 | 0 | 0 | 0 | 0 | 0 | 0 | 0 | 0 | 0 | 0 | 0 | 0 | 0 | 0 | 0
Industrial_Agriculture_New_Process_Natural Gas_Process Cooling_E1_Baseline Forecast | Industrial | Agriculture | New | Process | Natural Gas | Process Cooling | E1 | Standard | Baseline Forecast | 0 | 901.5445 | 21.5859 | 687.9067 | 815.0095 | 882.6192 | 658.7471 | 821.7578 | 900.4932 | 1008.094 | 914.3763 | 1305.3931 | 1072.8398 | 1397.2402 | 1316.6578 | 1443.8983 | 1440.6464 | 1618.6063 | 1506.1108 | 1667.3258 | 1685.9399 | 1836.4173 | 0
Industrial_Agriculture_New_Process_Natural Gas_Process Cooling_E2_Baseline Forecast | Industrial | Agriculture | New | Process | Natural Gas | Process Cooling | E2 |  | Baseline Forecast | 0 | 0 | 0 | 0 | 0 | 0 | 0 | 0 | 0 | 0 | 0 | 0 | 0 | 0 | 0 | 0 | 0 | 0 | 0 | 0 | 0 | 0 | 0
Industrial_Agriculture_New_Process_Natural Gas_Process Cooling_E3_Baseline Forecast | Industrial | Agriculture | New | Process | Natural Gas | Process Cooling | E3 |  | Baseline Forecast | 0 | 0 | 0 | 0 | 0 | 0 | 0 | 0 | 0 | 0 | 0 | 0 | 0 | 0 | 0 | 0 | 0 | 0 | 0 | 0 | 0 | 0 | 0
Industrial_Agriculture_New_Process_Natural Gas_Process Cooling_E4_Baseline Forecast | Industrial | Agriculture | New | Process | Natural Gas | Process Cooling | E4 |  | Baseline Forecast | 0 | 0 | 0 | 0 | 0 | 0 | 0 | 0 | 0 | 0 | 0 | 0 | 0 | 0 | 0 | 0 | 0 | 0 | 0 | 0 | 0 | 0 | 0
Industrial_Agriculture_New_Process_Natural Gas_Process Cooling_E5_Baseline Forecast | Industrial | Agriculture | New | Process | Natural Gas | Process Cooling | E5 |  | Baseline Forecast | 0 | 0 | 0 | 0 | 0 | 0 | 0 | 0 | 0 | 0 | 0 | 0 | 0 | 0 | 0 | 0 | 0 | 0 | 0 | 0 | 0 | 0 | 0
Industrial_Agriculture_New_Process_Natural Gas_Process Cooling_E6_Baseline Forecast | Industrial | Agriculture | New | Process | Natural Gas | Process Cooling | E6 |  | Baseline Forecast | 0 | 0 | 0 | 0 | 0 | 0 | 0 | 0 | 0 | 0 | 0 | 0 | 0 | 0 | 0 | 0 | 0 | 0 | 0 | 0 | 0 | 0 | 0
Industrial_Agriculture_New_Process_Natural Gas_Process Cooling_E7_Baseline Forecast | Industrial | Agriculture | New | Process | Natural Gas | Process Cooling | E7 |  | Baseline Forecast | 0 | 0 | 0 | 0 | 0 | 0 | 0 | 0 | 0 | 0 | 0 | 0 | 0 | 0 | 0 | 0 | 0 | 0 | 0 | 0 | 0 | 0 | 0
Industrial_Agriculture_New_Process_Natural Gas_Process Cooling_E8_Baseline Forecast | Industrial | Agriculture | New | Process | Natural Gas | Process Cooling | E8 |  | Baseline Forecast | 0 | 0 | 0 | 0 | 0 | 0 | 0 | 0 | 0 | 0 | 0 | 0 | 0 | 0 | 0 | 0 | 0 | 0 | 0 | 0 | 0 | 0 | 0
Industrial_Agriculture_New_Process_Natural Gas_Process Cooling_E9_Baseline Forecast | Industrial | Agriculture | New | Process | Natural Gas | Process Cooling | E9 |  | Baseline Forecast | 0 | 0 | 0 | 0 | 0 | 0 | 0 | 0 | 0 | 0 | 0 | 0 | 0 | 0 | 0 | 0 | 0 | 0 | 0 | 0 | 0 | 0 | 0
Industrial_Agriculture_New_Process_Natural Gas_Process Cooling_E10_Baseline Forecast | Industrial | Agriculture | New | Process | Natural Gas | Process Cooling | E10 |  | Baseline Forecast | 0 | 0 | 0 | 0 | 0 | 0 | 0 | 0 | 0 | 0 | 0 | 0 | 0 | 0 | 0 | 0 | 0 | 0 | 0 | 0 | 0 | 0 | 0
Industrial_Agriculture_New_Process_Natural Gas_Other Process_E1_Baseline Forecast | Industrial | Agriculture | New | Process | Natural Gas | Other Process | E1 | Standard | Baseline Forecast | 0 | 901.5445 | 21.5859 | 687.9067 | 815.0095 | 882.6192 | 658.7471 | 821.7578 | 900.4932 | 1008.094 | 914.3763 | 1305.3931 | 1072.8398 | 1397.2402 | 1316.6578 | 1443.8983 | 1440.6464 | 1618.6063 | 1506.1108 | 1667.3258 | 1685.9399 | 1836.4173 | 0
Industrial_Agriculture_New_Process_Natural Gas_Other Process_E2_Baseline Forecast | Industrial | Agriculture | New | Process | Natural Gas | Other Process | E2 |  | Baseline Forecast | 0 | 0 | 0 | 0 | 0 | 0 | 0 | 0 | 0 | 0 | 0 | 0 | 0 | 0 | 0 | 0 | 0 | 0 | 0 | 0 | 0 | 0 | 0
Industrial_Agriculture_New_Process_Natural Gas_Other Process_E3_Baseline Forecast | Industrial | Agriculture | New | Process | Natural Gas | Other Process | E3 |  | Baseline Forecast | 0 | 0 | 0 | 0 | 0 | 0 | 0 | 0 | 0 | 0 | 0 | 0 | 0 | 0 | 0 | 0 | 0 | 0 | 0 | 0 | 0 | 0 | 0
Industrial_Agriculture_New_Process_Natural Gas_Other Process_E4_Baseline Forecast | Industrial | Agriculture | New | Process | Natural Gas | Other Process | E4 |  | Baseline Forecast | 0 | 0 | 0 | 0 | 0 | 0 | 0 | 0 | 0 | 0 | 0 | 0 | 0 | 0 | 0 | 0 | 0 | 0 | 0 | 0 | 0 | 0 | 0
Industrial_Agriculture_New_Process_Natural Gas_Other Process_E5_Baseline Forecast | Industrial | Agriculture | New | Process | Natural Gas | Other Process | E5 |  | Baseline Forecast | 0 | 0 | 0 | 0 | 0 | 0 | 0 | 0 | 0 | 0 | 0 | 0 | 0 | 0 | 0 | 0 | 0 | 0 | 0 | 0 | 0 | 0 | 0
Industrial_Agriculture_New_Process_Natural Gas_Other Process_E6_Baseline Forecast | Industrial | Agriculture | New | Process | Natural Gas | Other Process | E6 |  | Baseline Forecast | 0 | 0 | 0 | 0 | 0 | 0 | 0 | 0 | 0 | 0 | 0 | 0 | 0 | 0 | 0 | 0 | 0 | 0 | 0 | 0 | 0 | 0 | 0
Industrial_Agriculture_New_Process_Natural Gas_Other Process_E7_Baseline Forecast | Industrial | Agriculture | New | Process | Natural Gas | Other Process | E7 |  | Baseline Forecast | 0 | 0 | 0 | 0 | 0 | 0 | 0 | 0 | 0 | 0 | 0 | 0 | 0 | 0 | 0 | 0 | 0 | 0 | 0 | 0 | 0 | 0 | 0
Industrial_Agriculture_New_Process_Natural Gas_Other Process_E8_Baseline Forecast | Industrial | Agriculture | New | Process | Natural Gas | Other Process | E8 |  | Baseline Forecast | 0 | 0 | 0 | 0 | 0 | 0 | 0 | 0 | 0 | 0 | 0 | 0 | 0 | 0 | 0 | 0 | 0 | 0 | 0 | 0 | 0 | 0 | 0
Industrial_Agriculture_New_Process_Natural Gas_Other Process_E9_Baseline Forecast | Industrial | Agriculture | New | Process | Natural Gas | Other Process | E9 |  | Baseline Forecast | 0 | 0 | 0 | 0 | 0 | 0 | 0 | 0 | 0 | 0 | 0 | 0 | 0 | 0 | 0 | 0 | 0 | 0 | 0 | 0 | 0 | 0 | 0
Industrial_Agriculture_New_Process_Natural Gas_Other Process_E10_Baseline Forecast | Industrial | Agriculture | New | Process | Natural Gas | Other Process | E10 |  | Baseline Forecast | 0 | 0 | 0 | 0 | 0 | 0 | 0 | 0 | 0 | 0 | 0 | 0 | 0 | 0 | 0 | 0 | 0 | 0 | 0 | 0 | 0 | 0 | 0
Industrial_Agriculture_New_Miscellaneous_Natural Gas_Miscellaneous_E1_Baseline Forecast | Industrial | Agriculture | New | Miscellaneous | Natural Gas | Miscellaneous | E1 | Standard | Baseline Forecast | 0 | 901.5445 | 21.5859 | 687.9067 | 815.0095 | 882.6192 | 658.7471 | 821.7578 | 900.4932 | 1008.094 | 914.3763 | 1305.3931 | 1072.8398 | 1397.2402 | 1316.6578 | 1443.8983 | 1440.6464 | 1618.6063 | 1506.1108 | 1667.3258 | 1685.9399 | 1836.4173 | 0
Industrial_Agriculture_New_Miscellaneous_Natural Gas_Miscellaneous_E2_Baseline Forecast | Industrial | Agriculture | New | Miscellaneous | Natural Gas | Miscellaneous | E2 |  | Baseline Forecast | 0 | 0 | 0 | 0 | 0 | 0 | 0 | 0 | 0 | 0 | 0 | 0 | 0 | 0 | 0 | 0 | 0 | 0 | 0 | 0 | 0 | 0 | 0
Industrial_Agriculture_New_Miscellaneous_Natural Gas_Miscellaneous_E3_Baseline Forecast | Industrial | Agriculture | New | Miscellaneous | Natural Gas | Miscellaneous | E3 |  | Baseline Forecast | 0 | 0 | 0 | 0 | 0 | 0 | 0 | 0 | 0 | 0 | 0 | 0 | 0 | 0 | 0 | 0 | 0 | 0 | 0 | 0 | 0 | 0 | 0
Industrial_Agriculture_New_Miscellaneous_Natural Gas_Miscellaneous_E4_Baseline Forecast | Industrial | Agriculture | New | Miscellaneous | Natural Gas | Miscellaneous | E4 |  | Baseline Forecast | 0 | 0 | 0 | 0 | 0 | 0 | 0 | 0 | 0 | 0 | 0 | 0 | 0 | 0 | 0 | 0 | 0 | 0 | 0 | 0 | 0 | 0 | 0
Industrial_Agriculture_New_Miscellaneous_Natural Gas_Miscellaneous_E5_Baseline Forecast | Industrial | Agriculture | New | Miscellaneous | Natural Gas | Miscellaneous | E5 |  | Baseline Forecast | 0 | 0 | 0 | 0 | 0 | 0 | 0 | 0 | 0 | 0 | 0 | 0 | 0 | 0 | 0 | 0 | 0 | 0 | 0 | 0 | 0 | 0 | 0
Industrial_Agriculture_New_Miscellaneous_Natural Gas_Miscellaneous_E6_Baseline Forecast | Industrial | Agriculture | New | Miscellaneous | Natural Gas | Miscellaneous | E6 |  | Baseline Forecast | 0 | 0 | 0 | 0 | 0 | 0 | 0 | 0 | 0 | 0 | 0 | 0 | 0 | 0 | 0 | 0 | 0 | 0 | 0 | 0 | 0 | 0 | 0
Industrial_Agriculture_New_Miscellaneous_Natural Gas_Miscellaneous_E7_Baseline Forecast | Industrial | Agriculture | New | Miscellaneous | Natural Gas | Miscellaneous | E7 |  | Baseline Forecast | 0 | 0 | 0 | 0 | 0 | 0 | 0 | 0 | 0 | 0 | 0 | 0 | 0 | 0 | 0 | 0 | 0 | 0 | 0 | 0 | 0 | 0 | 0
Industrial_Agriculture_New_Miscellaneous_Natural Gas_Miscellaneous_E8_Baseline Forecast | Industrial | Agriculture | New | Miscellaneous | Natural Gas | Miscellaneous | E8 |  | Baseline Forecast | 0 | 0 | 0 | 0 | 0 | 0 | 0 | 0 | 0 | 0 | 0 | 0 | 0 | 0 | 0 | 0 | 0 | 0 | 0 | 0 | 0 | 0 | 0
Industrial_Agriculture_New_Miscellaneous_Natural Gas_Miscellaneous_E9_Baseline Forecast | Industrial | Agriculture | New | Miscellaneous | Natural Gas | Miscellaneous | E9 |  | Baseline Forecast | 0 | 0 | 0 | 0 | 0 | 0 | 0 | 0 | 0 | 0 | 0 | 0 | 0 | 0 | 0 | 0 | 0 | 0 | 0 | 0 | 0 | 0 | 0
Industrial_Agriculture_New_Miscellaneous_Natural Gas_Miscellaneous_E10_Baseline Forecast | Industrial | Agriculture | New | Miscellaneous | Natural Gas | Miscellaneous | E10 |  | Baseline Forecast | 0 | 0 | 0 | 0 | 0 | 0 | 0 | 0 | 0 | 0 | 0 | 0 | 0 | 0 | 0 | 0 | 0 | 0 | 0 | 0 | 0 | 0 | 0
Industrial_Primary Metals_Existing_Space Heating_Natural Gas_Furnace_E1_Baseline Forecast | Industrial | Primary Metals | Existing | Space Heating | Natural Gas | Furnace | E1 | AFUE 80% (Standard) | Baseline Forecast | 0 | 2.9993 | 3.1426 | 3.2688 | 3.3794 | 3.4754 | 3.5583 | 3.629 | 3.6886 | 3.738 | 3.778 | 3.8095 | 3.5236 | 3.2592 | 3.0146 | 2.7883 | 2.5791 | 2.3855 | 2.2065 | 2.2096 | 2.2175 | 2.2291 | 0
Industrial_Primary Metals_Existing_Space Heating_Natural Gas_Furnace_E2_Baseline Forecast | Industrial | Primary Metals | Existing | Space Heating | Natural Gas | Furnace | E2 | AFUE 90% | Baseline Forecast | 0 | 0 | 0 | 0 | 0 | 0 | 0 | 0 | 0 | 0 | 0 | 0 | 0 | 0 | 0 | 0 | 0 | 0 | 0 | 0 | 0 | 0 | 0
Industrial_Primary Metals_Existing_Space Heating_Natural Gas_Furnace_E3_Baseline Forecast | Industrial | Primary Metals | Existing | Space Heating | Natural Gas | Furnace | E3 | AFUE 96% | Baseline Forecast | 0 | 0 | 0 | 0 | 0 | 0 | 0 | 0 | 0 | 0 | 0 | 0 | 0 | 0 | 0 | 0 | 0 | 0 | 0 | 0 | 0 | 0 | 0
Industrial_Primary Metals_Existing_Space Heating_Natural Gas_Furnace_E4_Baseline Forecast | Industrial | Primary Metals | Existing | Space Heating | Natural Gas | Furnace | E4 |  | Baseline Forecast | 0 | 0 | 0 | 0 | 0 | 0 | 0 | 0 | 0 | 0 | 0 | 0 | 0 | 0 | 0 | 0 | 0 | 0 | 0 | 0 | 0 | 0 | 0
Industrial_Primary Metals_Existing_Space Heating_Natural Gas_Furnace_E5_Baseline Forecast | Industrial | Primary Metals | Existing | Space Heating | Natural Gas | Furnace | E5 |  | Baseline Forecast | 0 | 0 | 0 | 0 | 0 | 0 | 0 | 0 | 0 | 0 | 0 | 0 | 0 | 0 | 0 | 0 | 0 | 0 | 0 | 0 | 0 | 0 | 0
Industrial_Primary Metals_Existing_Space Heating_Natural Gas_Furnace_E6_Baseline Forecast | Industrial | Primary Metals | Existing | Space Heating | Natural Gas | Furnace | E6 |  | Baseline Forecast | 0 | 0 | 0 | 0 | 0 | 0 | 0 | 0 | 0 | 0 | 0 | 0 | 0 | 0 | 0 | 0 | 0 | 0 | 0 | 0 | 0 | 0 | 0
Industrial_Primary Metals_Existing_Space Heating_Natural Gas_Furnace_E7_Baseline Forecast | Industrial | Primary Metals | Existing | Space Heating | Natural Gas | Furnace | E7 |  | Baseline Forecast | 0 | 0 | 0 | 0 | 0 | 0 | 0 | 0 | 0 | 0 | 0 | 0 | 0 | 0 | 0 | 0 | 0 | 0 | 0 | 0 | 0 | 0 | 0
Industrial_Primary Metals_Existing_Space Heating_Natural Gas_Furnace_E8_Baseline Forecast | Industrial | Primary Metals | Existing | Space Heating | Natural Gas | Furnace | E8 |  | Baseline Forecast | 0 | 0 | 0 | 0 | 0 | 0 | 0 | 0 | 0 | 0 | 0 | 0 | 0 | 0 | 0 | 0 | 0 | 0 | 0 | 0 | 0 | 0 | 0
Industrial_Primary Metals_Existing_Space Heating_Natural Gas_Furnace_E9_Baseline Forecast | Industrial | Primary Metals | Existing | Space Heating | Natural Gas | Furnace | E9 |  | Baseline Forecast | 0 | 0 | 0 | 0 | 0 | 0 | 0 | 0 | 0 | 0 | 0 | 0 | 0 | 0 | 0 | 0 | 0 | 0 | 0 | 0 | 0 | 0 | 0
Industrial_Primary Metals_Existing_Space Heating_Natural Gas_Furnace_E10_Baseline Forecast | Industrial | Primary Metals | Existing | Space Heating | Natural Gas | Furnace | E10 |  | Baseline Forecast | 0 | 0 | 0 | 0 | 0 | 0 | 0 | 0 | 0 | 0 | 0 | 0 | 0 | 0 | 0 | 0 | 0 | 0 | 0 | 0 | 0 | 0 | 0
Industrial_Primary Metals_Existing_Space Heating_Natural Gas_Boiler_E1_Baseline Forecast | Industrial | Primary Metals | Existing | Space Heating | Natural Gas | Boiler | E1 | AFUE 80% (Standard) | Baseline Forecast | 0 | 0.22554 | 0.22366 | 0.22161 | 0.21939 | 0.21705 | 0.21459 | 0.21204 | 0.20941 | 0.20671 | 0.20397 | 0.20118 | 0.19836 | 0.19553 | 0.19268 | 0.18982 | 0.18696 | 0.18411 | 0.18127 | 0.17844 | 0.17563 | 0.17284 | 0
Industrial_Primary Metals_Existing_Space Heating_Natural Gas_Boiler_E2_Baseline Forecast | Industrial | Primary Metals | Existing | Space Heating | Natural Gas | Boiler | E2 | AFUE 85% | Baseline Forecast | 0 | 0 | 0 | 0 | 0 | 0 | 0 | 0 | 0 | 0 | 0 | 0 | 0 | 0 | 0 | 0 | 0 | 0 | 0 | 0 | 0 | 0 | 0
Industrial_Primary Metals_Existing_Space Heating_Natural Gas_Boiler_E3_Baseline Forecast | Industrial | Primary Metals | Existing | Space Heating | Natural Gas | Boiler | E3 | AFUE 97% | Baseline Forecast | 0 | 0 | 0 | 0 | 0 | 0 | 0 | 0 | 0 | 0 | 0 | 0 | 0 | 0 | 0 | 0 | 0 | 0 | 0 | 0 | 0 | 0 | 0
Industrial_Primary Metals_Existing_Space Heating_Natural Gas_Boiler_E4_Baseline Forecast | Industrial | Primary Metals | Existing | Space Heating | Natural Gas | Boiler | E4 | Convert to NG Air Source Heat Pump | Baseline Forecast | 0 | 0 | 0 | 0 | 0 | 0 | 0 | 0 | 0 | 0 | 0 | 0 | 0 | 0 | 0 | 0 | 0 | 0 | 0 | 0 | 0 | 0 | 0
Industrial_Primary Metals_Existing_Space Heating_Natural Gas_Boiler_E5_Baseline Forecast | Industrial | Primary Metals | Existing | Space Heating | Natural Gas | Boiler | E5 |  | Baseline Forecast | 0 | 0 | 0 | 0 | 0 | 0 | 0 | 0 | 0 | 0 | 0 | 0 | 0 | 0 | 0 | 0 | 0 | 0 | 0 | 0 | 0 | 0 | 0
Industrial_Primary Metals_Existing_Space Heating_Natural Gas_Boiler_E6_Baseline Forecast | Industrial | Primary Metals | Existing | Space Heating | Natural Gas | Boiler | E6 |  | Baseline Forecast | 0 | 0 | 0 | 0 | 0 | 0 | 0 | 0 | 0 | 0 | 0 | 0 | 0 | 0 | 0 | 0 | 0 | 0 | 0 | 0 | 0 | 0 | 0
Industrial_Primary Metals_Existing_Space Heating_Natural Gas_Boiler_E7_Baseline Forecast | Industrial | Primary Metals | Existing | Space Heating | Natural Gas | Boiler | E7 |  | Baseline Forecast | 0 | 0 | 0 | 0 | 0 | 0 | 0 | 0 | 0 | 0 | 0 | 0 | 0 | 0 | 0 | 0 | 0 | 0 | 0 | 0 | 0 | 0 | 0
Industrial_Primary Metals_Existing_Space Heating_Natural Gas_Boiler_E8_Baseline Forecast | Industrial | Primary Metals | Existing | Space Heating | Natural Gas | Boiler | E8 |  | Baseline Forecast | 0 | 0 | 0 | 0 | 0 | 0 | 0 | 0 | 0 | 0 | 0 | 0 | 0 | 0 | 0 | 0 | 0 | 0 | 0 | 0 | 0 | 0 | 0
Industrial_Primary Metals_Existing_Space Heating_Natural Gas_Boiler_E9_Baseline Forecast | Industrial | Primary Metals | Existing | Space Heating | Natural Gas | Boiler | E9 |  | Baseline Forecast | 0 | 0 | 0 | 0 | 0 | 0 | 0 | 0 | 0 | 0 | 0 | 0 | 0 | 0 | 0 | 0 | 0 | 0 | 0 | 0 | 0 | 0 | 0
Industrial_Primary Metals_Existing_Space Heating_Natural Gas_Boiler_E10_Baseline Forecast | Industrial | Primary Metals | Existing | Space Heating | Natural Gas | Boiler | E10 |  | Baseline Forecast | 0 | 0 | 0 | 0 | 0 | 0 | 0 | 0 | 0 | 0 | 0 | 0 | 0 | 0 | 0 | 0 | 0 | 0 | 0 | 0 | 0 | 0 | 0
Industrial_Primary Metals_Existing_Space Heating_Natural Gas_Unit Heater_E1_Baseline Forecast | Industrial | Primary Metals | Existing | Space Heating | Natural Gas | Unit Heater | E1 | Standard | Baseline Forecast | 0 | 0.11136 | 0.31837 | 0.6071 | 0.96518 | 1.3817 | 1.8469 | 2.3524 | 2.8904 | 3.4544 | 3.9432 | 4.3652 | 4.7461 | 5.1043 | 5.4528 | 5.8003 | 6.1524 | 5.7758 | 5.5173 | 5.3617 | 5.2953 | 5.2901 | 0
Industrial_Primary Metals_Existing_Space Heating_Natural Gas_Unit Heater_E2_Baseline Forecast | Industrial | Primary Metals | Existing | Space Heating | Natural Gas | Unit Heater | E2 | Condensing | Baseline Forecast | 0 | 0 | 0 | 0 | 0 | 0 | 0 | 0 | 0 | 0 | 0 | 0 | 0 | 0 | 0 | 0 | 0 | 0 | 0 | 0 | 0 | 0 | 0
Industrial_Primary Metals_Existing_Space Heating_Natural Gas_Unit Heater_E3_Baseline Forecast | Industrial | Primary Metals | Existing | Space Heating | Natural Gas | Unit Heater | E3 | Infrared Radiant | Baseline Forecast | 0 | 0 | 0 | 0 | 0 | 0 | 0 | 0 | 0 | 0 | 0 | 0 | 0 | 0 | 0 | 0 | 0 | 0 | 0 | 0 | 0 | 0 | 0
Industrial_Primary Metals_Existing_Space Heating_Natural Gas_Unit Heater_E4_Baseline Forecast | Industrial | Primary Metals | Existing | Space Heating | Natural Gas | Unit Heater | E4 |  | Baseline Forecast | 0 | 0 | 0 | 0 | 0 | 0 | 0 | 0 | 0 | 0 | 0 | 0 | 0 | 0 | 0 | 0 | 0 | 0 | 0 | 0 | 0 | 0 | 0
Industrial_Primary Metals_Existing_Space Heating_Natural Gas_Unit Heater_E5_Baseline Forecast | Industrial | Primary Metals | Existing | Space Heating | Natural Gas | Unit Heater | E5 |  | Baseline Forecast | 0 | 0 | 0 | 0 | 0 | 0 | 0 | 0 | 0 | 0 | 0 | 0 | 0 | 0 | 0 | 0 | 0 | 0 | 0 | 0 | 0 | 0 | 0
Industrial_Primary Metals_Existing_Space Heating_Natural Gas_Unit Heater_E6_Baseline Forecast | Industrial | Primary Metals | Existing | Space Heating | Natural Gas | Unit Heater | E6 |  | Baseline Forecast | 0 | 0 | 0 | 0 | 0 | 0 | 0 | 0 | 0 | 0 | 0 | 0 | 0 | 0 | 0 | 0 | 0 | 0 | 0 | 0 | 0 | 0 | 0
Industrial_Primary Metals_Existing_Space Heating_Natural Gas_Unit Heater_E7_Baseline Forecast | Industrial | Primary Metals | Existing | Space Heating | Natural Gas | Unit Heater | E7 |  | Baseline Forecast | 0 | 0 | 0 | 0 | 0 | 0 | 0 | 0 | 0 | 0 | 0 | 0 | 0 | 0 | 0 | 0 | 0 | 0 | 0 | 0 | 0 | 0 | 0
Industrial_Primary Metals_Existing_Space Heating_Natural Gas_Unit Heater_E8_Baseline Forecast | Industrial | Primary Metals | Existing | Space Heating | Natural Gas | Unit Heater | E8 |  | Baseline Forecast | 0 | 0 | 0 | 0 | 0 | 0 | 0 | 0 | 0 | 0 | 0 | 0 | 0 | 0 | 0 | 0 | 0 | 0 | 0 | 0 | 0 | 0 | 0
Industrial_Primary Metals_Existing_Space Heating_Natural Gas_Unit Heater_E9_Baseline Forecast | Industrial | Primary Metals | Existing | Space Heating | Natural Gas | Unit Heater | E9 |  | Baseline Forecast | 0 | 0 | 0 | 0 | 0 | 0 | 0 | 0 | 0 | 0 | 0 | 0 | 0 | 0 | 0 | 0 | 0 | 0 | 0 | 0 | 0 | 0 | 0
Industrial_Primary Metals_Existing_Space Heating_Natural Gas_Unit Heater_E10_Baseline Forecast | Industrial | Primary Metals | Existing | Space Heating | Natural Gas | Unit Heater | E10 |  | Baseline Forecast | 0 | 0 | 0 | 0 | 0 | 0 | 0 | 0 | 0 | 0 | 0 | 0 | 0 | 0 | 0 | 0 | 0 | 0 | 0 | 0 | 0 | 0 | 0
Industrial_Primary Metals_Existing_Process_Natural Gas_Process Boiler_E1_Baseline Forecast | Industrial | Primary Metals | Existing | Process | Natural Gas | Process Boiler | E1 | Standard | Baseline Forecast | 0 | 23.106 | 27.0328 | 30.2102 | 25.448 | 21.4365 | 18.0573 | 15.2109 | 12.8131 | 10.7933 | 9.0919 | 7.6587 | 6.4514 | 5.4344 | 4.5778 | 3.8562 | 3.2483 | 2.7362 | 2.3049 | 1.9416 | 1.6355 | 1.3777 | 0
Industrial_Primary Metals_Existing_Process_Natural Gas_Process Boiler_E2_Baseline Forecast | Industrial | Primary Metals | Existing | Process | Natural Gas | Process Boiler | E2 |  | Baseline Forecast | 0 | 0 | 0 | 0 | 0 | 0 | 0 | 0 | 0 | 0 | 0 | 0 | 0 | 0 | 0 | 0 | 0 | 0 | 0 | 0 | 0 | 0 | 0
Industrial_Primary Metals_Existing_Process_Natural Gas_Process Boiler_E3_Baseline Forecast | Industrial | Primary Metals | Existing | Process | Natural Gas | Process Boiler | E3 |  | Baseline Forecast | 0 | 0 | 0 | 0 | 0 | 0 | 0 | 0 | 0 | 0 | 0 | 0 | 0 | 0 | 0 | 0 | 0 | 0 | 0 | 0 | 0 | 0 | 0
Industrial_Primary Metals_Existing_Process_Natural Gas_Process Boiler_E4_Baseline Forecast | Industrial | Primary Metals | Existing | Process | Natural Gas | Process Boiler | E4 |  | Baseline Forecast | 0 | 0 | 0 | 0 | 0 | 0 | 0 | 0 | 0 | 0 | 0 | 0 | 0 | 0 | 0 | 0 | 0 | 0 | 0 | 0 | 0 | 0 | 0
Industrial_Primary Metals_Existing_Process_Natural Gas_Process Boiler_E5_Baseline Forecast | Industrial | Primary Metals | Existing | Process | Natural Gas | Process Boiler | E5 |  | Baseline Forecast | 0 | 0 | 0 | 0 | 0 | 0 | 0 | 0 | 0 | 0 | 0 | 0 | 0 | 0 | 0 | 0 | 0 | 0 | 0 | 0 | 0 | 0 | 0
Industrial_Primary Metals_Existing_Process_Natural Gas_Process Boiler_E6_Baseline Forecast | Industrial | Primary Metals | Existing | Process | Natural Gas | Process Boiler | E6 |  | Baseline Forecast | 0 | 0 | 0 | 0 | 0 | 0 | 0 | 0 | 0 | 0 | 0 | 0 | 0 | 0 | 0 | 0 | 0 | 0 | 0 | 0 | 0 | 0 | 0
Industrial_Primary Metals_Existing_Process_Natural Gas_Process Boiler_E7_Baseline Forecast | Industrial | Primary Metals | Existing | Process | Natural Gas | Process Boiler | E7 |  | Baseline Forecast | 0 | 0 | 0 | 0 | 0 | 0 | 0 | 0 | 0 | 0 | 0 | 0 | 0 | 0 | 0 | 0 | 0 | 0 | 0 | 0 | 0 | 0 | 0
Industrial_Primary Metals_Existing_Process_Natural Gas_Process Boiler_E8_Baseline Forecast | Industrial | Primary Metals | Existing | Process | Natural Gas | Process Boiler | E8 |  | Baseline Forecast | 0 | 0 | 0 | 0 | 0 | 0 | 0 | 0 | 0 | 0 | 0 | 0 | 0 | 0 | 0 | 0 | 0 | 0 | 0 | 0 | 0 | 0 | 0
Industrial_Primary Metals_Existing_Process_Natural Gas_Process Boiler_E9_Baseline Forecast | Industrial | Primary Metals | Existing | Process | Natural Gas | Process Boiler | E9 |  | Baseline Forecast | 0 | 0 | 0 | 0 | 0 | 0 | 0 | 0 | 0 | 0 | 0 | 0 | 0 | 0 | 0 | 0 | 0 | 0 | 0 | 0 | 0 | 0 | 0
Industrial_Primary Metals_Existing_Process_Natural Gas_Process Boiler_E10_Baseline Forecast | Industrial | Primary Metals | Existing | Process | Natural Gas | Process Boiler | E10 |  | Baseline Forecast | 0 | 0 | 0 | 0 | 0 | 0 | 0 | 0 | 0 | 0 | 0 | 0 | 0 | 0 | 0 | 0 | 0 | 0 | 0 | 0 | 0 | 0 | 0
Industrial_Primary Metals_Existing_Process_Natural Gas_Process Heating_E1_Baseline Forecast | Industrial | Primary Metals | Existing | Process | Natural Gas | Process Heating | E1 | Standard | Baseline Forecast | 0 | 23.106 | 27.0328 | 30.2102 | 28.581 | 27.7412 | 27.4645 | 27.0106 | 26.5143 | 26.0588 | 25.6135 | 30.8285 | 30.5613 | 30.1089 | 29.2715 | 28.7162 | 28.3215 | 27.8309 | 27.33 | 26.8625 | 26.4027 | 27.3315 | 0
Industrial_Primary Metals_Existing_Process_Natural Gas_Process Heating_E2_Baseline Forecast | Industrial | Primary Metals | Existing | Process | Natural Gas | Process Heating | E2 |  | Baseline Forecast | 0 | 0 | 0 | 0 | 0 | 0 | 0 | 0 | 0 | 0 | 0 | 0 | 0 | 0 | 0 | 0 | 0 | 0 | 0 | 0 | 0 | 0 | 0
Industrial_Primary Metals_Existing_Process_Natural Gas_Process Heating_E3_Baseline Forecast | Industrial | Primary Metals | Existing | Process | Natural Gas | Process Heating | E3 |  | Baseline Forecast | 0 | 0 | 0 | 0 | 0 | 0 | 0 | 0 | 0 | 0 | 0 | 0 | 0 | 0 | 0 | 0 | 0 | 0 | 0 | 0 | 0 | 0 | 0
Industrial_Primary Metals_Existing_Process_Natural Gas_Process Heating_E4_Baseline Forecast | Industrial | Primary Metals | Existing | Process | Natural Gas | Process Heating | E4 |  | Baseline Forecast | 0 | 0 | 0 | 0 | 0 | 0 | 0 | 0 | 0 | 0 | 0 | 0 | 0 | 0 | 0 | 0 | 0 | 0 | 0 | 0 | 0 | 0 | 0
Industrial_Primary Metals_Existing_Process_Natural Gas_Process Heating_E5_Baseline Forecast | Industrial | Primary Metals | Existing | Process | Natural Gas | Process Heating | E5 |  | Baseline Forecast | 0 | 0 | 0 | 0 | 0 | 0 | 0 | 0 | 0 | 0 | 0 | 0 | 0 | 0 | 0 | 0 | 0 | 0 | 0 | 0 | 0 | 0 | 0
Industrial_Primary Metals_Existing_Process_Natural Gas_Process Heating_E6_Baseline Forecast | Industrial | Primary Metals | Existing | Process | Natural Gas | Process Heating | E6 |  | Baseline Forecast | 0 | 0 | 0 | 0 | 0 | 0 | 0 | 0 | 0 | 0 | 0 | 0 | 0 | 0 | 0 | 0 | 0 | 0 | 0 | 0 | 0 | 0 | 0
Industrial_Primary Metals_Existing_Process_Natural Gas_Process Heating_E7_Baseline Forecast | Industrial | Primary Metals | Existing | Process | Natural Gas | Process Heating | E7 |  | Baseline Forecast | 0 | 0 | 0 | 0 | 0 | 0 | 0 | 0 | 0 | 0 | 0 | 0 | 0 | 0 | 0 | 0 | 0 | 0 | 0 | 0 | 0 | 0 | 0
Industrial_Primary Metals_Existing_Process_Natural Gas_Process Heating_E8_Baseline Forecast | Industrial | Primary Metals | Existing | Process | Natural Gas | Process Heating | E8 |  | Baseline Forecast | 0 | 0 | 0 | 0 | 0 | 0 | 0 | 0 | 0 | 0 | 0 | 0 | 0 | 0 | 0 | 0 | 0 | 0 | 0 | 0 | 0 | 0 | 0
Industrial_Primary Metals_Existing_Process_Natural Gas_Process Heating_E9_Baseline Forecast | Industrial | Primary Metals | Existing | Process | Natural Gas | Process Heating | E9 |  | Baseline Forecast | 0 | 0 | 0 | 0 | 0 | 0 | 0 | 0 | 0 | 0 | 0 | 0 | 0 | 0 | 0 | 0 | 0 | 0 | 0 | 0 | 0 | 0 | 0
Industrial_Primary Metals_Existing_Process_Natural Gas_Process Heating_E10_Baseline Forecast | Industrial | Primary Metals | Existing | Process | Natural Gas | Process Heating | E10 |  | Baseline Forecast | 0 | 0 | 0 | 0 | 0 | 0 | 0 | 0 | 0 | 0 | 0 | 0 | 0 | 0 | 0 | 0 | 0 | 0 | 0 | 0 | 0 | 0 | 0
Industrial_Primary Metals_Existing_Process_Natural Gas_Process Cooling_E1_Baseline Forecast | Industrial | Primary Metals | Existing | Process | Natural Gas | Process Cooling | E1 | Standard | Baseline Forecast | 0 | 23.106 | 27.0328 | 30.2102 | 28.581 | 27.7412 | 27.4645 | 27.0106 | 26.5143 | 26.0588 | 25.6135 | 30.8285 | 30.5613 | 30.1089 | 29.2715 | 28.7162 | 28.3215 | 27.8309 | 27.33 | 26.8625 | 26.4027 | 27.3315 | 0
Industrial_Primary Metals_Existing_Process_Natural Gas_Process Cooling_E2_Baseline Forecast | Industrial | Primary Metals | Existing | Process | Natural Gas | Process Cooling | E2 |  | Baseline Forecast | 0 | 0 | 0 | 0 | 0 | 0 | 0 | 0 | 0 | 0 | 0 | 0 | 0 | 0 | 0 | 0 | 0 | 0 | 0 | 0 | 0 | 0 | 0
Industrial_Primary Metals_Existing_Process_Natural Gas_Process Cooling_E3_Baseline Forecast | Industrial | Primary Metals | Existing | Process | Natural Gas | Process Cooling | E3 |  | Baseline Forecast | 0 | 0 | 0 | 0 | 0 | 0 | 0 | 0 | 0 | 0 | 0 | 0 | 0 | 0 | 0 | 0 | 0 | 0 | 0 | 0 | 0 | 0 | 0
Industrial_Primary Metals_Existing_Process_Natural Gas_Process Cooling_E4_Baseline Forecast | Industrial | Primary Metals | Existing | Process | Natural Gas | Process Cooling | E4 |  | Baseline Forecast | 0 | 0 | 0 | 0 | 0 | 0 | 0 | 0 | 0 | 0 | 0 | 0 | 0 | 0 | 0 | 0 | 0 | 0 | 0 | 0 | 0 | 0 | 0
Industrial_Primary Metals_Existing_Process_Natural Gas_Process Cooling_E5_Baseline Forecast | Industrial | Primary Metals | Existing | Process | Natural Gas | Process Cooling | E5 |  | Baseline Forecast | 0 | 0 | 0 | 0 | 0 | 0 | 0 | 0 | 0 | 0 | 0 | 0 | 0 | 0 | 0 | 0 | 0 | 0 | 0 | 0 | 0 | 0 | 0
Industrial_Primary Metals_Existing_Process_Natural Gas_Process Cooling_E6_Baseline Forecast | Industrial | Primary Metals | Existing | Process | Natural Gas | Process Cooling | E6 |  | Baseline Forecast | 0 | 0 | 0 | 0 | 0 | 0 | 0 | 0 | 0 | 0 | 0 | 0 | 0 | 0 | 0 | 0 | 0 | 0 | 0 | 0 | 0 | 0 | 0
Industrial_Primary Metals_Existing_Process_Natural Gas_Process Cooling_E7_Baseline Forecast | Industrial | Primary Metals | Existing | Process | Natural Gas | Process Cooling | E7 |  | Baseline Forecast | 0 | 0 | 0 | 0 | 0 | 0 | 0 | 0 | 0 | 0 | 0 | 0 | 0 | 0 | 0 | 0 | 0 | 0 | 0 | 0 | 0 | 0 | 0
Industrial_Primary Metals_Existing_Process_Natural Gas_Process Cooling_E8_Baseline Forecast | Industrial | Primary Metals | Existing | Process | Natural Gas | Process Cooling | E8 |  | Baseline Forecast | 0 | 0 | 0 | 0 | 0 | 0 | 0 | 0 | 0 | 0 | 0 | 0 | 0 | 0 | 0 | 0 | 0 | 0 | 0 | 0 | 0 | 0 | 0
Industrial_Primary Metals_Existing_Process_Natural Gas_Process Cooling_E9_Baseline Forecast | Industrial | Primary Metals | Existing | Process | Natural Gas | Process Cooling | E9 |  | Baseline Forecast | 0 | 0 | 0 | 0 | 0 | 0 | 0 | 0 | 0 | 0 | 0 | 0 | 0 | 0 | 0 | 0 | 0 | 0 | 0 | 0 | 0 | 0 | 0
Industrial_Primary Metals_Existing_Process_Natural Gas_Process Cooling_E10_Baseline Forecast | Industrial | Primary Metals | Existing | Process | Natural Gas | Process Cooling | E10 |  | Baseline Forecast | 0 | 0 | 0 | 0 | 0 | 0 | 0 | 0 | 0 | 0 | 0 | 0 | 0 | 0 | 0 | 0 | 0 | 0 | 0 | 0 | 0 | 0 | 0
Industrial_Primary Metals_Existing_Process_Natural Gas_Other Process_E1_Baseline Forecast | Industrial | Primary Metals | Existing | Process | Natural Gas | Other Process | E1 | Standard | Baseline Forecast | 0 | 23.106 | 27.0328 | 30.2102 | 28.581 | 27.7412 | 27.4645 | 27.0106 | 26.5143 | 26.0588 | 25.6135 | 30.8285 | 30.5613 | 30.1089 | 29.2715 | 28.7162 | 28.3215 | 27.8309 | 27.33 | 26.8625 | 26.4027 | 27.3315 | 0
Industrial_Primary Metals_Existing_Process_Natural Gas_Other Process_E2_Baseline Forecast | Industrial | Primary Metals | Existing | Process | Natural Gas | Other Process | E2 |  | Baseline Forecast | 0 | 0 | 0 | 0 | 0 | 0 | 0 | 0 | 0 | 0 | 0 | 0 | 0 | 0 | 0 | 0 | 0 | 0 | 0 | 0 | 0 | 0 | 0
Industrial_Primary Metals_Existing_Process_Natural Gas_Other Process_E3_Baseline Forecast | Industrial | Primary Metals | Existing | Process | Natural Gas | Other Process | E3 |  | Baseline Forecast | 0 | 0 | 0 | 0 | 0 | 0 | 0 | 0 | 0 | 0 | 0 | 0 | 0 | 0 | 0 | 0 | 0 | 0 | 0 | 0 | 0 | 0 | 0
Industrial_Primary Metals_Existing_Process_Natural Gas_Other Process_E4_Baseline Forecast | Industrial | Primary Metals | Existing | Process | Natural Gas | Other Process | E4 |  | Baseline Forecast | 0 | 0 | 0 | 0 | 0 | 0 | 0 | 0 | 0 | 0 | 0 | 0 | 0 | 0 | 0 | 0 | 0 | 0 | 0 | 0 | 0 | 0 | 0
Industrial_Primary Metals_Existing_Process_Natural Gas_Other Process_E5_Baseline Forecast | Industrial | Primary Metals | Existing | Process | Natural Gas | Other Process | E5 |  | Baseline Forecast | 0 | 0 | 0 | 0 | 0 | 0 | 0 | 0 | 0 | 0 | 0 | 0 | 0 | 0 | 0 | 0 | 0 | 0 | 0 | 0 | 0 | 0 | 0
Industrial_Primary Metals_Existing_Process_Natural Gas_Other Process_E6_Baseline Forecast | Industrial | Primary Metals | Existing | Process | Natural Gas | Other Process | E6 |  | Baseline Forecast | 0 | 0 | 0 | 0 | 0 | 0 | 0 | 0 | 0 | 0 | 0 | 0 | 0 | 0 | 0 | 0 | 0 | 0 | 0 | 0 | 0 | 0 | 0
Industrial_Primary Metals_Existing_Process_Natural Gas_Other Process_E7_Baseline Forecast | Industrial | Primary Metals | Existing | Process | Natural Gas | Other Process | E7 |  | Baseline Forecast | 0 | 0 | 0 | 0 | 0 | 0 | 0 | 0 | 0 | 0 | 0 | 0 | 0 | 0 | 0 | 0 | 0 | 0 | 0 | 0 | 0 | 0 | 0
Industrial_Primary Metals_Existing_Process_Natural Gas_Other Process_E8_Baseline Forecast | Industrial | Primary Metals | Existing | Process | Natural Gas | Other Process | E8 |  | Baseline Forecast | 0 | 0 | 0 | 0 | 0 | 0 | 0 | 0 | 0 | 0 | 0 | 0 | 0 | 0 | 0 | 0 | 0 | 0 | 0 | 0 | 0 | 0 | 0
Industrial_Primary Metals_Existing_Process_Natural Gas_Other Process_E9_Baseline Forecast | Industrial | Primary Metals | Existing | Process | Natural Gas | Other Process | E9 |  | Baseline Forecast | 0 | 0 | 0 | 0 | 0 | 0 | 0 | 0 | 0 | 0 | 0 | 0 | 0 | 0 | 0 | 0 | 0 | 0 | 0 | 0 | 0 | 0 | 0
Industrial_Primary Metals_Existing_Process_Natural Gas_Other Process_E10_Baseline Forecast | Industrial | Primary Metals | Existing | Process | Natural Gas | Other Process | E10 |  | Baseline Forecast | 0 | 0 | 0 | 0 | 0 | 0 | 0 | 0 | 0 | 0 | 0 | 0 | 0 | 0 | 0 | 0 | 0 | 0 | 0 | 0 | 0 | 0 | 0
Industrial_Primary Metals_Existing_Miscellaneous_Natural Gas_Miscellaneous_E1_Baseline Forecast | Industrial | Primary Metals | Existing | Miscellaneous | Natural Gas | Miscellaneous | E1 | Standard | Baseline Forecast | 0 | 23.106 | 27.0328 | 30.2102 | 28.581 | 27.7412 | 27.4645 | 27.0106 | 26.5143 | 26.0588 | 25.6135 | 30.8285 | 30.5613 | 30.1089 | 29.2715 | 28.7162 | 28.3215 | 27.8309 | 27.33 | 26.8625 | 26.4027 | 27.3315 | 0
Industrial_Primary Metals_Existing_Miscellaneous_Natural Gas_Miscellaneous_E2_Baseline Forecast | Industrial | Primary Metals | Existing | Miscellaneous | Natural Gas | Miscellaneous | E2 |  | Baseline Forecast | 0 | 0 | 0 | 0 | 0 | 0 | 0 | 0 | 0 | 0 | 0 | 0 | 0 | 0 | 0 | 0 | 0 | 0 | 0 | 0 | 0 | 0 | 0
Industrial_Primary Metals_Existing_Miscellaneous_Natural Gas_Miscellaneous_E3_Baseline Forecast | Industrial | Primary Metals | Existing | Miscellaneous | Natural Gas | Miscellaneous | E3 |  | Baseline Forecast | 0 | 0 | 0 | 0 | 0 | 0 | 0 | 0 | 0 | 0 | 0 | 0 | 0 | 0 | 0 | 0 | 0 | 0 | 0 | 0 | 0 | 0 | 0
Industrial_Primary Metals_Existing_Miscellaneous_Natural Gas_Miscellaneous_E4_Baseline Forecast | Industrial | Primary Metals | Existing | Miscellaneous | Natural Gas | Miscellaneous | E4 |  | Baseline Forecast | 0 | 0 | 0 | 0 | 0 | 0 | 0 | 0 | 0 | 0 | 0 | 0 | 0 | 0 | 0 | 0 | 0 | 0 | 0 | 0 | 0 | 0 | 0
Industrial_Primary Metals_Existing_Miscellaneous_Natural Gas_Miscellaneous_E5_Baseline Forecast | Industrial | Primary Metals | Existing | Miscellaneous | Natural Gas | Miscellaneous | E5 |  | Baseline Forecast | 0 | 0 | 0 | 0 | 0 | 0 | 0 | 0 | 0 | 0 | 0 | 0 | 0 | 0 | 0 | 0 | 0 | 0 | 0 | 0 | 0 | 0 | 0
Industrial_Primary Metals_Existing_Miscellaneous_Natural Gas_Miscellaneous_E6_Baseline Forecast | Industrial | Primary Metals | Existing | Miscellaneous | Natural Gas | Miscellaneous | E6 |  | Baseline Forecast | 0 | 0 | 0 | 0 | 0 | 0 | 0 | 0 | 0 | 0 | 0 | 0 | 0 | 0 | 0 | 0 | 0 | 0 | 0 | 0 | 0 | 0 | 0
Industrial_Primary Metals_Existing_Miscellaneous_Natural Gas_Miscellaneous_E7_Baseline Forecast | Industrial | Primary Metals | Existing | Miscellaneous | Natural Gas | Miscellaneous | E7 |  | Baseline Forecast | 0 | 0 | 0 | 0 | 0 | 0 | 0 | 0 | 0 | 0 | 0 | 0 | 0 | 0 | 0 | 0 | 0 | 0 | 0 | 0 | 0 | 0 | 0
Industrial_Primary Metals_Existing_Miscellaneous_Natural Gas_Miscellaneous_E8_Baseline Forecast | Industrial | Primary Metals | Existing | Miscellaneous | Natural Gas | Miscellaneous | E8 |  | Baseline Forecast | 0 | 0 | 0 | 0 | 0 | 0 | 0 | 0 | 0 | 0 | 0 | 0 | 0 | 0 | 0 | 0 | 0 | 0 | 0 | 0 | 0 | 0 | 0
Industrial_Primary Metals_Existing_Miscellaneous_Natural Gas_Miscellaneous_E9_Baseline Forecast | Industrial | Primary Metals | Existing | Miscellaneous | Natural Gas | Miscellaneous | E9 |  | Baseline Forecast | 0 | 0 | 0 | 0 | 0 | 0 | 0 | 0 | 0 | 0 | 0 | 0 | 0 | 0 | 0 | 0 | 0 | 0 | 0 | 0 | 0 | 0 | 0
Industrial_Primary Metals_Existing_Miscellaneous_Natural Gas_Miscellaneous_E10_Baseline Forecast | Industrial | Primary Metals | Existing | Miscellaneous | Natural Gas | Miscellaneous | E10 |  | Baseline Forecast | 0 | 0 | 0 | 0 | 0 | 0 | 0 | 0 | 0 | 0 | 0 | 0 | 0 | 0 | 0 | 0 | 0 | 0 | 0 | 0 | 0 | 0 | 0
Industrial_Primary Metals_New_Space Heating_Natural Gas_Furnace_E1_Baseline Forecast | Industrial | Primary Metals | New | Space Heating | Natural Gas | Furnace | E1 | AFUE 80% (Standard) | Baseline Forecast | 0 | 6.0907 | 0.14583 | 4.6474 | 4.636 | 5.1962 | 3.1294 | 3.6328 | 3.587 | 4.0348 | 3.0051 | 3.4563 | 3.4104 | 3.9562 | 2.6851 | 3.2633 | 3.2609 | 3.7961 | 2.5074 | 3.5583 | 3.4493 | 3.7638 | 0
Industrial_Primary Metals_New_Space Heating_Natural Gas_Furnace_E2_Baseline Forecast | Industrial | Primary Metals | New | Space Heating | Natural Gas | Furnace | E2 | AFUE 90% | Baseline Forecast | 0 | 0 | 0 | 0 | 0 | 0 | 0 | 0 | 0 | 0 | 0 | 0 | 0 | 0 | 0 | 0 | 0 | 0 | 0 | 0 | 0 | 0 | 0
Industrial_Primary Metals_New_Space Heating_Natural Gas_Furnace_E3_Baseline Forecast | Industrial | Primary Metals | New | Space Heating | Natural Gas | Furnace | E3 | AFUE 96% | Baseline Forecast | 0 | 0 | 0 | 0 | 0 | 0 | 0 | 0 | 0 | 0 | 0 | 0 | 0 | 0 | 0 | 0 | 0 | 0 | 0 | 0 | 0 | 0 | 0
Industrial_Primary Metals_New_Space Heating_Natural Gas_Furnace_E4_Baseline Forecast | Industrial | Primary Metals | New | Space Heating | Natural Gas | Furnace | E4 |  | Baseline Forecast | 0 | 0 | 0 | 0 | 0 | 0 | 0 | 0 | 0 | 0 | 0 | 0 | 0 | 0 | 0 | 0 | 0 | 0 | 0 | 0 | 0 | 0 | 0
Industrial_Primary Metals_New_Space Heating_Natural Gas_Furnace_E5_Baseline Forecast | Industrial | Primary Metals | New | Space Heating | Natural Gas | Furnace | E5 |  | Baseline Forecast | 0 | 0 | 0 | 0 | 0 | 0 | 0 | 0 | 0 | 0 | 0 | 0 | 0 | 0 | 0 | 0 | 0 | 0 | 0 | 0 | 0 | 0 | 0
Industrial_Primary Metals_New_Space Heating_Natural Gas_Furnace_E6_Baseline Forecast | Industrial | Primary Metals | New | Space Heating | Natural Gas | Furnace | E6 |  | Baseline Forecast | 0 | 0 | 0 | 0 | 0 | 0 | 0 | 0 | 0 | 0 | 0 | 0 | 0 | 0 | 0 | 0 | 0 | 0 | 0 | 0 | 0 | 0 | 0
Industrial_Primary Metals_New_Space Heating_Natural Gas_Furnace_E7_Baseline Forecast | Industrial | Primary Metals | New | Space Heating | Natural Gas | Furnace | E7 |  | Baseline Forecast | 0 | 0 | 0 | 0 | 0 | 0 | 0 | 0 | 0 | 0 | 0 | 0 | 0 | 0 | 0 | 0 | 0 | 0 | 0 | 0 | 0 | 0 | 0
Industrial_Primary Metals_New_Space Heating_Natural Gas_Furnace_E8_Baseline Forecast | Industrial | Primary Metals | New | Space Heating | Natural Gas | Furnace | E8 |  | Baseline Forecast | 0 | 0 | 0 | 0 | 0 | 0 | 0 | 0 | 0 | 0 | 0 | 0 | 0 | 0 | 0 | 0 | 0 | 0 | 0 | 0 | 0 | 0 | 0
Industrial_Primary Metals_New_Space Heating_Natural Gas_Furnace_E9_Baseline Forecast | Industrial | Primary Metals | New | Space Heating | Natural Gas | Furnace | E9 |  | Baseline Forecast | 0 | 0 | 0 | 0 | 0 | 0 | 0 | 0 | 0 | 0 | 0 | 0 | 0 | 0 | 0 | 0 | 0 | 0 | 0 | 0 | 0 | 0 | 0
Industrial_Primary Metals_New_Space Heating_Natural Gas_Furnace_E10_Baseline Forecast | Industrial | Primary Metals | New | Space Heating | Natural Gas | Furnace | E10 |  | Baseline Forecast | 0 | 0 | 0 | 0 | 0 | 0 | 0 | 0 | 0 | 0 | 0 | 0 | 0 | 0 | 0 | 0 | 0 | 0 | 0 | 0 | 0 | 0 | 0
Industrial_Primary Metals_New_Space Heating_Natural Gas_Boiler_E1_Baseline Forecast | Industrial | Primary Metals | New | Space Heating | Natural Gas | Boiler | E1 | AFUE 80% (Standard) | Baseline Forecast | 0 | 0.39514 | 0.009461 | 0.3015 | 0.30076 | 0.33711 | 0.20302 | 0.23568 | 0.23271 | 0.26176 | 0.19496 | 0.22423 | 0.22126 | 0.25666 | 0.1742 | 0.21171 | 0.21155 | 0.24628 | 0.16267 | 0.20045 | 0.19499 | 0.19442 | 0
Industrial_Primary Metals_New_Space Heating_Natural Gas_Boiler_E2_Baseline Forecast | Industrial | Primary Metals | New | Space Heating | Natural Gas | Boiler | E2 | AFUE 85% | Baseline Forecast | 0 | 0 | 0 | 0 | 0 | 0 | 0 | 0 | 0 | 0 | 0 | 0 | 0 | 0 | 0 | 0 | 0 | 0 | 0 | 0 | 0 | 0 | 0
Industrial_Primary Metals_New_Space Heating_Natural Gas_Boiler_E3_Baseline Forecast | Industrial | Primary Metals | New | Space Heating | Natural Gas | Boiler | E3 | AFUE 97% | Baseline Forecast | 0 | 0 | 0 | 0 | 0 | 0 | 0 | 0 | 0 | 0 | 0 | 0 | 0 | 0 | 0 | 0 | 0 | 0 | 0 | 0 | 0 | 0 | 0
Industrial_Primary Metals_New_Space Heating_Natural Gas_Boiler_E4_Baseline Forecast | Industrial | Primary Metals | New | Space Heating | Natural Gas | Boiler | E4 | Convert to NG Air Source Heat Pump | Baseline Forecast | 0 | 0 | 0 | 0 | 0 | 0 | 0 | 0 | 0 | 0 | 0 | 0 | 0 | 0 | 0 | 0 | 0 | 0 | 0 | 0 | 0 | 0 | 0
Industrial_Primary Metals_New_Space Heating_Natural Gas_Boiler_E5_Baseline Forecast | Industrial | Primary Metals | New | Space Heating | Natural Gas | Boiler | E5 |  | Baseline Forecast | 0 | 0 | 0 | 0 | 0 | 0 | 0 | 0 | 0 | 0 | 0 | 0 | 0 | 0 | 0 | 0 | 0 | 0 | 0 | 0 | 0 | 0 | 0
Industrial_Primary Metals_New_Space Heating_Natural Gas_Boiler_E6_Baseline Forecast | Industrial | Primary Metals | New | Space Heating | Natural Gas | Boiler | E6 |  | Baseline Forecast | 0 | 0 | 0 | 0 | 0 | 0 | 0 | 0 | 0 | 0 | 0 | 0 | 0 | 0 | 0 | 0 | 0 | 0 | 0 | 0 | 0 | 0 | 0
Industrial_Primary Metals_New_Space Heating_Natural Gas_Boiler_E7_Baseline Forecast | Industrial | Primary Metals | New | Space Heating | Natural Gas | Boiler | E7 |  | Baseline Forecast | 0 | 0 | 0 | 0 | 0 | 0 | 0 | 0 | 0 | 0 | 0 | 0 | 0 | 0 | 0 | 0 | 0 | 0 | 0 | 0 | 0 | 0 | 0
Industrial_Primary Metals_New_Space Heating_Natural Gas_Boiler_E8_Baseline Forecast | Industrial | Primary Metals | New | Space Heating | Natural Gas | Boiler | E8 |  | Baseline Forecast | 0 | 0 | 0 | 0 | 0 | 0 | 0 | 0 | 0 | 0 | 0 | 0 | 0 | 0 | 0 | 0 | 0 | 0 | 0 | 0 | 0 | 0 | 0
Industrial_Primary Metals_New_Space Heating_Natural Gas_Boiler_E9_Baseline Forecast | Industrial | Primary Metals | New | Space Heating | Natural Gas | Boiler | E9 |  | Baseline Forecast | 0 | 0 | 0 | 0 | 0 | 0 | 0 | 0 | 0 | 0 | 0 | 0 | 0 | 0 | 0 | 0 | 0 | 0 | 0 | 0 | 0 | 0 | 0
Industrial_Primary Metals_New_Space Heating_Natural Gas_Boiler_E10_Baseline Forecast | Industrial | Primary Metals | New | Space Heating | Natural Gas | Boiler | E10 |  | Baseline Forecast | 0 | 0 | 0 | 0 | 0 | 0 | 0 | 0 | 0 | 0 | 0 | 0 | 0 | 0 | 0 | 0 | 0 | 0 | 0 | 0 | 0 | 0 | 0
Industrial_Primary Metals_New_Space Heating_Natural Gas_Unit Heater_E1_Baseline Forecast | Industrial | Primary Metals | New | Space Heating | Natural Gas | Unit Heater | E1 | Standard | Baseline Forecast | 0 | 7.0237 | 0.16817 | 5.3593 | 5.3461 | 5.9922 | 3.6087 | 4.1892 | 4.1365 | 4.6529 | 3.4654 | 3.9857 | 5.3376 | 5.7197 | 5.0942 | 6.4307 | 7.0928 | 9.6065 | 6.1154 | 8.3302 | 8.2069 | 8.1109 | 0
Industrial_Primary Metals_New_Space Heating_Natural Gas_Unit Heater_E2_Baseline Forecast | Industrial | Primary Metals | New | Space Heating | Natural Gas | Unit Heater | E2 | Condensing | Baseline Forecast | 0 | 0 | 0 | 0 | 0 | 0 | 0 | 0 | 0 | 0 | 0 | 0 | 0 | 0 | 0 | 0 | 0 | 0 | 0 | 0 | 0 | 0 | 0
Industrial_Primary Metals_New_Space Heating_Natural Gas_Unit Heater_E3_Baseline Forecast | Industrial | Primary Metals | New | Space Heating | Natural Gas | Unit Heater | E3 | Infrared Radiant | Baseline Forecast | 0 | 0 | 0 | 0 | 0 | 0 | 0 | 0 | 0 | 0 | 0 | 0 | 0 | 0 | 0 | 0 | 0 | 0 | 0 | 0 | 0 | 0 | 0
Industrial_Primary Metals_New_Space Heating_Natural Gas_Unit Heater_E4_Baseline Forecast | Industrial | Primary Metals | New | Space Heating | Natural Gas | Unit Heater | E4 |  | Baseline Forecast | 0 | 0 | 0 | 0 | 0 | 0 | 0 | 0 | 0 | 0 | 0 | 0 | 0 | 0 | 0 | 0 | 0 | 0 | 0 | 0 | 0 | 0 | 0
Industrial_Primary Metals_New_Space Heating_Natural Gas_Unit Heater_E5_Baseline Forecast | Industrial | Primary Metals | New | Space Heating | Natural Gas | Unit Heater | E5 |  | Baseline Forecast | 0 | 0 | 0 | 0 | 0 | 0 | 0 | 0 | 0 | 0 | 0 | 0 | 0 | 0 | 0 | 0 | 0 | 0 | 0 | 0 | 0 | 0 | 0
Industrial_Primary Metals_New_Space Heating_Natural Gas_Unit Heater_E6_Baseline Forecast | Industrial | Primary Metals | New | Space Heating | Natural Gas | Unit Heater | E6 |  | Baseline Forecast | 0 | 0 | 0 | 0 | 0 | 0 | 0 | 0 | 0 | 0 | 0 | 0 | 0 | 0 | 0 | 0 | 0 | 0 | 0 | 0 | 0 | 0 | 0
Industrial_Primary Metals_New_Space Heating_Natural Gas_Unit Heater_E7_Baseline Forecast | Industrial | Primary Metals | New | Space Heating | Natural Gas | Unit Heater | E7 |  | Baseline Forecast | 0 | 0 | 0 | 0 | 0 | 0 | 0 | 0 | 0 | 0 | 0 | 0 | 0 | 0 | 0 | 0 | 0 | 0 | 0 | 0 | 0 | 0 | 0
Industrial_Primary Metals_New_Space Heating_Natural Gas_Unit Heater_E8_Baseline Forecast | Industrial | Primary Metals | New | Space Heating | Natural Gas | Unit Heater | E8 |  | Baseline Forecast | 0 | 0 | 0 | 0 | 0 | 0 | 0 | 0 | 0 | 0 | 0 | 0 | 0 | 0 | 0 | 0 | 0 | 0 | 0 | 0 | 0 | 0 | 0
Industrial_Primary Metals_New_Space Heating_Natural Gas_Unit Heater_E9_Baseline Forecast | Industrial | Primary Metals | New | Space Heating | Natural Gas | Unit Heater | E9 |  | Baseline Forecast | 0 | 0 | 0 | 0 | 0 | 0 | 0 | 0 | 0 | 0 | 0 | 0 | 0 | 0 | 0 | 0 | 0 | 0 | 0 | 0 | 0 | 0 | 0
Industrial_Primary Metals_New_Space Heating_Natural Gas_Unit Heater_E10_Baseline Forecast | Industrial | Primary Metals | New | Space Heating | Natural Gas | Unit Heater | E10 |  | Baseline Forecast | 0 | 0 | 0 | 0 | 0 | 0 | 0 | 0 | 0 | 0 | 0 | 0 | 0 | 0 | 0 | 0 | 0 | 0 | 0 | 0 | 0 | 0 | 0
Industrial_Primary Metals_New_Process_Natural Gas_Process Boiler_E1_Baseline Forecast | Industrial | Primary Metals | New | Process | Natural Gas | Process Boiler | E1 | Standard | Baseline Forecast | 0 | 14.3117 | 0.34267 | 10.9203 | 10.8935 | 12.2099 | 7.3533 | 8.5362 | 8.4286 | 9.4809 | 7.0613 | 8.1215 | 8.0137 | 9.2962 | 6.3093 | 7.6681 | 7.6623 | 8.92 | 5.8919 | 7.2602 | 7.0625 | 7.0416 | 0
Industrial_Primary Metals_New_Process_Natural Gas_Process Boiler_E2_Baseline Forecast | Industrial | Primary Metals | New | Process | Natural Gas | Process Boiler | E2 |  | Baseline Forecast | 0 | 0 | 0 | 0 | 0 | 0 | 0 | 0 | 0 | 0 | 0 | 0 | 0 | 0 | 0 | 0 | 0 | 0 | 0 | 0 | 0 | 0 | 0
Industrial_Primary Metals_New_Process_Natural Gas_Process Boiler_E3_Baseline Forecast | Industrial | Primary Metals | New | Process | Natural Gas | Process Boiler | E3 |  | Baseline Forecast | 0 | 0 | 0 | 0 | 0 | 0 | 0 | 0 | 0 | 0 | 0 | 0 | 0 | 0 | 0 | 0 | 0 | 0 | 0 | 0 | 0 | 0 | 0
Industrial_Primary Metals_New_Process_Natural Gas_Process Boiler_E4_Baseline Forecast | Industrial | Primary Metals | New | Process | Natural Gas | Process Boiler | E4 |  | Baseline Forecast | 0 | 0 | 0 | 0 | 0 | 0 | 0 | 0 | 0 | 0 | 0 | 0 | 0 | 0 | 0 | 0 | 0 | 0 | 0 | 0 | 0 | 0 | 0
Industrial_Primary Metals_New_Process_Natural Gas_Process Boiler_E5_Baseline Forecast | Industrial | Primary Metals | New | Process | Natural Gas | Process Boiler | E5 |  | Baseline Forecast | 0 | 0 | 0 | 0 | 0 | 0 | 0 | 0 | 0 | 0 | 0 | 0 | 0 | 0 | 0 | 0 | 0 | 0 | 0 | 0 | 0 | 0 | 0
Industrial_Primary Metals_New_Process_Natural Gas_Process Boiler_E6_Baseline Forecast | Industrial | Primary Metals | New | Process | Natural Gas | Process Boiler | E6 |  | Baseline Forecast | 0 | 0 | 0 | 0 | 0 | 0 | 0 | 0 | 0 | 0 | 0 | 0 | 0 | 0 | 0 | 0 | 0 | 0 | 0 | 0 | 0 | 0 | 0
Industrial_Primary Metals_New_Process_Natural Gas_Process Boiler_E7_Baseline Forecast | Industrial | Primary Metals | New | Process | Natural Gas | Process Boiler | E7 |  | Baseline Forecast | 0 | 0 | 0 | 0 | 0 | 0 | 0 | 0 | 0 | 0 | 0 | 0 | 0 | 0 | 0 | 0 | 0 | 0 | 0 | 0 | 0 | 0 | 0
Industrial_Primary Metals_New_Process_Natural Gas_Process Boiler_E8_Baseline Forecast | Industrial | Primary Metals | New | Process | Natural Gas | Process Boiler | E8 |  | Baseline Forecast | 0 | 0 | 0 | 0 | 0 | 0 | 0 | 0 | 0 | 0 | 0 | 0 | 0 | 0 | 0 | 0 | 0 | 0 | 0 | 0 | 0 | 0 | 0
Industrial_Primary Metals_New_Process_Natural Gas_Process Boiler_E9_Baseline Forecast | Industrial | Primary Metals | New | Process | Natural Gas | Process Boiler | E9 |  | Baseline Forecast | 0 | 0 | 0 | 0 | 0 | 0 | 0 | 0 | 0 | 0 | 0 | 0 | 0 | 0 | 0 | 0 | 0 | 0 | 0 | 0 | 0 | 0 | 0
Industrial_Primary Metals_New_Process_Natural Gas_Process Boiler_E10_Baseline Forecast | Industrial | Primary Metals | New | Process | Natural Gas | Process Boiler | E10 |  | Baseline Forecast | 0 | 0 | 0 | 0 | 0 | 0 | 0 | 0 | 0 | 0 | 0 | 0 | 0 | 0 | 0 | 0 | 0 | 0 | 0 | 0 | 0 | 0 | 0
Industrial_Primary Metals_New_Process_Natural Gas_Process Heating_E1_Baseline Forecast | Industrial | Primary Metals | New | Process | Natural Gas | Process Heating | E1 | Standard | Baseline Forecast | 0 | 14.3117 | 0.34267 | 10.9203 | 12.938 | 14.0113 | 10.4574 | 13.0451 | 14.295 | 16.0031 | 14.5154 | 20.7226 | 17.0309 | 22.1807 | 20.9015 | 22.9214 | 22.8697 | 25.6948 | 23.909 | 26.4682 | 26.7637 | 29.1525 | 0
Industrial_Primary Metals_New_Process_Natural Gas_Process Heating_E2_Baseline Forecast | Industrial | Primary Metals | New | Process | Natural Gas | Process Heating | E2 |  | Baseline Forecast | 0 | 0 | 0 | 0 | 0 | 0 | 0 | 0 | 0 | 0 | 0 | 0 | 0 | 0 | 0 | 0 | 0 | 0 | 0 | 0 | 0 | 0 | 0
Industrial_Primary Metals_New_Process_Natural Gas_Process Heating_E3_Baseline Forecast | Industrial | Primary Metals | New | Process | Natural Gas | Process Heating | E3 |  | Baseline Forecast | 0 | 0 | 0 | 0 | 0 | 0 | 0 | 0 | 0 | 0 | 0 | 0 | 0 | 0 | 0 | 0 | 0 | 0 | 0 | 0 | 0 | 0 | 0
Industrial_Primary Metals_New_Process_Natural Gas_Process Heating_E4_Baseline Forecast | Industrial | Primary Metals | New | Process | Natural Gas | Process Heating | E4 |  | Baseline Forecast | 0 | 0 | 0 | 0 | 0 | 0 | 0 | 0 | 0 | 0 | 0 | 0 | 0 | 0 | 0 | 0 | 0 | 0 | 0 | 0 | 0 | 0 | 0
Industrial_Primary Metals_New_Process_Natural Gas_Process Heating_E5_Baseline Forecast | Industrial | Primary Metals | New | Process | Natural Gas | Process Heating | E5 |  | Baseline Forecast | 0 | 0 | 0 | 0 | 0 | 0 | 0 | 0 | 0 | 0 | 0 | 0 | 0 | 0 | 0 | 0 | 0 | 0 | 0 | 0 | 0 | 0 | 0
Industrial_Primary Metals_New_Process_Natural Gas_Process Heating_E6_Baseline Forecast | Industrial | Primary Metals | New | Process | Natural Gas | Process Heating | E6 |  | Baseline Forecast | 0 | 0 | 0 | 0 | 0 | 0 | 0 | 0 | 0 | 0 | 0 | 0 | 0 | 0 | 0 | 0 | 0 | 0 | 0 | 0 | 0 | 0 | 0
Industrial_Primary Metals_New_Process_Natural Gas_Process Heating_E7_Baseline Forecast | Industrial | Primary Metals | New | Process | Natural Gas | Process Heating | E7 |  | Baseline Forecast | 0 | 0 | 0 | 0 | 0 | 0 | 0 | 0 | 0 | 0 | 0 | 0 | 0 | 0 | 0 | 0 | 0 | 0 | 0 | 0 | 0 | 0 | 0
Industrial_Primary Metals_New_Process_Natural Gas_Process Heating_E8_Baseline Forecast | Industrial | Primary Metals | New | Process | Natural Gas | Process Heating | E8 |  | Baseline Forecast | 0 | 0 | 0 | 0 | 0 | 0 | 0 | 0 | 0 | 0 | 0 | 0 | 0 | 0 | 0 | 0 | 0 | 0 | 0 | 0 | 0 | 0 | 0
Industrial_Primary Metals_New_Process_Natural Gas_Process Heating_E9_Baseline Forecast | Industrial | Primary Metals | New | Process | Natural Gas | Process Heating | E9 |  | Baseline Forecast | 0 | 0 | 0 | 0 | 0 | 0 | 0 | 0 | 0 | 0 | 0 | 0 | 0 | 0 | 0 | 0 | 0 | 0 | 0 | 0 | 0 | 0 | 0
Industrial_Primary Metals_New_Process_Natural Gas_Process Heating_E10_Baseline Forecast | Industrial | Primary Metals | New | Process | Natural Gas | Process Heating | E10 |  | Baseline Forecast | 0 | 0 | 0 | 0 | 0 | 0 | 0 | 0 | 0 | 0 | 0 | 0 | 0 | 0 | 0 | 0 | 0 | 0 | 0 | 0 | 0 | 0 | 0
Industrial_Primary Metals_New_Process_Natural Gas_Process Cooling_E1_Baseline Forecast | Industrial | Primary Metals | New | Process | Natural Gas | Process Cooling | E1 | Standard | Baseline Forecast | 0 | 14.3117 | 0.34267 | 10.9203 | 12.938 | 14.0113 | 10.4574 | 13.0451 | 14.295 | 16.0031 | 14.5154 | 20.7226 | 17.0309 | 22.1807 | 20.9015 | 22.9214 | 22.8697 | 25.6948 | 23.909 | 26.4682 | 26.7637 | 29.1525 | 0
Industrial_Primary Metals_New_Process_Natural Gas_Process Cooling_E2_Baseline Forecast | Industrial | Primary Metals | New | Process | Natural Gas | Process Cooling | E2 |  | Baseline Forecast | 0 | 0 | 0 | 0 | 0 | 0 | 0 | 0 | 0 | 0 | 0 | 0 | 0 | 0 | 0 | 0 | 0 | 0 | 0 | 0 | 0 | 0 | 0
Industrial_Primary Metals_New_Process_Natural Gas_Process Cooling_E3_Baseline Forecast | Industrial | Primary Metals | New | Process | Natural Gas | Process Cooling | E3 |  | Baseline Forecast | 0 | 0 | 0 | 0 | 0 | 0 | 0 | 0 | 0 | 0 | 0 | 0 | 0 | 0 | 0 | 0 | 0 | 0 | 0 | 0 | 0 | 0 | 0
Industrial_Primary Metals_New_Process_Natural Gas_Process Cooling_E4_Baseline Forecast | Industrial | Primary Metals | New | Process | Natural Gas | Process Cooling | E4 |  | Baseline Forecast | 0 | 0 | 0 | 0 | 0 | 0 | 0 | 0 | 0 | 0 | 0 | 0 | 0 | 0 | 0 | 0 | 0 | 0 | 0 | 0 | 0 | 0 | 0
Industrial_Primary Metals_New_Process_Natural Gas_Process Cooling_E5_Baseline Forecast | Industrial | Primary Metals | New | Process | Natural Gas | Process Cooling | E5 |  | Baseline Forecast | 0 | 0 | 0 | 0 | 0 | 0 | 0 | 0 | 0 | 0 | 0 | 0 | 0 | 0 | 0 | 0 | 0 | 0 | 0 | 0 | 0 | 0 | 0
Industrial_Primary Metals_New_Process_Natural Gas_Process Cooling_E6_Baseline Forecast | Industrial | Primary Metals | New | Process | Natural Gas | Process Cooling | E6 |  | Baseline Forecast | 0 | 0 | 0 | 0 | 0 | 0 | 0 | 0 | 0 | 0 | 0 | 0 | 0 | 0 | 0 | 0 | 0 | 0 | 0 | 0 | 0 | 0 | 0
Industrial_Primary Metals_New_Process_Natural Gas_Process Cooling_E7_Baseline Forecast | Industrial | Primary Metals | New | Process | Natural Gas | Process Cooling | E7 |  | Baseline Forecast | 0 | 0 | 0 | 0 | 0 | 0 | 0 | 0 | 0 | 0 | 0 | 0 | 0 | 0 | 0 | 0 | 0 | 0 | 0 | 0 | 0 | 0 | 0
Industrial_Primary Metals_New_Process_Natural Gas_Process Cooling_E8_Baseline Forecast | Industrial | Primary Metals | New | Process | Natural Gas | Process Cooling | E8 |  | Baseline Forecast | 0 | 0 | 0 | 0 | 0 | 0 | 0 | 0 | 0 | 0 | 0 | 0 | 0 | 0 | 0 | 0 | 0 | 0 | 0 | 0 | 0 | 0 | 0
Industrial_Primary Metals_New_Process_Natural Gas_Process Cooling_E9_Baseline Forecast | Industrial | Primary Metals | New | Process | Natural Gas | Process Cooling | E9 |  | Baseline Forecast | 0 | 0 | 0 | 0 | 0 | 0 | 0 | 0 | 0 | 0 | 0 | 0 | 0 | 0 | 0 | 0 | 0 | 0 | 0 | 0 | 0 | 0 | 0
Industrial_Primary Metals_New_Process_Natural Gas_Process Cooling_E10_Baseline Forecast | Industrial | Primary Metals | New | Process | Natural Gas | Process Cooling | E10 |  | Baseline Forecast | 0 | 0 | 0 | 0 | 0 | 0 | 0 | 0 | 0 | 0 | 0 | 0 | 0 | 0 | 0 | 0 | 0 | 0 | 0 | 0 | 0 | 0 | 0
Industrial_Primary Metals_New_Process_Natural Gas_Other Process_E1_Baseline Forecast | Industrial | Primary Metals | New | Process | Natural Gas | Other Process | E1 | Standard | Baseline Forecast | 0 | 14.3117 | 0.34267 | 10.9203 | 12.938 | 14.0113 | 10.4574 | 13.0451 | 14.295 | 16.0031 | 14.5154 | 20.7226 | 17.0309 | 22.1807 | 20.9015 | 22.9214 | 22.8697 | 25.6948 | 23.909 | 26.4682 | 26.7637 | 29.1525 | 0
Industrial_Primary Metals_New_Process_Natural Gas_Other Process_E2_Baseline Forecast | Industrial | Primary Metals | New | Process | Natural Gas | Other Process | E2 |  | Baseline Forecast | 0 | 0 | 0 | 0 | 0 | 0 | 0 | 0 | 0 | 0 | 0 | 0 | 0 | 0 | 0 | 0 | 0 | 0 | 0 | 0 | 0 | 0 | 0
Industrial_Primary Metals_New_Process_Natural Gas_Other Process_E3_Baseline Forecast | Industrial | Primary Metals | New | Process | Natural Gas | Other Process | E3 |  | Baseline Forecast | 0 | 0 | 0 | 0 | 0 | 0 | 0 | 0 | 0 | 0 | 0 | 0 | 0 | 0 | 0 | 0 | 0 | 0 | 0 | 0 | 0 | 0 | 0
Industrial_Primary Metals_New_Process_Natural Gas_Other Process_E4_Baseline Forecast | Industrial | Primary Metals | New | Process | Natural Gas | Other Process | E4 |  | Baseline Forecast | 0 | 0 | 0 | 0 | 0 | 0 | 0 | 0 | 0 | 0 | 0 | 0 | 0 | 0 | 0 | 0 | 0 | 0 | 0 | 0 | 0 | 0 | 0
Industrial_Primary Metals_New_Process_Natural Gas_Other Process_E5_Baseline Forecast | Industrial | Primary Metals | New | Process | Natural Gas | Other Process | E5 |  | Baseline Forecast | 0 | 0 | 0 | 0 | 0 | 0 | 0 | 0 | 0 | 0 | 0 | 0 | 0 | 0 | 0 | 0 | 0 | 0 | 0 | 0 | 0 | 0 | 0
Industrial_Primary Metals_New_Process_Natural Gas_Other Process_E6_Baseline Forecast | Industrial | Primary Metals | New | Process | Natural Gas | Other Process | E6 |  | Baseline Forecast | 0 | 0 | 0 | 0 | 0 | 0 | 0 | 0 | 0 | 0 | 0 | 0 | 0 | 0 | 0 | 0 | 0 | 0 | 0 | 0 | 0 | 0 | 0
Industrial_Primary Metals_New_Process_Natural Gas_Other Process_E7_Baseline Forecast | Industrial | Primary Metals | New | Process | Natural Gas | Other Process | E7 |  | Baseline Forecast | 0 | 0 | 0 | 0 | 0 | 0 | 0 | 0 | 0 | 0 | 0 | 0 | 0 | 0 | 0 | 0 | 0 | 0 | 0 | 0 | 0 | 0 | 0
Industrial_Primary Metals_New_Process_Natural Gas_Other Process_E8_Baseline Forecast | Industrial | Primary Metals | New | Process | Natural Gas | Other Process | E8 |  | Baseline Forecast | 0 | 0 | 0 | 0 | 0 | 0 | 0 | 0 | 0 | 0 | 0 | 0 | 0 | 0 | 0 | 0 | 0 | 0 | 0 | 0 | 0 | 0 | 0
Industrial_Primary Metals_New_Process_Natural Gas_Other Process_E9_Baseline Forecast | Industrial | Primary Metals | New | Process | Natural Gas | Other Process | E9 |  | Baseline Forecast | 0 | 0 | 0 | 0 | 0 | 0 | 0 | 0 | 0 | 0 | 0 | 0 | 0 | 0 | 0 | 0 | 0 | 0 | 0 | 0 | 0 | 0 | 0
Industrial_Primary Metals_New_Process_Natural Gas_Other Process_E10_Baseline Forecast | Industrial | Primary Metals | New | Process | Natural Gas | Other Process | E10 |  | Baseline Forecast | 0 | 0 | 0 | 0 | 0 | 0 | 0 | 0 | 0 | 0 | 0 | 0 | 0 | 0 | 0 | 0 | 0 | 0 | 0 | 0 | 0 | 0 | 0
Industrial_Primary Metals_New_Miscellaneous_Natural Gas_Miscellaneous_E1_Baseline Forecast | Industrial | Primary Metals | New | Miscellaneous | Natural Gas | Miscellaneous | E1 | Standard | Baseline Forecast | 0 | 14.3117 | 0.34267 | 10.9203 | 12.938 | 14.0113 | 10.4574 | 13.0451 | 14.295 | 16.0031 | 14.5154 | 20.7226 | 17.0309 | 22.1807 | 20.9015 | 22.9214 | 22.8697 | 25.6948 | 23.909 | 26.4682 | 26.7637 | 29.1525 | 0
Industrial_Primary Metals_New_Miscellaneous_Natural Gas_Miscellaneous_E2_Baseline Forecast | Industrial | Primary Metals | New | Miscellaneous | Natural Gas | Miscellaneous | E2 |  | Baseline Forecast | 0 | 0 | 0 | 0 | 0 | 0 | 0 | 0 | 0 | 0 | 0 | 0 | 0 | 0 | 0 | 0 | 0 | 0 | 0 | 0 | 0 | 0 | 0
Industrial_Primary Metals_New_Miscellaneous_Natural Gas_Miscellaneous_E3_Baseline Forecast | Industrial | Primary Metals | New | Miscellaneous | Natural Gas | Miscellaneous | E3 |  | Baseline Forecast | 0 | 0 | 0 | 0 | 0 | 0 | 0 | 0 | 0 | 0 | 0 | 0 | 0 | 0 | 0 | 0 | 0 | 0 | 0 | 0 | 0 | 0 | 0
Industrial_Primary Metals_New_Miscellaneous_Natural Gas_Miscellaneous_E4_Baseline Forecast | Industrial | Primary Metals | New | Miscellaneous | Natural Gas | Miscellaneous | E4 |  | Baseline Forecast | 0 | 0 | 0 | 0 | 0 | 0 | 0 | 0 | 0 | 0 | 0 | 0 | 0 | 0 | 0 | 0 | 0 | 0 | 0 | 0 | 0 | 0 | 0
Industrial_Primary Metals_New_Miscellaneous_Natural Gas_Miscellaneous_E5_Baseline Forecast | Industrial | Primary Metals | New | Miscellaneous | Natural Gas | Miscellaneous | E5 |  | Baseline Forecast | 0 | 0 | 0 | 0 | 0 | 0 | 0 | 0 | 0 | 0 | 0 | 0 | 0 | 0 | 0 | 0 | 0 | 0 | 0 | 0 | 0 | 0 | 0
Industrial_Primary Metals_New_Miscellaneous_Natural Gas_Miscellaneous_E6_Baseline Forecast | Industrial | Primary Metals | New | Miscellaneous | Natural Gas | Miscellaneous | E6 |  | Baseline Forecast | 0 | 0 | 0 | 0 | 0 | 0 | 0 | 0 | 0 | 0 | 0 | 0 | 0 | 0 | 0 | 0 | 0 | 0 | 0 | 0 | 0 | 0 | 0
Industrial_Primary Metals_New_Miscellaneous_Natural Gas_Miscellaneous_E7_Baseline Forecast | Industrial | Primary Metals | New | Miscellaneous | Natural Gas | Miscellaneous | E7 |  | Baseline Forecast | 0 | 0 | 0 | 0 | 0 | 0 | 0 | 0 | 0 | 0 | 0 | 0 | 0 | 0 | 0 | 0 | 0 | 0 | 0 | 0 | 0 | 0 | 0
Industrial_Primary Metals_New_Miscellaneous_Natural Gas_Miscellaneous_E8_Baseline Forecast | Industrial | Primary Metals | New | Miscellaneous | Natural Gas | Miscellaneous | E8 |  | Baseline Forecast | 0 | 0 | 0 | 0 | 0 | 0 | 0 | 0 | 0 | 0 | 0 | 0 | 0 | 0 | 0 | 0 | 0 | 0 | 0 | 0 | 0 | 0 | 0
Industrial_Primary Metals_New_Miscellaneous_Natural Gas_Miscellaneous_E9_Baseline Forecast | Industrial | Primary Metals | New | Miscellaneous | Natural Gas | Miscellaneous | E9 |  | Baseline Forecast | 0 | 0 | 0 | 0 | 0 | 0 | 0 | 0 | 0 | 0 | 0 | 0 | 0 | 0 | 0 | 0 | 0 | 0 | 0 | 0 | 0 | 0 | 0
Industrial_Primary Metals_New_Miscellaneous_Natural Gas_Miscellaneous_E10_Baseline Forecast | Industrial | Primary Metals | New | Miscellaneous | Natural Gas | Miscellaneous | E10 |  | Baseline Forecast | 0 | 0 | 0 | 0 | 0 | 0 | 0 | 0 | 0 | 0 | 0 | 0 | 0 | 0 | 0 | 0 | 0 | 0 | 0 | 0 | 0 | 0 | 0
Industrial_Stone, Clay, and Glass_Existing_Space Heating_Natural Gas_Furnace_E1_Baseline Forecast | Industrial | Stone, Clay, and Glass | Existing | Space Heating | Natural Gas | Furnace | E1 | AFUE 80% (Standard) | Baseline Forecast | 0 | 2.6097 | 2.7345 | 2.8443 | 2.9405 | 3.0241 | 3.0962 | 3.1577 | 3.2095 | 3.2525 | 3.2873 | 3.3148 | 3.066 | 2.8359 | 2.6231 | 2.4262 | 2.2441 | 2.0757 | 1.9199 | 1.9226 | 1.9295 | 1.9396 | 0
Industrial_Stone, Clay, and Glass_Existing_Space Heating_Natural Gas_Furnace_E2_Baseline Forecast | Industrial | Stone, Clay, and Glass | Existing | Space Heating | Natural Gas | Furnace | E2 | AFUE 90% | Baseline Forecast | 0 | 0 | 0 | 0 | 0 | 0 | 0 | 0 | 0 | 0 | 0 | 0 | 0 | 0 | 0 | 0 | 0 | 0 | 0 | 0 | 0 | 0 | 0
Industrial_Stone, Clay, and Glass_Existing_Space Heating_Natural Gas_Furnace_E3_Baseline Forecast | Industrial | Stone, Clay, and Glass | Existing | Space Heating | Natural Gas | Furnace | E3 | AFUE 96% | Baseline Forecast | 0 | 0 | 0 | 0 | 0 | 0 | 0 | 0 | 0 | 0 | 0 | 0 | 0 | 0 | 0 | 0 | 0 | 0 | 0 | 0 | 0 | 0 | 0
Industrial_Stone, Clay, and Glass_Existing_Space Heating_Natural Gas_Furnace_E4_Baseline Forecast | Industrial | Stone, Clay, and Glass | Existing | Space Heating | Natural Gas | Furnace | E4 |  | Baseline Forecast | 0 | 0 | 0 | 0 | 0 | 0 | 0 | 0 | 0 | 0 | 0 | 0 | 0 | 0 | 0 | 0 | 0 | 0 | 0 | 0 | 0 | 0 | 0
Industrial_Stone, Clay, and Glass_Existing_Space Heating_Natural Gas_Furnace_E5_Baseline Forecast | Industrial | Stone, Clay, and Glass | Existing | Space Heating | Natural Gas | Furnace | E5 |  | Baseline Forecast | 0 | 0 | 0 | 0 | 0 | 0 | 0 | 0 | 0 | 0 | 0 | 0 | 0 | 0 | 0 | 0 | 0 | 0 | 0 | 0 | 0 | 0 | 0
Industrial_Stone, Clay, and Glass_Existing_Space Heating_Natural Gas_Furnace_E6_Baseline Forecast | Industrial | Stone, Clay, and Glass | Existing | Space Heating | Natural Gas | Furnace | E6 |  | Baseline Forecast | 0 | 0 | 0 | 0 | 0 | 0 | 0 | 0 | 0 | 0 | 0 | 0 | 0 | 0 | 0 | 0 | 0 | 0 | 0 | 0 | 0 | 0 | 0
Industrial_Stone, Clay, and Glass_Existing_Space Heating_Natural Gas_Furnace_E7_Baseline Forecast | Industrial | Stone, Clay, and Glass | Existing | Space Heating | Natural Gas | Furnace | E7 |  | Baseline Forecast | 0 | 0 | 0 | 0 | 0 | 0 | 0 | 0 | 0 | 0 | 0 | 0 | 0 | 0 | 0 | 0 | 0 | 0 | 0 | 0 | 0 | 0 | 0
Industrial_Stone, Clay, and Glass_Existing_Space Heating_Natural Gas_Furnace_E8_Baseline Forecast | Industrial | Stone, Clay, and Glass | Existing | Space Heating | Natural Gas | Furnace | E8 |  | Baseline Forecast | 0 | 0 | 0 | 0 | 0 | 0 | 0 | 0 | 0 | 0 | 0 | 0 | 0 | 0 | 0 | 0 | 0 | 0 | 0 | 0 | 0 | 0 | 0
Industrial_Stone, Clay, and Glass_Existing_Space Heating_Natural Gas_Furnace_E9_Baseline Forecast | Industrial | Stone, Clay, and Glass | Existing | Space Heating | Natural Gas | Furnace | E9 |  | Baseline Forecast | 0 | 0 | 0 | 0 | 0 | 0 | 0 | 0 | 0 | 0 | 0 | 0 | 0 | 0 | 0 | 0 | 0 | 0 | 0 | 0 | 0 | 0 | 0
Industrial_Stone, Clay, and Glass_Existing_Space Heating_Natural Gas_Furnace_E10_Baseline Forecast | Industrial | Stone, Clay, and Glass | Existing | Space Heating | Natural Gas | Furnace | E10 |  | Baseline Forecast | 0 | 0 | 0 | 0 | 0 | 0 | 0 | 0 | 0 | 0 | 0 | 0 | 0 | 0 | 0 | 0 | 0 | 0 | 0 | 0 | 0 | 0 | 0
Industrial_Stone, Clay, and Glass_Existing_Space Heating_Natural Gas_Boiler_E1_Baseline Forecast | Industrial | Stone, Clay, and Glass | Existing | Space Heating | Natural Gas | Boiler | E1 | AFUE 80% (Standard) | Baseline Forecast | 0 | 0.94807 | 0.94019 | 0.93155 | 0.92225 | 0.91239 | 0.90205 | 0.89132 | 0.88026 | 0.86893 | 0.85739 | 0.84568 | 0.83384 | 0.82192 | 0.80994 | 0.79793 | 0.78592 | 0.77393 | 0.76199 | 0.75009 | 0.73828 | 0.72654 | 0
Industrial_Stone, Clay, and Glass_Existing_Space Heating_Natural Gas_Boiler_E2_Baseline Forecast | Industrial | Stone, Clay, and Glass | Existing | Space Heating | Natural Gas | Boiler | E2 | AFUE 85% | Baseline Forecast | 0 | 0 | 0 | 0 | 0 | 0 | 0 | 0 | 0 | 0 | 0 | 0 | 0 | 0 | 0 | 0 | 0 | 0 | 0 | 0 | 0 | 0 | 0
Industrial_Stone, Clay, and Glass_Existing_Space Heating_Natural Gas_Boiler_E3_Baseline Forecast | Industrial | Stone, Clay, and Glass | Existing | Space Heating | Natural Gas | Boiler | E3 | AFUE 97% | Baseline Forecast | 0 | 0 | 0 | 0 | 0 | 0 | 0 | 0 | 0 | 0 | 0 | 0 | 0 | 0 | 0 | 0 | 0 | 0 | 0 | 0 | 0 | 0 | 0
Industrial_Stone, Clay, and Glass_Existing_Space Heating_Natural Gas_Boiler_E4_Baseline Forecast | Industrial | Stone, Clay, and Glass | Existing | Space Heating | Natural Gas | Boiler | E4 | Convert to NG Air Source Heat Pump | Baseline Forecast | 0 | 0 | 0 | 0 | 0 | 0 | 0 | 0 | 0 | 0 | 0 | 0 | 0 | 0 | 0 | 0 | 0 | 0 | 0 | 0 | 0 | 0 | 0
Industrial_Stone, Clay, and Glass_Existing_Space Heating_Natural Gas_Boiler_E5_Baseline Forecast | Industrial | Stone, Clay, and Glass | Existing | Space Heating | Natural Gas | Boiler | E5 |  | Baseline Forecast | 0 | 0 | 0 | 0 | 0 | 0 | 0 | 0 | 0 | 0 | 0 | 0 | 0 | 0 | 0 | 0 | 0 | 0 | 0 | 0 | 0 | 0 | 0
Industrial_Stone, Clay, and Glass_Existing_Space Heating_Natural Gas_Boiler_E6_Baseline Forecast | Industrial | Stone, Clay, and Glass | Existing | Space Heating | Natural Gas | Boiler | E6 |  | Baseline Forecast | 0 | 0 | 0 | 0 | 0 | 0 | 0 | 0 | 0 | 0 | 0 | 0 | 0 | 0 | 0 | 0 | 0 | 0 | 0 | 0 | 0 | 0 | 0
Industrial_Stone, Clay, and Glass_Existing_Space Heating_Natural Gas_Boiler_E7_Baseline Forecast | Industrial | Stone, Clay, and Glass | Existing | Space Heating | Natural Gas | Boiler | E7 |  | Baseline Forecast | 0 | 0 | 0 | 0 | 0 | 0 | 0 | 0 | 0 | 0 | 0 | 0 | 0 | 0 | 0 | 0 | 0 | 0 | 0 | 0 | 0 | 0 | 0
Industrial_Stone, Clay, and Glass_Existing_Space Heating_Natural Gas_Boiler_E8_Baseline Forecast | Industrial | Stone, Clay, and Glass | Existing | Space Heating | Natural Gas | Boiler | E8 |  | Baseline Forecast | 0 | 0 | 0 | 0 | 0 | 0 | 0 | 0 | 0 | 0 | 0 | 0 | 0 | 0 | 0 | 0 | 0 | 0 | 0 | 0 | 0 | 0 | 0
Industrial_Stone, Clay, and Glass_Existing_Space Heating_Natural Gas_Boiler_E9_Baseline Forecast | Industrial | Stone, Clay, and Glass | Existing | Space Heating | Natural Gas | Boiler | E9 |  | Baseline Forecast | 0 | 0 | 0 | 0 | 0 | 0 | 0 | 0 | 0 | 0 | 0 | 0 | 0 | 0 | 0 | 0 | 0 | 0 | 0 | 0 | 0 | 0 | 0
Industrial_Stone, Clay, and Glass_Existing_Space Heating_Natural Gas_Boiler_E10_Baseline Forecast | Industrial | Stone, Clay, and Glass | Existing | Space Heating | Natural Gas | Boiler | E10 |  | Baseline Forecast | 0 | 0 | 0 | 0 | 0 | 0 | 0 | 0 | 0 | 0 | 0 | 0 | 0 | 0 | 0 | 0 | 0 | 0 | 0 | 0 | 0 | 0 | 0
Industrial_Stone, Clay, and Glass_Existing_Space Heating_Natural Gas_Unit Heater_E1_Baseline Forecast | Industrial | Stone, Clay, and Glass | Existing | Space Heating | Natural Gas | Unit Heater | E1 | Standard | Baseline Forecast | 0 | 0.073593 | 0.2104 | 0.4012 | 0.63785 | 0.9131 | 1.2206 | 1.5546 | 1.9101 | 2.2828 | 2.6059 | 2.8848 | 3.1365 | 3.3732 | 3.6035 | 3.8331 | 4.0658 | 3.8169 | 3.6462 | 3.5433 | 3.4994 | 3.496 | 0
Industrial_Stone, Clay, and Glass_Existing_Space Heating_Natural Gas_Unit Heater_E2_Baseline Forecast | Industrial | Stone, Clay, and Glass | Existing | Space Heating | Natural Gas | Unit Heater | E2 | Condensing | Baseline Forecast | 0 | 0 | 0 | 0 | 0 | 0 | 0 | 0 | 0 | 0 | 0 | 0 | 0 | 0 | 0 | 0 | 0 | 0 | 0 | 0 | 0 | 0 | 0
Industrial_Stone, Clay, and Glass_Existing_Space Heating_Natural Gas_Unit Heater_E3_Baseline Forecast | Industrial | Stone, Clay, and Glass | Existing | Space Heating | Natural Gas | Unit Heater | E3 | Infrared Radiant | Baseline Forecast | 0 | 0 | 0 | 0 | 0 | 0 | 0 | 0 | 0 | 0 | 0 | 0 | 0 | 0 | 0 | 0 | 0 | 0 | 0 | 0 | 0 | 0 | 0
Industrial_Stone, Clay, and Glass_Existing_Space Heating_Natural Gas_Unit Heater_E4_Baseline Forecast | Industrial | Stone, Clay, and Glass | Existing | Space Heating | Natural Gas | Unit Heater | E4 |  | Baseline Forecast | 0 | 0 | 0 | 0 | 0 | 0 | 0 | 0 | 0 | 0 | 0 | 0 | 0 | 0 | 0 | 0 | 0 | 0 | 0 | 0 | 0 | 0 | 0
Industrial_Stone, Clay, and Glass_Existing_Space Heating_Natural Gas_Unit Heater_E5_Baseline Forecast | Industrial | Stone, Clay, and Glass | Existing | Space Heating | Natural Gas | Unit Heater | E5 |  | Baseline Forecast | 0 | 0 | 0 | 0 | 0 | 0 | 0 | 0 | 0 | 0 | 0 | 0 | 0 | 0 | 0 | 0 | 0 | 0 | 0 | 0 | 0 | 0 | 0
Industrial_Stone, Clay, and Glass_Existing_Space Heating_Natural Gas_Unit Heater_E6_Baseline Forecast | Industrial | Stone, Clay, and Glass | Existing | Space Heating | Natural Gas | Unit Heater | E6 |  | Baseline Forecast | 0 | 0 | 0 | 0 | 0 | 0 | 0 | 0 | 0 | 0 | 0 | 0 | 0 | 0 | 0 | 0 | 0 | 0 | 0 | 0 | 0 | 0 | 0
Industrial_Stone, Clay, and Glass_Existing_Space Heating_Natural Gas_Unit Heater_E7_Baseline Forecast | Industrial | Stone, Clay, and Glass | Existing | Space Heating | Natural Gas | Unit Heater | E7 |  | Baseline Forecast | 0 | 0 | 0 | 0 | 0 | 0 | 0 | 0 | 0 | 0 | 0 | 0 | 0 | 0 | 0 | 0 | 0 | 0 | 0 | 0 | 0 | 0 | 0
Industrial_Stone, Clay, and Glass_Existing_Space Heating_Natural Gas_Unit Heater_E8_Baseline Forecast | Industrial | Stone, Clay, and Glass | Existing | Space Heating | Natural Gas | Unit Heater | E8 |  | Baseline Forecast | 0 | 0 | 0 | 0 | 0 | 0 | 0 | 0 | 0 | 0 | 0 | 0 | 0 | 0 | 0 | 0 | 0 | 0 | 0 | 0 | 0 | 0 | 0
Industrial_Stone, Clay, and Glass_Existing_Space Heating_Natural Gas_Unit Heater_E9_Baseline Forecast | Industrial | Stone, Clay, and Glass | Existing | Space Heating | Natural Gas | Unit Heater | E9 |  | Baseline Forecast | 0 | 0 | 0 | 0 | 0 | 0 | 0 | 0 | 0 | 0 | 0 | 0 | 0 | 0 | 0 | 0 | 0 | 0 | 0 | 0 | 0 | 0 | 0
Industrial_Stone, Clay, and Glass_Existing_Space Heating_Natural Gas_Unit Heater_E10_Baseline Forecast | Industrial | Stone, Clay, and Glass | Existing | Space Heating | Natural Gas | Unit Heater | E10 |  | Baseline Forecast | 0 | 0 | 0 | 0 | 0 | 0 | 0 | 0 | 0 | 0 | 0 | 0 | 0 | 0 | 0 | 0 | 0 | 0 | 0 | 0 | 0 | 0 | 0
Industrial_Stone, Clay, and Glass_Existing_Process_Natural Gas_Process Boiler_E1_Baseline Forecast | Industrial | Stone, Clay, and Glass | Existing | Process | Natural Gas | Process Boiler | E1 | Standard | Baseline Forecast | 0 | 29.7319 | 34.7849 | 38.8734 | 32.7456 | 27.5837 | 23.2355 | 19.5728 | 16.4874 | 13.8884 | 11.6991 | 9.8549 | 8.3014 | 6.9928 | 5.8905 | 4.962 | 4.1798 | 3.5209 | 2.9659 | 2.4984 | 2.1045 | 1.7728 | 0
Industrial_Stone, Clay, and Glass_Existing_Process_Natural Gas_Process Boiler_E2_Baseline Forecast | Industrial | Stone, Clay, and Glass | Existing | Process | Natural Gas | Process Boiler | E2 |  | Baseline Forecast | 0 | 0 | 0 | 0 | 0 | 0 | 0 | 0 | 0 | 0 | 0 | 0 | 0 | 0 | 0 | 0 | 0 | 0 | 0 | 0 | 0 | 0 | 0
Industrial_Stone, Clay, and Glass_Existing_Process_Natural Gas_Process Boiler_E3_Baseline Forecast | Industrial | Stone, Clay, and Glass | Existing | Process | Natural Gas | Process Boiler | E3 |  | Baseline Forecast | 0 | 0 | 0 | 0 | 0 | 0 | 0 | 0 | 0 | 0 | 0 | 0 | 0 | 0 | 0 | 0 | 0 | 0 | 0 | 0 | 0 | 0 | 0
Industrial_Stone, Clay, and Glass_Existing_Process_Natural Gas_Process Boiler_E4_Baseline Forecast | Industrial | Stone, Clay, and Glass | Existing | Process | Natural Gas | Process Boiler | E4 |  | Baseline Forecast | 0 | 0 | 0 | 0 | 0 | 0 | 0 | 0 | 0 | 0 | 0 | 0 | 0 | 0 | 0 | 0 | 0 | 0 | 0 | 0 | 0 | 0 | 0
Industrial_Stone, Clay, and Glass_Existing_Process_Natural Gas_Process Boiler_E5_Baseline Forecast | Industrial | Stone, Clay, and Glass | Existing | Process | Natural Gas | Process Boiler | E5 |  | Baseline Forecast | 0 | 0 | 0 | 0 | 0 | 0 | 0 | 0 | 0 | 0 | 0 | 0 | 0 | 0 | 0 | 0 | 0 | 0 | 0 | 0 | 0 | 0 | 0
Industrial_Stone, Clay, and Glass_Existing_Process_Natural Gas_Process Boiler_E6_Baseline Forecast | Industrial | Stone, Clay, and Glass | Existing | Process | Natural Gas | Process Boiler | E6 |  | Baseline Forecast | 0 | 0 | 0 | 0 | 0 | 0 | 0 | 0 | 0 | 0 | 0 | 0 | 0 | 0 | 0 | 0 | 0 | 0 | 0 | 0 | 0 | 0 | 0
Industrial_Stone, Clay, and Glass_Existing_Process_Natural Gas_Process Boiler_E7_Baseline Forecast | Industrial | Stone, Clay, and Glass | Existing | Process | Natural Gas | Process Boiler | E7 |  | Baseline Forecast | 0 | 0 | 0 | 0 | 0 | 0 | 0 | 0 | 0 | 0 | 0 | 0 | 0 | 0 | 0 | 0 | 0 | 0 | 0 | 0 | 0 | 0 | 0
Industrial_Stone, Clay, and Glass_Existing_Process_Natural Gas_Process Boiler_E8_Baseline Forecast | Industrial | Stone, Clay, and Glass | Existing | Process | Natural Gas | Process Boiler | E8 |  | Baseline Forecast | 0 | 0 | 0 | 0 | 0 | 0 | 0 | 0 | 0 | 0 | 0 | 0 | 0 | 0 | 0 | 0 | 0 | 0 | 0 | 0 | 0 | 0 | 0
Industrial_Stone, Clay, and Glass_Existing_Process_Natural Gas_Process Boiler_E9_Baseline Forecast | Industrial | Stone, Clay, and Glass | Existing | Process | Natural Gas | Process Boiler | E9 |  | Baseline Forecast | 0 | 0 | 0 | 0 | 0 | 0 | 0 | 0 | 0 | 0 | 0 | 0 | 0 | 0 | 0 | 0 | 0 | 0 | 0 | 0 | 0 | 0 | 0
Industrial_Stone, Clay, and Glass_Existing_Process_Natural Gas_Process Boiler_E10_Baseline Forecast | Industrial | Stone, Clay, and Glass | Existing | Process | Natural Gas | Process Boiler | E10 |  | Baseline Forecast | 0 | 0 | 0 | 0 | 0 | 0 | 0 | 0 | 0 | 0 | 0 | 0 | 0 | 0 | 0 | 0 | 0 | 0 | 0 | 0 | 0 | 0 | 0
Industrial_Stone, Clay, and Glass_Existing_Process_Natural Gas_Process Heating_E1_Baseline Forecast | Industrial | Stone, Clay, and Glass | Existing | Process | Natural Gas | Process Heating | E1 | Standard | Baseline Forecast | 0 | 29.7319 | 34.7849 | 38.8734 | 36.7771 | 35.6963 | 35.3404 | 34.7562 | 34.1177 | 33.5315 | 32.9585 | 39.669 | 39.3251 | 38.743 | 37.6655 | 36.951 | 36.4431 | 35.8117 | 35.1673 | 34.5656 | 33.974 | 35.1692 | 0
Industrial_Stone, Clay, and Glass_Existing_Process_Natural Gas_Process Heating_E2_Baseline Forecast | Industrial | Stone, Clay, and Glass | Existing | Process | Natural Gas | Process Heating | E2 |  | Baseline Forecast | 0 | 0 | 0 | 0 | 0 | 0 | 0 | 0 | 0 | 0 | 0 | 0 | 0 | 0 | 0 | 0 | 0 | 0 | 0 | 0 | 0 | 0 | 0
Industrial_Stone, Clay, and Glass_Existing_Process_Natural Gas_Process Heating_E3_Baseline Forecast | Industrial | Stone, Clay, and Glass | Existing | Process | Natural Gas | Process Heating | E3 |  | Baseline Forecast | 0 | 0 | 0 | 0 | 0 | 0 | 0 | 0 | 0 | 0 | 0 | 0 | 0 | 0 | 0 | 0 | 0 | 0 | 0 | 0 | 0 | 0 | 0
Industrial_Stone, Clay, and Glass_Existing_Process_Natural Gas_Process Heating_E4_Baseline Forecast | Industrial | Stone, Clay, and Glass | Existing | Process | Natural Gas | Process Heating | E4 |  | Baseline Forecast | 0 | 0 | 0 | 0 | 0 | 0 | 0 | 0 | 0 | 0 | 0 | 0 | 0 | 0 | 0 | 0 | 0 | 0 | 0 | 0 | 0 | 0 | 0
Industrial_Stone, Clay, and Glass_Existing_Process_Natural Gas_Process Heating_E5_Baseline Forecast | Industrial | Stone, Clay, and Glass | Existing | Process | Natural Gas | Process Heating | E5 |  | Baseline Forecast | 0 | 0 | 0 | 0 | 0 | 0 | 0 | 0 | 0 | 0 | 0 | 0 | 0 | 0 | 0 | 0 | 0 | 0 | 0 | 0 | 0 | 0 | 0
Industrial_Stone, Clay, and Glass_Existing_Process_Natural Gas_Process Heating_E6_Baseline Forecast | Industrial | Stone, Clay, and Glass | Existing | Process | Natural Gas | Process Heating | E6 |  | Baseline Forecast | 0 | 0 | 0 | 0 | 0 | 0 | 0 | 0 | 0 | 0 | 0 | 0 | 0 | 0 | 0 | 0 | 0 | 0 | 0 | 0 | 0 | 0 | 0
Industrial_Stone, Clay, and Glass_Existing_Process_Natural Gas_Process Heating_E7_Baseline Forecast | Industrial | Stone, Clay, and Glass | Existing | Process | Natural Gas | Process Heating | E7 |  | Baseline Forecast | 0 | 0 | 0 | 0 | 0 | 0 | 0 | 0 | 0 | 0 | 0 | 0 | 0 | 0 | 0 | 0 | 0 | 0 | 0 | 0 | 0 | 0 | 0
Industrial_Stone, Clay, and Glass_Existing_Process_Natural Gas_Process Heating_E8_Baseline Forecast | Industrial | Stone, Clay, and Glass | Existing | Process | Natural Gas | Process Heating | E8 |  | Baseline Forecast | 0 | 0 | 0 | 0 | 0 | 0 | 0 | 0 | 0 | 0 | 0 | 0 | 0 | 0 | 0 | 0 | 0 | 0 | 0 | 0 | 0 | 0 | 0
Industrial_Stone, Clay, and Glass_Existing_Process_Natural Gas_Process Heating_E9_Baseline Forecast | Industrial | Stone, Clay, and Glass | Existing | Process | Natural Gas | Process Heating | E9 |  | Baseline Forecast | 0 | 0 | 0 | 0 | 0 | 0 | 0 | 0 | 0 | 0 | 0 | 0 | 0 | 0 | 0 | 0 | 0 | 0 | 0 | 0 | 0 | 0 | 0
Industrial_Stone, Clay, and Glass_Existing_Process_Natural Gas_Process Heating_E10_Baseline Forecast | Industrial | Stone, Clay, and Glass | Existing | Process | Natural Gas | Process Heating | E10 |  | Baseline Forecast | 0 | 0 | 0 | 0 | 0 | 0 | 0 | 0 | 0 | 0 | 0 | 0 | 0 | 0 | 0 | 0 | 0 | 0 | 0 | 0 | 0 | 0 | 0
Industrial_Stone, Clay, and Glass_Existing_Process_Natural Gas_Process Cooling_E1_Baseline Forecast | Industrial | Stone, Clay, and Glass | Existing | Process | Natural Gas | Process Cooling | E1 | Standard | Baseline Forecast | 0 | 29.7319 | 34.7849 | 38.8734 | 36.7771 | 35.6963 | 35.3404 | 34.7562 | 34.1177 | 33.5315 | 32.9585 | 39.669 | 39.3251 | 38.743 | 37.6655 | 36.951 | 36.4431 | 35.8117 | 35.1673 | 34.5656 | 33.974 | 35.1692 | 0
Industrial_Stone, Clay, and Glass_Existing_Process_Natural Gas_Process Cooling_E2_Baseline Forecast | Industrial | Stone, Clay, and Glass | Existing | Process | Natural Gas | Process Cooling | E2 |  | Baseline Forecast | 0 | 0 | 0 | 0 | 0 | 0 | 0 | 0 | 0 | 0 | 0 | 0 | 0 | 0 | 0 | 0 | 0 | 0 | 0 | 0 | 0 | 0 | 0
Industrial_Stone, Clay, and Glass_Existing_Process_Natural Gas_Process Cooling_E3_Baseline Forecast | Industrial | Stone, Clay, and Glass | Existing | Process | Natural Gas | Process Cooling | E3 |  | Baseline Forecast | 0 | 0 | 0 | 0 | 0 | 0 | 0 | 0 | 0 | 0 | 0 | 0 | 0 | 0 | 0 | 0 | 0 | 0 | 0 | 0 | 0 | 0 | 0
Industrial_Stone, Clay, and Glass_Existing_Process_Natural Gas_Process Cooling_E4_Baseline Forecast | Industrial | Stone, Clay, and Glass | Existing | Process | Natural Gas | Process Cooling | E4 |  | Baseline Forecast | 0 | 0 | 0 | 0 | 0 | 0 | 0 | 0 | 0 | 0 | 0 | 0 | 0 | 0 | 0 | 0 | 0 | 0 | 0 | 0 | 0 | 0 | 0
Industrial_Stone, Clay, and Glass_Existing_Process_Natural Gas_Process Cooling_E5_Baseline Forecast | Industrial | Stone, Clay, and Glass | Existing | Process | Natural Gas | Process Cooling | E5 |  | Baseline Forecast | 0 | 0 | 0 | 0 | 0 | 0 | 0 | 0 | 0 | 0 | 0 | 0 | 0 | 0 | 0 | 0 | 0 | 0 | 0 | 0 | 0 | 0 | 0
Industrial_Stone, Clay, and Glass_Existing_Process_Natural Gas_Process Cooling_E6_Baseline Forecast | Industrial | Stone, Clay, and Glass | Existing | Process | Natural Gas | Process Cooling | E6 |  | Baseline Forecast | 0 | 0 | 0 | 0 | 0 | 0 | 0 | 0 | 0 | 0 | 0 | 0 | 0 | 0 | 0 | 0 | 0 | 0 | 0 | 0 | 0 | 0 | 0
Industrial_Stone, Clay, and Glass_Existing_Process_Natural Gas_Process Cooling_E7_Baseline Forecast | Industrial | Stone, Clay, and Glass | Existing | Process | Natural Gas | Process Cooling | E7 |  | Baseline Forecast | 0 | 0 | 0 | 0 | 0 | 0 | 0 | 0 | 0 | 0 | 0 | 0 | 0 | 0 | 0 | 0 | 0 | 0 | 0 | 0 | 0 | 0 | 0
Industrial_Stone, Clay, and Glass_Existing_Process_Natural Gas_Process Cooling_E8_Baseline Forecast | Industrial | Stone, Clay, and Glass | Existing | Process | Natural Gas | Process Cooling | E8 |  | Baseline Forecast | 0 | 0 | 0 | 0 | 0 | 0 | 0 | 0 | 0 | 0 | 0 | 0 | 0 | 0 | 0 | 0 | 0 | 0 | 0 | 0 | 0 | 0 | 0
Industrial_Stone, Clay, and Glass_Existing_Process_Natural Gas_Process Cooling_E9_Baseline Forecast | Industrial | Stone, Clay, and Glass | Existing | Process | Natural Gas | Process Cooling | E9 |  | Baseline Forecast | 0 | 0 | 0 | 0 | 0 | 0 | 0 | 0 | 0 | 0 | 0 | 0 | 0 | 0 | 0 | 0 | 0 | 0 | 0 | 0 | 0 | 0 | 0
Industrial_Stone, Clay, and Glass_Existing_Process_Natural Gas_Process Cooling_E10_Baseline Forecast | Industrial | Stone, Clay, and Glass | Existing | Process | Natural Gas | Process Cooling | E10 |  | Baseline Forecast | 0 | 0 | 0 | 0 | 0 | 0 | 0 | 0 | 0 | 0 | 0 | 0 | 0 | 0 | 0 | 0 | 0 | 0 | 0 | 0 | 0 | 0 | 0
Industrial_Stone, Clay, and Glass_Existing_Process_Natural Gas_Other Process_E1_Baseline Forecast | Industrial | Stone, Clay, and Glass | Existing | Process | Natural Gas | Other Process | E1 | Standard | Baseline Forecast | 0 | 29.7319 | 34.7849 | 38.8734 | 36.7771 | 35.6963 | 35.3404 | 34.7562 | 34.1177 | 33.5315 | 32.9585 | 39.669 | 39.3251 | 38.743 | 37.6655 | 36.951 | 36.4431 | 35.8117 | 35.1673 | 34.5656 | 33.974 | 35.1692 | 0
Industrial_Stone, Clay, and Glass_Existing_Process_Natural Gas_Other Process_E2_Baseline Forecast | Industrial | Stone, Clay, and Glass | Existing | Process | Natural Gas | Other Process | E2 |  | Baseline Forecast | 0 | 0 | 0 | 0 | 0 | 0 | 0 | 0 | 0 | 0 | 0 | 0 | 0 | 0 | 0 | 0 | 0 | 0 | 0 | 0 | 0 | 0 | 0
Industrial_Stone, Clay, and Glass_Existing_Process_Natural Gas_Other Process_E3_Baseline Forecast | Industrial | Stone, Clay, and Glass | Existing | Process | Natural Gas | Other Process | E3 |  | Baseline Forecast | 0 | 0 | 0 | 0 | 0 | 0 | 0 | 0 | 0 | 0 | 0 | 0 | 0 | 0 | 0 | 0 | 0 | 0 | 0 | 0 | 0 | 0 | 0
Industrial_Stone, Clay, and Glass_Existing_Process_Natural Gas_Other Process_E4_Baseline Forecast | Industrial | Stone, Clay, and Glass | Existing | Process | Natural Gas | Other Process | E4 |  | Baseline Forecast | 0 | 0 | 0 | 0 | 0 | 0 | 0 | 0 | 0 | 0 | 0 | 0 | 0 | 0 | 0 | 0 | 0 | 0 | 0 | 0 | 0 | 0 | 0
Industrial_Stone, Clay, and Glass_Existing_Process_Natural Gas_Other Process_E5_Baseline Forecast | Industrial | Stone, Clay, and Glass | Existing | Process | Natural Gas | Other Process | E5 |  | Baseline Forecast | 0 | 0 | 0 | 0 | 0 | 0 | 0 | 0 | 0 | 0 | 0 | 0 | 0 | 0 | 0 | 0 | 0 | 0 | 0 | 0 | 0 | 0 | 0
Industrial_Stone, Clay, and Glass_Existing_Process_Natural Gas_Other Process_E6_Baseline Forecast | Industrial | Stone, Clay, and Glass | Existing | Process | Natural Gas | Other Process | E6 |  | Baseline Forecast | 0 | 0 | 0 | 0 | 0 | 0 | 0 | 0 | 0 | 0 | 0 | 0 | 0 | 0 | 0 | 0 | 0 | 0 | 0 | 0 | 0 | 0 | 0
Industrial_Stone, Clay, and Glass_Existing_Process_Natural Gas_Other Process_E7_Baseline Forecast | Industrial | Stone, Clay, and Glass | Existing | Process | Natural Gas | Other Process | E7 |  | Baseline Forecast | 0 | 0 | 0 | 0 | 0 | 0 | 0 | 0 | 0 | 0 | 0 | 0 | 0 | 0 | 0 | 0 | 0 | 0 | 0 | 0 | 0 | 0 | 0
Industrial_Stone, Clay, and Glass_Existing_Process_Natural Gas_Other Process_E8_Baseline Forecast | Industrial | Stone, Clay, and Glass | Existing | Process | Natural Gas | Other Process | E8 |  | Baseline Forecast | 0 | 0 | 0 | 0 | 0 | 0 | 0 | 0 | 0 | 0 | 0 | 0 | 0 | 0 | 0 | 0 | 0 | 0 | 0 | 0 | 0 | 0 | 0
Industrial_Stone, Clay, and Glass_Existing_Process_Natural Gas_Other Process_E9_Baseline Forecast | Industrial | Stone, Clay, and Glass | Existing | Process | Natural Gas | Other Process | E9 |  | Baseline Forecast | 0 | 0 | 0 | 0 | 0 | 0 | 0 | 0 | 0 | 0 | 0 | 0 | 0 | 0 | 0 | 0 | 0 | 0 | 0 | 0 | 0 | 0 | 0
Industrial_Stone, Clay, and Glass_Existing_Process_Natural Gas_Other Process_E10_Baseline Forecast | Industrial | Stone, Clay, and Glass | Existing | Process | Natural Gas | Other Process | E10 |  | Baseline Forecast | 0 | 0 | 0 | 0 | 0 | 0 | 0 | 0 | 0 | 0 | 0 | 0 | 0 | 0 | 0 | 0 | 0 | 0 | 0 | 0 | 0 | 0 | 0
Industrial_Stone, Clay, and Glass_Existing_Miscellaneous_Natural Gas_Miscellaneous_E1_Baseline Forecast | Industrial | Stone, Clay, and Glass | Existing | Miscellaneous | Natural Gas | Miscellaneous | E1 | Standard | Baseline Forecast | 0 | 29.7319 | 34.7849 | 38.8734 | 36.7771 | 35.6963 | 35.3404 | 34.7562 | 34.1177 | 33.5315 | 32.9585 | 39.669 | 39.3251 | 38.743 | 37.6655 | 36.951 | 36.4431 | 35.8117 | 35.1673 | 34.5656 | 33.974 | 35.1692 | 0
Industrial_Stone, Clay, and Glass_Existing_Miscellaneous_Natural Gas_Miscellaneous_E2_Baseline Forecast | Industrial | Stone, Clay, and Glass | Existing | Miscellaneous | Natural Gas | Miscellaneous | E2 |  | Baseline Forecast | 0 | 0 | 0 | 0 | 0 | 0 | 0 | 0 | 0 | 0 | 0 | 0 | 0 | 0 | 0 | 0 | 0 | 0 | 0 | 0 | 0 | 0 | 0
Industrial_Stone, Clay, and Glass_Existing_Miscellaneous_Natural Gas_Miscellaneous_E3_Baseline Forecast | Industrial | Stone, Clay, and Glass | Existing | Miscellaneous | Natural Gas | Miscellaneous | E3 |  | Baseline Forecast | 0 | 0 | 0 | 0 | 0 | 0 | 0 | 0 | 0 | 0 | 0 | 0 | 0 | 0 | 0 | 0 | 0 | 0 | 0 | 0 | 0 | 0 | 0
Industrial_Stone, Clay, and Glass_Existing_Miscellaneous_Natural Gas_Miscellaneous_E4_Baseline Forecast | Industrial | Stone, Clay, and Glass | Existing | Miscellaneous | Natural Gas | Miscellaneous | E4 |  | Baseline Forecast | 0 | 0 | 0 | 0 | 0 | 0 | 0 | 0 | 0 | 0 | 0 | 0 | 0 | 0 | 0 | 0 | 0 | 0 | 0 | 0 | 0 | 0 | 0
Industrial_Stone, Clay, and Glass_Existing_Miscellaneous_Natural Gas_Miscellaneous_E5_Baseline Forecast | Industrial | Stone, Clay, and Glass | Existing | Miscellaneous | Natural Gas | Miscellaneous | E5 |  | Baseline Forecast | 0 | 0 | 0 | 0 | 0 | 0 | 0 | 0 | 0 | 0 | 0 | 0 | 0 | 0 | 0 | 0 | 0 | 0 | 0 | 0 | 0 | 0 | 0
Industrial_Stone, Clay, and Glass_Existing_Miscellaneous_Natural Gas_Miscellaneous_E6_Baseline Forecast | Industrial | Stone, Clay, and Glass | Existing | Miscellaneous | Natural Gas | Miscellaneous | E6 |  | Baseline Forecast | 0 | 0 | 0 | 0 | 0 | 0 | 0 | 0 | 0 | 0 | 0 | 0 | 0 | 0 | 0 | 0 | 0 | 0 | 0 | 0 | 0 | 0 | 0
Industrial_Stone, Clay, and Glass_Existing_Miscellaneous_Natural Gas_Miscellaneous_E7_Baseline Forecast | Industrial | Stone, Clay, and Glass | Existing | Miscellaneous | Natural Gas | Miscellaneous | E7 |  | Baseline Forecast | 0 | 0 | 0 | 0 | 0 | 0 | 0 | 0 | 0 | 0 | 0 | 0 | 0 | 0 | 0 | 0 | 0 | 0 | 0 | 0 | 0 | 0 | 0
Industrial_Stone, Clay, and Glass_Existing_Miscellaneous_Natural Gas_Miscellaneous_E8_Baseline Forecast | Industrial | Stone, Clay, and Glass | Existing | Miscellaneous | Natural Gas | Miscellaneous | E8 |  | Baseline Forecast | 0 | 0 | 0 | 0 | 0 | 0 | 0 | 0 | 0 | 0 | 0 | 0 | 0 | 0 | 0 | 0 | 0 | 0 | 0 | 0 | 0 | 0 | 0
Industrial_Stone, Clay, and Glass_Existing_Miscellaneous_Natural Gas_Miscellaneous_E9_Baseline Forecast | Industrial | Stone, Clay, and Glass | Existing | Miscellaneous | Natural Gas | Miscellaneous | E9 |  | Baseline Forecast | 0 | 0 | 0 | 0 | 0 | 0 | 0 | 0 | 0 | 0 | 0 | 0 | 0 | 0 | 0 | 0 | 0 | 0 | 0 | 0 | 0 | 0 | 0
Industrial_Stone, Clay, and Glass_Existing_Miscellaneous_Natural Gas_Miscellaneous_E10_Baseline Forecast | Industrial | Stone, Clay, and Glass | Existing | Miscellaneous | Natural Gas | Miscellaneous | E10 |  | Baseline Forecast | 0 | 0 | 0 | 0 | 0 | 0 | 0 | 0 | 0 | 0 | 0 | 0 | 0 | 0 | 0 | 0 | 0 | 0 | 0 | 0 | 0 | 0 | 0
Industrial_Stone, Clay, and Glass_New_Space Heating_Natural Gas_Furnace_E1_Baseline Forecast | Industrial | Stone, Clay, and Glass | New | Space Heating | Natural Gas | Furnace | E1 | AFUE 80% (Standard) | Baseline Forecast | 0 | 5.2997 | 0.12689 | 4.0438 | 4.0339 | 4.5213 | 2.7229 | 3.161 | 3.1211 | 3.5108 | 2.6148 | 3.0074 | 2.9675 | 3.4424 | 2.3364 | 2.8395 | 2.8374 | 3.3031 | 2.1818 | 3.0961 | 3.0013 | 3.275 | 0
Industrial_Stone, Clay, and Glass_New_Space Heating_Natural Gas_Furnace_E2_Baseline Forecast | Industrial | Stone, Clay, and Glass | New | Space Heating | Natural Gas | Furnace | E2 | AFUE 90% | Baseline Forecast | 0 | 0 | 0 | 0 | 0 | 0 | 0 | 0 | 0 | 0 | 0 | 0 | 0 | 0 | 0 | 0 | 0 | 0 | 0 | 0 | 0 | 0 | 0
Industrial_Stone, Clay, and Glass_New_Space Heating_Natural Gas_Furnace_E3_Baseline Forecast | Industrial | Stone, Clay, and Glass | New | Space Heating | Natural Gas | Furnace | E3 | AFUE 96% | Baseline Forecast | 0 | 0 | 0 | 0 | 0 | 0 | 0 | 0 | 0 | 0 | 0 | 0 | 0 | 0 | 0 | 0 | 0 | 0 | 0 | 0 | 0 | 0 | 0
Industrial_Stone, Clay, and Glass_New_Space Heating_Natural Gas_Furnace_E4_Baseline Forecast | Industrial | Stone, Clay, and Glass | New | Space Heating | Natural Gas | Furnace | E4 |  | Baseline Forecast | 0 | 0 | 0 | 0 | 0 | 0 | 0 | 0 | 0 | 0 | 0 | 0 | 0 | 0 | 0 | 0 | 0 | 0 | 0 | 0 | 0 | 0 | 0
Industrial_Stone, Clay, and Glass_New_Space Heating_Natural Gas_Furnace_E5_Baseline Forecast | Industrial | Stone, Clay, and Glass | New | Space Heating | Natural Gas | Furnace | E5 |  | Baseline Forecast | 0 | 0 | 0 | 0 | 0 | 0 | 0 | 0 | 0 | 0 | 0 | 0 | 0 | 0 | 0 | 0 | 0 | 0 | 0 | 0 | 0 | 0 | 0
Industrial_Stone, Clay, and Glass_New_Space Heating_Natural Gas_Furnace_E6_Baseline Forecast | Industrial | Stone, Clay, and Glass | New | Space Heating | Natural Gas | Furnace | E6 |  | Baseline Forecast | 0 | 0 | 0 | 0 | 0 | 0 | 0 | 0 | 0 | 0 | 0 | 0 | 0 | 0 | 0 | 0 | 0 | 0 | 0 | 0 | 0 | 0 | 0
Industrial_Stone, Clay, and Glass_New_Space Heating_Natural Gas_Furnace_E7_Baseline Forecast | Industrial | Stone, Clay, and Glass | New | Space Heating | Natural Gas | Furnace | E7 |  | Baseline Forecast | 0 | 0 | 0 | 0 | 0 | 0 | 0 | 0 | 0 | 0 | 0 | 0 | 0 | 0 | 0 | 0 | 0 | 0 | 0 | 0 | 0 | 0 | 0
Industrial_Stone, Clay, and Glass_New_Space Heating_Natural Gas_Furnace_E8_Baseline Forecast | Industrial | Stone, Clay, and Glass | New | Space Heating | Natural Gas | Furnace | E8 |  | Baseline Forecast | 0 | 0 | 0 | 0 | 0 | 0 | 0 | 0 | 0 | 0 | 0 | 0 | 0 | 0 | 0 | 0 | 0 | 0 | 0 | 0 | 0 | 0 | 0
Industrial_Stone, Clay, and Glass_New_Space Heating_Natural Gas_Furnace_E9_Baseline Forecast | Industrial | Stone, Clay, and Glass | New | Space Heating | Natural Gas | Furnace | E9 |  | Baseline Forecast | 0 | 0 | 0 | 0 | 0 | 0 | 0 | 0 | 0 | 0 | 0 | 0 | 0 | 0 | 0 | 0 | 0 | 0 | 0 | 0 | 0 | 0 | 0
Industrial_Stone, Clay, and Glass_New_Space Heating_Natural Gas_Furnace_E10_Baseline Forecast | Industrial | Stone, Clay, and Glass | New | Space Heating | Natural Gas | Furnace | E10 |  | Baseline Forecast | 0 | 0 | 0 | 0 | 0 | 0 | 0 | 0 | 0 | 0 | 0 | 0 | 0 | 0 | 0 | 0 | 0 | 0 | 0 | 0 | 0 | 0 | 0
Industrial_Stone, Clay, and Glass_New_Space Heating_Natural Gas_Boiler_E1_Baseline Forecast | Industrial | Stone, Clay, and Glass | New | Space Heating | Natural Gas | Boiler | E1 | AFUE 80% (Standard) | Baseline Forecast | 0 | 1.661 | 0.03977 | 1.2674 | 1.2643 | 1.4171 | 0.85342 | 0.99071 | 0.97822 | 1.1003 | 0.81953 | 0.94258 | 0.93007 | 1.0789 | 0.73226 | 0.88996 | 0.88929 | 1.0353 | 0.68381 | 0.84262 | 0.81967 | 0.81725 | 0
Industrial_Stone, Clay, and Glass_New_Space Heating_Natural Gas_Boiler_E2_Baseline Forecast | Industrial | Stone, Clay, and Glass | New | Space Heating | Natural Gas | Boiler | E2 | AFUE 85% | Baseline Forecast | 0 | 0 | 0 | 0 | 0 | 0 | 0 | 0 | 0 | 0 | 0 | 0 | 0 | 0 | 0 | 0 | 0 | 0 | 0 | 0 | 0 | 0 | 0
Industrial_Stone, Clay, and Glass_New_Space Heating_Natural Gas_Boiler_E3_Baseline Forecast | Industrial | Stone, Clay, and Glass | New | Space Heating | Natural Gas | Boiler | E3 | AFUE 97% | Baseline Forecast | 0 | 0 | 0 | 0 | 0 | 0 | 0 | 0 | 0 | 0 | 0 | 0 | 0 | 0 | 0 | 0 | 0 | 0 | 0 | 0 | 0 | 0 | 0
Industrial_Stone, Clay, and Glass_New_Space Heating_Natural Gas_Boiler_E4_Baseline Forecast | Industrial | Stone, Clay, and Glass | New | Space Heating | Natural Gas | Boiler | E4 | Convert to NG Air Source Heat Pump | Baseline Forecast | 0 | 0 | 0 | 0 | 0 | 0 | 0 | 0 | 0 | 0 | 0 | 0 | 0 | 0 | 0 | 0 | 0 | 0 | 0 | 0 | 0 | 0 | 0
Industrial_Stone, Clay, and Glass_New_Space Heating_Natural Gas_Boiler_E5_Baseline Forecast | Industrial | Stone, Clay, and Glass | New | Space Heating | Natural Gas | Boiler | E5 |  | Baseline Forecast | 0 | 0 | 0 | 0 | 0 | 0 | 0 | 0 | 0 | 0 | 0 | 0 | 0 | 0 | 0 | 0 | 0 | 0 | 0 | 0 | 0 | 0 | 0
Industrial_Stone, Clay, and Glass_New_Space Heating_Natural Gas_Boiler_E6_Baseline Forecast | Industrial | Stone, Clay, and Glass | New | Space Heating | Natural Gas | Boiler | E6 |  | Baseline Forecast | 0 | 0 | 0 | 0 | 0 | 0 | 0 | 0 | 0 | 0 | 0 | 0 | 0 | 0 | 0 | 0 | 0 | 0 | 0 | 0 | 0 | 0 | 0
Industrial_Stone, Clay, and Glass_New_Space Heating_Natural Gas_Boiler_E7_Baseline Forecast | Industrial | Stone, Clay, and Glass | New | Space Heating | Natural Gas | Boiler | E7 |  | Baseline Forecast | 0 | 0 | 0 | 0 | 0 | 0 | 0 | 0 | 0 | 0 | 0 | 0 | 0 | 0 | 0 | 0 | 0 | 0 | 0 | 0 | 0 | 0 | 0
Industrial_Stone, Clay, and Glass_New_Space Heating_Natural Gas_Boiler_E8_Baseline Forecast | Industrial | Stone, Clay, and Glass | New | Space Heating | Natural Gas | Boiler | E8 |  | Baseline Forecast | 0 | 0 | 0 | 0 | 0 | 0 | 0 | 0 | 0 | 0 | 0 | 0 | 0 | 0 | 0 | 0 | 0 | 0 | 0 | 0 | 0 | 0 | 0
Industrial_Stone, Clay, and Glass_New_Space Heating_Natural Gas_Boiler_E9_Baseline Forecast | Industrial | Stone, Clay, and Glass | New | Space Heating | Natural Gas | Boiler | E9 |  | Baseline Forecast | 0 | 0 | 0 | 0 | 0 | 0 | 0 | 0 | 0 | 0 | 0 | 0 | 0 | 0 | 0 | 0 | 0 | 0 | 0 | 0 | 0 | 0 | 0
Industrial_Stone, Clay, and Glass_New_Space Heating_Natural Gas_Boiler_E10_Baseline Forecast | Industrial | Stone, Clay, and Glass | New | Space Heating | Natural Gas | Boiler | E10 |  | Baseline Forecast | 0 | 0 | 0 | 0 | 0 | 0 | 0 | 0 | 0 | 0 | 0 | 0 | 0 | 0 | 0 | 0 | 0 | 0 | 0 | 0 | 0 | 0 | 0
Industrial_Stone, Clay, and Glass_New_Space Heating_Natural Gas_Unit Heater_E1_Baseline Forecast | Industrial | Stone, Clay, and Glass | New | Space Heating | Natural Gas | Unit Heater | E1 | Standard | Baseline Forecast | 0 | 4.6416 | 0.11114 | 3.5417 | 3.533 | 3.9599 | 2.3848 | 2.7685 | 2.7336 | 3.0749 | 2.2901 | 2.634 | 3.5274 | 3.7799 | 3.3665 | 4.2498 | 4.6873 | 6.3485 | 4.0414 | 5.5051 | 5.4236 | 5.3601 | 0
Industrial_Stone, Clay, and Glass_New_Space Heating_Natural Gas_Unit Heater_E2_Baseline Forecast | Industrial | Stone, Clay, and Glass | New | Space Heating | Natural Gas | Unit Heater | E2 | Condensing | Baseline Forecast | 0 | 0 | 0 | 0 | 0 | 0 | 0 | 0 | 0 | 0 | 0 | 0 | 0 | 0 | 0 | 0 | 0 | 0 | 0 | 0 | 0 | 0 | 0
Industrial_Stone, Clay, and Glass_New_Space Heating_Natural Gas_Unit Heater_E3_Baseline Forecast | Industrial | Stone, Clay, and Glass | New | Space Heating | Natural Gas | Unit Heater | E3 | Infrared Radiant | Baseline Forecast | 0 | 0 | 0 | 0 | 0 | 0 | 0 | 0 | 0 | 0 | 0 | 0 | 0 | 0 | 0 | 0 | 0 | 0 | 0 | 0 | 0 | 0 | 0
Industrial_Stone, Clay, and Glass_New_Space Heating_Natural Gas_Unit Heater_E4_Baseline Forecast | Industrial | Stone, Clay, and Glass | New | Space Heating | Natural Gas | Unit Heater | E4 |  | Baseline Forecast | 0 | 0 | 0 | 0 | 0 | 0 | 0 | 0 | 0 | 0 | 0 | 0 | 0 | 0 | 0 | 0 | 0 | 0 | 0 | 0 | 0 | 0 | 0
Industrial_Stone, Clay, and Glass_New_Space Heating_Natural Gas_Unit Heater_E5_Baseline Forecast | Industrial | Stone, Clay, and Glass | New | Space Heating | Natural Gas | Unit Heater | E5 |  | Baseline Forecast | 0 | 0 | 0 | 0 | 0 | 0 | 0 | 0 | 0 | 0 | 0 | 0 | 0 | 0 | 0 | 0 | 0 | 0 | 0 | 0 | 0 | 0 | 0
Industrial_Stone, Clay, and Glass_New_Space Heating_Natural Gas_Unit Heater_E6_Baseline Forecast | Industrial | Stone, Clay, and Glass | New | Space Heating | Natural Gas | Unit Heater | E6 |  | Baseline Forecast | 0 | 0 | 0 | 0 | 0 | 0 | 0 | 0 | 0 | 0 | 0 | 0 | 0 | 0 | 0 | 0 | 0 | 0 | 0 | 0 | 0 | 0 | 0
Industrial_Stone, Clay, and Glass_New_Space Heating_Natural Gas_Unit Heater_E7_Baseline Forecast | Industrial | Stone, Clay, and Glass | New | Space Heating | Natural Gas | Unit Heater | E7 |  | Baseline Forecast | 0 | 0 | 0 | 0 | 0 | 0 | 0 | 0 | 0 | 0 | 0 | 0 | 0 | 0 | 0 | 0 | 0 | 0 | 0 | 0 | 0 | 0 | 0
Industrial_Stone, Clay, and Glass_New_Space Heating_Natural Gas_Unit Heater_E8_Baseline Forecast | Industrial | Stone, Clay, and Glass | New | Space Heating | Natural Gas | Unit Heater | E8 |  | Baseline Forecast | 0 | 0 | 0 | 0 | 0 | 0 | 0 | 0 | 0 | 0 | 0 | 0 | 0 | 0 | 0 | 0 | 0 | 0 | 0 | 0 | 0 | 0 | 0
Industrial_Stone, Clay, and Glass_New_Space Heating_Natural Gas_Unit Heater_E9_Baseline Forecast | Industrial | Stone, Clay, and Glass | New | Space Heating | Natural Gas | Unit Heater | E9 |  | Baseline Forecast | 0 | 0 | 0 | 0 | 0 | 0 | 0 | 0 | 0 | 0 | 0 | 0 | 0 | 0 | 0 | 0 | 0 | 0 | 0 | 0 | 0 | 0 | 0
Industrial_Stone, Clay, and Glass_New_Space Heating_Natural Gas_Unit Heater_E10_Baseline Forecast | Industrial | Stone, Clay, and Glass | New | Space Heating | Natural Gas | Unit Heater | E10 |  | Baseline Forecast | 0 | 0 | 0 | 0 | 0 | 0 | 0 | 0 | 0 | 0 | 0 | 0 | 0 | 0 | 0 | 0 | 0 | 0 | 0 | 0 | 0 | 0 | 0
Industrial_Stone, Clay, and Glass_New_Process_Natural Gas_Process Boiler_E1_Baseline Forecast | Industrial | Stone, Clay, and Glass | New | Process | Natural Gas | Process Boiler | E1 | Standard | Baseline Forecast | 0 | 18.4158 | 0.44093 | 14.0518 | 14.0173 | 15.7112 | 9.4619 | 10.984 | 10.8456 | 12.1996 | 9.0862 | 10.4504 | 10.3118 | 11.962 | 8.1186 | 9.8671 | 9.8596 | 11.4779 | 7.5815 | 9.3422 | 9.0878 | 9.0609 | 0
Industrial_Stone, Clay, and Glass_New_Process_Natural Gas_Process Boiler_E2_Baseline Forecast | Industrial | Stone, Clay, and Glass | New | Process | Natural Gas | Process Boiler | E2 |  | Baseline Forecast | 0 | 0 | 0 | 0 | 0 | 0 | 0 | 0 | 0 | 0 | 0 | 0 | 0 | 0 | 0 | 0 | 0 | 0 | 0 | 0 | 0 | 0 | 0
Industrial_Stone, Clay, and Glass_New_Process_Natural Gas_Process Boiler_E3_Baseline Forecast | Industrial | Stone, Clay, and Glass | New | Process | Natural Gas | Process Boiler | E3 |  | Baseline Forecast | 0 | 0 | 0 | 0 | 0 | 0 | 0 | 0 | 0 | 0 | 0 | 0 | 0 | 0 | 0 | 0 | 0 | 0 | 0 | 0 | 0 | 0 | 0
Industrial_Stone, Clay, and Glass_New_Process_Natural Gas_Process Boiler_E4_Baseline Forecast | Industrial | Stone, Clay, and Glass | New | Process | Natural Gas | Process Boiler | E4 |  | Baseline Forecast | 0 | 0 | 0 | 0 | 0 | 0 | 0 | 0 | 0 | 0 | 0 | 0 | 0 | 0 | 0 | 0 | 0 | 0 | 0 | 0 | 0 | 0 | 0
Industrial_Stone, Clay, and Glass_New_Process_Natural Gas_Process Boiler_E5_Baseline Forecast | Industrial | Stone, Clay, and Glass | New | Process | Natural Gas | Process Boiler | E5 |  | Baseline Forecast | 0 | 0 | 0 | 0 | 0 | 0 | 0 | 0 | 0 | 0 | 0 | 0 | 0 | 0 | 0 | 0 | 0 | 0 | 0 | 0 | 0 | 0 | 0
Industrial_Stone, Clay, and Glass_New_Process_Natural Gas_Process Boiler_E6_Baseline Forecast | Industrial | Stone, Clay, and Glass | New | Process | Natural Gas | Process Boiler | E6 |  | Baseline Forecast | 0 | 0 | 0 | 0 | 0 | 0 | 0 | 0 | 0 | 0 | 0 | 0 | 0 | 0 | 0 | 0 | 0 | 0 | 0 | 0 | 0 | 0 | 0
Industrial_Stone, Clay, and Glass_New_Process_Natural Gas_Process Boiler_E7_Baseline Forecast | Industrial | Stone, Clay, and Glass | New | Process | Natural Gas | Process Boiler | E7 |  | Baseline Forecast | 0 | 0 | 0 | 0 | 0 | 0 | 0 | 0 | 0 | 0 | 0 | 0 | 0 | 0 | 0 | 0 | 0 | 0 | 0 | 0 | 0 | 0 | 0
Industrial_Stone, Clay, and Glass_New_Process_Natural Gas_Process Boiler_E8_Baseline Forecast | Industrial | Stone, Clay, and Glass | New | Process | Natural Gas | Process Boiler | E8 |  | Baseline Forecast | 0 | 0 | 0 | 0 | 0 | 0 | 0 | 0 | 0 | 0 | 0 | 0 | 0 | 0 | 0 | 0 | 0 | 0 | 0 | 0 | 0 | 0 | 0
Industrial_Stone, Clay, and Glass_New_Process_Natural Gas_Process Boiler_E9_Baseline Forecast | Industrial | Stone, Clay, and Glass | New | Process | Natural Gas | Process Boiler | E9 |  | Baseline Forecast | 0 | 0 | 0 | 0 | 0 | 0 | 0 | 0 | 0 | 0 | 0 | 0 | 0 | 0 | 0 | 0 | 0 | 0 | 0 | 0 | 0 | 0 | 0
Industrial_Stone, Clay, and Glass_New_Process_Natural Gas_Process Boiler_E10_Baseline Forecast | Industrial | Stone, Clay, and Glass | New | Process | Natural Gas | Process Boiler | E10 |  | Baseline Forecast | 0 | 0 | 0 | 0 | 0 | 0 | 0 | 0 | 0 | 0 | 0 | 0 | 0 | 0 | 0 | 0 | 0 | 0 | 0 | 0 | 0 | 0 | 0
Industrial_Stone, Clay, and Glass_New_Process_Natural Gas_Process Heating_E1_Baseline Forecast | Industrial | Stone, Clay, and Glass | New | Process | Natural Gas | Process Heating | E1 | Standard | Baseline Forecast | 0 | 18.4158 | 0.44093 | 14.0518 | 16.6481 | 18.0292 | 13.4562 | 16.786 | 18.3943 | 20.5922 | 18.6779 | 26.6651 | 21.9148 | 28.5413 | 26.8953 | 29.4944 | 29.428 | 33.0631 | 30.7652 | 34.0583 | 34.4385 | 37.5123 | 0
Industrial_Stone, Clay, and Glass_New_Process_Natural Gas_Process Heating_E2_Baseline Forecast | Industrial | Stone, Clay, and Glass | New | Process | Natural Gas | Process Heating | E2 |  | Baseline Forecast | 0 | 0 | 0 | 0 | 0 | 0 | 0 | 0 | 0 | 0 | 0 | 0 | 0 | 0 | 0 | 0 | 0 | 0 | 0 | 0 | 0 | 0 | 0
Industrial_Stone, Clay, and Glass_New_Process_Natural Gas_Process Heating_E3_Baseline Forecast | Industrial | Stone, Clay, and Glass | New | Process | Natural Gas | Process Heating | E3 |  | Baseline Forecast | 0 | 0 | 0 | 0 | 0 | 0 | 0 | 0 | 0 | 0 | 0 | 0 | 0 | 0 | 0 | 0 | 0 | 0 | 0 | 0 | 0 | 0 | 0
Industrial_Stone, Clay, and Glass_New_Process_Natural Gas_Process Heating_E4_Baseline Forecast | Industrial | Stone, Clay, and Glass | New | Process | Natural Gas | Process Heating | E4 |  | Baseline Forecast | 0 | 0 | 0 | 0 | 0 | 0 | 0 | 0 | 0 | 0 | 0 | 0 | 0 | 0 | 0 | 0 | 0 | 0 | 0 | 0 | 0 | 0 | 0
Industrial_Stone, Clay, and Glass_New_Process_Natural Gas_Process Heating_E5_Baseline Forecast | Industrial | Stone, Clay, and Glass | New | Process | Natural Gas | Process Heating | E5 |  | Baseline Forecast | 0 | 0 | 0 | 0 | 0 | 0 | 0 | 0 | 0 | 0 | 0 | 0 | 0 | 0 | 0 | 0 | 0 | 0 | 0 | 0 | 0 | 0 | 0
Industrial_Stone, Clay, and Glass_New_Process_Natural Gas_Process Heating_E6_Baseline Forecast | Industrial | Stone, Clay, and Glass | New | Process | Natural Gas | Process Heating | E6 |  | Baseline Forecast | 0 | 0 | 0 | 0 | 0 | 0 | 0 | 0 | 0 | 0 | 0 | 0 | 0 | 0 | 0 | 0 | 0 | 0 | 0 | 0 | 0 | 0 | 0
Industrial_Stone, Clay, and Glass_New_Process_Natural Gas_Process Heating_E7_Baseline Forecast | Industrial | Stone, Clay, and Glass | New | Process | Natural Gas | Process Heating | E7 |  | Baseline Forecast | 0 | 0 | 0 | 0 | 0 | 0 | 0 | 0 | 0 | 0 | 0 | 0 | 0 | 0 | 0 | 0 | 0 | 0 | 0 | 0 | 0 | 0 | 0
Industrial_Stone, Clay, and Glass_New_Process_Natural Gas_Process Heating_E8_Baseline Forecast | Industrial | Stone, Clay, and Glass | New | Process | Natural Gas | Process Heating | E8 |  | Baseline Forecast | 0 | 0 | 0 | 0 | 0 | 0 | 0 | 0 | 0 | 0 | 0 | 0 | 0 | 0 | 0 | 0 | 0 | 0 | 0 | 0 | 0 | 0 | 0
Industrial_Stone, Clay, and Glass_New_Process_Natural Gas_Process Heating_E9_Baseline Forecast | Industrial | Stone, Clay, and Glass | New | Process | Natural Gas | Process Heating | E9 |  | Baseline Forecast | 0 | 0 | 0 | 0 | 0 | 0 | 0 | 0 | 0 | 0 | 0 | 0 | 0 | 0 | 0 | 0 | 0 | 0 | 0 | 0 | 0 | 0 | 0
Industrial_Stone, Clay, and Glass_New_Process_Natural Gas_Process Heating_E10_Baseline Forecast | Industrial | Stone, Clay, and Glass | New | Process | Natural Gas | Process Heating | E10 |  | Baseline Forecast | 0 | 0 | 0 | 0 | 0 | 0 | 0 | 0 | 0 | 0 | 0 | 0 | 0 | 0 | 0 | 0 | 0 | 0 | 0 | 0 | 0 | 0 | 0
Industrial_Stone, Clay, and Glass_New_Process_Natural Gas_Process Cooling_E1_Baseline Forecast | Industrial | Stone, Clay, and Glass | New | Process | Natural Gas | Process Cooling | E1 | Standard | Baseline Forecast | 0 | 18.4158 | 0.44093 | 14.0518 | 16.6481 | 18.0292 | 13.4562 | 16.786 | 18.3943 | 20.5922 | 18.6779 | 26.6651 | 21.9148 | 28.5413 | 26.8953 | 29.4944 | 29.428 | 33.0631 | 30.7652 | 34.0583 | 34.4385 | 37.5123 | 0
Industrial_Stone, Clay, and Glass_New_Process_Natural Gas_Process Cooling_E2_Baseline Forecast | Industrial | Stone, Clay, and Glass | New | Process | Natural Gas | Process Cooling | E2 |  | Baseline Forecast | 0 | 0 | 0 | 0 | 0 | 0 | 0 | 0 | 0 | 0 | 0 | 0 | 0 | 0 | 0 | 0 | 0 | 0 | 0 | 0 | 0 | 0 | 0
Industrial_Stone, Clay, and Glass_New_Process_Natural Gas_Process Cooling_E3_Baseline Forecast | Industrial | Stone, Clay, and Glass | New | Process | Natural Gas | Process Cooling | E3 |  | Baseline Forecast | 0 | 0 | 0 | 0 | 0 | 0 | 0 | 0 | 0 | 0 | 0 | 0 | 0 | 0 | 0 | 0 | 0 | 0 | 0 | 0 | 0 | 0 | 0
Industrial_Stone, Clay, and Glass_New_Process_Natural Gas_Process Cooling_E4_Baseline Forecast | Industrial | Stone, Clay, and Glass | New | Process | Natural Gas | Process Cooling | E4 |  | Baseline Forecast | 0 | 0 | 0 | 0 | 0 | 0 | 0 | 0 | 0 | 0 | 0 | 0 | 0 | 0 | 0 | 0 | 0 | 0 | 0 | 0 | 0 | 0 | 0
Industrial_Stone, Clay, and Glass_New_Process_Natural Gas_Process Cooling_E5_Baseline Forecast | Industrial | Stone, Clay, and Glass | New | Process | Natural Gas | Process Cooling | E5 |  | Baseline Forecast | 0 | 0 | 0 | 0 | 0 | 0 | 0 | 0 | 0 | 0 | 0 | 0 | 0 | 0 | 0 | 0 | 0 | 0 | 0 | 0 | 0 | 0 | 0
Industrial_Stone, Clay, and Glass_New_Process_Natural Gas_Process Cooling_E6_Baseline Forecast | Industrial | Stone, Clay, and Glass | New | Process | Natural Gas | Process Cooling | E6 |  | Baseline Forecast | 0 | 0 | 0 | 0 | 0 | 0 | 0 | 0 | 0 | 0 | 0 | 0 | 0 | 0 | 0 | 0 | 0 | 0 | 0 | 0 | 0 | 0 | 0
Industrial_Stone, Clay, and Glass_New_Process_Natural Gas_Process Cooling_E7_Baseline Forecast | Industrial | Stone, Clay, and Glass | New | Process | Natural Gas | Process Cooling | E7 |  | Baseline Forecast | 0 | 0 | 0 | 0 | 0 | 0 | 0 | 0 | 0 | 0 | 0 | 0 | 0 | 0 | 0 | 0 | 0 | 0 | 0 | 0 | 0 | 0 | 0
Industrial_Stone, Clay, and Glass_New_Process_Natural Gas_Process Cooling_E8_Baseline Forecast | Industrial | Stone, Clay, and Glass | New | Process | Natural Gas | Process Cooling | E8 |  | Baseline Forecast | 0 | 0 | 0 | 0 | 0 | 0 | 0 | 0 | 0 | 0 | 0 | 0 | 0 | 0 | 0 | 0 | 0 | 0 | 0 | 0 | 0 | 0 | 0
Industrial_Stone, Clay, and Glass_New_Process_Natural Gas_Process Cooling_E9_Baseline Forecast | Industrial | Stone, Clay, and Glass | New | Process | Natural Gas | Process Cooling | E9 |  | Baseline Forecast | 0 | 0 | 0 | 0 | 0 | 0 | 0 | 0 | 0 | 0 | 0 | 0 | 0 | 0 | 0 | 0 | 0 | 0 | 0 | 0 | 0 | 0 | 0
Industrial_Stone, Clay, and Glass_New_Process_Natural Gas_Process Cooling_E10_Baseline Forecast | Industrial | Stone, Clay, and Glass | New | Process | Natural Gas | Process Cooling | E10 |  | Baseline Forecast | 0 | 0 | 0 | 0 | 0 | 0 | 0 | 0 | 0 | 0 | 0 | 0 | 0 | 0 | 0 | 0 | 0 | 0 | 0 | 0 | 0 | 0 | 0
Industrial_Stone, Clay, and Glass_New_Process_Natural Gas_Other Process_E1_Baseline Forecast | Industrial | Stone, Clay, and Glass | New | Process | Natural Gas | Other Process | E1 | Standard | Baseline Forecast | 0 | 18.4158 | 0.44093 | 14.0518 | 16.6481 | 18.0292 | 13.4562 | 16.786 | 18.3943 | 20.5922 | 18.6779 | 26.6651 | 21.9148 | 28.5413 | 26.8953 | 29.4944 | 29.428 | 33.0631 | 30.7652 | 34.0583 | 34.4385 | 37.5123 | 0
Industrial_Stone, Clay, and Glass_New_Process_Natural Gas_Other Process_E2_Baseline Forecast | Industrial | Stone, Clay, and Glass | New | Process | Natural Gas | Other Process | E2 |  | Baseline Forecast | 0 | 0 | 0 | 0 | 0 | 0 | 0 | 0 | 0 | 0 | 0 | 0 | 0 | 0 | 0 | 0 | 0 | 0 | 0 | 0 | 0 | 0 | 0
Industrial_Stone, Clay, and Glass_New_Process_Natural Gas_Other Process_E3_Baseline Forecast | Industrial | Stone, Clay, and Glass | New | Process | Natural Gas | Other Process | E3 |  | Baseline Forecast | 0 | 0 | 0 | 0 | 0 | 0 | 0 | 0 | 0 | 0 | 0 | 0 | 0 | 0 | 0 | 0 | 0 | 0 | 0 | 0 | 0 | 0 | 0
Industrial_Stone, Clay, and Glass_New_Process_Natural Gas_Other Process_E4_Baseline Forecast | Industrial | Stone, Clay, and Glass | New | Process | Natural Gas | Other Process | E4 |  | Baseline Forecast | 0 | 0 | 0 | 0 | 0 | 0 | 0 | 0 | 0 | 0 | 0 | 0 | 0 | 0 | 0 | 0 | 0 | 0 | 0 | 0 | 0 | 0 | 0
Industrial_Stone, Clay, and Glass_New_Process_Natural Gas_Other Process_E5_Baseline Forecast | Industrial | Stone, Clay, and Glass | New | Process | Natural Gas | Other Process | E5 |  | Baseline Forecast | 0 | 0 | 0 | 0 | 0 | 0 | 0 | 0 | 0 | 0 | 0 | 0 | 0 | 0 | 0 | 0 | 0 | 0 | 0 | 0 | 0 | 0 | 0
Industrial_Stone, Clay, and Glass_New_Process_Natural Gas_Other Process_E6_Baseline Forecast | Industrial | Stone, Clay, and Glass | New | Process | Natural Gas | Other Process | E6 |  | Baseline Forecast | 0 | 0 | 0 | 0 | 0 | 0 | 0 | 0 | 0 | 0 | 0 | 0 | 0 | 0 | 0 | 0 | 0 | 0 | 0 | 0 | 0 | 0 | 0
Industrial_Stone, Clay, and Glass_New_Process_Natural Gas_Other Process_E7_Baseline Forecast | Industrial | Stone, Clay, and Glass | New | Process | Natural Gas | Other Process | E7 |  | Baseline Forecast | 0 | 0 | 0 | 0 | 0 | 0 | 0 | 0 | 0 | 0 | 0 | 0 | 0 | 0 | 0 | 0 | 0 | 0 | 0 | 0 | 0 | 0 | 0
Industrial_Stone, Clay, and Glass_New_Process_Natural Gas_Other Process_E8_Baseline Forecast | Industrial | Stone, Clay, and Glass | New | Process | Natural Gas | Other Process | E8 |  | Baseline Forecast | 0 | 0 | 0 | 0 | 0 | 0 | 0 | 0 | 0 | 0 | 0 | 0 | 0 | 0 | 0 | 0 | 0 | 0 | 0 | 0 | 0 | 0 | 0
Industrial_Stone, Clay, and Glass_New_Process_Natural Gas_Other Process_E9_Baseline Forecast | Industrial | Stone, Clay, and Glass | New | Process | Natural Gas | Other Process | E9 |  | Baseline Forecast | 0 | 0 | 0 | 0 | 0 | 0 | 0 | 0 | 0 | 0 | 0 | 0 | 0 | 0 | 0 | 0 | 0 | 0 | 0 | 0 | 0 | 0 | 0
Industrial_Stone, Clay, and Glass_New_Process_Natural Gas_Other Process_E10_Baseline Forecast | Industrial | Stone, Clay, and Glass | New | Process | Natural Gas | Other Process | E10 |  | Baseline Forecast | 0 | 0 | 0 | 0 | 0 | 0 | 0 | 0 | 0 | 0 | 0 | 0 | 0 | 0 | 0 | 0 | 0 | 0 | 0 | 0 | 0 | 0 | 0
Industrial_Stone, Clay, and Glass_New_Miscellaneous_Natural Gas_Miscellaneous_E1_Baseline Forecast | Industrial | Stone, Clay, and Glass | New | Miscellaneous | Natural Gas | Miscellaneous | E1 | Standard | Baseline Forecast | 0 | 18.4158 | 0.44093 | 14.0518 | 16.6481 | 18.0292 | 13.4562 | 16.786 | 18.3943 | 20.5922 | 18.6779 | 26.6651 | 21.9148 | 28.5413 | 26.8953 | 29.4944 | 29.428 | 33.0631 | 30.7652 | 34.0583 | 34.4385 | 37.5123 | 0
Industrial_Stone, Clay, and Glass_New_Miscellaneous_Natural Gas_Miscellaneous_E2_Baseline Forecast | Industrial | Stone, Clay, and Glass | New | Miscellaneous | Natural Gas | Miscellaneous | E2 |  | Baseline Forecast | 0 | 0 | 0 | 0 | 0 | 0 | 0 | 0 | 0 | 0 | 0 | 0 | 0 | 0 | 0 | 0 | 0 | 0 | 0 | 0 | 0 | 0 | 0
Industrial_Stone, Clay, and Glass_New_Miscellaneous_Natural Gas_Miscellaneous_E3_Baseline Forecast | Industrial | Stone, Clay, and Glass | New | Miscellaneous | Natural Gas | Miscellaneous | E3 |  | Baseline Forecast | 0 | 0 | 0 | 0 | 0 | 0 | 0 | 0 | 0 | 0 | 0 | 0 | 0 | 0 | 0 | 0 | 0 | 0 | 0 | 0 | 0 | 0 | 0
Industrial_Stone, Clay, and Glass_New_Miscellaneous_Natural Gas_Miscellaneous_E4_Baseline Forecast | Industrial | Stone, Clay, and Glass | New | Miscellaneous | Natural Gas | Miscellaneous | E4 |  | Baseline Forecast | 0 | 0 | 0 | 0 | 0 | 0 | 0 | 0 | 0 | 0 | 0 | 0 | 0 | 0 | 0 | 0 | 0 | 0 | 0 | 0 | 0 | 0 | 0
Industrial_Stone, Clay, and Glass_New_Miscellaneous_Natural Gas_Miscellaneous_E5_Baseline Forecast | Industrial | Stone, Clay, and Glass | New | Miscellaneous | Natural Gas | Miscellaneous | E5 |  | Baseline Forecast | 0 | 0 | 0 | 0 | 0 | 0 | 0 | 0 | 0 | 0 | 0 | 0 | 0 | 0 | 0 | 0 | 0 | 0 | 0 | 0 | 0 | 0 | 0
Industrial_Stone, Clay, and Glass_New_Miscellaneous_Natural Gas_Miscellaneous_E6_Baseline Forecast | Industrial | Stone, Clay, and Glass | New | Miscellaneous | Natural Gas | Miscellaneous | E6 |  | Baseline Forecast | 0 | 0 | 0 | 0 | 0 | 0 | 0 | 0 | 0 | 0 | 0 | 0 | 0 | 0 | 0 | 0 | 0 | 0 | 0 | 0 | 0 | 0 | 0
Industrial_Stone, Clay, and Glass_New_Miscellaneous_Natural Gas_Miscellaneous_E7_Baseline Forecast | Industrial | Stone, Clay, and Glass | New | Miscellaneous | Natural Gas | Miscellaneous | E7 |  | Baseline Forecast | 0 | 0 | 0 | 0 | 0 | 0 | 0 | 0 | 0 | 0 | 0 | 0 | 0 | 0 | 0 | 0 | 0 | 0 | 0 | 0 | 0 | 0 | 0
Industrial_Stone, Clay, and Glass_New_Miscellaneous_Natural Gas_Miscellaneous_E8_Baseline Forecast | Industrial | Stone, Clay, and Glass | New | Miscellaneous | Natural Gas | Miscellaneous | E8 |  | Baseline Forecast | 0 | 0 | 0 | 0 | 0 | 0 | 0 | 0 | 0 | 0 | 0 | 0 | 0 | 0 | 0 | 0 | 0 | 0 | 0 | 0 | 0 | 0 | 0
Industrial_Stone, Clay, and Glass_New_Miscellaneous_Natural Gas_Miscellaneous_E9_Baseline Forecast | Industrial | Stone, Clay, and Glass | New | Miscellaneous | Natural Gas | Miscellaneous | E9 |  | Baseline Forecast | 0 | 0 | 0 | 0 | 0 | 0 | 0 | 0 | 0 | 0 | 0 | 0 | 0 | 0 | 0 | 0 | 0 | 0 | 0 | 0 | 0 | 0 | 0
Industrial_Stone, Clay, and Glass_New_Miscellaneous_Natural Gas_Miscellaneous_E10_Baseline Forecast | Industrial | Stone, Clay, and Glass | New | Miscellaneous | Natural Gas | Miscellaneous | E10 |  | Baseline Forecast | 0 | 0 | 0 | 0 | 0 | 0 | 0 | 0 | 0 | 0 | 0 | 0 | 0 | 0 | 0 | 0 | 0 | 0 | 0 | 0 | 0 | 0 | 0
Industrial_Petroleum_Existing_Space Heating_Natural Gas_Furnace_E1_Baseline Forecast | Industrial | Petroleum | Existing | Space Heating | Natural Gas | Furnace | E1 | AFUE 80% (Standard) | Baseline Forecast | 0 | 0.0014102 | 0.0014776 | 0.001537 | 0.001589 | 0.0016341 | 0.0016731 | 0.0017063 | 0.0017343 | 0.0017576 | 0.0017764 | 0.0017912 | 0.0016568 | 0.0015324 | 0.0014174 | 0.0013111 | 0.0012127 | 0.0011216 | 0.0010375 | 0.0010389 | 0.0010427 | 0.0010481 | 0
Industrial_Petroleum_Existing_Space Heating_Natural Gas_Furnace_E2_Baseline Forecast | Industrial | Petroleum | Existing | Space Heating | Natural Gas | Furnace | E2 | AFUE 90% | Baseline Forecast | 0 | 0 | 0 | 0 | 0 | 0 | 0 | 0 | 0 | 0 | 0 | 0 | 0 | 0 | 0 | 0 | 0 | 0 | 0 | 0 | 0 | 0 | 0
Industrial_Petroleum_Existing_Space Heating_Natural Gas_Furnace_E3_Baseline Forecast | Industrial | Petroleum | Existing | Space Heating | Natural Gas | Furnace | E3 | AFUE 96% | Baseline Forecast | 0 | 0 | 0 | 0 | 0 | 0 | 0 | 0 | 0 | 0 | 0 | 0 | 0 | 0 | 0 | 0 | 0 | 0 | 0 | 0 | 0 | 0 | 0
Industrial_Petroleum_Existing_Space Heating_Natural Gas_Furnace_E4_Baseline Forecast | Industrial | Petroleum | Existing | Space Heating | Natural Gas | Furnace | E4 |  | Baseline Forecast | 0 | 0 | 0 | 0 | 0 | 0 | 0 | 0 | 0 | 0 | 0 | 0 | 0 | 0 | 0 | 0 | 0 | 0 | 0 | 0 | 0 | 0 | 0
Industrial_Petroleum_Existing_Space Heating_Natural Gas_Furnace_E5_Baseline Forecast | Industrial | Petroleum | Existing | Space Heating | Natural Gas | Furnace | E5 |  | Baseline Forecast | 0 | 0 | 0 | 0 | 0 | 0 | 0 | 0 | 0 | 0 | 0 | 0 | 0 | 0 | 0 | 0 | 0 | 0 | 0 | 0 | 0 | 0 | 0
Industrial_Petroleum_Existing_Space Heating_Natural Gas_Furnace_E6_Baseline Forecast | Industrial | Petroleum | Existing | Space Heating | Natural Gas | Furnace | E6 |  | Baseline Forecast | 0 | 0 | 0 | 0 | 0 | 0 | 0 | 0 | 0 | 0 | 0 | 0 | 0 | 0 | 0 | 0 | 0 | 0 | 0 | 0 | 0 | 0 | 0
Industrial_Petroleum_Existing_Space Heating_Natural Gas_Furnace_E7_Baseline Forecast | Industrial | Petroleum | Existing | Space Heating | Natural Gas | Furnace | E7 |  | Baseline Forecast | 0 | 0 | 0 | 0 | 0 | 0 | 0 | 0 | 0 | 0 | 0 | 0 | 0 | 0 | 0 | 0 | 0 | 0 | 0 | 0 | 0 | 0 | 0
Industrial_Petroleum_Existing_Space Heating_Natural Gas_Furnace_E8_Baseline Forecast | Industrial | Petroleum | Existing | Space Heating | Natural Gas | Furnace | E8 |  | Baseline Forecast | 0 | 0 | 0 | 0 | 0 | 0 | 0 | 0 | 0 | 0 | 0 | 0 | 0 | 0 | 0 | 0 | 0 | 0 | 0 | 0 | 0 | 0 | 0
Industrial_Petroleum_Existing_Space Heating_Natural Gas_Furnace_E9_Baseline Forecast | Industrial | Petroleum | Existing | Space Heating | Natural Gas | Furnace | E9 |  | Baseline Forecast | 0 | 0 | 0 | 0 | 0 | 0 | 0 | 0 | 0 | 0 | 0 | 0 | 0 | 0 | 0 | 0 | 0 | 0 | 0 | 0 | 0 | 0 | 0
Industrial_Petroleum_Existing_Space Heating_Natural Gas_Furnace_E10_Baseline Forecast | Industrial | Petroleum | Existing | Space Heating | Natural Gas | Furnace | E10 |  | Baseline Forecast | 0 | 0 | 0 | 0 | 0 | 0 | 0 | 0 | 0 | 0 | 0 | 0 | 0 | 0 | 0 | 0 | 0 | 0 | 0 | 0 | 0 | 0 | 0
Industrial_Petroleum_Existing_Space Heating_Natural Gas_Boiler_E1_Baseline Forecast | Industrial | Petroleum | Existing | Space Heating | Natural Gas | Boiler | E1 | AFUE 80% (Standard) | Baseline Forecast | 0 | 0.007213 | 0.0071531 | 0.0070873 | 0.0070165 | 0.0069415 | 0.0068629 | 0.0067813 | 0.0066971 | 0.0066109 | 0.0065231 | 0.006434 | 0.006344 | 0.0062532 | 0.0061621 | 0.0060707 | 0.0059794 | 0.0058882 | 0.0057972 | 0.0057068 | 0.0056169 | 0.0055276 | 0
Industrial_Petroleum_Existing_Space Heating_Natural Gas_Boiler_E2_Baseline Forecast | Industrial | Petroleum | Existing | Space Heating | Natural Gas | Boiler | E2 | AFUE 85% | Baseline Forecast | 0 | 0 | 0 | 0 | 0 | 0 | 0 | 0 | 0 | 0 | 0 | 0 | 0 | 0 | 0 | 0 | 0 | 0 | 0 | 0 | 0 | 0 | 0
Industrial_Petroleum_Existing_Space Heating_Natural Gas_Boiler_E3_Baseline Forecast | Industrial | Petroleum | Existing | Space Heating | Natural Gas | Boiler | E3 | AFUE 97% | Baseline Forecast | 0 | 0 | 0 | 0 | 0 | 0 | 0 | 0 | 0 | 0 | 0 | 0 | 0 | 0 | 0 | 0 | 0 | 0 | 0 | 0 | 0 | 0 | 0
Industrial_Petroleum_Existing_Space Heating_Natural Gas_Boiler_E4_Baseline Forecast | Industrial | Petroleum | Existing | Space Heating | Natural Gas | Boiler | E4 | Convert to NG Air Source Heat Pump | Baseline Forecast | 0 | 0 | 0 | 0 | 0 | 0 | 0 | 0 | 0 | 0 | 0 | 0 | 0 | 0 | 0 | 0 | 0 | 0 | 0 | 0 | 0 | 0 | 0
Industrial_Petroleum_Existing_Space Heating_Natural Gas_Boiler_E5_Baseline Forecast | Industrial | Petroleum | Existing | Space Heating | Natural Gas | Boiler | E5 |  | Baseline Forecast | 0 | 0 | 0 | 0 | 0 | 0 | 0 | 0 | 0 | 0 | 0 | 0 | 0 | 0 | 0 | 0 | 0 | 0 | 0 | 0 | 0 | 0 | 0
Industrial_Petroleum_Existing_Space Heating_Natural Gas_Boiler_E6_Baseline Forecast | Industrial | Petroleum | Existing | Space Heating | Natural Gas | Boiler | E6 |  | Baseline Forecast | 0 | 0 | 0 | 0 | 0 | 0 | 0 | 0 | 0 | 0 | 0 | 0 | 0 | 0 | 0 | 0 | 0 | 0 | 0 | 0 | 0 | 0 | 0
Industrial_Petroleum_Existing_Space Heating_Natural Gas_Boiler_E7_Baseline Forecast | Industrial | Petroleum | Existing | Space Heating | Natural Gas | Boiler | E7 |  | Baseline Forecast | 0 | 0 | 0 | 0 | 0 | 0 | 0 | 0 | 0 | 0 | 0 | 0 | 0 | 0 | 0 | 0 | 0 | 0 | 0 | 0 | 0 | 0 | 0
Industrial_Petroleum_Existing_Space Heating_Natural Gas_Boiler_E8_Baseline Forecast | Industrial | Petroleum | Existing | Space Heating | Natural Gas | Boiler | E8 |  | Baseline Forecast | 0 | 0 | 0 | 0 | 0 | 0 | 0 | 0 | 0 | 0 | 0 | 0 | 0 | 0 | 0 | 0 | 0 | 0 | 0 | 0 | 0 | 0 | 0
Industrial_Petroleum_Existing_Space Heating_Natural Gas_Boiler_E9_Baseline Forecast | Industrial | Petroleum | Existing | Space Heating | Natural Gas | Boiler | E9 |  | Baseline Forecast | 0 | 0 | 0 | 0 | 0 | 0 | 0 | 0 | 0 | 0 | 0 | 0 | 0 | 0 | 0 | 0 | 0 | 0 | 0 | 0 | 0 | 0 | 0
Industrial_Petroleum_Existing_Space Heating_Natural Gas_Boiler_E10_Baseline Forecast | Industrial | Petroleum | Existing | Space Heating | Natural Gas | Boiler | E10 |  | Baseline Forecast | 0 | 0 | 0 | 0 | 0 | 0 | 0 | 0 | 0 | 0 | 0 | 0 | 0 | 0 | 0 | 0 | 0 | 0 | 0 | 0 | 0 | 0 | 0
Industrial_Petroleum_Existing_Space Heating_Natural Gas_Unit Heater_E1_Baseline Forecast | Industrial | Petroleum | Existing | Space Heating | Natural Gas | Unit Heater | E1 | Standard | Baseline Forecast | 0 | 0 | 0 | 0 | 0 | 0 | 0 | 0 | 0 | 0 | 0 | 0 | 0 | 0 | 0 | 0 | 0 | 0 | 0 | 0 | 0 | 0 | 0
Industrial_Petroleum_Existing_Space Heating_Natural Gas_Unit Heater_E2_Baseline Forecast | Industrial | Petroleum | Existing | Space Heating | Natural Gas | Unit Heater | E2 | Condensing | Baseline Forecast | 0 | 0 | 0 | 0 | 0 | 0 | 0 | 0 | 0 | 0 | 0 | 0 | 0 | 0 | 0 | 0 | 0 | 0 | 0 | 0 | 0 | 0 | 0
Industrial_Petroleum_Existing_Space Heating_Natural Gas_Unit Heater_E3_Baseline Forecast | Industrial | Petroleum | Existing | Space Heating | Natural Gas | Unit Heater | E3 | Infrared Radiant | Baseline Forecast | 0 | 0 | 0 | 0 | 0 | 0 | 0 | 0 | 0 | 0 | 0 | 0 | 0 | 0 | 0 | 0 | 0 | 0 | 0 | 0 | 0 | 0 | 0
Industrial_Petroleum_Existing_Space Heating_Natural Gas_Unit Heater_E4_Baseline Forecast | Industrial | Petroleum | Existing | Space Heating | Natural Gas | Unit Heater | E4 |  | Baseline Forecast | 0 | 0 | 0 | 0 | 0 | 0 | 0 | 0 | 0 | 0 | 0 | 0 | 0 | 0 | 0 | 0 | 0 | 0 | 0 | 0 | 0 | 0 | 0
Industrial_Petroleum_Existing_Space Heating_Natural Gas_Unit Heater_E5_Baseline Forecast | Industrial | Petroleum | Existing | Space Heating | Natural Gas | Unit Heater | E5 |  | Baseline Forecast | 0 | 0 | 0 | 0 | 0 | 0 | 0 | 0 | 0 | 0 | 0 | 0 | 0 | 0 | 0 | 0 | 0 | 0 | 0 | 0 | 0 | 0 | 0
Industrial_Petroleum_Existing_Space Heating_Natural Gas_Unit Heater_E6_Baseline Forecast | Industrial | Petroleum | Existing | Space Heating | Natural Gas | Unit Heater | E6 |  | Baseline Forecast | 0 | 0 | 0 | 0 | 0 | 0 | 0 | 0 | 0 | 0 | 0 | 0 | 0 | 0 | 0 | 0 | 0 | 0 | 0 | 0 | 0 | 0 | 0
Industrial_Petroleum_Existing_Space Heating_Natural Gas_Unit Heater_E7_Baseline Forecast | Industrial | Petroleum | Existing | Space Heating | Natural Gas | Unit Heater | E7 |  | Baseline Forecast | 0 | 0 | 0 | 0 | 0 | 0 | 0 | 0 | 0 | 0 | 0 | 0 | 0 | 0 | 0 | 0 | 0 | 0 | 0 | 0 | 0 | 0 | 0
Industrial_Petroleum_Existing_Space Heating_Natural Gas_Unit Heater_E8_Baseline Forecast | Industrial | Petroleum | Existing | Space Heating | Natural Gas | Unit Heater | E8 |  | Baseline Forecast | 0 | 0 | 0 | 0 | 0 | 0 | 0 | 0 | 0 | 0 | 0 | 0 | 0 | 0 | 0 | 0 | 0 | 0 | 0 | 0 | 0 | 0 | 0
Industrial_Petroleum_Existing_Space Heating_Natural Gas_Unit Heater_E9_Baseline Forecast | Industrial | Petroleum | Existing | Space Heating | Natural Gas | Unit Heater | E9 |  | Baseline Forecast | 0 | 0 | 0 | 0 | 0 | 0 | 0 | 0 | 0 | 0 | 0 | 0 | 0 | 0 | 0 | 0 | 0 | 0 | 0 | 0 | 0 | 0 | 0
Industrial_Petroleum_Existing_Space Heating_Natural Gas_Unit Heater_E10_Baseline Forecast | Industrial | Petroleum | Existing | Space Heating | Natural Gas | Unit Heater | E10 |  | Baseline Forecast | 0 | 0 | 0 | 0 | 0 | 0 | 0 | 0 | 0 | 0 | 0 | 0 | 0 | 0 | 0 | 0 | 0 | 0 | 0 | 0 | 0 | 0 | 0
Industrial_Petroleum_Existing_Process_Natural Gas_Process Boiler_E1_Baseline Forecast | Industrial | Petroleum | Existing | Process | Natural Gas | Process Boiler | E1 | Standard | Baseline Forecast | 0 | 1.6202 | 1.8956 | 2.1184 | 1.7844 | 1.5032 | 1.2662 | 1.0666 | 0.89847 | 0.75684 | 0.63753 | 0.53704 | 0.45238 | 0.38107 | 0.321 | 0.2704 | 0.22777 | 0.19187 | 0.16162 | 0.13615 | 0.11468 | 0.096606 | 0
Industrial_Petroleum_Existing_Process_Natural Gas_Process Boiler_E2_Baseline Forecast | Industrial | Petroleum | Existing | Process | Natural Gas | Process Boiler | E2 |  | Baseline Forecast | 0 | 0 | 0 | 0 | 0 | 0 | 0 | 0 | 0 | 0 | 0 | 0 | 0 | 0 | 0 | 0 | 0 | 0 | 0 | 0 | 0 | 0 | 0
Industrial_Petroleum_Existing_Process_Natural Gas_Process Boiler_E3_Baseline Forecast | Industrial | Petroleum | Existing | Process | Natural Gas | Process Boiler | E3 |  | Baseline Forecast | 0 | 0 | 0 | 0 | 0 | 0 | 0 | 0 | 0 | 0 | 0 | 0 | 0 | 0 | 0 | 0 | 0 | 0 | 0 | 0 | 0 | 0 | 0
Industrial_Petroleum_Existing_Process_Natural Gas_Process Boiler_E4_Baseline Forecast | Industrial | Petroleum | Existing | Process | Natural Gas | Process Boiler | E4 |  | Baseline Forecast | 0 | 0 | 0 | 0 | 0 | 0 | 0 | 0 | 0 | 0 | 0 | 0 | 0 | 0 | 0 | 0 | 0 | 0 | 0 | 0 | 0 | 0 | 0
Industrial_Petroleum_Existing_Process_Natural Gas_Process Boiler_E5_Baseline Forecast | Industrial | Petroleum | Existing | Process | Natural Gas | Process Boiler | E5 |  | Baseline Forecast | 0 | 0 | 0 | 0 | 0 | 0 | 0 | 0 | 0 | 0 | 0 | 0 | 0 | 0 | 0 | 0 | 0 | 0 | 0 | 0 | 0 | 0 | 0
Industrial_Petroleum_Existing_Process_Natural Gas_Process Boiler_E6_Baseline Forecast | Industrial | Petroleum | Existing | Process | Natural Gas | Process Boiler | E6 |  | Baseline Forecast | 0 | 0 | 0 | 0 | 0 | 0 | 0 | 0 | 0 | 0 | 0 | 0 | 0 | 0 | 0 | 0 | 0 | 0 | 0 | 0 | 0 | 0 | 0
Industrial_Petroleum_Existing_Process_Natural Gas_Process Boiler_E7_Baseline Forecast | Industrial | Petroleum | Existing | Process | Natural Gas | Process Boiler | E7 |  | Baseline Forecast | 0 | 0 | 0 | 0 | 0 | 0 | 0 | 0 | 0 | 0 | 0 | 0 | 0 | 0 | 0 | 0 | 0 | 0 | 0 | 0 | 0 | 0 | 0
Industrial_Petroleum_Existing_Process_Natural Gas_Process Boiler_E8_Baseline Forecast | Industrial | Petroleum | Existing | Process | Natural Gas | Process Boiler | E8 |  | Baseline Forecast | 0 | 0 | 0 | 0 | 0 | 0 | 0 | 0 | 0 | 0 | 0 | 0 | 0 | 0 | 0 | 0 | 0 | 0 | 0 | 0 | 0 | 0 | 0
Industrial_Petroleum_Existing_Process_Natural Gas_Process Boiler_E9_Baseline Forecast | Industrial | Petroleum | Existing | Process | Natural Gas | Process Boiler | E9 |  | Baseline Forecast | 0 | 0 | 0 | 0 | 0 | 0 | 0 | 0 | 0 | 0 | 0 | 0 | 0 | 0 | 0 | 0 | 0 | 0 | 0 | 0 | 0 | 0 | 0
Industrial_Petroleum_Existing_Process_Natural Gas_Process Boiler_E10_Baseline Forecast | Industrial | Petroleum | Existing | Process | Natural Gas | Process Boiler | E10 |  | Baseline Forecast | 0 | 0 | 0 | 0 | 0 | 0 | 0 | 0 | 0 | 0 | 0 | 0 | 0 | 0 | 0 | 0 | 0 | 0 | 0 | 0 | 0 | 0 | 0
Industrial_Petroleum_Existing_Process_Natural Gas_Process Heating_E1_Baseline Forecast | Industrial | Petroleum | Existing | Process | Natural Gas | Process Heating | E1 | Standard | Baseline Forecast | 0 | 1.6202 | 1.8956 | 2.1184 | 2.0041 | 1.9452 | 1.9258 | 1.894 | 1.8592 | 1.8273 | 1.796 | 2.1617 | 2.143 | 2.1113 | 2.0525 | 2.0136 | 1.9859 | 1.9515 | 1.9164 | 1.8836 | 1.8514 | 1.9165 | 0
Industrial_Petroleum_Existing_Process_Natural Gas_Process Heating_E2_Baseline Forecast | Industrial | Petroleum | Existing | Process | Natural Gas | Process Heating | E2 |  | Baseline Forecast | 0 | 0 | 0 | 0 | 0 | 0 | 0 | 0 | 0 | 0 | 0 | 0 | 0 | 0 | 0 | 0 | 0 | 0 | 0 | 0 | 0 | 0 | 0
Industrial_Petroleum_Existing_Process_Natural Gas_Process Heating_E3_Baseline Forecast | Industrial | Petroleum | Existing | Process | Natural Gas | Process Heating | E3 |  | Baseline Forecast | 0 | 0 | 0 | 0 | 0 | 0 | 0 | 0 | 0 | 0 | 0 | 0 | 0 | 0 | 0 | 0 | 0 | 0 | 0 | 0 | 0 | 0 | 0
Industrial_Petroleum_Existing_Process_Natural Gas_Process Heating_E4_Baseline Forecast | Industrial | Petroleum | Existing | Process | Natural Gas | Process Heating | E4 |  | Baseline Forecast | 0 | 0 | 0 | 0 | 0 | 0 | 0 | 0 | 0 | 0 | 0 | 0 | 0 | 0 | 0 | 0 | 0 | 0 | 0 | 0 | 0 | 0 | 0
Industrial_Petroleum_Existing_Process_Natural Gas_Process Heating_E5_Baseline Forecast | Industrial | Petroleum | Existing | Process | Natural Gas | Process Heating | E5 |  | Baseline Forecast | 0 | 0 | 0 | 0 | 0 | 0 | 0 | 0 | 0 | 0 | 0 | 0 | 0 | 0 | 0 | 0 | 0 | 0 | 0 | 0 | 0 | 0 | 0
Industrial_Petroleum_Existing_Process_Natural Gas_Process Heating_E6_Baseline Forecast | Industrial | Petroleum | Existing | Process | Natural Gas | Process Heating | E6 |  | Baseline Forecast | 0 | 0 | 0 | 0 | 0 | 0 | 0 | 0 | 0 | 0 | 0 | 0 | 0 | 0 | 0 | 0 | 0 | 0 | 0 | 0 | 0 | 0 | 0
Industrial_Petroleum_Existing_Process_Natural Gas_Process Heating_E7_Baseline Forecast | Industrial | Petroleum | Existing | Process | Natural Gas | Process Heating | E7 |  | Baseline Forecast | 0 | 0 | 0 | 0 | 0 | 0 | 0 | 0 | 0 | 0 | 0 | 0 | 0 | 0 | 0 | 0 | 0 | 0 | 0 | 0 | 0 | 0 | 0
Industrial_Petroleum_Existing_Process_Natural Gas_Process Heating_E8_Baseline Forecast | Industrial | Petroleum | Existing | Process | Natural Gas | Process Heating | E8 |  | Baseline Forecast | 0 | 0 | 0 | 0 | 0 | 0 | 0 | 0 | 0 | 0 | 0 | 0 | 0 | 0 | 0 | 0 | 0 | 0 | 0 | 0 | 0 | 0 | 0
Industrial_Petroleum_Existing_Process_Natural Gas_Process Heating_E9_Baseline Forecast | Industrial | Petroleum | Existing | Process | Natural Gas | Process Heating | E9 |  | Baseline Forecast | 0 | 0 | 0 | 0 | 0 | 0 | 0 | 0 | 0 | 0 | 0 | 0 | 0 | 0 | 0 | 0 | 0 | 0 | 0 | 0 | 0 | 0 | 0
Industrial_Petroleum_Existing_Process_Natural Gas_Process Heating_E10_Baseline Forecast | Industrial | Petroleum | Existing | Process | Natural Gas | Process Heating | E10 |  | Baseline Forecast | 0 | 0 | 0 | 0 | 0 | 0 | 0 | 0 | 0 | 0 | 0 | 0 | 0 | 0 | 0 | 0 | 0 | 0 | 0 | 0 | 0 | 0 | 0
Industrial_Petroleum_Existing_Process_Natural Gas_Process Cooling_E1_Baseline Forecast | Industrial | Petroleum | Existing | Process | Natural Gas | Process Cooling | E1 | Standard | Baseline Forecast | 0 | 1.6202 | 1.8956 | 2.1184 | 2.0041 | 1.9452 | 1.9258 | 1.894 | 1.8592 | 1.8273 | 1.796 | 2.1617 | 2.143 | 2.1113 | 2.0525 | 2.0136 | 1.9859 | 1.9515 | 1.9164 | 1.8836 | 1.8514 | 1.9165 | 0
Industrial_Petroleum_Existing_Process_Natural Gas_Process Cooling_E2_Baseline Forecast | Industrial | Petroleum | Existing | Process | Natural Gas | Process Cooling | E2 |  | Baseline Forecast | 0 | 0 | 0 | 0 | 0 | 0 | 0 | 0 | 0 | 0 | 0 | 0 | 0 | 0 | 0 | 0 | 0 | 0 | 0 | 0 | 0 | 0 | 0
Industrial_Petroleum_Existing_Process_Natural Gas_Process Cooling_E3_Baseline Forecast | Industrial | Petroleum | Existing | Process | Natural Gas | Process Cooling | E3 |  | Baseline Forecast | 0 | 0 | 0 | 0 | 0 | 0 | 0 | 0 | 0 | 0 | 0 | 0 | 0 | 0 | 0 | 0 | 0 | 0 | 0 | 0 | 0 | 0 | 0
Industrial_Petroleum_Existing_Process_Natural Gas_Process Cooling_E4_Baseline Forecast | Industrial | Petroleum | Existing | Process | Natural Gas | Process Cooling | E4 |  | Baseline Forecast | 0 | 0 | 0 | 0 | 0 | 0 | 0 | 0 | 0 | 0 | 0 | 0 | 0 | 0 | 0 | 0 | 0 | 0 | 0 | 0 | 0 | 0 | 0
Industrial_Petroleum_Existing_Process_Natural Gas_Process Cooling_E5_Baseline Forecast | Industrial | Petroleum | Existing | Process | Natural Gas | Process Cooling | E5 |  | Baseline Forecast | 0 | 0 | 0 | 0 | 0 | 0 | 0 | 0 | 0 | 0 | 0 | 0 | 0 | 0 | 0 | 0 | 0 | 0 | 0 | 0 | 0 | 0 | 0
Industrial_Petroleum_Existing_Process_Natural Gas_Process Cooling_E6_Baseline Forecast | Industrial | Petroleum | Existing | Process | Natural Gas | Process Cooling | E6 |  | Baseline Forecast | 0 | 0 | 0 | 0 | 0 | 0 | 0 | 0 | 0 | 0 | 0 | 0 | 0 | 0 | 0 | 0 | 0 | 0 | 0 | 0 | 0 | 0 | 0
Industrial_Petroleum_Existing_Process_Natural Gas_Process Cooling_E7_Baseline Forecast | Industrial | Petroleum | Existing | Process | Natural Gas | Process Cooling | E7 |  | Baseline Forecast | 0 | 0 | 0 | 0 | 0 | 0 | 0 | 0 | 0 | 0 | 0 | 0 | 0 | 0 | 0 | 0 | 0 | 0 | 0 | 0 | 0 | 0 | 0
Industrial_Petroleum_Existing_Process_Natural Gas_Process Cooling_E8_Baseline Forecast | Industrial | Petroleum | Existing | Process | Natural Gas | Process Cooling | E8 |  | Baseline Forecast | 0 | 0 | 0 | 0 | 0 | 0 | 0 | 0 | 0 | 0 | 0 | 0 | 0 | 0 | 0 | 0 | 0 | 0 | 0 | 0 | 0 | 0 | 0
Industrial_Petroleum_Existing_Process_Natural Gas_Process Cooling_E9_Baseline Forecast | Industrial | Petroleum | Existing | Process | Natural Gas | Process Cooling | E9 |  | Baseline Forecast | 0 | 0 | 0 | 0 | 0 | 0 | 0 | 0 | 0 | 0 | 0 | 0 | 0 | 0 | 0 | 0 | 0 | 0 | 0 | 0 | 0 | 0 | 0
Industrial_Petroleum_Existing_Process_Natural Gas_Process Cooling_E10_Baseline Forecast | Industrial | Petroleum | Existing | Process | Natural Gas | Process Cooling | E10 |  | Baseline Forecast | 0 | 0 | 0 | 0 | 0 | 0 | 0 | 0 | 0 | 0 | 0 | 0 | 0 | 0 | 0 | 0 | 0 | 0 | 0 | 0 | 0 | 0 | 0
Industrial_Petroleum_Existing_Process_Natural Gas_Other Process_E1_Baseline Forecast | Industrial | Petroleum | Existing | Process | Natural Gas | Other Process | E1 | Standard | Baseline Forecast | 0 | 1.6202 | 1.8956 | 2.1184 | 2.0041 | 1.9452 | 1.9258 | 1.894 | 1.8592 | 1.8273 | 1.796 | 2.1617 | 2.143 | 2.1113 | 2.0525 | 2.0136 | 1.9859 | 1.9515 | 1.9164 | 1.8836 | 1.8514 | 1.9165 | 0
Industrial_Petroleum_Existing_Process_Natural Gas_Other Process_E2_Baseline Forecast | Industrial | Petroleum | Existing | Process | Natural Gas | Other Process | E2 |  | Baseline Forecast | 0 | 0 | 0 | 0 | 0 | 0 | 0 | 0 | 0 | 0 | 0 | 0 | 0 | 0 | 0 | 0 | 0 | 0 | 0 | 0 | 0 | 0 | 0
Industrial_Petroleum_Existing_Process_Natural Gas_Other Process_E3_Baseline Forecast | Industrial | Petroleum | Existing | Process | Natural Gas | Other Process | E3 |  | Baseline Forecast | 0 | 0 | 0 | 0 | 0 | 0 | 0 | 0 | 0 | 0 | 0 | 0 | 0 | 0 | 0 | 0 | 0 | 0 | 0 | 0 | 0 | 0 | 0
Industrial_Petroleum_Existing_Process_Natural Gas_Other Process_E4_Baseline Forecast | Industrial | Petroleum | Existing | Process | Natural Gas | Other Process | E4 |  | Baseline Forecast | 0 | 0 | 0 | 0 | 0 | 0 | 0 | 0 | 0 | 0 | 0 | 0 | 0 | 0 | 0 | 0 | 0 | 0 | 0 | 0 | 0 | 0 | 0
Industrial_Petroleum_Existing_Process_Natural Gas_Other Process_E5_Baseline Forecast | Industrial | Petroleum | Existing | Process | Natural Gas | Other Process | E5 |  | Baseline Forecast | 0 | 0 | 0 | 0 | 0 | 0 | 0 | 0 | 0 | 0 | 0 | 0 | 0 | 0 | 0 | 0 | 0 | 0 | 0 | 0 | 0 | 0 | 0
Industrial_Petroleum_Existing_Process_Natural Gas_Other Process_E6_Baseline Forecast | Industrial | Petroleum | Existing | Process | Natural Gas | Other Process | E6 |  | Baseline Forecast | 0 | 0 | 0 | 0 | 0 | 0 | 0 | 0 | 0 | 0 | 0 | 0 | 0 | 0 | 0 | 0 | 0 | 0 | 0 | 0 | 0 | 0 | 0
Industrial_Petroleum_Existing_Process_Natural Gas_Other Process_E7_Baseline Forecast | Industrial | Petroleum | Existing | Process | Natural Gas | Other Process | E7 |  | Baseline Forecast | 0 | 0 | 0 | 0 | 0 | 0 | 0 | 0 | 0 | 0 | 0 | 0 | 0 | 0 | 0 | 0 | 0 | 0 | 0 | 0 | 0 | 0 | 0
Industrial_Petroleum_Existing_Process_Natural Gas_Other Process_E8_Baseline Forecast | Industrial | Petroleum | Existing | Process | Natural Gas | Other Process | E8 |  | Baseline Forecast | 0 | 0 | 0 | 0 | 0 | 0 | 0 | 0 | 0 | 0 | 0 | 0 | 0 | 0 | 0 | 0 | 0 | 0 | 0 | 0 | 0 | 0 | 0
Industrial_Petroleum_Existing_Process_Natural Gas_Other Process_E9_Baseline Forecast | Industrial | Petroleum | Existing | Process | Natural Gas | Other Process | E9 |  | Baseline Forecast | 0 | 0 | 0 | 0 | 0 | 0 | 0 | 0 | 0 | 0 | 0 | 0 | 0 | 0 | 0 | 0 | 0 | 0 | 0 | 0 | 0 | 0 | 0
Industrial_Petroleum_Existing_Process_Natural Gas_Other Process_E10_Baseline Forecast | Industrial | Petroleum | Existing | Process | Natural Gas | Other Process | E10 |  | Baseline Forecast | 0 | 0 | 0 | 0 | 0 | 0 | 0 | 0 | 0 | 0 | 0 | 0 | 0 | 0 | 0 | 0 | 0 | 0 | 0 | 0 | 0 | 0 | 0
Industrial_Petroleum_Existing_Miscellaneous_Natural Gas_Miscellaneous_E1_Baseline Forecast | Industrial | Petroleum | Existing | Miscellaneous | Natural Gas | Miscellaneous | E1 | Standard | Baseline Forecast | 0 | 1.6202 | 1.8956 | 2.1184 | 2.0041 | 1.9452 | 1.9258 | 1.894 | 1.8592 | 1.8273 | 1.796 | 2.1617 | 2.143 | 2.1113 | 2.0525 | 2.0136 | 1.9859 | 1.9515 | 1.9164 | 1.8836 | 1.8514 | 1.9165 | 0
Industrial_Petroleum_Existing_Miscellaneous_Natural Gas_Miscellaneous_E2_Baseline Forecast | Industrial | Petroleum | Existing | Miscellaneous | Natural Gas | Miscellaneous | E2 |  | Baseline Forecast | 0 | 0 | 0 | 0 | 0 | 0 | 0 | 0 | 0 | 0 | 0 | 0 | 0 | 0 | 0 | 0 | 0 | 0 | 0 | 0 | 0 | 0 | 0
Industrial_Petroleum_Existing_Miscellaneous_Natural Gas_Miscellaneous_E3_Baseline Forecast | Industrial | Petroleum | Existing | Miscellaneous | Natural Gas | Miscellaneous | E3 |  | Baseline Forecast | 0 | 0 | 0 | 0 | 0 | 0 | 0 | 0 | 0 | 0 | 0 | 0 | 0 | 0 | 0 | 0 | 0 | 0 | 0 | 0 | 0 | 0 | 0
Industrial_Petroleum_Existing_Miscellaneous_Natural Gas_Miscellaneous_E4_Baseline Forecast | Industrial | Petroleum | Existing | Miscellaneous | Natural Gas | Miscellaneous | E4 |  | Baseline Forecast | 0 | 0 | 0 | 0 | 0 | 0 | 0 | 0 | 0 | 0 | 0 | 0 | 0 | 0 | 0 | 0 | 0 | 0 | 0 | 0 | 0 | 0 | 0
Industrial_Petroleum_Existing_Miscellaneous_Natural Gas_Miscellaneous_E5_Baseline Forecast | Industrial | Petroleum | Existing | Miscellaneous | Natural Gas | Miscellaneous | E5 |  | Baseline Forecast | 0 | 0 | 0 | 0 | 0 | 0 | 0 | 0 | 0 | 0 | 0 | 0 | 0 | 0 | 0 | 0 | 0 | 0 | 0 | 0 | 0 | 0 | 0
Industrial_Petroleum_Existing_Miscellaneous_Natural Gas_Miscellaneous_E6_Baseline Forecast | Industrial | Petroleum | Existing | Miscellaneous | Natural Gas | Miscellaneous | E6 |  | Baseline Forecast | 0 | 0 | 0 | 0 | 0 | 0 | 0 | 0 | 0 | 0 | 0 | 0 | 0 | 0 | 0 | 0 | 0 | 0 | 0 | 0 | 0 | 0 | 0
Industrial_Petroleum_Existing_Miscellaneous_Natural Gas_Miscellaneous_E7_Baseline Forecast | Industrial | Petroleum | Existing | Miscellaneous | Natural Gas | Miscellaneous | E7 |  | Baseline Forecast | 0 | 0 | 0 | 0 | 0 | 0 | 0 | 0 | 0 | 0 | 0 | 0 | 0 | 0 | 0 | 0 | 0 | 0 | 0 | 0 | 0 | 0 | 0
Industrial_Petroleum_Existing_Miscellaneous_Natural Gas_Miscellaneous_E8_Baseline Forecast | Industrial | Petroleum | Existing | Miscellaneous | Natural Gas | Miscellaneous | E8 |  | Baseline Forecast | 0 | 0 | 0 | 0 | 0 | 0 | 0 | 0 | 0 | 0 | 0 | 0 | 0 | 0 | 0 | 0 | 0 | 0 | 0 | 0 | 0 | 0 | 0
Industrial_Petroleum_Existing_Miscellaneous_Natural Gas_Miscellaneous_E9_Baseline Forecast | Industrial | Petroleum | Existing | Miscellaneous | Natural Gas | Miscellaneous | E9 |  | Baseline Forecast | 0 | 0 | 0 | 0 | 0 | 0 | 0 | 0 | 0 | 0 | 0 | 0 | 0 | 0 | 0 | 0 | 0 | 0 | 0 | 0 | 0 | 0 | 0
Industrial_Petroleum_Existing_Miscellaneous_Natural Gas_Miscellaneous_E10_Baseline Forecast | Industrial | Petroleum | Existing | Miscellaneous | Natural Gas | Miscellaneous | E10 |  | Baseline Forecast | 0 | 0 | 0 | 0 | 0 | 0 | 0 | 0 | 0 | 0 | 0 | 0 | 0 | 0 | 0 | 0 | 0 | 0 | 0 | 0 | 0 | 0 | 0
Industrial_Petroleum_New_Space Heating_Natural Gas_Furnace_E1_Baseline Forecast | Industrial | Petroleum | New | Space Heating | Natural Gas | Furnace | E1 | AFUE 80% (Standard) | Baseline Forecast | 0 | 0.0028638 | 6.8569e-05 | 0.0021852 | 0.0021798 | 0.0024432 | 0.0014714 | 0.0017081 | 0.0016866 | 0.0018971 | 0.001413 | 0.0016251 | 0.0016036 | 0.0018602 | 0.0012625 | 0.0015344 | 0.0015332 | 0.0017849 | 0.001179 | 0.0016731 | 0.0016218 | 0.0017697 | 0
Industrial_Petroleum_New_Space Heating_Natural Gas_Furnace_E2_Baseline Forecast | Industrial | Petroleum | New | Space Heating | Natural Gas | Furnace | E2 | AFUE 90% | Baseline Forecast | 0 | 0 | 0 | 0 | 0 | 0 | 0 | 0 | 0 | 0 | 0 | 0 | 0 | 0 | 0 | 0 | 0 | 0 | 0 | 0 | 0 | 0 | 0
Industrial_Petroleum_New_Space Heating_Natural Gas_Furnace_E3_Baseline Forecast | Industrial | Petroleum | New | Space Heating | Natural Gas | Furnace | E3 | AFUE 96% | Baseline Forecast | 0 | 0 | 0 | 0 | 0 | 0 | 0 | 0 | 0 | 0 | 0 | 0 | 0 | 0 | 0 | 0 | 0 | 0 | 0 | 0 | 0 | 0 | 0
Industrial_Petroleum_New_Space Heating_Natural Gas_Furnace_E4_Baseline Forecast | Industrial | Petroleum | New | Space Heating | Natural Gas | Furnace | E4 |  | Baseline Forecast | 0 | 0 | 0 | 0 | 0 | 0 | 0 | 0 | 0 | 0 | 0 | 0 | 0 | 0 | 0 | 0 | 0 | 0 | 0 | 0 | 0 | 0 | 0
Industrial_Petroleum_New_Space Heating_Natural Gas_Furnace_E5_Baseline Forecast | Industrial | Petroleum | New | Space Heating | Natural Gas | Furnace | E5 |  | Baseline Forecast | 0 | 0 | 0 | 0 | 0 | 0 | 0 | 0 | 0 | 0 | 0 | 0 | 0 | 0 | 0 | 0 | 0 | 0 | 0 | 0 | 0 | 0 | 0
Industrial_Petroleum_New_Space Heating_Natural Gas_Furnace_E6_Baseline Forecast | Industrial | Petroleum | New | Space Heating | Natural Gas | Furnace | E6 |  | Baseline Forecast | 0 | 0 | 0 | 0 | 0 | 0 | 0 | 0 | 0 | 0 | 0 | 0 | 0 | 0 | 0 | 0 | 0 | 0 | 0 | 0 | 0 | 0 | 0
Industrial_Petroleum_New_Space Heating_Natural Gas_Furnace_E7_Baseline Forecast | Industrial | Petroleum | New | Space Heating | Natural Gas | Furnace | E7 |  | Baseline Forecast | 0 | 0 | 0 | 0 | 0 | 0 | 0 | 0 | 0 | 0 | 0 | 0 | 0 | 0 | 0 | 0 | 0 | 0 | 0 | 0 | 0 | 0 | 0
Industrial_Petroleum_New_Space Heating_Natural Gas_Furnace_E8_Baseline Forecast | Industrial | Petroleum | New | Space Heating | Natural Gas | Furnace | E8 |  | Baseline Forecast | 0 | 0 | 0 | 0 | 0 | 0 | 0 | 0 | 0 | 0 | 0 | 0 | 0 | 0 | 0 | 0 | 0 | 0 | 0 | 0 | 0 | 0 | 0
Industrial_Petroleum_New_Space Heating_Natural Gas_Furnace_E9_Baseline Forecast | Industrial | Petroleum | New | Space Heating | Natural Gas | Furnace | E9 |  | Baseline Forecast | 0 | 0 | 0 | 0 | 0 | 0 | 0 | 0 | 0 | 0 | 0 | 0 | 0 | 0 | 0 | 0 | 0 | 0 | 0 | 0 | 0 | 0 | 0
Industrial_Petroleum_New_Space Heating_Natural Gas_Furnace_E10_Baseline Forecast | Industrial | Petroleum | New | Space Heating | Natural Gas | Furnace | E10 |  | Baseline Forecast | 0 | 0 | 0 | 0 | 0 | 0 | 0 | 0 | 0 | 0 | 0 | 0 | 0 | 0 | 0 | 0 | 0 | 0 | 0 | 0 | 0 | 0 | 0
Industrial_Petroleum_New_Space Heating_Natural Gas_Boiler_E1_Baseline Forecast | Industrial | Petroleum | New | Space Heating | Natural Gas | Boiler | E1 | AFUE 80% (Standard) | Baseline Forecast | 0 | 0.012637 | 0.00030257 | 0.0096425 | 0.0096189 | 0.010781 | 0.0064929 | 0.0075374 | 0.0074424 | 0.0083715 | 0.0062351 | 0.0071712 | 0.0070761 | 0.0082085 | 0.0055711 | 0.0067709 | 0.0067658 | 0.0078763 | 0.0052025 | 0.0064107 | 0.0062361 | 0.0062177 | 0
Industrial_Petroleum_New_Space Heating_Natural Gas_Boiler_E2_Baseline Forecast | Industrial | Petroleum | New | Space Heating | Natural Gas | Boiler | E2 | AFUE 85% | Baseline Forecast | 0 | 0 | 0 | 0 | 0 | 0 | 0 | 0 | 0 | 0 | 0 | 0 | 0 | 0 | 0 | 0 | 0 | 0 | 0 | 0 | 0 | 0 | 0
Industrial_Petroleum_New_Space Heating_Natural Gas_Boiler_E3_Baseline Forecast | Industrial | Petroleum | New | Space Heating | Natural Gas | Boiler | E3 | AFUE 97% | Baseline Forecast | 0 | 0 | 0 | 0 | 0 | 0 | 0 | 0 | 0 | 0 | 0 | 0 | 0 | 0 | 0 | 0 | 0 | 0 | 0 | 0 | 0 | 0 | 0
Industrial_Petroleum_New_Space Heating_Natural Gas_Boiler_E4_Baseline Forecast | Industrial | Petroleum | New | Space Heating | Natural Gas | Boiler | E4 | Convert to NG Air Source Heat Pump | Baseline Forecast | 0 | 0 | 0 | 0 | 0 | 0 | 0 | 0 | 0 | 0 | 0 | 0 | 0 | 0 | 0 | 0 | 0 | 0 | 0 | 0 | 0 | 0 | 0
Industrial_Petroleum_New_Space Heating_Natural Gas_Boiler_E5_Baseline Forecast | Industrial | Petroleum | New | Space Heating | Natural Gas | Boiler | E5 |  | Baseline Forecast | 0 | 0 | 0 | 0 | 0 | 0 | 0 | 0 | 0 | 0 | 0 | 0 | 0 | 0 | 0 | 0 | 0 | 0 | 0 | 0 | 0 | 0 | 0
Industrial_Petroleum_New_Space Heating_Natural Gas_Boiler_E6_Baseline Forecast | Industrial | Petroleum | New | Space Heating | Natural Gas | Boiler | E6 |  | Baseline Forecast | 0 | 0 | 0 | 0 | 0 | 0 | 0 | 0 | 0 | 0 | 0 | 0 | 0 | 0 | 0 | 0 | 0 | 0 | 0 | 0 | 0 | 0 | 0
Industrial_Petroleum_New_Space Heating_Natural Gas_Boiler_E7_Baseline Forecast | Industrial | Petroleum | New | Space Heating | Natural Gas | Boiler | E7 |  | Baseline Forecast | 0 | 0 | 0 | 0 | 0 | 0 | 0 | 0 | 0 | 0 | 0 | 0 | 0 | 0 | 0 | 0 | 0 | 0 | 0 | 0 | 0 | 0 | 0
Industrial_Petroleum_New_Space Heating_Natural Gas_Boiler_E8_Baseline Forecast | Industrial | Petroleum | New | Space Heating | Natural Gas | Boiler | E8 |  | Baseline Forecast | 0 | 0 | 0 | 0 | 0 | 0 | 0 | 0 | 0 | 0 | 0 | 0 | 0 | 0 | 0 | 0 | 0 | 0 | 0 | 0 | 0 | 0 | 0
Industrial_Petroleum_New_Space Heating_Natural Gas_Boiler_E9_Baseline Forecast | Industrial | Petroleum | New | Space Heating | Natural Gas | Boiler | E9 |  | Baseline Forecast | 0 | 0 | 0 | 0 | 0 | 0 | 0 | 0 | 0 | 0 | 0 | 0 | 0 | 0 | 0 | 0 | 0 | 0 | 0 | 0 | 0 | 0 | 0
Industrial_Petroleum_New_Space Heating_Natural Gas_Boiler_E10_Baseline Forecast | Industrial | Petroleum | New | Space Heating | Natural Gas | Boiler | E10 |  | Baseline Forecast | 0 | 0 | 0 | 0 | 0 | 0 | 0 | 0 | 0 | 0 | 0 | 0 | 0 | 0 | 0 | 0 | 0 | 0 | 0 | 0 | 0 | 0 | 0
Industrial_Petroleum_New_Space Heating_Natural Gas_Unit Heater_E1_Baseline Forecast | Industrial | Petroleum | New | Space Heating | Natural Gas | Unit Heater | E1 | Standard | Baseline Forecast | 0 | 0 | 0 | 0 | 0 | 0 | 0 | 0 | 0 | 0 | 0 | 0 | 0 | 0 | 0 | 0 | 0 | 0 | 0 | 0 | 0 | 0 | 0
Industrial_Petroleum_New_Space Heating_Natural Gas_Unit Heater_E2_Baseline Forecast | Industrial | Petroleum | New | Space Heating | Natural Gas | Unit Heater | E2 | Condensing | Baseline Forecast | 0 | 0 | 0 | 0 | 0 | 0 | 0 | 0 | 0 | 0 | 0 | 0 | 0 | 0 | 0 | 0 | 0 | 0 | 0 | 0 | 0 | 0 | 0
Industrial_Petroleum_New_Space Heating_Natural Gas_Unit Heater_E3_Baseline Forecast | Industrial | Petroleum | New | Space Heating | Natural Gas | Unit Heater | E3 | Infrared Radiant | Baseline Forecast | 0 | 0 | 0 | 0 | 0 | 0 | 0 | 0 | 0 | 0 | 0 | 0 | 0 | 0 | 0 | 0 | 0 | 0 | 0 | 0 | 0 | 0 | 0
Industrial_Petroleum_New_Space Heating_Natural Gas_Unit Heater_E4_Baseline Forecast | Industrial | Petroleum | New | Space Heating | Natural Gas | Unit Heater | E4 |  | Baseline Forecast | 0 | 0 | 0 | 0 | 0 | 0 | 0 | 0 | 0 | 0 | 0 | 0 | 0 | 0 | 0 | 0 | 0 | 0 | 0 | 0 | 0 | 0 | 0
Industrial_Petroleum_New_Space Heating_Natural Gas_Unit Heater_E5_Baseline Forecast | Industrial | Petroleum | New | Space Heating | Natural Gas | Unit Heater | E5 |  | Baseline Forecast | 0 | 0 | 0 | 0 | 0 | 0 | 0 | 0 | 0 | 0 | 0 | 0 | 0 | 0 | 0 | 0 | 0 | 0 | 0 | 0 | 0 | 0 | 0
Industrial_Petroleum_New_Space Heating_Natural Gas_Unit Heater_E6_Baseline Forecast | Industrial | Petroleum | New | Space Heating | Natural Gas | Unit Heater | E6 |  | Baseline Forecast | 0 | 0 | 0 | 0 | 0 | 0 | 0 | 0 | 0 | 0 | 0 | 0 | 0 | 0 | 0 | 0 | 0 | 0 | 0 | 0 | 0 | 0 | 0
Industrial_Petroleum_New_Space Heating_Natural Gas_Unit Heater_E7_Baseline Forecast | Industrial | Petroleum | New | Space Heating | Natural Gas | Unit Heater | E7 |  | Baseline Forecast | 0 | 0 | 0 | 0 | 0 | 0 | 0 | 0 | 0 | 0 | 0 | 0 | 0 | 0 | 0 | 0 | 0 | 0 | 0 | 0 | 0 | 0 | 0
Industrial_Petroleum_New_Space Heating_Natural Gas_Unit Heater_E8_Baseline Forecast | Industrial | Petroleum | New | Space Heating | Natural Gas | Unit Heater | E8 |  | Baseline Forecast | 0 | 0 | 0 | 0 | 0 | 0 | 0 | 0 | 0 | 0 | 0 | 0 | 0 | 0 | 0 | 0 | 0 | 0 | 0 | 0 | 0 | 0 | 0
Industrial_Petroleum_New_Space Heating_Natural Gas_Unit Heater_E9_Baseline Forecast | Industrial | Petroleum | New | Space Heating | Natural Gas | Unit Heater | E9 |  | Baseline Forecast | 0 | 0 | 0 | 0 | 0 | 0 | 0 | 0 | 0 | 0 | 0 | 0 | 0 | 0 | 0 | 0 | 0 | 0 | 0 | 0 | 0 | 0 | 0
Industrial_Petroleum_New_Space Heating_Natural Gas_Unit Heater_E10_Baseline Forecast | Industrial | Petroleum | New | Space Heating | Natural Gas | Unit Heater | E10 |  | Baseline Forecast | 0 | 0 | 0 | 0 | 0 | 0 | 0 | 0 | 0 | 0 | 0 | 0 | 0 | 0 | 0 | 0 | 0 | 0 | 0 | 0 | 0 | 0 | 0
Industrial_Petroleum_New_Process_Natural Gas_Process Boiler_E1_Baseline Forecast | Industrial | Petroleum | New | Process | Natural Gas | Process Boiler | E1 | Standard | Baseline Forecast | 0 | 1.0036 | 0.024028 | 0.76574 | 0.76386 | 0.85617 | 0.51562 | 0.59857 | 0.59102 | 0.66481 | 0.49515 | 0.56949 | 0.56193 | 0.65186 | 0.44242 | 0.5377 | 0.53729 | 0.62548 | 0.41315 | 0.5091 | 0.49523 | 0.49377 | 0
Industrial_Petroleum_New_Process_Natural Gas_Process Boiler_E2_Baseline Forecast | Industrial | Petroleum | New | Process | Natural Gas | Process Boiler | E2 |  | Baseline Forecast | 0 | 0 | 0 | 0 | 0 | 0 | 0 | 0 | 0 | 0 | 0 | 0 | 0 | 0 | 0 | 0 | 0 | 0 | 0 | 0 | 0 | 0 | 0
Industrial_Petroleum_New_Process_Natural Gas_Process Boiler_E3_Baseline Forecast | Industrial | Petroleum | New | Process | Natural Gas | Process Boiler | E3 |  | Baseline Forecast | 0 | 0 | 0 | 0 | 0 | 0 | 0 | 0 | 0 | 0 | 0 | 0 | 0 | 0 | 0 | 0 | 0 | 0 | 0 | 0 | 0 | 0 | 0
Industrial_Petroleum_New_Process_Natural Gas_Process Boiler_E4_Baseline Forecast | Industrial | Petroleum | New | Process | Natural Gas | Process Boiler | E4 |  | Baseline Forecast | 0 | 0 | 0 | 0 | 0 | 0 | 0 | 0 | 0 | 0 | 0 | 0 | 0 | 0 | 0 | 0 | 0 | 0 | 0 | 0 | 0 | 0 | 0
Industrial_Petroleum_New_Process_Natural Gas_Process Boiler_E5_Baseline Forecast | Industrial | Petroleum | New | Process | Natural Gas | Process Boiler | E5 |  | Baseline Forecast | 0 | 0 | 0 | 0 | 0 | 0 | 0 | 0 | 0 | 0 | 0 | 0 | 0 | 0 | 0 | 0 | 0 | 0 | 0 | 0 | 0 | 0 | 0
Industrial_Petroleum_New_Process_Natural Gas_Process Boiler_E6_Baseline Forecast | Industrial | Petroleum | New | Process | Natural Gas | Process Boiler | E6 |  | Baseline Forecast | 0 | 0 | 0 | 0 | 0 | 0 | 0 | 0 | 0 | 0 | 0 | 0 | 0 | 0 | 0 | 0 | 0 | 0 | 0 | 0 | 0 | 0 | 0
Industrial_Petroleum_New_Process_Natural Gas_Process Boiler_E7_Baseline Forecast | Industrial | Petroleum | New | Process | Natural Gas | Process Boiler | E7 |  | Baseline Forecast | 0 | 0 | 0 | 0 | 0 | 0 | 0 | 0 | 0 | 0 | 0 | 0 | 0 | 0 | 0 | 0 | 0 | 0 | 0 | 0 | 0 | 0 | 0
Industrial_Petroleum_New_Process_Natural Gas_Process Boiler_E8_Baseline Forecast | Industrial | Petroleum | New | Process | Natural Gas | Process Boiler | E8 |  | Baseline Forecast | 0 | 0 | 0 | 0 | 0 | 0 | 0 | 0 | 0 | 0 | 0 | 0 | 0 | 0 | 0 | 0 | 0 | 0 | 0 | 0 | 0 | 0 | 0
Industrial_Petroleum_New_Process_Natural Gas_Process Boiler_E9_Baseline Forecast | Industrial | Petroleum | New | Process | Natural Gas | Process Boiler | E9 |  | Baseline Forecast | 0 | 0 | 0 | 0 | 0 | 0 | 0 | 0 | 0 | 0 | 0 | 0 | 0 | 0 | 0 | 0 | 0 | 0 | 0 | 0 | 0 | 0 | 0
Industrial_Petroleum_New_Process_Natural Gas_Process Boiler_E10_Baseline Forecast | Industrial | Petroleum | New | Process | Natural Gas | Process Boiler | E10 |  | Baseline Forecast | 0 | 0 | 0 | 0 | 0 | 0 | 0 | 0 | 0 | 0 | 0 | 0 | 0 | 0 | 0 | 0 | 0 | 0 | 0 | 0 | 0 | 0 | 0
Industrial_Petroleum_New_Process_Natural Gas_Process Heating_E1_Baseline Forecast | Industrial | Petroleum | New | Process | Natural Gas | Process Heating | E1 | Standard | Baseline Forecast | 0 | 1.0036 | 0.024028 | 0.76574 | 0.90723 | 0.98249 | 0.73328 | 0.91474 | 1.0024 | 1.1222 | 1.0178 | 1.4531 | 1.1942 | 1.5553 | 1.4656 | 1.6073 | 1.6037 | 1.8017 | 1.6765 | 1.856 | 1.8767 | 2.0442 | 0
Industrial_Petroleum_New_Process_Natural Gas_Process Heating_E2_Baseline Forecast | Industrial | Petroleum | New | Process | Natural Gas | Process Heating | E2 |  | Baseline Forecast | 0 | 0 | 0 | 0 | 0 | 0 | 0 | 0 | 0 | 0 | 0 | 0 | 0 | 0 | 0 | 0 | 0 | 0 | 0 | 0 | 0 | 0 | 0
Industrial_Petroleum_New_Process_Natural Gas_Process Heating_E3_Baseline Forecast | Industrial | Petroleum | New | Process | Natural Gas | Process Heating | E3 |  | Baseline Forecast | 0 | 0 | 0 | 0 | 0 | 0 | 0 | 0 | 0 | 0 | 0 | 0 | 0 | 0 | 0 | 0 | 0 | 0 | 0 | 0 | 0 | 0 | 0
Industrial_Petroleum_New_Process_Natural Gas_Process Heating_E4_Baseline Forecast | Industrial | Petroleum | New | Process | Natural Gas | Process Heating | E4 |  | Baseline Forecast | 0 | 0 | 0 | 0 | 0 | 0 | 0 | 0 | 0 | 0 | 0 | 0 | 0 | 0 | 0 | 0 | 0 | 0 | 0 | 0 | 0 | 0 | 0
Industrial_Petroleum_New_Process_Natural Gas_Process Heating_E5_Baseline Forecast | Industrial | Petroleum | New | Process | Natural Gas | Process Heating | E5 |  | Baseline Forecast | 0 | 0 | 0 | 0 | 0 | 0 | 0 | 0 | 0 | 0 | 0 | 0 | 0 | 0 | 0 | 0 | 0 | 0 | 0 | 0 | 0 | 0 | 0
Industrial_Petroleum_New_Process_Natural Gas_Process Heating_E6_Baseline Forecast | Industrial | Petroleum | New | Process | Natural Gas | Process Heating | E6 |  | Baseline Forecast | 0 | 0 | 0 | 0 | 0 | 0 | 0 | 0 | 0 | 0 | 0 | 0 | 0 | 0 | 0 | 0 | 0 | 0 | 0 | 0 | 0 | 0 | 0
Industrial_Petroleum_New_Process_Natural Gas_Process Heating_E7_Baseline Forecast | Industrial | Petroleum | New | Process | Natural Gas | Process Heating | E7 |  | Baseline Forecast | 0 | 0 | 0 | 0 | 0 | 0 | 0 | 0 | 0 | 0 | 0 | 0 | 0 | 0 | 0 | 0 | 0 | 0 | 0 | 0 | 0 | 0 | 0
Industrial_Petroleum_New_Process_Natural Gas_Process Heating_E8_Baseline Forecast | Industrial | Petroleum | New | Process | Natural Gas | Process Heating | E8 |  | Baseline Forecast | 0 | 0 | 0 | 0 | 0 | 0 | 0 | 0 | 0 | 0 | 0 | 0 | 0 | 0 | 0 | 0 | 0 | 0 | 0 | 0 | 0 | 0 | 0
Industrial_Petroleum_New_Process_Natural Gas_Process Heating_E9_Baseline Forecast | Industrial | Petroleum | New | Process | Natural Gas | Process Heating | E9 |  | Baseline Forecast | 0 | 0 | 0 | 0 | 0 | 0 | 0 | 0 | 0 | 0 | 0 | 0 | 0 | 0 | 0 | 0 | 0 | 0 | 0 | 0 | 0 | 0 | 0
Industrial_Petroleum_New_Process_Natural Gas_Process Heating_E10_Baseline Forecast | Industrial | Petroleum | New | Process | Natural Gas | Process Heating | E10 |  | Baseline Forecast | 0 | 0 | 0 | 0 | 0 | 0 | 0 | 0 | 0 | 0 | 0 | 0 | 0 | 0 | 0 | 0 | 0 | 0 | 0 | 0 | 0 | 0 | 0
Industrial_Petroleum_New_Process_Natural Gas_Process Cooling_E1_Baseline Forecast | Industrial | Petroleum | New | Process | Natural Gas | Process Cooling | E1 | Standard | Baseline Forecast | 0 | 1.0036 | 0.024028 | 0.76574 | 0.90723 | 0.98249 | 0.73328 | 0.91474 | 1.0024 | 1.1222 | 1.0178 | 1.4531 | 1.1942 | 1.5553 | 1.4656 | 1.6073 | 1.6037 | 1.8017 | 1.6765 | 1.856 | 1.8767 | 2.0442 | 0
Industrial_Petroleum_New_Process_Natural Gas_Process Cooling_E2_Baseline Forecast | Industrial | Petroleum | New | Process | Natural Gas | Process Cooling | E2 |  | Baseline Forecast | 0 | 0 | 0 | 0 | 0 | 0 | 0 | 0 | 0 | 0 | 0 | 0 | 0 | 0 | 0 | 0 | 0 | 0 | 0 | 0 | 0 | 0 | 0
Industrial_Petroleum_New_Process_Natural Gas_Process Cooling_E3_Baseline Forecast | Industrial | Petroleum | New | Process | Natural Gas | Process Cooling | E3 |  | Baseline Forecast | 0 | 0 | 0 | 0 | 0 | 0 | 0 | 0 | 0 | 0 | 0 | 0 | 0 | 0 | 0 | 0 | 0 | 0 | 0 | 0 | 0 | 0 | 0
Industrial_Petroleum_New_Process_Natural Gas_Process Cooling_E4_Baseline Forecast | Industrial | Petroleum | New | Process | Natural Gas | Process Cooling | E4 |  | Baseline Forecast | 0 | 0 | 0 | 0 | 0 | 0 | 0 | 0 | 0 | 0 | 0 | 0 | 0 | 0 | 0 | 0 | 0 | 0 | 0 | 0 | 0 | 0 | 0
Industrial_Petroleum_New_Process_Natural Gas_Process Cooling_E5_Baseline Forecast | Industrial | Petroleum | New | Process | Natural Gas | Process Cooling | E5 |  | Baseline Forecast | 0 | 0 | 0 | 0 | 0 | 0 | 0 | 0 | 0 | 0 | 0 | 0 | 0 | 0 | 0 | 0 | 0 | 0 | 0 | 0 | 0 | 0 | 0
Industrial_Petroleum_New_Process_Natural Gas_Process Cooling_E6_Baseline Forecast | Industrial | Petroleum | New | Process | Natural Gas | Process Cooling | E6 |  | Baseline Forecast | 0 | 0 | 0 | 0 | 0 | 0 | 0 | 0 | 0 | 0 | 0 | 0 | 0 | 0 | 0 | 0 | 0 | 0 | 0 | 0 | 0 | 0 | 0
Industrial_Petroleum_New_Process_Natural Gas_Process Cooling_E7_Baseline Forecast | Industrial | Petroleum | New | Process | Natural Gas | Process Cooling | E7 |  | Baseline Forecast | 0 | 0 | 0 | 0 | 0 | 0 | 0 | 0 | 0 | 0 | 0 | 0 | 0 | 0 | 0 | 0 | 0 | 0 | 0 | 0 | 0 | 0 | 0
Industrial_Petroleum_New_Process_Natural Gas_Process Cooling_E8_Baseline Forecast | Industrial | Petroleum | New | Process | Natural Gas | Process Cooling | E8 |  | Baseline Forecast | 0 | 0 | 0 | 0 | 0 | 0 | 0 | 0 | 0 | 0 | 0 | 0 | 0 | 0 | 0 | 0 | 0 | 0 | 0 | 0 | 0 | 0 | 0
Industrial_Petroleum_New_Process_Natural Gas_Process Cooling_E9_Baseline Forecast | Industrial | Petroleum | New | Process | Natural Gas | Process Cooling | E9 |  | Baseline Forecast | 0 | 0 | 0 | 0 | 0 | 0 | 0 | 0 | 0 | 0 | 0 | 0 | 0 | 0 | 0 | 0 | 0 | 0 | 0 | 0 | 0 | 0 | 0
Industrial_Petroleum_New_Process_Natural Gas_Process Cooling_E10_Baseline Forecast | Industrial | Petroleum | New | Process | Natural Gas | Process Cooling | E10 |  | Baseline Forecast | 0 | 0 | 0 | 0 | 0 | 0 | 0 | 0 | 0 | 0 | 0 | 0 | 0 | 0 | 0 | 0 | 0 | 0 | 0 | 0 | 0 | 0 | 0
Industrial_Petroleum_New_Process_Natural Gas_Other Process_E1_Baseline Forecast | Industrial | Petroleum | New | Process | Natural Gas | Other Process | E1 | Standard | Baseline Forecast | 0 | 1.0036 | 0.024028 | 0.76574 | 0.90723 | 0.98249 | 0.73328 | 0.91474 | 1.0024 | 1.1222 | 1.0178 | 1.4531 | 1.1942 | 1.5553 | 1.4656 | 1.6073 | 1.6037 | 1.8017 | 1.6765 | 1.856 | 1.8767 | 2.0442 | 0
Industrial_Petroleum_New_Process_Natural Gas_Other Process_E2_Baseline Forecast | Industrial | Petroleum | New | Process | Natural Gas | Other Process | E2 |  | Baseline Forecast | 0 | 0 | 0 | 0 | 0 | 0 | 0 | 0 | 0 | 0 | 0 | 0 | 0 | 0 | 0 | 0 | 0 | 0 | 0 | 0 | 0 | 0 | 0
Industrial_Petroleum_New_Process_Natural Gas_Other Process_E3_Baseline Forecast | Industrial | Petroleum | New | Process | Natural Gas | Other Process | E3 |  | Baseline Forecast | 0 | 0 | 0 | 0 | 0 | 0 | 0 | 0 | 0 | 0 | 0 | 0 | 0 | 0 | 0 | 0 | 0 | 0 | 0 | 0 | 0 | 0 | 0
Industrial_Petroleum_New_Process_Natural Gas_Other Process_E4_Baseline Forecast | Industrial | Petroleum | New | Process | Natural Gas | Other Process | E4 |  | Baseline Forecast | 0 | 0 | 0 | 0 | 0 | 0 | 0 | 0 | 0 | 0 | 0 | 0 | 0 | 0 | 0 | 0 | 0 | 0 | 0 | 0 | 0 | 0 | 0
Industrial_Petroleum_New_Process_Natural Gas_Other Process_E5_Baseline Forecast | Industrial | Petroleum | New | Process | Natural Gas | Other Process | E5 |  | Baseline Forecast | 0 | 0 | 0 | 0 | 0 | 0 | 0 | 0 | 0 | 0 | 0 | 0 | 0 | 0 | 0 | 0 | 0 | 0 | 0 | 0 | 0 | 0 | 0
Industrial_Petroleum_New_Process_Natural Gas_Other Process_E6_Baseline Forecast | Industrial | Petroleum | New | Process | Natural Gas | Other Process | E6 |  | Baseline Forecast | 0 | 0 | 0 | 0 | 0 | 0 | 0 | 0 | 0 | 0 | 0 | 0 | 0 | 0 | 0 | 0 | 0 | 0 | 0 | 0 | 0 | 0 | 0
Industrial_Petroleum_New_Process_Natural Gas_Other Process_E7_Baseline Forecast | Industrial | Petroleum | New | Process | Natural Gas | Other Process | E7 |  | Baseline Forecast | 0 | 0 | 0 | 0 | 0 | 0 | 0 | 0 | 0 | 0 | 0 | 0 | 0 | 0 | 0 | 0 | 0 | 0 | 0 | 0 | 0 | 0 | 0
Industrial_Petroleum_New_Process_Natural Gas_Other Process_E8_Baseline Forecast | Industrial | Petroleum | New | Process | Natural Gas | Other Process | E8 |  | Baseline Forecast | 0 | 0 | 0 | 0 | 0 | 0 | 0 | 0 | 0 | 0 | 0 | 0 | 0 | 0 | 0 | 0 | 0 | 0 | 0 | 0 | 0 | 0 | 0
Industrial_Petroleum_New_Process_Natural Gas_Other Process_E9_Baseline Forecast | Industrial | Petroleum | New | Process | Natural Gas | Other Process | E9 |  | Baseline Forecast | 0 | 0 | 0 | 0 | 0 | 0 | 0 | 0 | 0 | 0 | 0 | 0 | 0 | 0 | 0 | 0 | 0 | 0 | 0 | 0 | 0 | 0 | 0
Industrial_Petroleum_New_Process_Natural Gas_Other Process_E10_Baseline Forecast | Industrial | Petroleum | New | Process | Natural Gas | Other Process | E10 |  | Baseline Forecast | 0 | 0 | 0 | 0 | 0 | 0 | 0 | 0 | 0 | 0 | 0 | 0 | 0 | 0 | 0 | 0 | 0 | 0 | 0 | 0 | 0 | 0 | 0
Industrial_Petroleum_New_Miscellaneous_Natural Gas_Miscellaneous_E1_Baseline Forecast | Industrial | Petroleum | New | Miscellaneous | Natural Gas | Miscellaneous | E1 | Standard | Baseline Forecast | 0 | 1.0036 | 0.024028 | 0.76574 | 0.90723 | 0.98249 | 0.73328 | 0.91474 | 1.0024 | 1.1222 | 1.0178 | 1.4531 | 1.1942 | 1.5553 | 1.4656 | 1.6073 | 1.6037 | 1.8017 | 1.6765 | 1.856 | 1.8767 | 2.0442 | 0
Industrial_Petroleum_New_Miscellaneous_Natural Gas_Miscellaneous_E2_Baseline Forecast | Industrial | Petroleum | New | Miscellaneous | Natural Gas | Miscellaneous | E2 |  | Baseline Forecast | 0 | 0 | 0 | 0 | 0 | 0 | 0 | 0 | 0 | 0 | 0 | 0 | 0 | 0 | 0 | 0 | 0 | 0 | 0 | 0 | 0 | 0 | 0
Industrial_Petroleum_New_Miscellaneous_Natural Gas_Miscellaneous_E3_Baseline Forecast | Industrial | Petroleum | New | Miscellaneous | Natural Gas | Miscellaneous | E3 |  | Baseline Forecast | 0 | 0 | 0 | 0 | 0 | 0 | 0 | 0 | 0 | 0 | 0 | 0 | 0 | 0 | 0 | 0 | 0 | 0 | 0 | 0 | 0 | 0 | 0
Industrial_Petroleum_New_Miscellaneous_Natural Gas_Miscellaneous_E4_Baseline Forecast | Industrial | Petroleum | New | Miscellaneous | Natural Gas | Miscellaneous | E4 |  | Baseline Forecast | 0 | 0 | 0 | 0 | 0 | 0 | 0 | 0 | 0 | 0 | 0 | 0 | 0 | 0 | 0 | 0 | 0 | 0 | 0 | 0 | 0 | 0 | 0
Industrial_Petroleum_New_Miscellaneous_Natural Gas_Miscellaneous_E5_Baseline Forecast | Industrial | Petroleum | New | Miscellaneous | Natural Gas | Miscellaneous | E5 |  | Baseline Forecast | 0 | 0 | 0 | 0 | 0 | 0 | 0 | 0 | 0 | 0 | 0 | 0 | 0 | 0 | 0 | 0 | 0 | 0 | 0 | 0 | 0 | 0 | 0
Industrial_Petroleum_New_Miscellaneous_Natural Gas_Miscellaneous_E6_Baseline Forecast | Industrial | Petroleum | New | Miscellaneous | Natural Gas | Miscellaneous | E6 |  | Baseline Forecast | 0 | 0 | 0 | 0 | 0 | 0 | 0 | 0 | 0 | 0 | 0 | 0 | 0 | 0 | 0 | 0 | 0 | 0 | 0 | 0 | 0 | 0 | 0
Industrial_Petroleum_New_Miscellaneous_Natural Gas_Miscellaneous_E7_Baseline Forecast | Industrial | Petroleum | New | Miscellaneous | Natural Gas | Miscellaneous | E7 |  | Baseline Forecast | 0 | 0 | 0 | 0 | 0 | 0 | 0 | 0 | 0 | 0 | 0 | 0 | 0 | 0 | 0 | 0 | 0 | 0 | 0 | 0 | 0 | 0 | 0
Industrial_Petroleum_New_Miscellaneous_Natural Gas_Miscellaneous_E8_Baseline Forecast | Industrial | Petroleum | New | Miscellaneous | Natural Gas | Miscellaneous | E8 |  | Baseline Forecast | 0 | 0 | 0 | 0 | 0 | 0 | 0 | 0 | 0 | 0 | 0 | 0 | 0 | 0 | 0 | 0 | 0 | 0 | 0 | 0 | 0 | 0 | 0
Industrial_Petroleum_New_Miscellaneous_Natural Gas_Miscellaneous_E9_Baseline Forecast | Industrial | Petroleum | New | Miscellaneous | Natural Gas | Miscellaneous | E9 |  | Baseline Forecast | 0 | 0 | 0 | 0 | 0 | 0 | 0 | 0 | 0 | 0 | 0 | 0 | 0 | 0 | 0 | 0 | 0 | 0 | 0 | 0 | 0 | 0 | 0
Industrial_Petroleum_New_Miscellaneous_Natural Gas_Miscellaneous_E10_Baseline Forecast | Industrial | Petroleum | New | Miscellaneous | Natural Gas | Miscellaneous | E10 |  | Baseline Forecast | 0 | 0 | 0 | 0 | 0 | 0 | 0 | 0 | 0 | 0 | 0 | 0 | 0 | 0 | 0 | 0 | 0 | 0 | 0 | 0 | 0 | 0 | 0
Industrial_Paper and Printing_Existing_Space Heating_Natural Gas_Furnace_E1_Baseline Forecast | Industrial | Paper and Printing | Existing | Space Heating | Natural Gas | Furnace | E1 | AFUE 80% (Standard) | Baseline Forecast | 0 | 0.61162 | 0.64085 | 0.66659 | 0.68913 | 0.70872 | 0.72562 | 0.74003 | 0.75218 | 0.76225 | 0.77042 | 0.77685 | 0.71854 | 0.66462 | 0.61474 | 0.5686 | 0.52593 | 0.48646 | 0.44995 | 0.45058 | 0.4522 | 0.45456 | 0
Industrial_Paper and Printing_Existing_Space Heating_Natural Gas_Furnace_E2_Baseline Forecast | Industrial | Paper and Printing | Existing | Space Heating | Natural Gas | Furnace | E2 | AFUE 90% | Baseline Forecast | 0 | 0 | 0 | 0 | 0 | 0 | 0 | 0 | 0 | 0 | 0 | 0 | 0 | 0 | 0 | 0 | 0 | 0 | 0 | 0 | 0 | 0 | 0
Industrial_Paper and Printing_Existing_Space Heating_Natural Gas_Furnace_E3_Baseline Forecast | Industrial | Paper and Printing | Existing | Space Heating | Natural Gas | Furnace | E3 | AFUE 96% | Baseline Forecast | 0 | 0 | 0 | 0 | 0 | 0 | 0 | 0 | 0 | 0 | 0 | 0 | 0 | 0 | 0 | 0 | 0 | 0 | 0 | 0 | 0 | 0 | 0
Industrial_Paper and Printing_Existing_Space Heating_Natural Gas_Furnace_E4_Baseline Forecast | Industrial | Paper and Printing | Existing | Space Heating | Natural Gas | Furnace | E4 |  | Baseline Forecast | 0 | 0 | 0 | 0 | 0 | 0 | 0 | 0 | 0 | 0 | 0 | 0 | 0 | 0 | 0 | 0 | 0 | 0 | 0 | 0 | 0 | 0 | 0
Industrial_Paper and Printing_Existing_Space Heating_Natural Gas_Furnace_E5_Baseline Forecast | Industrial | Paper and Printing | Existing | Space Heating | Natural Gas | Furnace | E5 |  | Baseline Forecast | 0 | 0 | 0 | 0 | 0 | 0 | 0 | 0 | 0 | 0 | 0 | 0 | 0 | 0 | 0 | 0 | 0 | 0 | 0 | 0 | 0 | 0 | 0
Industrial_Paper and Printing_Existing_Space Heating_Natural Gas_Furnace_E6_Baseline Forecast | Industrial | Paper and Printing | Existing | Space Heating | Natural Gas | Furnace | E6 |  | Baseline Forecast | 0 | 0 | 0 | 0 | 0 | 0 | 0 | 0 | 0 | 0 | 0 | 0 | 0 | 0 | 0 | 0 | 0 | 0 | 0 | 0 | 0 | 0 | 0
Industrial_Paper and Printing_Existing_Space Heating_Natural Gas_Furnace_E7_Baseline Forecast | Industrial | Paper and Printing | Existing | Space Heating | Natural Gas | Furnace | E7 |  | Baseline Forecast | 0 | 0 | 0 | 0 | 0 | 0 | 0 | 0 | 0 | 0 | 0 | 0 | 0 | 0 | 0 | 0 | 0 | 0 | 0 | 0 | 0 | 0 | 0
Industrial_Paper and Printing_Existing_Space Heating_Natural Gas_Furnace_E8_Baseline Forecast | Industrial | Paper and Printing | Existing | Space Heating | Natural Gas | Furnace | E8 |  | Baseline Forecast | 0 | 0 | 0 | 0 | 0 | 0 | 0 | 0 | 0 | 0 | 0 | 0 | 0 | 0 | 0 | 0 | 0 | 0 | 0 | 0 | 0 | 0 | 0
Industrial_Paper and Printing_Existing_Space Heating_Natural Gas_Furnace_E9_Baseline Forecast | Industrial | Paper and Printing | Existing | Space Heating | Natural Gas | Furnace | E9 |  | Baseline Forecast | 0 | 0 | 0 | 0 | 0 | 0 | 0 | 0 | 0 | 0 | 0 | 0 | 0 | 0 | 0 | 0 | 0 | 0 | 0 | 0 | 0 | 0 | 0
Industrial_Paper and Printing_Existing_Space Heating_Natural Gas_Furnace_E10_Baseline Forecast | Industrial | Paper and Printing | Existing | Space Heating | Natural Gas | Furnace | E10 |  | Baseline Forecast | 0 | 0 | 0 | 0 | 0 | 0 | 0 | 0 | 0 | 0 | 0 | 0 | 0 | 0 | 0 | 0 | 0 | 0 | 0 | 0 | 0 | 0 | 0
Industrial_Paper and Printing_Existing_Space Heating_Natural Gas_Boiler_E1_Baseline Forecast | Industrial | Paper and Printing | Existing | Space Heating | Natural Gas | Boiler | E1 | AFUE 80% (Standard) | Baseline Forecast | 0 | 0.04675 | 0.046362 | 0.045936 | 0.045477 | 0.044991 | 0.044481 | 0.043952 | 0.043407 | 0.042848 | 0.042279 | 0.041701 | 0.041118 | 0.04053 | 0.039939 | 0.039347 | 0.038755 | 0.038163 | 0.037574 | 0.036988 | 0.036405 | 0.035827 | 0
Industrial_Paper and Printing_Existing_Space Heating_Natural Gas_Boiler_E2_Baseline Forecast | Industrial | Paper and Printing | Existing | Space Heating | Natural Gas | Boiler | E2 | AFUE 85% | Baseline Forecast | 0 | 0 | 0 | 0 | 0 | 0 | 0 | 0 | 0 | 0 | 0 | 0 | 0 | 0 | 0 | 0 | 0 | 0 | 0 | 0 | 0 | 0 | 0
Industrial_Paper and Printing_Existing_Space Heating_Natural Gas_Boiler_E3_Baseline Forecast | Industrial | Paper and Printing | Existing | Space Heating | Natural Gas | Boiler | E3 | AFUE 97% | Baseline Forecast | 0 | 0 | 0 | 0 | 0 | 0 | 0 | 0 | 0 | 0 | 0 | 0 | 0 | 0 | 0 | 0 | 0 | 0 | 0 | 0 | 0 | 0 | 0
Industrial_Paper and Printing_Existing_Space Heating_Natural Gas_Boiler_E4_Baseline Forecast | Industrial | Paper and Printing | Existing | Space Heating | Natural Gas | Boiler | E4 | Convert to NG Air Source Heat Pump | Baseline Forecast | 0 | 0 | 0 | 0 | 0 | 0 | 0 | 0 | 0 | 0 | 0 | 0 | 0 | 0 | 0 | 0 | 0 | 0 | 0 | 0 | 0 | 0 | 0
Industrial_Paper and Printing_Existing_Space Heating_Natural Gas_Boiler_E5_Baseline Forecast | Industrial | Paper and Printing | Existing | Space Heating | Natural Gas | Boiler | E5 |  | Baseline Forecast | 0 | 0 | 0 | 0 | 0 | 0 | 0 | 0 | 0 | 0 | 0 | 0 | 0 | 0 | 0 | 0 | 0 | 0 | 0 | 0 | 0 | 0 | 0
Industrial_Paper and Printing_Existing_Space Heating_Natural Gas_Boiler_E6_Baseline Forecast | Industrial | Paper and Printing | Existing | Space Heating | Natural Gas | Boiler | E6 |  | Baseline Forecast | 0 | 0 | 0 | 0 | 0 | 0 | 0 | 0 | 0 | 0 | 0 | 0 | 0 | 0 | 0 | 0 | 0 | 0 | 0 | 0 | 0 | 0 | 0
Industrial_Paper and Printing_Existing_Space Heating_Natural Gas_Boiler_E7_Baseline Forecast | Industrial | Paper and Printing | Existing | Space Heating | Natural Gas | Boiler | E7 |  | Baseline Forecast | 0 | 0 | 0 | 0 | 0 | 0 | 0 | 0 | 0 | 0 | 0 | 0 | 0 | 0 | 0 | 0 | 0 | 0 | 0 | 0 | 0 | 0 | 0
Industrial_Paper and Printing_Existing_Space Heating_Natural Gas_Boiler_E8_Baseline Forecast | Industrial | Paper and Printing | Existing | Space Heating | Natural Gas | Boiler | E8 |  | Baseline Forecast | 0 | 0 | 0 | 0 | 0 | 0 | 0 | 0 | 0 | 0 | 0 | 0 | 0 | 0 | 0 | 0 | 0 | 0 | 0 | 0 | 0 | 0 | 0
Industrial_Paper and Printing_Existing_Space Heating_Natural Gas_Boiler_E9_Baseline Forecast | Industrial | Paper and Printing | Existing | Space Heating | Natural Gas | Boiler | E9 |  | Baseline Forecast | 0 | 0 | 0 | 0 | 0 | 0 | 0 | 0 | 0 | 0 | 0 | 0 | 0 | 0 | 0 | 0 | 0 | 0 | 0 | 0 | 0 | 0 | 0
Industrial_Paper and Printing_Existing_Space Heating_Natural Gas_Boiler_E10_Baseline Forecast | Industrial | Paper and Printing | Existing | Space Heating | Natural Gas | Boiler | E10 |  | Baseline Forecast | 0 | 0 | 0 | 0 | 0 | 0 | 0 | 0 | 0 | 0 | 0 | 0 | 0 | 0 | 0 | 0 | 0 | 0 | 0 | 0 | 0 | 0 | 0
Industrial_Paper and Printing_Existing_Space Heating_Natural Gas_Unit Heater_E1_Baseline Forecast | Industrial | Paper and Printing | Existing | Space Heating | Natural Gas | Unit Heater | E1 | Standard | Baseline Forecast | 0 | 0.023701 | 0.067758 | 0.12921 | 0.20542 | 0.29406 | 0.39308 | 0.50065 | 0.61516 | 0.73519 | 0.83923 | 0.92904 | 1.0101 | 1.0863 | 1.1605 | 1.2345 | 1.3094 | 1.2293 | 1.1743 | 1.1411 | 1.127 | 1.1259 | 0
Industrial_Paper and Printing_Existing_Space Heating_Natural Gas_Unit Heater_E2_Baseline Forecast | Industrial | Paper and Printing | Existing | Space Heating | Natural Gas | Unit Heater | E2 | Condensing | Baseline Forecast | 0 | 0 | 0 | 0 | 0 | 0 | 0 | 0 | 0 | 0 | 0 | 0 | 0 | 0 | 0 | 0 | 0 | 0 | 0 | 0 | 0 | 0 | 0
Industrial_Paper and Printing_Existing_Space Heating_Natural Gas_Unit Heater_E3_Baseline Forecast | Industrial | Paper and Printing | Existing | Space Heating | Natural Gas | Unit Heater | E3 | Infrared Radiant | Baseline Forecast | 0 | 0 | 0 | 0 | 0 | 0 | 0 | 0 | 0 | 0 | 0 | 0 | 0 | 0 | 0 | 0 | 0 | 0 | 0 | 0 | 0 | 0 | 0
Industrial_Paper and Printing_Existing_Space Heating_Natural Gas_Unit Heater_E4_Baseline Forecast | Industrial | Paper and Printing | Existing | Space Heating | Natural Gas | Unit Heater | E4 |  | Baseline Forecast | 0 | 0 | 0 | 0 | 0 | 0 | 0 | 0 | 0 | 0 | 0 | 0 | 0 | 0 | 0 | 0 | 0 | 0 | 0 | 0 | 0 | 0 | 0
Industrial_Paper and Printing_Existing_Space Heating_Natural Gas_Unit Heater_E5_Baseline Forecast | Industrial | Paper and Printing | Existing | Space Heating | Natural Gas | Unit Heater | E5 |  | Baseline Forecast | 0 | 0 | 0 | 0 | 0 | 0 | 0 | 0 | 0 | 0 | 0 | 0 | 0 | 0 | 0 | 0 | 0 | 0 | 0 | 0 | 0 | 0 | 0
Industrial_Paper and Printing_Existing_Space Heating_Natural Gas_Unit Heater_E6_Baseline Forecast | Industrial | Paper and Printing | Existing | Space Heating | Natural Gas | Unit Heater | E6 |  | Baseline Forecast | 0 | 0 | 0 | 0 | 0 | 0 | 0 | 0 | 0 | 0 | 0 | 0 | 0 | 0 | 0 | 0 | 0 | 0 | 0 | 0 | 0 | 0 | 0
Industrial_Paper and Printing_Existing_Space Heating_Natural Gas_Unit Heater_E7_Baseline Forecast | Industrial | Paper and Printing | Existing | Space Heating | Natural Gas | Unit Heater | E7 |  | Baseline Forecast | 0 | 0 | 0 | 0 | 0 | 0 | 0 | 0 | 0 | 0 | 0 | 0 | 0 | 0 | 0 | 0 | 0 | 0 | 0 | 0 | 0 | 0 | 0
Industrial_Paper and Printing_Existing_Space Heating_Natural Gas_Unit Heater_E8_Baseline Forecast | Industrial | Paper and Printing | Existing | Space Heating | Natural Gas | Unit Heater | E8 |  | Baseline Forecast | 0 | 0 | 0 | 0 | 0 | 0 | 0 | 0 | 0 | 0 | 0 | 0 | 0 | 0 | 0 | 0 | 0 | 0 | 0 | 0 | 0 | 0 | 0
Industrial_Paper and Printing_Existing_Space Heating_Natural Gas_Unit Heater_E9_Baseline Forecast | Industrial | Paper and Printing | Existing | Space Heating | Natural Gas | Unit Heater | E9 |  | Baseline Forecast | 0 | 0 | 0 | 0 | 0 | 0 | 0 | 0 | 0 | 0 | 0 | 0 | 0 | 0 | 0 | 0 | 0 | 0 | 0 | 0 | 0 | 0 | 0
Industrial_Paper and Printing_Existing_Space Heating_Natural Gas_Unit Heater_E10_Baseline Forecast | Industrial | Paper and Printing | Existing | Space Heating | Natural Gas | Unit Heater | E10 |  | Baseline Forecast | 0 | 0 | 0 | 0 | 0 | 0 | 0 | 0 | 0 | 0 | 0 | 0 | 0 | 0 | 0 | 0 | 0 | 0 | 0 | 0 | 0 | 0 | 0
Industrial_Paper and Printing_Existing_Process_Natural Gas_Process Boiler_E1_Baseline Forecast | Industrial | Paper and Printing | Existing | Process | Natural Gas | Process Boiler | E1 | Standard | Baseline Forecast | 0 | 5.2766 | 6.1734 | 6.899 | 5.8114 | 4.8954 | 4.1237 | 3.4736 | 2.9261 | 2.4648 | 2.0763 | 1.749 | 1.4733 | 1.241 | 1.0454 | 0.88061 | 0.7418 | 0.62486 | 0.52636 | 0.44339 | 0.3735 | 0.31462 | 0
Industrial_Paper and Printing_Existing_Process_Natural Gas_Process Boiler_E2_Baseline Forecast | Industrial | Paper and Printing | Existing | Process | Natural Gas | Process Boiler | E2 |  | Baseline Forecast | 0 | 0 | 0 | 0 | 0 | 0 | 0 | 0 | 0 | 0 | 0 | 0 | 0 | 0 | 0 | 0 | 0 | 0 | 0 | 0 | 0 | 0 | 0
Industrial_Paper and Printing_Existing_Process_Natural Gas_Process Boiler_E3_Baseline Forecast | Industrial | Paper and Printing | Existing | Process | Natural Gas | Process Boiler | E3 |  | Baseline Forecast | 0 | 0 | 0 | 0 | 0 | 0 | 0 | 0 | 0 | 0 | 0 | 0 | 0 | 0 | 0 | 0 | 0 | 0 | 0 | 0 | 0 | 0 | 0
Industrial_Paper and Printing_Existing_Process_Natural Gas_Process Boiler_E4_Baseline Forecast | Industrial | Paper and Printing | Existing | Process | Natural Gas | Process Boiler | E4 |  | Baseline Forecast | 0 | 0 | 0 | 0 | 0 | 0 | 0 | 0 | 0 | 0 | 0 | 0 | 0 | 0 | 0 | 0 | 0 | 0 | 0 | 0 | 0 | 0 | 0
Industrial_Paper and Printing_Existing_Process_Natural Gas_Process Boiler_E5_Baseline Forecast | Industrial | Paper and Printing | Existing | Process | Natural Gas | Process Boiler | E5 |  | Baseline Forecast | 0 | 0 | 0 | 0 | 0 | 0 | 0 | 0 | 0 | 0 | 0 | 0 | 0 | 0 | 0 | 0 | 0 | 0 | 0 | 0 | 0 | 0 | 0
Industrial_Paper and Printing_Existing_Process_Natural Gas_Process Boiler_E6_Baseline Forecast | Industrial | Paper and Printing | Existing | Process | Natural Gas | Process Boiler | E6 |  | Baseline Forecast | 0 | 0 | 0 | 0 | 0 | 0 | 0 | 0 | 0 | 0 | 0 | 0 | 0 | 0 | 0 | 0 | 0 | 0 | 0 | 0 | 0 | 0 | 0
Industrial_Paper and Printing_Existing_Process_Natural Gas_Process Boiler_E7_Baseline Forecast | Industrial | Paper and Printing | Existing | Process | Natural Gas | Process Boiler | E7 |  | Baseline Forecast | 0 | 0 | 0 | 0 | 0 | 0 | 0 | 0 | 0 | 0 | 0 | 0 | 0 | 0 | 0 | 0 | 0 | 0 | 0 | 0 | 0 | 0 | 0
Industrial_Paper and Printing_Existing_Process_Natural Gas_Process Boiler_E8_Baseline Forecast | Industrial | Paper and Printing | Existing | Process | Natural Gas | Process Boiler | E8 |  | Baseline Forecast | 0 | 0 | 0 | 0 | 0 | 0 | 0 | 0 | 0 | 0 | 0 | 0 | 0 | 0 | 0 | 0 | 0 | 0 | 0 | 0 | 0 | 0 | 0
Industrial_Paper and Printing_Existing_Process_Natural Gas_Process Boiler_E9_Baseline Forecast | Industrial | Paper and Printing | Existing | Process | Natural Gas | Process Boiler | E9 |  | Baseline Forecast | 0 | 0 | 0 | 0 | 0 | 0 | 0 | 0 | 0 | 0 | 0 | 0 | 0 | 0 | 0 | 0 | 0 | 0 | 0 | 0 | 0 | 0 | 0
Industrial_Paper and Printing_Existing_Process_Natural Gas_Process Boiler_E10_Baseline Forecast | Industrial | Paper and Printing | Existing | Process | Natural Gas | Process Boiler | E10 |  | Baseline Forecast | 0 | 0 | 0 | 0 | 0 | 0 | 0 | 0 | 0 | 0 | 0 | 0 | 0 | 0 | 0 | 0 | 0 | 0 | 0 | 0 | 0 | 0 | 0
Industrial_Paper and Printing_Existing_Process_Natural Gas_Process Heating_E1_Baseline Forecast | Industrial | Paper and Printing | Existing | Process | Natural Gas | Process Heating | E1 | Standard | Baseline Forecast | 0 | 5.2766 | 6.1734 | 6.899 | 6.5269 | 6.3351 | 6.272 | 6.1683 | 6.055 | 5.9509 | 5.8492 | 7.0402 | 6.9791 | 6.8758 | 6.6846 | 6.5578 | 6.4677 | 6.3556 | 6.2412 | 6.1345 | 6.0295 | 6.2416 | 0
Industrial_Paper and Printing_Existing_Process_Natural Gas_Process Heating_E2_Baseline Forecast | Industrial | Paper and Printing | Existing | Process | Natural Gas | Process Heating | E2 |  | Baseline Forecast | 0 | 0 | 0 | 0 | 0 | 0 | 0 | 0 | 0 | 0 | 0 | 0 | 0 | 0 | 0 | 0 | 0 | 0 | 0 | 0 | 0 | 0 | 0
Industrial_Paper and Printing_Existing_Process_Natural Gas_Process Heating_E3_Baseline Forecast | Industrial | Paper and Printing | Existing | Process | Natural Gas | Process Heating | E3 |  | Baseline Forecast | 0 | 0 | 0 | 0 | 0 | 0 | 0 | 0 | 0 | 0 | 0 | 0 | 0 | 0 | 0 | 0 | 0 | 0 | 0 | 0 | 0 | 0 | 0
Industrial_Paper and Printing_Existing_Process_Natural Gas_Process Heating_E4_Baseline Forecast | Industrial | Paper and Printing | Existing | Process | Natural Gas | Process Heating | E4 |  | Baseline Forecast | 0 | 0 | 0 | 0 | 0 | 0 | 0 | 0 | 0 | 0 | 0 | 0 | 0 | 0 | 0 | 0 | 0 | 0 | 0 | 0 | 0 | 0 | 0
Industrial_Paper and Printing_Existing_Process_Natural Gas_Process Heating_E5_Baseline Forecast | Industrial | Paper and Printing | Existing | Process | Natural Gas | Process Heating | E5 |  | Baseline Forecast | 0 | 0 | 0 | 0 | 0 | 0 | 0 | 0 | 0 | 0 | 0 | 0 | 0 | 0 | 0 | 0 | 0 | 0 | 0 | 0 | 0 | 0 | 0
Industrial_Paper and Printing_Existing_Process_Natural Gas_Process Heating_E6_Baseline Forecast | Industrial | Paper and Printing | Existing | Process | Natural Gas | Process Heating | E6 |  | Baseline Forecast | 0 | 0 | 0 | 0 | 0 | 0 | 0 | 0 | 0 | 0 | 0 | 0 | 0 | 0 | 0 | 0 | 0 | 0 | 0 | 0 | 0 | 0 | 0
Industrial_Paper and Printing_Existing_Process_Natural Gas_Process Heating_E7_Baseline Forecast | Industrial | Paper and Printing | Existing | Process | Natural Gas | Process Heating | E7 |  | Baseline Forecast | 0 | 0 | 0 | 0 | 0 | 0 | 0 | 0 | 0 | 0 | 0 | 0 | 0 | 0 | 0 | 0 | 0 | 0 | 0 | 0 | 0 | 0 | 0
Industrial_Paper and Printing_Existing_Process_Natural Gas_Process Heating_E8_Baseline Forecast | Industrial | Paper and Printing | Existing | Process | Natural Gas | Process Heating | E8 |  | Baseline Forecast | 0 | 0 | 0 | 0 | 0 | 0 | 0 | 0 | 0 | 0 | 0 | 0 | 0 | 0 | 0 | 0 | 0 | 0 | 0 | 0 | 0 | 0 | 0
Industrial_Paper and Printing_Existing_Process_Natural Gas_Process Heating_E9_Baseline Forecast | Industrial | Paper and Printing | Existing | Process | Natural Gas | Process Heating | E9 |  | Baseline Forecast | 0 | 0 | 0 | 0 | 0 | 0 | 0 | 0 | 0 | 0 | 0 | 0 | 0 | 0 | 0 | 0 | 0 | 0 | 0 | 0 | 0 | 0 | 0
Industrial_Paper and Printing_Existing_Process_Natural Gas_Process Heating_E10_Baseline Forecast | Industrial | Paper and Printing | Existing | Process | Natural Gas | Process Heating | E10 |  | Baseline Forecast | 0 | 0 | 0 | 0 | 0 | 0 | 0 | 0 | 0 | 0 | 0 | 0 | 0 | 0 | 0 | 0 | 0 | 0 | 0 | 0 | 0 | 0 | 0
Industrial_Paper and Printing_Existing_Process_Natural Gas_Process Cooling_E1_Baseline Forecast | Industrial | Paper and Printing | Existing | Process | Natural Gas | Process Cooling | E1 | Standard | Baseline Forecast | 0 | 5.2766 | 6.1734 | 6.899 | 6.5269 | 6.3351 | 6.272 | 6.1683 | 6.055 | 5.9509 | 5.8492 | 7.0402 | 6.9791 | 6.8758 | 6.6846 | 6.5578 | 6.4677 | 6.3556 | 6.2412 | 6.1345 | 6.0295 | 6.2416 | 0
Industrial_Paper and Printing_Existing_Process_Natural Gas_Process Cooling_E2_Baseline Forecast | Industrial | Paper and Printing | Existing | Process | Natural Gas | Process Cooling | E2 |  | Baseline Forecast | 0 | 0 | 0 | 0 | 0 | 0 | 0 | 0 | 0 | 0 | 0 | 0 | 0 | 0 | 0 | 0 | 0 | 0 | 0 | 0 | 0 | 0 | 0
Industrial_Paper and Printing_Existing_Process_Natural Gas_Process Cooling_E3_Baseline Forecast | Industrial | Paper and Printing | Existing | Process | Natural Gas | Process Cooling | E3 |  | Baseline Forecast | 0 | 0 | 0 | 0 | 0 | 0 | 0 | 0 | 0 | 0 | 0 | 0 | 0 | 0 | 0 | 0 | 0 | 0 | 0 | 0 | 0 | 0 | 0
Industrial_Paper and Printing_Existing_Process_Natural Gas_Process Cooling_E4_Baseline Forecast | Industrial | Paper and Printing | Existing | Process | Natural Gas | Process Cooling | E4 |  | Baseline Forecast | 0 | 0 | 0 | 0 | 0 | 0 | 0 | 0 | 0 | 0 | 0 | 0 | 0 | 0 | 0 | 0 | 0 | 0 | 0 | 0 | 0 | 0 | 0
Industrial_Paper and Printing_Existing_Process_Natural Gas_Process Cooling_E5_Baseline Forecast | Industrial | Paper and Printing | Existing | Process | Natural Gas | Process Cooling | E5 |  | Baseline Forecast | 0 | 0 | 0 | 0 | 0 | 0 | 0 | 0 | 0 | 0 | 0 | 0 | 0 | 0 | 0 | 0 | 0 | 0 | 0 | 0 | 0 | 0 | 0
Industrial_Paper and Printing_Existing_Process_Natural Gas_Process Cooling_E6_Baseline Forecast | Industrial | Paper and Printing | Existing | Process | Natural Gas | Process Cooling | E6 |  | Baseline Forecast | 0 | 0 | 0 | 0 | 0 | 0 | 0 | 0 | 0 | 0 | 0 | 0 | 0 | 0 | 0 | 0 | 0 | 0 | 0 | 0 | 0 | 0 | 0
Industrial_Paper and Printing_Existing_Process_Natural Gas_Process Cooling_E7_Baseline Forecast | Industrial | Paper and Printing | Existing | Process | Natural Gas | Process Cooling | E7 |  | Baseline Forecast | 0 | 0 | 0 | 0 | 0 | 0 | 0 | 0 | 0 | 0 | 0 | 0 | 0 | 0 | 0 | 0 | 0 | 0 | 0 | 0 | 0 | 0 | 0
Industrial_Paper and Printing_Existing_Process_Natural Gas_Process Cooling_E8_Baseline Forecast | Industrial | Paper and Printing | Existing | Process | Natural Gas | Process Cooling | E8 |  | Baseline Forecast | 0 | 0 | 0 | 0 | 0 | 0 | 0 | 0 | 0 | 0 | 0 | 0 | 0 | 0 | 0 | 0 | 0 | 0 | 0 | 0 | 0 | 0 | 0
Industrial_Paper and Printing_Existing_Process_Natural Gas_Process Cooling_E9_Baseline Forecast | Industrial | Paper and Printing | Existing | Process | Natural Gas | Process Cooling | E9 |  | Baseline Forecast | 0 | 0 | 0 | 0 | 0 | 0 | 0 | 0 | 0 | 0 | 0 | 0 | 0 | 0 | 0 | 0 | 0 | 0 | 0 | 0 | 0 | 0 | 0
Industrial_Paper and Printing_Existing_Process_Natural Gas_Process Cooling_E10_Baseline Forecast | Industrial | Paper and Printing | Existing | Process | Natural Gas | Process Cooling | E10 |  | Baseline Forecast | 0 | 0 | 0 | 0 | 0 | 0 | 0 | 0 | 0 | 0 | 0 | 0 | 0 | 0 | 0 | 0 | 0 | 0 | 0 | 0 | 0 | 0 | 0
Industrial_Paper and Printing_Existing_Process_Natural Gas_Other Process_E1_Baseline Forecast | Industrial | Paper and Printing | Existing | Process | Natural Gas | Other Process | E1 | Standard | Baseline Forecast | 0 | 5.2766 | 6.1734 | 6.899 | 6.5269 | 6.3351 | 6.272 | 6.1683 | 6.055 | 5.9509 | 5.8492 | 7.0402 | 6.9791 | 6.8758 | 6.6846 | 6.5578 | 6.4677 | 6.3556 | 6.2412 | 6.1345 | 6.0295 | 6.2416 | 0
Industrial_Paper and Printing_Existing_Process_Natural Gas_Other Process_E2_Baseline Forecast | Industrial | Paper and Printing | Existing | Process | Natural Gas | Other Process | E2 |  | Baseline Forecast | 0 | 0 | 0 | 0 | 0 | 0 | 0 | 0 | 0 | 0 | 0 | 0 | 0 | 0 | 0 | 0 | 0 | 0 | 0 | 0 | 0 | 0 | 0
Industrial_Paper and Printing_Existing_Process_Natural Gas_Other Process_E3_Baseline Forecast | Industrial | Paper and Printing | Existing | Process | Natural Gas | Other Process | E3 |  | Baseline Forecast | 0 | 0 | 0 | 0 | 0 | 0 | 0 | 0 | 0 | 0 | 0 | 0 | 0 | 0 | 0 | 0 | 0 | 0 | 0 | 0 | 0 | 0 | 0
Industrial_Paper and Printing_Existing_Process_Natural Gas_Other Process_E4_Baseline Forecast | Industrial | Paper and Printing | Existing | Process | Natural Gas | Other Process | E4 |  | Baseline Forecast | 0 | 0 | 0 | 0 | 0 | 0 | 0 | 0 | 0 | 0 | 0 | 0 | 0 | 0 | 0 | 0 | 0 | 0 | 0 | 0 | 0 | 0 | 0
Industrial_Paper and Printing_Existing_Process_Natural Gas_Other Process_E5_Baseline Forecast | Industrial | Paper and Printing | Existing | Process | Natural Gas | Other Process | E5 |  | Baseline Forecast | 0 | 0 | 0 | 0 | 0 | 0 | 0 | 0 | 0 | 0 | 0 | 0 | 0 | 0 | 0 | 0 | 0 | 0 | 0 | 0 | 0 | 0 | 0
Industrial_Paper and Printing_Existing_Process_Natural Gas_Other Process_E6_Baseline Forecast | Industrial | Paper and Printing | Existing | Process | Natural Gas | Other Process | E6 |  | Baseline Forecast | 0 | 0 | 0 | 0 | 0 | 0 | 0 | 0 | 0 | 0 | 0 | 0 | 0 | 0 | 0 | 0 | 0 | 0 | 0 | 0 | 0 | 0 | 0
Industrial_Paper and Printing_Existing_Process_Natural Gas_Other Process_E7_Baseline Forecast | Industrial | Paper and Printing | Existing | Process | Natural Gas | Other Process | E7 |  | Baseline Forecast | 0 | 0 | 0 | 0 | 0 | 0 | 0 | 0 | 0 | 0 | 0 | 0 | 0 | 0 | 0 | 0 | 0 | 0 | 0 | 0 | 0 | 0 | 0
Industrial_Paper and Printing_Existing_Process_Natural Gas_Other Process_E8_Baseline Forecast | Industrial | Paper and Printing | Existing | Process | Natural Gas | Other Process | E8 |  | Baseline Forecast | 0 | 0 | 0 | 0 | 0 | 0 | 0 | 0 | 0 | 0 | 0 | 0 | 0 | 0 | 0 | 0 | 0 | 0 | 0 | 0 | 0 | 0 | 0
Industrial_Paper and Printing_Existing_Process_Natural Gas_Other Process_E9_Baseline Forecast | Industrial | Paper and Printing | Existing | Process | Natural Gas | Other Process | E9 |  | Baseline Forecast | 0 | 0 | 0 | 0 | 0 | 0 | 0 | 0 | 0 | 0 | 0 | 0 | 0 | 0 | 0 | 0 | 0 | 0 | 0 | 0 | 0 | 0 | 0
Industrial_Paper and Printing_Existing_Process_Natural Gas_Other Process_E10_Baseline Forecast | Industrial | Paper and Printing | Existing | Process | Natural Gas | Other Process | E10 |  | Baseline Forecast | 0 | 0 | 0 | 0 | 0 | 0 | 0 | 0 | 0 | 0 | 0 | 0 | 0 | 0 | 0 | 0 | 0 | 0 | 0 | 0 | 0 | 0 | 0
Industrial_Paper and Printing_Existing_Miscellaneous_Natural Gas_Miscellaneous_E1_Baseline Forecast | Industrial | Paper and Printing | Existing | Miscellaneous | Natural Gas | Miscellaneous | E1 | Standard | Baseline Forecast | 0 | 5.2766 | 6.1734 | 6.899 | 6.5269 | 6.3351 | 6.272 | 6.1683 | 6.055 | 5.9509 | 5.8492 | 7.0402 | 6.9791 | 6.8758 | 6.6846 | 6.5578 | 6.4677 | 6.3556 | 6.2412 | 6.1345 | 6.0295 | 6.2416 | 0
Industrial_Paper and Printing_Existing_Miscellaneous_Natural Gas_Miscellaneous_E2_Baseline Forecast | Industrial | Paper and Printing | Existing | Miscellaneous | Natural Gas | Miscellaneous | E2 |  | Baseline Forecast | 0 | 0 | 0 | 0 | 0 | 0 | 0 | 0 | 0 | 0 | 0 | 0 | 0 | 0 | 0 | 0 | 0 | 0 | 0 | 0 | 0 | 0 | 0
Industrial_Paper and Printing_Existing_Miscellaneous_Natural Gas_Miscellaneous_E3_Baseline Forecast | Industrial | Paper and Printing | Existing | Miscellaneous | Natural Gas | Miscellaneous | E3 |  | Baseline Forecast | 0 | 0 | 0 | 0 | 0 | 0 | 0 | 0 | 0 | 0 | 0 | 0 | 0 | 0 | 0 | 0 | 0 | 0 | 0 | 0 | 0 | 0 | 0
Industrial_Paper and Printing_Existing_Miscellaneous_Natural Gas_Miscellaneous_E4_Baseline Forecast | Industrial | Paper and Printing | Existing | Miscellaneous | Natural Gas | Miscellaneous | E4 |  | Baseline Forecast | 0 | 0 | 0 | 0 | 0 | 0 | 0 | 0 | 0 | 0 | 0 | 0 | 0 | 0 | 0 | 0 | 0 | 0 | 0 | 0 | 0 | 0 | 0
Industrial_Paper and Printing_Existing_Miscellaneous_Natural Gas_Miscellaneous_E5_Baseline Forecast | Industrial | Paper and Printing | Existing | Miscellaneous | Natural Gas | Miscellaneous | E5 |  | Baseline Forecast | 0 | 0 | 0 | 0 | 0 | 0 | 0 | 0 | 0 | 0 | 0 | 0 | 0 | 0 | 0 | 0 | 0 | 0 | 0 | 0 | 0 | 0 | 0
Industrial_Paper and Printing_Existing_Miscellaneous_Natural Gas_Miscellaneous_E6_Baseline Forecast | Industrial | Paper and Printing | Existing | Miscellaneous | Natural Gas | Miscellaneous | E6 |  | Baseline Forecast | 0 | 0 | 0 | 0 | 0 | 0 | 0 | 0 | 0 | 0 | 0 | 0 | 0 | 0 | 0 | 0 | 0 | 0 | 0 | 0 | 0 | 0 | 0
Industrial_Paper and Printing_Existing_Miscellaneous_Natural Gas_Miscellaneous_E7_Baseline Forecast | Industrial | Paper and Printing | Existing | Miscellaneous | Natural Gas | Miscellaneous | E7 |  | Baseline Forecast | 0 | 0 | 0 | 0 | 0 | 0 | 0 | 0 | 0 | 0 | 0 | 0 | 0 | 0 | 0 | 0 | 0 | 0 | 0 | 0 | 0 | 0 | 0
Industrial_Paper and Printing_Existing_Miscellaneous_Natural Gas_Miscellaneous_E8_Baseline Forecast | Industrial | Paper and Printing | Existing | Miscellaneous | Natural Gas | Miscellaneous | E8 |  | Baseline Forecast | 0 | 0 | 0 | 0 | 0 | 0 | 0 | 0 | 0 | 0 | 0 | 0 | 0 | 0 | 0 | 0 | 0 | 0 | 0 | 0 | 0 | 0 | 0
Industrial_Paper and Printing_Existing_Miscellaneous_Natural Gas_Miscellaneous_E9_Baseline Forecast | Industrial | Paper and Printing | Existing | Miscellaneous | Natural Gas | Miscellaneous | E9 |  | Baseline Forecast | 0 | 0 | 0 | 0 | 0 | 0 | 0 | 0 | 0 | 0 | 0 | 0 | 0 | 0 | 0 | 0 | 0 | 0 | 0 | 0 | 0 | 0 | 0
Industrial_Paper and Printing_Existing_Miscellaneous_Natural Gas_Miscellaneous_E10_Baseline Forecast | Industrial | Paper and Printing | Existing | Miscellaneous | Natural Gas | Miscellaneous | E10 |  | Baseline Forecast | 0 | 0 | 0 | 0 | 0 | 0 | 0 | 0 | 0 | 0 | 0 | 0 | 0 | 0 | 0 | 0 | 0 | 0 | 0 | 0 | 0 | 0 | 0
Industrial_Paper and Printing_New_Space Heating_Natural Gas_Furnace_E1_Baseline Forecast | Industrial | Paper and Printing | New | Space Heating | Natural Gas | Furnace | E1 | AFUE 80% (Standard) | Baseline Forecast | 0 | 1.242 | 0.029738 | 0.9477 | 0.94538 | 1.0596 | 0.63815 | 0.7408 | 0.73147 | 0.82279 | 0.61281 | 0.70481 | 0.69546 | 0.80676 | 0.54755 | 0.66547 | 0.66497 | 0.77411 | 0.51132 | 0.72561 | 0.70339 | 0.76752 | 0
Industrial_Paper and Printing_New_Space Heating_Natural Gas_Furnace_E2_Baseline Forecast | Industrial | Paper and Printing | New | Space Heating | Natural Gas | Furnace | E2 | AFUE 90% | Baseline Forecast | 0 | 0 | 0 | 0 | 0 | 0 | 0 | 0 | 0 | 0 | 0 | 0 | 0 | 0 | 0 | 0 | 0 | 0 | 0 | 0 | 0 | 0 | 0
Industrial_Paper and Printing_New_Space Heating_Natural Gas_Furnace_E3_Baseline Forecast | Industrial | Paper and Printing | New | Space Heating | Natural Gas | Furnace | E3 | AFUE 96% | Baseline Forecast | 0 | 0 | 0 | 0 | 0 | 0 | 0 | 0 | 0 | 0 | 0 | 0 | 0 | 0 | 0 | 0 | 0 | 0 | 0 | 0 | 0 | 0 | 0
Industrial_Paper and Printing_New_Space Heating_Natural Gas_Furnace_E4_Baseline Forecast | Industrial | Paper and Printing | New | Space Heating | Natural Gas | Furnace | E4 |  | Baseline Forecast | 0 | 0 | 0 | 0 | 0 | 0 | 0 | 0 | 0 | 0 | 0 | 0 | 0 | 0 | 0 | 0 | 0 | 0 | 0 | 0 | 0 | 0 | 0
Industrial_Paper and Printing_New_Space Heating_Natural Gas_Furnace_E5_Baseline Forecast | Industrial | Paper and Printing | New | Space Heating | Natural Gas | Furnace | E5 |  | Baseline Forecast | 0 | 0 | 0 | 0 | 0 | 0 | 0 | 0 | 0 | 0 | 0 | 0 | 0 | 0 | 0 | 0 | 0 | 0 | 0 | 0 | 0 | 0 | 0
Industrial_Paper and Printing_New_Space Heating_Natural Gas_Furnace_E6_Baseline Forecast | Industrial | Paper and Printing | New | Space Heating | Natural Gas | Furnace | E6 |  | Baseline Forecast | 0 | 0 | 0 | 0 | 0 | 0 | 0 | 0 | 0 | 0 | 0 | 0 | 0 | 0 | 0 | 0 | 0 | 0 | 0 | 0 | 0 | 0 | 0
Industrial_Paper and Printing_New_Space Heating_Natural Gas_Furnace_E7_Baseline Forecast | Industrial | Paper and Printing | New | Space Heating | Natural Gas | Furnace | E7 |  | Baseline Forecast | 0 | 0 | 0 | 0 | 0 | 0 | 0 | 0 | 0 | 0 | 0 | 0 | 0 | 0 | 0 | 0 | 0 | 0 | 0 | 0 | 0 | 0 | 0
Industrial_Paper and Printing_New_Space Heating_Natural Gas_Furnace_E8_Baseline Forecast | Industrial | Paper and Printing | New | Space Heating | Natural Gas | Furnace | E8 |  | Baseline Forecast | 0 | 0 | 0 | 0 | 0 | 0 | 0 | 0 | 0 | 0 | 0 | 0 | 0 | 0 | 0 | 0 | 0 | 0 | 0 | 0 | 0 | 0 | 0
Industrial_Paper and Printing_New_Space Heating_Natural Gas_Furnace_E9_Baseline Forecast | Industrial | Paper and Printing | New | Space Heating | Natural Gas | Furnace | E9 |  | Baseline Forecast | 0 | 0 | 0 | 0 | 0 | 0 | 0 | 0 | 0 | 0 | 0 | 0 | 0 | 0 | 0 | 0 | 0 | 0 | 0 | 0 | 0 | 0 | 0
Industrial_Paper and Printing_New_Space Heating_Natural Gas_Furnace_E10_Baseline Forecast | Industrial | Paper and Printing | New | Space Heating | Natural Gas | Furnace | E10 |  | Baseline Forecast | 0 | 0 | 0 | 0 | 0 | 0 | 0 | 0 | 0 | 0 | 0 | 0 | 0 | 0 | 0 | 0 | 0 | 0 | 0 | 0 | 0 | 0 | 0
Industrial_Paper and Printing_New_Space Heating_Natural Gas_Boiler_E1_Baseline Forecast | Industrial | Paper and Printing | New | Space Heating | Natural Gas | Boiler | E1 | AFUE 80% (Standard) | Baseline Forecast | 0 | 0.081906 | 0.0019611 | 0.062497 | 0.062344 | 0.069877 | 0.042083 | 0.048853 | 0.048237 | 0.054259 | 0.040412 | 0.046479 | 0.045863 | 0.053202 | 0.036109 | 0.043885 | 0.043852 | 0.051049 | 0.03372 | 0.04155 | 0.040419 | 0.040299 | 0
Industrial_Paper and Printing_New_Space Heating_Natural Gas_Boiler_E2_Baseline Forecast | Industrial | Paper and Printing | New | Space Heating | Natural Gas | Boiler | E2 | AFUE 85% | Baseline Forecast | 0 | 0 | 0 | 0 | 0 | 0 | 0 | 0 | 0 | 0 | 0 | 0 | 0 | 0 | 0 | 0 | 0 | 0 | 0 | 0 | 0 | 0 | 0
Industrial_Paper and Printing_New_Space Heating_Natural Gas_Boiler_E3_Baseline Forecast | Industrial | Paper and Printing | New | Space Heating | Natural Gas | Boiler | E3 | AFUE 97% | Baseline Forecast | 0 | 0 | 0 | 0 | 0 | 0 | 0 | 0 | 0 | 0 | 0 | 0 | 0 | 0 | 0 | 0 | 0 | 0 | 0 | 0 | 0 | 0 | 0
Industrial_Paper and Printing_New_Space Heating_Natural Gas_Boiler_E4_Baseline Forecast | Industrial | Paper and Printing | New | Space Heating | Natural Gas | Boiler | E4 | Convert to NG Air Source Heat Pump | Baseline Forecast | 0 | 0 | 0 | 0 | 0 | 0 | 0 | 0 | 0 | 0 | 0 | 0 | 0 | 0 | 0 | 0 | 0 | 0 | 0 | 0 | 0 | 0 | 0
Industrial_Paper and Printing_New_Space Heating_Natural Gas_Boiler_E5_Baseline Forecast | Industrial | Paper and Printing | New | Space Heating | Natural Gas | Boiler | E5 |  | Baseline Forecast | 0 | 0 | 0 | 0 | 0 | 0 | 0 | 0 | 0 | 0 | 0 | 0 | 0 | 0 | 0 | 0 | 0 | 0 | 0 | 0 | 0 | 0 | 0
Industrial_Paper and Printing_New_Space Heating_Natural Gas_Boiler_E6_Baseline Forecast | Industrial | Paper and Printing | New | Space Heating | Natural Gas | Boiler | E6 |  | Baseline Forecast | 0 | 0 | 0 | 0 | 0 | 0 | 0 | 0 | 0 | 0 | 0 | 0 | 0 | 0 | 0 | 0 | 0 | 0 | 0 | 0 | 0 | 0 | 0
Industrial_Paper and Printing_New_Space Heating_Natural Gas_Boiler_E7_Baseline Forecast | Industrial | Paper and Printing | New | Space Heating | Natural Gas | Boiler | E7 |  | Baseline Forecast | 0 | 0 | 0 | 0 | 0 | 0 | 0 | 0 | 0 | 0 | 0 | 0 | 0 | 0 | 0 | 0 | 0 | 0 | 0 | 0 | 0 | 0 | 0
Industrial_Paper and Printing_New_Space Heating_Natural Gas_Boiler_E8_Baseline Forecast | Industrial | Paper and Printing | New | Space Heating | Natural Gas | Boiler | E8 |  | Baseline Forecast | 0 | 0 | 0 | 0 | 0 | 0 | 0 | 0 | 0 | 0 | 0 | 0 | 0 | 0 | 0 | 0 | 0 | 0 | 0 | 0 | 0 | 0 | 0
Industrial_Paper and Printing_New_Space Heating_Natural Gas_Boiler_E9_Baseline Forecast | Industrial | Paper and Printing | New | Space Heating | Natural Gas | Boiler | E9 |  | Baseline Forecast | 0 | 0 | 0 | 0 | 0 | 0 | 0 | 0 | 0 | 0 | 0 | 0 | 0 | 0 | 0 | 0 | 0 | 0 | 0 | 0 | 0 | 0 | 0
Industrial_Paper and Printing_New_Space Heating_Natural Gas_Boiler_E10_Baseline Forecast | Industrial | Paper and Printing | New | Space Heating | Natural Gas | Boiler | E10 |  | Baseline Forecast | 0 | 0 | 0 | 0 | 0 | 0 | 0 | 0 | 0 | 0 | 0 | 0 | 0 | 0 | 0 | 0 | 0 | 0 | 0 | 0 | 0 | 0 | 0
Industrial_Paper and Printing_New_Space Heating_Natural Gas_Unit Heater_E1_Baseline Forecast | Industrial | Paper and Printing | New | Space Heating | Natural Gas | Unit Heater | E1 | Standard | Baseline Forecast | 0 | 1.4948 | 0.035791 | 1.1406 | 1.1378 | 1.2753 | 0.76804 | 0.89159 | 0.88036 | 0.99027 | 0.73755 | 0.84828 | 1.136 | 1.2173 | 1.0842 | 1.3686 | 1.5096 | 2.0445 | 1.3015 | 1.7729 | 1.7467 | 1.7262 | 0
Industrial_Paper and Printing_New_Space Heating_Natural Gas_Unit Heater_E2_Baseline Forecast | Industrial | Paper and Printing | New | Space Heating | Natural Gas | Unit Heater | E2 | Condensing | Baseline Forecast | 0 | 0 | 0 | 0 | 0 | 0 | 0 | 0 | 0 | 0 | 0 | 0 | 0 | 0 | 0 | 0 | 0 | 0 | 0 | 0 | 0 | 0 | 0
Industrial_Paper and Printing_New_Space Heating_Natural Gas_Unit Heater_E3_Baseline Forecast | Industrial | Paper and Printing | New | Space Heating | Natural Gas | Unit Heater | E3 | Infrared Radiant | Baseline Forecast | 0 | 0 | 0 | 0 | 0 | 0 | 0 | 0 | 0 | 0 | 0 | 0 | 0 | 0 | 0 | 0 | 0 | 0 | 0 | 0 | 0 | 0 | 0
Industrial_Paper and Printing_New_Space Heating_Natural Gas_Unit Heater_E4_Baseline Forecast | Industrial | Paper and Printing | New | Space Heating | Natural Gas | Unit Heater | E4 |  | Baseline Forecast | 0 | 0 | 0 | 0 | 0 | 0 | 0 | 0 | 0 | 0 | 0 | 0 | 0 | 0 | 0 | 0 | 0 | 0 | 0 | 0 | 0 | 0 | 0
Industrial_Paper and Printing_New_Space Heating_Natural Gas_Unit Heater_E5_Baseline Forecast | Industrial | Paper and Printing | New | Space Heating | Natural Gas | Unit Heater | E5 |  | Baseline Forecast | 0 | 0 | 0 | 0 | 0 | 0 | 0 | 0 | 0 | 0 | 0 | 0 | 0 | 0 | 0 | 0 | 0 | 0 | 0 | 0 | 0 | 0 | 0
Industrial_Paper and Printing_New_Space Heating_Natural Gas_Unit Heater_E6_Baseline Forecast | Industrial | Paper and Printing | New | Space Heating | Natural Gas | Unit Heater | E6 |  | Baseline Forecast | 0 | 0 | 0 | 0 | 0 | 0 | 0 | 0 | 0 | 0 | 0 | 0 | 0 | 0 | 0 | 0 | 0 | 0 | 0 | 0 | 0 | 0 | 0
Industrial_Paper and Printing_New_Space Heating_Natural Gas_Unit Heater_E7_Baseline Forecast | Industrial | Paper and Printing | New | Space Heating | Natural Gas | Unit Heater | E7 |  | Baseline Forecast | 0 | 0 | 0 | 0 | 0 | 0 | 0 | 0 | 0 | 0 | 0 | 0 | 0 | 0 | 0 | 0 | 0 | 0 | 0 | 0 | 0 | 0 | 0
Industrial_Paper and Printing_New_Space Heating_Natural Gas_Unit Heater_E8_Baseline Forecast | Industrial | Paper and Printing | New | Space Heating | Natural Gas | Unit Heater | E8 |  | Baseline Forecast | 0 | 0 | 0 | 0 | 0 | 0 | 0 | 0 | 0 | 0 | 0 | 0 | 0 | 0 | 0 | 0 | 0 | 0 | 0 | 0 | 0 | 0 | 0
Industrial_Paper and Printing_New_Space Heating_Natural Gas_Unit Heater_E9_Baseline Forecast | Industrial | Paper and Printing | New | Space Heating | Natural Gas | Unit Heater | E9 |  | Baseline Forecast | 0 | 0 | 0 | 0 | 0 | 0 | 0 | 0 | 0 | 0 | 0 | 0 | 0 | 0 | 0 | 0 | 0 | 0 | 0 | 0 | 0 | 0 | 0
Industrial_Paper and Printing_New_Space Heating_Natural Gas_Unit Heater_E10_Baseline Forecast | Industrial | Paper and Printing | New | Space Heating | Natural Gas | Unit Heater | E10 |  | Baseline Forecast | 0 | 0 | 0 | 0 | 0 | 0 | 0 | 0 | 0 | 0 | 0 | 0 | 0 | 0 | 0 | 0 | 0 | 0 | 0 | 0 | 0 | 0 | 0
Industrial_Paper and Printing_New_Process_Natural Gas_Process Boiler_E1_Baseline Forecast | Industrial | Paper and Printing | New | Process | Natural Gas | Process Boiler | E1 | Standard | Baseline Forecast | 0 | 3.2683 | 0.078254 | 2.4938 | 2.4877 | 2.7883 | 1.6792 | 1.9494 | 1.9248 | 2.1651 | 1.6126 | 1.8547 | 1.8301 | 2.1229 | 1.4408 | 1.7511 | 1.7498 | 2.037 | 1.3455 | 1.658 | 1.6128 | 1.6081 | 0
Industrial_Paper and Printing_New_Process_Natural Gas_Process Boiler_E2_Baseline Forecast | Industrial | Paper and Printing | New | Process | Natural Gas | Process Boiler | E2 |  | Baseline Forecast | 0 | 0 | 0 | 0 | 0 | 0 | 0 | 0 | 0 | 0 | 0 | 0 | 0 | 0 | 0 | 0 | 0 | 0 | 0 | 0 | 0 | 0 | 0
Industrial_Paper and Printing_New_Process_Natural Gas_Process Boiler_E3_Baseline Forecast | Industrial | Paper and Printing | New | Process | Natural Gas | Process Boiler | E3 |  | Baseline Forecast | 0 | 0 | 0 | 0 | 0 | 0 | 0 | 0 | 0 | 0 | 0 | 0 | 0 | 0 | 0 | 0 | 0 | 0 | 0 | 0 | 0 | 0 | 0
Industrial_Paper and Printing_New_Process_Natural Gas_Process Boiler_E4_Baseline Forecast | Industrial | Paper and Printing | New | Process | Natural Gas | Process Boiler | E4 |  | Baseline Forecast | 0 | 0 | 0 | 0 | 0 | 0 | 0 | 0 | 0 | 0 | 0 | 0 | 0 | 0 | 0 | 0 | 0 | 0 | 0 | 0 | 0 | 0 | 0
Industrial_Paper and Printing_New_Process_Natural Gas_Process Boiler_E5_Baseline Forecast | Industrial | Paper and Printing | New | Process | Natural Gas | Process Boiler | E5 |  | Baseline Forecast | 0 | 0 | 0 | 0 | 0 | 0 | 0 | 0 | 0 | 0 | 0 | 0 | 0 | 0 | 0 | 0 | 0 | 0 | 0 | 0 | 0 | 0 | 0
Industrial_Paper and Printing_New_Process_Natural Gas_Process Boiler_E6_Baseline Forecast | Industrial | Paper and Printing | New | Process | Natural Gas | Process Boiler | E6 |  | Baseline Forecast | 0 | 0 | 0 | 0 | 0 | 0 | 0 | 0 | 0 | 0 | 0 | 0 | 0 | 0 | 0 | 0 | 0 | 0 | 0 | 0 | 0 | 0 | 0
Industrial_Paper and Printing_New_Process_Natural Gas_Process Boiler_E7_Baseline Forecast | Industrial | Paper and Printing | New | Process | Natural Gas | Process Boiler | E7 |  | Baseline Forecast | 0 | 0 | 0 | 0 | 0 | 0 | 0 | 0 | 0 | 0 | 0 | 0 | 0 | 0 | 0 | 0 | 0 | 0 | 0 | 0 | 0 | 0 | 0
Industrial_Paper and Printing_New_Process_Natural Gas_Process Boiler_E8_Baseline Forecast | Industrial | Paper and Printing | New | Process | Natural Gas | Process Boiler | E8 |  | Baseline Forecast | 0 | 0 | 0 | 0 | 0 | 0 | 0 | 0 | 0 | 0 | 0 | 0 | 0 | 0 | 0 | 0 | 0 | 0 | 0 | 0 | 0 | 0 | 0
Industrial_Paper and Printing_New_Process_Natural Gas_Process Boiler_E9_Baseline Forecast | Industrial | Paper and Printing | New | Process | Natural Gas | Process Boiler | E9 |  | Baseline Forecast | 0 | 0 | 0 | 0 | 0 | 0 | 0 | 0 | 0 | 0 | 0 | 0 | 0 | 0 | 0 | 0 | 0 | 0 | 0 | 0 | 0 | 0 | 0
Industrial_Paper and Printing_New_Process_Natural Gas_Process Boiler_E10_Baseline Forecast | Industrial | Paper and Printing | New | Process | Natural Gas | Process Boiler | E10 |  | Baseline Forecast | 0 | 0 | 0 | 0 | 0 | 0 | 0 | 0 | 0 | 0 | 0 | 0 | 0 | 0 | 0 | 0 | 0 | 0 | 0 | 0 | 0 | 0 | 0
Industrial_Paper and Printing_New_Process_Natural Gas_Process Heating_E1_Baseline Forecast | Industrial | Paper and Printing | New | Process | Natural Gas | Process Heating | E1 | Standard | Baseline Forecast | 0 | 3.2683 | 0.078254 | 2.4938 | 2.9546 | 3.1997 | 2.3881 | 2.9791 | 3.2645 | 3.6546 | 3.3148 | 4.7323 | 3.8893 | 5.0653 | 4.7732 | 5.2345 | 5.2227 | 5.8678 | 5.46 | 6.0444 | 6.1119 | 6.6574 | 0
Industrial_Paper and Printing_New_Process_Natural Gas_Process Heating_E2_Baseline Forecast | Industrial | Paper and Printing | New | Process | Natural Gas | Process Heating | E2 |  | Baseline Forecast | 0 | 0 | 0 | 0 | 0 | 0 | 0 | 0 | 0 | 0 | 0 | 0 | 0 | 0 | 0 | 0 | 0 | 0 | 0 | 0 | 0 | 0 | 0
Industrial_Paper and Printing_New_Process_Natural Gas_Process Heating_E3_Baseline Forecast | Industrial | Paper and Printing | New | Process | Natural Gas | Process Heating | E3 |  | Baseline Forecast | 0 | 0 | 0 | 0 | 0 | 0 | 0 | 0 | 0 | 0 | 0 | 0 | 0 | 0 | 0 | 0 | 0 | 0 | 0 | 0 | 0 | 0 | 0
Industrial_Paper and Printing_New_Process_Natural Gas_Process Heating_E4_Baseline Forecast | Industrial | Paper and Printing | New | Process | Natural Gas | Process Heating | E4 |  | Baseline Forecast | 0 | 0 | 0 | 0 | 0 | 0 | 0 | 0 | 0 | 0 | 0 | 0 | 0 | 0 | 0 | 0 | 0 | 0 | 0 | 0 | 0 | 0 | 0
Industrial_Paper and Printing_New_Process_Natural Gas_Process Heating_E5_Baseline Forecast | Industrial | Paper and Printing | New | Process | Natural Gas | Process Heating | E5 |  | Baseline Forecast | 0 | 0 | 0 | 0 | 0 | 0 | 0 | 0 | 0 | 0 | 0 | 0 | 0 | 0 | 0 | 0 | 0 | 0 | 0 | 0 | 0 | 0 | 0
Industrial_Paper and Printing_New_Process_Natural Gas_Process Heating_E6_Baseline Forecast | Industrial | Paper and Printing | New | Process | Natural Gas | Process Heating | E6 |  | Baseline Forecast | 0 | 0 | 0 | 0 | 0 | 0 | 0 | 0 | 0 | 0 | 0 | 0 | 0 | 0 | 0 | 0 | 0 | 0 | 0 | 0 | 0 | 0 | 0
Industrial_Paper and Printing_New_Process_Natural Gas_Process Heating_E7_Baseline Forecast | Industrial | Paper and Printing | New | Process | Natural Gas | Process Heating | E7 |  | Baseline Forecast | 0 | 0 | 0 | 0 | 0 | 0 | 0 | 0 | 0 | 0 | 0 | 0 | 0 | 0 | 0 | 0 | 0 | 0 | 0 | 0 | 0 | 0 | 0
Industrial_Paper and Printing_New_Process_Natural Gas_Process Heating_E8_Baseline Forecast | Industrial | Paper and Printing | New | Process | Natural Gas | Process Heating | E8 |  | Baseline Forecast | 0 | 0 | 0 | 0 | 0 | 0 | 0 | 0 | 0 | 0 | 0 | 0 | 0 | 0 | 0 | 0 | 0 | 0 | 0 | 0 | 0 | 0 | 0
Industrial_Paper and Printing_New_Process_Natural Gas_Process Heating_E9_Baseline Forecast | Industrial | Paper and Printing | New | Process | Natural Gas | Process Heating | E9 |  | Baseline Forecast | 0 | 0 | 0 | 0 | 0 | 0 | 0 | 0 | 0 | 0 | 0 | 0 | 0 | 0 | 0 | 0 | 0 | 0 | 0 | 0 | 0 | 0 | 0
Industrial_Paper and Printing_New_Process_Natural Gas_Process Heating_E10_Baseline Forecast | Industrial | Paper and Printing | New | Process | Natural Gas | Process Heating | E10 |  | Baseline Forecast | 0 | 0 | 0 | 0 | 0 | 0 | 0 | 0 | 0 | 0 | 0 | 0 | 0 | 0 | 0 | 0 | 0 | 0 | 0 | 0 | 0 | 0 | 0
Industrial_Paper and Printing_New_Process_Natural Gas_Process Cooling_E1_Baseline Forecast | Industrial | Paper and Printing | New | Process | Natural Gas | Process Cooling | E1 | Standard | Baseline Forecast | 0 | 3.2683 | 0.078254 | 2.4938 | 2.9546 | 3.1997 | 2.3881 | 2.9791 | 3.2645 | 3.6546 | 3.3148 | 4.7323 | 3.8893 | 5.0653 | 4.7732 | 5.2345 | 5.2227 | 5.8678 | 5.46 | 6.0444 | 6.1119 | 6.6574 | 0
Industrial_Paper and Printing_New_Process_Natural Gas_Process Cooling_E2_Baseline Forecast | Industrial | Paper and Printing | New | Process | Natural Gas | Process Cooling | E2 |  | Baseline Forecast | 0 | 0 | 0 | 0 | 0 | 0 | 0 | 0 | 0 | 0 | 0 | 0 | 0 | 0 | 0 | 0 | 0 | 0 | 0 | 0 | 0 | 0 | 0
Industrial_Paper and Printing_New_Process_Natural Gas_Process Cooling_E3_Baseline Forecast | Industrial | Paper and Printing | New | Process | Natural Gas | Process Cooling | E3 |  | Baseline Forecast | 0 | 0 | 0 | 0 | 0 | 0 | 0 | 0 | 0 | 0 | 0 | 0 | 0 | 0 | 0 | 0 | 0 | 0 | 0 | 0 | 0 | 0 | 0
Industrial_Paper and Printing_New_Process_Natural Gas_Process Cooling_E4_Baseline Forecast | Industrial | Paper and Printing | New | Process | Natural Gas | Process Cooling | E4 |  | Baseline Forecast | 0 | 0 | 0 | 0 | 0 | 0 | 0 | 0 | 0 | 0 | 0 | 0 | 0 | 0 | 0 | 0 | 0 | 0 | 0 | 0 | 0 | 0 | 0
Industrial_Paper and Printing_New_Process_Natural Gas_Process Cooling_E5_Baseline Forecast | Industrial | Paper and Printing | New | Process | Natural Gas | Process Cooling | E5 |  | Baseline Forecast | 0 | 0 | 0 | 0 | 0 | 0 | 0 | 0 | 0 | 0 | 0 | 0 | 0 | 0 | 0 | 0 | 0 | 0 | 0 | 0 | 0 | 0 | 0
Industrial_Paper and Printing_New_Process_Natural Gas_Process Cooling_E6_Baseline Forecast | Industrial | Paper and Printing | New | Process | Natural Gas | Process Cooling | E6 |  | Baseline Forecast | 0 | 0 | 0 | 0 | 0 | 0 | 0 | 0 | 0 | 0 | 0 | 0 | 0 | 0 | 0 | 0 | 0 | 0 | 0 | 0 | 0 | 0 | 0
Industrial_Paper and Printing_New_Process_Natural Gas_Process Cooling_E7_Baseline Forecast | Industrial | Paper and Printing | New | Process | Natural Gas | Process Cooling | E7 |  | Baseline Forecast | 0 | 0 | 0 | 0 | 0 | 0 | 0 | 0 | 0 | 0 | 0 | 0 | 0 | 0 | 0 | 0 | 0 | 0 | 0 | 0 | 0 | 0 | 0
Industrial_Paper and Printing_New_Process_Natural Gas_Process Cooling_E8_Baseline Forecast | Industrial | Paper and Printing | New | Process | Natural Gas | Process Cooling | E8 |  | Baseline Forecast | 0 | 0 | 0 | 0 | 0 | 0 | 0 | 0 | 0 | 0 | 0 | 0 | 0 | 0 | 0 | 0 | 0 | 0 | 0 | 0 | 0 | 0 | 0
Industrial_Paper and Printing_New_Process_Natural Gas_Process Cooling_E9_Baseline Forecast | Industrial | Paper and Printing | New | Process | Natural Gas | Process Cooling | E9 |  | Baseline Forecast | 0 | 0 | 0 | 0 | 0 | 0 | 0 | 0 | 0 | 0 | 0 | 0 | 0 | 0 | 0 | 0 | 0 | 0 | 0 | 0 | 0 | 0 | 0
Industrial_Paper and Printing_New_Process_Natural Gas_Process Cooling_E10_Baseline Forecast | Industrial | Paper and Printing | New | Process | Natural Gas | Process Cooling | E10 |  | Baseline Forecast | 0 | 0 | 0 | 0 | 0 | 0 | 0 | 0 | 0 | 0 | 0 | 0 | 0 | 0 | 0 | 0 | 0 | 0 | 0 | 0 | 0 | 0 | 0
Industrial_Paper and Printing_New_Process_Natural Gas_Other Process_E1_Baseline Forecast | Industrial | Paper and Printing | New | Process | Natural Gas | Other Process | E1 | Standard | Baseline Forecast | 0 | 3.2683 | 0.078254 | 2.4938 | 2.9546 | 3.1997 | 2.3881 | 2.9791 | 3.2645 | 3.6546 | 3.3148 | 4.7323 | 3.8893 | 5.0653 | 4.7732 | 5.2345 | 5.2227 | 5.8678 | 5.46 | 6.0444 | 6.1119 | 6.6574 | 0
Industrial_Paper and Printing_New_Process_Natural Gas_Other Process_E2_Baseline Forecast | Industrial | Paper and Printing | New | Process | Natural Gas | Other Process | E2 |  | Baseline Forecast | 0 | 0 | 0 | 0 | 0 | 0 | 0 | 0 | 0 | 0 | 0 | 0 | 0 | 0 | 0 | 0 | 0 | 0 | 0 | 0 | 0 | 0 | 0
Industrial_Paper and Printing_New_Process_Natural Gas_Other Process_E3_Baseline Forecast | Industrial | Paper and Printing | New | Process | Natural Gas | Other Process | E3 |  | Baseline Forecast | 0 | 0 | 0 | 0 | 0 | 0 | 0 | 0 | 0 | 0 | 0 | 0 | 0 | 0 | 0 | 0 | 0 | 0 | 0 | 0 | 0 | 0 | 0
Industrial_Paper and Printing_New_Process_Natural Gas_Other Process_E4_Baseline Forecast | Industrial | Paper and Printing | New | Process | Natural Gas | Other Process | E4 |  | Baseline Forecast | 0 | 0 | 0 | 0 | 0 | 0 | 0 | 0 | 0 | 0 | 0 | 0 | 0 | 0 | 0 | 0 | 0 | 0 | 0 | 0 | 0 | 0 | 0
Industrial_Paper and Printing_New_Process_Natural Gas_Other Process_E5_Baseline Forecast | Industrial | Paper and Printing | New | Process | Natural Gas | Other Process | E5 |  | Baseline Forecast | 0 | 0 | 0 | 0 | 0 | 0 | 0 | 0 | 0 | 0 | 0 | 0 | 0 | 0 | 0 | 0 | 0 | 0 | 0 | 0 | 0 | 0 | 0
Industrial_Paper and Printing_New_Process_Natural Gas_Other Process_E6_Baseline Forecast | Industrial | Paper and Printing | New | Process | Natural Gas | Other Process | E6 |  | Baseline Forecast | 0 | 0 | 0 | 0 | 0 | 0 | 0 | 0 | 0 | 0 | 0 | 0 | 0 | 0 | 0 | 0 | 0 | 0 | 0 | 0 | 0 | 0 | 0
Industrial_Paper and Printing_New_Process_Natural Gas_Other Process_E7_Baseline Forecast | Industrial | Paper and Printing | New | Process | Natural Gas | Other Process | E7 |  | Baseline Forecast | 0 | 0 | 0 | 0 | 0 | 0 | 0 | 0 | 0 | 0 | 0 | 0 | 0 | 0 | 0 | 0 | 0 | 0 | 0 | 0 | 0 | 0 | 0
Industrial_Paper and Printing_New_Process_Natural Gas_Other Process_E8_Baseline Forecast | Industrial | Paper and Printing | New | Process | Natural Gas | Other Process | E8 |  | Baseline Forecast | 0 | 0 | 0 | 0 | 0 | 0 | 0 | 0 | 0 | 0 | 0 | 0 | 0 | 0 | 0 | 0 | 0 | 0 | 0 | 0 | 0 | 0 | 0
Industrial_Paper and Printing_New_Process_Natural Gas_Other Process_E9_Baseline Forecast | Industrial | Paper and Printing | New | Process | Natural Gas | Other Process | E9 |  | Baseline Forecast | 0 | 0 | 0 | 0 | 0 | 0 | 0 | 0 | 0 | 0 | 0 | 0 | 0 | 0 | 0 | 0 | 0 | 0 | 0 | 0 | 0 | 0 | 0
Industrial_Paper and Printing_New_Process_Natural Gas_Other Process_E10_Baseline Forecast | Industrial | Paper and Printing | New | Process | Natural Gas | Other Process | E10 |  | Baseline Forecast | 0 | 0 | 0 | 0 | 0 | 0 | 0 | 0 | 0 | 0 | 0 | 0 | 0 | 0 | 0 | 0 | 0 | 0 | 0 | 0 | 0 | 0 | 0
Industrial_Paper and Printing_New_Miscellaneous_Natural Gas_Miscellaneous_E1_Baseline Forecast | Industrial | Paper and Printing | New | Miscellaneous | Natural Gas | Miscellaneous | E1 | Standard | Baseline Forecast | 0 | 3.2683 | 0.078254 | 2.4938 | 2.9546 | 3.1997 | 2.3881 | 2.9791 | 3.2645 | 3.6546 | 3.3148 | 4.7323 | 3.8893 | 5.0653 | 4.7732 | 5.2345 | 5.2227 | 5.8678 | 5.46 | 6.0444 | 6.1119 | 6.6574 | 0
Industrial_Paper and Printing_New_Miscellaneous_Natural Gas_Miscellaneous_E2_Baseline Forecast | Industrial | Paper and Printing | New | Miscellaneous | Natural Gas | Miscellaneous | E2 |  | Baseline Forecast | 0 | 0 | 0 | 0 | 0 | 0 | 0 | 0 | 0 | 0 | 0 | 0 | 0 | 0 | 0 | 0 | 0 | 0 | 0 | 0 | 0 | 0 | 0
Industrial_Paper and Printing_New_Miscellaneous_Natural Gas_Miscellaneous_E3_Baseline Forecast | Industrial | Paper and Printing | New | Miscellaneous | Natural Gas | Miscellaneous | E3 |  | Baseline Forecast | 0 | 0 | 0 | 0 | 0 | 0 | 0 | 0 | 0 | 0 | 0 | 0 | 0 | 0 | 0 | 0 | 0 | 0 | 0 | 0 | 0 | 0 | 0
Industrial_Paper and Printing_New_Miscellaneous_Natural Gas_Miscellaneous_E4_Baseline Forecast | Industrial | Paper and Printing | New | Miscellaneous | Natural Gas | Miscellaneous | E4 |  | Baseline Forecast | 0 | 0 | 0 | 0 | 0 | 0 | 0 | 0 | 0 | 0 | 0 | 0 | 0 | 0 | 0 | 0 | 0 | 0 | 0 | 0 | 0 | 0 | 0
Industrial_Paper and Printing_New_Miscellaneous_Natural Gas_Miscellaneous_E5_Baseline Forecast | Industrial | Paper and Printing | New | Miscellaneous | Natural Gas | Miscellaneous | E5 |  | Baseline Forecast | 0 | 0 | 0 | 0 | 0 | 0 | 0 | 0 | 0 | 0 | 0 | 0 | 0 | 0 | 0 | 0 | 0 | 0 | 0 | 0 | 0 | 0 | 0
Industrial_Paper and Printing_New_Miscellaneous_Natural Gas_Miscellaneous_E6_Baseline Forecast | Industrial | Paper and Printing | New | Miscellaneous | Natural Gas | Miscellaneous | E6 |  | Baseline Forecast | 0 | 0 | 0 | 0 | 0 | 0 | 0 | 0 | 0 | 0 | 0 | 0 | 0 | 0 | 0 | 0 | 0 | 0 | 0 | 0 | 0 | 0 | 0
Industrial_Paper and Printing_New_Miscellaneous_Natural Gas_Miscellaneous_E7_Baseline Forecast | Industrial | Paper and Printing | New | Miscellaneous | Natural Gas | Miscellaneous | E7 |  | Baseline Forecast | 0 | 0 | 0 | 0 | 0 | 0 | 0 | 0 | 0 | 0 | 0 | 0 | 0 | 0 | 0 | 0 | 0 | 0 | 0 | 0 | 0 | 0 | 0
Industrial_Paper and Printing_New_Miscellaneous_Natural Gas_Miscellaneous_E8_Baseline Forecast | Industrial | Paper and Printing | New | Miscellaneous | Natural Gas | Miscellaneous | E8 |  | Baseline Forecast | 0 | 0 | 0 | 0 | 0 | 0 | 0 | 0 | 0 | 0 | 0 | 0 | 0 | 0 | 0 | 0 | 0 | 0 | 0 | 0 | 0 | 0 | 0
Industrial_Paper and Printing_New_Miscellaneous_Natural Gas_Miscellaneous_E9_Baseline Forecast | Industrial | Paper and Printing | New | Miscellaneous | Natural Gas | Miscellaneous | E9 |  | Baseline Forecast | 0 | 0 | 0 | 0 | 0 | 0 | 0 | 0 | 0 | 0 | 0 | 0 | 0 | 0 | 0 | 0 | 0 | 0 | 0 | 0 | 0 | 0 | 0
Industrial_Paper and Printing_New_Miscellaneous_Natural Gas_Miscellaneous_E10_Baseline Forecast | Industrial | Paper and Printing | New | Miscellaneous | Natural Gas | Miscellaneous | E10 |  | Baseline Forecast | 0 | 0 | 0 | 0 | 0 | 0 | 0 | 0 | 0 | 0 | 0 | 0 | 0 | 0 | 0 | 0 | 0 | 0 | 0 | 0 | 0 | 0 | 0
Industrial_Instruments_Existing_Space Heating_Natural Gas_Furnace_E1_Baseline Forecast | Industrial | Instruments | Existing | Space Heating | Natural Gas | Furnace | E1 | AFUE 80% (Standard) | Baseline Forecast | 0 | 76.14 | 79.779 | 82.9837 | 85.7893 | 88.2287 | 90.3319 | 92.1268 | 93.6392 | 94.8928 | 95.9095 | 96.7096 | 89.4515 | 82.7381 | 76.5285 | 70.785 | 65.4726 | 60.5588 | 56.0138 | 56.0926 | 56.294 | 56.5877 | 0
Industrial_Instruments_Existing_Space Heating_Natural Gas_Furnace_E2_Baseline Forecast | Industrial | Instruments | Existing | Space Heating | Natural Gas | Furnace | E2 | AFUE 90% | Baseline Forecast | 0 | 0 | 0 | 0 | 0 | 0 | 0 | 0 | 0 | 0 | 0 | 0 | 0 | 0 | 0 | 0 | 0 | 0 | 0 | 0 | 0 | 0 | 0
Industrial_Instruments_Existing_Space Heating_Natural Gas_Furnace_E3_Baseline Forecast | Industrial | Instruments | Existing | Space Heating | Natural Gas | Furnace | E3 | AFUE 96% | Baseline Forecast | 0 | 0 | 0 | 0 | 0 | 0 | 0 | 0 | 0 | 0 | 0 | 0 | 0 | 0 | 0 | 0 | 0 | 0 | 0 | 0 | 0 | 0 | 0
Industrial_Instruments_Existing_Space Heating_Natural Gas_Furnace_E4_Baseline Forecast | Industrial | Instruments | Existing | Space Heating | Natural Gas | Furnace | E4 |  | Baseline Forecast | 0 | 0 | 0 | 0 | 0 | 0 | 0 | 0 | 0 | 0 | 0 | 0 | 0 | 0 | 0 | 0 | 0 | 0 | 0 | 0 | 0 | 0 | 0
Industrial_Instruments_Existing_Space Heating_Natural Gas_Furnace_E5_Baseline Forecast | Industrial | Instruments | Existing | Space Heating | Natural Gas | Furnace | E5 |  | Baseline Forecast | 0 | 0 | 0 | 0 | 0 | 0 | 0 | 0 | 0 | 0 | 0 | 0 | 0 | 0 | 0 | 0 | 0 | 0 | 0 | 0 | 0 | 0 | 0
Industrial_Instruments_Existing_Space Heating_Natural Gas_Furnace_E6_Baseline Forecast | Industrial | Instruments | Existing | Space Heating | Natural Gas | Furnace | E6 |  | Baseline Forecast | 0 | 0 | 0 | 0 | 0 | 0 | 0 | 0 | 0 | 0 | 0 | 0 | 0 | 0 | 0 | 0 | 0 | 0 | 0 | 0 | 0 | 0 | 0
Industrial_Instruments_Existing_Space Heating_Natural Gas_Furnace_E7_Baseline Forecast | Industrial | Instruments | Existing | Space Heating | Natural Gas | Furnace | E7 |  | Baseline Forecast | 0 | 0 | 0 | 0 | 0 | 0 | 0 | 0 | 0 | 0 | 0 | 0 | 0 | 0 | 0 | 0 | 0 | 0 | 0 | 0 | 0 | 0 | 0
Industrial_Instruments_Existing_Space Heating_Natural Gas_Furnace_E8_Baseline Forecast | Industrial | Instruments | Existing | Space Heating | Natural Gas | Furnace | E8 |  | Baseline Forecast | 0 | 0 | 0 | 0 | 0 | 0 | 0 | 0 | 0 | 0 | 0 | 0 | 0 | 0 | 0 | 0 | 0 | 0 | 0 | 0 | 0 | 0 | 0
Industrial_Instruments_Existing_Space Heating_Natural Gas_Furnace_E9_Baseline Forecast | Industrial | Instruments | Existing | Space Heating | Natural Gas | Furnace | E9 |  | Baseline Forecast | 0 | 0 | 0 | 0 | 0 | 0 | 0 | 0 | 0 | 0 | 0 | 0 | 0 | 0 | 0 | 0 | 0 | 0 | 0 | 0 | 0 | 0 | 0
Industrial_Instruments_Existing_Space Heating_Natural Gas_Furnace_E10_Baseline Forecast | Industrial | Instruments | Existing | Space Heating | Natural Gas | Furnace | E10 |  | Baseline Forecast | 0 | 0 | 0 | 0 | 0 | 0 | 0 | 0 | 0 | 0 | 0 | 0 | 0 | 0 | 0 | 0 | 0 | 0 | 0 | 0 | 0 | 0 | 0
Industrial_Instruments_Existing_Space Heating_Natural Gas_Boiler_E1_Baseline Forecast | Industrial | Instruments | Existing | Space Heating | Natural Gas | Boiler | E1 | AFUE 80% (Standard) | Baseline Forecast | 0 | 7.3219 | 7.261 | 7.1943 | 7.1225 | 7.0463 | 6.9665 | 6.8836 | 6.7982 | 6.7107 | 6.6216 | 6.5311 | 6.4397 | 6.3476 | 6.2551 | 6.1624 | 6.0696 | 5.977 | 5.8848 | 5.7929 | 5.7017 | 5.611 | 0
Industrial_Instruments_Existing_Space Heating_Natural Gas_Boiler_E2_Baseline Forecast | Industrial | Instruments | Existing | Space Heating | Natural Gas | Boiler | E2 | AFUE 85% | Baseline Forecast | 0 | 0 | 0 | 0 | 0 | 0 | 0 | 0 | 0 | 0 | 0 | 0 | 0 | 0 | 0 | 0 | 0 | 0 | 0 | 0 | 0 | 0 | 0
Industrial_Instruments_Existing_Space Heating_Natural Gas_Boiler_E3_Baseline Forecast | Industrial | Instruments | Existing | Space Heating | Natural Gas | Boiler | E3 | AFUE 97% | Baseline Forecast | 0 | 0 | 0 | 0 | 0 | 0 | 0 | 0 | 0 | 0 | 0 | 0 | 0 | 0 | 0 | 0 | 0 | 0 | 0 | 0 | 0 | 0 | 0
Industrial_Instruments_Existing_Space Heating_Natural Gas_Boiler_E4_Baseline Forecast | Industrial | Instruments | Existing | Space Heating | Natural Gas | Boiler | E4 | Convert to NG Air Source Heat Pump | Baseline Forecast | 0 | 0 | 0 | 0 | 0 | 0 | 0 | 0 | 0 | 0 | 0 | 0 | 0 | 0 | 0 | 0 | 0 | 0 | 0 | 0 | 0 | 0 | 0
Industrial_Instruments_Existing_Space Heating_Natural Gas_Boiler_E5_Baseline Forecast | Industrial | Instruments | Existing | Space Heating | Natural Gas | Boiler | E5 |  | Baseline Forecast | 0 | 0 | 0 | 0 | 0 | 0 | 0 | 0 | 0 | 0 | 0 | 0 | 0 | 0 | 0 | 0 | 0 | 0 | 0 | 0 | 0 | 0 | 0
Industrial_Instruments_Existing_Space Heating_Natural Gas_Boiler_E6_Baseline Forecast | Industrial | Instruments | Existing | Space Heating | Natural Gas | Boiler | E6 |  | Baseline Forecast | 0 | 0 | 0 | 0 | 0 | 0 | 0 | 0 | 0 | 0 | 0 | 0 | 0 | 0 | 0 | 0 | 0 | 0 | 0 | 0 | 0 | 0 | 0
Industrial_Instruments_Existing_Space Heating_Natural Gas_Boiler_E7_Baseline Forecast | Industrial | Instruments | Existing | Space Heating | Natural Gas | Boiler | E7 |  | Baseline Forecast | 0 | 0 | 0 | 0 | 0 | 0 | 0 | 0 | 0 | 0 | 0 | 0 | 0 | 0 | 0 | 0 | 0 | 0 | 0 | 0 | 0 | 0 | 0
Industrial_Instruments_Existing_Space Heating_Natural Gas_Boiler_E8_Baseline Forecast | Industrial | Instruments | Existing | Space Heating | Natural Gas | Boiler | E8 |  | Baseline Forecast | 0 | 0 | 0 | 0 | 0 | 0 | 0 | 0 | 0 | 0 | 0 | 0 | 0 | 0 | 0 | 0 | 0 | 0 | 0 | 0 | 0 | 0 | 0
Industrial_Instruments_Existing_Space Heating_Natural Gas_Boiler_E9_Baseline Forecast | Industrial | Instruments | Existing | Space Heating | Natural Gas | Boiler | E9 |  | Baseline Forecast | 0 | 0 | 0 | 0 | 0 | 0 | 0 | 0 | 0 | 0 | 0 | 0 | 0 | 0 | 0 | 0 | 0 | 0 | 0 | 0 | 0 | 0 | 0
Industrial_Instruments_Existing_Space Heating_Natural Gas_Boiler_E10_Baseline Forecast | Industrial | Instruments | Existing | Space Heating | Natural Gas | Boiler | E10 |  | Baseline Forecast | 0 | 0 | 0 | 0 | 0 | 0 | 0 | 0 | 0 | 0 | 0 | 0 | 0 | 0 | 0 | 0 | 0 | 0 | 0 | 0 | 0 | 0 | 0
Industrial_Instruments_Existing_Space Heating_Natural Gas_Unit Heater_E1_Baseline Forecast | Industrial | Instruments | Existing | Space Heating | Natural Gas | Unit Heater | E1 | Standard | Baseline Forecast | 0 | 2.3987 | 6.8577 | 13.0769 | 20.7901 | 29.7617 | 39.7831 | 50.6699 | 62.2593 | 74.4077 | 84.9374 | 94.0266 | 102.2304 | 109.9464 | 117.4529 | 124.9379 | 132.5227 | 124.4104 | 118.8438 | 115.4918 | 114.0602 | 113.9488 | 0
Industrial_Instruments_Existing_Space Heating_Natural Gas_Unit Heater_E2_Baseline Forecast | Industrial | Instruments | Existing | Space Heating | Natural Gas | Unit Heater | E2 | Condensing | Baseline Forecast | 0 | 0 | 0 | 0 | 0 | 0 | 0 | 0 | 0 | 0 | 0 | 0 | 0 | 0 | 0 | 0 | 0 | 0 | 0 | 0 | 0 | 0 | 0
Industrial_Instruments_Existing_Space Heating_Natural Gas_Unit Heater_E3_Baseline Forecast | Industrial | Instruments | Existing | Space Heating | Natural Gas | Unit Heater | E3 | Infrared Radiant | Baseline Forecast | 0 | 0 | 0 | 0 | 0 | 0 | 0 | 0 | 0 | 0 | 0 | 0 | 0 | 0 | 0 | 0 | 0 | 0 | 0 | 0 | 0 | 0 | 0
Industrial_Instruments_Existing_Space Heating_Natural Gas_Unit Heater_E4_Baseline Forecast | Industrial | Instruments | Existing | Space Heating | Natural Gas | Unit Heater | E4 |  | Baseline Forecast | 0 | 0 | 0 | 0 | 0 | 0 | 0 | 0 | 0 | 0 | 0 | 0 | 0 | 0 | 0 | 0 | 0 | 0 | 0 | 0 | 0 | 0 | 0
Industrial_Instruments_Existing_Space Heating_Natural Gas_Unit Heater_E5_Baseline Forecast | Industrial | Instruments | Existing | Space Heating | Natural Gas | Unit Heater | E5 |  | Baseline Forecast | 0 | 0 | 0 | 0 | 0 | 0 | 0 | 0 | 0 | 0 | 0 | 0 | 0 | 0 | 0 | 0 | 0 | 0 | 0 | 0 | 0 | 0 | 0
Industrial_Instruments_Existing_Space Heating_Natural Gas_Unit Heater_E6_Baseline Forecast | Industrial | Instruments | Existing | Space Heating | Natural Gas | Unit Heater | E6 |  | Baseline Forecast | 0 | 0 | 0 | 0 | 0 | 0 | 0 | 0 | 0 | 0 | 0 | 0 | 0 | 0 | 0 | 0 | 0 | 0 | 0 | 0 | 0 | 0 | 0
Industrial_Instruments_Existing_Space Heating_Natural Gas_Unit Heater_E7_Baseline Forecast | Industrial | Instruments | Existing | Space Heating | Natural Gas | Unit Heater | E7 |  | Baseline Forecast | 0 | 0 | 0 | 0 | 0 | 0 | 0 | 0 | 0 | 0 | 0 | 0 | 0 | 0 | 0 | 0 | 0 | 0 | 0 | 0 | 0 | 0 | 0
Industrial_Instruments_Existing_Space Heating_Natural Gas_Unit Heater_E8_Baseline Forecast | Industrial | Instruments | Existing | Space Heating | Natural Gas | Unit Heater | E8 |  | Baseline Forecast | 0 | 0 | 0 | 0 | 0 | 0 | 0 | 0 | 0 | 0 | 0 | 0 | 0 | 0 | 0 | 0 | 0 | 0 | 0 | 0 | 0 | 0 | 0
Industrial_Instruments_Existing_Space Heating_Natural Gas_Unit Heater_E9_Baseline Forecast | Industrial | Instruments | Existing | Space Heating | Natural Gas | Unit Heater | E9 |  | Baseline Forecast | 0 | 0 | 0 | 0 | 0 | 0 | 0 | 0 | 0 | 0 | 0 | 0 | 0 | 0 | 0 | 0 | 0 | 0 | 0 | 0 | 0 | 0 | 0
Industrial_Instruments_Existing_Space Heating_Natural Gas_Unit Heater_E10_Baseline Forecast | Industrial | Instruments | Existing | Space Heating | Natural Gas | Unit Heater | E10 |  | Baseline Forecast | 0 | 0 | 0 | 0 | 0 | 0 | 0 | 0 | 0 | 0 | 0 | 0 | 0 | 0 | 0 | 0 | 0 | 0 | 0 | 0 | 0 | 0 | 0
Industrial_Instruments_Existing_Process_Natural Gas_Process Boiler_E1_Baseline Forecast | Industrial | Instruments | Existing | Process | Natural Gas | Process Boiler | E1 | Standard | Baseline Forecast | 0 | 628.2459 | 735.0168 | 821.4084 | 691.9253 | 582.8534 | 490.975 | 413.5799 | 348.3851 | 293.4672 | 247.2064 | 208.2379 | 175.4122 | 147.761 | 124.4686 | 104.848 | 88.3202 | 74.3978 | 62.6701 | 52.7911 | 44.4693 | 37.4594 | 0
Industrial_Instruments_Existing_Process_Natural Gas_Process Boiler_E2_Baseline Forecast | Industrial | Instruments | Existing | Process | Natural Gas | Process Boiler | E2 |  | Baseline Forecast | 0 | 0 | 0 | 0 | 0 | 0 | 0 | 0 | 0 | 0 | 0 | 0 | 0 | 0 | 0 | 0 | 0 | 0 | 0 | 0 | 0 | 0 | 0
Industrial_Instruments_Existing_Process_Natural Gas_Process Boiler_E3_Baseline Forecast | Industrial | Instruments | Existing | Process | Natural Gas | Process Boiler | E3 |  | Baseline Forecast | 0 | 0 | 0 | 0 | 0 | 0 | 0 | 0 | 0 | 0 | 0 | 0 | 0 | 0 | 0 | 0 | 0 | 0 | 0 | 0 | 0 | 0 | 0
Industrial_Instruments_Existing_Process_Natural Gas_Process Boiler_E4_Baseline Forecast | Industrial | Instruments | Existing | Process | Natural Gas | Process Boiler | E4 |  | Baseline Forecast | 0 | 0 | 0 | 0 | 0 | 0 | 0 | 0 | 0 | 0 | 0 | 0 | 0 | 0 | 0 | 0 | 0 | 0 | 0 | 0 | 0 | 0 | 0
Industrial_Instruments_Existing_Process_Natural Gas_Process Boiler_E5_Baseline Forecast | Industrial | Instruments | Existing | Process | Natural Gas | Process Boiler | E5 |  | Baseline Forecast | 0 | 0 | 0 | 0 | 0 | 0 | 0 | 0 | 0 | 0 | 0 | 0 | 0 | 0 | 0 | 0 | 0 | 0 | 0 | 0 | 0 | 0 | 0
Industrial_Instruments_Existing_Process_Natural Gas_Process Boiler_E6_Baseline Forecast | Industrial | Instruments | Existing | Process | Natural Gas | Process Boiler | E6 |  | Baseline Forecast | 0 | 0 | 0 | 0 | 0 | 0 | 0 | 0 | 0 | 0 | 0 | 0 | 0 | 0 | 0 | 0 | 0 | 0 | 0 | 0 | 0 | 0 | 0
Industrial_Instruments_Existing_Process_Natural Gas_Process Boiler_E7_Baseline Forecast | Industrial | Instruments | Existing | Process | Natural Gas | Process Boiler | E7 |  | Baseline Forecast | 0 | 0 | 0 | 0 | 0 | 0 | 0 | 0 | 0 | 0 | 0 | 0 | 0 | 0 | 0 | 0 | 0 | 0 | 0 | 0 | 0 | 0 | 0
Industrial_Instruments_Existing_Process_Natural Gas_Process Boiler_E8_Baseline Forecast | Industrial | Instruments | Existing | Process | Natural Gas | Process Boiler | E8 |  | Baseline Forecast | 0 | 0 | 0 | 0 | 0 | 0 | 0 | 0 | 0 | 0 | 0 | 0 | 0 | 0 | 0 | 0 | 0 | 0 | 0 | 0 | 0 | 0 | 0
Industrial_Instruments_Existing_Process_Natural Gas_Process Boiler_E9_Baseline Forecast | Industrial | Instruments | Existing | Process | Natural Gas | Process Boiler | E9 |  | Baseline Forecast | 0 | 0 | 0 | 0 | 0 | 0 | 0 | 0 | 0 | 0 | 0 | 0 | 0 | 0 | 0 | 0 | 0 | 0 | 0 | 0 | 0 | 0 | 0
Industrial_Instruments_Existing_Process_Natural Gas_Process Boiler_E10_Baseline Forecast | Industrial | Instruments | Existing | Process | Natural Gas | Process Boiler | E10 |  | Baseline Forecast | 0 | 0 | 0 | 0 | 0 | 0 | 0 | 0 | 0 | 0 | 0 | 0 | 0 | 0 | 0 | 0 | 0 | 0 | 0 | 0 | 0 | 0 | 0
Industrial_Instruments_Existing_Process_Natural Gas_Process Heating_E1_Baseline Forecast | Industrial | Instruments | Existing | Process | Natural Gas | Process Heating | E1 | Standard | Baseline Forecast | 0 | 628.2459 | 735.0168 | 821.4084 | 777.1121 | 754.276 | 746.754 | 734.4113 | 720.9178 | 708.5314 | 696.424 | 838.2194 | 830.954 | 818.6531 | 795.8842 | 780.7868 | 770.0545 | 756.7146 | 743.0965 | 730.384 | 717.8826 | 743.1369 | 0
Industrial_Instruments_Existing_Process_Natural Gas_Process Heating_E2_Baseline Forecast | Industrial | Instruments | Existing | Process | Natural Gas | Process Heating | E2 |  | Baseline Forecast | 0 | 0 | 0 | 0 | 0 | 0 | 0 | 0 | 0 | 0 | 0 | 0 | 0 | 0 | 0 | 0 | 0 | 0 | 0 | 0 | 0 | 0 | 0
Industrial_Instruments_Existing_Process_Natural Gas_Process Heating_E3_Baseline Forecast | Industrial | Instruments | Existing | Process | Natural Gas | Process Heating | E3 |  | Baseline Forecast | 0 | 0 | 0 | 0 | 0 | 0 | 0 | 0 | 0 | 0 | 0 | 0 | 0 | 0 | 0 | 0 | 0 | 0 | 0 | 0 | 0 | 0 | 0
Industrial_Instruments_Existing_Process_Natural Gas_Process Heating_E4_Baseline Forecast | Industrial | Instruments | Existing | Process | Natural Gas | Process Heating | E4 |  | Baseline Forecast | 0 | 0 | 0 | 0 | 0 | 0 | 0 | 0 | 0 | 0 | 0 | 0 | 0 | 0 | 0 | 0 | 0 | 0 | 0 | 0 | 0 | 0 | 0
Industrial_Instruments_Existing_Process_Natural Gas_Process Heating_E5_Baseline Forecast | Industrial | Instruments | Existing | Process | Natural Gas | Process Heating | E5 |  | Baseline Forecast | 0 | 0 | 0 | 0 | 0 | 0 | 0 | 0 | 0 | 0 | 0 | 0 | 0 | 0 | 0 | 0 | 0 | 0 | 0 | 0 | 0 | 0 | 0
Industrial_Instruments_Existing_Process_Natural Gas_Process Heating_E6_Baseline Forecast | Industrial | Instruments | Existing | Process | Natural Gas | Process Heating | E6 |  | Baseline Forecast | 0 | 0 | 0 | 0 | 0 | 0 | 0 | 0 | 0 | 0 | 0 | 0 | 0 | 0 | 0 | 0 | 0 | 0 | 0 | 0 | 0 | 0 | 0
Industrial_Instruments_Existing_Process_Natural Gas_Process Heating_E7_Baseline Forecast | Industrial | Instruments | Existing | Process | Natural Gas | Process Heating | E7 |  | Baseline Forecast | 0 | 0 | 0 | 0 | 0 | 0 | 0 | 0 | 0 | 0 | 0 | 0 | 0 | 0 | 0 | 0 | 0 | 0 | 0 | 0 | 0 | 0 | 0
Industrial_Instruments_Existing_Process_Natural Gas_Process Heating_E8_Baseline Forecast | Industrial | Instruments | Existing | Process | Natural Gas | Process Heating | E8 |  | Baseline Forecast | 0 | 0 | 0 | 0 | 0 | 0 | 0 | 0 | 0 | 0 | 0 | 0 | 0 | 0 | 0 | 0 | 0 | 0 | 0 | 0 | 0 | 0 | 0
Industrial_Instruments_Existing_Process_Natural Gas_Process Heating_E9_Baseline Forecast | Industrial | Instruments | Existing | Process | Natural Gas | Process Heating | E9 |  | Baseline Forecast | 0 | 0 | 0 | 0 | 0 | 0 | 0 | 0 | 0 | 0 | 0 | 0 | 0 | 0 | 0 | 0 | 0 | 0 | 0 | 0 | 0 | 0 | 0
Industrial_Instruments_Existing_Process_Natural Gas_Process Heating_E10_Baseline Forecast | Industrial | Instruments | Existing | Process | Natural Gas | Process Heating | E10 |  | Baseline Forecast | 0 | 0 | 0 | 0 | 0 | 0 | 0 | 0 | 0 | 0 | 0 | 0 | 0 | 0 | 0 | 0 | 0 | 0 | 0 | 0 | 0 | 0 | 0
Industrial_Instruments_Existing_Process_Natural Gas_Process Cooling_E1_Baseline Forecast | Industrial | Instruments | Existing | Process | Natural Gas | Process Cooling | E1 | Standard | Baseline Forecast | 0 | 628.2459 | 735.0168 | 821.4084 | 777.1121 | 754.276 | 746.754 | 734.4113 | 720.9178 | 708.5314 | 696.424 | 838.2194 | 830.954 | 818.6531 | 795.8842 | 780.7868 | 770.0545 | 756.7146 | 743.0965 | 730.384 | 717.8826 | 743.1369 | 0
Industrial_Instruments_Existing_Process_Natural Gas_Process Cooling_E2_Baseline Forecast | Industrial | Instruments | Existing | Process | Natural Gas | Process Cooling | E2 |  | Baseline Forecast | 0 | 0 | 0 | 0 | 0 | 0 | 0 | 0 | 0 | 0 | 0 | 0 | 0 | 0 | 0 | 0 | 0 | 0 | 0 | 0 | 0 | 0 | 0
Industrial_Instruments_Existing_Process_Natural Gas_Process Cooling_E3_Baseline Forecast | Industrial | Instruments | Existing | Process | Natural Gas | Process Cooling | E3 |  | Baseline Forecast | 0 | 0 | 0 | 0 | 0 | 0 | 0 | 0 | 0 | 0 | 0 | 0 | 0 | 0 | 0 | 0 | 0 | 0 | 0 | 0 | 0 | 0 | 0
Industrial_Instruments_Existing_Process_Natural Gas_Process Cooling_E4_Baseline Forecast | Industrial | Instruments | Existing | Process | Natural Gas | Process Cooling | E4 |  | Baseline Forecast | 0 | 0 | 0 | 0 | 0 | 0 | 0 | 0 | 0 | 0 | 0 | 0 | 0 | 0 | 0 | 0 | 0 | 0 | 0 | 0 | 0 | 0 | 0
Industrial_Instruments_Existing_Process_Natural Gas_Process Cooling_E5_Baseline Forecast | Industrial | Instruments | Existing | Process | Natural Gas | Process Cooling | E5 |  | Baseline Forecast | 0 | 0 | 0 | 0 | 0 | 0 | 0 | 0 | 0 | 0 | 0 | 0 | 0 | 0 | 0 | 0 | 0 | 0 | 0 | 0 | 0 | 0 | 0
Industrial_Instruments_Existing_Process_Natural Gas_Process Cooling_E6_Baseline Forecast | Industrial | Instruments | Existing | Process | Natural Gas | Process Cooling | E6 |  | Baseline Forecast | 0 | 0 | 0 | 0 | 0 | 0 | 0 | 0 | 0 | 0 | 0 | 0 | 0 | 0 | 0 | 0 | 0 | 0 | 0 | 0 | 0 | 0 | 0
Industrial_Instruments_Existing_Process_Natural Gas_Process Cooling_E7_Baseline Forecast | Industrial | Instruments | Existing | Process | Natural Gas | Process Cooling | E7 |  | Baseline Forecast | 0 | 0 | 0 | 0 | 0 | 0 | 0 | 0 | 0 | 0 | 0 | 0 | 0 | 0 | 0 | 0 | 0 | 0 | 0 | 0 | 0 | 0 | 0
Industrial_Instruments_Existing_Process_Natural Gas_Process Cooling_E8_Baseline Forecast | Industrial | Instruments | Existing | Process | Natural Gas | Process Cooling | E8 |  | Baseline Forecast | 0 | 0 | 0 | 0 | 0 | 0 | 0 | 0 | 0 | 0 | 0 | 0 | 0 | 0 | 0 | 0 | 0 | 0 | 0 | 0 | 0 | 0 | 0
Industrial_Instruments_Existing_Process_Natural Gas_Process Cooling_E9_Baseline Forecast | Industrial | Instruments | Existing | Process | Natural Gas | Process Cooling | E9 |  | Baseline Forecast | 0 | 0 | 0 | 0 | 0 | 0 | 0 | 0 | 0 | 0 | 0 | 0 | 0 | 0 | 0 | 0 | 0 | 0 | 0 | 0 | 0 | 0 | 0
Industrial_Instruments_Existing_Process_Natural Gas_Process Cooling_E10_Baseline Forecast | Industrial | Instruments | Existing | Process | Natural Gas | Process Cooling | E10 |  | Baseline Forecast | 0 | 0 | 0 | 0 | 0 | 0 | 0 | 0 | 0 | 0 | 0 | 0 | 0 | 0 | 0 | 0 | 0 | 0 | 0 | 0 | 0 | 0 | 0
Industrial_Instruments_Existing_Process_Natural Gas_Other Process_E1_Baseline Forecast | Industrial | Instruments | Existing | Process | Natural Gas | Other Process | E1 | Standard | Baseline Forecast | 0 | 628.2459 | 735.0168 | 821.4084 | 777.1121 | 754.276 | 746.754 | 734.4113 | 720.9178 | 708.5314 | 696.424 | 838.2194 | 830.954 | 818.6531 | 795.8842 | 780.7868 | 770.0545 | 756.7146 | 743.0965 | 730.384 | 717.8826 | 743.1369 | 0
Industrial_Instruments_Existing_Process_Natural Gas_Other Process_E2_Baseline Forecast | Industrial | Instruments | Existing | Process | Natural Gas | Other Process | E2 |  | Baseline Forecast | 0 | 0 | 0 | 0 | 0 | 0 | 0 | 0 | 0 | 0 | 0 | 0 | 0 | 0 | 0 | 0 | 0 | 0 | 0 | 0 | 0 | 0 | 0
Industrial_Instruments_Existing_Process_Natural Gas_Other Process_E3_Baseline Forecast | Industrial | Instruments | Existing | Process | Natural Gas | Other Process | E3 |  | Baseline Forecast | 0 | 0 | 0 | 0 | 0 | 0 | 0 | 0 | 0 | 0 | 0 | 0 | 0 | 0 | 0 | 0 | 0 | 0 | 0 | 0 | 0 | 0 | 0
Industrial_Instruments_Existing_Process_Natural Gas_Other Process_E4_Baseline Forecast | Industrial | Instruments | Existing | Process | Natural Gas | Other Process | E4 |  | Baseline Forecast | 0 | 0 | 0 | 0 | 0 | 0 | 0 | 0 | 0 | 0 | 0 | 0 | 0 | 0 | 0 | 0 | 0 | 0 | 0 | 0 | 0 | 0 | 0
Industrial_Instruments_Existing_Process_Natural Gas_Other Process_E5_Baseline Forecast | Industrial | Instruments | Existing | Process | Natural Gas | Other Process | E5 |  | Baseline Forecast | 0 | 0 | 0 | 0 | 0 | 0 | 0 | 0 | 0 | 0 | 0 | 0 | 0 | 0 | 0 | 0 | 0 | 0 | 0 | 0 | 0 | 0 | 0
Industrial_Instruments_Existing_Process_Natural Gas_Other Process_E6_Baseline Forecast | Industrial | Instruments | Existing | Process | Natural Gas | Other Process | E6 |  | Baseline Forecast | 0 | 0 | 0 | 0 | 0 | 0 | 0 | 0 | 0 | 0 | 0 | 0 | 0 | 0 | 0 | 0 | 0 | 0 | 0 | 0 | 0 | 0 | 0
Industrial_Instruments_Existing_Process_Natural Gas_Other Process_E7_Baseline Forecast | Industrial | Instruments | Existing | Process | Natural Gas | Other Process | E7 |  | Baseline Forecast | 0 | 0 | 0 | 0 | 0 | 0 | 0 | 0 | 0 | 0 | 0 | 0 | 0 | 0 | 0 | 0 | 0 | 0 | 0 | 0 | 0 | 0 | 0
Industrial_Instruments_Existing_Process_Natural Gas_Other Process_E8_Baseline Forecast | Industrial | Instruments | Existing | Process | Natural Gas | Other Process | E8 |  | Baseline Forecast | 0 | 0 | 0 | 0 | 0 | 0 | 0 | 0 | 0 | 0 | 0 | 0 | 0 | 0 | 0 | 0 | 0 | 0 | 0 | 0 | 0 | 0 | 0
Industrial_Instruments_Existing_Process_Natural Gas_Other Process_E9_Baseline Forecast | Industrial | Instruments | Existing | Process | Natural Gas | Other Process | E9 |  | Baseline Forecast | 0 | 0 | 0 | 0 | 0 | 0 | 0 | 0 | 0 | 0 | 0 | 0 | 0 | 0 | 0 | 0 | 0 | 0 | 0 | 0 | 0 | 0 | 0
Industrial_Instruments_Existing_Process_Natural Gas_Other Process_E10_Baseline Forecast | Industrial | Instruments | Existing | Process | Natural Gas | Other Process | E10 |  | Baseline Forecast | 0 | 0 | 0 | 0 | 0 | 0 | 0 | 0 | 0 | 0 | 0 | 0 | 0 | 0 | 0 | 0 | 0 | 0 | 0 | 0 | 0 | 0 | 0
Industrial_Instruments_Existing_Miscellaneous_Natural Gas_Miscellaneous_E1_Baseline Forecast | Industrial | Instruments | Existing | Miscellaneous | Natural Gas | Miscellaneous | E1 | Standard | Baseline Forecast | 0 | 628.2459 | 735.0168 | 821.4084 | 777.1121 | 754.276 | 746.754 | 734.4113 | 720.9178 | 708.5314 | 696.424 | 838.2194 | 830.954 | 818.6531 | 795.8842 | 780.7868 | 770.0545 | 756.7146 | 743.0965 | 730.384 | 717.8826 | 743.1369 | 0
Industrial_Instruments_Existing_Miscellaneous_Natural Gas_Miscellaneous_E2_Baseline Forecast | Industrial | Instruments | Existing | Miscellaneous | Natural Gas | Miscellaneous | E2 |  | Baseline Forecast | 0 | 0 | 0 | 0 | 0 | 0 | 0 | 0 | 0 | 0 | 0 | 0 | 0 | 0 | 0 | 0 | 0 | 0 | 0 | 0 | 0 | 0 | 0
Industrial_Instruments_Existing_Miscellaneous_Natural Gas_Miscellaneous_E3_Baseline Forecast | Industrial | Instruments | Existing | Miscellaneous | Natural Gas | Miscellaneous | E3 |  | Baseline Forecast | 0 | 0 | 0 | 0 | 0 | 0 | 0 | 0 | 0 | 0 | 0 | 0 | 0 | 0 | 0 | 0 | 0 | 0 | 0 | 0 | 0 | 0 | 0
Industrial_Instruments_Existing_Miscellaneous_Natural Gas_Miscellaneous_E4_Baseline Forecast | Industrial | Instruments | Existing | Miscellaneous | Natural Gas | Miscellaneous | E4 |  | Baseline Forecast | 0 | 0 | 0 | 0 | 0 | 0 | 0 | 0 | 0 | 0 | 0 | 0 | 0 | 0 | 0 | 0 | 0 | 0 | 0 | 0 | 0 | 0 | 0
Industrial_Instruments_Existing_Miscellaneous_Natural Gas_Miscellaneous_E5_Baseline Forecast | Industrial | Instruments | Existing | Miscellaneous | Natural Gas | Miscellaneous | E5 |  | Baseline Forecast | 0 | 0 | 0 | 0 | 0 | 0 | 0 | 0 | 0 | 0 | 0 | 0 | 0 | 0 | 0 | 0 | 0 | 0 | 0 | 0 | 0 | 0 | 0
Industrial_Instruments_Existing_Miscellaneous_Natural Gas_Miscellaneous_E6_Baseline Forecast | Industrial | Instruments | Existing | Miscellaneous | Natural Gas | Miscellaneous | E6 |  | Baseline Forecast | 0 | 0 | 0 | 0 | 0 | 0 | 0 | 0 | 0 | 0 | 0 | 0 | 0 | 0 | 0 | 0 | 0 | 0 | 0 | 0 | 0 | 0 | 0
Industrial_Instruments_Existing_Miscellaneous_Natural Gas_Miscellaneous_E7_Baseline Forecast | Industrial | Instruments | Existing | Miscellaneous | Natural Gas | Miscellaneous | E7 |  | Baseline Forecast | 0 | 0 | 0 | 0 | 0 | 0 | 0 | 0 | 0 | 0 | 0 | 0 | 0 | 0 | 0 | 0 | 0 | 0 | 0 | 0 | 0 | 0 | 0
Industrial_Instruments_Existing_Miscellaneous_Natural Gas_Miscellaneous_E8_Baseline Forecast | Industrial | Instruments | Existing | Miscellaneous | Natural Gas | Miscellaneous | E8 |  | Baseline Forecast | 0 | 0 | 0 | 0 | 0 | 0 | 0 | 0 | 0 | 0 | 0 | 0 | 0 | 0 | 0 | 0 | 0 | 0 | 0 | 0 | 0 | 0 | 0
Industrial_Instruments_Existing_Miscellaneous_Natural Gas_Miscellaneous_E9_Baseline Forecast | Industrial | Instruments | Existing | Miscellaneous | Natural Gas | Miscellaneous | E9 |  | Baseline Forecast | 0 | 0 | 0 | 0 | 0 | 0 | 0 | 0 | 0 | 0 | 0 | 0 | 0 | 0 | 0 | 0 | 0 | 0 | 0 | 0 | 0 | 0 | 0
Industrial_Instruments_Existing_Miscellaneous_Natural Gas_Miscellaneous_E10_Baseline Forecast | Industrial | Instruments | Existing | Miscellaneous | Natural Gas | Miscellaneous | E10 |  | Baseline Forecast | 0 | 0 | 0 | 0 | 0 | 0 | 0 | 0 | 0 | 0 | 0 | 0 | 0 | 0 | 0 | 0 | 0 | 0 | 0 | 0 | 0 | 0 | 0
Industrial_Instruments_New_Space Heating_Natural Gas_Furnace_E1_Baseline Forecast | Industrial | Instruments | New | Space Heating | Natural Gas | Furnace | E1 | AFUE 80% (Standard) | Baseline Forecast | 0 | 154.6194 | 3.7021 | 117.9795 | 117.6898 | 131.9118 | 79.4427 | 92.2223 | 91.0601 | 102.4285 | 76.2882 | 87.7419 | 86.5782 | 100.4331 | 68.1643 | 82.8443 | 82.7815 | 96.3689 | 63.6545 | 90.3312 | 87.5648 | 95.5483 | 0
Industrial_Instruments_New_Space Heating_Natural Gas_Furnace_E2_Baseline Forecast | Industrial | Instruments | New | Space Heating | Natural Gas | Furnace | E2 | AFUE 90% | Baseline Forecast | 0 | 0 | 0 | 0 | 0 | 0 | 0 | 0 | 0 | 0 | 0 | 0 | 0 | 0 | 0 | 0 | 0 | 0 | 0 | 0 | 0 | 0 | 0
Industrial_Instruments_New_Space Heating_Natural Gas_Furnace_E3_Baseline Forecast | Industrial | Instruments | New | Space Heating | Natural Gas | Furnace | E3 | AFUE 96% | Baseline Forecast | 0 | 0 | 0 | 0 | 0 | 0 | 0 | 0 | 0 | 0 | 0 | 0 | 0 | 0 | 0 | 0 | 0 | 0 | 0 | 0 | 0 | 0 | 0
Industrial_Instruments_New_Space Heating_Natural Gas_Furnace_E4_Baseline Forecast | Industrial | Instruments | New | Space Heating | Natural Gas | Furnace | E4 |  | Baseline Forecast | 0 | 0 | 0 | 0 | 0 | 0 | 0 | 0 | 0 | 0 | 0 | 0 | 0 | 0 | 0 | 0 | 0 | 0 | 0 | 0 | 0 | 0 | 0
Industrial_Instruments_New_Space Heating_Natural Gas_Furnace_E5_Baseline Forecast | Industrial | Instruments | New | Space Heating | Natural Gas | Furnace | E5 |  | Baseline Forecast | 0 | 0 | 0 | 0 | 0 | 0 | 0 | 0 | 0 | 0 | 0 | 0 | 0 | 0 | 0 | 0 | 0 | 0 | 0 | 0 | 0 | 0 | 0
Industrial_Instruments_New_Space Heating_Natural Gas_Furnace_E6_Baseline Forecast | Industrial | Instruments | New | Space Heating | Natural Gas | Furnace | E6 |  | Baseline Forecast | 0 | 0 | 0 | 0 | 0 | 0 | 0 | 0 | 0 | 0 | 0 | 0 | 0 | 0 | 0 | 0 | 0 | 0 | 0 | 0 | 0 | 0 | 0
Industrial_Instruments_New_Space Heating_Natural Gas_Furnace_E7_Baseline Forecast | Industrial | Instruments | New | Space Heating | Natural Gas | Furnace | E7 |  | Baseline Forecast | 0 | 0 | 0 | 0 | 0 | 0 | 0 | 0 | 0 | 0 | 0 | 0 | 0 | 0 | 0 | 0 | 0 | 0 | 0 | 0 | 0 | 0 | 0
Industrial_Instruments_New_Space Heating_Natural Gas_Furnace_E8_Baseline Forecast | Industrial | Instruments | New | Space Heating | Natural Gas | Furnace | E8 |  | Baseline Forecast | 0 | 0 | 0 | 0 | 0 | 0 | 0 | 0 | 0 | 0 | 0 | 0 | 0 | 0 | 0 | 0 | 0 | 0 | 0 | 0 | 0 | 0 | 0
Industrial_Instruments_New_Space Heating_Natural Gas_Furnace_E9_Baseline Forecast | Industrial | Instruments | New | Space Heating | Natural Gas | Furnace | E9 |  | Baseline Forecast | 0 | 0 | 0 | 0 | 0 | 0 | 0 | 0 | 0 | 0 | 0 | 0 | 0 | 0 | 0 | 0 | 0 | 0 | 0 | 0 | 0 | 0 | 0
Industrial_Instruments_New_Space Heating_Natural Gas_Furnace_E10_Baseline Forecast | Industrial | Instruments | New | Space Heating | Natural Gas | Furnace | E10 |  | Baseline Forecast | 0 | 0 | 0 | 0 | 0 | 0 | 0 | 0 | 0 | 0 | 0 | 0 | 0 | 0 | 0 | 0 | 0 | 0 | 0 | 0 | 0 | 0 | 0
Industrial_Instruments_New_Space Heating_Natural Gas_Boiler_E1_Baseline Forecast | Industrial | Instruments | New | Space Heating | Natural Gas | Boiler | E1 | AFUE 80% (Standard) | Baseline Forecast | 0 | 12.8279 | 0.30714 | 9.7881 | 9.7641 | 10.944 | 6.5909 | 7.6512 | 7.5547 | 8.4979 | 6.3292 | 7.2794 | 7.1829 | 8.3324 | 5.6552 | 6.8731 | 6.8679 | 7.9952 | 5.2811 | 6.5075 | 6.3303 | 6.3116 | 0
Industrial_Instruments_New_Space Heating_Natural Gas_Boiler_E2_Baseline Forecast | Industrial | Instruments | New | Space Heating | Natural Gas | Boiler | E2 | AFUE 85% | Baseline Forecast | 0 | 0 | 0 | 0 | 0 | 0 | 0 | 0 | 0 | 0 | 0 | 0 | 0 | 0 | 0 | 0 | 0 | 0 | 0 | 0 | 0 | 0 | 0
Industrial_Instruments_New_Space Heating_Natural Gas_Boiler_E3_Baseline Forecast | Industrial | Instruments | New | Space Heating | Natural Gas | Boiler | E3 | AFUE 97% | Baseline Forecast | 0 | 0 | 0 | 0 | 0 | 0 | 0 | 0 | 0 | 0 | 0 | 0 | 0 | 0 | 0 | 0 | 0 | 0 | 0 | 0 | 0 | 0 | 0
Industrial_Instruments_New_Space Heating_Natural Gas_Boiler_E4_Baseline Forecast | Industrial | Instruments | New | Space Heating | Natural Gas | Boiler | E4 | Convert to NG Air Source Heat Pump | Baseline Forecast | 0 | 0 | 0 | 0 | 0 | 0 | 0 | 0 | 0 | 0 | 0 | 0 | 0 | 0 | 0 | 0 | 0 | 0 | 0 | 0 | 0 | 0 | 0
Industrial_Instruments_New_Space Heating_Natural Gas_Boiler_E5_Baseline Forecast | Industrial | Instruments | New | Space Heating | Natural Gas | Boiler | E5 |  | Baseline Forecast | 0 | 0 | 0 | 0 | 0 | 0 | 0 | 0 | 0 | 0 | 0 | 0 | 0 | 0 | 0 | 0 | 0 | 0 | 0 | 0 | 0 | 0 | 0
Industrial_Instruments_New_Space Heating_Natural Gas_Boiler_E6_Baseline Forecast | Industrial | Instruments | New | Space Heating | Natural Gas | Boiler | E6 |  | Baseline Forecast | 0 | 0 | 0 | 0 | 0 | 0 | 0 | 0 | 0 | 0 | 0 | 0 | 0 | 0 | 0 | 0 | 0 | 0 | 0 | 0 | 0 | 0 | 0
Industrial_Instruments_New_Space Heating_Natural Gas_Boiler_E7_Baseline Forecast | Industrial | Instruments | New | Space Heating | Natural Gas | Boiler | E7 |  | Baseline Forecast | 0 | 0 | 0 | 0 | 0 | 0 | 0 | 0 | 0 | 0 | 0 | 0 | 0 | 0 | 0 | 0 | 0 | 0 | 0 | 0 | 0 | 0 | 0
Industrial_Instruments_New_Space Heating_Natural Gas_Boiler_E8_Baseline Forecast | Industrial | Instruments | New | Space Heating | Natural Gas | Boiler | E8 |  | Baseline Forecast | 0 | 0 | 0 | 0 | 0 | 0 | 0 | 0 | 0 | 0 | 0 | 0 | 0 | 0 | 0 | 0 | 0 | 0 | 0 | 0 | 0 | 0 | 0
Industrial_Instruments_New_Space Heating_Natural Gas_Boiler_E9_Baseline Forecast | Industrial | Instruments | New | Space Heating | Natural Gas | Boiler | E9 |  | Baseline Forecast | 0 | 0 | 0 | 0 | 0 | 0 | 0 | 0 | 0 | 0 | 0 | 0 | 0 | 0 | 0 | 0 | 0 | 0 | 0 | 0 | 0 | 0 | 0
Industrial_Instruments_New_Space Heating_Natural Gas_Boiler_E10_Baseline Forecast | Industrial | Instruments | New | Space Heating | Natural Gas | Boiler | E10 |  | Baseline Forecast | 0 | 0 | 0 | 0 | 0 | 0 | 0 | 0 | 0 | 0 | 0 | 0 | 0 | 0 | 0 | 0 | 0 | 0 | 0 | 0 | 0 | 0 | 0
Industrial_Instruments_New_Space Heating_Natural Gas_Unit Heater_E1_Baseline Forecast | Industrial | Instruments | New | Space Heating | Natural Gas | Unit Heater | E1 | Standard | Baseline Forecast | 0 | 151.2903 | 3.6224 | 115.4392 | 115.1558 | 129.0716 | 77.7322 | 90.2367 | 89.0994 | 100.2231 | 74.6456 | 85.8527 | 114.9721 | 123.2016 | 109.7293 | 138.5177 | 152.7792 | 206.9243 | 131.7253 | 179.4336 | 176.7767 | 174.7095 | 0
Industrial_Instruments_New_Space Heating_Natural Gas_Unit Heater_E2_Baseline Forecast | Industrial | Instruments | New | Space Heating | Natural Gas | Unit Heater | E2 | Condensing | Baseline Forecast | 0 | 0 | 0 | 0 | 0 | 0 | 0 | 0 | 0 | 0 | 0 | 0 | 0 | 0 | 0 | 0 | 0 | 0 | 0 | 0 | 0 | 0 | 0
Industrial_Instruments_New_Space Heating_Natural Gas_Unit Heater_E3_Baseline Forecast | Industrial | Instruments | New | Space Heating | Natural Gas | Unit Heater | E3 | Infrared Radiant | Baseline Forecast | 0 | 0 | 0 | 0 | 0 | 0 | 0 | 0 | 0 | 0 | 0 | 0 | 0 | 0 | 0 | 0 | 0 | 0 | 0 | 0 | 0 | 0 | 0
Industrial_Instruments_New_Space Heating_Natural Gas_Unit Heater_E4_Baseline Forecast | Industrial | Instruments | New | Space Heating | Natural Gas | Unit Heater | E4 |  | Baseline Forecast | 0 | 0 | 0 | 0 | 0 | 0 | 0 | 0 | 0 | 0 | 0 | 0 | 0 | 0 | 0 | 0 | 0 | 0 | 0 | 0 | 0 | 0 | 0
Industrial_Instruments_New_Space Heating_Natural Gas_Unit Heater_E5_Baseline Forecast | Industrial | Instruments | New | Space Heating | Natural Gas | Unit Heater | E5 |  | Baseline Forecast | 0 | 0 | 0 | 0 | 0 | 0 | 0 | 0 | 0 | 0 | 0 | 0 | 0 | 0 | 0 | 0 | 0 | 0 | 0 | 0 | 0 | 0 | 0
Industrial_Instruments_New_Space Heating_Natural Gas_Unit Heater_E6_Baseline Forecast | Industrial | Instruments | New | Space Heating | Natural Gas | Unit Heater | E6 |  | Baseline Forecast | 0 | 0 | 0 | 0 | 0 | 0 | 0 | 0 | 0 | 0 | 0 | 0 | 0 | 0 | 0 | 0 | 0 | 0 | 0 | 0 | 0 | 0 | 0
Industrial_Instruments_New_Space Heating_Natural Gas_Unit Heater_E7_Baseline Forecast | Industrial | Instruments | New | Space Heating | Natural Gas | Unit Heater | E7 |  | Baseline Forecast | 0 | 0 | 0 | 0 | 0 | 0 | 0 | 0 | 0 | 0 | 0 | 0 | 0 | 0 | 0 | 0 | 0 | 0 | 0 | 0 | 0 | 0 | 0
Industrial_Instruments_New_Space Heating_Natural Gas_Unit Heater_E8_Baseline Forecast | Industrial | Instruments | New | Space Heating | Natural Gas | Unit Heater | E8 |  | Baseline Forecast | 0 | 0 | 0 | 0 | 0 | 0 | 0 | 0 | 0 | 0 | 0 | 0 | 0 | 0 | 0 | 0 | 0 | 0 | 0 | 0 | 0 | 0 | 0
Industrial_Instruments_New_Space Heating_Natural Gas_Unit Heater_E9_Baseline Forecast | Industrial | Instruments | New | Space Heating | Natural Gas | Unit Heater | E9 |  | Baseline Forecast | 0 | 0 | 0 | 0 | 0 | 0 | 0 | 0 | 0 | 0 | 0 | 0 | 0 | 0 | 0 | 0 | 0 | 0 | 0 | 0 | 0 | 0 | 0
Industrial_Instruments_New_Space Heating_Natural Gas_Unit Heater_E10_Baseline Forecast | Industrial | Instruments | New | Space Heating | Natural Gas | Unit Heater | E10 |  | Baseline Forecast | 0 | 0 | 0 | 0 | 0 | 0 | 0 | 0 | 0 | 0 | 0 | 0 | 0 | 0 | 0 | 0 | 0 | 0 | 0 | 0 | 0 | 0 | 0
Industrial_Instruments_New_Process_Natural Gas_Process Boiler_E1_Baseline Forecast | Industrial | Instruments | New | Process | Natural Gas | Process Boiler | E1 | Standard | Baseline Forecast | 0 | 389.1316 | 9.3171 | 296.9196 | 296.1905 | 331.9831 | 199.9338 | 232.0964 | 229.1714 | 257.7824 | 191.9949 | 220.8205 | 217.8918 | 252.7605 | 171.5495 | 208.4946 | 208.3367 | 242.5322 | 160.1996 | 197.4038 | 192.0275 | 191.4602 | 0
Industrial_Instruments_New_Process_Natural Gas_Process Boiler_E2_Baseline Forecast | Industrial | Instruments | New | Process | Natural Gas | Process Boiler | E2 |  | Baseline Forecast | 0 | 0 | 0 | 0 | 0 | 0 | 0 | 0 | 0 | 0 | 0 | 0 | 0 | 0 | 0 | 0 | 0 | 0 | 0 | 0 | 0 | 0 | 0
Industrial_Instruments_New_Process_Natural Gas_Process Boiler_E3_Baseline Forecast | Industrial | Instruments | New | Process | Natural Gas | Process Boiler | E3 |  | Baseline Forecast | 0 | 0 | 0 | 0 | 0 | 0 | 0 | 0 | 0 | 0 | 0 | 0 | 0 | 0 | 0 | 0 | 0 | 0 | 0 | 0 | 0 | 0 | 0
Industrial_Instruments_New_Process_Natural Gas_Process Boiler_E4_Baseline Forecast | Industrial | Instruments | New | Process | Natural Gas | Process Boiler | E4 |  | Baseline Forecast | 0 | 0 | 0 | 0 | 0 | 0 | 0 | 0 | 0 | 0 | 0 | 0 | 0 | 0 | 0 | 0 | 0 | 0 | 0 | 0 | 0 | 0 | 0
Industrial_Instruments_New_Process_Natural Gas_Process Boiler_E5_Baseline Forecast | Industrial | Instruments | New | Process | Natural Gas | Process Boiler | E5 |  | Baseline Forecast | 0 | 0 | 0 | 0 | 0 | 0 | 0 | 0 | 0 | 0 | 0 | 0 | 0 | 0 | 0 | 0 | 0 | 0 | 0 | 0 | 0 | 0 | 0
Industrial_Instruments_New_Process_Natural Gas_Process Boiler_E6_Baseline Forecast | Industrial | Instruments | New | Process | Natural Gas | Process Boiler | E6 |  | Baseline Forecast | 0 | 0 | 0 | 0 | 0 | 0 | 0 | 0 | 0 | 0 | 0 | 0 | 0 | 0 | 0 | 0 | 0 | 0 | 0 | 0 | 0 | 0 | 0
Industrial_Instruments_New_Process_Natural Gas_Process Boiler_E7_Baseline Forecast | Industrial | Instruments | New | Process | Natural Gas | Process Boiler | E7 |  | Baseline Forecast | 0 | 0 | 0 | 0 | 0 | 0 | 0 | 0 | 0 | 0 | 0 | 0 | 0 | 0 | 0 | 0 | 0 | 0 | 0 | 0 | 0 | 0 | 0
Industrial_Instruments_New_Process_Natural Gas_Process Boiler_E8_Baseline Forecast | Industrial | Instruments | New | Process | Natural Gas | Process Boiler | E8 |  | Baseline Forecast | 0 | 0 | 0 | 0 | 0 | 0 | 0 | 0 | 0 | 0 | 0 | 0 | 0 | 0 | 0 | 0 | 0 | 0 | 0 | 0 | 0 | 0 | 0
Industrial_Instruments_New_Process_Natural Gas_Process Boiler_E9_Baseline Forecast | Industrial | Instruments | New | Process | Natural Gas | Process Boiler | E9 |  | Baseline Forecast | 0 | 0 | 0 | 0 | 0 | 0 | 0 | 0 | 0 | 0 | 0 | 0 | 0 | 0 | 0 | 0 | 0 | 0 | 0 | 0 | 0 | 0 | 0
Industrial_Instruments_New_Process_Natural Gas_Process Boiler_E10_Baseline Forecast | Industrial | Instruments | New | Process | Natural Gas | Process Boiler | E10 |  | Baseline Forecast | 0 | 0 | 0 | 0 | 0 | 0 | 0 | 0 | 0 | 0 | 0 | 0 | 0 | 0 | 0 | 0 | 0 | 0 | 0 | 0 | 0 | 0 | 0
Industrial_Instruments_New_Process_Natural Gas_Process Heating_E1_Baseline Forecast | Industrial | Instruments | New | Process | Natural Gas | Process Heating | E1 | Standard | Baseline Forecast | 0 | 389.1316 | 9.3171 | 296.9196 | 351.7807 | 380.9629 | 284.3335 | 354.6934 | 388.6779 | 435.1213 | 394.6702 | 563.4438 | 463.0674 | 603.0876 | 568.306 | 623.2265 | 621.8229 | 698.6354 | 650.0792 | 719.664 | 727.6984 | 792.6486 | 0
Industrial_Instruments_New_Process_Natural Gas_Process Heating_E2_Baseline Forecast | Industrial | Instruments | New | Process | Natural Gas | Process Heating | E2 |  | Baseline Forecast | 0 | 0 | 0 | 0 | 0 | 0 | 0 | 0 | 0 | 0 | 0 | 0 | 0 | 0 | 0 | 0 | 0 | 0 | 0 | 0 | 0 | 0 | 0
Industrial_Instruments_New_Process_Natural Gas_Process Heating_E3_Baseline Forecast | Industrial | Instruments | New | Process | Natural Gas | Process Heating | E3 |  | Baseline Forecast | 0 | 0 | 0 | 0 | 0 | 0 | 0 | 0 | 0 | 0 | 0 | 0 | 0 | 0 | 0 | 0 | 0 | 0 | 0 | 0 | 0 | 0 | 0
Industrial_Instruments_New_Process_Natural Gas_Process Heating_E4_Baseline Forecast | Industrial | Instruments | New | Process | Natural Gas | Process Heating | E4 |  | Baseline Forecast | 0 | 0 | 0 | 0 | 0 | 0 | 0 | 0 | 0 | 0 | 0 | 0 | 0 | 0 | 0 | 0 | 0 | 0 | 0 | 0 | 0 | 0 | 0
Industrial_Instruments_New_Process_Natural Gas_Process Heating_E5_Baseline Forecast | Industrial | Instruments | New | Process | Natural Gas | Process Heating | E5 |  | Baseline Forecast | 0 | 0 | 0 | 0 | 0 | 0 | 0 | 0 | 0 | 0 | 0 | 0 | 0 | 0 | 0 | 0 | 0 | 0 | 0 | 0 | 0 | 0 | 0
Industrial_Instruments_New_Process_Natural Gas_Process Heating_E6_Baseline Forecast | Industrial | Instruments | New | Process | Natural Gas | Process Heating | E6 |  | Baseline Forecast | 0 | 0 | 0 | 0 | 0 | 0 | 0 | 0 | 0 | 0 | 0 | 0 | 0 | 0 | 0 | 0 | 0 | 0 | 0 | 0 | 0 | 0 | 0
Industrial_Instruments_New_Process_Natural Gas_Process Heating_E7_Baseline Forecast | Industrial | Instruments | New | Process | Natural Gas | Process Heating | E7 |  | Baseline Forecast | 0 | 0 | 0 | 0 | 0 | 0 | 0 | 0 | 0 | 0 | 0 | 0 | 0 | 0 | 0 | 0 | 0 | 0 | 0 | 0 | 0 | 0 | 0
Industrial_Instruments_New_Process_Natural Gas_Process Heating_E8_Baseline Forecast | Industrial | Instruments | New | Process | Natural Gas | Process Heating | E8 |  | Baseline Forecast | 0 | 0 | 0 | 0 | 0 | 0 | 0 | 0 | 0 | 0 | 0 | 0 | 0 | 0 | 0 | 0 | 0 | 0 | 0 | 0 | 0 | 0 | 0
Industrial_Instruments_New_Process_Natural Gas_Process Heating_E9_Baseline Forecast | Industrial | Instruments | New | Process | Natural Gas | Process Heating | E9 |  | Baseline Forecast | 0 | 0 | 0 | 0 | 0 | 0 | 0 | 0 | 0 | 0 | 0 | 0 | 0 | 0 | 0 | 0 | 0 | 0 | 0 | 0 | 0 | 0 | 0
Industrial_Instruments_New_Process_Natural Gas_Process Heating_E10_Baseline Forecast | Industrial | Instruments | New | Process | Natural Gas | Process Heating | E10 |  | Baseline Forecast | 0 | 0 | 0 | 0 | 0 | 0 | 0 | 0 | 0 | 0 | 0 | 0 | 0 | 0 | 0 | 0 | 0 | 0 | 0 | 0 | 0 | 0 | 0
Industrial_Instruments_New_Process_Natural Gas_Process Cooling_E1_Baseline Forecast | Industrial | Instruments | New | Process | Natural Gas | Process Cooling | E1 | Standard | Baseline Forecast | 0 | 389.1316 | 9.3171 | 296.9196 | 351.7807 | 380.9629 | 284.3335 | 354.6934 | 388.6779 | 435.1213 | 394.6702 | 563.4438 | 463.0674 | 603.0876 | 568.306 | 623.2265 | 621.8229 | 698.6354 | 650.0792 | 719.664 | 727.6984 | 792.6486 | 0
Industrial_Instruments_New_Process_Natural Gas_Process Cooling_E2_Baseline Forecast | Industrial | Instruments | New | Process | Natural Gas | Process Cooling | E2 |  | Baseline Forecast | 0 | 0 | 0 | 0 | 0 | 0 | 0 | 0 | 0 | 0 | 0 | 0 | 0 | 0 | 0 | 0 | 0 | 0 | 0 | 0 | 0 | 0 | 0
Industrial_Instruments_New_Process_Natural Gas_Process Cooling_E3_Baseline Forecast | Industrial | Instruments | New | Process | Natural Gas | Process Cooling | E3 |  | Baseline Forecast | 0 | 0 | 0 | 0 | 0 | 0 | 0 | 0 | 0 | 0 | 0 | 0 | 0 | 0 | 0 | 0 | 0 | 0 | 0 | 0 | 0 | 0 | 0
Industrial_Instruments_New_Process_Natural Gas_Process Cooling_E4_Baseline Forecast | Industrial | Instruments | New | Process | Natural Gas | Process Cooling | E4 |  | Baseline Forecast | 0 | 0 | 0 | 0 | 0 | 0 | 0 | 0 | 0 | 0 | 0 | 0 | 0 | 0 | 0 | 0 | 0 | 0 | 0 | 0 | 0 | 0 | 0
Industrial_Instruments_New_Process_Natural Gas_Process Cooling_E5_Baseline Forecast | Industrial | Instruments | New | Process | Natural Gas | Process Cooling | E5 |  | Baseline Forecast | 0 | 0 | 0 | 0 | 0 | 0 | 0 | 0 | 0 | 0 | 0 | 0 | 0 | 0 | 0 | 0 | 0 | 0 | 0 | 0 | 0 | 0 | 0
Industrial_Instruments_New_Process_Natural Gas_Process Cooling_E6_Baseline Forecast | Industrial | Instruments | New | Process | Natural Gas | Process Cooling | E6 |  | Baseline Forecast | 0 | 0 | 0 | 0 | 0 | 0 | 0 | 0 | 0 | 0 | 0 | 0 | 0 | 0 | 0 | 0 | 0 | 0 | 0 | 0 | 0 | 0 | 0
Industrial_Instruments_New_Process_Natural Gas_Process Cooling_E7_Baseline Forecast | Industrial | Instruments | New | Process | Natural Gas | Process Cooling | E7 |  | Baseline Forecast | 0 | 0 | 0 | 0 | 0 | 0 | 0 | 0 | 0 | 0 | 0 | 0 | 0 | 0 | 0 | 0 | 0 | 0 | 0 | 0 | 0 | 0 | 0
Industrial_Instruments_New_Process_Natural Gas_Process Cooling_E8_Baseline Forecast | Industrial | Instruments | New | Process | Natural Gas | Process Cooling | E8 |  | Baseline Forecast | 0 | 0 | 0 | 0 | 0 | 0 | 0 | 0 | 0 | 0 | 0 | 0 | 0 | 0 | 0 | 0 | 0 | 0 | 0 | 0 | 0 | 0 | 0
Industrial_Instruments_New_Process_Natural Gas_Process Cooling_E9_Baseline Forecast | Industrial | Instruments | New | Process | Natural Gas | Process Cooling | E9 |  | Baseline Forecast | 0 | 0 | 0 | 0 | 0 | 0 | 0 | 0 | 0 | 0 | 0 | 0 | 0 | 0 | 0 | 0 | 0 | 0 | 0 | 0 | 0 | 0 | 0
Industrial_Instruments_New_Process_Natural Gas_Process Cooling_E10_Baseline Forecast | Industrial | Instruments | New | Process | Natural Gas | Process Cooling | E10 |  | Baseline Forecast | 0 | 0 | 0 | 0 | 0 | 0 | 0 | 0 | 0 | 0 | 0 | 0 | 0 | 0 | 0 | 0 | 0 | 0 | 0 | 0 | 0 | 0 | 0
Industrial_Instruments_New_Process_Natural Gas_Other Process_E1_Baseline Forecast | Industrial | Instruments | New | Process | Natural Gas | Other Process | E1 | Standard | Baseline Forecast | 0 | 389.1316 | 9.3171 | 296.9196 | 351.7807 | 380.9629 | 284.3335 | 354.6934 | 388.6779 | 435.1213 | 394.6702 | 563.4438 | 463.0674 | 603.0876 | 568.306 | 623.2265 | 621.8229 | 698.6354 | 650.0792 | 719.664 | 727.6984 | 792.6486 | 0
Industrial_Instruments_New_Process_Natural Gas_Other Process_E2_Baseline Forecast | Industrial | Instruments | New | Process | Natural Gas | Other Process | E2 |  | Baseline Forecast | 0 | 0 | 0 | 0 | 0 | 0 | 0 | 0 | 0 | 0 | 0 | 0 | 0 | 0 | 0 | 0 | 0 | 0 | 0 | 0 | 0 | 0 | 0
Industrial_Instruments_New_Process_Natural Gas_Other Process_E3_Baseline Forecast | Industrial | Instruments | New | Process | Natural Gas | Other Process | E3 |  | Baseline Forecast | 0 | 0 | 0 | 0 | 0 | 0 | 0 | 0 | 0 | 0 | 0 | 0 | 0 | 0 | 0 | 0 | 0 | 0 | 0 | 0 | 0 | 0 | 0
Industrial_Instruments_New_Process_Natural Gas_Other Process_E4_Baseline Forecast | Industrial | Instruments | New | Process | Natural Gas | Other Process | E4 |  | Baseline Forecast | 0 | 0 | 0 | 0 | 0 | 0 | 0 | 0 | 0 | 0 | 0 | 0 | 0 | 0 | 0 | 0 | 0 | 0 | 0 | 0 | 0 | 0 | 0
Industrial_Instruments_New_Process_Natural Gas_Other Process_E5_Baseline Forecast | Industrial | Instruments | New | Process | Natural Gas | Other Process | E5 |  | Baseline Forecast | 0 | 0 | 0 | 0 | 0 | 0 | 0 | 0 | 0 | 0 | 0 | 0 | 0 | 0 | 0 | 0 | 0 | 0 | 0 | 0 | 0 | 0 | 0
Industrial_Instruments_New_Process_Natural Gas_Other Process_E6_Baseline Forecast | Industrial | Instruments | New | Process | Natural Gas | Other Process | E6 |  | Baseline Forecast | 0 | 0 | 0 | 0 | 0 | 0 | 0 | 0 | 0 | 0 | 0 | 0 | 0 | 0 | 0 | 0 | 0 | 0 | 0 | 0 | 0 | 0 | 0
Industrial_Instruments_New_Process_Natural Gas_Other Process_E7_Baseline Forecast | Industrial | Instruments | New | Process | Natural Gas | Other Process | E7 |  | Baseline Forecast | 0 | 0 | 0 | 0 | 0 | 0 | 0 | 0 | 0 | 0 | 0 | 0 | 0 | 0 | 0 | 0 | 0 | 0 | 0 | 0 | 0 | 0 | 0
Industrial_Instruments_New_Process_Natural Gas_Other Process_E8_Baseline Forecast | Industrial | Instruments | New | Process | Natural Gas | Other Process | E8 |  | Baseline Forecast | 0 | 0 | 0 | 0 | 0 | 0 | 0 | 0 | 0 | 0 | 0 | 0 | 0 | 0 | 0 | 0 | 0 | 0 | 0 | 0 | 0 | 0 | 0
Industrial_Instruments_New_Process_Natural Gas_Other Process_E9_Baseline Forecast | Industrial | Instruments | New | Process | Natural Gas | Other Process | E9 |  | Baseline Forecast | 0 | 0 | 0 | 0 | 0 | 0 | 0 | 0 | 0 | 0 | 0 | 0 | 0 | 0 | 0 | 0 | 0 | 0 | 0 | 0 | 0 | 0 | 0
Industrial_Instruments_New_Process_Natural Gas_Other Process_E10_Baseline Forecast | Industrial | Instruments | New | Process | Natural Gas | Other Process | E10 |  | Baseline Forecast | 0 | 0 | 0 | 0 | 0 | 0 | 0 | 0 | 0 | 0 | 0 | 0 | 0 | 0 | 0 | 0 | 0 | 0 | 0 | 0 | 0 | 0 | 0
Industrial_Instruments_New_Miscellaneous_Natural Gas_Miscellaneous_E1_Baseline Forecast | Industrial | Instruments | New | Miscellaneous | Natural Gas | Miscellaneous | E1 | Standard | Baseline Forecast | 0 | 389.1316 | 9.3171 | 296.9196 | 351.7807 | 380.9629 | 284.3335 | 354.6934 | 388.6779 | 435.1213 | 394.6702 | 563.4438 | 463.0674 | 603.0876 | 568.306 | 623.2265 | 621.8229 | 698.6354 | 650.0792 | 719.664 | 727.6984 | 792.6486 | 0
Industrial_Instruments_New_Miscellaneous_Natural Gas_Miscellaneous_E2_Baseline Forecast | Industrial | Instruments | New | Miscellaneous | Natural Gas | Miscellaneous | E2 |  | Baseline Forecast | 0 | 0 | 0 | 0 | 0 | 0 | 0 | 0 | 0 | 0 | 0 | 0 | 0 | 0 | 0 | 0 | 0 | 0 | 0 | 0 | 0 | 0 | 0
Industrial_Instruments_New_Miscellaneous_Natural Gas_Miscellaneous_E3_Baseline Forecast | Industrial | Instruments | New | Miscellaneous | Natural Gas | Miscellaneous | E3 |  | Baseline Forecast | 0 | 0 | 0 | 0 | 0 | 0 | 0 | 0 | 0 | 0 | 0 | 0 | 0 | 0 | 0 | 0 | 0 | 0 | 0 | 0 | 0 | 0 | 0
Industrial_Instruments_New_Miscellaneous_Natural Gas_Miscellaneous_E4_Baseline Forecast | Industrial | Instruments | New | Miscellaneous | Natural Gas | Miscellaneous | E4 |  | Baseline Forecast | 0 | 0 | 0 | 0 | 0 | 0 | 0 | 0 | 0 | 0 | 0 | 0 | 0 | 0 | 0 | 0 | 0 | 0 | 0 | 0 | 0 | 0 | 0
Industrial_Instruments_New_Miscellaneous_Natural Gas_Miscellaneous_E5_Baseline Forecast | Industrial | Instruments | New | Miscellaneous | Natural Gas | Miscellaneous | E5 |  | Baseline Forecast | 0 | 0 | 0 | 0 | 0 | 0 | 0 | 0 | 0 | 0 | 0 | 0 | 0 | 0 | 0 | 0 | 0 | 0 | 0 | 0 | 0 | 0 | 0
Industrial_Instruments_New_Miscellaneous_Natural Gas_Miscellaneous_E6_Baseline Forecast | Industrial | Instruments | New | Miscellaneous | Natural Gas | Miscellaneous | E6 |  | Baseline Forecast | 0 | 0 | 0 | 0 | 0 | 0 | 0 | 0 | 0 | 0 | 0 | 0 | 0 | 0 | 0 | 0 | 0 | 0 | 0 | 0 | 0 | 0 | 0
Industrial_Instruments_New_Miscellaneous_Natural Gas_Miscellaneous_E7_Baseline Forecast | Industrial | Instruments | New | Miscellaneous | Natural Gas | Miscellaneous | E7 |  | Baseline Forecast | 0 | 0 | 0 | 0 | 0 | 0 | 0 | 0 | 0 | 0 | 0 | 0 | 0 | 0 | 0 | 0 | 0 | 0 | 0 | 0 | 0 | 0 | 0
Industrial_Instruments_New_Miscellaneous_Natural Gas_Miscellaneous_E8_Baseline Forecast | Industrial | Instruments | New | Miscellaneous | Natural Gas | Miscellaneous | E8 |  | Baseline Forecast | 0 | 0 | 0 | 0 | 0 | 0 | 0 | 0 | 0 | 0 | 0 | 0 | 0 | 0 | 0 | 0 | 0 | 0 | 0 | 0 | 0 | 0 | 0
Industrial_Instruments_New_Miscellaneous_Natural Gas_Miscellaneous_E9_Baseline Forecast | Industrial | Instruments | New | Miscellaneous | Natural Gas | Miscellaneous | E9 |  | Baseline Forecast | 0 | 0 | 0 | 0 | 0 | 0 | 0 | 0 | 0 | 0 | 0 | 0 | 0 | 0 | 0 | 0 | 0 | 0 | 0 | 0 | 0 | 0 | 0
Industrial_Instruments_New_Miscellaneous_Natural Gas_Miscellaneous_E10_Baseline Forecast | Industrial | Instruments | New | Miscellaneous | Natural Gas | Miscellaneous | E10 |  | Baseline Forecast | 0 | 0 | 0 | 0 | 0 | 0 | 0 | 0 | 0 | 0 | 0 | 0 | 0 | 0 | 0 | 0 | 0 | 0 | 0 | 0 | 0 | 0 | 0
Industrial_Wood and Lumber Products_Existing_Space Heating_Natural Gas_Furnace_E1_Baseline Forecast | Industrial | Wood and Lumber Products | Existing | Space Heating | Natural Gas | Furnace | E1 | AFUE 80% (Standard) | Baseline Forecast | 0 | 10.4653 | 10.9655 | 11.406 | 11.7916 | 12.1269 | 12.416 | 12.6627 | 12.8705 | 13.0428 | 13.1826 | 13.2926 | 12.295 | 11.3722 | 10.5187 | 9.7293 | 8.9991 | 8.3237 | 7.699 | 7.7098 | 7.7375 | 7.7779 | 0
Industrial_Wood and Lumber Products_Existing_Space Heating_Natural Gas_Furnace_E2_Baseline Forecast | Industrial | Wood and Lumber Products | Existing | Space Heating | Natural Gas | Furnace | E2 | AFUE 90% | Baseline Forecast | 0 | 0 | 0 | 0 | 0 | 0 | 0 | 0 | 0 | 0 | 0 | 0 | 0 | 0 | 0 | 0 | 0 | 0 | 0 | 0 | 0 | 0 | 0
Industrial_Wood and Lumber Products_Existing_Space Heating_Natural Gas_Furnace_E3_Baseline Forecast | Industrial | Wood and Lumber Products | Existing | Space Heating | Natural Gas | Furnace | E3 | AFUE 96% | Baseline Forecast | 0 | 0 | 0 | 0 | 0 | 0 | 0 | 0 | 0 | 0 | 0 | 0 | 0 | 0 | 0 | 0 | 0 | 0 | 0 | 0 | 0 | 0 | 0
Industrial_Wood and Lumber Products_Existing_Space Heating_Natural Gas_Furnace_E4_Baseline Forecast | Industrial | Wood and Lumber Products | Existing | Space Heating | Natural Gas | Furnace | E4 |  | Baseline Forecast | 0 | 0 | 0 | 0 | 0 | 0 | 0 | 0 | 0 | 0 | 0 | 0 | 0 | 0 | 0 | 0 | 0 | 0 | 0 | 0 | 0 | 0 | 0
Industrial_Wood and Lumber Products_Existing_Space Heating_Natural Gas_Furnace_E5_Baseline Forecast | Industrial | Wood and Lumber Products | Existing | Space Heating | Natural Gas | Furnace | E5 |  | Baseline Forecast | 0 | 0 | 0 | 0 | 0 | 0 | 0 | 0 | 0 | 0 | 0 | 0 | 0 | 0 | 0 | 0 | 0 | 0 | 0 | 0 | 0 | 0 | 0
Industrial_Wood and Lumber Products_Existing_Space Heating_Natural Gas_Furnace_E6_Baseline Forecast | Industrial | Wood and Lumber Products | Existing | Space Heating | Natural Gas | Furnace | E6 |  | Baseline Forecast | 0 | 0 | 0 | 0 | 0 | 0 | 0 | 0 | 0 | 0 | 0 | 0 | 0 | 0 | 0 | 0 | 0 | 0 | 0 | 0 | 0 | 0 | 0
Industrial_Wood and Lumber Products_Existing_Space Heating_Natural Gas_Furnace_E7_Baseline Forecast | Industrial | Wood and Lumber Products | Existing | Space Heating | Natural Gas | Furnace | E7 |  | Baseline Forecast | 0 | 0 | 0 | 0 | 0 | 0 | 0 | 0 | 0 | 0 | 0 | 0 | 0 | 0 | 0 | 0 | 0 | 0 | 0 | 0 | 0 | 0 | 0
Industrial_Wood and Lumber Products_Existing_Space Heating_Natural Gas_Furnace_E8_Baseline Forecast | Industrial | Wood and Lumber Products | Existing | Space Heating | Natural Gas | Furnace | E8 |  | Baseline Forecast | 0 | 0 | 0 | 0 | 0 | 0 | 0 | 0 | 0 | 0 | 0 | 0 | 0 | 0 | 0 | 0 | 0 | 0 | 0 | 0 | 0 | 0 | 0
Industrial_Wood and Lumber Products_Existing_Space Heating_Natural Gas_Furnace_E9_Baseline Forecast | Industrial | Wood and Lumber Products | Existing | Space Heating | Natural Gas | Furnace | E9 |  | Baseline Forecast | 0 | 0 | 0 | 0 | 0 | 0 | 0 | 0 | 0 | 0 | 0 | 0 | 0 | 0 | 0 | 0 | 0 | 0 | 0 | 0 | 0 | 0 | 0
Industrial_Wood and Lumber Products_Existing_Space Heating_Natural Gas_Furnace_E10_Baseline Forecast | Industrial | Wood and Lumber Products | Existing | Space Heating | Natural Gas | Furnace | E10 |  | Baseline Forecast | 0 | 0 | 0 | 0 | 0 | 0 | 0 | 0 | 0 | 0 | 0 | 0 | 0 | 0 | 0 | 0 | 0 | 0 | 0 | 0 | 0 | 0 | 0
Industrial_Wood and Lumber Products_Existing_Space Heating_Natural Gas_Boiler_E1_Baseline Forecast | Industrial | Wood and Lumber Products | Existing | Space Heating | Natural Gas | Boiler | E1 | AFUE 80% (Standard) | Baseline Forecast | 0 | 7.1816 | 7.1219 | 7.0564 | 6.986 | 6.9113 | 6.833 | 6.7517 | 6.6679 | 6.5821 | 6.4947 | 6.406 | 6.3163 | 6.226 | 6.1352 | 6.0443 | 5.9533 | 5.8625 | 5.772 | 5.6819 | 5.5924 | 5.5035 | 0
Industrial_Wood and Lumber Products_Existing_Space Heating_Natural Gas_Boiler_E2_Baseline Forecast | Industrial | Wood and Lumber Products | Existing | Space Heating | Natural Gas | Boiler | E2 | AFUE 85% | Baseline Forecast | 0 | 0 | 0 | 0 | 0 | 0 | 0 | 0 | 0 | 0 | 0 | 0 | 0 | 0 | 0 | 0 | 0 | 0 | 0 | 0 | 0 | 0 | 0
Industrial_Wood and Lumber Products_Existing_Space Heating_Natural Gas_Boiler_E3_Baseline Forecast | Industrial | Wood and Lumber Products | Existing | Space Heating | Natural Gas | Boiler | E3 | AFUE 97% | Baseline Forecast | 0 | 0 | 0 | 0 | 0 | 0 | 0 | 0 | 0 | 0 | 0 | 0 | 0 | 0 | 0 | 0 | 0 | 0 | 0 | 0 | 0 | 0 | 0
Industrial_Wood and Lumber Products_Existing_Space Heating_Natural Gas_Boiler_E4_Baseline Forecast | Industrial | Wood and Lumber Products | Existing | Space Heating | Natural Gas | Boiler | E4 | Convert to NG Air Source Heat Pump | Baseline Forecast | 0 | 0 | 0 | 0 | 0 | 0 | 0 | 0 | 0 | 0 | 0 | 0 | 0 | 0 | 0 | 0 | 0 | 0 | 0 | 0 | 0 | 0 | 0
Industrial_Wood and Lumber Products_Existing_Space Heating_Natural Gas_Boiler_E5_Baseline Forecast | Industrial | Wood and Lumber Products | Existing | Space Heating | Natural Gas | Boiler | E5 |  | Baseline Forecast | 0 | 0 | 0 | 0 | 0 | 0 | 0 | 0 | 0 | 0 | 0 | 0 | 0 | 0 | 0 | 0 | 0 | 0 | 0 | 0 | 0 | 0 | 0
Industrial_Wood and Lumber Products_Existing_Space Heating_Natural Gas_Boiler_E6_Baseline Forecast | Industrial | Wood and Lumber Products | Existing | Space Heating | Natural Gas | Boiler | E6 |  | Baseline Forecast | 0 | 0 | 0 | 0 | 0 | 0 | 0 | 0 | 0 | 0 | 0 | 0 | 0 | 0 | 0 | 0 | 0 | 0 | 0 | 0 | 0 | 0 | 0
Industrial_Wood and Lumber Products_Existing_Space Heating_Natural Gas_Boiler_E7_Baseline Forecast | Industrial | Wood and Lumber Products | Existing | Space Heating | Natural Gas | Boiler | E7 |  | Baseline Forecast | 0 | 0 | 0 | 0 | 0 | 0 | 0 | 0 | 0 | 0 | 0 | 0 | 0 | 0 | 0 | 0 | 0 | 0 | 0 | 0 | 0 | 0 | 0
Industrial_Wood and Lumber Products_Existing_Space Heating_Natural Gas_Boiler_E8_Baseline Forecast | Industrial | Wood and Lumber Products | Existing | Space Heating | Natural Gas | Boiler | E8 |  | Baseline Forecast | 0 | 0 | 0 | 0 | 0 | 0 | 0 | 0 | 0 | 0 | 0 | 0 | 0 | 0 | 0 | 0 | 0 | 0 | 0 | 0 | 0 | 0 | 0
Industrial_Wood and Lumber Products_Existing_Space Heating_Natural Gas_Boiler_E9_Baseline Forecast | Industrial | Wood and Lumber Products | Existing | Space Heating | Natural Gas | Boiler | E9 |  | Baseline Forecast | 0 | 0 | 0 | 0 | 0 | 0 | 0 | 0 | 0 | 0 | 0 | 0 | 0 | 0 | 0 | 0 | 0 | 0 | 0 | 0 | 0 | 0 | 0
Industrial_Wood and Lumber Products_Existing_Space Heating_Natural Gas_Boiler_E10_Baseline Forecast | Industrial | Wood and Lumber Products | Existing | Space Heating | Natural Gas | Boiler | E10 |  | Baseline Forecast | 0 | 0 | 0 | 0 | 0 | 0 | 0 | 0 | 0 | 0 | 0 | 0 | 0 | 0 | 0 | 0 | 0 | 0 | 0 | 0 | 0 | 0 | 0
Industrial_Wood and Lumber Products_Existing_Space Heating_Natural Gas_Unit Heater_E1_Baseline Forecast | Industrial | Wood and Lumber Products | Existing | Space Heating | Natural Gas | Unit Heater | E1 | Standard | Baseline Forecast | 0 | 0.07774 | 0.22225 | 0.42381 | 0.6738 | 0.96456 | 1.2894 | 1.6422 | 2.0178 | 2.4115 | 2.7528 | 3.0474 | 3.3132 | 3.5633 | 3.8066 | 4.0492 | 4.295 | 4.0321 | 3.8517 | 3.743 | 3.6966 | 3.693 | 0
Industrial_Wood and Lumber Products_Existing_Space Heating_Natural Gas_Unit Heater_E2_Baseline Forecast | Industrial | Wood and Lumber Products | Existing | Space Heating | Natural Gas | Unit Heater | E2 | Condensing | Baseline Forecast | 0 | 0 | 0 | 0 | 0 | 0 | 0 | 0 | 0 | 0 | 0 | 0 | 0 | 0 | 0 | 0 | 0 | 0 | 0 | 0 | 0 | 0 | 0
Industrial_Wood and Lumber Products_Existing_Space Heating_Natural Gas_Unit Heater_E3_Baseline Forecast | Industrial | Wood and Lumber Products | Existing | Space Heating | Natural Gas | Unit Heater | E3 | Infrared Radiant | Baseline Forecast | 0 | 0 | 0 | 0 | 0 | 0 | 0 | 0 | 0 | 0 | 0 | 0 | 0 | 0 | 0 | 0 | 0 | 0 | 0 | 0 | 0 | 0 | 0
Industrial_Wood and Lumber Products_Existing_Space Heating_Natural Gas_Unit Heater_E4_Baseline Forecast | Industrial | Wood and Lumber Products | Existing | Space Heating | Natural Gas | Unit Heater | E4 |  | Baseline Forecast | 0 | 0 | 0 | 0 | 0 | 0 | 0 | 0 | 0 | 0 | 0 | 0 | 0 | 0 | 0 | 0 | 0 | 0 | 0 | 0 | 0 | 0 | 0
Industrial_Wood and Lumber Products_Existing_Space Heating_Natural Gas_Unit Heater_E5_Baseline Forecast | Industrial | Wood and Lumber Products | Existing | Space Heating | Natural Gas | Unit Heater | E5 |  | Baseline Forecast | 0 | 0 | 0 | 0 | 0 | 0 | 0 | 0 | 0 | 0 | 0 | 0 | 0 | 0 | 0 | 0 | 0 | 0 | 0 | 0 | 0 | 0 | 0
Industrial_Wood and Lumber Products_Existing_Space Heating_Natural Gas_Unit Heater_E6_Baseline Forecast | Industrial | Wood and Lumber Products | Existing | Space Heating | Natural Gas | Unit Heater | E6 |  | Baseline Forecast | 0 | 0 | 0 | 0 | 0 | 0 | 0 | 0 | 0 | 0 | 0 | 0 | 0 | 0 | 0 | 0 | 0 | 0 | 0 | 0 | 0 | 0 | 0
Industrial_Wood and Lumber Products_Existing_Space Heating_Natural Gas_Unit Heater_E7_Baseline Forecast | Industrial | Wood and Lumber Products | Existing | Space Heating | Natural Gas | Unit Heater | E7 |  | Baseline Forecast | 0 | 0 | 0 | 0 | 0 | 0 | 0 | 0 | 0 | 0 | 0 | 0 | 0 | 0 | 0 | 0 | 0 | 0 | 0 | 0 | 0 | 0 | 0
Industrial_Wood and Lumber Products_Existing_Space Heating_Natural Gas_Unit Heater_E8_Baseline Forecast | Industrial | Wood and Lumber Products | Existing | Space Heating | Natural Gas | Unit Heater | E8 |  | Baseline Forecast | 0 | 0 | 0 | 0 | 0 | 0 | 0 | 0 | 0 | 0 | 0 | 0 | 0 | 0 | 0 | 0 | 0 | 0 | 0 | 0 | 0 | 0 | 0
Industrial_Wood and Lumber Products_Existing_Space Heating_Natural Gas_Unit Heater_E9_Baseline Forecast | Industrial | Wood and Lumber Products | Existing | Space Heating | Natural Gas | Unit Heater | E9 |  | Baseline Forecast | 0 | 0 | 0 | 0 | 0 | 0 | 0 | 0 | 0 | 0 | 0 | 0 | 0 | 0 | 0 | 0 | 0 | 0 | 0 | 0 | 0 | 0 | 0
Industrial_Wood and Lumber Products_Existing_Space Heating_Natural Gas_Unit Heater_E10_Baseline Forecast | Industrial | Wood and Lumber Products | Existing | Space Heating | Natural Gas | Unit Heater | E10 |  | Baseline Forecast | 0 | 0 | 0 | 0 | 0 | 0 | 0 | 0 | 0 | 0 | 0 | 0 | 0 | 0 | 0 | 0 | 0 | 0 | 0 | 0 | 0 | 0 | 0
Industrial_Wood and Lumber Products_Existing_Process_Natural Gas_Process Boiler_E1_Baseline Forecast | Industrial | Wood and Lumber Products | Existing | Process | Natural Gas | Process Boiler | E1 | Standard | Baseline Forecast | 0 | 69.9205 | 81.8035 | 91.4184 | 77.0076 | 64.8685 | 54.6429 | 46.0293 | 38.7734 | 32.6614 | 27.5128 | 23.1758 | 19.5225 | 16.445 | 13.8527 | 11.669 | 9.8296 | 8.2801 | 6.9748 | 5.8754 | 4.9492 | 4.169 | 0
Industrial_Wood and Lumber Products_Existing_Process_Natural Gas_Process Boiler_E2_Baseline Forecast | Industrial | Wood and Lumber Products | Existing | Process | Natural Gas | Process Boiler | E2 |  | Baseline Forecast | 0 | 0 | 0 | 0 | 0 | 0 | 0 | 0 | 0 | 0 | 0 | 0 | 0 | 0 | 0 | 0 | 0 | 0 | 0 | 0 | 0 | 0 | 0
Industrial_Wood and Lumber Products_Existing_Process_Natural Gas_Process Boiler_E3_Baseline Forecast | Industrial | Wood and Lumber Products | Existing | Process | Natural Gas | Process Boiler | E3 |  | Baseline Forecast | 0 | 0 | 0 | 0 | 0 | 0 | 0 | 0 | 0 | 0 | 0 | 0 | 0 | 0 | 0 | 0 | 0 | 0 | 0 | 0 | 0 | 0 | 0
Industrial_Wood and Lumber Products_Existing_Process_Natural Gas_Process Boiler_E4_Baseline Forecast | Industrial | Wood and Lumber Products | Existing | Process | Natural Gas | Process Boiler | E4 |  | Baseline Forecast | 0 | 0 | 0 | 0 | 0 | 0 | 0 | 0 | 0 | 0 | 0 | 0 | 0 | 0 | 0 | 0 | 0 | 0 | 0 | 0 | 0 | 0 | 0
Industrial_Wood and Lumber Products_Existing_Process_Natural Gas_Process Boiler_E5_Baseline Forecast | Industrial | Wood and Lumber Products | Existing | Process | Natural Gas | Process Boiler | E5 |  | Baseline Forecast | 0 | 0 | 0 | 0 | 0 | 0 | 0 | 0 | 0 | 0 | 0 | 0 | 0 | 0 | 0 | 0 | 0 | 0 | 0 | 0 | 0 | 0 | 0
Industrial_Wood and Lumber Products_Existing_Process_Natural Gas_Process Boiler_E6_Baseline Forecast | Industrial | Wood and Lumber Products | Existing | Process | Natural Gas | Process Boiler | E6 |  | Baseline Forecast | 0 | 0 | 0 | 0 | 0 | 0 | 0 | 0 | 0 | 0 | 0 | 0 | 0 | 0 | 0 | 0 | 0 | 0 | 0 | 0 | 0 | 0 | 0
Industrial_Wood and Lumber Products_Existing_Process_Natural Gas_Process Boiler_E7_Baseline Forecast | Industrial | Wood and Lumber Products | Existing | Process | Natural Gas | Process Boiler | E7 |  | Baseline Forecast | 0 | 0 | 0 | 0 | 0 | 0 | 0 | 0 | 0 | 0 | 0 | 0 | 0 | 0 | 0 | 0 | 0 | 0 | 0 | 0 | 0 | 0 | 0
Industrial_Wood and Lumber Products_Existing_Process_Natural Gas_Process Boiler_E8_Baseline Forecast | Industrial | Wood and Lumber Products | Existing | Process | Natural Gas | Process Boiler | E8 |  | Baseline Forecast | 0 | 0 | 0 | 0 | 0 | 0 | 0 | 0 | 0 | 0 | 0 | 0 | 0 | 0 | 0 | 0 | 0 | 0 | 0 | 0 | 0 | 0 | 0
Industrial_Wood and Lumber Products_Existing_Process_Natural Gas_Process Boiler_E9_Baseline Forecast | Industrial | Wood and Lumber Products | Existing | Process | Natural Gas | Process Boiler | E9 |  | Baseline Forecast | 0 | 0 | 0 | 0 | 0 | 0 | 0 | 0 | 0 | 0 | 0 | 0 | 0 | 0 | 0 | 0 | 0 | 0 | 0 | 0 | 0 | 0 | 0
Industrial_Wood and Lumber Products_Existing_Process_Natural Gas_Process Boiler_E10_Baseline Forecast | Industrial | Wood and Lumber Products | Existing | Process | Natural Gas | Process Boiler | E10 |  | Baseline Forecast | 0 | 0 | 0 | 0 | 0 | 0 | 0 | 0 | 0 | 0 | 0 | 0 | 0 | 0 | 0 | 0 | 0 | 0 | 0 | 0 | 0 | 0 | 0
Industrial_Wood and Lumber Products_Existing_Process_Natural Gas_Process Heating_E1_Baseline Forecast | Industrial | Wood and Lumber Products | Existing | Process | Natural Gas | Process Heating | E1 | Standard | Baseline Forecast | 0 | 69.9205 | 81.8035 | 91.4184 | 86.4885 | 83.9469 | 83.1098 | 81.7361 | 80.2344 | 78.8558 | 77.5083 | 93.2894 | 92.4808 | 91.1118 | 88.5777 | 86.8975 | 85.703 | 84.2183 | 82.7027 | 81.2879 | 79.8965 | 82.7072 | 0
Industrial_Wood and Lumber Products_Existing_Process_Natural Gas_Process Heating_E2_Baseline Forecast | Industrial | Wood and Lumber Products | Existing | Process | Natural Gas | Process Heating | E2 |  | Baseline Forecast | 0 | 0 | 0 | 0 | 0 | 0 | 0 | 0 | 0 | 0 | 0 | 0 | 0 | 0 | 0 | 0 | 0 | 0 | 0 | 0 | 0 | 0 | 0
Industrial_Wood and Lumber Products_Existing_Process_Natural Gas_Process Heating_E3_Baseline Forecast | Industrial | Wood and Lumber Products | Existing | Process | Natural Gas | Process Heating | E3 |  | Baseline Forecast | 0 | 0 | 0 | 0 | 0 | 0 | 0 | 0 | 0 | 0 | 0 | 0 | 0 | 0 | 0 | 0 | 0 | 0 | 0 | 0 | 0 | 0 | 0
Industrial_Wood and Lumber Products_Existing_Process_Natural Gas_Process Heating_E4_Baseline Forecast | Industrial | Wood and Lumber Products | Existing | Process | Natural Gas | Process Heating | E4 |  | Baseline Forecast | 0 | 0 | 0 | 0 | 0 | 0 | 0 | 0 | 0 | 0 | 0 | 0 | 0 | 0 | 0 | 0 | 0 | 0 | 0 | 0 | 0 | 0 | 0
Industrial_Wood and Lumber Products_Existing_Process_Natural Gas_Process Heating_E5_Baseline Forecast | Industrial | Wood and Lumber Products | Existing | Process | Natural Gas | Process Heating | E5 |  | Baseline Forecast | 0 | 0 | 0 | 0 | 0 | 0 | 0 | 0 | 0 | 0 | 0 | 0 | 0 | 0 | 0 | 0 | 0 | 0 | 0 | 0 | 0 | 0 | 0
Industrial_Wood and Lumber Products_Existing_Process_Natural Gas_Process Heating_E6_Baseline Forecast | Industrial | Wood and Lumber Products | Existing | Process | Natural Gas | Process Heating | E6 |  | Baseline Forecast | 0 | 0 | 0 | 0 | 0 | 0 | 0 | 0 | 0 | 0 | 0 | 0 | 0 | 0 | 0 | 0 | 0 | 0 | 0 | 0 | 0 | 0 | 0
Industrial_Wood and Lumber Products_Existing_Process_Natural Gas_Process Heating_E7_Baseline Forecast | Industrial | Wood and Lumber Products | Existing | Process | Natural Gas | Process Heating | E7 |  | Baseline Forecast | 0 | 0 | 0 | 0 | 0 | 0 | 0 | 0 | 0 | 0 | 0 | 0 | 0 | 0 | 0 | 0 | 0 | 0 | 0 | 0 | 0 | 0 | 0
Industrial_Wood and Lumber Products_Existing_Process_Natural Gas_Process Heating_E8_Baseline Forecast | Industrial | Wood and Lumber Products | Existing | Process | Natural Gas | Process Heating | E8 |  | Baseline Forecast | 0 | 0 | 0 | 0 | 0 | 0 | 0 | 0 | 0 | 0 | 0 | 0 | 0 | 0 | 0 | 0 | 0 | 0 | 0 | 0 | 0 | 0 | 0
Industrial_Wood and Lumber Products_Existing_Process_Natural Gas_Process Heating_E9_Baseline Forecast | Industrial | Wood and Lumber Products | Existing | Process | Natural Gas | Process Heating | E9 |  | Baseline Forecast | 0 | 0 | 0 | 0 | 0 | 0 | 0 | 0 | 0 | 0 | 0 | 0 | 0 | 0 | 0 | 0 | 0 | 0 | 0 | 0 | 0 | 0 | 0
Industrial_Wood and Lumber Products_Existing_Process_Natural Gas_Process Heating_E10_Baseline Forecast | Industrial | Wood and Lumber Products | Existing | Process | Natural Gas | Process Heating | E10 |  | Baseline Forecast | 0 | 0 | 0 | 0 | 0 | 0 | 0 | 0 | 0 | 0 | 0 | 0 | 0 | 0 | 0 | 0 | 0 | 0 | 0 | 0 | 0 | 0 | 0
Industrial_Wood and Lumber Products_Existing_Process_Natural Gas_Process Cooling_E1_Baseline Forecast | Industrial | Wood and Lumber Products | Existing | Process | Natural Gas | Process Cooling | E1 | Standard | Baseline Forecast | 0 | 69.9205 | 81.8035 | 91.4184 | 86.4885 | 83.9469 | 83.1098 | 81.7361 | 80.2344 | 78.8558 | 77.5083 | 93.2894 | 92.4808 | 91.1118 | 88.5777 | 86.8975 | 85.703 | 84.2183 | 82.7027 | 81.2879 | 79.8965 | 82.7072 | 0
Industrial_Wood and Lumber Products_Existing_Process_Natural Gas_Process Cooling_E2_Baseline Forecast | Industrial | Wood and Lumber Products | Existing | Process | Natural Gas | Process Cooling | E2 |  | Baseline Forecast | 0 | 0 | 0 | 0 | 0 | 0 | 0 | 0 | 0 | 0 | 0 | 0 | 0 | 0 | 0 | 0 | 0 | 0 | 0 | 0 | 0 | 0 | 0
Industrial_Wood and Lumber Products_Existing_Process_Natural Gas_Process Cooling_E3_Baseline Forecast | Industrial | Wood and Lumber Products | Existing | Process | Natural Gas | Process Cooling | E3 |  | Baseline Forecast | 0 | 0 | 0 | 0 | 0 | 0 | 0 | 0 | 0 | 0 | 0 | 0 | 0 | 0 | 0 | 0 | 0 | 0 | 0 | 0 | 0 | 0 | 0
Industrial_Wood and Lumber Products_Existing_Process_Natural Gas_Process Cooling_E4_Baseline Forecast | Industrial | Wood and Lumber Products | Existing | Process | Natural Gas | Process Cooling | E4 |  | Baseline Forecast | 0 | 0 | 0 | 0 | 0 | 0 | 0 | 0 | 0 | 0 | 0 | 0 | 0 | 0 | 0 | 0 | 0 | 0 | 0 | 0 | 0 | 0 | 0
Industrial_Wood and Lumber Products_Existing_Process_Natural Gas_Process Cooling_E5_Baseline Forecast | Industrial | Wood and Lumber Products | Existing | Process | Natural Gas | Process Cooling | E5 |  | Baseline Forecast | 0 | 0 | 0 | 0 | 0 | 0 | 0 | 0 | 0 | 0 | 0 | 0 | 0 | 0 | 0 | 0 | 0 | 0 | 0 | 0 | 0 | 0 | 0
Industrial_Wood and Lumber Products_Existing_Process_Natural Gas_Process Cooling_E6_Baseline Forecast | Industrial | Wood and Lumber Products | Existing | Process | Natural Gas | Process Cooling | E6 |  | Baseline Forecast | 0 | 0 | 0 | 0 | 0 | 0 | 0 | 0 | 0 | 0 | 0 | 0 | 0 | 0 | 0 | 0 | 0 | 0 | 0 | 0 | 0 | 0 | 0
Industrial_Wood and Lumber Products_Existing_Process_Natural Gas_Process Cooling_E7_Baseline Forecast | Industrial | Wood and Lumber Products | Existing | Process | Natural Gas | Process Cooling | E7 |  | Baseline Forecast | 0 | 0 | 0 | 0 | 0 | 0 | 0 | 0 | 0 | 0 | 0 | 0 | 0 | 0 | 0 | 0 | 0 | 0 | 0 | 0 | 0 | 0 | 0
Industrial_Wood and Lumber Products_Existing_Process_Natural Gas_Process Cooling_E8_Baseline Forecast | Industrial | Wood and Lumber Products | Existing | Process | Natural Gas | Process Cooling | E8 |  | Baseline Forecast | 0 | 0 | 0 | 0 | 0 | 0 | 0 | 0 | 0 | 0 | 0 | 0 | 0 | 0 | 0 | 0 | 0 | 0 | 0 | 0 | 0 | 0 | 0
Industrial_Wood and Lumber Products_Existing_Process_Natural Gas_Process Cooling_E9_Baseline Forecast | Industrial | Wood and Lumber Products | Existing | Process | Natural Gas | Process Cooling | E9 |  | Baseline Forecast | 0 | 0 | 0 | 0 | 0 | 0 | 0 | 0 | 0 | 0 | 0 | 0 | 0 | 0 | 0 | 0 | 0 | 0 | 0 | 0 | 0 | 0 | 0
Industrial_Wood and Lumber Products_Existing_Process_Natural Gas_Process Cooling_E10_Baseline Forecast | Industrial | Wood and Lumber Products | Existing | Process | Natural Gas | Process Cooling | E10 |  | Baseline Forecast | 0 | 0 | 0 | 0 | 0 | 0 | 0 | 0 | 0 | 0 | 0 | 0 | 0 | 0 | 0 | 0 | 0 | 0 | 0 | 0 | 0 | 0 | 0
Industrial_Wood and Lumber Products_Existing_Process_Natural Gas_Other Process_E1_Baseline Forecast | Industrial | Wood and Lumber Products | Existing | Process | Natural Gas | Other Process | E1 | Standard | Baseline Forecast | 0 | 69.9205 | 81.8035 | 91.4184 | 86.4885 | 83.9469 | 83.1098 | 81.7361 | 80.2344 | 78.8558 | 77.5083 | 93.2894 | 92.4808 | 91.1118 | 88.5777 | 86.8975 | 85.703 | 84.2183 | 82.7027 | 81.2879 | 79.8965 | 82.7072 | 0
Industrial_Wood and Lumber Products_Existing_Process_Natural Gas_Other Process_E2_Baseline Forecast | Industrial | Wood and Lumber Products | Existing | Process | Natural Gas | Other Process | E2 |  | Baseline Forecast | 0 | 0 | 0 | 0 | 0 | 0 | 0 | 0 | 0 | 0 | 0 | 0 | 0 | 0 | 0 | 0 | 0 | 0 | 0 | 0 | 0 | 0 | 0
Industrial_Wood and Lumber Products_Existing_Process_Natural Gas_Other Process_E3_Baseline Forecast | Industrial | Wood and Lumber Products | Existing | Process | Natural Gas | Other Process | E3 |  | Baseline Forecast | 0 | 0 | 0 | 0 | 0 | 0 | 0 | 0 | 0 | 0 | 0 | 0 | 0 | 0 | 0 | 0 | 0 | 0 | 0 | 0 | 0 | 0 | 0
Industrial_Wood and Lumber Products_Existing_Process_Natural Gas_Other Process_E4_Baseline Forecast | Industrial | Wood and Lumber Products | Existing | Process | Natural Gas | Other Process | E4 |  | Baseline Forecast | 0 | 0 | 0 | 0 | 0 | 0 | 0 | 0 | 0 | 0 | 0 | 0 | 0 | 0 | 0 | 0 | 0 | 0 | 0 | 0 | 0 | 0 | 0
Industrial_Wood and Lumber Products_Existing_Process_Natural Gas_Other Process_E5_Baseline Forecast | Industrial | Wood and Lumber Products | Existing | Process | Natural Gas | Other Process | E5 |  | Baseline Forecast | 0 | 0 | 0 | 0 | 0 | 0 | 0 | 0 | 0 | 0 | 0 | 0 | 0 | 0 | 0 | 0 | 0 | 0 | 0 | 0 | 0 | 0 | 0
Industrial_Wood and Lumber Products_Existing_Process_Natural Gas_Other Process_E6_Baseline Forecast | Industrial | Wood and Lumber Products | Existing | Process | Natural Gas | Other Process | E6 |  | Baseline Forecast | 0 | 0 | 0 | 0 | 0 | 0 | 0 | 0 | 0 | 0 | 0 | 0 | 0 | 0 | 0 | 0 | 0 | 0 | 0 | 0 | 0 | 0 | 0
Industrial_Wood and Lumber Products_Existing_Process_Natural Gas_Other Process_E7_Baseline Forecast | Industrial | Wood and Lumber Products | Existing | Process | Natural Gas | Other Process | E7 |  | Baseline Forecast | 0 | 0 | 0 | 0 | 0 | 0 | 0 | 0 | 0 | 0 | 0 | 0 | 0 | 0 | 0 | 0 | 0 | 0 | 0 | 0 | 0 | 0 | 0
Industrial_Wood and Lumber Products_Existing_Process_Natural Gas_Other Process_E8_Baseline Forecast | Industrial | Wood and Lumber Products | Existing | Process | Natural Gas | Other Process | E8 |  | Baseline Forecast | 0 | 0 | 0 | 0 | 0 | 0 | 0 | 0 | 0 | 0 | 0 | 0 | 0 | 0 | 0 | 0 | 0 | 0 | 0 | 0 | 0 | 0 | 0
Industrial_Wood and Lumber Products_Existing_Process_Natural Gas_Other Process_E9_Baseline Forecast | Industrial | Wood and Lumber Products | Existing | Process | Natural Gas | Other Process | E9 |  | Baseline Forecast | 0 | 0 | 0 | 0 | 0 | 0 | 0 | 0 | 0 | 0 | 0 | 0 | 0 | 0 | 0 | 0 | 0 | 0 | 0 | 0 | 0 | 0 | 0
Industrial_Wood and Lumber Products_Existing_Process_Natural Gas_Other Process_E10_Baseline Forecast | Industrial | Wood and Lumber Products | Existing | Process | Natural Gas | Other Process | E10 |  | Baseline Forecast | 0 | 0 | 0 | 0 | 0 | 0 | 0 | 0 | 0 | 0 | 0 | 0 | 0 | 0 | 0 | 0 | 0 | 0 | 0 | 0 | 0 | 0 | 0
Industrial_Wood and Lumber Products_Existing_Miscellaneous_Natural Gas_Miscellaneous_E1_Baseline Forecast | Industrial | Wood and Lumber Products | Existing | Miscellaneous | Natural Gas | Miscellaneous | E1 | Standard | Baseline Forecast | 0 | 69.9205 | 81.8035 | 91.4184 | 86.4885 | 83.9469 | 83.1098 | 81.7361 | 80.2344 | 78.8558 | 77.5083 | 93.2894 | 92.4808 | 91.1118 | 88.5777 | 86.8975 | 85.703 | 84.2183 | 82.7027 | 81.2879 | 79.8965 | 82.7072 | 0
Industrial_Wood and Lumber Products_Existing_Miscellaneous_Natural Gas_Miscellaneous_E2_Baseline Forecast | Industrial | Wood and Lumber Products | Existing | Miscellaneous | Natural Gas | Miscellaneous | E2 |  | Baseline Forecast | 0 | 0 | 0 | 0 | 0 | 0 | 0 | 0 | 0 | 0 | 0 | 0 | 0 | 0 | 0 | 0 | 0 | 0 | 0 | 0 | 0 | 0 | 0
Industrial_Wood and Lumber Products_Existing_Miscellaneous_Natural Gas_Miscellaneous_E3_Baseline Forecast | Industrial | Wood and Lumber Products | Existing | Miscellaneous | Natural Gas | Miscellaneous | E3 |  | Baseline Forecast | 0 | 0 | 0 | 0 | 0 | 0 | 0 | 0 | 0 | 0 | 0 | 0 | 0 | 0 | 0 | 0 | 0 | 0 | 0 | 0 | 0 | 0 | 0
Industrial_Wood and Lumber Products_Existing_Miscellaneous_Natural Gas_Miscellaneous_E4_Baseline Forecast | Industrial | Wood and Lumber Products | Existing | Miscellaneous | Natural Gas | Miscellaneous | E4 |  | Baseline Forecast | 0 | 0 | 0 | 0 | 0 | 0 | 0 | 0 | 0 | 0 | 0 | 0 | 0 | 0 | 0 | 0 | 0 | 0 | 0 | 0 | 0 | 0 | 0
Industrial_Wood and Lumber Products_Existing_Miscellaneous_Natural Gas_Miscellaneous_E5_Baseline Forecast | Industrial | Wood and Lumber Products | Existing | Miscellaneous | Natural Gas | Miscellaneous | E5 |  | Baseline Forecast | 0 | 0 | 0 | 0 | 0 | 0 | 0 | 0 | 0 | 0 | 0 | 0 | 0 | 0 | 0 | 0 | 0 | 0 | 0 | 0 | 0 | 0 | 0
Industrial_Wood and Lumber Products_Existing_Miscellaneous_Natural Gas_Miscellaneous_E6_Baseline Forecast | Industrial | Wood and Lumber Products | Existing | Miscellaneous | Natural Gas | Miscellaneous | E6 |  | Baseline Forecast | 0 | 0 | 0 | 0 | 0 | 0 | 0 | 0 | 0 | 0 | 0 | 0 | 0 | 0 | 0 | 0 | 0 | 0 | 0 | 0 | 0 | 0 | 0
Industrial_Wood and Lumber Products_Existing_Miscellaneous_Natural Gas_Miscellaneous_E7_Baseline Forecast | Industrial | Wood and Lumber Products | Existing | Miscellaneous | Natural Gas | Miscellaneous | E7 |  | Baseline Forecast | 0 | 0 | 0 | 0 | 0 | 0 | 0 | 0 | 0 | 0 | 0 | 0 | 0 | 0 | 0 | 0 | 0 | 0 | 0 | 0 | 0 | 0 | 0
Industrial_Wood and Lumber Products_Existing_Miscellaneous_Natural Gas_Miscellaneous_E8_Baseline Forecast | Industrial | Wood and Lumber Products | Existing | Miscellaneous | Natural Gas | Miscellaneous | E8 |  | Baseline Forecast | 0 | 0 | 0 | 0 | 0 | 0 | 0 | 0 | 0 | 0 | 0 | 0 | 0 | 0 | 0 | 0 | 0 | 0 | 0 | 0 | 0 | 0 | 0
Industrial_Wood and Lumber Products_Existing_Miscellaneous_Natural Gas_Miscellaneous_E9_Baseline Forecast | Industrial | Wood and Lumber Products | Existing | Miscellaneous | Natural Gas | Miscellaneous | E9 |  | Baseline Forecast | 0 | 0 | 0 | 0 | 0 | 0 | 0 | 0 | 0 | 0 | 0 | 0 | 0 | 0 | 0 | 0 | 0 | 0 | 0 | 0 | 0 | 0 | 0
Industrial_Wood and Lumber Products_Existing_Miscellaneous_Natural Gas_Miscellaneous_E10_Baseline Forecast | Industrial | Wood and Lumber Products | Existing | Miscellaneous | Natural Gas | Miscellaneous | E10 |  | Baseline Forecast | 0 | 0 | 0 | 0 | 0 | 0 | 0 | 0 | 0 | 0 | 0 | 0 | 0 | 0 | 0 | 0 | 0 | 0 | 0 | 0 | 0 | 0 | 0
Industrial_Wood and Lumber Products_New_Space Heating_Natural Gas_Furnace_E1_Baseline Forecast | Industrial | Wood and Lumber Products | New | Space Heating | Natural Gas | Furnace | E1 | AFUE 80% (Standard) | Baseline Forecast | 0 | 21.2522 | 0.50885 | 16.2161 | 16.1763 | 18.131 | 10.9193 | 12.6758 | 12.516 | 14.0786 | 10.4857 | 12.06 | 11.9 | 13.8044 | 9.3691 | 11.3868 | 11.3782 | 13.2457 | 8.7492 | 12.4159 | 12.0356 | 13.1329 | 0
Industrial_Wood and Lumber Products_New_Space Heating_Natural Gas_Furnace_E2_Baseline Forecast | Industrial | Wood and Lumber Products | New | Space Heating | Natural Gas | Furnace | E2 | AFUE 90% | Baseline Forecast | 0 | 0 | 0 | 0 | 0 | 0 | 0 | 0 | 0 | 0 | 0 | 0 | 0 | 0 | 0 | 0 | 0 | 0 | 0 | 0 | 0 | 0 | 0
Industrial_Wood and Lumber Products_New_Space Heating_Natural Gas_Furnace_E3_Baseline Forecast | Industrial | Wood and Lumber Products | New | Space Heating | Natural Gas | Furnace | E3 | AFUE 96% | Baseline Forecast | 0 | 0 | 0 | 0 | 0 | 0 | 0 | 0 | 0 | 0 | 0 | 0 | 0 | 0 | 0 | 0 | 0 | 0 | 0 | 0 | 0 | 0 | 0
Industrial_Wood and Lumber Products_New_Space Heating_Natural Gas_Furnace_E4_Baseline Forecast | Industrial | Wood and Lumber Products | New | Space Heating | Natural Gas | Furnace | E4 |  | Baseline Forecast | 0 | 0 | 0 | 0 | 0 | 0 | 0 | 0 | 0 | 0 | 0 | 0 | 0 | 0 | 0 | 0 | 0 | 0 | 0 | 0 | 0 | 0 | 0
Industrial_Wood and Lumber Products_New_Space Heating_Natural Gas_Furnace_E5_Baseline Forecast | Industrial | Wood and Lumber Products | New | Space Heating | Natural Gas | Furnace | E5 |  | Baseline Forecast | 0 | 0 | 0 | 0 | 0 | 0 | 0 | 0 | 0 | 0 | 0 | 0 | 0 | 0 | 0 | 0 | 0 | 0 | 0 | 0 | 0 | 0 | 0
Industrial_Wood and Lumber Products_New_Space Heating_Natural Gas_Furnace_E6_Baseline Forecast | Industrial | Wood and Lumber Products | New | Space Heating | Natural Gas | Furnace | E6 |  | Baseline Forecast | 0 | 0 | 0 | 0 | 0 | 0 | 0 | 0 | 0 | 0 | 0 | 0 | 0 | 0 | 0 | 0 | 0 | 0 | 0 | 0 | 0 | 0 | 0
Industrial_Wood and Lumber Products_New_Space Heating_Natural Gas_Furnace_E7_Baseline Forecast | Industrial | Wood and Lumber Products | New | Space Heating | Natural Gas | Furnace | E7 |  | Baseline Forecast | 0 | 0 | 0 | 0 | 0 | 0 | 0 | 0 | 0 | 0 | 0 | 0 | 0 | 0 | 0 | 0 | 0 | 0 | 0 | 0 | 0 | 0 | 0
Industrial_Wood and Lumber Products_New_Space Heating_Natural Gas_Furnace_E8_Baseline Forecast | Industrial | Wood and Lumber Products | New | Space Heating | Natural Gas | Furnace | E8 |  | Baseline Forecast | 0 | 0 | 0 | 0 | 0 | 0 | 0 | 0 | 0 | 0 | 0 | 0 | 0 | 0 | 0 | 0 | 0 | 0 | 0 | 0 | 0 | 0 | 0
Industrial_Wood and Lumber Products_New_Space Heating_Natural Gas_Furnace_E9_Baseline Forecast | Industrial | Wood and Lumber Products | New | Space Heating | Natural Gas | Furnace | E9 |  | Baseline Forecast | 0 | 0 | 0 | 0 | 0 | 0 | 0 | 0 | 0 | 0 | 0 | 0 | 0 | 0 | 0 | 0 | 0 | 0 | 0 | 0 | 0 | 0 | 0
Industrial_Wood and Lumber Products_New_Space Heating_Natural Gas_Furnace_E10_Baseline Forecast | Industrial | Wood and Lumber Products | New | Space Heating | Natural Gas | Furnace | E10 |  | Baseline Forecast | 0 | 0 | 0 | 0 | 0 | 0 | 0 | 0 | 0 | 0 | 0 | 0 | 0 | 0 | 0 | 0 | 0 | 0 | 0 | 0 | 0 | 0 | 0
Industrial_Wood and Lumber Products_New_Space Heating_Natural Gas_Boiler_E1_Baseline Forecast | Industrial | Wood and Lumber Products | New | Space Heating | Natural Gas | Boiler | E1 | AFUE 80% (Standard) | Baseline Forecast | 0 | 12.5821 | 0.30126 | 9.6005 | 9.577 | 10.7343 | 6.4646 | 7.5046 | 7.41 | 8.3351 | 6.2079 | 7.14 | 7.0453 | 8.1727 | 5.5469 | 6.7414 | 6.7363 | 7.842 | 5.1799 | 6.3828 | 6.209 | 6.1906 | 0
Industrial_Wood and Lumber Products_New_Space Heating_Natural Gas_Boiler_E2_Baseline Forecast | Industrial | Wood and Lumber Products | New | Space Heating | Natural Gas | Boiler | E2 | AFUE 85% | Baseline Forecast | 0 | 0 | 0 | 0 | 0 | 0 | 0 | 0 | 0 | 0 | 0 | 0 | 0 | 0 | 0 | 0 | 0 | 0 | 0 | 0 | 0 | 0 | 0
Industrial_Wood and Lumber Products_New_Space Heating_Natural Gas_Boiler_E3_Baseline Forecast | Industrial | Wood and Lumber Products | New | Space Heating | Natural Gas | Boiler | E3 | AFUE 97% | Baseline Forecast | 0 | 0 | 0 | 0 | 0 | 0 | 0 | 0 | 0 | 0 | 0 | 0 | 0 | 0 | 0 | 0 | 0 | 0 | 0 | 0 | 0 | 0 | 0
Industrial_Wood and Lumber Products_New_Space Heating_Natural Gas_Boiler_E4_Baseline Forecast | Industrial | Wood and Lumber Products | New | Space Heating | Natural Gas | Boiler | E4 | Convert to NG Air Source Heat Pump | Baseline Forecast | 0 | 0 | 0 | 0 | 0 | 0 | 0 | 0 | 0 | 0 | 0 | 0 | 0 | 0 | 0 | 0 | 0 | 0 | 0 | 0 | 0 | 0 | 0
Industrial_Wood and Lumber Products_New_Space Heating_Natural Gas_Boiler_E5_Baseline Forecast | Industrial | Wood and Lumber Products | New | Space Heating | Natural Gas | Boiler | E5 |  | Baseline Forecast | 0 | 0 | 0 | 0 | 0 | 0 | 0 | 0 | 0 | 0 | 0 | 0 | 0 | 0 | 0 | 0 | 0 | 0 | 0 | 0 | 0 | 0 | 0
Industrial_Wood and Lumber Products_New_Space Heating_Natural Gas_Boiler_E6_Baseline Forecast | Industrial | Wood and Lumber Products | New | Space Heating | Natural Gas | Boiler | E6 |  | Baseline Forecast | 0 | 0 | 0 | 0 | 0 | 0 | 0 | 0 | 0 | 0 | 0 | 0 | 0 | 0 | 0 | 0 | 0 | 0 | 0 | 0 | 0 | 0 | 0
Industrial_Wood and Lumber Products_New_Space Heating_Natural Gas_Boiler_E7_Baseline Forecast | Industrial | Wood and Lumber Products | New | Space Heating | Natural Gas | Boiler | E7 |  | Baseline Forecast | 0 | 0 | 0 | 0 | 0 | 0 | 0 | 0 | 0 | 0 | 0 | 0 | 0 | 0 | 0 | 0 | 0 | 0 | 0 | 0 | 0 | 0 | 0
Industrial_Wood and Lumber Products_New_Space Heating_Natural Gas_Boiler_E8_Baseline Forecast | Industrial | Wood and Lumber Products | New | Space Heating | Natural Gas | Boiler | E8 |  | Baseline Forecast | 0 | 0 | 0 | 0 | 0 | 0 | 0 | 0 | 0 | 0 | 0 | 0 | 0 | 0 | 0 | 0 | 0 | 0 | 0 | 0 | 0 | 0 | 0
Industrial_Wood and Lumber Products_New_Space Heating_Natural Gas_Boiler_E9_Baseline Forecast | Industrial | Wood and Lumber Products | New | Space Heating | Natural Gas | Boiler | E9 |  | Baseline Forecast | 0 | 0 | 0 | 0 | 0 | 0 | 0 | 0 | 0 | 0 | 0 | 0 | 0 | 0 | 0 | 0 | 0 | 0 | 0 | 0 | 0 | 0 | 0
Industrial_Wood and Lumber Products_New_Space Heating_Natural Gas_Boiler_E10_Baseline Forecast | Industrial | Wood and Lumber Products | New | Space Heating | Natural Gas | Boiler | E10 |  | Baseline Forecast | 0 | 0 | 0 | 0 | 0 | 0 | 0 | 0 | 0 | 0 | 0 | 0 | 0 | 0 | 0 | 0 | 0 | 0 | 0 | 0 | 0 | 0 | 0
Industrial_Wood and Lumber Products_New_Space Heating_Natural Gas_Unit Heater_E1_Baseline Forecast | Industrial | Wood and Lumber Products | New | Space Heating | Natural Gas | Unit Heater | E1 | Standard | Baseline Forecast | 0 | 4.9032 | 0.1174 | 3.7413 | 3.7321 | 4.1831 | 2.5193 | 2.9245 | 2.8877 | 3.2482 | 2.4192 | 2.7824 | 3.7262 | 3.9929 | 3.5563 | 4.4893 | 4.9515 | 6.7063 | 4.2692 | 5.8154 | 5.7292 | 5.6623 | 0
Industrial_Wood and Lumber Products_New_Space Heating_Natural Gas_Unit Heater_E2_Baseline Forecast | Industrial | Wood and Lumber Products | New | Space Heating | Natural Gas | Unit Heater | E2 | Condensing | Baseline Forecast | 0 | 0 | 0 | 0 | 0 | 0 | 0 | 0 | 0 | 0 | 0 | 0 | 0 | 0 | 0 | 0 | 0 | 0 | 0 | 0 | 0 | 0 | 0
Industrial_Wood and Lumber Products_New_Space Heating_Natural Gas_Unit Heater_E3_Baseline Forecast | Industrial | Wood and Lumber Products | New | Space Heating | Natural Gas | Unit Heater | E3 | Infrared Radiant | Baseline Forecast | 0 | 0 | 0 | 0 | 0 | 0 | 0 | 0 | 0 | 0 | 0 | 0 | 0 | 0 | 0 | 0 | 0 | 0 | 0 | 0 | 0 | 0 | 0
Industrial_Wood and Lumber Products_New_Space Heating_Natural Gas_Unit Heater_E4_Baseline Forecast | Industrial | Wood and Lumber Products | New | Space Heating | Natural Gas | Unit Heater | E4 |  | Baseline Forecast | 0 | 0 | 0 | 0 | 0 | 0 | 0 | 0 | 0 | 0 | 0 | 0 | 0 | 0 | 0 | 0 | 0 | 0 | 0 | 0 | 0 | 0 | 0
Industrial_Wood and Lumber Products_New_Space Heating_Natural Gas_Unit Heater_E5_Baseline Forecast | Industrial | Wood and Lumber Products | New | Space Heating | Natural Gas | Unit Heater | E5 |  | Baseline Forecast | 0 | 0 | 0 | 0 | 0 | 0 | 0 | 0 | 0 | 0 | 0 | 0 | 0 | 0 | 0 | 0 | 0 | 0 | 0 | 0 | 0 | 0 | 0
Industrial_Wood and Lumber Products_New_Space Heating_Natural Gas_Unit Heater_E6_Baseline Forecast | Industrial | Wood and Lumber Products | New | Space Heating | Natural Gas | Unit Heater | E6 |  | Baseline Forecast | 0 | 0 | 0 | 0 | 0 | 0 | 0 | 0 | 0 | 0 | 0 | 0 | 0 | 0 | 0 | 0 | 0 | 0 | 0 | 0 | 0 | 0 | 0
Industrial_Wood and Lumber Products_New_Space Heating_Natural Gas_Unit Heater_E7_Baseline Forecast | Industrial | Wood and Lumber Products | New | Space Heating | Natural Gas | Unit Heater | E7 |  | Baseline Forecast | 0 | 0 | 0 | 0 | 0 | 0 | 0 | 0 | 0 | 0 | 0 | 0 | 0 | 0 | 0 | 0 | 0 | 0 | 0 | 0 | 0 | 0 | 0
Industrial_Wood and Lumber Products_New_Space Heating_Natural Gas_Unit Heater_E8_Baseline Forecast | Industrial | Wood and Lumber Products | New | Space Heating | Natural Gas | Unit Heater | E8 |  | Baseline Forecast | 0 | 0 | 0 | 0 | 0 | 0 | 0 | 0 | 0 | 0 | 0 | 0 | 0 | 0 | 0 | 0 | 0 | 0 | 0 | 0 | 0 | 0 | 0
Industrial_Wood and Lumber Products_New_Space Heating_Natural Gas_Unit Heater_E9_Baseline Forecast | Industrial | Wood and Lumber Products | New | Space Heating | Natural Gas | Unit Heater | E9 |  | Baseline Forecast | 0 | 0 | 0 | 0 | 0 | 0 | 0 | 0 | 0 | 0 | 0 | 0 | 0 | 0 | 0 | 0 | 0 | 0 | 0 | 0 | 0 | 0 | 0
Industrial_Wood and Lumber Products_New_Space Heating_Natural Gas_Unit Heater_E10_Baseline Forecast | Industrial | Wood and Lumber Products | New | Space Heating | Natural Gas | Unit Heater | E10 |  | Baseline Forecast | 0 | 0 | 0 | 0 | 0 | 0 | 0 | 0 | 0 | 0 | 0 | 0 | 0 | 0 | 0 | 0 | 0 | 0 | 0 | 0 | 0 | 0 | 0
Industrial_Wood and Lumber Products_New_Process_Natural Gas_Process Boiler_E1_Baseline Forecast | Industrial | Wood and Lumber Products | New | Process | Natural Gas | Process Boiler | E1 | Standard | Baseline Forecast | 0 | 43.3083 | 1.0369 | 33.0456 | 32.9644 | 36.948 | 22.2516 | 25.8311 | 25.5056 | 28.6898 | 21.368 | 24.5762 | 24.2502 | 28.1309 | 19.0926 | 23.2044 | 23.1868 | 26.9926 | 17.8294 | 21.97 | 21.3716 | 21.3085 | 0
Industrial_Wood and Lumber Products_New_Process_Natural Gas_Process Boiler_E2_Baseline Forecast | Industrial | Wood and Lumber Products | New | Process | Natural Gas | Process Boiler | E2 |  | Baseline Forecast | 0 | 0 | 0 | 0 | 0 | 0 | 0 | 0 | 0 | 0 | 0 | 0 | 0 | 0 | 0 | 0 | 0 | 0 | 0 | 0 | 0 | 0 | 0
Industrial_Wood and Lumber Products_New_Process_Natural Gas_Process Boiler_E3_Baseline Forecast | Industrial | Wood and Lumber Products | New | Process | Natural Gas | Process Boiler | E3 |  | Baseline Forecast | 0 | 0 | 0 | 0 | 0 | 0 | 0 | 0 | 0 | 0 | 0 | 0 | 0 | 0 | 0 | 0 | 0 | 0 | 0 | 0 | 0 | 0 | 0
Industrial_Wood and Lumber Products_New_Process_Natural Gas_Process Boiler_E4_Baseline Forecast | Industrial | Wood and Lumber Products | New | Process | Natural Gas | Process Boiler | E4 |  | Baseline Forecast | 0 | 0 | 0 | 0 | 0 | 0 | 0 | 0 | 0 | 0 | 0 | 0 | 0 | 0 | 0 | 0 | 0 | 0 | 0 | 0 | 0 | 0 | 0
Industrial_Wood and Lumber Products_New_Process_Natural Gas_Process Boiler_E5_Baseline Forecast | Industrial | Wood and Lumber Products | New | Process | Natural Gas | Process Boiler | E5 |  | Baseline Forecast | 0 | 0 | 0 | 0 | 0 | 0 | 0 | 0 | 0 | 0 | 0 | 0 | 0 | 0 | 0 | 0 | 0 | 0 | 0 | 0 | 0 | 0 | 0
Industrial_Wood and Lumber Products_New_Process_Natural Gas_Process Boiler_E6_Baseline Forecast | Industrial | Wood and Lumber Products | New | Process | Natural Gas | Process Boiler | E6 |  | Baseline Forecast | 0 | 0 | 0 | 0 | 0 | 0 | 0 | 0 | 0 | 0 | 0 | 0 | 0 | 0 | 0 | 0 | 0 | 0 | 0 | 0 | 0 | 0 | 0
Industrial_Wood and Lumber Products_New_Process_Natural Gas_Process Boiler_E7_Baseline Forecast | Industrial | Wood and Lumber Products | New | Process | Natural Gas | Process Boiler | E7 |  | Baseline Forecast | 0 | 0 | 0 | 0 | 0 | 0 | 0 | 0 | 0 | 0 | 0 | 0 | 0 | 0 | 0 | 0 | 0 | 0 | 0 | 0 | 0 | 0 | 0
Industrial_Wood and Lumber Products_New_Process_Natural Gas_Process Boiler_E8_Baseline Forecast | Industrial | Wood and Lumber Products | New | Process | Natural Gas | Process Boiler | E8 |  | Baseline Forecast | 0 | 0 | 0 | 0 | 0 | 0 | 0 | 0 | 0 | 0 | 0 | 0 | 0 | 0 | 0 | 0 | 0 | 0 | 0 | 0 | 0 | 0 | 0
Industrial_Wood and Lumber Products_New_Process_Natural Gas_Process Boiler_E9_Baseline Forecast | Industrial | Wood and Lumber Products | New | Process | Natural Gas | Process Boiler | E9 |  | Baseline Forecast | 0 | 0 | 0 | 0 | 0 | 0 | 0 | 0 | 0 | 0 | 0 | 0 | 0 | 0 | 0 | 0 | 0 | 0 | 0 | 0 | 0 | 0 | 0
Industrial_Wood and Lumber Products_New_Process_Natural Gas_Process Boiler_E10_Baseline Forecast | Industrial | Wood and Lumber Products | New | Process | Natural Gas | Process Boiler | E10 |  | Baseline Forecast | 0 | 0 | 0 | 0 | 0 | 0 | 0 | 0 | 0 | 0 | 0 | 0 | 0 | 0 | 0 | 0 | 0 | 0 | 0 | 0 | 0 | 0 | 0
Industrial_Wood and Lumber Products_New_Process_Natural Gas_Process Heating_E1_Baseline Forecast | Industrial | Wood and Lumber Products | New | Process | Natural Gas | Process Heating | E1 | Standard | Baseline Forecast | 0 | 43.3083 | 1.0369 | 33.0456 | 39.1513 | 42.3992 | 31.6448 | 39.4755 | 43.2578 | 48.4267 | 43.9247 | 62.7083 | 51.537 | 67.1205 | 63.2495 | 69.3618 | 69.2056 | 77.7544 | 72.3504 | 80.0948 | 80.989 | 88.2176 | 0
Industrial_Wood and Lumber Products_New_Process_Natural Gas_Process Heating_E2_Baseline Forecast | Industrial | Wood and Lumber Products | New | Process | Natural Gas | Process Heating | E2 |  | Baseline Forecast | 0 | 0 | 0 | 0 | 0 | 0 | 0 | 0 | 0 | 0 | 0 | 0 | 0 | 0 | 0 | 0 | 0 | 0 | 0 | 0 | 0 | 0 | 0
Industrial_Wood and Lumber Products_New_Process_Natural Gas_Process Heating_E3_Baseline Forecast | Industrial | Wood and Lumber Products | New | Process | Natural Gas | Process Heating | E3 |  | Baseline Forecast | 0 | 0 | 0 | 0 | 0 | 0 | 0 | 0 | 0 | 0 | 0 | 0 | 0 | 0 | 0 | 0 | 0 | 0 | 0 | 0 | 0 | 0 | 0
Industrial_Wood and Lumber Products_New_Process_Natural Gas_Process Heating_E4_Baseline Forecast | Industrial | Wood and Lumber Products | New | Process | Natural Gas | Process Heating | E4 |  | Baseline Forecast | 0 | 0 | 0 | 0 | 0 | 0 | 0 | 0 | 0 | 0 | 0 | 0 | 0 | 0 | 0 | 0 | 0 | 0 | 0 | 0 | 0 | 0 | 0
Industrial_Wood and Lumber Products_New_Process_Natural Gas_Process Heating_E5_Baseline Forecast | Industrial | Wood and Lumber Products | New | Process | Natural Gas | Process Heating | E5 |  | Baseline Forecast | 0 | 0 | 0 | 0 | 0 | 0 | 0 | 0 | 0 | 0 | 0 | 0 | 0 | 0 | 0 | 0 | 0 | 0 | 0 | 0 | 0 | 0 | 0
Industrial_Wood and Lumber Products_New_Process_Natural Gas_Process Heating_E6_Baseline Forecast | Industrial | Wood and Lumber Products | New | Process | Natural Gas | Process Heating | E6 |  | Baseline Forecast | 0 | 0 | 0 | 0 | 0 | 0 | 0 | 0 | 0 | 0 | 0 | 0 | 0 | 0 | 0 | 0 | 0 | 0 | 0 | 0 | 0 | 0 | 0
Industrial_Wood and Lumber Products_New_Process_Natural Gas_Process Heating_E7_Baseline Forecast | Industrial | Wood and Lumber Products | New | Process | Natural Gas | Process Heating | E7 |  | Baseline Forecast | 0 | 0 | 0 | 0 | 0 | 0 | 0 | 0 | 0 | 0 | 0 | 0 | 0 | 0 | 0 | 0 | 0 | 0 | 0 | 0 | 0 | 0 | 0
Industrial_Wood and Lumber Products_New_Process_Natural Gas_Process Heating_E8_Baseline Forecast | Industrial | Wood and Lumber Products | New | Process | Natural Gas | Process Heating | E8 |  | Baseline Forecast | 0 | 0 | 0 | 0 | 0 | 0 | 0 | 0 | 0 | 0 | 0 | 0 | 0 | 0 | 0 | 0 | 0 | 0 | 0 | 0 | 0 | 0 | 0
Industrial_Wood and Lumber Products_New_Process_Natural Gas_Process Heating_E9_Baseline Forecast | Industrial | Wood and Lumber Products | New | Process | Natural Gas | Process Heating | E9 |  | Baseline Forecast | 0 | 0 | 0 | 0 | 0 | 0 | 0 | 0 | 0 | 0 | 0 | 0 | 0 | 0 | 0 | 0 | 0 | 0 | 0 | 0 | 0 | 0 | 0
Industrial_Wood and Lumber Products_New_Process_Natural Gas_Process Heating_E10_Baseline Forecast | Industrial | Wood and Lumber Products | New | Process | Natural Gas | Process Heating | E10 |  | Baseline Forecast | 0 | 0 | 0 | 0 | 0 | 0 | 0 | 0 | 0 | 0 | 0 | 0 | 0 | 0 | 0 | 0 | 0 | 0 | 0 | 0 | 0 | 0 | 0
Industrial_Wood and Lumber Products_New_Process_Natural Gas_Process Cooling_E1_Baseline Forecast | Industrial | Wood and Lumber Products | New | Process | Natural Gas | Process Cooling | E1 | Standard | Baseline Forecast | 0 | 43.3083 | 1.0369 | 33.0456 | 39.1513 | 42.3992 | 31.6448 | 39.4755 | 43.2578 | 48.4267 | 43.9247 | 62.7083 | 51.537 | 67.1205 | 63.2495 | 69.3618 | 69.2056 | 77.7544 | 72.3504 | 80.0948 | 80.989 | 88.2176 | 0
Industrial_Wood and Lumber Products_New_Process_Natural Gas_Process Cooling_E2_Baseline Forecast | Industrial | Wood and Lumber Products | New | Process | Natural Gas | Process Cooling | E2 |  | Baseline Forecast | 0 | 0 | 0 | 0 | 0 | 0 | 0 | 0 | 0 | 0 | 0 | 0 | 0 | 0 | 0 | 0 | 0 | 0 | 0 | 0 | 0 | 0 | 0
Industrial_Wood and Lumber Products_New_Process_Natural Gas_Process Cooling_E3_Baseline Forecast | Industrial | Wood and Lumber Products | New | Process | Natural Gas | Process Cooling | E3 |  | Baseline Forecast | 0 | 0 | 0 | 0 | 0 | 0 | 0 | 0 | 0 | 0 | 0 | 0 | 0 | 0 | 0 | 0 | 0 | 0 | 0 | 0 | 0 | 0 | 0
Industrial_Wood and Lumber Products_New_Process_Natural Gas_Process Cooling_E4_Baseline Forecast | Industrial | Wood and Lumber Products | New | Process | Natural Gas | Process Cooling | E4 |  | Baseline Forecast | 0 | 0 | 0 | 0 | 0 | 0 | 0 | 0 | 0 | 0 | 0 | 0 | 0 | 0 | 0 | 0 | 0 | 0 | 0 | 0 | 0 | 0 | 0
Industrial_Wood and Lumber Products_New_Process_Natural Gas_Process Cooling_E5_Baseline Forecast | Industrial | Wood and Lumber Products | New | Process | Natural Gas | Process Cooling | E5 |  | Baseline Forecast | 0 | 0 | 0 | 0 | 0 | 0 | 0 | 0 | 0 | 0 | 0 | 0 | 0 | 0 | 0 | 0 | 0 | 0 | 0 | 0 | 0 | 0 | 0
Industrial_Wood and Lumber Products_New_Process_Natural Gas_Process Cooling_E6_Baseline Forecast | Industrial | Wood and Lumber Products | New | Process | Natural Gas | Process Cooling | E6 |  | Baseline Forecast | 0 | 0 | 0 | 0 | 0 | 0 | 0 | 0 | 0 | 0 | 0 | 0 | 0 | 0 | 0 | 0 | 0 | 0 | 0 | 0 | 0 | 0 | 0
Industrial_Wood and Lumber Products_New_Process_Natural Gas_Process Cooling_E7_Baseline Forecast | Industrial | Wood and Lumber Products | New | Process | Natural Gas | Process Cooling | E7 |  | Baseline Forecast | 0 | 0 | 0 | 0 | 0 | 0 | 0 | 0 | 0 | 0 | 0 | 0 | 0 | 0 | 0 | 0 | 0 | 0 | 0 | 0 | 0 | 0 | 0
Industrial_Wood and Lumber Products_New_Process_Natural Gas_Process Cooling_E8_Baseline Forecast | Industrial | Wood and Lumber Products | New | Process | Natural Gas | Process Cooling | E8 |  | Baseline Forecast | 0 | 0 | 0 | 0 | 0 | 0 | 0 | 0 | 0 | 0 | 0 | 0 | 0 | 0 | 0 | 0 | 0 | 0 | 0 | 0 | 0 | 0 | 0
Industrial_Wood and Lumber Products_New_Process_Natural Gas_Process Cooling_E9_Baseline Forecast | Industrial | Wood and Lumber Products | New | Process | Natural Gas | Process Cooling | E9 |  | Baseline Forecast | 0 | 0 | 0 | 0 | 0 | 0 | 0 | 0 | 0 | 0 | 0 | 0 | 0 | 0 | 0 | 0 | 0 | 0 | 0 | 0 | 0 | 0 | 0
Industrial_Wood and Lumber Products_New_Process_Natural Gas_Process Cooling_E10_Baseline Forecast | Industrial | Wood and Lumber Products | New | Process | Natural Gas | Process Cooling | E10 |  | Baseline Forecast | 0 | 0 | 0 | 0 | 0 | 0 | 0 | 0 | 0 | 0 | 0 | 0 | 0 | 0 | 0 | 0 | 0 | 0 | 0 | 0 | 0 | 0 | 0
Industrial_Wood and Lumber Products_New_Process_Natural Gas_Other Process_E1_Baseline Forecast | Industrial | Wood and Lumber Products | New | Process | Natural Gas | Other Process | E1 | Standard | Baseline Forecast | 0 | 43.3083 | 1.0369 | 33.0456 | 39.1513 | 42.3992 | 31.6448 | 39.4755 | 43.2578 | 48.4267 | 43.9247 | 62.7083 | 51.537 | 67.1205 | 63.2495 | 69.3618 | 69.2056 | 77.7544 | 72.3504 | 80.0948 | 80.989 | 88.2176 | 0
Industrial_Wood and Lumber Products_New_Process_Natural Gas_Other Process_E2_Baseline Forecast | Industrial | Wood and Lumber Products | New | Process | Natural Gas | Other Process | E2 |  | Baseline Forecast | 0 | 0 | 0 | 0 | 0 | 0 | 0 | 0 | 0 | 0 | 0 | 0 | 0 | 0 | 0 | 0 | 0 | 0 | 0 | 0 | 0 | 0 | 0
Industrial_Wood and Lumber Products_New_Process_Natural Gas_Other Process_E3_Baseline Forecast | Industrial | Wood and Lumber Products | New | Process | Natural Gas | Other Process | E3 |  | Baseline Forecast | 0 | 0 | 0 | 0 | 0 | 0 | 0 | 0 | 0 | 0 | 0 | 0 | 0 | 0 | 0 | 0 | 0 | 0 | 0 | 0 | 0 | 0 | 0
Industrial_Wood and Lumber Products_New_Process_Natural Gas_Other Process_E4_Baseline Forecast | Industrial | Wood and Lumber Products | New | Process | Natural Gas | Other Process | E4 |  | Baseline Forecast | 0 | 0 | 0 | 0 | 0 | 0 | 0 | 0 | 0 | 0 | 0 | 0 | 0 | 0 | 0 | 0 | 0 | 0 | 0 | 0 | 0 | 0 | 0
Industrial_Wood and Lumber Products_New_Process_Natural Gas_Other Process_E5_Baseline Forecast | Industrial | Wood and Lumber Products | New | Process | Natural Gas | Other Process | E5 |  | Baseline Forecast | 0 | 0 | 0 | 0 | 0 | 0 | 0 | 0 | 0 | 0 | 0 | 0 | 0 | 0 | 0 | 0 | 0 | 0 | 0 | 0 | 0 | 0 | 0
Industrial_Wood and Lumber Products_New_Process_Natural Gas_Other Process_E6_Baseline Forecast | Industrial | Wood and Lumber Products | New | Process | Natural Gas | Other Process | E6 |  | Baseline Forecast | 0 | 0 | 0 | 0 | 0 | 0 | 0 | 0 | 0 | 0 | 0 | 0 | 0 | 0 | 0 | 0 | 0 | 0 | 0 | 0 | 0 | 0 | 0
Industrial_Wood and Lumber Products_New_Process_Natural Gas_Other Process_E7_Baseline Forecast | Industrial | Wood and Lumber Products | New | Process | Natural Gas | Other Process | E7 |  | Baseline Forecast | 0 | 0 | 0 | 0 | 0 | 0 | 0 | 0 | 0 | 0 | 0 | 0 | 0 | 0 | 0 | 0 | 0 | 0 | 0 | 0 | 0 | 0 | 0
Industrial_Wood and Lumber Products_New_Process_Natural Gas_Other Process_E8_Baseline Forecast | Industrial | Wood and Lumber Products | New | Process | Natural Gas | Other Process | E8 |  | Baseline Forecast | 0 | 0 | 0 | 0 | 0 | 0 | 0 | 0 | 0 | 0 | 0 | 0 | 0 | 0 | 0 | 0 | 0 | 0 | 0 | 0 | 0 | 0 | 0
Industrial_Wood and Lumber Products_New_Process_Natural Gas_Other Process_E9_Baseline Forecast | Industrial | Wood and Lumber Products | New | Process | Natural Gas | Other Process | E9 |  | Baseline Forecast | 0 | 0 | 0 | 0 | 0 | 0 | 0 | 0 | 0 | 0 | 0 | 0 | 0 | 0 | 0 | 0 | 0 | 0 | 0 | 0 | 0 | 0 | 0
Industrial_Wood and Lumber Products_New_Process_Natural Gas_Other Process_E10_Baseline Forecast | Industrial | Wood and Lumber Products | New | Process | Natural Gas | Other Process | E10 |  | Baseline Forecast | 0 | 0 | 0 | 0 | 0 | 0 | 0 | 0 | 0 | 0 | 0 | 0 | 0 | 0 | 0 | 0 | 0 | 0 | 0 | 0 | 0 | 0 | 0
Industrial_Wood and Lumber Products_New_Miscellaneous_Natural Gas_Miscellaneous_E1_Baseline Forecast | Industrial | Wood and Lumber Products | New | Miscellaneous | Natural Gas | Miscellaneous | E1 | Standard | Baseline Forecast | 0 | 43.3083 | 1.0369 | 33.0456 | 39.1513 | 42.3992 | 31.6448 | 39.4755 | 43.2578 | 48.4267 | 43.9247 | 62.7083 | 51.537 | 67.1205 | 63.2495 | 69.3618 | 69.2056 | 77.7544 | 72.3504 | 80.0948 | 80.989 | 88.2176 | 0
Industrial_Wood and Lumber Products_New_Miscellaneous_Natural Gas_Miscellaneous_E2_Baseline Forecast | Industrial | Wood and Lumber Products | New | Miscellaneous | Natural Gas | Miscellaneous | E2 |  | Baseline Forecast | 0 | 0 | 0 | 0 | 0 | 0 | 0 | 0 | 0 | 0 | 0 | 0 | 0 | 0 | 0 | 0 | 0 | 0 | 0 | 0 | 0 | 0 | 0
Industrial_Wood and Lumber Products_New_Miscellaneous_Natural Gas_Miscellaneous_E3_Baseline Forecast | Industrial | Wood and Lumber Products | New | Miscellaneous | Natural Gas | Miscellaneous | E3 |  | Baseline Forecast | 0 | 0 | 0 | 0 | 0 | 0 | 0 | 0 | 0 | 0 | 0 | 0 | 0 | 0 | 0 | 0 | 0 | 0 | 0 | 0 | 0 | 0 | 0
Industrial_Wood and Lumber Products_New_Miscellaneous_Natural Gas_Miscellaneous_E4_Baseline Forecast | Industrial | Wood and Lumber Products | New | Miscellaneous | Natural Gas | Miscellaneous | E4 |  | Baseline Forecast | 0 | 0 | 0 | 0 | 0 | 0 | 0 | 0 | 0 | 0 | 0 | 0 | 0 | 0 | 0 | 0 | 0 | 0 | 0 | 0 | 0 | 0 | 0
Industrial_Wood and Lumber Products_New_Miscellaneous_Natural Gas_Miscellaneous_E5_Baseline Forecast | Industrial | Wood and Lumber Products | New | Miscellaneous | Natural Gas | Miscellaneous | E5 |  | Baseline Forecast | 0 | 0 | 0 | 0 | 0 | 0 | 0 | 0 | 0 | 0 | 0 | 0 | 0 | 0 | 0 | 0 | 0 | 0 | 0 | 0 | 0 | 0 | 0
Industrial_Wood and Lumber Products_New_Miscellaneous_Natural Gas_Miscellaneous_E6_Baseline Forecast | Industrial | Wood and Lumber Products | New | Miscellaneous | Natural Gas | Miscellaneous | E6 |  | Baseline Forecast | 0 | 0 | 0 | 0 | 0 | 0 | 0 | 0 | 0 | 0 | 0 | 0 | 0 | 0 | 0 | 0 | 0 | 0 | 0 | 0 | 0 | 0 | 0
Industrial_Wood and Lumber Products_New_Miscellaneous_Natural Gas_Miscellaneous_E7_Baseline Forecast | Industrial | Wood and Lumber Products | New | Miscellaneous | Natural Gas | Miscellaneous | E7 |  | Baseline Forecast | 0 | 0 | 0 | 0 | 0 | 0 | 0 | 0 | 0 | 0 | 0 | 0 | 0 | 0 | 0 | 0 | 0 | 0 | 0 | 0 | 0 | 0 | 0
Industrial_Wood and Lumber Products_New_Miscellaneous_Natural Gas_Miscellaneous_E8_Baseline Forecast | Industrial | Wood and Lumber Products | New | Miscellaneous | Natural Gas | Miscellaneous | E8 |  | Baseline Forecast | 0 | 0 | 0 | 0 | 0 | 0 | 0 | 0 | 0 | 0 | 0 | 0 | 0 | 0 | 0 | 0 | 0 | 0 | 0 | 0 | 0 | 0 | 0
Industrial_Wood and Lumber Products_New_Miscellaneous_Natural Gas_Miscellaneous_E9_Baseline Forecast | Industrial | Wood and Lumber Products | New | Miscellaneous | Natural Gas | Miscellaneous | E9 |  | Baseline Forecast | 0 | 0 | 0 | 0 | 0 | 0 | 0 | 0 | 0 | 0 | 0 | 0 | 0 | 0 | 0 | 0 | 0 | 0 | 0 | 0 | 0 | 0 | 0
Industrial_Wood and Lumber Products_New_Miscellaneous_Natural Gas_Miscellaneous_E10_Baseline Forecast | Industrial | Wood and Lumber Products | New | Miscellaneous | Natural Gas | Miscellaneous | E10 |  | Baseline Forecast | 0 | 0 | 0 | 0 | 0 | 0 | 0 | 0 | 0 | 0 | 0 | 0 | 0 | 0 | 0 | 0 | 0 | 0 | 0 | 0 | 0 | 0 | 0
Industrial_Other Industrial_Existing_Space Heating_Natural Gas_Furnace_E1_Baseline Forecast | Industrial | Other Industrial | Existing | Space Heating | Natural Gas | Furnace | E1 | AFUE 80% (Standard) | Baseline Forecast | 0 | 182.3766 | 191.0931 | 198.7692 | 205.4895 | 211.3324 | 216.3702 | 220.6696 | 224.2922 | 227.2949 | 229.7302 | 231.6467 | 214.2614 | 198.181 | 183.3073 | 169.55 | 156.8252 | 145.0553 | 134.1688 | 134.3575 | 134.8398 | 135.5435 | 0
Industrial_Other Industrial_Existing_Space Heating_Natural Gas_Furnace_E2_Baseline Forecast | Industrial | Other Industrial | Existing | Space Heating | Natural Gas | Furnace | E2 | AFUE 90% | Baseline Forecast | 0 | 0 | 0 | 0 | 0 | 0 | 0 | 0 | 0 | 0 | 0 | 0 | 0 | 0 | 0 | 0 | 0 | 0 | 0 | 0 | 0 | 0 | 0
Industrial_Other Industrial_Existing_Space Heating_Natural Gas_Furnace_E3_Baseline Forecast | Industrial | Other Industrial | Existing | Space Heating | Natural Gas | Furnace | E3 | AFUE 96% | Baseline Forecast | 0 | 0 | 0 | 0 | 0 | 0 | 0 | 0 | 0 | 0 | 0 | 0 | 0 | 0 | 0 | 0 | 0 | 0 | 0 | 0 | 0 | 0 | 0
Industrial_Other Industrial_Existing_Space Heating_Natural Gas_Furnace_E4_Baseline Forecast | Industrial | Other Industrial | Existing | Space Heating | Natural Gas | Furnace | E4 |  | Baseline Forecast | 0 | 0 | 0 | 0 | 0 | 0 | 0 | 0 | 0 | 0 | 0 | 0 | 0 | 0 | 0 | 0 | 0 | 0 | 0 | 0 | 0 | 0 | 0
Industrial_Other Industrial_Existing_Space Heating_Natural Gas_Furnace_E5_Baseline Forecast | Industrial | Other Industrial | Existing | Space Heating | Natural Gas | Furnace | E5 |  | Baseline Forecast | 0 | 0 | 0 | 0 | 0 | 0 | 0 | 0 | 0 | 0 | 0 | 0 | 0 | 0 | 0 | 0 | 0 | 0 | 0 | 0 | 0 | 0 | 0
Industrial_Other Industrial_Existing_Space Heating_Natural Gas_Furnace_E6_Baseline Forecast | Industrial | Other Industrial | Existing | Space Heating | Natural Gas | Furnace | E6 |  | Baseline Forecast | 0 | 0 | 0 | 0 | 0 | 0 | 0 | 0 | 0 | 0 | 0 | 0 | 0 | 0 | 0 | 0 | 0 | 0 | 0 | 0 | 0 | 0 | 0
Industrial_Other Industrial_Existing_Space Heating_Natural Gas_Furnace_E7_Baseline Forecast | Industrial | Other Industrial | Existing | Space Heating | Natural Gas | Furnace | E7 |  | Baseline Forecast | 0 | 0 | 0 | 0 | 0 | 0 | 0 | 0 | 0 | 0 | 0 | 0 | 0 | 0 | 0 | 0 | 0 | 0 | 0 | 0 | 0 | 0 | 0
Industrial_Other Industrial_Existing_Space Heating_Natural Gas_Furnace_E8_Baseline Forecast | Industrial | Other Industrial | Existing | Space Heating | Natural Gas | Furnace | E8 |  | Baseline Forecast | 0 | 0 | 0 | 0 | 0 | 0 | 0 | 0 | 0 | 0 | 0 | 0 | 0 | 0 | 0 | 0 | 0 | 0 | 0 | 0 | 0 | 0 | 0
Industrial_Other Industrial_Existing_Space Heating_Natural Gas_Furnace_E9_Baseline Forecast | Industrial | Other Industrial | Existing | Space Heating | Natural Gas | Furnace | E9 |  | Baseline Forecast | 0 | 0 | 0 | 0 | 0 | 0 | 0 | 0 | 0 | 0 | 0 | 0 | 0 | 0 | 0 | 0 | 0 | 0 | 0 | 0 | 0 | 0 | 0
Industrial_Other Industrial_Existing_Space Heating_Natural Gas_Furnace_E10_Baseline Forecast | Industrial | Other Industrial | Existing | Space Heating | Natural Gas | Furnace | E10 |  | Baseline Forecast | 0 | 0 | 0 | 0 | 0 | 0 | 0 | 0 | 0 | 0 | 0 | 0 | 0 | 0 | 0 | 0 | 0 | 0 | 0 | 0 | 0 | 0 | 0
Industrial_Other Industrial_Existing_Space Heating_Natural Gas_Boiler_E1_Baseline Forecast | Industrial | Other Industrial | Existing | Space Heating | Natural Gas | Boiler | E1 | AFUE 80% (Standard) | Baseline Forecast | 0 | 31.3082 | 31.0481 | 30.7627 | 30.4556 | 30.13 | 29.7887 | 29.4343 | 29.0691 | 28.695 | 28.3138 | 27.927 | 27.5361 | 27.1424 | 26.7467 | 26.3502 | 25.9536 | 25.5577 | 25.1632 | 24.7705 | 24.3802 | 23.9927 | 0
Industrial_Other Industrial_Existing_Space Heating_Natural Gas_Boiler_E2_Baseline Forecast | Industrial | Other Industrial | Existing | Space Heating | Natural Gas | Boiler | E2 | AFUE 85% | Baseline Forecast | 0 | 0 | 0 | 0 | 0 | 0 | 0 | 0 | 0 | 0 | 0 | 0 | 0 | 0 | 0 | 0 | 0 | 0 | 0 | 0 | 0 | 0 | 0
Industrial_Other Industrial_Existing_Space Heating_Natural Gas_Boiler_E3_Baseline Forecast | Industrial | Other Industrial | Existing | Space Heating | Natural Gas | Boiler | E3 | AFUE 97% | Baseline Forecast | 0 | 0 | 0 | 0 | 0 | 0 | 0 | 0 | 0 | 0 | 0 | 0 | 0 | 0 | 0 | 0 | 0 | 0 | 0 | 0 | 0 | 0 | 0
Industrial_Other Industrial_Existing_Space Heating_Natural Gas_Boiler_E4_Baseline Forecast | Industrial | Other Industrial | Existing | Space Heating | Natural Gas | Boiler | E4 | Convert to NG Air Source Heat Pump | Baseline Forecast | 0 | 0 | 0 | 0 | 0 | 0 | 0 | 0 | 0 | 0 | 0 | 0 | 0 | 0 | 0 | 0 | 0 | 0 | 0 | 0 | 0 | 0 | 0
Industrial_Other Industrial_Existing_Space Heating_Natural Gas_Boiler_E5_Baseline Forecast | Industrial | Other Industrial | Existing | Space Heating | Natural Gas | Boiler | E5 |  | Baseline Forecast | 0 | 0 | 0 | 0 | 0 | 0 | 0 | 0 | 0 | 0 | 0 | 0 | 0 | 0 | 0 | 0 | 0 | 0 | 0 | 0 | 0 | 0 | 0
Industrial_Other Industrial_Existing_Space Heating_Natural Gas_Boiler_E6_Baseline Forecast | Industrial | Other Industrial | Existing | Space Heating | Natural Gas | Boiler | E6 |  | Baseline Forecast | 0 | 0 | 0 | 0 | 0 | 0 | 0 | 0 | 0 | 0 | 0 | 0 | 0 | 0 | 0 | 0 | 0 | 0 | 0 | 0 | 0 | 0 | 0
Industrial_Other Industrial_Existing_Space Heating_Natural Gas_Boiler_E7_Baseline Forecast | Industrial | Other Industrial | Existing | Space Heating | Natural Gas | Boiler | E7 |  | Baseline Forecast | 0 | 0 | 0 | 0 | 0 | 0 | 0 | 0 | 0 | 0 | 0 | 0 | 0 | 0 | 0 | 0 | 0 | 0 | 0 | 0 | 0 | 0 | 0
Industrial_Other Industrial_Existing_Space Heating_Natural Gas_Boiler_E8_Baseline Forecast | Industrial | Other Industrial | Existing | Space Heating | Natural Gas | Boiler | E8 |  | Baseline Forecast | 0 | 0 | 0 | 0 | 0 | 0 | 0 | 0 | 0 | 0 | 0 | 0 | 0 | 0 | 0 | 0 | 0 | 0 | 0 | 0 | 0 | 0 | 0
Industrial_Other Industrial_Existing_Space Heating_Natural Gas_Boiler_E9_Baseline Forecast | Industrial | Other Industrial | Existing | Space Heating | Natural Gas | Boiler | E9 |  | Baseline Forecast | 0 | 0 | 0 | 0 | 0 | 0 | 0 | 0 | 0 | 0 | 0 | 0 | 0 | 0 | 0 | 0 | 0 | 0 | 0 | 0 | 0 | 0 | 0
Industrial_Other Industrial_Existing_Space Heating_Natural Gas_Boiler_E10_Baseline Forecast | Industrial | Other Industrial | Existing | Space Heating | Natural Gas | Boiler | E10 |  | Baseline Forecast | 0 | 0 | 0 | 0 | 0 | 0 | 0 | 0 | 0 | 0 | 0 | 0 | 0 | 0 | 0 | 0 | 0 | 0 | 0 | 0 | 0 | 0 | 0
Industrial_Other Industrial_Existing_Space Heating_Natural Gas_Unit Heater_E1_Baseline Forecast | Industrial | Other Industrial | Existing | Space Heating | Natural Gas | Unit Heater | E1 | Standard | Baseline Forecast | 0 | 4.086 | 11.6817 | 22.2758 | 35.4148 | 50.6975 | 67.7685 | 86.3136 | 106.0556 | 126.7497 | 144.6865 | 160.1694 | 174.1442 | 187.2881 | 200.0749 | 212.8253 | 225.7456 | 211.9267 | 202.4443 | 196.7344 | 194.2957 | 194.106 | 0
Industrial_Other Industrial_Existing_Space Heating_Natural Gas_Unit Heater_E2_Baseline Forecast | Industrial | Other Industrial | Existing | Space Heating | Natural Gas | Unit Heater | E2 | Condensing | Baseline Forecast | 0 | 0 | 0 | 0 | 0 | 0 | 0 | 0 | 0 | 0 | 0 | 0 | 0 | 0 | 0 | 0 | 0 | 0 | 0 | 0 | 0 | 0 | 0
Industrial_Other Industrial_Existing_Space Heating_Natural Gas_Unit Heater_E3_Baseline Forecast | Industrial | Other Industrial | Existing | Space Heating | Natural Gas | Unit Heater | E3 | Infrared Radiant | Baseline Forecast | 0 | 0 | 0 | 0 | 0 | 0 | 0 | 0 | 0 | 0 | 0 | 0 | 0 | 0 | 0 | 0 | 0 | 0 | 0 | 0 | 0 | 0 | 0
Industrial_Other Industrial_Existing_Space Heating_Natural Gas_Unit Heater_E4_Baseline Forecast | Industrial | Other Industrial | Existing | Space Heating | Natural Gas | Unit Heater | E4 |  | Baseline Forecast | 0 | 0 | 0 | 0 | 0 | 0 | 0 | 0 | 0 | 0 | 0 | 0 | 0 | 0 | 0 | 0 | 0 | 0 | 0 | 0 | 0 | 0 | 0
Industrial_Other Industrial_Existing_Space Heating_Natural Gas_Unit Heater_E5_Baseline Forecast | Industrial | Other Industrial | Existing | Space Heating | Natural Gas | Unit Heater | E5 |  | Baseline Forecast | 0 | 0 | 0 | 0 | 0 | 0 | 0 | 0 | 0 | 0 | 0 | 0 | 0 | 0 | 0 | 0 | 0 | 0 | 0 | 0 | 0 | 0 | 0
Industrial_Other Industrial_Existing_Space Heating_Natural Gas_Unit Heater_E6_Baseline Forecast | Industrial | Other Industrial | Existing | Space Heating | Natural Gas | Unit Heater | E6 |  | Baseline Forecast | 0 | 0 | 0 | 0 | 0 | 0 | 0 | 0 | 0 | 0 | 0 | 0 | 0 | 0 | 0 | 0 | 0 | 0 | 0 | 0 | 0 | 0 | 0
Industrial_Other Industrial_Existing_Space Heating_Natural Gas_Unit Heater_E7_Baseline Forecast | Industrial | Other Industrial | Existing | Space Heating | Natural Gas | Unit Heater | E7 |  | Baseline Forecast | 0 | 0 | 0 | 0 | 0 | 0 | 0 | 0 | 0 | 0 | 0 | 0 | 0 | 0 | 0 | 0 | 0 | 0 | 0 | 0 | 0 | 0 | 0
Industrial_Other Industrial_Existing_Space Heating_Natural Gas_Unit Heater_E8_Baseline Forecast | Industrial | Other Industrial | Existing | Space Heating | Natural Gas | Unit Heater | E8 |  | Baseline Forecast | 0 | 0 | 0 | 0 | 0 | 0 | 0 | 0 | 0 | 0 | 0 | 0 | 0 | 0 | 0 | 0 | 0 | 0 | 0 | 0 | 0 | 0 | 0
Industrial_Other Industrial_Existing_Space Heating_Natural Gas_Unit Heater_E9_Baseline Forecast | Industrial | Other Industrial | Existing | Space Heating | Natural Gas | Unit Heater | E9 |  | Baseline Forecast | 0 | 0 | 0 | 0 | 0 | 0 | 0 | 0 | 0 | 0 | 0 | 0 | 0 | 0 | 0 | 0 | 0 | 0 | 0 | 0 | 0 | 0 | 0
Industrial_Other Industrial_Existing_Space Heating_Natural Gas_Unit Heater_E10_Baseline Forecast | Industrial | Other Industrial | Existing | Space Heating | Natural Gas | Unit Heater | E10 |  | Baseline Forecast | 0 | 0 | 0 | 0 | 0 | 0 | 0 | 0 | 0 | 0 | 0 | 0 | 0 | 0 | 0 | 0 | 0 | 0 | 0 | 0 | 0 | 0 | 0
Industrial_Other Industrial_Existing_Process_Natural Gas_Process Boiler_E1_Baseline Forecast | Industrial | Other Industrial | Existing | Process | Natural Gas | Process Boiler | E1 | Standard | Baseline Forecast | 0 | 1282.2421 | 1500.1601 | 1676.4843 | 1412.2109 | 1189.5964 | 1002.0738 | 844.1114 | 711.0495 | 598.9629 | 504.5451 | 425.0109 | 358.0141 | 301.5784 | 254.0389 | 213.9934 | 180.2604 | 151.845 | 127.9088 | 107.7459 | 90.7613 | 76.4541 | 0
Industrial_Other Industrial_Existing_Process_Natural Gas_Process Boiler_E2_Baseline Forecast | Industrial | Other Industrial | Existing | Process | Natural Gas | Process Boiler | E2 |  | Baseline Forecast | 0 | 0 | 0 | 0 | 0 | 0 | 0 | 0 | 0 | 0 | 0 | 0 | 0 | 0 | 0 | 0 | 0 | 0 | 0 | 0 | 0 | 0 | 0
Industrial_Other Industrial_Existing_Process_Natural Gas_Process Boiler_E3_Baseline Forecast | Industrial | Other Industrial | Existing | Process | Natural Gas | Process Boiler | E3 |  | Baseline Forecast | 0 | 0 | 0 | 0 | 0 | 0 | 0 | 0 | 0 | 0 | 0 | 0 | 0 | 0 | 0 | 0 | 0 | 0 | 0 | 0 | 0 | 0 | 0
Industrial_Other Industrial_Existing_Process_Natural Gas_Process Boiler_E4_Baseline Forecast | Industrial | Other Industrial | Existing | Process | Natural Gas | Process Boiler | E4 |  | Baseline Forecast | 0 | 0 | 0 | 0 | 0 | 0 | 0 | 0 | 0 | 0 | 0 | 0 | 0 | 0 | 0 | 0 | 0 | 0 | 0 | 0 | 0 | 0 | 0
Industrial_Other Industrial_Existing_Process_Natural Gas_Process Boiler_E5_Baseline Forecast | Industrial | Other Industrial | Existing | Process | Natural Gas | Process Boiler | E5 |  | Baseline Forecast | 0 | 0 | 0 | 0 | 0 | 0 | 0 | 0 | 0 | 0 | 0 | 0 | 0 | 0 | 0 | 0 | 0 | 0 | 0 | 0 | 0 | 0 | 0
Industrial_Other Industrial_Existing_Process_Natural Gas_Process Boiler_E6_Baseline Forecast | Industrial | Other Industrial | Existing | Process | Natural Gas | Process Boiler | E6 |  | Baseline Forecast | 0 | 0 | 0 | 0 | 0 | 0 | 0 | 0 | 0 | 0 | 0 | 0 | 0 | 0 | 0 | 0 | 0 | 0 | 0 | 0 | 0 | 0 | 0
Industrial_Other Industrial_Existing_Process_Natural Gas_Process Boiler_E7_Baseline Forecast | Industrial | Other Industrial | Existing | Process | Natural Gas | Process Boiler | E7 |  | Baseline Forecast | 0 | 0 | 0 | 0 | 0 | 0 | 0 | 0 | 0 | 0 | 0 | 0 | 0 | 0 | 0 | 0 | 0 | 0 | 0 | 0 | 0 | 0 | 0
Industrial_Other Industrial_Existing_Process_Natural Gas_Process Boiler_E8_Baseline Forecast | Industrial | Other Industrial | Existing | Process | Natural Gas | Process Boiler | E8 |  | Baseline Forecast | 0 | 0 | 0 | 0 | 0 | 0 | 0 | 0 | 0 | 0 | 0 | 0 | 0 | 0 | 0 | 0 | 0 | 0 | 0 | 0 | 0 | 0 | 0
Industrial_Other Industrial_Existing_Process_Natural Gas_Process Boiler_E9_Baseline Forecast | Industrial | Other Industrial | Existing | Process | Natural Gas | Process Boiler | E9 |  | Baseline Forecast | 0 | 0 | 0 | 0 | 0 | 0 | 0 | 0 | 0 | 0 | 0 | 0 | 0 | 0 | 0 | 0 | 0 | 0 | 0 | 0 | 0 | 0 | 0
Industrial_Other Industrial_Existing_Process_Natural Gas_Process Boiler_E10_Baseline Forecast | Industrial | Other Industrial | Existing | Process | Natural Gas | Process Boiler | E10 |  | Baseline Forecast | 0 | 0 | 0 | 0 | 0 | 0 | 0 | 0 | 0 | 0 | 0 | 0 | 0 | 0 | 0 | 0 | 0 | 0 | 0 | 0 | 0 | 0 | 0
Industrial_Other Industrial_Existing_Process_Natural Gas_Process Heating_E1_Baseline Forecast | Industrial | Other Industrial | Existing | Process | Natural Gas | Process Heating | E1 | Standard | Baseline Forecast | 0 | 1282.2421 | 1500.1601 | 1676.4843 | 1586.0761 | 1539.4679 | 1524.1155 | 1498.9242 | 1471.3842 | 1446.1038 | 1421.3926 | 1710.7954 | 1695.9667 | 1670.8608 | 1624.3897 | 1593.576 | 1571.6716 | 1544.445 | 1516.6507 | 1490.7046 | 1465.1894 | 1516.733 | 0
Industrial_Other Industrial_Existing_Process_Natural Gas_Process Heating_E2_Baseline Forecast | Industrial | Other Industrial | Existing | Process | Natural Gas | Process Heating | E2 |  | Baseline Forecast | 0 | 0 | 0 | 0 | 0 | 0 | 0 | 0 | 0 | 0 | 0 | 0 | 0 | 0 | 0 | 0 | 0 | 0 | 0 | 0 | 0 | 0 | 0
Industrial_Other Industrial_Existing_Process_Natural Gas_Process Heating_E3_Baseline Forecast | Industrial | Other Industrial | Existing | Process | Natural Gas | Process Heating | E3 |  | Baseline Forecast | 0 | 0 | 0 | 0 | 0 | 0 | 0 | 0 | 0 | 0 | 0 | 0 | 0 | 0 | 0 | 0 | 0 | 0 | 0 | 0 | 0 | 0 | 0
Industrial_Other Industrial_Existing_Process_Natural Gas_Process Heating_E4_Baseline Forecast | Industrial | Other Industrial | Existing | Process | Natural Gas | Process Heating | E4 |  | Baseline Forecast | 0 | 0 | 0 | 0 | 0 | 0 | 0 | 0 | 0 | 0 | 0 | 0 | 0 | 0 | 0 | 0 | 0 | 0 | 0 | 0 | 0 | 0 | 0
Industrial_Other Industrial_Existing_Process_Natural Gas_Process Heating_E5_Baseline Forecast | Industrial | Other Industrial | Existing | Process | Natural Gas | Process Heating | E5 |  | Baseline Forecast | 0 | 0 | 0 | 0 | 0 | 0 | 0 | 0 | 0 | 0 | 0 | 0 | 0 | 0 | 0 | 0 | 0 | 0 | 0 | 0 | 0 | 0 | 0
Industrial_Other Industrial_Existing_Process_Natural Gas_Process Heating_E6_Baseline Forecast | Industrial | Other Industrial | Existing | Process | Natural Gas | Process Heating | E6 |  | Baseline Forecast | 0 | 0 | 0 | 0 | 0 | 0 | 0 | 0 | 0 | 0 | 0 | 0 | 0 | 0 | 0 | 0 | 0 | 0 | 0 | 0 | 0 | 0 | 0
Industrial_Other Industrial_Existing_Process_Natural Gas_Process Heating_E7_Baseline Forecast | Industrial | Other Industrial | Existing | Process | Natural Gas | Process Heating | E7 |  | Baseline Forecast | 0 | 0 | 0 | 0 | 0 | 0 | 0 | 0 | 0 | 0 | 0 | 0 | 0 | 0 | 0 | 0 | 0 | 0 | 0 | 0 | 0 | 0 | 0
Industrial_Other Industrial_Existing_Process_Natural Gas_Process Heating_E8_Baseline Forecast | Industrial | Other Industrial | Existing | Process | Natural Gas | Process Heating | E8 |  | Baseline Forecast | 0 | 0 | 0 | 0 | 0 | 0 | 0 | 0 | 0 | 0 | 0 | 0 | 0 | 0 | 0 | 0 | 0 | 0 | 0 | 0 | 0 | 0 | 0
Industrial_Other Industrial_Existing_Process_Natural Gas_Process Heating_E9_Baseline Forecast | Industrial | Other Industrial | Existing | Process | Natural Gas | Process Heating | E9 |  | Baseline Forecast | 0 | 0 | 0 | 0 | 0 | 0 | 0 | 0 | 0 | 0 | 0 | 0 | 0 | 0 | 0 | 0 | 0 | 0 | 0 | 0 | 0 | 0 | 0
Industrial_Other Industrial_Existing_Process_Natural Gas_Process Heating_E10_Baseline Forecast | Industrial | Other Industrial | Existing | Process | Natural Gas | Process Heating | E10 |  | Baseline Forecast | 0 | 0 | 0 | 0 | 0 | 0 | 0 | 0 | 0 | 0 | 0 | 0 | 0 | 0 | 0 | 0 | 0 | 0 | 0 | 0 | 0 | 0 | 0
Industrial_Other Industrial_Existing_Process_Natural Gas_Process Cooling_E1_Baseline Forecast | Industrial | Other Industrial | Existing | Process | Natural Gas | Process Cooling | E1 | Standard | Baseline Forecast | 0 | 1282.2421 | 1500.1601 | 1676.4843 | 1586.0761 | 1539.4679 | 1524.1155 | 1498.9242 | 1471.3842 | 1446.1038 | 1421.3926 | 1710.7954 | 1695.9667 | 1670.8608 | 1624.3897 | 1593.576 | 1571.6716 | 1544.445 | 1516.6507 | 1490.7046 | 1465.1894 | 1516.733 | 0
Industrial_Other Industrial_Existing_Process_Natural Gas_Process Cooling_E2_Baseline Forecast | Industrial | Other Industrial | Existing | Process | Natural Gas | Process Cooling | E2 |  | Baseline Forecast | 0 | 0 | 0 | 0 | 0 | 0 | 0 | 0 | 0 | 0 | 0 | 0 | 0 | 0 | 0 | 0 | 0 | 0 | 0 | 0 | 0 | 0 | 0
Industrial_Other Industrial_Existing_Process_Natural Gas_Process Cooling_E3_Baseline Forecast | Industrial | Other Industrial | Existing | Process | Natural Gas | Process Cooling | E3 |  | Baseline Forecast | 0 | 0 | 0 | 0 | 0 | 0 | 0 | 0 | 0 | 0 | 0 | 0 | 0 | 0 | 0 | 0 | 0 | 0 | 0 | 0 | 0 | 0 | 0
Industrial_Other Industrial_Existing_Process_Natural Gas_Process Cooling_E4_Baseline Forecast | Industrial | Other Industrial | Existing | Process | Natural Gas | Process Cooling | E4 |  | Baseline Forecast | 0 | 0 | 0 | 0 | 0 | 0 | 0 | 0 | 0 | 0 | 0 | 0 | 0 | 0 | 0 | 0 | 0 | 0 | 0 | 0 | 0 | 0 | 0
Industrial_Other Industrial_Existing_Process_Natural Gas_Process Cooling_E5_Baseline Forecast | Industrial | Other Industrial | Existing | Process | Natural Gas | Process Cooling | E5 |  | Baseline Forecast | 0 | 0 | 0 | 0 | 0 | 0 | 0 | 0 | 0 | 0 | 0 | 0 | 0 | 0 | 0 | 0 | 0 | 0 | 0 | 0 | 0 | 0 | 0
Industrial_Other Industrial_Existing_Process_Natural Gas_Process Cooling_E6_Baseline Forecast | Industrial | Other Industrial | Existing | Process | Natural Gas | Process Cooling | E6 |  | Baseline Forecast | 0 | 0 | 0 | 0 | 0 | 0 | 0 | 0 | 0 | 0 | 0 | 0 | 0 | 0 | 0 | 0 | 0 | 0 | 0 | 0 | 0 | 0 | 0
Industrial_Other Industrial_Existing_Process_Natural Gas_Process Cooling_E7_Baseline Forecast | Industrial | Other Industrial | Existing | Process | Natural Gas | Process Cooling | E7 |  | Baseline Forecast | 0 | 0 | 0 | 0 | 0 | 0 | 0 | 0 | 0 | 0 | 0 | 0 | 0 | 0 | 0 | 0 | 0 | 0 | 0 | 0 | 0 | 0 | 0
Industrial_Other Industrial_Existing_Process_Natural Gas_Process Cooling_E8_Baseline Forecast | Industrial | Other Industrial | Existing | Process | Natural Gas | Process Cooling | E8 |  | Baseline Forecast | 0 | 0 | 0 | 0 | 0 | 0 | 0 | 0 | 0 | 0 | 0 | 0 | 0 | 0 | 0 | 0 | 0 | 0 | 0 | 0 | 0 | 0 | 0
Industrial_Other Industrial_Existing_Process_Natural Gas_Process Cooling_E9_Baseline Forecast | Industrial | Other Industrial | Existing | Process | Natural Gas | Process Cooling | E9 |  | Baseline Forecast | 0 | 0 | 0 | 0 | 0 | 0 | 0 | 0 | 0 | 0 | 0 | 0 | 0 | 0 | 0 | 0 | 0 | 0 | 0 | 0 | 0 | 0 | 0
Industrial_Other Industrial_Existing_Process_Natural Gas_Process Cooling_E10_Baseline Forecast | Industrial | Other Industrial | Existing | Process | Natural Gas | Process Cooling | E10 |  | Baseline Forecast | 0 | 0 | 0 | 0 | 0 | 0 | 0 | 0 | 0 | 0 | 0 | 0 | 0 | 0 | 0 | 0 | 0 | 0 | 0 | 0 | 0 | 0 | 0
Industrial_Other Industrial_Existing_Process_Natural Gas_Other Process_E1_Baseline Forecast | Industrial | Other Industrial | Existing | Process | Natural Gas | Other Process | E1 | Standard | Baseline Forecast | 0 | 1282.2421 | 1500.1601 | 1676.4843 | 1586.0761 | 1539.4679 | 1524.1155 | 1498.9242 | 1471.3842 | 1446.1038 | 1421.3926 | 1710.7954 | 1695.9667 | 1670.8608 | 1624.3897 | 1593.576 | 1571.6716 | 1544.445 | 1516.6507 | 1490.7046 | 1465.1894 | 1516.733 | 0
Industrial_Other Industrial_Existing_Process_Natural Gas_Other Process_E2_Baseline Forecast | Industrial | Other Industrial | Existing | Process | Natural Gas | Other Process | E2 |  | Baseline Forecast | 0 | 0 | 0 | 0 | 0 | 0 | 0 | 0 | 0 | 0 | 0 | 0 | 0 | 0 | 0 | 0 | 0 | 0 | 0 | 0 | 0 | 0 | 0
Industrial_Other Industrial_Existing_Process_Natural Gas_Other Process_E3_Baseline Forecast | Industrial | Other Industrial | Existing | Process | Natural Gas | Other Process | E3 |  | Baseline Forecast | 0 | 0 | 0 | 0 | 0 | 0 | 0 | 0 | 0 | 0 | 0 | 0 | 0 | 0 | 0 | 0 | 0 | 0 | 0 | 0 | 0 | 0 | 0
Industrial_Other Industrial_Existing_Process_Natural Gas_Other Process_E4_Baseline Forecast | Industrial | Other Industrial | Existing | Process | Natural Gas | Other Process | E4 |  | Baseline Forecast | 0 | 0 | 0 | 0 | 0 | 0 | 0 | 0 | 0 | 0 | 0 | 0 | 0 | 0 | 0 | 0 | 0 | 0 | 0 | 0 | 0 | 0 | 0
Industrial_Other Industrial_Existing_Process_Natural Gas_Other Process_E5_Baseline Forecast | Industrial | Other Industrial | Existing | Process | Natural Gas | Other Process | E5 |  | Baseline Forecast | 0 | 0 | 0 | 0 | 0 | 0 | 0 | 0 | 0 | 0 | 0 | 0 | 0 | 0 | 0 | 0 | 0 | 0 | 0 | 0 | 0 | 0 | 0
Industrial_Other Industrial_Existing_Process_Natural Gas_Other Process_E6_Baseline Forecast | Industrial | Other Industrial | Existing | Process | Natural Gas | Other Process | E6 |  | Baseline Forecast | 0 | 0 | 0 | 0 | 0 | 0 | 0 | 0 | 0 | 0 | 0 | 0 | 0 | 0 | 0 | 0 | 0 | 0 | 0 | 0 | 0 | 0 | 0
Industrial_Other Industrial_Existing_Process_Natural Gas_Other Process_E7_Baseline Forecast | Industrial | Other Industrial | Existing | Process | Natural Gas | Other Process | E7 |  | Baseline Forecast | 0 | 0 | 0 | 0 | 0 | 0 | 0 | 0 | 0 | 0 | 0 | 0 | 0 | 0 | 0 | 0 | 0 | 0 | 0 | 0 | 0 | 0 | 0
Industrial_Other Industrial_Existing_Process_Natural Gas_Other Process_E8_Baseline Forecast | Industrial | Other Industrial | Existing | Process | Natural Gas | Other Process | E8 |  | Baseline Forecast | 0 | 0 | 0 | 0 | 0 | 0 | 0 | 0 | 0 | 0 | 0 | 0 | 0 | 0 | 0 | 0 | 0 | 0 | 0 | 0 | 0 | 0 | 0
Industrial_Other Industrial_Existing_Process_Natural Gas_Other Process_E9_Baseline Forecast | Industrial | Other Industrial | Existing | Process | Natural Gas | Other Process | E9 |  | Baseline Forecast | 0 | 0 | 0 | 0 | 0 | 0 | 0 | 0 | 0 | 0 | 0 | 0 | 0 | 0 | 0 | 0 | 0 | 0 | 0 | 0 | 0 | 0 | 0
Industrial_Other Industrial_Existing_Process_Natural Gas_Other Process_E10_Baseline Forecast | Industrial | Other Industrial | Existing | Process | Natural Gas | Other Process | E10 |  | Baseline Forecast | 0 | 0 | 0 | 0 | 0 | 0 | 0 | 0 | 0 | 0 | 0 | 0 | 0 | 0 | 0 | 0 | 0 | 0 | 0 | 0 | 0 | 0 | 0
Industrial_Other Industrial_Existing_Miscellaneous_Natural Gas_Miscellaneous_E1_Baseline Forecast | Industrial | Other Industrial | Existing | Miscellaneous | Natural Gas | Miscellaneous | E1 | Standard | Baseline Forecast | 0 | 1282.2421 | 1500.1601 | 1676.4843 | 1586.0761 | 1539.4679 | 1524.1155 | 1498.9242 | 1471.3842 | 1446.1038 | 1421.3926 | 1710.7954 | 1695.9667 | 1670.8608 | 1624.3897 | 1593.576 | 1571.6716 | 1544.445 | 1516.6507 | 1490.7046 | 1465.1894 | 1516.733 | 0
Industrial_Other Industrial_Existing_Miscellaneous_Natural Gas_Miscellaneous_E2_Baseline Forecast | Industrial | Other Industrial | Existing | Miscellaneous | Natural Gas | Miscellaneous | E2 |  | Baseline Forecast | 0 | 0 | 0 | 0 | 0 | 0 | 0 | 0 | 0 | 0 | 0 | 0 | 0 | 0 | 0 | 0 | 0 | 0 | 0 | 0 | 0 | 0 | 0
Industrial_Other Industrial_Existing_Miscellaneous_Natural Gas_Miscellaneous_E3_Baseline Forecast | Industrial | Other Industrial | Existing | Miscellaneous | Natural Gas | Miscellaneous | E3 |  | Baseline Forecast | 0 | 0 | 0 | 0 | 0 | 0 | 0 | 0 | 0 | 0 | 0 | 0 | 0 | 0 | 0 | 0 | 0 | 0 | 0 | 0 | 0 | 0 | 0
Industrial_Other Industrial_Existing_Miscellaneous_Natural Gas_Miscellaneous_E4_Baseline Forecast | Industrial | Other Industrial | Existing | Miscellaneous | Natural Gas | Miscellaneous | E4 |  | Baseline Forecast | 0 | 0 | 0 | 0 | 0 | 0 | 0 | 0 | 0 | 0 | 0 | 0 | 0 | 0 | 0 | 0 | 0 | 0 | 0 | 0 | 0 | 0 | 0
Industrial_Other Industrial_Existing_Miscellaneous_Natural Gas_Miscellaneous_E5_Baseline Forecast | Industrial | Other Industrial | Existing | Miscellaneous | Natural Gas | Miscellaneous | E5 |  | Baseline Forecast | 0 | 0 | 0 | 0 | 0 | 0 | 0 | 0 | 0 | 0 | 0 | 0 | 0 | 0 | 0 | 0 | 0 | 0 | 0 | 0 | 0 | 0 | 0
Industrial_Other Industrial_Existing_Miscellaneous_Natural Gas_Miscellaneous_E6_Baseline Forecast | Industrial | Other Industrial | Existing | Miscellaneous | Natural Gas | Miscellaneous | E6 |  | Baseline Forecast | 0 | 0 | 0 | 0 | 0 | 0 | 0 | 0 | 0 | 0 | 0 | 0 | 0 | 0 | 0 | 0 | 0 | 0 | 0 | 0 | 0 | 0 | 0
Industrial_Other Industrial_Existing_Miscellaneous_Natural Gas_Miscellaneous_E7_Baseline Forecast | Industrial | Other Industrial | Existing | Miscellaneous | Natural Gas | Miscellaneous | E7 |  | Baseline Forecast | 0 | 0 | 0 | 0 | 0 | 0 | 0 | 0 | 0 | 0 | 0 | 0 | 0 | 0 | 0 | 0 | 0 | 0 | 0 | 0 | 0 | 0 | 0
Industrial_Other Industrial_Existing_Miscellaneous_Natural Gas_Miscellaneous_E8_Baseline Forecast | Industrial | Other Industrial | Existing | Miscellaneous | Natural Gas | Miscellaneous | E8 |  | Baseline Forecast | 0 | 0 | 0 | 0 | 0 | 0 | 0 | 0 | 0 | 0 | 0 | 0 | 0 | 0 | 0 | 0 | 0 | 0 | 0 | 0 | 0 | 0 | 0
Industrial_Other Industrial_Existing_Miscellaneous_Natural Gas_Miscellaneous_E9_Baseline Forecast | Industrial | Other Industrial | Existing | Miscellaneous | Natural Gas | Miscellaneous | E9 |  | Baseline Forecast | 0 | 0 | 0 | 0 | 0 | 0 | 0 | 0 | 0 | 0 | 0 | 0 | 0 | 0 | 0 | 0 | 0 | 0 | 0 | 0 | 0 | 0 | 0
Industrial_Other Industrial_Existing_Miscellaneous_Natural Gas_Miscellaneous_E10_Baseline Forecast | Industrial | Other Industrial | Existing | Miscellaneous | Natural Gas | Miscellaneous | E10 |  | Baseline Forecast | 0 | 0 | 0 | 0 | 0 | 0 | 0 | 0 | 0 | 0 | 0 | 0 | 0 | 0 | 0 | 0 | 0 | 0 | 0 | 0 | 0 | 0 | 0
Industrial_Other Industrial_New_Space Heating_Natural Gas_Furnace_E1_Baseline Forecast | Industrial | Other Industrial | New | Space Heating | Natural Gas | Furnace | E1 | AFUE 80% (Standard) | Baseline Forecast | 0 | 370.357 | 8.8676 | 282.594 | 281.9 | 315.9658 | 190.2875 | 220.8983 | 218.1145 | 245.3451 | 182.7316 | 210.1665 | 207.379 | 240.5655 | 163.2727 | 198.4353 | 198.285 | 230.8306 | 152.4704 | 216.3685 | 209.7423 | 228.865 | 0
Industrial_Other Industrial_New_Space Heating_Natural Gas_Furnace_E2_Baseline Forecast | Industrial | Other Industrial | New | Space Heating | Natural Gas | Furnace | E2 | AFUE 90% | Baseline Forecast | 0 | 0 | 0 | 0 | 0 | 0 | 0 | 0 | 0 | 0 | 0 | 0 | 0 | 0 | 0 | 0 | 0 | 0 | 0 | 0 | 0 | 0 | 0
Industrial_Other Industrial_New_Space Heating_Natural Gas_Furnace_E3_Baseline Forecast | Industrial | Other Industrial | New | Space Heating | Natural Gas | Furnace | E3 | AFUE 96% | Baseline Forecast | 0 | 0 | 0 | 0 | 0 | 0 | 0 | 0 | 0 | 0 | 0 | 0 | 0 | 0 | 0 | 0 | 0 | 0 | 0 | 0 | 0 | 0 | 0
Industrial_Other Industrial_New_Space Heating_Natural Gas_Furnace_E4_Baseline Forecast | Industrial | Other Industrial | New | Space Heating | Natural Gas | Furnace | E4 |  | Baseline Forecast | 0 | 0 | 0 | 0 | 0 | 0 | 0 | 0 | 0 | 0 | 0 | 0 | 0 | 0 | 0 | 0 | 0 | 0 | 0 | 0 | 0 | 0 | 0
Industrial_Other Industrial_New_Space Heating_Natural Gas_Furnace_E5_Baseline Forecast | Industrial | Other Industrial | New | Space Heating | Natural Gas | Furnace | E5 |  | Baseline Forecast | 0 | 0 | 0 | 0 | 0 | 0 | 0 | 0 | 0 | 0 | 0 | 0 | 0 | 0 | 0 | 0 | 0 | 0 | 0 | 0 | 0 | 0 | 0
Industrial_Other Industrial_New_Space Heating_Natural Gas_Furnace_E6_Baseline Forecast | Industrial | Other Industrial | New | Space Heating | Natural Gas | Furnace | E6 |  | Baseline Forecast | 0 | 0 | 0 | 0 | 0 | 0 | 0 | 0 | 0 | 0 | 0 | 0 | 0 | 0 | 0 | 0 | 0 | 0 | 0 | 0 | 0 | 0 | 0
Industrial_Other Industrial_New_Space Heating_Natural Gas_Furnace_E7_Baseline Forecast | Industrial | Other Industrial | New | Space Heating | Natural Gas | Furnace | E7 |  | Baseline Forecast | 0 | 0 | 0 | 0 | 0 | 0 | 0 | 0 | 0 | 0 | 0 | 0 | 0 | 0 | 0 | 0 | 0 | 0 | 0 | 0 | 0 | 0 | 0
Industrial_Other Industrial_New_Space Heating_Natural Gas_Furnace_E8_Baseline Forecast | Industrial | Other Industrial | New | Space Heating | Natural Gas | Furnace | E8 |  | Baseline Forecast | 0 | 0 | 0 | 0 | 0 | 0 | 0 | 0 | 0 | 0 | 0 | 0 | 0 | 0 | 0 | 0 | 0 | 0 | 0 | 0 | 0 | 0 | 0
Industrial_Other Industrial_New_Space Heating_Natural Gas_Furnace_E9_Baseline Forecast | Industrial | Other Industrial | New | Space Heating | Natural Gas | Furnace | E9 |  | Baseline Forecast | 0 | 0 | 0 | 0 | 0 | 0 | 0 | 0 | 0 | 0 | 0 | 0 | 0 | 0 | 0 | 0 | 0 | 0 | 0 | 0 | 0 | 0 | 0
Industrial_Other Industrial_New_Space Heating_Natural Gas_Furnace_E10_Baseline Forecast | Industrial | Other Industrial | New | Space Heating | Natural Gas | Furnace | E10 |  | Baseline Forecast | 0 | 0 | 0 | 0 | 0 | 0 | 0 | 0 | 0 | 0 | 0 | 0 | 0 | 0 | 0 | 0 | 0 | 0 | 0 | 0 | 0 | 0 | 0
Industrial_Other Industrial_New_Space Heating_Natural Gas_Boiler_E1_Baseline Forecast | Industrial | Other Industrial | New | Space Heating | Natural Gas | Boiler | E1 | AFUE 80% (Standard) | Baseline Forecast | 0 | 54.852 | 1.3133 | 41.8538 | 41.751 | 46.7963 | 28.1827 | 32.7163 | 32.304 | 36.337 | 27.0636 | 31.1268 | 30.714 | 35.6291 | 24.1816 | 29.3894 | 29.3671 | 34.1873 | 22.5817 | 27.826 | 27.0682 | 26.9882 | 0
Industrial_Other Industrial_New_Space Heating_Natural Gas_Boiler_E2_Baseline Forecast | Industrial | Other Industrial | New | Space Heating | Natural Gas | Boiler | E2 | AFUE 85% | Baseline Forecast | 0 | 0 | 0 | 0 | 0 | 0 | 0 | 0 | 0 | 0 | 0 | 0 | 0 | 0 | 0 | 0 | 0 | 0 | 0 | 0 | 0 | 0 | 0
Industrial_Other Industrial_New_Space Heating_Natural Gas_Boiler_E3_Baseline Forecast | Industrial | Other Industrial | New | Space Heating | Natural Gas | Boiler | E3 | AFUE 97% | Baseline Forecast | 0 | 0 | 0 | 0 | 0 | 0 | 0 | 0 | 0 | 0 | 0 | 0 | 0 | 0 | 0 | 0 | 0 | 0 | 0 | 0 | 0 | 0 | 0
Industrial_Other Industrial_New_Space Heating_Natural Gas_Boiler_E4_Baseline Forecast | Industrial | Other Industrial | New | Space Heating | Natural Gas | Boiler | E4 | Convert to NG Air Source Heat Pump | Baseline Forecast | 0 | 0 | 0 | 0 | 0 | 0 | 0 | 0 | 0 | 0 | 0 | 0 | 0 | 0 | 0 | 0 | 0 | 0 | 0 | 0 | 0 | 0 | 0
Industrial_Other Industrial_New_Space Heating_Natural Gas_Boiler_E5_Baseline Forecast | Industrial | Other Industrial | New | Space Heating | Natural Gas | Boiler | E5 |  | Baseline Forecast | 0 | 0 | 0 | 0 | 0 | 0 | 0 | 0 | 0 | 0 | 0 | 0 | 0 | 0 | 0 | 0 | 0 | 0 | 0 | 0 | 0 | 0 | 0
Industrial_Other Industrial_New_Space Heating_Natural Gas_Boiler_E6_Baseline Forecast | Industrial | Other Industrial | New | Space Heating | Natural Gas | Boiler | E6 |  | Baseline Forecast | 0 | 0 | 0 | 0 | 0 | 0 | 0 | 0 | 0 | 0 | 0 | 0 | 0 | 0 | 0 | 0 | 0 | 0 | 0 | 0 | 0 | 0 | 0
Industrial_Other Industrial_New_Space Heating_Natural Gas_Boiler_E7_Baseline Forecast | Industrial | Other Industrial | New | Space Heating | Natural Gas | Boiler | E7 |  | Baseline Forecast | 0 | 0 | 0 | 0 | 0 | 0 | 0 | 0 | 0 | 0 | 0 | 0 | 0 | 0 | 0 | 0 | 0 | 0 | 0 | 0 | 0 | 0 | 0
Industrial_Other Industrial_New_Space Heating_Natural Gas_Boiler_E8_Baseline Forecast | Industrial | Other Industrial | New | Space Heating | Natural Gas | Boiler | E8 |  | Baseline Forecast | 0 | 0 | 0 | 0 | 0 | 0 | 0 | 0 | 0 | 0 | 0 | 0 | 0 | 0 | 0 | 0 | 0 | 0 | 0 | 0 | 0 | 0 | 0
Industrial_Other Industrial_New_Space Heating_Natural Gas_Boiler_E9_Baseline Forecast | Industrial | Other Industrial | New | Space Heating | Natural Gas | Boiler | E9 |  | Baseline Forecast | 0 | 0 | 0 | 0 | 0 | 0 | 0 | 0 | 0 | 0 | 0 | 0 | 0 | 0 | 0 | 0 | 0 | 0 | 0 | 0 | 0 | 0 | 0
Industrial_Other Industrial_New_Space Heating_Natural Gas_Boiler_E10_Baseline Forecast | Industrial | Other Industrial | New | Space Heating | Natural Gas | Boiler | E10 |  | Baseline Forecast | 0 | 0 | 0 | 0 | 0 | 0 | 0 | 0 | 0 | 0 | 0 | 0 | 0 | 0 | 0 | 0 | 0 | 0 | 0 | 0 | 0 | 0 | 0
Industrial_Other Industrial_New_Space Heating_Natural Gas_Unit Heater_E1_Baseline Forecast | Industrial | Other Industrial | New | Space Heating | Natural Gas | Unit Heater | E1 | Standard | Baseline Forecast | 0 | 257.7153 | 6.1705 | 196.6448 | 196.1619 | 219.8668 | 132.4127 | 153.7135 | 151.7763 | 170.7249 | 127.155 | 146.2457 | 195.8491 | 209.8676 | 186.9181 | 235.9579 | 260.2516 | 352.4849 | 224.3873 | 305.656 | 301.1299 | 297.6087 | 0
Industrial_Other Industrial_New_Space Heating_Natural Gas_Unit Heater_E2_Baseline Forecast | Industrial | Other Industrial | New | Space Heating | Natural Gas | Unit Heater | E2 | Condensing | Baseline Forecast | 0 | 0 | 0 | 0 | 0 | 0 | 0 | 0 | 0 | 0 | 0 | 0 | 0 | 0 | 0 | 0 | 0 | 0 | 0 | 0 | 0 | 0 | 0
Industrial_Other Industrial_New_Space Heating_Natural Gas_Unit Heater_E3_Baseline Forecast | Industrial | Other Industrial | New | Space Heating | Natural Gas | Unit Heater | E3 | Infrared Radiant | Baseline Forecast | 0 | 0 | 0 | 0 | 0 | 0 | 0 | 0 | 0 | 0 | 0 | 0 | 0 | 0 | 0 | 0 | 0 | 0 | 0 | 0 | 0 | 0 | 0
Industrial_Other Industrial_New_Space Heating_Natural Gas_Unit Heater_E4_Baseline Forecast | Industrial | Other Industrial | New | Space Heating | Natural Gas | Unit Heater | E4 |  | Baseline Forecast | 0 | 0 | 0 | 0 | 0 | 0 | 0 | 0 | 0 | 0 | 0 | 0 | 0 | 0 | 0 | 0 | 0 | 0 | 0 | 0 | 0 | 0 | 0
Industrial_Other Industrial_New_Space Heating_Natural Gas_Unit Heater_E5_Baseline Forecast | Industrial | Other Industrial | New | Space Heating | Natural Gas | Unit Heater | E5 |  | Baseline Forecast | 0 | 0 | 0 | 0 | 0 | 0 | 0 | 0 | 0 | 0 | 0 | 0 | 0 | 0 | 0 | 0 | 0 | 0 | 0 | 0 | 0 | 0 | 0
Industrial_Other Industrial_New_Space Heating_Natural Gas_Unit Heater_E6_Baseline Forecast | Industrial | Other Industrial | New | Space Heating | Natural Gas | Unit Heater | E6 |  | Baseline Forecast | 0 | 0 | 0 | 0 | 0 | 0 | 0 | 0 | 0 | 0 | 0 | 0 | 0 | 0 | 0 | 0 | 0 | 0 | 0 | 0 | 0 | 0 | 0
Industrial_Other Industrial_New_Space Heating_Natural Gas_Unit Heater_E7_Baseline Forecast | Industrial | Other Industrial | New | Space Heating | Natural Gas | Unit Heater | E7 |  | Baseline Forecast | 0 | 0 | 0 | 0 | 0 | 0 | 0 | 0 | 0 | 0 | 0 | 0 | 0 | 0 | 0 | 0 | 0 | 0 | 0 | 0 | 0 | 0 | 0
Industrial_Other Industrial_New_Space Heating_Natural Gas_Unit Heater_E8_Baseline Forecast | Industrial | Other Industrial | New | Space Heating | Natural Gas | Unit Heater | E8 |  | Baseline Forecast | 0 | 0 | 0 | 0 | 0 | 0 | 0 | 0 | 0 | 0 | 0 | 0 | 0 | 0 | 0 | 0 | 0 | 0 | 0 | 0 | 0 | 0 | 0
Industrial_Other Industrial_New_Space Heating_Natural Gas_Unit Heater_E9_Baseline Forecast | Industrial | Other Industrial | New | Space Heating | Natural Gas | Unit Heater | E9 |  | Baseline Forecast | 0 | 0 | 0 | 0 | 0 | 0 | 0 | 0 | 0 | 0 | 0 | 0 | 0 | 0 | 0 | 0 | 0 | 0 | 0 | 0 | 0 | 0 | 0
Industrial_Other Industrial_New_Space Heating_Natural Gas_Unit Heater_E10_Baseline Forecast | Industrial | Other Industrial | New | Space Heating | Natural Gas | Unit Heater | E10 |  | Baseline Forecast | 0 | 0 | 0 | 0 | 0 | 0 | 0 | 0 | 0 | 0 | 0 | 0 | 0 | 0 | 0 | 0 | 0 | 0 | 0 | 0 | 0 | 0 | 0
Industrial_Other Industrial_New_Process_Natural Gas_Process Boiler_E1_Baseline Forecast | Industrial | Other Industrial | New | Process | Natural Gas | Process Boiler | E1 | Standard | Baseline Forecast | 0 | 794.2128 | 19.016 | 606.0092 | 604.5211 | 677.5734 | 408.0623 | 473.7059 | 467.736 | 526.1307 | 391.8592 | 450.6919 | 444.7144 | 515.8811 | 350.1305 | 425.5349 | 425.2126 | 495.0051 | 326.9654 | 402.8987 | 391.9257 | 390.7679 | 0
Industrial_Other Industrial_New_Process_Natural Gas_Process Boiler_E2_Baseline Forecast | Industrial | Other Industrial | New | Process | Natural Gas | Process Boiler | E2 |  | Baseline Forecast | 0 | 0 | 0 | 0 | 0 | 0 | 0 | 0 | 0 | 0 | 0 | 0 | 0 | 0 | 0 | 0 | 0 | 0 | 0 | 0 | 0 | 0 | 0
Industrial_Other Industrial_New_Process_Natural Gas_Process Boiler_E3_Baseline Forecast | Industrial | Other Industrial | New | Process | Natural Gas | Process Boiler | E3 |  | Baseline Forecast | 0 | 0 | 0 | 0 | 0 | 0 | 0 | 0 | 0 | 0 | 0 | 0 | 0 | 0 | 0 | 0 | 0 | 0 | 0 | 0 | 0 | 0 | 0
Industrial_Other Industrial_New_Process_Natural Gas_Process Boiler_E4_Baseline Forecast | Industrial | Other Industrial | New | Process | Natural Gas | Process Boiler | E4 |  | Baseline Forecast | 0 | 0 | 0 | 0 | 0 | 0 | 0 | 0 | 0 | 0 | 0 | 0 | 0 | 0 | 0 | 0 | 0 | 0 | 0 | 0 | 0 | 0 | 0
Industrial_Other Industrial_New_Process_Natural Gas_Process Boiler_E5_Baseline Forecast | Industrial | Other Industrial | New | Process | Natural Gas | Process Boiler | E5 |  | Baseline Forecast | 0 | 0 | 0 | 0 | 0 | 0 | 0 | 0 | 0 | 0 | 0 | 0 | 0 | 0 | 0 | 0 | 0 | 0 | 0 | 0 | 0 | 0 | 0
Industrial_Other Industrial_New_Process_Natural Gas_Process Boiler_E6_Baseline Forecast | Industrial | Other Industrial | New | Process | Natural Gas | Process Boiler | E6 |  | Baseline Forecast | 0 | 0 | 0 | 0 | 0 | 0 | 0 | 0 | 0 | 0 | 0 | 0 | 0 | 0 | 0 | 0 | 0 | 0 | 0 | 0 | 0 | 0 | 0
Industrial_Other Industrial_New_Process_Natural Gas_Process Boiler_E7_Baseline Forecast | Industrial | Other Industrial | New | Process | Natural Gas | Process Boiler | E7 |  | Baseline Forecast | 0 | 0 | 0 | 0 | 0 | 0 | 0 | 0 | 0 | 0 | 0 | 0 | 0 | 0 | 0 | 0 | 0 | 0 | 0 | 0 | 0 | 0 | 0
Industrial_Other Industrial_New_Process_Natural Gas_Process Boiler_E8_Baseline Forecast | Industrial | Other Industrial | New | Process | Natural Gas | Process Boiler | E8 |  | Baseline Forecast | 0 | 0 | 0 | 0 | 0 | 0 | 0 | 0 | 0 | 0 | 0 | 0 | 0 | 0 | 0 | 0 | 0 | 0 | 0 | 0 | 0 | 0 | 0
Industrial_Other Industrial_New_Process_Natural Gas_Process Boiler_E9_Baseline Forecast | Industrial | Other Industrial | New | Process | Natural Gas | Process Boiler | E9 |  | Baseline Forecast | 0 | 0 | 0 | 0 | 0 | 0 | 0 | 0 | 0 | 0 | 0 | 0 | 0 | 0 | 0 | 0 | 0 | 0 | 0 | 0 | 0 | 0 | 0
Industrial_Other Industrial_New_Process_Natural Gas_Process Boiler_E10_Baseline Forecast | Industrial | Other Industrial | New | Process | Natural Gas | Process Boiler | E10 |  | Baseline Forecast | 0 | 0 | 0 | 0 | 0 | 0 | 0 | 0 | 0 | 0 | 0 | 0 | 0 | 0 | 0 | 0 | 0 | 0 | 0 | 0 | 0 | 0 | 0
Industrial_Other Industrial_New_Process_Natural Gas_Process Heating_E1_Baseline Forecast | Industrial | Other Industrial | New | Process | Natural Gas | Process Heating | E1 | Standard | Baseline Forecast | 0 | 794.2128 | 19.016 | 606.0092 | 717.98 | 777.5405 | 580.3212 | 723.9249 | 793.2866 | 888.0771 | 805.5169 | 1149.9818 | 945.1148 | 1230.8942 | 1159.9055 | 1271.9975 | 1269.1328 | 1425.906 | 1326.8035 | 1468.8253 | 1485.2234 | 1617.7859 | 0
Industrial_Other Industrial_New_Process_Natural Gas_Process Heating_E2_Baseline Forecast | Industrial | Other Industrial | New | Process | Natural Gas | Process Heating | E2 |  | Baseline Forecast | 0 | 0 | 0 | 0 | 0 | 0 | 0 | 0 | 0 | 0 | 0 | 0 | 0 | 0 | 0 | 0 | 0 | 0 | 0 | 0 | 0 | 0 | 0
Industrial_Other Industrial_New_Process_Natural Gas_Process Heating_E3_Baseline Forecast | Industrial | Other Industrial | New | Process | Natural Gas | Process Heating | E3 |  | Baseline Forecast | 0 | 0 | 0 | 0 | 0 | 0 | 0 | 0 | 0 | 0 | 0 | 0 | 0 | 0 | 0 | 0 | 0 | 0 | 0 | 0 | 0 | 0 | 0
Industrial_Other Industrial_New_Process_Natural Gas_Process Heating_E4_Baseline Forecast | Industrial | Other Industrial | New | Process | Natural Gas | Process Heating | E4 |  | Baseline Forecast | 0 | 0 | 0 | 0 | 0 | 0 | 0 | 0 | 0 | 0 | 0 | 0 | 0 | 0 | 0 | 0 | 0 | 0 | 0 | 0 | 0 | 0 | 0
Industrial_Other Industrial_New_Process_Natural Gas_Process Heating_E5_Baseline Forecast | Industrial | Other Industrial | New | Process | Natural Gas | Process Heating | E5 |  | Baseline Forecast | 0 | 0 | 0 | 0 | 0 | 0 | 0 | 0 | 0 | 0 | 0 | 0 | 0 | 0 | 0 | 0 | 0 | 0 | 0 | 0 | 0 | 0 | 0
Industrial_Other Industrial_New_Process_Natural Gas_Process Heating_E6_Baseline Forecast | Industrial | Other Industrial | New | Process | Natural Gas | Process Heating | E6 |  | Baseline Forecast | 0 | 0 | 0 | 0 | 0 | 0 | 0 | 0 | 0 | 0 | 0 | 0 | 0 | 0 | 0 | 0 | 0 | 0 | 0 | 0 | 0 | 0 | 0
Industrial_Other Industrial_New_Process_Natural Gas_Process Heating_E7_Baseline Forecast | Industrial | Other Industrial | New | Process | Natural Gas | Process Heating | E7 |  | Baseline Forecast | 0 | 0 | 0 | 0 | 0 | 0 | 0 | 0 | 0 | 0 | 0 | 0 | 0 | 0 | 0 | 0 | 0 | 0 | 0 | 0 | 0 | 0 | 0
Industrial_Other Industrial_New_Process_Natural Gas_Process Heating_E8_Baseline Forecast | Industrial | Other Industrial | New | Process | Natural Gas | Process Heating | E8 |  | Baseline Forecast | 0 | 0 | 0 | 0 | 0 | 0 | 0 | 0 | 0 | 0 | 0 | 0 | 0 | 0 | 0 | 0 | 0 | 0 | 0 | 0 | 0 | 0 | 0
Industrial_Other Industrial_New_Process_Natural Gas_Process Heating_E9_Baseline Forecast | Industrial | Other Industrial | New | Process | Natural Gas | Process Heating | E9 |  | Baseline Forecast | 0 | 0 | 0 | 0 | 0 | 0 | 0 | 0 | 0 | 0 | 0 | 0 | 0 | 0 | 0 | 0 | 0 | 0 | 0 | 0 | 0 | 0 | 0
Industrial_Other Industrial_New_Process_Natural Gas_Process Heating_E10_Baseline Forecast | Industrial | Other Industrial | New | Process | Natural Gas | Process Heating | E10 |  | Baseline Forecast | 0 | 0 | 0 | 0 | 0 | 0 | 0 | 0 | 0 | 0 | 0 | 0 | 0 | 0 | 0 | 0 | 0 | 0 | 0 | 0 | 0 | 0 | 0
Industrial_Other Industrial_New_Process_Natural Gas_Process Cooling_E1_Baseline Forecast | Industrial | Other Industrial | New | Process | Natural Gas | Process Cooling | E1 | Standard | Baseline Forecast | 0 | 794.2128 | 19.016 | 606.0092 | 717.98 | 777.5405 | 580.3212 | 723.9249 | 793.2866 | 888.0771 | 805.5169 | 1149.9818 | 945.1148 | 1230.8942 | 1159.9055 | 1271.9975 | 1269.1328 | 1425.906 | 1326.8035 | 1468.8253 | 1485.2234 | 1617.7859 | 0
Industrial_Other Industrial_New_Process_Natural Gas_Process Cooling_E2_Baseline Forecast | Industrial | Other Industrial | New | Process | Natural Gas | Process Cooling | E2 |  | Baseline Forecast | 0 | 0 | 0 | 0 | 0 | 0 | 0 | 0 | 0 | 0 | 0 | 0 | 0 | 0 | 0 | 0 | 0 | 0 | 0 | 0 | 0 | 0 | 0
Industrial_Other Industrial_New_Process_Natural Gas_Process Cooling_E3_Baseline Forecast | Industrial | Other Industrial | New | Process | Natural Gas | Process Cooling | E3 |  | Baseline Forecast | 0 | 0 | 0 | 0 | 0 | 0 | 0 | 0 | 0 | 0 | 0 | 0 | 0 | 0 | 0 | 0 | 0 | 0 | 0 | 0 | 0 | 0 | 0
Industrial_Other Industrial_New_Process_Natural Gas_Process Cooling_E4_Baseline Forecast | Industrial | Other Industrial | New | Process | Natural Gas | Process Cooling | E4 |  | Baseline Forecast | 0 | 0 | 0 | 0 | 0 | 0 | 0 | 0 | 0 | 0 | 0 | 0 | 0 | 0 | 0 | 0 | 0 | 0 | 0 | 0 | 0 | 0 | 0
Industrial_Other Industrial_New_Process_Natural Gas_Process Cooling_E5_Baseline Forecast | Industrial | Other Industrial | New | Process | Natural Gas | Process Cooling | E5 |  | Baseline Forecast | 0 | 0 | 0 | 0 | 0 | 0 | 0 | 0 | 0 | 0 | 0 | 0 | 0 | 0 | 0 | 0 | 0 | 0 | 0 | 0 | 0 | 0 | 0
Industrial_Other Industrial_New_Process_Natural Gas_Process Cooling_E6_Baseline Forecast | Industrial | Other Industrial | New | Process | Natural Gas | Process Cooling | E6 |  | Baseline Forecast | 0 | 0 | 0 | 0 | 0 | 0 | 0 | 0 | 0 | 0 | 0 | 0 | 0 | 0 | 0 | 0 | 0 | 0 | 0 | 0 | 0 | 0 | 0
Industrial_Other Industrial_New_Process_Natural Gas_Process Cooling_E7_Baseline Forecast | Industrial | Other Industrial | New | Process | Natural Gas | Process Cooling | E7 |  | Baseline Forecast | 0 | 0 | 0 | 0 | 0 | 0 | 0 | 0 | 0 | 0 | 0 | 0 | 0 | 0 | 0 | 0 | 0 | 0 | 0 | 0 | 0 | 0 | 0
Industrial_Other Industrial_New_Process_Natural Gas_Process Cooling_E8_Baseline Forecast | Industrial | Other Industrial | New | Process | Natural Gas | Process Cooling | E8 |  | Baseline Forecast | 0 | 0 | 0 | 0 | 0 | 0 | 0 | 0 | 0 | 0 | 0 | 0 | 0 | 0 | 0 | 0 | 0 | 0 | 0 | 0 | 0 | 0 | 0
Industrial_Other Industrial_New_Process_Natural Gas_Process Cooling_E9_Baseline Forecast | Industrial | Other Industrial | New | Process | Natural Gas | Process Cooling | E9 |  | Baseline Forecast | 0 | 0 | 0 | 0 | 0 | 0 | 0 | 0 | 0 | 0 | 0 | 0 | 0 | 0 | 0 | 0 | 0 | 0 | 0 | 0 | 0 | 0 | 0
Industrial_Other Industrial_New_Process_Natural Gas_Process Cooling_E10_Baseline Forecast | Industrial | Other Industrial | New | Process | Natural Gas | Process Cooling | E10 |  | Baseline Forecast | 0 | 0 | 0 | 0 | 0 | 0 | 0 | 0 | 0 | 0 | 0 | 0 | 0 | 0 | 0 | 0 | 0 | 0 | 0 | 0 | 0 | 0 | 0
Industrial_Other Industrial_New_Process_Natural Gas_Other Process_E1_Baseline Forecast | Industrial | Other Industrial | New | Process | Natural Gas | Other Process | E1 | Standard | Baseline Forecast | 0 | 794.2128 | 19.016 | 606.0092 | 717.98 | 777.5405 | 580.3212 | 723.9249 | 793.2866 | 888.0771 | 805.5169 | 1149.9818 | 945.1148 | 1230.8942 | 1159.9055 | 1271.9975 | 1269.1328 | 1425.906 | 1326.8035 | 1468.8253 | 1485.2234 | 1617.7859 | 0
Industrial_Other Industrial_New_Process_Natural Gas_Other Process_E2_Baseline Forecast | Industrial | Other Industrial | New | Process | Natural Gas | Other Process | E2 |  | Baseline Forecast | 0 | 0 | 0 | 0 | 0 | 0 | 0 | 0 | 0 | 0 | 0 | 0 | 0 | 0 | 0 | 0 | 0 | 0 | 0 | 0 | 0 | 0 | 0
Industrial_Other Industrial_New_Process_Natural Gas_Other Process_E3_Baseline Forecast | Industrial | Other Industrial | New | Process | Natural Gas | Other Process | E3 |  | Baseline Forecast | 0 | 0 | 0 | 0 | 0 | 0 | 0 | 0 | 0 | 0 | 0 | 0 | 0 | 0 | 0 | 0 | 0 | 0 | 0 | 0 | 0 | 0 | 0
Industrial_Other Industrial_New_Process_Natural Gas_Other Process_E4_Baseline Forecast | Industrial | Other Industrial | New | Process | Natural Gas | Other Process | E4 |  | Baseline Forecast | 0 | 0 | 0 | 0 | 0 | 0 | 0 | 0 | 0 | 0 | 0 | 0 | 0 | 0 | 0 | 0 | 0 | 0 | 0 | 0 | 0 | 0 | 0
Industrial_Other Industrial_New_Process_Natural Gas_Other Process_E5_Baseline Forecast | Industrial | Other Industrial | New | Process | Natural Gas | Other Process | E5 |  | Baseline Forecast | 0 | 0 | 0 | 0 | 0 | 0 | 0 | 0 | 0 | 0 | 0 | 0 | 0 | 0 | 0 | 0 | 0 | 0 | 0 | 0 | 0 | 0 | 0
Industrial_Other Industrial_New_Process_Natural Gas_Other Process_E6_Baseline Forecast | Industrial | Other Industrial | New | Process | Natural Gas | Other Process | E6 |  | Baseline Forecast | 0 | 0 | 0 | 0 | 0 | 0 | 0 | 0 | 0 | 0 | 0 | 0 | 0 | 0 | 0 | 0 | 0 | 0 | 0 | 0 | 0 | 0 | 0
Industrial_Other Industrial_New_Process_Natural Gas_Other Process_E7_Baseline Forecast | Industrial | Other Industrial | New | Process | Natural Gas | Other Process | E7 |  | Baseline Forecast | 0 | 0 | 0 | 0 | 0 | 0 | 0 | 0 | 0 | 0 | 0 | 0 | 0 | 0 | 0 | 0 | 0 | 0 | 0 | 0 | 0 | 0 | 0
Industrial_Other Industrial_New_Process_Natural Gas_Other Process_E8_Baseline Forecast | Industrial | Other Industrial | New | Process | Natural Gas | Other Process | E8 |  | Baseline Forecast | 0 | 0 | 0 | 0 | 0 | 0 | 0 | 0 | 0 | 0 | 0 | 0 | 0 | 0 | 0 | 0 | 0 | 0 | 0 | 0 | 0 | 0 | 0
Industrial_Other Industrial_New_Process_Natural Gas_Other Process_E9_Baseline Forecast | Industrial | Other Industrial | New | Process | Natural Gas | Other Process | E9 |  | Baseline Forecast | 0 | 0 | 0 | 0 | 0 | 0 | 0 | 0 | 0 | 0 | 0 | 0 | 0 | 0 | 0 | 0 | 0 | 0 | 0 | 0 | 0 | 0 | 0
Industrial_Other Industrial_New_Process_Natural Gas_Other Process_E10_Baseline Forecast | Industrial | Other Industrial | New | Process | Natural Gas | Other Process | E10 |  | Baseline Forecast | 0 | 0 | 0 | 0 | 0 | 0 | 0 | 0 | 0 | 0 | 0 | 0 | 0 | 0 | 0 | 0 | 0 | 0 | 0 | 0 | 0 | 0 | 0
Industrial_Other Industrial_New_Miscellaneous_Natural Gas_Miscellaneous_E1_Baseline Forecast | Industrial | Other Industrial | New | Miscellaneous | Natural Gas | Miscellaneous | E1 | Standard | Baseline Forecast | 0 | 794.2128 | 19.016 | 606.0092 | 717.98 | 777.5405 | 580.3212 | 723.9249 | 793.2866 | 888.0771 | 805.5169 | 1149.9818 | 945.1148 | 1230.8942 | 1159.9055 | 1271.9975 | 1269.1328 | 1425.906 | 1326.8035 | 1468.8253 | 1485.2234 | 1617.7859 | 0
Industrial_Other Industrial_New_Miscellaneous_Natural Gas_Miscellaneous_E2_Baseline Forecast | Industrial | Other Industrial | New | Miscellaneous | Natural Gas | Miscellaneous | E2 |  | Baseline Forecast | 0 | 0 | 0 | 0 | 0 | 0 | 0 | 0 | 0 | 0 | 0 | 0 | 0 | 0 | 0 | 0 | 0 | 0 | 0 | 0 | 0 | 0 | 0
Industrial_Other Industrial_New_Miscellaneous_Natural Gas_Miscellaneous_E3_Baseline Forecast | Industrial | Other Industrial | New | Miscellaneous | Natural Gas | Miscellaneous | E3 |  | Baseline Forecast | 0 | 0 | 0 | 0 | 0 | 0 | 0 | 0 | 0 | 0 | 0 | 0 | 0 | 0 | 0 | 0 | 0 | 0 | 0 | 0 | 0 | 0 | 0
Industrial_Other Industrial_New_Miscellaneous_Natural Gas_Miscellaneous_E4_Baseline Forecast | Industrial | Other Industrial | New | Miscellaneous | Natural Gas | Miscellaneous | E4 |  | Baseline Forecast | 0 | 0 | 0 | 0 | 0 | 0 | 0 | 0 | 0 | 0 | 0 | 0 | 0 | 0 | 0 | 0 | 0 | 0 | 0 | 0 | 0 | 0 | 0
Industrial_Other Industrial_New_Miscellaneous_Natural Gas_Miscellaneous_E5_Baseline Forecast | Industrial | Other Industrial | New | Miscellaneous | Natural Gas | Miscellaneous | E5 |  | Baseline Forecast | 0 | 0 | 0 | 0 | 0 | 0 | 0 | 0 | 0 | 0 | 0 | 0 | 0 | 0 | 0 | 0 | 0 | 0 | 0 | 0 | 0 | 0 | 0
Industrial_Other Industrial_New_Miscellaneous_Natural Gas_Miscellaneous_E6_Baseline Forecast | Industrial | Other Industrial | New | Miscellaneous | Natural Gas | Miscellaneous | E6 |  | Baseline Forecast | 0 | 0 | 0 | 0 | 0 | 0 | 0 | 0 | 0 | 0 | 0 | 0 | 0 | 0 | 0 | 0 | 0 | 0 | 0 | 0 | 0 | 0 | 0
Industrial_Other Industrial_New_Miscellaneous_Natural Gas_Miscellaneous_E7_Baseline Forecast | Industrial | Other Industrial | New | Miscellaneous | Natural Gas | Miscellaneous | E7 |  | Baseline Forecast | 0 | 0 | 0 | 0 | 0 | 0 | 0 | 0 | 0 | 0 | 0 | 0 | 0 | 0 | 0 | 0 | 0 | 0 | 0 | 0 | 0 | 0 | 0
Industrial_Other Industrial_New_Miscellaneous_Natural Gas_Miscellaneous_E8_Baseline Forecast | Industrial | Other Industrial | New | Miscellaneous | Natural Gas | Miscellaneous | E8 |  | Baseline Forecast | 0 | 0 | 0 | 0 | 0 | 0 | 0 | 0 | 0 | 0 | 0 | 0 | 0 | 0 | 0 | 0 | 0 | 0 | 0 | 0 | 0 | 0 | 0
Industrial_Other Industrial_New_Miscellaneous_Natural Gas_Miscellaneous_E9_Baseline Forecast | Industrial | Other Industrial | New | Miscellaneous | Natural Gas | Miscellaneous | E9 |  | Baseline Forecast | 0 | 0 | 0 | 0 | 0 | 0 | 0 | 0 | 0 | 0 | 0 | 0 | 0 | 0 | 0 | 0 | 0 | 0 | 0 | 0 | 0 | 0 | 0
Industrial_Other Industrial_New_Miscellaneous_Natural Gas_Miscellaneous_E10_Baseline Forecast | Industrial | Other Industrial | New | Miscellaneous | Natural Gas | Miscellaneous | E10 |  | Baseline Forecast | 0 | 0 | 0 | 0 | 0 | 0 | 0 | 0 | 0 | 0 | 0 | 0 | 0 | 0 | 0 | 0 | 0 | 0 | 0 | 0 | 0 | 0 | 0

## Equipment Stock
Key | Sector | Segment | Vintage | End Use | Fuel | Technology | Equipment | Label | Case | 2019 | 2020 | 2021 | 2022 | 2023 | 2024 | 2025 | 2026 | 2027 | 2028 | 2029 | 2030 | 2031 | 2032 | 2033 | 2034 | 2035 | 2036 | 2037 | 2038 | 2039 | 2040 | 2041 | 2042 | Controllable
Industrial_Food Products_Existing_Space Heating_Natural Gas_Furnace_E1_Baseline Forecast | Industrial | Food Products | Existing | Space Heating | Natural Gas | Furnace | E1 | AFUE 80% (Standard) | Baseline Forecast | 0 | 20.3831 | 41.3891 | 62.8907 | 84.7727 | 106.9305 | 129.2693 | 151.7034 | 174.1557 | 196.5564 | 218.843 | 240.9597 | 260.7519 | 278.4057 | 294.0928 | 307.9718 | 320.1894 | 330.8808 | 340.1712 | 348.1761 | 355.0019 | 360.7473 | 0 | 0 | kBtu/hr
Industrial_Food Products_Existing_Space Heating_Natural Gas_Furnace_E2_Baseline Forecast | Industrial | Food Products | Existing | Space Heating | Natural Gas | Furnace | E2 | AFUE 90% | Baseline Forecast | 0 | 0 | 0 | 0 | 0 | 0 | 0 | 0 | 0 | 0 | 0 | 0 | 0 | 0 | 0 | 0 | 0 | 0 | 0 | 0 | 0 | 0 | 0 | 0 | kBtu/hr
Industrial_Food Products_Existing_Space Heating_Natural Gas_Furnace_E3_Baseline Forecast | Industrial | Food Products | Existing | Space Heating | Natural Gas | Furnace | E3 | AFUE 96% | Baseline Forecast | 0 | 0 | 0 | 0 | 0 | 0 | 0 | 0 | 0 | 0 | 0 | 0 | 0 | 0 | 0 | 0 | 0 | 0 | 0 | 0 | 0 | 0 | 0 | 0 | kBtu/hr
Industrial_Food Products_Existing_Space Heating_Natural Gas_Furnace_E4_Baseline Forecast | Industrial | Food Products | Existing | Space Heating | Natural Gas | Furnace | E4 |  | Baseline Forecast | 0 | 0 | 0 | 0 | 0 | 0 | 0 | 0 | 0 | 0 | 0 | 0 | 0 | 0 | 0 | 0 | 0 | 0 | 0 | 0 | 0 | 0 | 0 | 0 | 0
Industrial_Food Products_Existing_Space Heating_Natural Gas_Furnace_E5_Baseline Forecast | Industrial | Food Products | Existing | Space Heating | Natural Gas | Furnace | E5 |  | Baseline Forecast | 0 | 0 | 0 | 0 | 0 | 0 | 0 | 0 | 0 | 0 | 0 | 0 | 0 | 0 | 0 | 0 | 0 | 0 | 0 | 0 | 0 | 0 | 0 | 0 | 0
Industrial_Food Products_Existing_Space Heating_Natural Gas_Furnace_E6_Baseline Forecast | Industrial | Food Products | Existing | Space Heating | Natural Gas | Furnace | E6 |  | Baseline Forecast | 0 | 0 | 0 | 0 | 0 | 0 | 0 | 0 | 0 | 0 | 0 | 0 | 0 | 0 | 0 | 0 | 0 | 0 | 0 | 0 | 0 | 0 | 0 | 0 | 0
Industrial_Food Products_Existing_Space Heating_Natural Gas_Furnace_E7_Baseline Forecast | Industrial | Food Products | Existing | Space Heating | Natural Gas | Furnace | E7 |  | Baseline Forecast | 0 | 0 | 0 | 0 | 0 | 0 | 0 | 0 | 0 | 0 | 0 | 0 | 0 | 0 | 0 | 0 | 0 | 0 | 0 | 0 | 0 | 0 | 0 | 0 | 0
Industrial_Food Products_Existing_Space Heating_Natural Gas_Furnace_E8_Baseline Forecast | Industrial | Food Products | Existing | Space Heating | Natural Gas | Furnace | E8 |  | Baseline Forecast | 0 | 0 | 0 | 0 | 0 | 0 | 0 | 0 | 0 | 0 | 0 | 0 | 0 | 0 | 0 | 0 | 0 | 0 | 0 | 0 | 0 | 0 | 0 | 0 | 0
Industrial_Food Products_Existing_Space Heating_Natural Gas_Furnace_E9_Baseline Forecast | Industrial | Food Products | Existing | Space Heating | Natural Gas | Furnace | E9 |  | Baseline Forecast | 0 | 0 | 0 | 0 | 0 | 0 | 0 | 0 | 0 | 0 | 0 | 0 | 0 | 0 | 0 | 0 | 0 | 0 | 0 | 0 | 0 | 0 | 0 | 0 | 0
Industrial_Food Products_Existing_Space Heating_Natural Gas_Furnace_E10_Baseline Forecast | Industrial | Food Products | Existing | Space Heating | Natural Gas | Furnace | E10 |  | Baseline Forecast | 0 | 0 | 0 | 0 | 0 | 0 | 0 | 0 | 0 | 0 | 0 | 0 | 0 | 0 | 0 | 0 | 0 | 0 | 0 | 0 | 0 | 0 | 0 | 0 | 0
Industrial_Food Products_Existing_Space Heating_Natural Gas_Furnace_Vintage_Baseline Forecast | Industrial | Food Products | Existing | Space Heating | Natural Gas | Furnace | Vintage | Vintage | Baseline Forecast | 793.3335 | 759.2722 | 724.824 | 690.1117 | 655.2469 | 620.3302 | 585.4524 | 550.6955 | 516.1329 | 481.8307 | 447.8477 | 414.2364 | 383.1477 | 354.3922 | 327.7948 | 303.1935 | 280.4387 | 259.3915 | 239.924 | 221.9175 | 205.2625 | 189.8574 | 0 | 0 | Vintage
Industrial_Food Products_Existing_Space Heating_Natural Gas_Boiler_E1_Baseline Forecast | Industrial | Food Products | Existing | Space Heating | Natural Gas | Boiler | E1 | AFUE 80% (Standard) | Baseline Forecast | 0 | 29.6119 | 58.4672 | 86.5551 | 113.8683 | 140.4025 | 166.1565 | 191.1312 | 215.3299 | 238.7576 | 261.4207 | 283.3274 | 304.4866 | 324.9086 | 344.6043 | 363.5854 | 381.8641 | 399.4532 | 416.3659 | 432.6155 | 448.2159 | 463.1808 | 0 | 0 | kBtu/hr
Industrial_Food Products_Existing_Space Heating_Natural Gas_Boiler_E2_Baseline Forecast | Industrial | Food Products | Existing | Space Heating | Natural Gas | Boiler | E2 | AFUE 85% | Baseline Forecast | 0 | 0 | 0 | 0 | 0 | 0 | 0 | 0 | 0 | 0 | 0 | 0 | 0 | 0 | 0 | 0 | 0 | 0 | 0 | 0 | 0 | 0 | 0 | 0 | kBtu/hr
Industrial_Food Products_Existing_Space Heating_Natural Gas_Boiler_E3_Baseline Forecast | Industrial | Food Products | Existing | Space Heating | Natural Gas | Boiler | E3 | AFUE 97% | Baseline Forecast | 0 | 0 | 0 | 0 | 0 | 0 | 0 | 0 | 0 | 0 | 0 | 0 | 0 | 0 | 0 | 0 | 0 | 0 | 0 | 0 | 0 | 0 | 0 | 0 | kBtu/hr
Industrial_Food Products_Existing_Space Heating_Natural Gas_Boiler_E4_Baseline Forecast | Industrial | Food Products | Existing | Space Heating | Natural Gas | Boiler | E4 | Convert to NG Air Source Heat Pump | Baseline Forecast | 0 | 0 | 0 | 0 | 0 | 0 | 0 | 0 | 0 | 0 | 0 | 0 | 0 | 0 | 0 | 0 | 0 | 0 | 0 | 0 | 0 | 0 | 0 | 0 | kBtu/hr
Industrial_Food Products_Existing_Space Heating_Natural Gas_Boiler_E5_Baseline Forecast | Industrial | Food Products | Existing | Space Heating | Natural Gas | Boiler | E5 |  | Baseline Forecast | 0 | 0 | 0 | 0 | 0 | 0 | 0 | 0 | 0 | 0 | 0 | 0 | 0 | 0 | 0 | 0 | 0 | 0 | 0 | 0 | 0 | 0 | 0 | 0 | 0
Industrial_Food Products_Existing_Space Heating_Natural Gas_Boiler_E6_Baseline Forecast | Industrial | Food Products | Existing | Space Heating | Natural Gas | Boiler | E6 |  | Baseline Forecast | 0 | 0 | 0 | 0 | 0 | 0 | 0 | 0 | 0 | 0 | 0 | 0 | 0 | 0 | 0 | 0 | 0 | 0 | 0 | 0 | 0 | 0 | 0 | 0 | 0
Industrial_Food Products_Existing_Space Heating_Natural Gas_Boiler_E7_Baseline Forecast | Industrial | Food Products | Existing | Space Heating | Natural Gas | Boiler | E7 |  | Baseline Forecast | 0 | 0 | 0 | 0 | 0 | 0 | 0 | 0 | 0 | 0 | 0 | 0 | 0 | 0 | 0 | 0 | 0 | 0 | 0 | 0 | 0 | 0 | 0 | 0 | 0
Industrial_Food Products_Existing_Space Heating_Natural Gas_Boiler_E8_Baseline Forecast | Industrial | Food Products | Existing | Space Heating | Natural Gas | Boiler | E8 |  | Baseline Forecast | 0 | 0 | 0 | 0 | 0 | 0 | 0 | 0 | 0 | 0 | 0 | 0 | 0 | 0 | 0 | 0 | 0 | 0 | 0 | 0 | 0 | 0 | 0 | 0 | 0
Industrial_Food Products_Existing_Space Heating_Natural Gas_Boiler_E9_Baseline Forecast | Industrial | Food Products | Existing | Space Heating | Natural Gas | Boiler | E9 |  | Baseline Forecast | 0 | 0 | 0 | 0 | 0 | 0 | 0 | 0 | 0 | 0 | 0 | 0 | 0 | 0 | 0 | 0 | 0 | 0 | 0 | 0 | 0 | 0 | 0 | 0 | 0
Industrial_Food Products_Existing_Space Heating_Natural Gas_Boiler_E10_Baseline Forecast | Industrial | Food Products | Existing | Space Heating | Natural Gas | Boiler | E10 |  | Baseline Forecast | 0 | 0 | 0 | 0 | 0 | 0 | 0 | 0 | 0 | 0 | 0 | 0 | 0 | 0 | 0 | 0 | 0 | 0 | 0 | 0 | 0 | 0 | 0 | 0 | 0
Industrial_Food Products_Existing_Space Heating_Natural Gas_Boiler_Vintage_Baseline Forecast | Industrial | Food Products | Existing | Space Heating | Natural Gas | Boiler | Vintage | Vintage | Baseline Forecast | 994.3362 | 947.5806 | 901.8771 | 857.2315 | 813.6462 | 771.1203 | 729.6505 | 689.2308 | 649.8534 | 611.5088 | 574.1859 | 537.8722 | 502.5544 | 468.2179 | 434.8476 | 402.4277 | 370.9419 | 340.3734 | 310.7051 | 281.9197 | 253.9997 | 226.9277 | 0 | 0 | Vintage
Industrial_Food Products_Existing_Space Heating_Natural Gas_Unit Heater_E1_Baseline Forecast | Industrial | Food Products | Existing | Space Heating | Natural Gas | Unit Heater | E1 | Standard | Baseline Forecast | 0 | 0.42823 | 1.6451 | 3.9513 | 7.5947 | 12.777 | 19.659 | 28.3659 | 38.9917 | 51.6031 | 65.8768 | 81.5271 | 98.3015 | 115.977 | 134.3573 | 153.2698 | 172.5626 | 189.1848 | 203.4317 | 215.5668 | 225.8255 | 234.4177 | 0 | 0 | kBtu/Hr
Industrial_Food Products_Existing_Space Heating_Natural Gas_Unit Heater_E2_Baseline Forecast | Industrial | Food Products | Existing | Space Heating | Natural Gas | Unit Heater | E2 | Condensing | Baseline Forecast | 0 | 0 | 0 | 0 | 0 | 0 | 0 | 0 | 0 | 0 | 0 | 0 | 0 | 0 | 0 | 0 | 0 | 0 | 0 | 0 | 0 | 0 | 0 | 0 | kBtu/Hr
Industrial_Food Products_Existing_Space Heating_Natural Gas_Unit Heater_E3_Baseline Forecast | Industrial | Food Products | Existing | Space Heating | Natural Gas | Unit Heater | E3 | Infrared Radiant | Baseline Forecast | 0 | 0 | 0 | 0 | 0 | 0 | 0 | 0 | 0 | 0 | 0 | 0 | 0 | 0 | 0 | 0 | 0 | 0 | 0 | 0 | 0 | 0 | 0 | 0 | kBtu/Hr
Industrial_Food Products_Existing_Space Heating_Natural Gas_Unit Heater_E4_Baseline Forecast | Industrial | Food Products | Existing | Space Heating | Natural Gas | Unit Heater | E4 |  | Baseline Forecast | 0 | 0 | 0 | 0 | 0 | 0 | 0 | 0 | 0 | 0 | 0 | 0 | 0 | 0 | 0 | 0 | 0 | 0 | 0 | 0 | 0 | 0 | 0 | 0 | 0
Industrial_Food Products_Existing_Space Heating_Natural Gas_Unit Heater_E5_Baseline Forecast | Industrial | Food Products | Existing | Space Heating | Natural Gas | Unit Heater | E5 |  | Baseline Forecast | 0 | 0 | 0 | 0 | 0 | 0 | 0 | 0 | 0 | 0 | 0 | 0 | 0 | 0 | 0 | 0 | 0 | 0 | 0 | 0 | 0 | 0 | 0 | 0 | 0
Industrial_Food Products_Existing_Space Heating_Natural Gas_Unit Heater_E6_Baseline Forecast | Industrial | Food Products | Existing | Space Heating | Natural Gas | Unit Heater | E6 |  | Baseline Forecast | 0 | 0 | 0 | 0 | 0 | 0 | 0 | 0 | 0 | 0 | 0 | 0 | 0 | 0 | 0 | 0 | 0 | 0 | 0 | 0 | 0 | 0 | 0 | 0 | 0
Industrial_Food Products_Existing_Space Heating_Natural Gas_Unit Heater_E7_Baseline Forecast | Industrial | Food Products | Existing | Space Heating | Natural Gas | Unit Heater | E7 |  | Baseline Forecast | 0 | 0 | 0 | 0 | 0 | 0 | 0 | 0 | 0 | 0 | 0 | 0 | 0 | 0 | 0 | 0 | 0 | 0 | 0 | 0 | 0 | 0 | 0 | 0 | 0
Industrial_Food Products_Existing_Space Heating_Natural Gas_Unit Heater_E8_Baseline Forecast | Industrial | Food Products | Existing | Space Heating | Natural Gas | Unit Heater | E8 |  | Baseline Forecast | 0 | 0 | 0 | 0 | 0 | 0 | 0 | 0 | 0 | 0 | 0 | 0 | 0 | 0 | 0 | 0 | 0 | 0 | 0 | 0 | 0 | 0 | 0 | 0 | 0
Industrial_Food Products_Existing_Space Heating_Natural Gas_Unit Heater_E9_Baseline Forecast | Industrial | Food Products | Existing | Space Heating | Natural Gas | Unit Heater | E9 |  | Baseline Forecast | 0 | 0 | 0 | 0 | 0 | 0 | 0 | 0 | 0 | 0 | 0 | 0 | 0 | 0 | 0 | 0 | 0 | 0 | 0 | 0 | 0 | 0 | 0 | 0 | 0
Industrial_Food Products_Existing_Space Heating_Natural Gas_Unit Heater_E10_Baseline Forecast | Industrial | Food Products | Existing | Space Heating | Natural Gas | Unit Heater | E10 |  | Baseline Forecast | 0 | 0 | 0 | 0 | 0 | 0 | 0 | 0 | 0 | 0 | 0 | 0 | 0 | 0 | 0 | 0 | 0 | 0 | 0 | 0 | 0 | 0 | 0 | 0 | 0
Industrial_Food Products_Existing_Space Heating_Natural Gas_Unit Heater_Vintage_Baseline Forecast | Industrial | Food Products | Existing | Space Heating | Natural Gas | Unit Heater | Vintage | Vintage | Baseline Forecast | 517.6589 | 508.3055 | 498.3173 | 487.3911 | 475.2762 | 461.7686 | 446.7048 | 429.9571 | 411.4292 | 391.052 | 369.1462 | 345.9955 | 321.8501 | 296.9306 | 271.4311 | 245.5223 | 219.3538 | 195.9744 | 175.0868 | 156.4256 | 139.7532 | 124.8579 | 0 | 0 | Vintage
Industrial_Food Products_Existing_Process_Natural Gas_Process Boiler_E1_Baseline Forecast | Industrial | Food Products | Existing | Process | Natural Gas | Process Boiler | E1 | Standard | Baseline Forecast | 0 | 199.7197 | 429.9385 | 683.652 | 891.8283 | 1061.7413 | 1199.5167 | 1310.3126 | 1398.4728 | 1467.6546 | 1520.9372 | 1560.9131 | 1589.7645 | 1609.328 | 1621.1496 | 1626.53 | 1626.5634 | 1622.1703 | 1614.1247 | 1603.0773 | 1589.5749 | 1574.0767 | 0 | 0 | unit
Industrial_Food Products_Existing_Process_Natural Gas_Process Boiler_E2_Baseline Forecast | Industrial | Food Products | Existing | Process | Natural Gas | Process Boiler | E2 |  | Baseline Forecast | 0 | 0 | 0 | 0 | 0 | 0 | 0 | 0 | 0 | 0 | 0 | 0 | 0 | 0 | 0 | 0 | 0 | 0 | 0 | 0 | 0 | 0 | 0 | 0 | 0
Industrial_Food Products_Existing_Process_Natural Gas_Process Boiler_E3_Baseline Forecast | Industrial | Food Products | Existing | Process | Natural Gas | Process Boiler | E3 |  | Baseline Forecast | 0 | 0 | 0 | 0 | 0 | 0 | 0 | 0 | 0 | 0 | 0 | 0 | 0 | 0 | 0 | 0 | 0 | 0 | 0 | 0 | 0 | 0 | 0 | 0 | 0
Industrial_Food Products_Existing_Process_Natural Gas_Process Boiler_E4_Baseline Forecast | Industrial | Food Products | Existing | Process | Natural Gas | Process Boiler | E4 |  | Baseline Forecast | 0 | 0 | 0 | 0 | 0 | 0 | 0 | 0 | 0 | 0 | 0 | 0 | 0 | 0 | 0 | 0 | 0 | 0 | 0 | 0 | 0 | 0 | 0 | 0 | 0
Industrial_Food Products_Existing_Process_Natural Gas_Process Boiler_E5_Baseline Forecast | Industrial | Food Products | Existing | Process | Natural Gas | Process Boiler | E5 |  | Baseline Forecast | 0 | 0 | 0 | 0 | 0 | 0 | 0 | 0 | 0 | 0 | 0 | 0 | 0 | 0 | 0 | 0 | 0 | 0 | 0 | 0 | 0 | 0 | 0 | 0 | 0
Industrial_Food Products_Existing_Process_Natural Gas_Process Boiler_E6_Baseline Forecast | Industrial | Food Products | Existing | Process | Natural Gas | Process Boiler | E6 |  | Baseline Forecast | 0 | 0 | 0 | 0 | 0 | 0 | 0 | 0 | 0 | 0 | 0 | 0 | 0 | 0 | 0 | 0 | 0 | 0 | 0 | 0 | 0 | 0 | 0 | 0 | 0
Industrial_Food Products_Existing_Process_Natural Gas_Process Boiler_E7_Baseline Forecast | Industrial | Food Products | Existing | Process | Natural Gas | Process Boiler | E7 |  | Baseline Forecast | 0 | 0 | 0 | 0 | 0 | 0 | 0 | 0 | 0 | 0 | 0 | 0 | 0 | 0 | 0 | 0 | 0 | 0 | 0 | 0 | 0 | 0 | 0 | 0 | 0
Industrial_Food Products_Existing_Process_Natural Gas_Process Boiler_E8_Baseline Forecast | Industrial | Food Products | Existing | Process | Natural Gas | Process Boiler | E8 |  | Baseline Forecast | 0 | 0 | 0 | 0 | 0 | 0 | 0 | 0 | 0 | 0 | 0 | 0 | 0 | 0 | 0 | 0 | 0 | 0 | 0 | 0 | 0 | 0 | 0 | 0 | 0
Industrial_Food Products_Existing_Process_Natural Gas_Process Boiler_E9_Baseline Forecast | Industrial | Food Products | Existing | Process | Natural Gas | Process Boiler | E9 |  | Baseline Forecast | 0 | 0 | 0 | 0 | 0 | 0 | 0 | 0 | 0 | 0 | 0 | 0 | 0 | 0 | 0 | 0 | 0 | 0 | 0 | 0 | 0 | 0 | 0 | 0 | 0
Industrial_Food Products_Existing_Process_Natural Gas_Process Boiler_E10_Baseline Forecast | Industrial | Food Products | Existing | Process | Natural Gas | Process Boiler | E10 |  | Baseline Forecast | 0 | 0 | 0 | 0 | 0 | 0 | 0 | 0 | 0 | 0 | 0 | 0 | 0 | 0 | 0 | 0 | 0 | 0 | 0 | 0 | 0 | 0 | 0 | 0 | 0
Industrial_Food Products_Existing_Process_Natural Gas_Process Boiler_Vintage_Baseline Forecast | Industrial | Food Products | Existing | Process | Natural Gas | Process Boiler | Vintage | Vintage | Baseline Forecast | 2370.9417 | 2130.3437 | 1859.9514 | 1566.7571 | 1319.7806 | 1111.7364 | 936.4873 | 788.8637 | 664.5108 | 559.7603 | 471.5222 | 397.1936 | 334.5818 | 281.8398 | 237.4119 | 199.9874 | 168.4623 | 141.9066 | 119.5371 | 100.6938 | 84.8209 | 71.4501 | 0 | 0 | Vintage
Industrial_Food Products_Existing_Process_Natural Gas_Process Heating_E1_Baseline Forecast | Industrial | Food Products | Existing | Process | Natural Gas | Process Heating | E1 | Standard | Baseline Forecast | 0 | 199.7197 | 429.9385 | 683.652 | 891.8283 | 1061.7413 | 1199.5167 | 1310.3126 | 1398.4728 | 1467.6546 | 1520.9372 | 1560.9131 | 1589.7645 | 1609.328 | 1621.1496 | 1626.53 | 1626.5634 | 1622.1703 | 1614.1247 | 1603.0773 | 1589.5749 | 1574.0767 | 0 | 0 | unit
Industrial_Food Products_Existing_Process_Natural Gas_Process Heating_E2_Baseline Forecast | Industrial | Food Products | Existing | Process | Natural Gas | Process Heating | E2 |  | Baseline Forecast | 0 | 0 | 0 | 0 | 0 | 0 | 0 | 0 | 0 | 0 | 0 | 0 | 0 | 0 | 0 | 0 | 0 | 0 | 0 | 0 | 0 | 0 | 0 | 0 | 0
Industrial_Food Products_Existing_Process_Natural Gas_Process Heating_E3_Baseline Forecast | Industrial | Food Products | Existing | Process | Natural Gas | Process Heating | E3 |  | Baseline Forecast | 0 | 0 | 0 | 0 | 0 | 0 | 0 | 0 | 0 | 0 | 0 | 0 | 0 | 0 | 0 | 0 | 0 | 0 | 0 | 0 | 0 | 0 | 0 | 0 | 0
Industrial_Food Products_Existing_Process_Natural Gas_Process Heating_E4_Baseline Forecast | Industrial | Food Products | Existing | Process | Natural Gas | Process Heating | E4 |  | Baseline Forecast | 0 | 0 | 0 | 0 | 0 | 0 | 0 | 0 | 0 | 0 | 0 | 0 | 0 | 0 | 0 | 0 | 0 | 0 | 0 | 0 | 0 | 0 | 0 | 0 | 0
Industrial_Food Products_Existing_Process_Natural Gas_Process Heating_E5_Baseline Forecast | Industrial | Food Products | Existing | Process | Natural Gas | Process Heating | E5 |  | Baseline Forecast | 0 | 0 | 0 | 0 | 0 | 0 | 0 | 0 | 0 | 0 | 0 | 0 | 0 | 0 | 0 | 0 | 0 | 0 | 0 | 0 | 0 | 0 | 0 | 0 | 0
Industrial_Food Products_Existing_Process_Natural Gas_Process Heating_E6_Baseline Forecast | Industrial | Food Products | Existing | Process | Natural Gas | Process Heating | E6 |  | Baseline Forecast | 0 | 0 | 0 | 0 | 0 | 0 | 0 | 0 | 0 | 0 | 0 | 0 | 0 | 0 | 0 | 0 | 0 | 0 | 0 | 0 | 0 | 0 | 0 | 0 | 0
Industrial_Food Products_Existing_Process_Natural Gas_Process Heating_E7_Baseline Forecast | Industrial | Food Products | Existing | Process | Natural Gas | Process Heating | E7 |  | Baseline Forecast | 0 | 0 | 0 | 0 | 0 | 0 | 0 | 0 | 0 | 0 | 0 | 0 | 0 | 0 | 0 | 0 | 0 | 0 | 0 | 0 | 0 | 0 | 0 | 0 | 0
Industrial_Food Products_Existing_Process_Natural Gas_Process Heating_E8_Baseline Forecast | Industrial | Food Products | Existing | Process | Natural Gas | Process Heating | E8 |  | Baseline Forecast | 0 | 0 | 0 | 0 | 0 | 0 | 0 | 0 | 0 | 0 | 0 | 0 | 0 | 0 | 0 | 0 | 0 | 0 | 0 | 0 | 0 | 0 | 0 | 0 | 0
Industrial_Food Products_Existing_Process_Natural Gas_Process Heating_E9_Baseline Forecast | Industrial | Food Products | Existing | Process | Natural Gas | Process Heating | E9 |  | Baseline Forecast | 0 | 0 | 0 | 0 | 0 | 0 | 0 | 0 | 0 | 0 | 0 | 0 | 0 | 0 | 0 | 0 | 0 | 0 | 0 | 0 | 0 | 0 | 0 | 0 | 0
Industrial_Food Products_Existing_Process_Natural Gas_Process Heating_E10_Baseline Forecast | Industrial | Food Products | Existing | Process | Natural Gas | Process Heating | E10 |  | Baseline Forecast | 0 | 0 | 0 | 0 | 0 | 0 | 0 | 0 | 0 | 0 | 0 | 0 | 0 | 0 | 0 | 0 | 0 | 0 | 0 | 0 | 0 | 0 | 0 | 0 | 0
Industrial_Food Products_Existing_Process_Natural Gas_Process Heating_Vintage_Baseline Forecast | Industrial | Food Products | Existing | Process | Natural Gas | Process Heating | Vintage | Vintage | Baseline Forecast | 2370.9417 | 2130.3437 | 1859.9514 | 1566.7571 | 1319.7806 | 1111.7364 | 936.4873 | 788.8637 | 664.5108 | 559.7603 | 471.5222 | 397.1936 | 334.5818 | 281.8398 | 237.4119 | 199.9874 | 168.4623 | 141.9066 | 119.5371 | 100.6938 | 84.8209 | 71.4501 | 0 | 0 | Vintage
Industrial_Food Products_Existing_Process_Natural Gas_Process Cooling_E1_Baseline Forecast | Industrial | Food Products | Existing | Process | Natural Gas | Process Cooling | E1 | Standard | Baseline Forecast | 0 | 199.7197 | 429.9385 | 683.652 | 891.8283 | 1061.7413 | 1199.5167 | 1310.3126 | 1398.4728 | 1467.6546 | 1520.9372 | 1560.9131 | 1589.7645 | 1609.328 | 1621.1496 | 1626.53 | 1626.5634 | 1622.1703 | 1614.1247 | 1603.0773 | 1589.5749 | 1574.0767 | 0 | 0 | unit
Industrial_Food Products_Existing_Process_Natural Gas_Process Cooling_E2_Baseline Forecast | Industrial | Food Products | Existing | Process | Natural Gas | Process Cooling | E2 |  | Baseline Forecast | 0 | 0 | 0 | 0 | 0 | 0 | 0 | 0 | 0 | 0 | 0 | 0 | 0 | 0 | 0 | 0 | 0 | 0 | 0 | 0 | 0 | 0 | 0 | 0 | 0
Industrial_Food Products_Existing_Process_Natural Gas_Process Cooling_E3_Baseline Forecast | Industrial | Food Products | Existing | Process | Natural Gas | Process Cooling | E3 |  | Baseline Forecast | 0 | 0 | 0 | 0 | 0 | 0 | 0 | 0 | 0 | 0 | 0 | 0 | 0 | 0 | 0 | 0 | 0 | 0 | 0 | 0 | 0 | 0 | 0 | 0 | 0
Industrial_Food Products_Existing_Process_Natural Gas_Process Cooling_E4_Baseline Forecast | Industrial | Food Products | Existing | Process | Natural Gas | Process Cooling | E4 |  | Baseline Forecast | 0 | 0 | 0 | 0 | 0 | 0 | 0 | 0 | 0 | 0 | 0 | 0 | 0 | 0 | 0 | 0 | 0 | 0 | 0 | 0 | 0 | 0 | 0 | 0 | 0
Industrial_Food Products_Existing_Process_Natural Gas_Process Cooling_E5_Baseline Forecast | Industrial | Food Products | Existing | Process | Natural Gas | Process Cooling | E5 |  | Baseline Forecast | 0 | 0 | 0 | 0 | 0 | 0 | 0 | 0 | 0 | 0 | 0 | 0 | 0 | 0 | 0 | 0 | 0 | 0 | 0 | 0 | 0 | 0 | 0 | 0 | 0
Industrial_Food Products_Existing_Process_Natural Gas_Process Cooling_E6_Baseline Forecast | Industrial | Food Products | Existing | Process | Natural Gas | Process Cooling | E6 |  | Baseline Forecast | 0 | 0 | 0 | 0 | 0 | 0 | 0 | 0 | 0 | 0 | 0 | 0 | 0 | 0 | 0 | 0 | 0 | 0 | 0 | 0 | 0 | 0 | 0 | 0 | 0
Industrial_Food Products_Existing_Process_Natural Gas_Process Cooling_E7_Baseline Forecast | Industrial | Food Products | Existing | Process | Natural Gas | Process Cooling | E7 |  | Baseline Forecast | 0 | 0 | 0 | 0 | 0 | 0 | 0 | 0 | 0 | 0 | 0 | 0 | 0 | 0 | 0 | 0 | 0 | 0 | 0 | 0 | 0 | 0 | 0 | 0 | 0
Industrial_Food Products_Existing_Process_Natural Gas_Process Cooling_E8_Baseline Forecast | Industrial | Food Products | Existing | Process | Natural Gas | Process Cooling | E8 |  | Baseline Forecast | 0 | 0 | 0 | 0 | 0 | 0 | 0 | 0 | 0 | 0 | 0 | 0 | 0 | 0 | 0 | 0 | 0 | 0 | 0 | 0 | 0 | 0 | 0 | 0 | 0
Industrial_Food Products_Existing_Process_Natural Gas_Process Cooling_E9_Baseline Forecast | Industrial | Food Products | Existing | Process | Natural Gas | Process Cooling | E9 |  | Baseline Forecast | 0 | 0 | 0 | 0 | 0 | 0 | 0 | 0 | 0 | 0 | 0 | 0 | 0 | 0 | 0 | 0 | 0 | 0 | 0 | 0 | 0 | 0 | 0 | 0 | 0
Industrial_Food Products_Existing_Process_Natural Gas_Process Cooling_E10_Baseline Forecast | Industrial | Food Products | Existing | Process | Natural Gas | Process Cooling | E10 |  | Baseline Forecast | 0 | 0 | 0 | 0 | 0 | 0 | 0 | 0 | 0 | 0 | 0 | 0 | 0 | 0 | 0 | 0 | 0 | 0 | 0 | 0 | 0 | 0 | 0 | 0 | 0
Industrial_Food Products_Existing_Process_Natural Gas_Process Cooling_Vintage_Baseline Forecast | Industrial | Food Products | Existing | Process | Natural Gas | Process Cooling | Vintage | Vintage | Baseline Forecast | 2370.9417 | 2130.3437 | 1859.9514 | 1566.7571 | 1319.7806 | 1111.7364 | 936.4873 | 788.8637 | 664.5108 | 559.7603 | 471.5222 | 397.1936 | 334.5818 | 281.8398 | 237.4119 | 199.9874 | 168.4623 | 141.9066 | 119.5371 | 100.6938 | 84.8209 | 71.4501 | 0 | 0 | Vintage
Industrial_Food Products_Existing_Process_Natural Gas_Other Process_E1_Baseline Forecast | Industrial | Food Products | Existing | Process | Natural Gas | Other Process | E1 | Standard | Baseline Forecast | 0 | 199.7197 | 429.9385 | 683.652 | 891.8283 | 1061.7413 | 1199.5167 | 1310.3126 | 1398.4728 | 1467.6546 | 1520.9372 | 1560.9131 | 1589.7645 | 1609.328 | 1621.1496 | 1626.53 | 1626.5634 | 1622.1703 | 1614.1247 | 1603.0773 | 1589.5749 | 1574.0767 | 0 | 0 | unit
Industrial_Food Products_Existing_Process_Natural Gas_Other Process_E2_Baseline Forecast | Industrial | Food Products | Existing | Process | Natural Gas | Other Process | E2 |  | Baseline Forecast | 0 | 0 | 0 | 0 | 0 | 0 | 0 | 0 | 0 | 0 | 0 | 0 | 0 | 0 | 0 | 0 | 0 | 0 | 0 | 0 | 0 | 0 | 0 | 0 | 0
Industrial_Food Products_Existing_Process_Natural Gas_Other Process_E3_Baseline Forecast | Industrial | Food Products | Existing | Process | Natural Gas | Other Process | E3 |  | Baseline Forecast | 0 | 0 | 0 | 0 | 0 | 0 | 0 | 0 | 0 | 0 | 0 | 0 | 0 | 0 | 0 | 0 | 0 | 0 | 0 | 0 | 0 | 0 | 0 | 0 | 0
Industrial_Food Products_Existing_Process_Natural Gas_Other Process_E4_Baseline Forecast | Industrial | Food Products | Existing | Process | Natural Gas | Other Process | E4 |  | Baseline Forecast | 0 | 0 | 0 | 0 | 0 | 0 | 0 | 0 | 0 | 0 | 0 | 0 | 0 | 0 | 0 | 0 | 0 | 0 | 0 | 0 | 0 | 0 | 0 | 0 | 0
Industrial_Food Products_Existing_Process_Natural Gas_Other Process_E5_Baseline Forecast | Industrial | Food Products | Existing | Process | Natural Gas | Other Process | E5 |  | Baseline Forecast | 0 | 0 | 0 | 0 | 0 | 0 | 0 | 0 | 0 | 0 | 0 | 0 | 0 | 0 | 0 | 0 | 0 | 0 | 0 | 0 | 0 | 0 | 0 | 0 | 0
Industrial_Food Products_Existing_Process_Natural Gas_Other Process_E6_Baseline Forecast | Industrial | Food Products | Existing | Process | Natural Gas | Other Process | E6 |  | Baseline Forecast | 0 | 0 | 0 | 0 | 0 | 0 | 0 | 0 | 0 | 0 | 0 | 0 | 0 | 0 | 0 | 0 | 0 | 0 | 0 | 0 | 0 | 0 | 0 | 0 | 0
Industrial_Food Products_Existing_Process_Natural Gas_Other Process_E7_Baseline Forecast | Industrial | Food Products | Existing | Process | Natural Gas | Other Process | E7 |  | Baseline Forecast | 0 | 0 | 0 | 0 | 0 | 0 | 0 | 0 | 0 | 0 | 0 | 0 | 0 | 0 | 0 | 0 | 0 | 0 | 0 | 0 | 0 | 0 | 0 | 0 | 0
Industrial_Food Products_Existing_Process_Natural Gas_Other Process_E8_Baseline Forecast | Industrial | Food Products | Existing | Process | Natural Gas | Other Process | E8 |  | Baseline Forecast | 0 | 0 | 0 | 0 | 0 | 0 | 0 | 0 | 0 | 0 | 0 | 0 | 0 | 0 | 0 | 0 | 0 | 0 | 0 | 0 | 0 | 0 | 0 | 0 | 0
Industrial_Food Products_Existing_Process_Natural Gas_Other Process_E9_Baseline Forecast | Industrial | Food Products | Existing | Process | Natural Gas | Other Process | E9 |  | Baseline Forecast | 0 | 0 | 0 | 0 | 0 | 0 | 0 | 0 | 0 | 0 | 0 | 0 | 0 | 0 | 0 | 0 | 0 | 0 | 0 | 0 | 0 | 0 | 0 | 0 | 0
Industrial_Food Products_Existing_Process_Natural Gas_Other Process_E10_Baseline Forecast | Industrial | Food Products | Existing | Process | Natural Gas | Other Process | E10 |  | Baseline Forecast | 0 | 0 | 0 | 0 | 0 | 0 | 0 | 0 | 0 | 0 | 0 | 0 | 0 | 0 | 0 | 0 | 0 | 0 | 0 | 0 | 0 | 0 | 0 | 0 | 0
Industrial_Food Products_Existing_Process_Natural Gas_Other Process_Vintage_Baseline Forecast | Industrial | Food Products | Existing | Process | Natural Gas | Other Process | Vintage | Vintage | Baseline Forecast | 2370.9417 | 2130.3437 | 1859.9514 | 1566.7571 | 1319.7806 | 1111.7364 | 936.4873 | 788.8637 | 664.5108 | 559.7603 | 471.5222 | 397.1936 | 334.5818 | 281.8398 | 237.4119 | 199.9874 | 168.4623 | 141.9066 | 119.5371 | 100.6938 | 84.8209 | 71.4501 | 0 | 0 | Vintage
Industrial_Food Products_Existing_Miscellaneous_Natural Gas_Miscellaneous_E1_Baseline Forecast | Industrial | Food Products | Existing | Miscellaneous | Natural Gas | Miscellaneous | E1 | Standard | Baseline Forecast | 0 | 199.7197 | 429.9385 | 683.652 | 891.8283 | 1061.7413 | 1199.5167 | 1310.3126 | 1398.4728 | 1467.6546 | 1520.9372 | 1560.9131 | 1589.7645 | 1609.328 | 1621.1496 | 1626.53 | 1626.5634 | 1622.1703 | 1614.1247 | 1603.0773 | 1589.5749 | 1574.0767 | 0 | 0 | unit
Industrial_Food Products_Existing_Miscellaneous_Natural Gas_Miscellaneous_E2_Baseline Forecast | Industrial | Food Products | Existing | Miscellaneous | Natural Gas | Miscellaneous | E2 |  | Baseline Forecast | 0 | 0 | 0 | 0 | 0 | 0 | 0 | 0 | 0 | 0 | 0 | 0 | 0 | 0 | 0 | 0 | 0 | 0 | 0 | 0 | 0 | 0 | 0 | 0 | 0
Industrial_Food Products_Existing_Miscellaneous_Natural Gas_Miscellaneous_E3_Baseline Forecast | Industrial | Food Products | Existing | Miscellaneous | Natural Gas | Miscellaneous | E3 |  | Baseline Forecast | 0 | 0 | 0 | 0 | 0 | 0 | 0 | 0 | 0 | 0 | 0 | 0 | 0 | 0 | 0 | 0 | 0 | 0 | 0 | 0 | 0 | 0 | 0 | 0 | 0
Industrial_Food Products_Existing_Miscellaneous_Natural Gas_Miscellaneous_E4_Baseline Forecast | Industrial | Food Products | Existing | Miscellaneous | Natural Gas | Miscellaneous | E4 |  | Baseline Forecast | 0 | 0 | 0 | 0 | 0 | 0 | 0 | 0 | 0 | 0 | 0 | 0 | 0 | 0 | 0 | 0 | 0 | 0 | 0 | 0 | 0 | 0 | 0 | 0 | 0
Industrial_Food Products_Existing_Miscellaneous_Natural Gas_Miscellaneous_E5_Baseline Forecast | Industrial | Food Products | Existing | Miscellaneous | Natural Gas | Miscellaneous | E5 |  | Baseline Forecast | 0 | 0 | 0 | 0 | 0 | 0 | 0 | 0 | 0 | 0 | 0 | 0 | 0 | 0 | 0 | 0 | 0 | 0 | 0 | 0 | 0 | 0 | 0 | 0 | 0
Industrial_Food Products_Existing_Miscellaneous_Natural Gas_Miscellaneous_E6_Baseline Forecast | Industrial | Food Products | Existing | Miscellaneous | Natural Gas | Miscellaneous | E6 |  | Baseline Forecast | 0 | 0 | 0 | 0 | 0 | 0 | 0 | 0 | 0 | 0 | 0 | 0 | 0 | 0 | 0 | 0 | 0 | 0 | 0 | 0 | 0 | 0 | 0 | 0 | 0
Industrial_Food Products_Existing_Miscellaneous_Natural Gas_Miscellaneous_E7_Baseline Forecast | Industrial | Food Products | Existing | Miscellaneous | Natural Gas | Miscellaneous | E7 |  | Baseline Forecast | 0 | 0 | 0 | 0 | 0 | 0 | 0 | 0 | 0 | 0 | 0 | 0 | 0 | 0 | 0 | 0 | 0 | 0 | 0 | 0 | 0 | 0 | 0 | 0 | 0
Industrial_Food Products_Existing_Miscellaneous_Natural Gas_Miscellaneous_E8_Baseline Forecast | Industrial | Food Products | Existing | Miscellaneous | Natural Gas | Miscellaneous | E8 |  | Baseline Forecast | 0 | 0 | 0 | 0 | 0 | 0 | 0 | 0 | 0 | 0 | 0 | 0 | 0 | 0 | 0 | 0 | 0 | 0 | 0 | 0 | 0 | 0 | 0 | 0 | 0
Industrial_Food Products_Existing_Miscellaneous_Natural Gas_Miscellaneous_E9_Baseline Forecast | Industrial | Food Products | Existing | Miscellaneous | Natural Gas | Miscellaneous | E9 |  | Baseline Forecast | 0 | 0 | 0 | 0 | 0 | 0 | 0 | 0 | 0 | 0 | 0 | 0 | 0 | 0 | 0 | 0 | 0 | 0 | 0 | 0 | 0 | 0 | 0 | 0 | 0
Industrial_Food Products_Existing_Miscellaneous_Natural Gas_Miscellaneous_E10_Baseline Forecast | Industrial | Food Products | Existing | Miscellaneous | Natural Gas | Miscellaneous | E10 |  | Baseline Forecast | 0 | 0 | 0 | 0 | 0 | 0 | 0 | 0 | 0 | 0 | 0 | 0 | 0 | 0 | 0 | 0 | 0 | 0 | 0 | 0 | 0 | 0 | 0 | 0 | 0
Industrial_Food Products_Existing_Miscellaneous_Natural Gas_Miscellaneous_Vintage_Baseline Forecast | Industrial | Food Products | Existing | Miscellaneous | Natural Gas | Miscellaneous | Vintage | Vintage | Baseline Forecast | 2370.9417 | 2130.3437 | 1859.9514 | 1566.7571 | 1319.7806 | 1111.7364 | 936.4873 | 788.8637 | 664.5108 | 559.7603 | 471.5222 | 397.1936 | 334.5818 | 281.8398 | 237.4119 | 199.9874 | 168.4623 | 141.9066 | 119.5371 | 100.6938 | 84.8209 | 71.4501 | 0 | 0 | Vintage
Industrial_Food Products_New_Space Heating_Natural Gas_Furnace_E1_Baseline Forecast | Industrial | Food Products | New | Space Heating | Natural Gas | Furnace | E1 | AFUE 80% (Standard) | Baseline Forecast | 0 | 41.3926 | 42.3837 | 73.9675 | 105.4738 | 140.7874 | 162.0547 | 186.7432 | 211.1206 | 238.5413 | 258.9642 | 282.4532 | 305.6307 | 332.5173 | 350.7653 | 372.9433 | 395.1044 | 420.903 | 437.9437 | 458.9419 | 479.3682 | 499.7341 | 0 | 0 | kBtu/hr
Industrial_Food Products_New_Space Heating_Natural Gas_Furnace_E2_Baseline Forecast | Industrial | Food Products | New | Space Heating | Natural Gas | Furnace | E2 | AFUE 90% | Baseline Forecast | 0 | 0 | 0 | 0 | 0 | 0 | 0 | 0 | 0 | 0 | 0 | 0 | 0 | 0 | 0 | 0 | 0 | 0 | 0 | 0 | 0 | 0 | 0 | 0 | kBtu/hr
Industrial_Food Products_New_Space Heating_Natural Gas_Furnace_E3_Baseline Forecast | Industrial | Food Products | New | Space Heating | Natural Gas | Furnace | E3 | AFUE 96% | Baseline Forecast | 0 | 0 | 0 | 0 | 0 | 0 | 0 | 0 | 0 | 0 | 0 | 0 | 0 | 0 | 0 | 0 | 0 | 0 | 0 | 0 | 0 | 0 | 0 | 0 | kBtu/hr
Industrial_Food Products_New_Space Heating_Natural Gas_Furnace_E4_Baseline Forecast | Industrial | Food Products | New | Space Heating | Natural Gas | Furnace | E4 |  | Baseline Forecast | 0 | 0 | 0 | 0 | 0 | 0 | 0 | 0 | 0 | 0 | 0 | 0 | 0 | 0 | 0 | 0 | 0 | 0 | 0 | 0 | 0 | 0 | 0 | 0 | 0
Industrial_Food Products_New_Space Heating_Natural Gas_Furnace_E5_Baseline Forecast | Industrial | Food Products | New | Space Heating | Natural Gas | Furnace | E5 |  | Baseline Forecast | 0 | 0 | 0 | 0 | 0 | 0 | 0 | 0 | 0 | 0 | 0 | 0 | 0 | 0 | 0 | 0 | 0 | 0 | 0 | 0 | 0 | 0 | 0 | 0 | 0
Industrial_Food Products_New_Space Heating_Natural Gas_Furnace_E6_Baseline Forecast | Industrial | Food Products | New | Space Heating | Natural Gas | Furnace | E6 |  | Baseline Forecast | 0 | 0 | 0 | 0 | 0 | 0 | 0 | 0 | 0 | 0 | 0 | 0 | 0 | 0 | 0 | 0 | 0 | 0 | 0 | 0 | 0 | 0 | 0 | 0 | 0
Industrial_Food Products_New_Space Heating_Natural Gas_Furnace_E7_Baseline Forecast | Industrial | Food Products | New | Space Heating | Natural Gas | Furnace | E7 |  | Baseline Forecast | 0 | 0 | 0 | 0 | 0 | 0 | 0 | 0 | 0 | 0 | 0 | 0 | 0 | 0 | 0 | 0 | 0 | 0 | 0 | 0 | 0 | 0 | 0 | 0 | 0
Industrial_Food Products_New_Space Heating_Natural Gas_Furnace_E8_Baseline Forecast | Industrial | Food Products | New | Space Heating | Natural Gas | Furnace | E8 |  | Baseline Forecast | 0 | 0 | 0 | 0 | 0 | 0 | 0 | 0 | 0 | 0 | 0 | 0 | 0 | 0 | 0 | 0 | 0 | 0 | 0 | 0 | 0 | 0 | 0 | 0 | 0
Industrial_Food Products_New_Space Heating_Natural Gas_Furnace_E9_Baseline Forecast | Industrial | Food Products | New | Space Heating | Natural Gas | Furnace | E9 |  | Baseline Forecast | 0 | 0 | 0 | 0 | 0 | 0 | 0 | 0 | 0 | 0 | 0 | 0 | 0 | 0 | 0 | 0 | 0 | 0 | 0 | 0 | 0 | 0 | 0 | 0 | 0
Industrial_Food Products_New_Space Heating_Natural Gas_Furnace_E10_Baseline Forecast | Industrial | Food Products | New | Space Heating | Natural Gas | Furnace | E10 |  | Baseline Forecast | 0 | 0 | 0 | 0 | 0 | 0 | 0 | 0 | 0 | 0 | 0 | 0 | 0 | 0 | 0 | 0 | 0 | 0 | 0 | 0 | 0 | 0 | 0 | 0 | 0
Industrial_Food Products_New_Space Heating_Natural Gas_Furnace_Vintage_Baseline Forecast | Industrial | Food Products | New | Space Heating | Natural Gas | Furnace | Vintage | Vintage | Baseline Forecast | 0 | 0 | 0 | 0 | 0 | 0 | 0 | 0 | 0 | 0 | 0 | 0 | 0 | 0 | 0 | 0 | 0 | 0 | 0 | 0 | 0 | 0 | 0 | 0 | Vintage
Industrial_Food Products_New_Space Heating_Natural Gas_Boiler_E1_Baseline Forecast | Industrial | Food Products | New | Space Heating | Natural Gas | Boiler | E1 | AFUE 80% (Standard) | Baseline Forecast | 0 | 51.88 | 53.1222 | 92.7083 | 132.1972 | 176.458 | 203.1137 | 234.0574 | 264.6111 | 298.9793 | 324.5765 | 354.0169 | 383.0668 | 416.7655 | 439.6369 | 467.4339 | 495.2099 | 527.5449 | 548.9031 | 575.2215 | 600.8231 | 626.3491 | 0 | 0 | kBtu/hr
Industrial_Food Products_New_Space Heating_Natural Gas_Boiler_E2_Baseline Forecast | Industrial | Food Products | New | Space Heating | Natural Gas | Boiler | E2 | AFUE 85% | Baseline Forecast | 0 | 0 | 0 | 0 | 0 | 0 | 0 | 0 | 0 | 0 | 0 | 0 | 0 | 0 | 0 | 0 | 0 | 0 | 0 | 0 | 0 | 0 | 0 | 0 | kBtu/hr
Industrial_Food Products_New_Space Heating_Natural Gas_Boiler_E3_Baseline Forecast | Industrial | Food Products | New | Space Heating | Natural Gas | Boiler | E3 | AFUE 97% | Baseline Forecast | 0 | 0 | 0 | 0 | 0 | 0 | 0 | 0 | 0 | 0 | 0 | 0 | 0 | 0 | 0 | 0 | 0 | 0 | 0 | 0 | 0 | 0 | 0 | 0 | kBtu/hr
Industrial_Food Products_New_Space Heating_Natural Gas_Boiler_E4_Baseline Forecast | Industrial | Food Products | New | Space Heating | Natural Gas | Boiler | E4 | Convert to NG Air Source Heat Pump | Baseline Forecast | 0 | 0 | 0 | 0 | 0 | 0 | 0 | 0 | 0 | 0 | 0 | 0 | 0 | 0 | 0 | 0 | 0 | 0 | 0 | 0 | 0 | 0 | 0 | 0 | kBtu/hr
Industrial_Food Products_New_Space Heating_Natural Gas_Boiler_E5_Baseline Forecast | Industrial | Food Products | New | Space Heating | Natural Gas | Boiler | E5 |  | Baseline Forecast | 0 | 0 | 0 | 0 | 0 | 0 | 0 | 0 | 0 | 0 | 0 | 0 | 0 | 0 | 0 | 0 | 0 | 0 | 0 | 0 | 0 | 0 | 0 | 0 | 0
Industrial_Food Products_New_Space Heating_Natural Gas_Boiler_E6_Baseline Forecast | Industrial | Food Products | New | Space Heating | Natural Gas | Boiler | E6 |  | Baseline Forecast | 0 | 0 | 0 | 0 | 0 | 0 | 0 | 0 | 0 | 0 | 0 | 0 | 0 | 0 | 0 | 0 | 0 | 0 | 0 | 0 | 0 | 0 | 0 | 0 | 0
Industrial_Food Products_New_Space Heating_Natural Gas_Boiler_E7_Baseline Forecast | Industrial | Food Products | New | Space Heating | Natural Gas | Boiler | E7 |  | Baseline Forecast | 0 | 0 | 0 | 0 | 0 | 0 | 0 | 0 | 0 | 0 | 0 | 0 | 0 | 0 | 0 | 0 | 0 | 0 | 0 | 0 | 0 | 0 | 0 | 0 | 0
Industrial_Food Products_New_Space Heating_Natural Gas_Boiler_E8_Baseline Forecast | Industrial | Food Products | New | Space Heating | Natural Gas | Boiler | E8 |  | Baseline Forecast | 0 | 0 | 0 | 0 | 0 | 0 | 0 | 0 | 0 | 0 | 0 | 0 | 0 | 0 | 0 | 0 | 0 | 0 | 0 | 0 | 0 | 0 | 0 | 0 | 0
Industrial_Food Products_New_Space Heating_Natural Gas_Boiler_E9_Baseline Forecast | Industrial | Food Products | New | Space Heating | Natural Gas | Boiler | E9 |  | Baseline Forecast | 0 | 0 | 0 | 0 | 0 | 0 | 0 | 0 | 0 | 0 | 0 | 0 | 0 | 0 | 0 | 0 | 0 | 0 | 0 | 0 | 0 | 0 | 0 | 0 | 0
Industrial_Food Products_New_Space Heating_Natural Gas_Boiler_E10_Baseline Forecast | Industrial | Food Products | New | Space Heating | Natural Gas | Boiler | E10 |  | Baseline Forecast | 0 | 0 | 0 | 0 | 0 | 0 | 0 | 0 | 0 | 0 | 0 | 0 | 0 | 0 | 0 | 0 | 0 | 0 | 0 | 0 | 0 | 0 | 0 | 0 | 0
Industrial_Food Products_New_Space Heating_Natural Gas_Boiler_Vintage_Baseline Forecast | Industrial | Food Products | New | Space Heating | Natural Gas | Boiler | Vintage | Vintage | Baseline Forecast | 0 | 0 | 0 | 0 | 0 | 0 | 0 | 0 | 0 | 0 | 0 | 0 | 0 | 0 | 0 | 0 | 0 | 0 | 0 | 0 | 0 | 0 | 0 | 0 | Vintage
Industrial_Food Products_New_Space Heating_Natural Gas_Unit Heater_E1_Baseline Forecast | Industrial | Food Products | New | Space Heating | Natural Gas | Unit Heater | E1 | Standard | Baseline Forecast | 0 | 27.0091 | 27.6558 | 48.2646 | 68.8228 | 91.8653 | 105.7425 | 121.852 | 137.7585 | 155.6509 | 168.977 | 184.3038 | 199.4274 | 216.9712 | 228.8783 | 243.3496 | 257.81 | 274.6438 | 285.7631 | 299.4646 | 312.793 | 326.082 | 0 | 0 | kBtu/Hr
Industrial_Food Products_New_Space Heating_Natural Gas_Unit Heater_E2_Baseline Forecast | Industrial | Food Products | New | Space Heating | Natural Gas | Unit Heater | E2 | Condensing | Baseline Forecast | 0 | 0 | 0 | 0 | 0 | 0 | 0 | 0 | 0 | 0 | 0 | 0 | 0 | 0 | 0 | 0 | 0 | 0 | 0 | 0 | 0 | 0 | 0 | 0 | kBtu/Hr
Industrial_Food Products_New_Space Heating_Natural Gas_Unit Heater_E3_Baseline Forecast | Industrial | Food Products | New | Space Heating | Natural Gas | Unit Heater | E3 | Infrared Radiant | Baseline Forecast | 0 | 0 | 0 | 0 | 0 | 0 | 0 | 0 | 0 | 0 | 0 | 0 | 0 | 0 | 0 | 0 | 0 | 0 | 0 | 0 | 0 | 0 | 0 | 0 | kBtu/Hr
Industrial_Food Products_New_Space Heating_Natural Gas_Unit Heater_E4_Baseline Forecast | Industrial | Food Products | New | Space Heating | Natural Gas | Unit Heater | E4 |  | Baseline Forecast | 0 | 0 | 0 | 0 | 0 | 0 | 0 | 0 | 0 | 0 | 0 | 0 | 0 | 0 | 0 | 0 | 0 | 0 | 0 | 0 | 0 | 0 | 0 | 0 | 0
Industrial_Food Products_New_Space Heating_Natural Gas_Unit Heater_E5_Baseline Forecast | Industrial | Food Products | New | Space Heating | Natural Gas | Unit Heater | E5 |  | Baseline Forecast | 0 | 0 | 0 | 0 | 0 | 0 | 0 | 0 | 0 | 0 | 0 | 0 | 0 | 0 | 0 | 0 | 0 | 0 | 0 | 0 | 0 | 0 | 0 | 0 | 0
Industrial_Food Products_New_Space Heating_Natural Gas_Unit Heater_E6_Baseline Forecast | Industrial | Food Products | New | Space Heating | Natural Gas | Unit Heater | E6 |  | Baseline Forecast | 0 | 0 | 0 | 0 | 0 | 0 | 0 | 0 | 0 | 0 | 0 | 0 | 0 | 0 | 0 | 0 | 0 | 0 | 0 | 0 | 0 | 0 | 0 | 0 | 0
Industrial_Food Products_New_Space Heating_Natural Gas_Unit Heater_E7_Baseline Forecast | Industrial | Food Products | New | Space Heating | Natural Gas | Unit Heater | E7 |  | Baseline Forecast | 0 | 0 | 0 | 0 | 0 | 0 | 0 | 0 | 0 | 0 | 0 | 0 | 0 | 0 | 0 | 0 | 0 | 0 | 0 | 0 | 0 | 0 | 0 | 0 | 0
Industrial_Food Products_New_Space Heating_Natural Gas_Unit Heater_E8_Baseline Forecast | Industrial | Food Products | New | Space Heating | Natural Gas | Unit Heater | E8 |  | Baseline Forecast | 0 | 0 | 0 | 0 | 0 | 0 | 0 | 0 | 0 | 0 | 0 | 0 | 0 | 0 | 0 | 0 | 0 | 0 | 0 | 0 | 0 | 0 | 0 | 0 | 0
Industrial_Food Products_New_Space Heating_Natural Gas_Unit Heater_E9_Baseline Forecast | Industrial | Food Products | New | Space Heating | Natural Gas | Unit Heater | E9 |  | Baseline Forecast | 0 | 0 | 0 | 0 | 0 | 0 | 0 | 0 | 0 | 0 | 0 | 0 | 0 | 0 | 0 | 0 | 0 | 0 | 0 | 0 | 0 | 0 | 0 | 0 | 0
Industrial_Food Products_New_Space Heating_Natural Gas_Unit Heater_E10_Baseline Forecast | Industrial | Food Products | New | Space Heating | Natural Gas | Unit Heater | E10 |  | Baseline Forecast | 0 | 0 | 0 | 0 | 0 | 0 | 0 | 0 | 0 | 0 | 0 | 0 | 0 | 0 | 0 | 0 | 0 | 0 | 0 | 0 | 0 | 0 | 0 | 0 | 0
Industrial_Food Products_New_Space Heating_Natural Gas_Unit Heater_Vintage_Baseline Forecast | Industrial | Food Products | New | Space Heating | Natural Gas | Unit Heater | Vintage | Vintage | Baseline Forecast | 0 | 0 | 0 | 0 | 0 | 0 | 0 | 0 | 0 | 0 | 0 | 0 | 0 | 0 | 0 | 0 | 0 | 0 | 0 | 0 | 0 | 0 | 0 | 0 | Vintage
Industrial_Food Products_New_Process_Natural Gas_Process Boiler_E1_Baseline Forecast | Industrial | Food Products | New | Process | Natural Gas | Process Boiler | E1 | Standard | Baseline Forecast | 0 | 123.7051 | 126.6671 | 221.058 | 315.2171 | 420.7547 | 484.3137 | 558.0973 | 630.951 | 712.9002 | 773.9355 | 844.1344 | 913.4023 | 993.7551 | 1048.2907 | 1114.5713 | 1180.8016 | 1257.9028 | 1308.8303 | 1371.5851 | 1432.6307 | 1493.496 | 0 | 0 | unit
Industrial_Food Products_New_Process_Natural Gas_Process Boiler_E2_Baseline Forecast | Industrial | Food Products | New | Process | Natural Gas | Process Boiler | E2 |  | Baseline Forecast | 0 | 0 | 0 | 0 | 0 | 0 | 0 | 0 | 0 | 0 | 0 | 0 | 0 | 0 | 0 | 0 | 0 | 0 | 0 | 0 | 0 | 0 | 0 | 0 | 0
Industrial_Food Products_New_Process_Natural Gas_Process Boiler_E3_Baseline Forecast | Industrial | Food Products | New | Process | Natural Gas | Process Boiler | E3 |  | Baseline Forecast | 0 | 0 | 0 | 0 | 0 | 0 | 0 | 0 | 0 | 0 | 0 | 0 | 0 | 0 | 0 | 0 | 0 | 0 | 0 | 0 | 0 | 0 | 0 | 0 | 0
Industrial_Food Products_New_Process_Natural Gas_Process Boiler_E4_Baseline Forecast | Industrial | Food Products | New | Process | Natural Gas | Process Boiler | E4 |  | Baseline Forecast | 0 | 0 | 0 | 0 | 0 | 0 | 0 | 0 | 0 | 0 | 0 | 0 | 0 | 0 | 0 | 0 | 0 | 0 | 0 | 0 | 0 | 0 | 0 | 0 | 0
Industrial_Food Products_New_Process_Natural Gas_Process Boiler_E5_Baseline Forecast | Industrial | Food Products | New | Process | Natural Gas | Process Boiler | E5 |  | Baseline Forecast | 0 | 0 | 0 | 0 | 0 | 0 | 0 | 0 | 0 | 0 | 0 | 0 | 0 | 0 | 0 | 0 | 0 | 0 | 0 | 0 | 0 | 0 | 0 | 0 | 0
Industrial_Food Products_New_Process_Natural Gas_Process Boiler_E6_Baseline Forecast | Industrial | Food Products | New | Process | Natural Gas | Process Boiler | E6 |  | Baseline Forecast | 0 | 0 | 0 | 0 | 0 | 0 | 0 | 0 | 0 | 0 | 0 | 0 | 0 | 0 | 0 | 0 | 0 | 0 | 0 | 0 | 0 | 0 | 0 | 0 | 0
Industrial_Food Products_New_Process_Natural Gas_Process Boiler_E7_Baseline Forecast | Industrial | Food Products | New | Process | Natural Gas | Process Boiler | E7 |  | Baseline Forecast | 0 | 0 | 0 | 0 | 0 | 0 | 0 | 0 | 0 | 0 | 0 | 0 | 0 | 0 | 0 | 0 | 0 | 0 | 0 | 0 | 0 | 0 | 0 | 0 | 0
Industrial_Food Products_New_Process_Natural Gas_Process Boiler_E8_Baseline Forecast | Industrial | Food Products | New | Process | Natural Gas | Process Boiler | E8 |  | Baseline Forecast | 0 | 0 | 0 | 0 | 0 | 0 | 0 | 0 | 0 | 0 | 0 | 0 | 0 | 0 | 0 | 0 | 0 | 0 | 0 | 0 | 0 | 0 | 0 | 0 | 0
Industrial_Food Products_New_Process_Natural Gas_Process Boiler_E9_Baseline Forecast | Industrial | Food Products | New | Process | Natural Gas | Process Boiler | E9 |  | Baseline Forecast | 0 | 0 | 0 | 0 | 0 | 0 | 0 | 0 | 0 | 0 | 0 | 0 | 0 | 0 | 0 | 0 | 0 | 0 | 0 | 0 | 0 | 0 | 0 | 0 | 0
Industrial_Food Products_New_Process_Natural Gas_Process Boiler_E10_Baseline Forecast | Industrial | Food Products | New | Process | Natural Gas | Process Boiler | E10 |  | Baseline Forecast | 0 | 0 | 0 | 0 | 0 | 0 | 0 | 0 | 0 | 0 | 0 | 0 | 0 | 0 | 0 | 0 | 0 | 0 | 0 | 0 | 0 | 0 | 0 | 0 | 0
Industrial_Food Products_New_Process_Natural Gas_Process Boiler_Vintage_Baseline Forecast | Industrial | Food Products | New | Process | Natural Gas | Process Boiler | Vintage | Vintage | Baseline Forecast | 0 | 0 | 0 | 0 | 0 | 0 | 0 | 0 | 0 | 0 | 0 | 0 | 0 | 0 | 0 | 0 | 0 | 0 | 0 | 0 | 0 | 0 | 0 | 0 | Vintage
Industrial_Food Products_New_Process_Natural Gas_Process Heating_E1_Baseline Forecast | Industrial | Food Products | New | Process | Natural Gas | Process Heating | E1 | Standard | Baseline Forecast | 0 | 123.7051 | 126.6671 | 221.058 | 315.2171 | 420.7547 | 484.3137 | 558.0973 | 630.951 | 712.9002 | 773.9355 | 844.1344 | 913.4023 | 993.7551 | 1048.2907 | 1114.5713 | 1180.8016 | 1257.9028 | 1308.8303 | 1371.5851 | 1432.6307 | 1493.496 | 0 | 0 | unit
Industrial_Food Products_New_Process_Natural Gas_Process Heating_E2_Baseline Forecast | Industrial | Food Products | New | Process | Natural Gas | Process Heating | E2 |  | Baseline Forecast | 0 | 0 | 0 | 0 | 0 | 0 | 0 | 0 | 0 | 0 | 0 | 0 | 0 | 0 | 0 | 0 | 0 | 0 | 0 | 0 | 0 | 0 | 0 | 0 | 0
Industrial_Food Products_New_Process_Natural Gas_Process Heating_E3_Baseline Forecast | Industrial | Food Products | New | Process | Natural Gas | Process Heating | E3 |  | Baseline Forecast | 0 | 0 | 0 | 0 | 0 | 0 | 0 | 0 | 0 | 0 | 0 | 0 | 0 | 0 | 0 | 0 | 0 | 0 | 0 | 0 | 0 | 0 | 0 | 0 | 0
Industrial_Food Products_New_Process_Natural Gas_Process Heating_E4_Baseline Forecast | Industrial | Food Products | New | Process | Natural Gas | Process Heating | E4 |  | Baseline Forecast | 0 | 0 | 0 | 0 | 0 | 0 | 0 | 0 | 0 | 0 | 0 | 0 | 0 | 0 | 0 | 0 | 0 | 0 | 0 | 0 | 0 | 0 | 0 | 0 | 0
Industrial_Food Products_New_Process_Natural Gas_Process Heating_E5_Baseline Forecast | Industrial | Food Products | New | Process | Natural Gas | Process Heating | E5 |  | Baseline Forecast | 0 | 0 | 0 | 0 | 0 | 0 | 0 | 0 | 0 | 0 | 0 | 0 | 0 | 0 | 0 | 0 | 0 | 0 | 0 | 0 | 0 | 0 | 0 | 0 | 0
Industrial_Food Products_New_Process_Natural Gas_Process Heating_E6_Baseline Forecast | Industrial | Food Products | New | Process | Natural Gas | Process Heating | E6 |  | Baseline Forecast | 0 | 0 | 0 | 0 | 0 | 0 | 0 | 0 | 0 | 0 | 0 | 0 | 0 | 0 | 0 | 0 | 0 | 0 | 0 | 0 | 0 | 0 | 0 | 0 | 0
Industrial_Food Products_New_Process_Natural Gas_Process Heating_E7_Baseline Forecast | Industrial | Food Products | New | Process | Natural Gas | Process Heating | E7 |  | Baseline Forecast | 0 | 0 | 0 | 0 | 0 | 0 | 0 | 0 | 0 | 0 | 0 | 0 | 0 | 0 | 0 | 0 | 0 | 0 | 0 | 0 | 0 | 0 | 0 | 0 | 0
Industrial_Food Products_New_Process_Natural Gas_Process Heating_E8_Baseline Forecast | Industrial | Food Products | New | Process | Natural Gas | Process Heating | E8 |  | Baseline Forecast | 0 | 0 | 0 | 0 | 0 | 0 | 0 | 0 | 0 | 0 | 0 | 0 | 0 | 0 | 0 | 0 | 0 | 0 | 0 | 0 | 0 | 0 | 0 | 0 | 0
Industrial_Food Products_New_Process_Natural Gas_Process Heating_E9_Baseline Forecast | Industrial | Food Products | New | Process | Natural Gas | Process Heating | E9 |  | Baseline Forecast | 0 | 0 | 0 | 0 | 0 | 0 | 0 | 0 | 0 | 0 | 0 | 0 | 0 | 0 | 0 | 0 | 0 | 0 | 0 | 0 | 0 | 0 | 0 | 0 | 0
Industrial_Food Products_New_Process_Natural Gas_Process Heating_E10_Baseline Forecast | Industrial | Food Products | New | Process | Natural Gas | Process Heating | E10 |  | Baseline Forecast | 0 | 0 | 0 | 0 | 0 | 0 | 0 | 0 | 0 | 0 | 0 | 0 | 0 | 0 | 0 | 0 | 0 | 0 | 0 | 0 | 0 | 0 | 0 | 0 | 0
Industrial_Food Products_New_Process_Natural Gas_Process Heating_Vintage_Baseline Forecast | Industrial | Food Products | New | Process | Natural Gas | Process Heating | Vintage | Vintage | Baseline Forecast | 0 | 0 | 0 | 0 | 0 | 0 | 0 | 0 | 0 | 0 | 0 | 0 | 0 | 0 | 0 | 0 | 0 | 0 | 0 | 0 | 0 | 0 | 0 | 0 | Vintage
Industrial_Food Products_New_Process_Natural Gas_Process Cooling_E1_Baseline Forecast | Industrial | Food Products | New | Process | Natural Gas | Process Cooling | E1 | Standard | Baseline Forecast | 0 | 123.7051 | 126.6671 | 221.058 | 315.2171 | 420.7547 | 484.3137 | 558.0973 | 630.951 | 712.9002 | 773.9355 | 844.1344 | 913.4023 | 993.7551 | 1048.2907 | 1114.5713 | 1180.8016 | 1257.9028 | 1308.8303 | 1371.5851 | 1432.6307 | 1493.496 | 0 | 0 | unit
Industrial_Food Products_New_Process_Natural Gas_Process Cooling_E2_Baseline Forecast | Industrial | Food Products | New | Process | Natural Gas | Process Cooling | E2 |  | Baseline Forecast | 0 | 0 | 0 | 0 | 0 | 0 | 0 | 0 | 0 | 0 | 0 | 0 | 0 | 0 | 0 | 0 | 0 | 0 | 0 | 0 | 0 | 0 | 0 | 0 | 0
Industrial_Food Products_New_Process_Natural Gas_Process Cooling_E3_Baseline Forecast | Industrial | Food Products | New | Process | Natural Gas | Process Cooling | E3 |  | Baseline Forecast | 0 | 0 | 0 | 0 | 0 | 0 | 0 | 0 | 0 | 0 | 0 | 0 | 0 | 0 | 0 | 0 | 0 | 0 | 0 | 0 | 0 | 0 | 0 | 0 | 0
Industrial_Food Products_New_Process_Natural Gas_Process Cooling_E4_Baseline Forecast | Industrial | Food Products | New | Process | Natural Gas | Process Cooling | E4 |  | Baseline Forecast | 0 | 0 | 0 | 0 | 0 | 0 | 0 | 0 | 0 | 0 | 0 | 0 | 0 | 0 | 0 | 0 | 0 | 0 | 0 | 0 | 0 | 0 | 0 | 0 | 0
Industrial_Food Products_New_Process_Natural Gas_Process Cooling_E5_Baseline Forecast | Industrial | Food Products | New | Process | Natural Gas | Process Cooling | E5 |  | Baseline Forecast | 0 | 0 | 0 | 0 | 0 | 0 | 0 | 0 | 0 | 0 | 0 | 0 | 0 | 0 | 0 | 0 | 0 | 0 | 0 | 0 | 0 | 0 | 0 | 0 | 0
Industrial_Food Products_New_Process_Natural Gas_Process Cooling_E6_Baseline Forecast | Industrial | Food Products | New | Process | Natural Gas | Process Cooling | E6 |  | Baseline Forecast | 0 | 0 | 0 | 0 | 0 | 0 | 0 | 0 | 0 | 0 | 0 | 0 | 0 | 0 | 0 | 0 | 0 | 0 | 0 | 0 | 0 | 0 | 0 | 0 | 0
Industrial_Food Products_New_Process_Natural Gas_Process Cooling_E7_Baseline Forecast | Industrial | Food Products | New | Process | Natural Gas | Process Cooling | E7 |  | Baseline Forecast | 0 | 0 | 0 | 0 | 0 | 0 | 0 | 0 | 0 | 0 | 0 | 0 | 0 | 0 | 0 | 0 | 0 | 0 | 0 | 0 | 0 | 0 | 0 | 0 | 0
Industrial_Food Products_New_Process_Natural Gas_Process Cooling_E8_Baseline Forecast | Industrial | Food Products | New | Process | Natural Gas | Process Cooling | E8 |  | Baseline Forecast | 0 | 0 | 0 | 0 | 0 | 0 | 0 | 0 | 0 | 0 | 0 | 0 | 0 | 0 | 0 | 0 | 0 | 0 | 0 | 0 | 0 | 0 | 0 | 0 | 0
Industrial_Food Products_New_Process_Natural Gas_Process Cooling_E9_Baseline Forecast | Industrial | Food Products | New | Process | Natural Gas | Process Cooling | E9 |  | Baseline Forecast | 0 | 0 | 0 | 0 | 0 | 0 | 0 | 0 | 0 | 0 | 0 | 0 | 0 | 0 | 0 | 0 | 0 | 0 | 0 | 0 | 0 | 0 | 0 | 0 | 0
Industrial_Food Products_New_Process_Natural Gas_Process Cooling_E10_Baseline Forecast | Industrial | Food Products | New | Process | Natural Gas | Process Cooling | E10 |  | Baseline Forecast | 0 | 0 | 0 | 0 | 0 | 0 | 0 | 0 | 0 | 0 | 0 | 0 | 0 | 0 | 0 | 0 | 0 | 0 | 0 | 0 | 0 | 0 | 0 | 0 | 0
Industrial_Food Products_New_Process_Natural Gas_Process Cooling_Vintage_Baseline Forecast | Industrial | Food Products | New | Process | Natural Gas | Process Cooling | Vintage | Vintage | Baseline Forecast | 0 | 0 | 0 | 0 | 0 | 0 | 0 | 0 | 0 | 0 | 0 | 0 | 0 | 0 | 0 | 0 | 0 | 0 | 0 | 0 | 0 | 0 | 0 | 0 | Vintage
Industrial_Food Products_New_Process_Natural Gas_Other Process_E1_Baseline Forecast | Industrial | Food Products | New | Process | Natural Gas | Other Process | E1 | Standard | Baseline Forecast | 0 | 123.7051 | 126.6671 | 221.058 | 315.2171 | 420.7547 | 484.3137 | 558.0973 | 630.951 | 712.9002 | 773.9355 | 844.1344 | 913.4023 | 993.7551 | 1048.2907 | 1114.5713 | 1180.8016 | 1257.9028 | 1308.8303 | 1371.5851 | 1432.6307 | 1493.496 | 0 | 0 | unit
Industrial_Food Products_New_Process_Natural Gas_Other Process_E2_Baseline Forecast | Industrial | Food Products | New | Process | Natural Gas | Other Process | E2 |  | Baseline Forecast | 0 | 0 | 0 | 0 | 0 | 0 | 0 | 0 | 0 | 0 | 0 | 0 | 0 | 0 | 0 | 0 | 0 | 0 | 0 | 0 | 0 | 0 | 0 | 0 | 0
Industrial_Food Products_New_Process_Natural Gas_Other Process_E3_Baseline Forecast | Industrial | Food Products | New | Process | Natural Gas | Other Process | E3 |  | Baseline Forecast | 0 | 0 | 0 | 0 | 0 | 0 | 0 | 0 | 0 | 0 | 0 | 0 | 0 | 0 | 0 | 0 | 0 | 0 | 0 | 0 | 0 | 0 | 0 | 0 | 0
Industrial_Food Products_New_Process_Natural Gas_Other Process_E4_Baseline Forecast | Industrial | Food Products | New | Process | Natural Gas | Other Process | E4 |  | Baseline Forecast | 0 | 0 | 0 | 0 | 0 | 0 | 0 | 0 | 0 | 0 | 0 | 0 | 0 | 0 | 0 | 0 | 0 | 0 | 0 | 0 | 0 | 0 | 0 | 0 | 0
Industrial_Food Products_New_Process_Natural Gas_Other Process_E5_Baseline Forecast | Industrial | Food Products | New | Process | Natural Gas | Other Process | E5 |  | Baseline Forecast | 0 | 0 | 0 | 0 | 0 | 0 | 0 | 0 | 0 | 0 | 0 | 0 | 0 | 0 | 0 | 0 | 0 | 0 | 0 | 0 | 0 | 0 | 0 | 0 | 0
Industrial_Food Products_New_Process_Natural Gas_Other Process_E6_Baseline Forecast | Industrial | Food Products | New | Process | Natural Gas | Other Process | E6 |  | Baseline Forecast | 0 | 0 | 0 | 0 | 0 | 0 | 0 | 0 | 0 | 0 | 0 | 0 | 0 | 0 | 0 | 0 | 0 | 0 | 0 | 0 | 0 | 0 | 0 | 0 | 0
Industrial_Food Products_New_Process_Natural Gas_Other Process_E7_Baseline Forecast | Industrial | Food Products | New | Process | Natural Gas | Other Process | E7 |  | Baseline Forecast | 0 | 0 | 0 | 0 | 0 | 0 | 0 | 0 | 0 | 0 | 0 | 0 | 0 | 0 | 0 | 0 | 0 | 0 | 0 | 0 | 0 | 0 | 0 | 0 | 0
Industrial_Food Products_New_Process_Natural Gas_Other Process_E8_Baseline Forecast | Industrial | Food Products | New | Process | Natural Gas | Other Process | E8 |  | Baseline Forecast | 0 | 0 | 0 | 0 | 0 | 0 | 0 | 0 | 0 | 0 | 0 | 0 | 0 | 0 | 0 | 0 | 0 | 0 | 0 | 0 | 0 | 0 | 0 | 0 | 0
Industrial_Food Products_New_Process_Natural Gas_Other Process_E9_Baseline Forecast | Industrial | Food Products | New | Process | Natural Gas | Other Process | E9 |  | Baseline Forecast | 0 | 0 | 0 | 0 | 0 | 0 | 0 | 0 | 0 | 0 | 0 | 0 | 0 | 0 | 0 | 0 | 0 | 0 | 0 | 0 | 0 | 0 | 0 | 0 | 0
Industrial_Food Products_New_Process_Natural Gas_Other Process_E10_Baseline Forecast | Industrial | Food Products | New | Process | Natural Gas | Other Process | E10 |  | Baseline Forecast | 0 | 0 | 0 | 0 | 0 | 0 | 0 | 0 | 0 | 0 | 0 | 0 | 0 | 0 | 0 | 0 | 0 | 0 | 0 | 0 | 0 | 0 | 0 | 0 | 0
Industrial_Food Products_New_Process_Natural Gas_Other Process_Vintage_Baseline Forecast | Industrial | Food Products | New | Process | Natural Gas | Other Process | Vintage | Vintage | Baseline Forecast | 0 | 0 | 0 | 0 | 0 | 0 | 0 | 0 | 0 | 0 | 0 | 0 | 0 | 0 | 0 | 0 | 0 | 0 | 0 | 0 | 0 | 0 | 0 | 0 | Vintage
Industrial_Food Products_New_Miscellaneous_Natural Gas_Miscellaneous_E1_Baseline Forecast | Industrial | Food Products | New | Miscellaneous | Natural Gas | Miscellaneous | E1 | Standard | Baseline Forecast | 0 | 123.7051 | 126.6671 | 221.058 | 315.2171 | 420.7547 | 484.3137 | 558.0973 | 630.951 | 712.9002 | 773.9355 | 844.1344 | 913.4023 | 993.7551 | 1048.2907 | 1114.5713 | 1180.8016 | 1257.9028 | 1308.8303 | 1371.5851 | 1432.6307 | 1493.496 | 0 | 0 | unit
Industrial_Food Products_New_Miscellaneous_Natural Gas_Miscellaneous_E2_Baseline Forecast | Industrial | Food Products | New | Miscellaneous | Natural Gas | Miscellaneous | E2 |  | Baseline Forecast | 0 | 0 | 0 | 0 | 0 | 0 | 0 | 0 | 0 | 0 | 0 | 0 | 0 | 0 | 0 | 0 | 0 | 0 | 0 | 0 | 0 | 0 | 0 | 0 | 0
Industrial_Food Products_New_Miscellaneous_Natural Gas_Miscellaneous_E3_Baseline Forecast | Industrial | Food Products | New | Miscellaneous | Natural Gas | Miscellaneous | E3 |  | Baseline Forecast | 0 | 0 | 0 | 0 | 0 | 0 | 0 | 0 | 0 | 0 | 0 | 0 | 0 | 0 | 0 | 0 | 0 | 0 | 0 | 0 | 0 | 0 | 0 | 0 | 0
Industrial_Food Products_New_Miscellaneous_Natural Gas_Miscellaneous_E4_Baseline Forecast | Industrial | Food Products | New | Miscellaneous | Natural Gas | Miscellaneous | E4 |  | Baseline Forecast | 0 | 0 | 0 | 0 | 0 | 0 | 0 | 0 | 0 | 0 | 0 | 0 | 0 | 0 | 0 | 0 | 0 | 0 | 0 | 0 | 0 | 0 | 0 | 0 | 0
Industrial_Food Products_New_Miscellaneous_Natural Gas_Miscellaneous_E5_Baseline Forecast | Industrial | Food Products | New | Miscellaneous | Natural Gas | Miscellaneous | E5 |  | Baseline Forecast | 0 | 0 | 0 | 0 | 0 | 0 | 0 | 0 | 0 | 0 | 0 | 0 | 0 | 0 | 0 | 0 | 0 | 0 | 0 | 0 | 0 | 0 | 0 | 0 | 0
Industrial_Food Products_New_Miscellaneous_Natural Gas_Miscellaneous_E6_Baseline Forecast | Industrial | Food Products | New | Miscellaneous | Natural Gas | Miscellaneous | E6 |  | Baseline Forecast | 0 | 0 | 0 | 0 | 0 | 0 | 0 | 0 | 0 | 0 | 0 | 0 | 0 | 0 | 0 | 0 | 0 | 0 | 0 | 0 | 0 | 0 | 0 | 0 | 0
Industrial_Food Products_New_Miscellaneous_Natural Gas_Miscellaneous_E7_Baseline Forecast | Industrial | Food Products | New | Miscellaneous | Natural Gas | Miscellaneous | E7 |  | Baseline Forecast | 0 | 0 | 0 | 0 | 0 | 0 | 0 | 0 | 0 | 0 | 0 | 0 | 0 | 0 | 0 | 0 | 0 | 0 | 0 | 0 | 0 | 0 | 0 | 0 | 0
Industrial_Food Products_New_Miscellaneous_Natural Gas_Miscellaneous_E8_Baseline Forecast | Industrial | Food Products | New | Miscellaneous | Natural Gas | Miscellaneous | E8 |  | Baseline Forecast | 0 | 0 | 0 | 0 | 0 | 0 | 0 | 0 | 0 | 0 | 0 | 0 | 0 | 0 | 0 | 0 | 0 | 0 | 0 | 0 | 0 | 0 | 0 | 0 | 0
Industrial_Food Products_New_Miscellaneous_Natural Gas_Miscellaneous_E9_Baseline Forecast | Industrial | Food Products | New | Miscellaneous | Natural Gas | Miscellaneous | E9 |  | Baseline Forecast | 0 | 0 | 0 | 0 | 0 | 0 | 0 | 0 | 0 | 0 | 0 | 0 | 0 | 0 | 0 | 0 | 0 | 0 | 0 | 0 | 0 | 0 | 0 | 0 | 0
Industrial_Food Products_New_Miscellaneous_Natural Gas_Miscellaneous_E10_Baseline Forecast | Industrial | Food Products | New | Miscellaneous | Natural Gas | Miscellaneous | E10 |  | Baseline Forecast | 0 | 0 | 0 | 0 | 0 | 0 | 0 | 0 | 0 | 0 | 0 | 0 | 0 | 0 | 0 | 0 | 0 | 0 | 0 | 0 | 0 | 0 | 0 | 0 | 0
Industrial_Food Products_New_Miscellaneous_Natural Gas_Miscellaneous_Vintage_Baseline Forecast | Industrial | Food Products | New | Miscellaneous | Natural Gas | Miscellaneous | Vintage | Vintage | Baseline Forecast | 0 | 0 | 0 | 0 | 0 | 0 | 0 | 0 | 0 | 0 | 0 | 0 | 0 | 0 | 0 | 0 | 0 | 0 | 0 | 0 | 0 | 0 | 0 | 0 | Vintage
Industrial_Agriculture_Existing_Space Heating_Natural Gas_Furnace_E1_Baseline Forecast | Industrial | Agriculture | Existing | Space Heating | Natural Gas | Furnace | E1 | AFUE 80% (Standard) | Baseline Forecast | 0 | 108.4813 | 220.2771 | 334.7112 | 451.1697 | 569.0958 | 687.9853 | 807.3823 | 926.8755 | 1046.0946 | 1164.7067 | 1282.4138 | 1387.7503 | 1481.7057 | 1565.194 | 1639.0598 | 1704.083 | 1760.9841 | 1810.4287 | 1853.0312 | 1889.3593 | 1919.9367 | 0 | 0 | kBtu/hr
Industrial_Agriculture_Existing_Space Heating_Natural Gas_Furnace_E2_Baseline Forecast | Industrial | Agriculture | Existing | Space Heating | Natural Gas | Furnace | E2 | AFUE 90% | Baseline Forecast | 0 | 0 | 0 | 0 | 0 | 0 | 0 | 0 | 0 | 0 | 0 | 0 | 0 | 0 | 0 | 0 | 0 | 0 | 0 | 0 | 0 | 0 | 0 | 0 | kBtu/hr
Industrial_Agriculture_Existing_Space Heating_Natural Gas_Furnace_E3_Baseline Forecast | Industrial | Agriculture | Existing | Space Heating | Natural Gas | Furnace | E3 | AFUE 96% | Baseline Forecast | 0 | 0 | 0 | 0 | 0 | 0 | 0 | 0 | 0 | 0 | 0 | 0 | 0 | 0 | 0 | 0 | 0 | 0 | 0 | 0 | 0 | 0 | 0 | 0 | kBtu/hr
Industrial_Agriculture_Existing_Space Heating_Natural Gas_Furnace_E4_Baseline Forecast | Industrial | Agriculture | Existing | Space Heating | Natural Gas | Furnace | E4 |  | Baseline Forecast | 0 | 0 | 0 | 0 | 0 | 0 | 0 | 0 | 0 | 0 | 0 | 0 | 0 | 0 | 0 | 0 | 0 | 0 | 0 | 0 | 0 | 0 | 0 | 0 | 0
Industrial_Agriculture_Existing_Space Heating_Natural Gas_Furnace_E5_Baseline Forecast | Industrial | Agriculture | Existing | Space Heating | Natural Gas | Furnace | E5 |  | Baseline Forecast | 0 | 0 | 0 | 0 | 0 | 0 | 0 | 0 | 0 | 0 | 0 | 0 | 0 | 0 | 0 | 0 | 0 | 0 | 0 | 0 | 0 | 0 | 0 | 0 | 0
Industrial_Agriculture_Existing_Space Heating_Natural Gas_Furnace_E6_Baseline Forecast | Industrial | Agriculture | Existing | Space Heating | Natural Gas | Furnace | E6 |  | Baseline Forecast | 0 | 0 | 0 | 0 | 0 | 0 | 0 | 0 | 0 | 0 | 0 | 0 | 0 | 0 | 0 | 0 | 0 | 0 | 0 | 0 | 0 | 0 | 0 | 0 | 0
Industrial_Agriculture_Existing_Space Heating_Natural Gas_Furnace_E7_Baseline Forecast | Industrial | Agriculture | Existing | Space Heating | Natural Gas | Furnace | E7 |  | Baseline Forecast | 0 | 0 | 0 | 0 | 0 | 0 | 0 | 0 | 0 | 0 | 0 | 0 | 0 | 0 | 0 | 0 | 0 | 0 | 0 | 0 | 0 | 0 | 0 | 0 | 0
Industrial_Agriculture_Existing_Space Heating_Natural Gas_Furnace_E8_Baseline Forecast | Industrial | Agriculture | Existing | Space Heating | Natural Gas | Furnace | E8 |  | Baseline Forecast | 0 | 0 | 0 | 0 | 0 | 0 | 0 | 0 | 0 | 0 | 0 | 0 | 0 | 0 | 0 | 0 | 0 | 0 | 0 | 0 | 0 | 0 | 0 | 0 | 0
Industrial_Agriculture_Existing_Space Heating_Natural Gas_Furnace_E9_Baseline Forecast | Industrial | Agriculture | Existing | Space Heating | Natural Gas | Furnace | E9 |  | Baseline Forecast | 0 | 0 | 0 | 0 | 0 | 0 | 0 | 0 | 0 | 0 | 0 | 0 | 0 | 0 | 0 | 0 | 0 | 0 | 0 | 0 | 0 | 0 | 0 | 0 | 0
Industrial_Agriculture_Existing_Space Heating_Natural Gas_Furnace_E10_Baseline Forecast | Industrial | Agriculture | Existing | Space Heating | Natural Gas | Furnace | E10 |  | Baseline Forecast | 0 | 0 | 0 | 0 | 0 | 0 | 0 | 0 | 0 | 0 | 0 | 0 | 0 | 0 | 0 | 0 | 0 | 0 | 0 | 0 | 0 | 0 | 0 | 0 | 0
Industrial_Agriculture_Existing_Space Heating_Natural Gas_Furnace_Vintage_Baseline Forecast | Industrial | Agriculture | Existing | Space Heating | Natural Gas | Furnace | Vintage | Vintage | Baseline Forecast | 4222.208 | 4040.93 | 3857.5927 | 3672.8504 | 3487.296 | 3301.4653 | 3115.8421 | 2930.8618 | 2746.9162 | 2564.3559 | 2383.4946 | 2204.6116 | 2039.1539 | 1886.114 | 1744.5598 | 1613.6293 | 1492.5253 | 1380.5102 | 1276.902 | 1181.0696 | 1092.4294 | 1010.4418 | 0 | 0 | Vintage
Industrial_Agriculture_Existing_Space Heating_Natural Gas_Boiler_E1_Baseline Forecast | Industrial | Agriculture | Existing | Space Heating | Natural Gas | Boiler | E1 | AFUE 80% (Standard) | Baseline Forecast | 0 | 62.2078 | 122.8263 | 181.8325 | 239.2111 | 294.9535 | 349.0567 | 401.5229 | 452.3588 | 501.5749 | 549.185 | 595.2059 | 639.6566 | 682.5585 | 723.9346 | 763.8094 | 802.2088 | 839.1595 | 874.6892 | 908.826 | 941.5988 | 973.0367 | 0 | 0 | kBtu/hr
Industrial_Agriculture_Existing_Space Heating_Natural Gas_Boiler_E2_Baseline Forecast | Industrial | Agriculture | Existing | Space Heating | Natural Gas | Boiler | E2 | AFUE 85% | Baseline Forecast | 0 | 0 | 0 | 0 | 0 | 0 | 0 | 0 | 0 | 0 | 0 | 0 | 0 | 0 | 0 | 0 | 0 | 0 | 0 | 0 | 0 | 0 | 0 | 0 | kBtu/hr
Industrial_Agriculture_Existing_Space Heating_Natural Gas_Boiler_E3_Baseline Forecast | Industrial | Agriculture | Existing | Space Heating | Natural Gas | Boiler | E3 | AFUE 97% | Baseline Forecast | 0 | 0 | 0 | 0 | 0 | 0 | 0 | 0 | 0 | 0 | 0 | 0 | 0 | 0 | 0 | 0 | 0 | 0 | 0 | 0 | 0 | 0 | 0 | 0 | kBtu/hr
Industrial_Agriculture_Existing_Space Heating_Natural Gas_Boiler_E4_Baseline Forecast | Industrial | Agriculture | Existing | Space Heating | Natural Gas | Boiler | E4 | Convert to NG Air Source Heat Pump | Baseline Forecast | 0 | 0 | 0 | 0 | 0 | 0 | 0 | 0 | 0 | 0 | 0 | 0 | 0 | 0 | 0 | 0 | 0 | 0 | 0 | 0 | 0 | 0 | 0 | 0 | kBtu/hr
Industrial_Agriculture_Existing_Space Heating_Natural Gas_Boiler_E5_Baseline Forecast | Industrial | Agriculture | Existing | Space Heating | Natural Gas | Boiler | E5 |  | Baseline Forecast | 0 | 0 | 0 | 0 | 0 | 0 | 0 | 0 | 0 | 0 | 0 | 0 | 0 | 0 | 0 | 0 | 0 | 0 | 0 | 0 | 0 | 0 | 0 | 0 | 0
Industrial_Agriculture_Existing_Space Heating_Natural Gas_Boiler_E6_Baseline Forecast | Industrial | Agriculture | Existing | Space Heating | Natural Gas | Boiler | E6 |  | Baseline Forecast | 0 | 0 | 0 | 0 | 0 | 0 | 0 | 0 | 0 | 0 | 0 | 0 | 0 | 0 | 0 | 0 | 0 | 0 | 0 | 0 | 0 | 0 | 0 | 0 | 0
Industrial_Agriculture_Existing_Space Heating_Natural Gas_Boiler_E7_Baseline Forecast | Industrial | Agriculture | Existing | Space Heating | Natural Gas | Boiler | E7 |  | Baseline Forecast | 0 | 0 | 0 | 0 | 0 | 0 | 0 | 0 | 0 | 0 | 0 | 0 | 0 | 0 | 0 | 0 | 0 | 0 | 0 | 0 | 0 | 0 | 0 | 0 | 0
Industrial_Agriculture_Existing_Space Heating_Natural Gas_Boiler_E8_Baseline Forecast | Industrial | Agriculture | Existing | Space Heating | Natural Gas | Boiler | E8 |  | Baseline Forecast | 0 | 0 | 0 | 0 | 0 | 0 | 0 | 0 | 0 | 0 | 0 | 0 | 0 | 0 | 0 | 0 | 0 | 0 | 0 | 0 | 0 | 0 | 0 | 0 | 0
Industrial_Agriculture_Existing_Space Heating_Natural Gas_Boiler_E9_Baseline Forecast | Industrial | Agriculture | Existing | Space Heating | Natural Gas | Boiler | E9 |  | Baseline Forecast | 0 | 0 | 0 | 0 | 0 | 0 | 0 | 0 | 0 | 0 | 0 | 0 | 0 | 0 | 0 | 0 | 0 | 0 | 0 | 0 | 0 | 0 | 0 | 0 | 0
Industrial_Agriculture_Existing_Space Heating_Natural Gas_Boiler_E10_Baseline Forecast | Industrial | Agriculture | Existing | Space Heating | Natural Gas | Boiler | E10 |  | Baseline Forecast | 0 | 0 | 0 | 0 | 0 | 0 | 0 | 0 | 0 | 0 | 0 | 0 | 0 | 0 | 0 | 0 | 0 | 0 | 0 | 0 | 0 | 0 | 0 | 0 | 0
Industrial_Agriculture_Existing_Space Heating_Natural Gas_Boiler_Vintage_Baseline Forecast | Industrial | Agriculture | Existing | Space Heating | Natural Gas | Boiler | Vintage | Vintage | Baseline Forecast | 2088.8723 | 1990.6495 | 1894.6369 | 1800.8469 | 1709.2841 | 1619.947 | 1532.8283 | 1447.9158 | 1365.193 | 1284.6398 | 1206.2329 | 1129.9462 | 1055.7515 | 983.6184 | 913.5151 | 845.4084 | 779.2639 | 715.0464 | 652.7201 | 592.2486 | 533.5952 | 476.723 | 0 | 0 | Vintage
Industrial_Agriculture_Existing_Space Heating_Natural Gas_Unit Heater_E1_Baseline Forecast | Industrial | Agriculture | Existing | Space Heating | Natural Gas | Unit Heater | E1 | Standard | Baseline Forecast | 0 | 4.2307 | 16.2529 | 39.0368 | 75.032 | 126.2301 | 194.2206 | 280.2404 | 385.2177 | 509.8117 | 650.829 | 805.4459 | 971.1675 | 1145.7924 | 1327.381 | 1514.2263 | 1704.8291 | 1869.048 | 2009.7998 | 2129.6884 | 2231.0386 | 2315.9256 | 0 | 0 | kBtu/Hr
Industrial_Agriculture_Existing_Space Heating_Natural Gas_Unit Heater_E2_Baseline Forecast | Industrial | Agriculture | Existing | Space Heating | Natural Gas | Unit Heater | E2 | Condensing | Baseline Forecast | 0 | 0 | 0 | 0 | 0 | 0 | 0 | 0 | 0 | 0 | 0 | 0 | 0 | 0 | 0 | 0 | 0 | 0 | 0 | 0 | 0 | 0 | 0 | 0 | kBtu/Hr
Industrial_Agriculture_Existing_Space Heating_Natural Gas_Unit Heater_E3_Baseline Forecast | Industrial | Agriculture | Existing | Space Heating | Natural Gas | Unit Heater | E3 | Infrared Radiant | Baseline Forecast | 0 | 0 | 0 | 0 | 0 | 0 | 0 | 0 | 0 | 0 | 0 | 0 | 0 | 0 | 0 | 0 | 0 | 0 | 0 | 0 | 0 | 0 | 0 | 0 | kBtu/Hr
Industrial_Agriculture_Existing_Space Heating_Natural Gas_Unit Heater_E4_Baseline Forecast | Industrial | Agriculture | Existing | Space Heating | Natural Gas | Unit Heater | E4 |  | Baseline Forecast | 0 | 0 | 0 | 0 | 0 | 0 | 0 | 0 | 0 | 0 | 0 | 0 | 0 | 0 | 0 | 0 | 0 | 0 | 0 | 0 | 0 | 0 | 0 | 0 | 0
Industrial_Agriculture_Existing_Space Heating_Natural Gas_Unit Heater_E5_Baseline Forecast | Industrial | Agriculture | Existing | Space Heating | Natural Gas | Unit Heater | E5 |  | Baseline Forecast | 0 | 0 | 0 | 0 | 0 | 0 | 0 | 0 | 0 | 0 | 0 | 0 | 0 | 0 | 0 | 0 | 0 | 0 | 0 | 0 | 0 | 0 | 0 | 0 | 0
Industrial_Agriculture_Existing_Space Heating_Natural Gas_Unit Heater_E6_Baseline Forecast | Industrial | Agriculture | Existing | Space Heating | Natural Gas | Unit Heater | E6 |  | Baseline Forecast | 0 | 0 | 0 | 0 | 0 | 0 | 0 | 0 | 0 | 0 | 0 | 0 | 0 | 0 | 0 | 0 | 0 | 0 | 0 | 0 | 0 | 0 | 0 | 0 | 0
Industrial_Agriculture_Existing_Space Heating_Natural Gas_Unit Heater_E7_Baseline Forecast | Industrial | Agriculture | Existing | Space Heating | Natural Gas | Unit Heater | E7 |  | Baseline Forecast | 0 | 0 | 0 | 0 | 0 | 0 | 0 | 0 | 0 | 0 | 0 | 0 | 0 | 0 | 0 | 0 | 0 | 0 | 0 | 0 | 0 | 0 | 0 | 0 | 0
Industrial_Agriculture_Existing_Space Heating_Natural Gas_Unit Heater_E8_Baseline Forecast | Industrial | Agriculture | Existing | Space Heating | Natural Gas | Unit Heater | E8 |  | Baseline Forecast | 0 | 0 | 0 | 0 | 0 | 0 | 0 | 0 | 0 | 0 | 0 | 0 | 0 | 0 | 0 | 0 | 0 | 0 | 0 | 0 | 0 | 0 | 0 | 0 | 0
Industrial_Agriculture_Existing_Space Heating_Natural Gas_Unit Heater_E9_Baseline Forecast | Industrial | Agriculture | Existing | Space Heating | Natural Gas | Unit Heater | E9 |  | Baseline Forecast | 0 | 0 | 0 | 0 | 0 | 0 | 0 | 0 | 0 | 0 | 0 | 0 | 0 | 0 | 0 | 0 | 0 | 0 | 0 | 0 | 0 | 0 | 0 | 0 | 0
Industrial_Agriculture_Existing_Space Heating_Natural Gas_Unit Heater_E10_Baseline Forecast | Industrial | Agriculture | Existing | Space Heating | Natural Gas | Unit Heater | E10 |  | Baseline Forecast | 0 | 0 | 0 | 0 | 0 | 0 | 0 | 0 | 0 | 0 | 0 | 0 | 0 | 0 | 0 | 0 | 0 | 0 | 0 | 0 | 0 | 0 | 0 | 0 | 0
Industrial_Agriculture_Existing_Space Heating_Natural Gas_Unit Heater_Vintage_Baseline Forecast | Industrial | Agriculture | Existing | Space Heating | Natural Gas | Unit Heater | Vintage | Vintage | Baseline Forecast | 5114.2013 | 5021.7948 | 4923.1169 | 4815.1714 | 4695.483 | 4562.0346 | 4413.212 | 4247.7537 | 4064.7075 | 3863.3907 | 3646.9733 | 3418.2564 | 3179.7124 | 2933.5205 | 2681.599 | 2425.6334 | 2167.1019 | 1936.1256 | 1729.7673 | 1545.4034 | 1380.6896 | 1233.5314 | 0 | 0 | Vintage
Industrial_Agriculture_Existing_Process_Natural Gas_Process Boiler_E1_Baseline Forecast | Industrial | Agriculture | Existing | Process | Natural Gas | Process Boiler | E1 | Standard | Baseline Forecast | 0 | 1455.5273 | 3133.3272 | 4982.3526 | 6499.5104 | 7737.8111 | 8741.897 | 9549.3612 | 10191.8595 | 10696.0459 | 11084.3618 | 11375.7 | 11585.9642 | 11728.5406 | 11814.6948 | 11853.9061 | 11854.1497 | 11822.1335 | 11763.4983 | 11682.9863 | 11584.5825 | 11471.6346 | 0 | 0 | unit
Industrial_Agriculture_Existing_Process_Natural Gas_Process Boiler_E2_Baseline Forecast | Industrial | Agriculture | Existing | Process | Natural Gas | Process Boiler | E2 |  | Baseline Forecast | 0 | 0 | 0 | 0 | 0 | 0 | 0 | 0 | 0 | 0 | 0 | 0 | 0 | 0 | 0 | 0 | 0 | 0 | 0 | 0 | 0 | 0 | 0 | 0 | 0
Industrial_Agriculture_Existing_Process_Natural Gas_Process Boiler_E3_Baseline Forecast | Industrial | Agriculture | Existing | Process | Natural Gas | Process Boiler | E3 |  | Baseline Forecast | 0 | 0 | 0 | 0 | 0 | 0 | 0 | 0 | 0 | 0 | 0 | 0 | 0 | 0 | 0 | 0 | 0 | 0 | 0 | 0 | 0 | 0 | 0 | 0 | 0
Industrial_Agriculture_Existing_Process_Natural Gas_Process Boiler_E4_Baseline Forecast | Industrial | Agriculture | Existing | Process | Natural Gas | Process Boiler | E4 |  | Baseline Forecast | 0 | 0 | 0 | 0 | 0 | 0 | 0 | 0 | 0 | 0 | 0 | 0 | 0 | 0 | 0 | 0 | 0 | 0 | 0 | 0 | 0 | 0 | 0 | 0 | 0
Industrial_Agriculture_Existing_Process_Natural Gas_Process Boiler_E5_Baseline Forecast | Industrial | Agriculture | Existing | Process | Natural Gas | Process Boiler | E5 |  | Baseline Forecast | 0 | 0 | 0 | 0 | 0 | 0 | 0 | 0 | 0 | 0 | 0 | 0 | 0 | 0 | 0 | 0 | 0 | 0 | 0 | 0 | 0 | 0 | 0 | 0 | 0
Industrial_Agriculture_Existing_Process_Natural Gas_Process Boiler_E6_Baseline Forecast | Industrial | Agriculture | Existing | Process | Natural Gas | Process Boiler | E6 |  | Baseline Forecast | 0 | 0 | 0 | 0 | 0 | 0 | 0 | 0 | 0 | 0 | 0 | 0 | 0 | 0 | 0 | 0 | 0 | 0 | 0 | 0 | 0 | 0 | 0 | 0 | 0
Industrial_Agriculture_Existing_Process_Natural Gas_Process Boiler_E7_Baseline Forecast | Industrial | Agriculture | Existing | Process | Natural Gas | Process Boiler | E7 |  | Baseline Forecast | 0 | 0 | 0 | 0 | 0 | 0 | 0 | 0 | 0 | 0 | 0 | 0 | 0 | 0 | 0 | 0 | 0 | 0 | 0 | 0 | 0 | 0 | 0 | 0 | 0
Industrial_Agriculture_Existing_Process_Natural Gas_Process Boiler_E8_Baseline Forecast | Industrial | Agriculture | Existing | Process | Natural Gas | Process Boiler | E8 |  | Baseline Forecast | 0 | 0 | 0 | 0 | 0 | 0 | 0 | 0 | 0 | 0 | 0 | 0 | 0 | 0 | 0 | 0 | 0 | 0 | 0 | 0 | 0 | 0 | 0 | 0 | 0
Industrial_Agriculture_Existing_Process_Natural Gas_Process Boiler_E9_Baseline Forecast | Industrial | Agriculture | Existing | Process | Natural Gas | Process Boiler | E9 |  | Baseline Forecast | 0 | 0 | 0 | 0 | 0 | 0 | 0 | 0 | 0 | 0 | 0 | 0 | 0 | 0 | 0 | 0 | 0 | 0 | 0 | 0 | 0 | 0 | 0 | 0 | 0
Industrial_Agriculture_Existing_Process_Natural Gas_Process Boiler_E10_Baseline Forecast | Industrial | Agriculture | Existing | Process | Natural Gas | Process Boiler | E10 |  | Baseline Forecast | 0 | 0 | 0 | 0 | 0 | 0 | 0 | 0 | 0 | 0 | 0 | 0 | 0 | 0 | 0 | 0 | 0 | 0 | 0 | 0 | 0 | 0 | 0 | 0 | 0
Industrial_Agriculture_Existing_Process_Natural Gas_Process Boiler_Vintage_Baseline Forecast | Industrial | Agriculture | Existing | Process | Natural Gas | Process Boiler | Vintage | Vintage | Baseline Forecast | 17279.0665 | 15525.6243 | 13555.0459 | 11418.2899 | 9618.3624 | 8102.1673 | 6824.9784 | 5749.1197 | 4842.8546 | 4079.4489 | 3436.3831 | 2894.6872 | 2438.3818 | 2054.0064 | 1730.2221 | 1457.4778 | 1227.7276 | 1034.1942 | 871.1685 | 733.8414 | 618.162 | 520.7177 | 0 | 0 | Vintage
Industrial_Agriculture_Existing_Process_Natural Gas_Process Heating_E1_Baseline Forecast | Industrial | Agriculture | Existing | Process | Natural Gas | Process Heating | E1 | Standard | Baseline Forecast | 0 | 1455.5273 | 3133.3272 | 4982.3526 | 6499.5104 | 7737.8111 | 8741.897 | 9549.3612 | 10191.8595 | 10696.0459 | 11084.3618 | 11375.7 | 11585.9642 | 11728.5406 | 11814.6948 | 11853.9061 | 11854.1497 | 11822.1335 | 11763.4983 | 11682.9863 | 11584.5825 | 11471.6346 | 0 | 0 | unit
Industrial_Agriculture_Existing_Process_Natural Gas_Process Heating_E2_Baseline Forecast | Industrial | Agriculture | Existing | Process | Natural Gas | Process Heating | E2 |  | Baseline Forecast | 0 | 0 | 0 | 0 | 0 | 0 | 0 | 0 | 0 | 0 | 0 | 0 | 0 | 0 | 0 | 0 | 0 | 0 | 0 | 0 | 0 | 0 | 0 | 0 | 0
Industrial_Agriculture_Existing_Process_Natural Gas_Process Heating_E3_Baseline Forecast | Industrial | Agriculture | Existing | Process | Natural Gas | Process Heating | E3 |  | Baseline Forecast | 0 | 0 | 0 | 0 | 0 | 0 | 0 | 0 | 0 | 0 | 0 | 0 | 0 | 0 | 0 | 0 | 0 | 0 | 0 | 0 | 0 | 0 | 0 | 0 | 0
Industrial_Agriculture_Existing_Process_Natural Gas_Process Heating_E4_Baseline Forecast | Industrial | Agriculture | Existing | Process | Natural Gas | Process Heating | E4 |  | Baseline Forecast | 0 | 0 | 0 | 0 | 0 | 0 | 0 | 0 | 0 | 0 | 0 | 0 | 0 | 0 | 0 | 0 | 0 | 0 | 0 | 0 | 0 | 0 | 0 | 0 | 0
Industrial_Agriculture_Existing_Process_Natural Gas_Process Heating_E5_Baseline Forecast | Industrial | Agriculture | Existing | Process | Natural Gas | Process Heating | E5 |  | Baseline Forecast | 0 | 0 | 0 | 0 | 0 | 0 | 0 | 0 | 0 | 0 | 0 | 0 | 0 | 0 | 0 | 0 | 0 | 0 | 0 | 0 | 0 | 0 | 0 | 0 | 0
Industrial_Agriculture_Existing_Process_Natural Gas_Process Heating_E6_Baseline Forecast | Industrial | Agriculture | Existing | Process | Natural Gas | Process Heating | E6 |  | Baseline Forecast | 0 | 0 | 0 | 0 | 0 | 0 | 0 | 0 | 0 | 0 | 0 | 0 | 0 | 0 | 0 | 0 | 0 | 0 | 0 | 0 | 0 | 0 | 0 | 0 | 0
Industrial_Agriculture_Existing_Process_Natural Gas_Process Heating_E7_Baseline Forecast | Industrial | Agriculture | Existing | Process | Natural Gas | Process Heating | E7 |  | Baseline Forecast | 0 | 0 | 0 | 0 | 0 | 0 | 0 | 0 | 0 | 0 | 0 | 0 | 0 | 0 | 0 | 0 | 0 | 0 | 0 | 0 | 0 | 0 | 0 | 0 | 0
Industrial_Agriculture_Existing_Process_Natural Gas_Process Heating_E8_Baseline Forecast | Industrial | Agriculture | Existing | Process | Natural Gas | Process Heating | E8 |  | Baseline Forecast | 0 | 0 | 0 | 0 | 0 | 0 | 0 | 0 | 0 | 0 | 0 | 0 | 0 | 0 | 0 | 0 | 0 | 0 | 0 | 0 | 0 | 0 | 0 | 0 | 0
Industrial_Agriculture_Existing_Process_Natural Gas_Process Heating_E9_Baseline Forecast | Industrial | Agriculture | Existing | Process | Natural Gas | Process Heating | E9 |  | Baseline Forecast | 0 | 0 | 0 | 0 | 0 | 0 | 0 | 0 | 0 | 0 | 0 | 0 | 0 | 0 | 0 | 0 | 0 | 0 | 0 | 0 | 0 | 0 | 0 | 0 | 0
Industrial_Agriculture_Existing_Process_Natural Gas_Process Heating_E10_Baseline Forecast | Industrial | Agriculture | Existing | Process | Natural Gas | Process Heating | E10 |  | Baseline Forecast | 0 | 0 | 0 | 0 | 0 | 0 | 0 | 0 | 0 | 0 | 0 | 0 | 0 | 0 | 0 | 0 | 0 | 0 | 0 | 0 | 0 | 0 | 0 | 0 | 0
Industrial_Agriculture_Existing_Process_Natural Gas_Process Heating_Vintage_Baseline Forecast | Industrial | Agriculture | Existing | Process | Natural Gas | Process Heating | Vintage | Vintage | Baseline Forecast | 17279.0665 | 15525.6243 | 13555.0459 | 11418.2899 | 9618.3624 | 8102.1673 | 6824.9784 | 5749.1197 | 4842.8546 | 4079.4489 | 3436.3831 | 2894.6872 | 2438.3818 | 2054.0064 | 1730.2221 | 1457.4778 | 1227.7276 | 1034.1942 | 871.1685 | 733.8414 | 618.162 | 520.7177 | 0 | 0 | Vintage
Industrial_Agriculture_Existing_Process_Natural Gas_Process Cooling_E1_Baseline Forecast | Industrial | Agriculture | Existing | Process | Natural Gas | Process Cooling | E1 | Standard | Baseline Forecast | 0 | 1455.5273 | 3133.3272 | 4982.3526 | 6499.5104 | 7737.8111 | 8741.897 | 9549.3612 | 10191.8595 | 10696.0459 | 11084.3618 | 11375.7 | 11585.9642 | 11728.5406 | 11814.6948 | 11853.9061 | 11854.1497 | 11822.1335 | 11763.4983 | 11682.9863 | 11584.5825 | 11471.6346 | 0 | 0 | unit
Industrial_Agriculture_Existing_Process_Natural Gas_Process Cooling_E2_Baseline Forecast | Industrial | Agriculture | Existing | Process | Natural Gas | Process Cooling | E2 |  | Baseline Forecast | 0 | 0 | 0 | 0 | 0 | 0 | 0 | 0 | 0 | 0 | 0 | 0 | 0 | 0 | 0 | 0 | 0 | 0 | 0 | 0 | 0 | 0 | 0 | 0 | 0
Industrial_Agriculture_Existing_Process_Natural Gas_Process Cooling_E3_Baseline Forecast | Industrial | Agriculture | Existing | Process | Natural Gas | Process Cooling | E3 |  | Baseline Forecast | 0 | 0 | 0 | 0 | 0 | 0 | 0 | 0 | 0 | 0 | 0 | 0 | 0 | 0 | 0 | 0 | 0 | 0 | 0 | 0 | 0 | 0 | 0 | 0 | 0
Industrial_Agriculture_Existing_Process_Natural Gas_Process Cooling_E4_Baseline Forecast | Industrial | Agriculture | Existing | Process | Natural Gas | Process Cooling | E4 |  | Baseline Forecast | 0 | 0 | 0 | 0 | 0 | 0 | 0 | 0 | 0 | 0 | 0 | 0 | 0 | 0 | 0 | 0 | 0 | 0 | 0 | 0 | 0 | 0 | 0 | 0 | 0
Industrial_Agriculture_Existing_Process_Natural Gas_Process Cooling_E5_Baseline Forecast | Industrial | Agriculture | Existing | Process | Natural Gas | Process Cooling | E5 |  | Baseline Forecast | 0 | 0 | 0 | 0 | 0 | 0 | 0 | 0 | 0 | 0 | 0 | 0 | 0 | 0 | 0 | 0 | 0 | 0 | 0 | 0 | 0 | 0 | 0 | 0 | 0
Industrial_Agriculture_Existing_Process_Natural Gas_Process Cooling_E6_Baseline Forecast | Industrial | Agriculture | Existing | Process | Natural Gas | Process Cooling | E6 |  | Baseline Forecast | 0 | 0 | 0 | 0 | 0 | 0 | 0 | 0 | 0 | 0 | 0 | 0 | 0 | 0 | 0 | 0 | 0 | 0 | 0 | 0 | 0 | 0 | 0 | 0 | 0
Industrial_Agriculture_Existing_Process_Natural Gas_Process Cooling_E7_Baseline Forecast | Industrial | Agriculture | Existing | Process | Natural Gas | Process Cooling | E7 |  | Baseline Forecast | 0 | 0 | 0 | 0 | 0 | 0 | 0 | 0 | 0 | 0 | 0 | 0 | 0 | 0 | 0 | 0 | 0 | 0 | 0 | 0 | 0 | 0 | 0 | 0 | 0
Industrial_Agriculture_Existing_Process_Natural Gas_Process Cooling_E8_Baseline Forecast | Industrial | Agriculture | Existing | Process | Natural Gas | Process Cooling | E8 |  | Baseline Forecast | 0 | 0 | 0 | 0 | 0 | 0 | 0 | 0 | 0 | 0 | 0 | 0 | 0 | 0 | 0 | 0 | 0 | 0 | 0 | 0 | 0 | 0 | 0 | 0 | 0
Industrial_Agriculture_Existing_Process_Natural Gas_Process Cooling_E9_Baseline Forecast | Industrial | Agriculture | Existing | Process | Natural Gas | Process Cooling | E9 |  | Baseline Forecast | 0 | 0 | 0 | 0 | 0 | 0 | 0 | 0 | 0 | 0 | 0 | 0 | 0 | 0 | 0 | 0 | 0 | 0 | 0 | 0 | 0 | 0 | 0 | 0 | 0
Industrial_Agriculture_Existing_Process_Natural Gas_Process Cooling_E10_Baseline Forecast | Industrial | Agriculture | Existing | Process | Natural Gas | Process Cooling | E10 |  | Baseline Forecast | 0 | 0 | 0 | 0 | 0 | 0 | 0 | 0 | 0 | 0 | 0 | 0 | 0 | 0 | 0 | 0 | 0 | 0 | 0 | 0 | 0 | 0 | 0 | 0 | 0
Industrial_Agriculture_Existing_Process_Natural Gas_Process Cooling_Vintage_Baseline Forecast | Industrial | Agriculture | Existing | Process | Natural Gas | Process Cooling | Vintage | Vintage | Baseline Forecast | 17279.0665 | 15525.6243 | 13555.0459 | 11418.2899 | 9618.3624 | 8102.1673 | 6824.9784 | 5749.1197 | 4842.8546 | 4079.4489 | 3436.3831 | 2894.6872 | 2438.3818 | 2054.0064 | 1730.2221 | 1457.4778 | 1227.7276 | 1034.1942 | 871.1685 | 733.8414 | 618.162 | 520.7177 | 0 | 0 | Vintage
Industrial_Agriculture_Existing_Process_Natural Gas_Other Process_E1_Baseline Forecast | Industrial | Agriculture | Existing | Process | Natural Gas | Other Process | E1 | Standard | Baseline Forecast | 0 | 1455.5273 | 3133.3272 | 4982.3526 | 6499.5104 | 7737.8111 | 8741.897 | 9549.3612 | 10191.8595 | 10696.0459 | 11084.3618 | 11375.7 | 11585.9642 | 11728.5406 | 11814.6948 | 11853.9061 | 11854.1497 | 11822.1335 | 11763.4983 | 11682.9863 | 11584.5825 | 11471.6346 | 0 | 0 | unit
Industrial_Agriculture_Existing_Process_Natural Gas_Other Process_E2_Baseline Forecast | Industrial | Agriculture | Existing | Process | Natural Gas | Other Process | E2 |  | Baseline Forecast | 0 | 0 | 0 | 0 | 0 | 0 | 0 | 0 | 0 | 0 | 0 | 0 | 0 | 0 | 0 | 0 | 0 | 0 | 0 | 0 | 0 | 0 | 0 | 0 | 0
Industrial_Agriculture_Existing_Process_Natural Gas_Other Process_E3_Baseline Forecast | Industrial | Agriculture | Existing | Process | Natural Gas | Other Process | E3 |  | Baseline Forecast | 0 | 0 | 0 | 0 | 0 | 0 | 0 | 0 | 0 | 0 | 0 | 0 | 0 | 0 | 0 | 0 | 0 | 0 | 0 | 0 | 0 | 0 | 0 | 0 | 0
Industrial_Agriculture_Existing_Process_Natural Gas_Other Process_E4_Baseline Forecast | Industrial | Agriculture | Existing | Process | Natural Gas | Other Process | E4 |  | Baseline Forecast | 0 | 0 | 0 | 0 | 0 | 0 | 0 | 0 | 0 | 0 | 0 | 0 | 0 | 0 | 0 | 0 | 0 | 0 | 0 | 0 | 0 | 0 | 0 | 0 | 0
Industrial_Agriculture_Existing_Process_Natural Gas_Other Process_E5_Baseline Forecast | Industrial | Agriculture | Existing | Process | Natural Gas | Other Process | E5 |  | Baseline Forecast | 0 | 0 | 0 | 0 | 0 | 0 | 0 | 0 | 0 | 0 | 0 | 0 | 0 | 0 | 0 | 0 | 0 | 0 | 0 | 0 | 0 | 0 | 0 | 0 | 0
Industrial_Agriculture_Existing_Process_Natural Gas_Other Process_E6_Baseline Forecast | Industrial | Agriculture | Existing | Process | Natural Gas | Other Process | E6 |  | Baseline Forecast | 0 | 0 | 0 | 0 | 0 | 0 | 0 | 0 | 0 | 0 | 0 | 0 | 0 | 0 | 0 | 0 | 0 | 0 | 0 | 0 | 0 | 0 | 0 | 0 | 0
Industrial_Agriculture_Existing_Process_Natural Gas_Other Process_E7_Baseline Forecast | Industrial | Agriculture | Existing | Process | Natural Gas | Other Process | E7 |  | Baseline Forecast | 0 | 0 | 0 | 0 | 0 | 0 | 0 | 0 | 0 | 0 | 0 | 0 | 0 | 0 | 0 | 0 | 0 | 0 | 0 | 0 | 0 | 0 | 0 | 0 | 0
Industrial_Agriculture_Existing_Process_Natural Gas_Other Process_E8_Baseline Forecast | Industrial | Agriculture | Existing | Process | Natural Gas | Other Process | E8 |  | Baseline Forecast | 0 | 0 | 0 | 0 | 0 | 0 | 0 | 0 | 0 | 0 | 0 | 0 | 0 | 0 | 0 | 0 | 0 | 0 | 0 | 0 | 0 | 0 | 0 | 0 | 0
Industrial_Agriculture_Existing_Process_Natural Gas_Other Process_E9_Baseline Forecast | Industrial | Agriculture | Existing | Process | Natural Gas | Other Process | E9 |  | Baseline Forecast | 0 | 0 | 0 | 0 | 0 | 0 | 0 | 0 | 0 | 0 | 0 | 0 | 0 | 0 | 0 | 0 | 0 | 0 | 0 | 0 | 0 | 0 | 0 | 0 | 0
Industrial_Agriculture_Existing_Process_Natural Gas_Other Process_E10_Baseline Forecast | Industrial | Agriculture | Existing | Process | Natural Gas | Other Process | E10 |  | Baseline Forecast | 0 | 0 | 0 | 0 | 0 | 0 | 0 | 0 | 0 | 0 | 0 | 0 | 0 | 0 | 0 | 0 | 0 | 0 | 0 | 0 | 0 | 0 | 0 | 0 | 0
Industrial_Agriculture_Existing_Process_Natural Gas_Other Process_Vintage_Baseline Forecast | Industrial | Agriculture | Existing | Process | Natural Gas | Other Process | Vintage | Vintage | Baseline Forecast | 17279.0665 | 15525.6243 | 13555.0459 | 11418.2899 | 9618.3624 | 8102.1673 | 6824.9784 | 5749.1197 | 4842.8546 | 4079.4489 | 3436.3831 | 2894.6872 | 2438.3818 | 2054.0064 | 1730.2221 | 1457.4778 | 1227.7276 | 1034.1942 | 871.1685 | 733.8414 | 618.162 | 520.7177 | 0 | 0 | Vintage
Industrial_Agriculture_Existing_Miscellaneous_Natural Gas_Miscellaneous_E1_Baseline Forecast | Industrial | Agriculture | Existing | Miscellaneous | Natural Gas | Miscellaneous | E1 | Standard | Baseline Forecast | 0 | 1455.5273 | 3133.3272 | 4982.3526 | 6499.5104 | 7737.8111 | 8741.897 | 9549.3612 | 10191.8595 | 10696.0459 | 11084.3618 | 11375.7 | 11585.9642 | 11728.5406 | 11814.6948 | 11853.9061 | 11854.1497 | 11822.1335 | 11763.4983 | 11682.9863 | 11584.5825 | 11471.6346 | 0 | 0 | unit
Industrial_Agriculture_Existing_Miscellaneous_Natural Gas_Miscellaneous_E2_Baseline Forecast | Industrial | Agriculture | Existing | Miscellaneous | Natural Gas | Miscellaneous | E2 |  | Baseline Forecast | 0 | 0 | 0 | 0 | 0 | 0 | 0 | 0 | 0 | 0 | 0 | 0 | 0 | 0 | 0 | 0 | 0 | 0 | 0 | 0 | 0 | 0 | 0 | 0 | 0
Industrial_Agriculture_Existing_Miscellaneous_Natural Gas_Miscellaneous_E3_Baseline Forecast | Industrial | Agriculture | Existing | Miscellaneous | Natural Gas | Miscellaneous | E3 |  | Baseline Forecast | 0 | 0 | 0 | 0 | 0 | 0 | 0 | 0 | 0 | 0 | 0 | 0 | 0 | 0 | 0 | 0 | 0 | 0 | 0 | 0 | 0 | 0 | 0 | 0 | 0
Industrial_Agriculture_Existing_Miscellaneous_Natural Gas_Miscellaneous_E4_Baseline Forecast | Industrial | Agriculture | Existing | Miscellaneous | Natural Gas | Miscellaneous | E4 |  | Baseline Forecast | 0 | 0 | 0 | 0 | 0 | 0 | 0 | 0 | 0 | 0 | 0 | 0 | 0 | 0 | 0 | 0 | 0 | 0 | 0 | 0 | 0 | 0 | 0 | 0 | 0
Industrial_Agriculture_Existing_Miscellaneous_Natural Gas_Miscellaneous_E5_Baseline Forecast | Industrial | Agriculture | Existing | Miscellaneous | Natural Gas | Miscellaneous | E5 |  | Baseline Forecast | 0 | 0 | 0 | 0 | 0 | 0 | 0 | 0 | 0 | 0 | 0 | 0 | 0 | 0 | 0 | 0 | 0 | 0 | 0 | 0 | 0 | 0 | 0 | 0 | 0
Industrial_Agriculture_Existing_Miscellaneous_Natural Gas_Miscellaneous_E6_Baseline Forecast | Industrial | Agriculture | Existing | Miscellaneous | Natural Gas | Miscellaneous | E6 |  | Baseline Forecast | 0 | 0 | 0 | 0 | 0 | 0 | 0 | 0 | 0 | 0 | 0 | 0 | 0 | 0 | 0 | 0 | 0 | 0 | 0 | 0 | 0 | 0 | 0 | 0 | 0
Industrial_Agriculture_Existing_Miscellaneous_Natural Gas_Miscellaneous_E7_Baseline Forecast | Industrial | Agriculture | Existing | Miscellaneous | Natural Gas | Miscellaneous | E7 |  | Baseline Forecast | 0 | 0 | 0 | 0 | 0 | 0 | 0 | 0 | 0 | 0 | 0 | 0 | 0 | 0 | 0 | 0 | 0 | 0 | 0 | 0 | 0 | 0 | 0 | 0 | 0
Industrial_Agriculture_Existing_Miscellaneous_Natural Gas_Miscellaneous_E8_Baseline Forecast | Industrial | Agriculture | Existing | Miscellaneous | Natural Gas | Miscellaneous | E8 |  | Baseline Forecast | 0 | 0 | 0 | 0 | 0 | 0 | 0 | 0 | 0 | 0 | 0 | 0 | 0 | 0 | 0 | 0 | 0 | 0 | 0 | 0 | 0 | 0 | 0 | 0 | 0
Industrial_Agriculture_Existing_Miscellaneous_Natural Gas_Miscellaneous_E9_Baseline Forecast | Industrial | Agriculture | Existing | Miscellaneous | Natural Gas | Miscellaneous | E9 |  | Baseline Forecast | 0 | 0 | 0 | 0 | 0 | 0 | 0 | 0 | 0 | 0 | 0 | 0 | 0 | 0 | 0 | 0 | 0 | 0 | 0 | 0 | 0 | 0 | 0 | 0 | 0
Industrial_Agriculture_Existing_Miscellaneous_Natural Gas_Miscellaneous_E10_Baseline Forecast | Industrial | Agriculture | Existing | Miscellaneous | Natural Gas | Miscellaneous | E10 |  | Baseline Forecast | 0 | 0 | 0 | 0 | 0 | 0 | 0 | 0 | 0 | 0 | 0 | 0 | 0 | 0 | 0 | 0 | 0 | 0 | 0 | 0 | 0 | 0 | 0 | 0 | 0
Industrial_Agriculture_Existing_Miscellaneous_Natural Gas_Miscellaneous_Vintage_Baseline Forecast | Industrial | Agriculture | Existing | Miscellaneous | Natural Gas | Miscellaneous | Vintage | Vintage | Baseline Forecast | 17279.0665 | 15525.6243 | 13555.0459 | 11418.2899 | 9618.3624 | 8102.1673 | 6824.9784 | 5749.1197 | 4842.8546 | 4079.4489 | 3436.3831 | 2894.6872 | 2438.3818 | 2054.0064 | 1730.2221 | 1457.4778 | 1227.7276 | 1034.1942 | 871.1685 | 733.8414 | 618.162 | 520.7177 | 0 | 0 | Vintage
Industrial_Agriculture_New_Space Heating_Natural Gas_Furnace_E1_Baseline Forecast | Industrial | Agriculture | New | Space Heating | Natural Gas | Furnace | E1 | AFUE 80% (Standard) | Baseline Forecast | 0 | 220.296 | 225.5706 | 393.6633 | 561.3432 | 749.2862 | 862.4731 | 993.8679 | 1123.6069 | 1269.5432 | 1378.2357 | 1503.2471 | 1626.6004 | 1769.6937 | 1866.8117 | 1984.845 | 2102.789 | 2240.0918 | 2330.7843 | 2442.539 | 2551.2499 | 2659.6398 | 0 | 0 | kBtu/hr
Industrial_Agriculture_New_Space Heating_Natural Gas_Furnace_E2_Baseline Forecast | Industrial | Agriculture | New | Space Heating | Natural Gas | Furnace | E2 | AFUE 90% | Baseline Forecast | 0 | 0 | 0 | 0 | 0 | 0 | 0 | 0 | 0 | 0 | 0 | 0 | 0 | 0 | 0 | 0 | 0 | 0 | 0 | 0 | 0 | 0 | 0 | 0 | kBtu/hr
Industrial_Agriculture_New_Space Heating_Natural Gas_Furnace_E3_Baseline Forecast | Industrial | Agriculture | New | Space Heating | Natural Gas | Furnace | E3 | AFUE 96% | Baseline Forecast | 0 | 0 | 0 | 0 | 0 | 0 | 0 | 0 | 0 | 0 | 0 | 0 | 0 | 0 | 0 | 0 | 0 | 0 | 0 | 0 | 0 | 0 | 0 | 0 | kBtu/hr
Industrial_Agriculture_New_Space Heating_Natural Gas_Furnace_E4_Baseline Forecast | Industrial | Agriculture | New | Space Heating | Natural Gas | Furnace | E4 |  | Baseline Forecast | 0 | 0 | 0 | 0 | 0 | 0 | 0 | 0 | 0 | 0 | 0 | 0 | 0 | 0 | 0 | 0 | 0 | 0 | 0 | 0 | 0 | 0 | 0 | 0 | 0
Industrial_Agriculture_New_Space Heating_Natural Gas_Furnace_E5_Baseline Forecast | Industrial | Agriculture | New | Space Heating | Natural Gas | Furnace | E5 |  | Baseline Forecast | 0 | 0 | 0 | 0 | 0 | 0 | 0 | 0 | 0 | 0 | 0 | 0 | 0 | 0 | 0 | 0 | 0 | 0 | 0 | 0 | 0 | 0 | 0 | 0 | 0
Industrial_Agriculture_New_Space Heating_Natural Gas_Furnace_E6_Baseline Forecast | Industrial | Agriculture | New | Space Heating | Natural Gas | Furnace | E6 |  | Baseline Forecast | 0 | 0 | 0 | 0 | 0 | 0 | 0 | 0 | 0 | 0 | 0 | 0 | 0 | 0 | 0 | 0 | 0 | 0 | 0 | 0 | 0 | 0 | 0 | 0 | 0
Industrial_Agriculture_New_Space Heating_Natural Gas_Furnace_E7_Baseline Forecast | Industrial | Agriculture | New | Space Heating | Natural Gas | Furnace | E7 |  | Baseline Forecast | 0 | 0 | 0 | 0 | 0 | 0 | 0 | 0 | 0 | 0 | 0 | 0 | 0 | 0 | 0 | 0 | 0 | 0 | 0 | 0 | 0 | 0 | 0 | 0 | 0
Industrial_Agriculture_New_Space Heating_Natural Gas_Furnace_E8_Baseline Forecast | Industrial | Agriculture | New | Space Heating | Natural Gas | Furnace | E8 |  | Baseline Forecast | 0 | 0 | 0 | 0 | 0 | 0 | 0 | 0 | 0 | 0 | 0 | 0 | 0 | 0 | 0 | 0 | 0 | 0 | 0 | 0 | 0 | 0 | 0 | 0 | 0
Industrial_Agriculture_New_Space Heating_Natural Gas_Furnace_E9_Baseline Forecast | Industrial | Agriculture | New | Space Heating | Natural Gas | Furnace | E9 |  | Baseline Forecast | 0 | 0 | 0 | 0 | 0 | 0 | 0 | 0 | 0 | 0 | 0 | 0 | 0 | 0 | 0 | 0 | 0 | 0 | 0 | 0 | 0 | 0 | 0 | 0 | 0
Industrial_Agriculture_New_Space Heating_Natural Gas_Furnace_E10_Baseline Forecast | Industrial | Agriculture | New | Space Heating | Natural Gas | Furnace | E10 |  | Baseline Forecast | 0 | 0 | 0 | 0 | 0 | 0 | 0 | 0 | 0 | 0 | 0 | 0 | 0 | 0 | 0 | 0 | 0 | 0 | 0 | 0 | 0 | 0 | 0 | 0 | 0
Industrial_Agriculture_New_Space Heating_Natural Gas_Furnace_Vintage_Baseline Forecast | Industrial | Agriculture | New | Space Heating | Natural Gas | Furnace | Vintage | Vintage | Baseline Forecast | 0 | 0 | 0 | 0 | 0 | 0 | 0 | 0 | 0 | 0 | 0 | 0 | 0 | 0 | 0 | 0 | 0 | 0 | 0 | 0 | 0 | 0 | 0 | 0 | Vintage
Industrial_Agriculture_New_Space Heating_Natural Gas_Boiler_E1_Baseline Forecast | Industrial | Agriculture | New | Space Heating | Natural Gas | Boiler | E1 | AFUE 80% (Standard) | Baseline Forecast | 0 | 108.988 | 111.5976 | 194.7588 | 277.7159 | 370.6978 | 426.6953 | 491.7008 | 555.8872 | 628.0869 | 681.8609 | 743.7083 | 804.7355 | 875.5287 | 923.5763 | 981.9715 | 1040.3225 | 1108.2509 | 1153.1196 | 1208.4085 | 1262.1916 | 1315.8158 | 0 | 0 | kBtu/hr
Industrial_Agriculture_New_Space Heating_Natural Gas_Boiler_E2_Baseline Forecast | Industrial | Agriculture | New | Space Heating | Natural Gas | Boiler | E2 | AFUE 85% | Baseline Forecast | 0 | 0 | 0 | 0 | 0 | 0 | 0 | 0 | 0 | 0 | 0 | 0 | 0 | 0 | 0 | 0 | 0 | 0 | 0 | 0 | 0 | 0 | 0 | 0 | kBtu/hr
Industrial_Agriculture_New_Space Heating_Natural Gas_Boiler_E3_Baseline Forecast | Industrial | Agriculture | New | Space Heating | Natural Gas | Boiler | E3 | AFUE 97% | Baseline Forecast | 0 | 0 | 0 | 0 | 0 | 0 | 0 | 0 | 0 | 0 | 0 | 0 | 0 | 0 | 0 | 0 | 0 | 0 | 0 | 0 | 0 | 0 | 0 | 0 | kBtu/hr
Industrial_Agriculture_New_Space Heating_Natural Gas_Boiler_E4_Baseline Forecast | Industrial | Agriculture | New | Space Heating | Natural Gas | Boiler | E4 | Convert to NG Air Source Heat Pump | Baseline Forecast | 0 | 0 | 0 | 0 | 0 | 0 | 0 | 0 | 0 | 0 | 0 | 0 | 0 | 0 | 0 | 0 | 0 | 0 | 0 | 0 | 0 | 0 | 0 | 0 | kBtu/hr
Industrial_Agriculture_New_Space Heating_Natural Gas_Boiler_E5_Baseline Forecast | Industrial | Agriculture | New | Space Heating | Natural Gas | Boiler | E5 |  | Baseline Forecast | 0 | 0 | 0 | 0 | 0 | 0 | 0 | 0 | 0 | 0 | 0 | 0 | 0 | 0 | 0 | 0 | 0 | 0 | 0 | 0 | 0 | 0 | 0 | 0 | 0
Industrial_Agriculture_New_Space Heating_Natural Gas_Boiler_E6_Baseline Forecast | Industrial | Agriculture | New | Space Heating | Natural Gas | Boiler | E6 |  | Baseline Forecast | 0 | 0 | 0 | 0 | 0 | 0 | 0 | 0 | 0 | 0 | 0 | 0 | 0 | 0 | 0 | 0 | 0 | 0 | 0 | 0 | 0 | 0 | 0 | 0 | 0
Industrial_Agriculture_New_Space Heating_Natural Gas_Boiler_E7_Baseline Forecast | Industrial | Agriculture | New | Space Heating | Natural Gas | Boiler | E7 |  | Baseline Forecast | 0 | 0 | 0 | 0 | 0 | 0 | 0 | 0 | 0 | 0 | 0 | 0 | 0 | 0 | 0 | 0 | 0 | 0 | 0 | 0 | 0 | 0 | 0 | 0 | 0
Industrial_Agriculture_New_Space Heating_Natural Gas_Boiler_E8_Baseline Forecast | Industrial | Agriculture | New | Space Heating | Natural Gas | Boiler | E8 |  | Baseline Forecast | 0 | 0 | 0 | 0 | 0 | 0 | 0 | 0 | 0 | 0 | 0 | 0 | 0 | 0 | 0 | 0 | 0 | 0 | 0 | 0 | 0 | 0 | 0 | 0 | 0
Industrial_Agriculture_New_Space Heating_Natural Gas_Boiler_E9_Baseline Forecast | Industrial | Agriculture | New | Space Heating | Natural Gas | Boiler | E9 |  | Baseline Forecast | 0 | 0 | 0 | 0 | 0 | 0 | 0 | 0 | 0 | 0 | 0 | 0 | 0 | 0 | 0 | 0 | 0 | 0 | 0 | 0 | 0 | 0 | 0 | 0 | 0
Industrial_Agriculture_New_Space Heating_Natural Gas_Boiler_E10_Baseline Forecast | Industrial | Agriculture | New | Space Heating | Natural Gas | Boiler | E10 |  | Baseline Forecast | 0 | 0 | 0 | 0 | 0 | 0 | 0 | 0 | 0 | 0 | 0 | 0 | 0 | 0 | 0 | 0 | 0 | 0 | 0 | 0 | 0 | 0 | 0 | 0 | 0
Industrial_Agriculture_New_Space Heating_Natural Gas_Boiler_Vintage_Baseline Forecast | Industrial | Agriculture | New | Space Heating | Natural Gas | Boiler | Vintage | Vintage | Baseline Forecast | 0 | 0 | 0 | 0 | 0 | 0 | 0 | 0 | 0 | 0 | 0 | 0 | 0 | 0 | 0 | 0 | 0 | 0 | 0 | 0 | 0 | 0 | 0 | 0 | Vintage
Industrial_Agriculture_New_Space Heating_Natural Gas_Unit Heater_E1_Baseline Forecast | Industrial | Agriculture | New | Space Heating | Natural Gas | Unit Heater | E1 | Standard | Baseline Forecast | 0 | 266.8362 | 273.2251 | 476.8295 | 679.9339 | 907.5821 | 1044.6811 | 1203.8348 | 1360.9827 | 1537.7498 | 1669.405 | 1820.8265 | 1970.2397 | 2143.5632 | 2261.1985 | 2404.1679 | 2547.029 | 2713.3387 | 2823.1912 | 2958.5553 | 3090.2328 | 3221.5213 | 0 | 0 | kBtu/Hr
Industrial_Agriculture_New_Space Heating_Natural Gas_Unit Heater_E2_Baseline Forecast | Industrial | Agriculture | New | Space Heating | Natural Gas | Unit Heater | E2 | Condensing | Baseline Forecast | 0 | 0 | 0 | 0 | 0 | 0 | 0 | 0 | 0 | 0 | 0 | 0 | 0 | 0 | 0 | 0 | 0 | 0 | 0 | 0 | 0 | 0 | 0 | 0 | kBtu/Hr
Industrial_Agriculture_New_Space Heating_Natural Gas_Unit Heater_E3_Baseline Forecast | Industrial | Agriculture | New | Space Heating | Natural Gas | Unit Heater | E3 | Infrared Radiant | Baseline Forecast | 0 | 0 | 0 | 0 | 0 | 0 | 0 | 0 | 0 | 0 | 0 | 0 | 0 | 0 | 0 | 0 | 0 | 0 | 0 | 0 | 0 | 0 | 0 | 0 | kBtu/Hr
Industrial_Agriculture_New_Space Heating_Natural Gas_Unit Heater_E4_Baseline Forecast | Industrial | Agriculture | New | Space Heating | Natural Gas | Unit Heater | E4 |  | Baseline Forecast | 0 | 0 | 0 | 0 | 0 | 0 | 0 | 0 | 0 | 0 | 0 | 0 | 0 | 0 | 0 | 0 | 0 | 0 | 0 | 0 | 0 | 0 | 0 | 0 | 0
Industrial_Agriculture_New_Space Heating_Natural Gas_Unit Heater_E5_Baseline Forecast | Industrial | Agriculture | New | Space Heating | Natural Gas | Unit Heater | E5 |  | Baseline Forecast | 0 | 0 | 0 | 0 | 0 | 0 | 0 | 0 | 0 | 0 | 0 | 0 | 0 | 0 | 0 | 0 | 0 | 0 | 0 | 0 | 0 | 0 | 0 | 0 | 0
Industrial_Agriculture_New_Space Heating_Natural Gas_Unit Heater_E6_Baseline Forecast | Industrial | Agriculture | New | Space Heating | Natural Gas | Unit Heater | E6 |  | Baseline Forecast | 0 | 0 | 0 | 0 | 0 | 0 | 0 | 0 | 0 | 0 | 0 | 0 | 0 | 0 | 0 | 0 | 0 | 0 | 0 | 0 | 0 | 0 | 0 | 0 | 0
Industrial_Agriculture_New_Space Heating_Natural Gas_Unit Heater_E7_Baseline Forecast | Industrial | Agriculture | New | Space Heating | Natural Gas | Unit Heater | E7 |  | Baseline Forecast | 0 | 0 | 0 | 0 | 0 | 0 | 0 | 0 | 0 | 0 | 0 | 0 | 0 | 0 | 0 | 0 | 0 | 0 | 0 | 0 | 0 | 0 | 0 | 0 | 0
Industrial_Agriculture_New_Space Heating_Natural Gas_Unit Heater_E8_Baseline Forecast | Industrial | Agriculture | New | Space Heating | Natural Gas | Unit Heater | E8 |  | Baseline Forecast | 0 | 0 | 0 | 0 | 0 | 0 | 0 | 0 | 0 | 0 | 0 | 0 | 0 | 0 | 0 | 0 | 0 | 0 | 0 | 0 | 0 | 0 | 0 | 0 | 0
Industrial_Agriculture_New_Space Heating_Natural Gas_Unit Heater_E9_Baseline Forecast | Industrial | Agriculture | New | Space Heating | Natural Gas | Unit Heater | E9 |  | Baseline Forecast | 0 | 0 | 0 | 0 | 0 | 0 | 0 | 0 | 0 | 0 | 0 | 0 | 0 | 0 | 0 | 0 | 0 | 0 | 0 | 0 | 0 | 0 | 0 | 0 | 0
Industrial_Agriculture_New_Space Heating_Natural Gas_Unit Heater_E10_Baseline Forecast | Industrial | Agriculture | New | Space Heating | Natural Gas | Unit Heater | E10 |  | Baseline Forecast | 0 | 0 | 0 | 0 | 0 | 0 | 0 | 0 | 0 | 0 | 0 | 0 | 0 | 0 | 0 | 0 | 0 | 0 | 0 | 0 | 0 | 0 | 0 | 0 | 0
Industrial_Agriculture_New_Space Heating_Natural Gas_Unit Heater_Vintage_Baseline Forecast | Industrial | Agriculture | New | Space Heating | Natural Gas | Unit Heater | Vintage | Vintage | Baseline Forecast | 0 | 0 | 0 | 0 | 0 | 0 | 0 | 0 | 0 | 0 | 0 | 0 | 0 | 0 | 0 | 0 | 0 | 0 | 0 | 0 | 0 | 0 | 0 | 0 | Vintage
Industrial_Agriculture_New_Process_Natural Gas_Process Boiler_E1_Baseline Forecast | Industrial | Agriculture | New | Process | Natural Gas | Process Boiler | E1 | Standard | Baseline Forecast | 0 | 901.5445 | 923.1304 | 1611.0371 | 2297.2546 | 3066.3969 | 3529.6057 | 4067.3293 | 4598.2762 | 5195.5094 | 5640.3254 | 6151.9248 | 6656.7389 | 7242.3374 | 7639.7853 | 8122.828 | 8605.5048 | 9167.4061 | 9538.5584 | 9995.9057 | 10440.7971 | 10884.3743 | 0 | 0 | unit
Industrial_Agriculture_New_Process_Natural Gas_Process Boiler_E2_Baseline Forecast | Industrial | Agriculture | New | Process | Natural Gas | Process Boiler | E2 |  | Baseline Forecast | 0 | 0 | 0 | 0 | 0 | 0 | 0 | 0 | 0 | 0 | 0 | 0 | 0 | 0 | 0 | 0 | 0 | 0 | 0 | 0 | 0 | 0 | 0 | 0 | 0
Industrial_Agriculture_New_Process_Natural Gas_Process Boiler_E3_Baseline Forecast | Industrial | Agriculture | New | Process | Natural Gas | Process Boiler | E3 |  | Baseline Forecast | 0 | 0 | 0 | 0 | 0 | 0 | 0 | 0 | 0 | 0 | 0 | 0 | 0 | 0 | 0 | 0 | 0 | 0 | 0 | 0 | 0 | 0 | 0 | 0 | 0
Industrial_Agriculture_New_Process_Natural Gas_Process Boiler_E4_Baseline Forecast | Industrial | Agriculture | New | Process | Natural Gas | Process Boiler | E4 |  | Baseline Forecast | 0 | 0 | 0 | 0 | 0 | 0 | 0 | 0 | 0 | 0 | 0 | 0 | 0 | 0 | 0 | 0 | 0 | 0 | 0 | 0 | 0 | 0 | 0 | 0 | 0
Industrial_Agriculture_New_Process_Natural Gas_Process Boiler_E5_Baseline Forecast | Industrial | Agriculture | New | Process | Natural Gas | Process Boiler | E5 |  | Baseline Forecast | 0 | 0 | 0 | 0 | 0 | 0 | 0 | 0 | 0 | 0 | 0 | 0 | 0 | 0 | 0 | 0 | 0 | 0 | 0 | 0 | 0 | 0 | 0 | 0 | 0
Industrial_Agriculture_New_Process_Natural Gas_Process Boiler_E6_Baseline Forecast | Industrial | Agriculture | New | Process | Natural Gas | Process Boiler | E6 |  | Baseline Forecast | 0 | 0 | 0 | 0 | 0 | 0 | 0 | 0 | 0 | 0 | 0 | 0 | 0 | 0 | 0 | 0 | 0 | 0 | 0 | 0 | 0 | 0 | 0 | 0 | 0
Industrial_Agriculture_New_Process_Natural Gas_Process Boiler_E7_Baseline Forecast | Industrial | Agriculture | New | Process | Natural Gas | Process Boiler | E7 |  | Baseline Forecast | 0 | 0 | 0 | 0 | 0 | 0 | 0 | 0 | 0 | 0 | 0 | 0 | 0 | 0 | 0 | 0 | 0 | 0 | 0 | 0 | 0 | 0 | 0 | 0 | 0
Industrial_Agriculture_New_Process_Natural Gas_Process Boiler_E8_Baseline Forecast | Industrial | Agriculture | New | Process | Natural Gas | Process Boiler | E8 |  | Baseline Forecast | 0 | 0 | 0 | 0 | 0 | 0 | 0 | 0 | 0 | 0 | 0 | 0 | 0 | 0 | 0 | 0 | 0 | 0 | 0 | 0 | 0 | 0 | 0 | 0 | 0
Industrial_Agriculture_New_Process_Natural Gas_Process Boiler_E9_Baseline Forecast | Industrial | Agriculture | New | Process | Natural Gas | Process Boiler | E9 |  | Baseline Forecast | 0 | 0 | 0 | 0 | 0 | 0 | 0 | 0 | 0 | 0 | 0 | 0 | 0 | 0 | 0 | 0 | 0 | 0 | 0 | 0 | 0 | 0 | 0 | 0 | 0
Industrial_Agriculture_New_Process_Natural Gas_Process Boiler_E10_Baseline Forecast | Industrial | Agriculture | New | Process | Natural Gas | Process Boiler | E10 |  | Baseline Forecast | 0 | 0 | 0 | 0 | 0 | 0 | 0 | 0 | 0 | 0 | 0 | 0 | 0 | 0 | 0 | 0 | 0 | 0 | 0 | 0 | 0 | 0 | 0 | 0 | 0
Industrial_Agriculture_New_Process_Natural Gas_Process Boiler_Vintage_Baseline Forecast | Industrial | Agriculture | New | Process | Natural Gas | Process Boiler | Vintage | Vintage | Baseline Forecast | 0 | 0 | 0 | 0 | 0 | 0 | 0 | 0 | 0 | 0 | 0 | 0 | 0 | 0 | 0 | 0 | 0 | 0 | 0 | 0 | 0 | 0 | 0 | 0 | Vintage
Industrial_Agriculture_New_Process_Natural Gas_Process Heating_E1_Baseline Forecast | Industrial | Agriculture | New | Process | Natural Gas | Process Heating | E1 | Standard | Baseline Forecast | 0 | 901.5445 | 923.1304 | 1611.0371 | 2297.2546 | 3066.3969 | 3529.6057 | 4067.3293 | 4598.2762 | 5195.5094 | 5640.3254 | 6151.9248 | 6656.7389 | 7242.3374 | 7639.7853 | 8122.828 | 8605.5048 | 9167.4061 | 9538.5584 | 9995.9057 | 10440.7971 | 10884.3743 | 0 | 0 | unit
Industrial_Agriculture_New_Process_Natural Gas_Process Heating_E2_Baseline Forecast | Industrial | Agriculture | New | Process | Natural Gas | Process Heating | E2 |  | Baseline Forecast | 0 | 0 | 0 | 0 | 0 | 0 | 0 | 0 | 0 | 0 | 0 | 0 | 0 | 0 | 0 | 0 | 0 | 0 | 0 | 0 | 0 | 0 | 0 | 0 | 0
Industrial_Agriculture_New_Process_Natural Gas_Process Heating_E3_Baseline Forecast | Industrial | Agriculture | New | Process | Natural Gas | Process Heating | E3 |  | Baseline Forecast | 0 | 0 | 0 | 0 | 0 | 0 | 0 | 0 | 0 | 0 | 0 | 0 | 0 | 0 | 0 | 0 | 0 | 0 | 0 | 0 | 0 | 0 | 0 | 0 | 0
Industrial_Agriculture_New_Process_Natural Gas_Process Heating_E4_Baseline Forecast | Industrial | Agriculture | New | Process | Natural Gas | Process Heating | E4 |  | Baseline Forecast | 0 | 0 | 0 | 0 | 0 | 0 | 0 | 0 | 0 | 0 | 0 | 0 | 0 | 0 | 0 | 0 | 0 | 0 | 0 | 0 | 0 | 0 | 0 | 0 | 0
Industrial_Agriculture_New_Process_Natural Gas_Process Heating_E5_Baseline Forecast | Industrial | Agriculture | New | Process | Natural Gas | Process Heating | E5 |  | Baseline Forecast | 0 | 0 | 0 | 0 | 0 | 0 | 0 | 0 | 0 | 0 | 0 | 0 | 0 | 0 | 0 | 0 | 0 | 0 | 0 | 0 | 0 | 0 | 0 | 0 | 0
Industrial_Agriculture_New_Process_Natural Gas_Process Heating_E6_Baseline Forecast | Industrial | Agriculture | New | Process | Natural Gas | Process Heating | E6 |  | Baseline Forecast | 0 | 0 | 0 | 0 | 0 | 0 | 0 | 0 | 0 | 0 | 0 | 0 | 0 | 0 | 0 | 0 | 0 | 0 | 0 | 0 | 0 | 0 | 0 | 0 | 0
Industrial_Agriculture_New_Process_Natural Gas_Process Heating_E7_Baseline Forecast | Industrial | Agriculture | New | Process | Natural Gas | Process Heating | E7 |  | Baseline Forecast | 0 | 0 | 0 | 0 | 0 | 0 | 0 | 0 | 0 | 0 | 0 | 0 | 0 | 0 | 0 | 0 | 0 | 0 | 0 | 0 | 0 | 0 | 0 | 0 | 0
Industrial_Agriculture_New_Process_Natural Gas_Process Heating_E8_Baseline Forecast | Industrial | Agriculture | New | Process | Natural Gas | Process Heating | E8 |  | Baseline Forecast | 0 | 0 | 0 | 0 | 0 | 0 | 0 | 0 | 0 | 0 | 0 | 0 | 0 | 0 | 0 | 0 | 0 | 0 | 0 | 0 | 0 | 0 | 0 | 0 | 0
Industrial_Agriculture_New_Process_Natural Gas_Process Heating_E9_Baseline Forecast | Industrial | Agriculture | New | Process | Natural Gas | Process Heating | E9 |  | Baseline Forecast | 0 | 0 | 0 | 0 | 0 | 0 | 0 | 0 | 0 | 0 | 0 | 0 | 0 | 0 | 0 | 0 | 0 | 0 | 0 | 0 | 0 | 0 | 0 | 0 | 0
Industrial_Agriculture_New_Process_Natural Gas_Process Heating_E10_Baseline Forecast | Industrial | Agriculture | New | Process | Natural Gas | Process Heating | E10 |  | Baseline Forecast | 0 | 0 | 0 | 0 | 0 | 0 | 0 | 0 | 0 | 0 | 0 | 0 | 0 | 0 | 0 | 0 | 0 | 0 | 0 | 0 | 0 | 0 | 0 | 0 | 0
Industrial_Agriculture_New_Process_Natural Gas_Process Heating_Vintage_Baseline Forecast | Industrial | Agriculture | New | Process | Natural Gas | Process Heating | Vintage | Vintage | Baseline Forecast | 0 | 0 | 0 | 0 | 0 | 0 | 0 | 0 | 0 | 0 | 0 | 0 | 0 | 0 | 0 | 0 | 0 | 0 | 0 | 0 | 0 | 0 | 0 | 0 | Vintage
Industrial_Agriculture_New_Process_Natural Gas_Process Cooling_E1_Baseline Forecast | Industrial | Agriculture | New | Process | Natural Gas | Process Cooling | E1 | Standard | Baseline Forecast | 0 | 901.5445 | 923.1304 | 1611.0371 | 2297.2546 | 3066.3969 | 3529.6057 | 4067.3293 | 4598.2762 | 5195.5094 | 5640.3254 | 6151.9248 | 6656.7389 | 7242.3374 | 7639.7853 | 8122.828 | 8605.5048 | 9167.4061 | 9538.5584 | 9995.9057 | 10440.7971 | 10884.3743 | 0 | 0 | unit
Industrial_Agriculture_New_Process_Natural Gas_Process Cooling_E2_Baseline Forecast | Industrial | Agriculture | New | Process | Natural Gas | Process Cooling | E2 |  | Baseline Forecast | 0 | 0 | 0 | 0 | 0 | 0 | 0 | 0 | 0 | 0 | 0 | 0 | 0 | 0 | 0 | 0 | 0 | 0 | 0 | 0 | 0 | 0 | 0 | 0 | 0
Industrial_Agriculture_New_Process_Natural Gas_Process Cooling_E3_Baseline Forecast | Industrial | Agriculture | New | Process | Natural Gas | Process Cooling | E3 |  | Baseline Forecast | 0 | 0 | 0 | 0 | 0 | 0 | 0 | 0 | 0 | 0 | 0 | 0 | 0 | 0 | 0 | 0 | 0 | 0 | 0 | 0 | 0 | 0 | 0 | 0 | 0
Industrial_Agriculture_New_Process_Natural Gas_Process Cooling_E4_Baseline Forecast | Industrial | Agriculture | New | Process | Natural Gas | Process Cooling | E4 |  | Baseline Forecast | 0 | 0 | 0 | 0 | 0 | 0 | 0 | 0 | 0 | 0 | 0 | 0 | 0 | 0 | 0 | 0 | 0 | 0 | 0 | 0 | 0 | 0 | 0 | 0 | 0
Industrial_Agriculture_New_Process_Natural Gas_Process Cooling_E5_Baseline Forecast | Industrial | Agriculture | New | Process | Natural Gas | Process Cooling | E5 |  | Baseline Forecast | 0 | 0 | 0 | 0 | 0 | 0 | 0 | 0 | 0 | 0 | 0 | 0 | 0 | 0 | 0 | 0 | 0 | 0 | 0 | 0 | 0 | 0 | 0 | 0 | 0
Industrial_Agriculture_New_Process_Natural Gas_Process Cooling_E6_Baseline Forecast | Industrial | Agriculture | New | Process | Natural Gas | Process Cooling | E6 |  | Baseline Forecast | 0 | 0 | 0 | 0 | 0 | 0 | 0 | 0 | 0 | 0 | 0 | 0 | 0 | 0 | 0 | 0 | 0 | 0 | 0 | 0 | 0 | 0 | 0 | 0 | 0
Industrial_Agriculture_New_Process_Natural Gas_Process Cooling_E7_Baseline Forecast | Industrial | Agriculture | New | Process | Natural Gas | Process Cooling | E7 |  | Baseline Forecast | 0 | 0 | 0 | 0 | 0 | 0 | 0 | 0 | 0 | 0 | 0 | 0 | 0 | 0 | 0 | 0 | 0 | 0 | 0 | 0 | 0 | 0 | 0 | 0 | 0
Industrial_Agriculture_New_Process_Natural Gas_Process Cooling_E8_Baseline Forecast | Industrial | Agriculture | New | Process | Natural Gas | Process Cooling | E8 |  | Baseline Forecast | 0 | 0 | 0 | 0 | 0 | 0 | 0 | 0 | 0 | 0 | 0 | 0 | 0 | 0 | 0 | 0 | 0 | 0 | 0 | 0 | 0 | 0 | 0 | 0 | 0
Industrial_Agriculture_New_Process_Natural Gas_Process Cooling_E9_Baseline Forecast | Industrial | Agriculture | New | Process | Natural Gas | Process Cooling | E9 |  | Baseline Forecast | 0 | 0 | 0 | 0 | 0 | 0 | 0 | 0 | 0 | 0 | 0 | 0 | 0 | 0 | 0 | 0 | 0 | 0 | 0 | 0 | 0 | 0 | 0 | 0 | 0
Industrial_Agriculture_New_Process_Natural Gas_Process Cooling_E10_Baseline Forecast | Industrial | Agriculture | New | Process | Natural Gas | Process Cooling | E10 |  | Baseline Forecast | 0 | 0 | 0 | 0 | 0 | 0 | 0 | 0 | 0 | 0 | 0 | 0 | 0 | 0 | 0 | 0 | 0 | 0 | 0 | 0 | 0 | 0 | 0 | 0 | 0
Industrial_Agriculture_New_Process_Natural Gas_Process Cooling_Vintage_Baseline Forecast | Industrial | Agriculture | New | Process | Natural Gas | Process Cooling | Vintage | Vintage | Baseline Forecast | 0 | 0 | 0 | 0 | 0 | 0 | 0 | 0 | 0 | 0 | 0 | 0 | 0 | 0 | 0 | 0 | 0 | 0 | 0 | 0 | 0 | 0 | 0 | 0 | Vintage
Industrial_Agriculture_New_Process_Natural Gas_Other Process_E1_Baseline Forecast | Industrial | Agriculture | New | Process | Natural Gas | Other Process | E1 | Standard | Baseline Forecast | 0 | 901.5445 | 923.1304 | 1611.0371 | 2297.2546 | 3066.3969 | 3529.6057 | 4067.3293 | 4598.2762 | 5195.5094 | 5640.3254 | 6151.9248 | 6656.7389 | 7242.3374 | 7639.7853 | 8122.828 | 8605.5048 | 9167.4061 | 9538.5584 | 9995.9057 | 10440.7971 | 10884.3743 | 0 | 0 | unit
Industrial_Agriculture_New_Process_Natural Gas_Other Process_E2_Baseline Forecast | Industrial | Agriculture | New | Process | Natural Gas | Other Process | E2 |  | Baseline Forecast | 0 | 0 | 0 | 0 | 0 | 0 | 0 | 0 | 0 | 0 | 0 | 0 | 0 | 0 | 0 | 0 | 0 | 0 | 0 | 0 | 0 | 0 | 0 | 0 | 0
Industrial_Agriculture_New_Process_Natural Gas_Other Process_E3_Baseline Forecast | Industrial | Agriculture | New | Process | Natural Gas | Other Process | E3 |  | Baseline Forecast | 0 | 0 | 0 | 0 | 0 | 0 | 0 | 0 | 0 | 0 | 0 | 0 | 0 | 0 | 0 | 0 | 0 | 0 | 0 | 0 | 0 | 0 | 0 | 0 | 0
Industrial_Agriculture_New_Process_Natural Gas_Other Process_E4_Baseline Forecast | Industrial | Agriculture | New | Process | Natural Gas | Other Process | E4 |  | Baseline Forecast | 0 | 0 | 0 | 0 | 0 | 0 | 0 | 0 | 0 | 0 | 0 | 0 | 0 | 0 | 0 | 0 | 0 | 0 | 0 | 0 | 0 | 0 | 0 | 0 | 0
Industrial_Agriculture_New_Process_Natural Gas_Other Process_E5_Baseline Forecast | Industrial | Agriculture | New | Process | Natural Gas | Other Process | E5 |  | Baseline Forecast | 0 | 0 | 0 | 0 | 0 | 0 | 0 | 0 | 0 | 0 | 0 | 0 | 0 | 0 | 0 | 0 | 0 | 0 | 0 | 0 | 0 | 0 | 0 | 0 | 0
Industrial_Agriculture_New_Process_Natural Gas_Other Process_E6_Baseline Forecast | Industrial | Agriculture | New | Process | Natural Gas | Other Process | E6 |  | Baseline Forecast | 0 | 0 | 0 | 0 | 0 | 0 | 0 | 0 | 0 | 0 | 0 | 0 | 0 | 0 | 0 | 0 | 0 | 0 | 0 | 0 | 0 | 0 | 0 | 0 | 0
Industrial_Agriculture_New_Process_Natural Gas_Other Process_E7_Baseline Forecast | Industrial | Agriculture | New | Process | Natural Gas | Other Process | E7 |  | Baseline Forecast | 0 | 0 | 0 | 0 | 0 | 0 | 0 | 0 | 0 | 0 | 0 | 0 | 0 | 0 | 0 | 0 | 0 | 0 | 0 | 0 | 0 | 0 | 0 | 0 | 0
Industrial_Agriculture_New_Process_Natural Gas_Other Process_E8_Baseline Forecast | Industrial | Agriculture | New | Process | Natural Gas | Other Process | E8 |  | Baseline Forecast | 0 | 0 | 0 | 0 | 0 | 0 | 0 | 0 | 0 | 0 | 0 | 0 | 0 | 0 | 0 | 0 | 0 | 0 | 0 | 0 | 0 | 0 | 0 | 0 | 0
Industrial_Agriculture_New_Process_Natural Gas_Other Process_E9_Baseline Forecast | Industrial | Agriculture | New | Process | Natural Gas | Other Process | E9 |  | Baseline Forecast | 0 | 0 | 0 | 0 | 0 | 0 | 0 | 0 | 0 | 0 | 0 | 0 | 0 | 0 | 0 | 0 | 0 | 0 | 0 | 0 | 0 | 0 | 0 | 0 | 0
Industrial_Agriculture_New_Process_Natural Gas_Other Process_E10_Baseline Forecast | Industrial | Agriculture | New | Process | Natural Gas | Other Process | E10 |  | Baseline Forecast | 0 | 0 | 0 | 0 | 0 | 0 | 0 | 0 | 0 | 0 | 0 | 0 | 0 | 0 | 0 | 0 | 0 | 0 | 0 | 0 | 0 | 0 | 0 | 0 | 0
Industrial_Agriculture_New_Process_Natural Gas_Other Process_Vintage_Baseline Forecast | Industrial | Agriculture | New | Process | Natural Gas | Other Process | Vintage | Vintage | Baseline Forecast | 0 | 0 | 0 | 0 | 0 | 0 | 0 | 0 | 0 | 0 | 0 | 0 | 0 | 0 | 0 | 0 | 0 | 0 | 0 | 0 | 0 | 0 | 0 | 0 | Vintage
Industrial_Agriculture_New_Miscellaneous_Natural Gas_Miscellaneous_E1_Baseline Forecast | Industrial | Agriculture | New | Miscellaneous | Natural Gas | Miscellaneous | E1 | Standard | Baseline Forecast | 0 | 901.5445 | 923.1304 | 1611.0371 | 2297.2546 | 3066.3969 | 3529.6057 | 4067.3293 | 4598.2762 | 5195.5094 | 5640.3254 | 6151.9248 | 6656.7389 | 7242.3374 | 7639.7853 | 8122.828 | 8605.5048 | 9167.4061 | 9538.5584 | 9995.9057 | 10440.7971 | 10884.3743 | 0 | 0 | unit
Industrial_Agriculture_New_Miscellaneous_Natural Gas_Miscellaneous_E2_Baseline Forecast | Industrial | Agriculture | New | Miscellaneous | Natural Gas | Miscellaneous | E2 |  | Baseline Forecast | 0 | 0 | 0 | 0 | 0 | 0 | 0 | 0 | 0 | 0 | 0 | 0 | 0 | 0 | 0 | 0 | 0 | 0 | 0 | 0 | 0 | 0 | 0 | 0 | 0
Industrial_Agriculture_New_Miscellaneous_Natural Gas_Miscellaneous_E3_Baseline Forecast | Industrial | Agriculture | New | Miscellaneous | Natural Gas | Miscellaneous | E3 |  | Baseline Forecast | 0 | 0 | 0 | 0 | 0 | 0 | 0 | 0 | 0 | 0 | 0 | 0 | 0 | 0 | 0 | 0 | 0 | 0 | 0 | 0 | 0 | 0 | 0 | 0 | 0
Industrial_Agriculture_New_Miscellaneous_Natural Gas_Miscellaneous_E4_Baseline Forecast | Industrial | Agriculture | New | Miscellaneous | Natural Gas | Miscellaneous | E4 |  | Baseline Forecast | 0 | 0 | 0 | 0 | 0 | 0 | 0 | 0 | 0 | 0 | 0 | 0 | 0 | 0 | 0 | 0 | 0 | 0 | 0 | 0 | 0 | 0 | 0 | 0 | 0
Industrial_Agriculture_New_Miscellaneous_Natural Gas_Miscellaneous_E5_Baseline Forecast | Industrial | Agriculture | New | Miscellaneous | Natural Gas | Miscellaneous | E5 |  | Baseline Forecast | 0 | 0 | 0 | 0 | 0 | 0 | 0 | 0 | 0 | 0 | 0 | 0 | 0 | 0 | 0 | 0 | 0 | 0 | 0 | 0 | 0 | 0 | 0 | 0 | 0
Industrial_Agriculture_New_Miscellaneous_Natural Gas_Miscellaneous_E6_Baseline Forecast | Industrial | Agriculture | New | Miscellaneous | Natural Gas | Miscellaneous | E6 |  | Baseline Forecast | 0 | 0 | 0 | 0 | 0 | 0 | 0 | 0 | 0 | 0 | 0 | 0 | 0 | 0 | 0 | 0 | 0 | 0 | 0 | 0 | 0 | 0 | 0 | 0 | 0
Industrial_Agriculture_New_Miscellaneous_Natural Gas_Miscellaneous_E7_Baseline Forecast | Industrial | Agriculture | New | Miscellaneous | Natural Gas | Miscellaneous | E7 |  | Baseline Forecast | 0 | 0 | 0 | 0 | 0 | 0 | 0 | 0 | 0 | 0 | 0 | 0 | 0 | 0 | 0 | 0 | 0 | 0 | 0 | 0 | 0 | 0 | 0 | 0 | 0
Industrial_Agriculture_New_Miscellaneous_Natural Gas_Miscellaneous_E8_Baseline Forecast | Industrial | Agriculture | New | Miscellaneous | Natural Gas | Miscellaneous | E8 |  | Baseline Forecast | 0 | 0 | 0 | 0 | 0 | 0 | 0 | 0 | 0 | 0 | 0 | 0 | 0 | 0 | 0 | 0 | 0 | 0 | 0 | 0 | 0 | 0 | 0 | 0 | 0
Industrial_Agriculture_New_Miscellaneous_Natural Gas_Miscellaneous_E9_Baseline Forecast | Industrial | Agriculture | New | Miscellaneous | Natural Gas | Miscellaneous | E9 |  | Baseline Forecast | 0 | 0 | 0 | 0 | 0 | 0 | 0 | 0 | 0 | 0 | 0 | 0 | 0 | 0 | 0 | 0 | 0 | 0 | 0 | 0 | 0 | 0 | 0 | 0 | 0
Industrial_Agriculture_New_Miscellaneous_Natural Gas_Miscellaneous_E10_Baseline Forecast | Industrial | Agriculture | New | Miscellaneous | Natural Gas | Miscellaneous | E10 |  | Baseline Forecast | 0 | 0 | 0 | 0 | 0 | 0 | 0 | 0 | 0 | 0 | 0 | 0 | 0 | 0 | 0 | 0 | 0 | 0 | 0 | 0 | 0 | 0 | 0 | 0 | 0
Industrial_Agriculture_New_Miscellaneous_Natural Gas_Miscellaneous_Vintage_Baseline Forecast | Industrial | Agriculture | New | Miscellaneous | Natural Gas | Miscellaneous | Vintage | Vintage | Baseline Forecast | 0 | 0 | 0 | 0 | 0 | 0 | 0 | 0 | 0 | 0 | 0 | 0 | 0 | 0 | 0 | 0 | 0 | 0 | 0 | 0 | 0 | 0 | 0 | 0 | Vintage
Industrial_Primary Metals_Existing_Space Heating_Natural Gas_Furnace_E1_Baseline Forecast | Industrial | Primary Metals | Existing | Space Heating | Natural Gas | Furnace | E1 | AFUE 80% (Standard) | Baseline Forecast | 0 | 2.9993 | 6.0901 | 9.254 | 12.4738 | 15.7342 | 19.0212 | 22.3222 | 25.626 | 28.9221 | 32.2014 | 35.4558 | 38.3681 | 40.9657 | 43.274 | 45.3162 | 47.1139 | 48.6871 | 50.0541 | 51.232 | 52.2364 | 53.0818 | 0 | 0 | kBtu/hr
Industrial_Primary Metals_Existing_Space Heating_Natural Gas_Furnace_E2_Baseline Forecast | Industrial | Primary Metals | Existing | Space Heating | Natural Gas | Furnace | E2 | AFUE 90% | Baseline Forecast | 0 | 0 | 0 | 0 | 0 | 0 | 0 | 0 | 0 | 0 | 0 | 0 | 0 | 0 | 0 | 0 | 0 | 0 | 0 | 0 | 0 | 0 | 0 | 0 | kBtu/hr
Industrial_Primary Metals_Existing_Space Heating_Natural Gas_Furnace_E3_Baseline Forecast | Industrial | Primary Metals | Existing | Space Heating | Natural Gas | Furnace | E3 | AFUE 96% | Baseline Forecast | 0 | 0 | 0 | 0 | 0 | 0 | 0 | 0 | 0 | 0 | 0 | 0 | 0 | 0 | 0 | 0 | 0 | 0 | 0 | 0 | 0 | 0 | 0 | 0 | kBtu/hr
Industrial_Primary Metals_Existing_Space Heating_Natural Gas_Furnace_E4_Baseline Forecast | Industrial | Primary Metals | Existing | Space Heating | Natural Gas | Furnace | E4 |  | Baseline Forecast | 0 | 0 | 0 | 0 | 0 | 0 | 0 | 0 | 0 | 0 | 0 | 0 | 0 | 0 | 0 | 0 | 0 | 0 | 0 | 0 | 0 | 0 | 0 | 0 | 0
Industrial_Primary Metals_Existing_Space Heating_Natural Gas_Furnace_E5_Baseline Forecast | Industrial | Primary Metals | Existing | Space Heating | Natural Gas | Furnace | E5 |  | Baseline Forecast | 0 | 0 | 0 | 0 | 0 | 0 | 0 | 0 | 0 | 0 | 0 | 0 | 0 | 0 | 0 | 0 | 0 | 0 | 0 | 0 | 0 | 0 | 0 | 0 | 0
Industrial_Primary Metals_Existing_Space Heating_Natural Gas_Furnace_E6_Baseline Forecast | Industrial | Primary Metals | Existing | Space Heating | Natural Gas | Furnace | E6 |  | Baseline Forecast | 0 | 0 | 0 | 0 | 0 | 0 | 0 | 0 | 0 | 0 | 0 | 0 | 0 | 0 | 0 | 0 | 0 | 0 | 0 | 0 | 0 | 0 | 0 | 0 | 0
Industrial_Primary Metals_Existing_Space Heating_Natural Gas_Furnace_E7_Baseline Forecast | Industrial | Primary Metals | Existing | Space Heating | Natural Gas | Furnace | E7 |  | Baseline Forecast | 0 | 0 | 0 | 0 | 0 | 0 | 0 | 0 | 0 | 0 | 0 | 0 | 0 | 0 | 0 | 0 | 0 | 0 | 0 | 0 | 0 | 0 | 0 | 0 | 0
Industrial_Primary Metals_Existing_Space Heating_Natural Gas_Furnace_E8_Baseline Forecast | Industrial | Primary Metals | Existing | Space Heating | Natural Gas | Furnace | E8 |  | Baseline Forecast | 0 | 0 | 0 | 0 | 0 | 0 | 0 | 0 | 0 | 0 | 0 | 0 | 0 | 0 | 0 | 0 | 0 | 0 | 0 | 0 | 0 | 0 | 0 | 0 | 0
Industrial_Primary Metals_Existing_Space Heating_Natural Gas_Furnace_E9_Baseline Forecast | Industrial | Primary Metals | Existing | Space Heating | Natural Gas | Furnace | E9 |  | Baseline Forecast | 0 | 0 | 0 | 0 | 0 | 0 | 0 | 0 | 0 | 0 | 0 | 0 | 0 | 0 | 0 | 0 | 0 | 0 | 0 | 0 | 0 | 0 | 0 | 0 | 0
Industrial_Primary Metals_Existing_Space Heating_Natural Gas_Furnace_E10_Baseline Forecast | Industrial | Primary Metals | Existing | Space Heating | Natural Gas | Furnace | E10 |  | Baseline Forecast | 0 | 0 | 0 | 0 | 0 | 0 | 0 | 0 | 0 | 0 | 0 | 0 | 0 | 0 | 0 | 0 | 0 | 0 | 0 | 0 | 0 | 0 | 0 | 0 | 0
Industrial_Primary Metals_Existing_Space Heating_Natural Gas_Furnace_Vintage_Baseline Forecast | Industrial | Primary Metals | Existing | Space Heating | Natural Gas | Furnace | Vintage | Vintage | Baseline Forecast | 116.7342 | 111.7223 | 106.6535 | 101.5458 | 96.4156 | 91.2778 | 86.1458 | 81.0315 | 75.9458 | 70.8985 | 65.8981 | 60.9524 | 56.3779 | 52.1467 | 48.233 | 44.6131 | 41.2649 | 38.1679 | 35.3034 | 32.6538 | 30.2031 | 27.9364 | 0 | 0 | Vintage
Industrial_Primary Metals_Existing_Space Heating_Natural Gas_Boiler_E1_Baseline Forecast | Industrial | Primary Metals | Existing | Space Heating | Natural Gas | Boiler | E1 | AFUE 80% (Standard) | Baseline Forecast | 0 | 0.22554 | 0.44531 | 0.65924 | 0.86727 | 1.0694 | 1.2655 | 1.4557 | 1.64 | 1.8185 | 1.9911 | 2.1579 | 2.3191 | 2.4746 | 2.6247 | 2.7692 | 2.9084 | 3.0424 | 3.1712 | 3.295 | 3.4138 | 3.5278 | 0 | 0 | kBtu/hr
Industrial_Primary Metals_Existing_Space Heating_Natural Gas_Boiler_E2_Baseline Forecast | Industrial | Primary Metals | Existing | Space Heating | Natural Gas | Boiler | E2 | AFUE 85% | Baseline Forecast | 0 | 0 | 0 | 0 | 0 | 0 | 0 | 0 | 0 | 0 | 0 | 0 | 0 | 0 | 0 | 0 | 0 | 0 | 0 | 0 | 0 | 0 | 0 | 0 | kBtu/hr
Industrial_Primary Metals_Existing_Space Heating_Natural Gas_Boiler_E3_Baseline Forecast | Industrial | Primary Metals | Existing | Space Heating | Natural Gas | Boiler | E3 | AFUE 97% | Baseline Forecast | 0 | 0 | 0 | 0 | 0 | 0 | 0 | 0 | 0 | 0 | 0 | 0 | 0 | 0 | 0 | 0 | 0 | 0 | 0 | 0 | 0 | 0 | 0 | 0 | kBtu/hr
Industrial_Primary Metals_Existing_Space Heating_Natural Gas_Boiler_E4_Baseline Forecast | Industrial | Primary Metals | Existing | Space Heating | Natural Gas | Boiler | E4 | Convert to NG Air Source Heat Pump | Baseline Forecast | 0 | 0 | 0 | 0 | 0 | 0 | 0 | 0 | 0 | 0 | 0 | 0 | 0 | 0 | 0 | 0 | 0 | 0 | 0 | 0 | 0 | 0 | 0 | 0 | kBtu/hr
Industrial_Primary Metals_Existing_Space Heating_Natural Gas_Boiler_E5_Baseline Forecast | Industrial | Primary Metals | Existing | Space Heating | Natural Gas | Boiler | E5 |  | Baseline Forecast | 0 | 0 | 0 | 0 | 0 | 0 | 0 | 0 | 0 | 0 | 0 | 0 | 0 | 0 | 0 | 0 | 0 | 0 | 0 | 0 | 0 | 0 | 0 | 0 | 0
Industrial_Primary Metals_Existing_Space Heating_Natural Gas_Boiler_E6_Baseline Forecast | Industrial | Primary Metals | Existing | Space Heating | Natural Gas | Boiler | E6 |  | Baseline Forecast | 0 | 0 | 0 | 0 | 0 | 0 | 0 | 0 | 0 | 0 | 0 | 0 | 0 | 0 | 0 | 0 | 0 | 0 | 0 | 0 | 0 | 0 | 0 | 0 | 0
Industrial_Primary Metals_Existing_Space Heating_Natural Gas_Boiler_E7_Baseline Forecast | Industrial | Primary Metals | Existing | Space Heating | Natural Gas | Boiler | E7 |  | Baseline Forecast | 0 | 0 | 0 | 0 | 0 | 0 | 0 | 0 | 0 | 0 | 0 | 0 | 0 | 0 | 0 | 0 | 0 | 0 | 0 | 0 | 0 | 0 | 0 | 0 | 0
Industrial_Primary Metals_Existing_Space Heating_Natural Gas_Boiler_E8_Baseline Forecast | Industrial | Primary Metals | Existing | Space Heating | Natural Gas | Boiler | E8 |  | Baseline Forecast | 0 | 0 | 0 | 0 | 0 | 0 | 0 | 0 | 0 | 0 | 0 | 0 | 0 | 0 | 0 | 0 | 0 | 0 | 0 | 0 | 0 | 0 | 0 | 0 | 0
Industrial_Primary Metals_Existing_Space Heating_Natural Gas_Boiler_E9_Baseline Forecast | Industrial | Primary Metals | Existing | Space Heating | Natural Gas | Boiler | E9 |  | Baseline Forecast | 0 | 0 | 0 | 0 | 0 | 0 | 0 | 0 | 0 | 0 | 0 | 0 | 0 | 0 | 0 | 0 | 0 | 0 | 0 | 0 | 0 | 0 | 0 | 0 | 0
Industrial_Primary Metals_Existing_Space Heating_Natural Gas_Boiler_E10_Baseline Forecast | Industrial | Primary Metals | Existing | Space Heating | Natural Gas | Boiler | E10 |  | Baseline Forecast | 0 | 0 | 0 | 0 | 0 | 0 | 0 | 0 | 0 | 0 | 0 | 0 | 0 | 0 | 0 | 0 | 0 | 0 | 0 | 0 | 0 | 0 | 0 | 0 | 0
Industrial_Primary Metals_Existing_Space Heating_Natural Gas_Boiler_Vintage_Baseline Forecast | Industrial | Primary Metals | Existing | Space Heating | Natural Gas | Boiler | Vintage | Vintage | Baseline Forecast | 7.5733 | 7.2172 | 6.8691 | 6.529 | 6.1971 | 5.8732 | 5.5573 | 5.2495 | 4.9496 | 4.6575 | 4.3732 | 4.0967 | 3.8277 | 3.5662 | 3.312 | 3.0651 | 2.8253 | 2.5924 | 2.3665 | 2.1472 | 1.9346 | 1.7284 | 0 | 0 | Vintage
Industrial_Primary Metals_Existing_Space Heating_Natural Gas_Unit Heater_E1_Baseline Forecast | Industrial | Primary Metals | Existing | Space Heating | Natural Gas | Unit Heater | E1 | Standard | Baseline Forecast | 0 | 0.11136 | 0.42781 | 1.0275 | 1.975 | 3.3226 | 5.1123 | 7.3765 | 10.1397 | 13.4193 | 17.1311 | 21.201 | 25.5631 | 30.1596 | 34.9394 | 39.8575 | 44.8746 | 49.1972 | 52.902 | 56.0577 | 58.7255 | 60.9599 | 0 | 0 | kBtu/Hr
Industrial_Primary Metals_Existing_Space Heating_Natural Gas_Unit Heater_E2_Baseline Forecast | Industrial | Primary Metals | Existing | Space Heating | Natural Gas | Unit Heater | E2 | Condensing | Baseline Forecast | 0 | 0 | 0 | 0 | 0 | 0 | 0 | 0 | 0 | 0 | 0 | 0 | 0 | 0 | 0 | 0 | 0 | 0 | 0 | 0 | 0 | 0 | 0 | 0 | kBtu/Hr
Industrial_Primary Metals_Existing_Space Heating_Natural Gas_Unit Heater_E3_Baseline Forecast | Industrial | Primary Metals | Existing | Space Heating | Natural Gas | Unit Heater | E3 | Infrared Radiant | Baseline Forecast | 0 | 0 | 0 | 0 | 0 | 0 | 0 | 0 | 0 | 0 | 0 | 0 | 0 | 0 | 0 | 0 | 0 | 0 | 0 | 0 | 0 | 0 | 0 | 0 | kBtu/Hr
Industrial_Primary Metals_Existing_Space Heating_Natural Gas_Unit Heater_E4_Baseline Forecast | Industrial | Primary Metals | Existing | Space Heating | Natural Gas | Unit Heater | E4 |  | Baseline Forecast | 0 | 0 | 0 | 0 | 0 | 0 | 0 | 0 | 0 | 0 | 0 | 0 | 0 | 0 | 0 | 0 | 0 | 0 | 0 | 0 | 0 | 0 | 0 | 0 | 0
Industrial_Primary Metals_Existing_Space Heating_Natural Gas_Unit Heater_E5_Baseline Forecast | Industrial | Primary Metals | Existing | Space Heating | Natural Gas | Unit Heater | E5 |  | Baseline Forecast | 0 | 0 | 0 | 0 | 0 | 0 | 0 | 0 | 0 | 0 | 0 | 0 | 0 | 0 | 0 | 0 | 0 | 0 | 0 | 0 | 0 | 0 | 0 | 0 | 0
Industrial_Primary Metals_Existing_Space Heating_Natural Gas_Unit Heater_E6_Baseline Forecast | Industrial | Primary Metals | Existing | Space Heating | Natural Gas | Unit Heater | E6 |  | Baseline Forecast | 0 | 0 | 0 | 0 | 0 | 0 | 0 | 0 | 0 | 0 | 0 | 0 | 0 | 0 | 0 | 0 | 0 | 0 | 0 | 0 | 0 | 0 | 0 | 0 | 0
Industrial_Primary Metals_Existing_Space Heating_Natural Gas_Unit Heater_E7_Baseline Forecast | Industrial | Primary Metals | Existing | Space Heating | Natural Gas | Unit Heater | E7 |  | Baseline Forecast | 0 | 0 | 0 | 0 | 0 | 0 | 0 | 0 | 0 | 0 | 0 | 0 | 0 | 0 | 0 | 0 | 0 | 0 | 0 | 0 | 0 | 0 | 0 | 0 | 0
Industrial_Primary Metals_Existing_Space Heating_Natural Gas_Unit Heater_E8_Baseline Forecast | Industrial | Primary Metals | Existing | Space Heating | Natural Gas | Unit Heater | E8 |  | Baseline Forecast | 0 | 0 | 0 | 0 | 0 | 0 | 0 | 0 | 0 | 0 | 0 | 0 | 0 | 0 | 0 | 0 | 0 | 0 | 0 | 0 | 0 | 0 | 0 | 0 | 0
Industrial_Primary Metals_Existing_Space Heating_Natural Gas_Unit Heater_E9_Baseline Forecast | Industrial | Primary Metals | Existing | Space Heating | Natural Gas | Unit Heater | E9 |  | Baseline Forecast | 0 | 0 | 0 | 0 | 0 | 0 | 0 | 0 | 0 | 0 | 0 | 0 | 0 | 0 | 0 | 0 | 0 | 0 | 0 | 0 | 0 | 0 | 0 | 0 | 0
Industrial_Primary Metals_Existing_Space Heating_Natural Gas_Unit Heater_E10_Baseline Forecast | Industrial | Primary Metals | Existing | Space Heating | Natural Gas | Unit Heater | E10 |  | Baseline Forecast | 0 | 0 | 0 | 0 | 0 | 0 | 0 | 0 | 0 | 0 | 0 | 0 | 0 | 0 | 0 | 0 | 0 | 0 | 0 | 0 | 0 | 0 | 0 | 0 | 0
Industrial_Primary Metals_Existing_Space Heating_Natural Gas_Unit Heater_Vintage_Baseline Forecast | Industrial | Primary Metals | Existing | Space Heating | Natural Gas | Unit Heater | Vintage | Vintage | Baseline Forecast | 134.6162 | 132.1839 | 129.5865 | 126.7451 | 123.5947 | 120.0821 | 116.1648 | 111.8096 | 106.9914 | 101.6923 | 95.9958 | 89.9755 | 83.6965 | 77.2163 | 70.5852 | 63.8476 | 57.0425 | 50.9628 | 45.531 | 40.6782 | 36.3426 | 32.4691 | 0 | 0 | Vintage
Industrial_Primary Metals_Existing_Process_Natural Gas_Process Boiler_E1_Baseline Forecast | Industrial | Primary Metals | Existing | Process | Natural Gas | Process Boiler | E1 | Standard | Baseline Forecast | 0 | 23.106 | 49.7404 | 79.093 | 103.1774 | 122.8349 | 138.7744 | 151.5926 | 161.7921 | 169.7959 | 175.9602 | 180.5851 | 183.923 | 186.1863 | 187.554 | 188.1765 | 188.1803 | 187.6721 | 186.7413 | 185.4632 | 183.901 | 182.108 | 0 | 0 | unit
Industrial_Primary Metals_Existing_Process_Natural Gas_Process Boiler_E2_Baseline Forecast | Industrial | Primary Metals | Existing | Process | Natural Gas | Process Boiler | E2 |  | Baseline Forecast | 0 | 0 | 0 | 0 | 0 | 0 | 0 | 0 | 0 | 0 | 0 | 0 | 0 | 0 | 0 | 0 | 0 | 0 | 0 | 0 | 0 | 0 | 0 | 0 | 0
Industrial_Primary Metals_Existing_Process_Natural Gas_Process Boiler_E3_Baseline Forecast | Industrial | Primary Metals | Existing | Process | Natural Gas | Process Boiler | E3 |  | Baseline Forecast | 0 | 0 | 0 | 0 | 0 | 0 | 0 | 0 | 0 | 0 | 0 | 0 | 0 | 0 | 0 | 0 | 0 | 0 | 0 | 0 | 0 | 0 | 0 | 0 | 0
Industrial_Primary Metals_Existing_Process_Natural Gas_Process Boiler_E4_Baseline Forecast | Industrial | Primary Metals | Existing | Process | Natural Gas | Process Boiler | E4 |  | Baseline Forecast | 0 | 0 | 0 | 0 | 0 | 0 | 0 | 0 | 0 | 0 | 0 | 0 | 0 | 0 | 0 | 0 | 0 | 0 | 0 | 0 | 0 | 0 | 0 | 0 | 0
Industrial_Primary Metals_Existing_Process_Natural Gas_Process Boiler_E5_Baseline Forecast | Industrial | Primary Metals | Existing | Process | Natural Gas | Process Boiler | E5 |  | Baseline Forecast | 0 | 0 | 0 | 0 | 0 | 0 | 0 | 0 | 0 | 0 | 0 | 0 | 0 | 0 | 0 | 0 | 0 | 0 | 0 | 0 | 0 | 0 | 0 | 0 | 0
Industrial_Primary Metals_Existing_Process_Natural Gas_Process Boiler_E6_Baseline Forecast | Industrial | Primary Metals | Existing | Process | Natural Gas | Process Boiler | E6 |  | Baseline Forecast | 0 | 0 | 0 | 0 | 0 | 0 | 0 | 0 | 0 | 0 | 0 | 0 | 0 | 0 | 0 | 0 | 0 | 0 | 0 | 0 | 0 | 0 | 0 | 0 | 0
Industrial_Primary Metals_Existing_Process_Natural Gas_Process Boiler_E7_Baseline Forecast | Industrial | Primary Metals | Existing | Process | Natural Gas | Process Boiler | E7 |  | Baseline Forecast | 0 | 0 | 0 | 0 | 0 | 0 | 0 | 0 | 0 | 0 | 0 | 0 | 0 | 0 | 0 | 0 | 0 | 0 | 0 | 0 | 0 | 0 | 0 | 0 | 0
Industrial_Primary Metals_Existing_Process_Natural Gas_Process Boiler_E8_Baseline Forecast | Industrial | Primary Metals | Existing | Process | Natural Gas | Process Boiler | E8 |  | Baseline Forecast | 0 | 0 | 0 | 0 | 0 | 0 | 0 | 0 | 0 | 0 | 0 | 0 | 0 | 0 | 0 | 0 | 0 | 0 | 0 | 0 | 0 | 0 | 0 | 0 | 0
Industrial_Primary Metals_Existing_Process_Natural Gas_Process Boiler_E9_Baseline Forecast | Industrial | Primary Metals | Existing | Process | Natural Gas | Process Boiler | E9 |  | Baseline Forecast | 0 | 0 | 0 | 0 | 0 | 0 | 0 | 0 | 0 | 0 | 0 | 0 | 0 | 0 | 0 | 0 | 0 | 0 | 0 | 0 | 0 | 0 | 0 | 0 | 0
Industrial_Primary Metals_Existing_Process_Natural Gas_Process Boiler_E10_Baseline Forecast | Industrial | Primary Metals | Existing | Process | Natural Gas | Process Boiler | E10 |  | Baseline Forecast | 0 | 0 | 0 | 0 | 0 | 0 | 0 | 0 | 0 | 0 | 0 | 0 | 0 | 0 | 0 | 0 | 0 | 0 | 0 | 0 | 0 | 0 | 0 | 0 | 0
Industrial_Primary Metals_Existing_Process_Natural Gas_Process Boiler_Vintage_Baseline Forecast | Industrial | Primary Metals | Existing | Process | Natural Gas | Process Boiler | Vintage | Vintage | Baseline Forecast | 274.2989 | 246.4637 | 215.1814 | 181.2612 | 152.688 | 128.619 | 108.3441 | 91.2652 | 76.8786 | 64.7598 | 54.5513 | 45.9521 | 38.7084 | 32.6066 | 27.4666 | 23.1369 | 19.4897 | 16.4175 | 13.8295 | 11.6495 | 9.8131 | 8.2662 | 0 | 0 | Vintage
Industrial_Primary Metals_Existing_Process_Natural Gas_Process Heating_E1_Baseline Forecast | Industrial | Primary Metals | Existing | Process | Natural Gas | Process Heating | E1 | Standard | Baseline Forecast | 0 | 23.106 | 49.7404 | 79.093 | 103.1774 | 122.8349 | 138.7744 | 151.5926 | 161.7921 | 169.7959 | 175.9602 | 180.5851 | 183.923 | 186.1863 | 187.554 | 188.1765 | 188.1803 | 187.6721 | 186.7413 | 185.4632 | 183.901 | 182.108 | 0 | 0 | unit
Industrial_Primary Metals_Existing_Process_Natural Gas_Process Heating_E2_Baseline Forecast | Industrial | Primary Metals | Existing | Process | Natural Gas | Process Heating | E2 |  | Baseline Forecast | 0 | 0 | 0 | 0 | 0 | 0 | 0 | 0 | 0 | 0 | 0 | 0 | 0 | 0 | 0 | 0 | 0 | 0 | 0 | 0 | 0 | 0 | 0 | 0 | 0
Industrial_Primary Metals_Existing_Process_Natural Gas_Process Heating_E3_Baseline Forecast | Industrial | Primary Metals | Existing | Process | Natural Gas | Process Heating | E3 |  | Baseline Forecast | 0 | 0 | 0 | 0 | 0 | 0 | 0 | 0 | 0 | 0 | 0 | 0 | 0 | 0 | 0 | 0 | 0 | 0 | 0 | 0 | 0 | 0 | 0 | 0 | 0
Industrial_Primary Metals_Existing_Process_Natural Gas_Process Heating_E4_Baseline Forecast | Industrial | Primary Metals | Existing | Process | Natural Gas | Process Heating | E4 |  | Baseline Forecast | 0 | 0 | 0 | 0 | 0 | 0 | 0 | 0 | 0 | 0 | 0 | 0 | 0 | 0 | 0 | 0 | 0 | 0 | 0 | 0 | 0 | 0 | 0 | 0 | 0
Industrial_Primary Metals_Existing_Process_Natural Gas_Process Heating_E5_Baseline Forecast | Industrial | Primary Metals | Existing | Process | Natural Gas | Process Heating | E5 |  | Baseline Forecast | 0 | 0 | 0 | 0 | 0 | 0 | 0 | 0 | 0 | 0 | 0 | 0 | 0 | 0 | 0 | 0 | 0 | 0 | 0 | 0 | 0 | 0 | 0 | 0 | 0
Industrial_Primary Metals_Existing_Process_Natural Gas_Process Heating_E6_Baseline Forecast | Industrial | Primary Metals | Existing | Process | Natural Gas | Process Heating | E6 |  | Baseline Forecast | 0 | 0 | 0 | 0 | 0 | 0 | 0 | 0 | 0 | 0 | 0 | 0 | 0 | 0 | 0 | 0 | 0 | 0 | 0 | 0 | 0 | 0 | 0 | 0 | 0
Industrial_Primary Metals_Existing_Process_Natural Gas_Process Heating_E7_Baseline Forecast | Industrial | Primary Metals | Existing | Process | Natural Gas | Process Heating | E7 |  | Baseline Forecast | 0 | 0 | 0 | 0 | 0 | 0 | 0 | 0 | 0 | 0 | 0 | 0 | 0 | 0 | 0 | 0 | 0 | 0 | 0 | 0 | 0 | 0 | 0 | 0 | 0
Industrial_Primary Metals_Existing_Process_Natural Gas_Process Heating_E8_Baseline Forecast | Industrial | Primary Metals | Existing | Process | Natural Gas | Process Heating | E8 |  | Baseline Forecast | 0 | 0 | 0 | 0 | 0 | 0 | 0 | 0 | 0 | 0 | 0 | 0 | 0 | 0 | 0 | 0 | 0 | 0 | 0 | 0 | 0 | 0 | 0 | 0 | 0
Industrial_Primary Metals_Existing_Process_Natural Gas_Process Heating_E9_Baseline Forecast | Industrial | Primary Metals | Existing | Process | Natural Gas | Process Heating | E9 |  | Baseline Forecast | 0 | 0 | 0 | 0 | 0 | 0 | 0 | 0 | 0 | 0 | 0 | 0 | 0 | 0 | 0 | 0 | 0 | 0 | 0 | 0 | 0 | 0 | 0 | 0 | 0
Industrial_Primary Metals_Existing_Process_Natural Gas_Process Heating_E10_Baseline Forecast | Industrial | Primary Metals | Existing | Process | Natural Gas | Process Heating | E10 |  | Baseline Forecast | 0 | 0 | 0 | 0 | 0 | 0 | 0 | 0 | 0 | 0 | 0 | 0 | 0 | 0 | 0 | 0 | 0 | 0 | 0 | 0 | 0 | 0 | 0 | 0 | 0
Industrial_Primary Metals_Existing_Process_Natural Gas_Process Heating_Vintage_Baseline Forecast | Industrial | Primary Metals | Existing | Process | Natural Gas | Process Heating | Vintage | Vintage | Baseline Forecast | 274.2989 | 246.4637 | 215.1814 | 181.2612 | 152.688 | 128.619 | 108.3441 | 91.2652 | 76.8786 | 64.7598 | 54.5513 | 45.9521 | 38.7084 | 32.6066 | 27.4666 | 23.1369 | 19.4897 | 16.4175 | 13.8295 | 11.6495 | 9.8131 | 8.2662 | 0 | 0 | Vintage
Industrial_Primary Metals_Existing_Process_Natural Gas_Process Cooling_E1_Baseline Forecast | Industrial | Primary Metals | Existing | Process | Natural Gas | Process Cooling | E1 | Standard | Baseline Forecast | 0 | 23.106 | 49.7404 | 79.093 | 103.1774 | 122.8349 | 138.7744 | 151.5926 | 161.7921 | 169.7959 | 175.9602 | 180.5851 | 183.923 | 186.1863 | 187.554 | 188.1765 | 188.1803 | 187.6721 | 186.7413 | 185.4632 | 183.901 | 182.108 | 0 | 0 | unit
Industrial_Primary Metals_Existing_Process_Natural Gas_Process Cooling_E2_Baseline Forecast | Industrial | Primary Metals | Existing | Process | Natural Gas | Process Cooling | E2 |  | Baseline Forecast | 0 | 0 | 0 | 0 | 0 | 0 | 0 | 0 | 0 | 0 | 0 | 0 | 0 | 0 | 0 | 0 | 0 | 0 | 0 | 0 | 0 | 0 | 0 | 0 | 0
Industrial_Primary Metals_Existing_Process_Natural Gas_Process Cooling_E3_Baseline Forecast | Industrial | Primary Metals | Existing | Process | Natural Gas | Process Cooling | E3 |  | Baseline Forecast | 0 | 0 | 0 | 0 | 0 | 0 | 0 | 0 | 0 | 0 | 0 | 0 | 0 | 0 | 0 | 0 | 0 | 0 | 0 | 0 | 0 | 0 | 0 | 0 | 0
Industrial_Primary Metals_Existing_Process_Natural Gas_Process Cooling_E4_Baseline Forecast | Industrial | Primary Metals | Existing | Process | Natural Gas | Process Cooling | E4 |  | Baseline Forecast | 0 | 0 | 0 | 0 | 0 | 0 | 0 | 0 | 0 | 0 | 0 | 0 | 0 | 0 | 0 | 0 | 0 | 0 | 0 | 0 | 0 | 0 | 0 | 0 | 0
Industrial_Primary Metals_Existing_Process_Natural Gas_Process Cooling_E5_Baseline Forecast | Industrial | Primary Metals | Existing | Process | Natural Gas | Process Cooling | E5 |  | Baseline Forecast | 0 | 0 | 0 | 0 | 0 | 0 | 0 | 0 | 0 | 0 | 0 | 0 | 0 | 0 | 0 | 0 | 0 | 0 | 0 | 0 | 0 | 0 | 0 | 0 | 0
Industrial_Primary Metals_Existing_Process_Natural Gas_Process Cooling_E6_Baseline Forecast | Industrial | Primary Metals | Existing | Process | Natural Gas | Process Cooling | E6 |  | Baseline Forecast | 0 | 0 | 0 | 0 | 0 | 0 | 0 | 0 | 0 | 0 | 0 | 0 | 0 | 0 | 0 | 0 | 0 | 0 | 0 | 0 | 0 | 0 | 0 | 0 | 0
Industrial_Primary Metals_Existing_Process_Natural Gas_Process Cooling_E7_Baseline Forecast | Industrial | Primary Metals | Existing | Process | Natural Gas | Process Cooling | E7 |  | Baseline Forecast | 0 | 0 | 0 | 0 | 0 | 0 | 0 | 0 | 0 | 0 | 0 | 0 | 0 | 0 | 0 | 0 | 0 | 0 | 0 | 0 | 0 | 0 | 0 | 0 | 0
Industrial_Primary Metals_Existing_Process_Natural Gas_Process Cooling_E8_Baseline Forecast | Industrial | Primary Metals | Existing | Process | Natural Gas | Process Cooling | E8 |  | Baseline Forecast | 0 | 0 | 0 | 0 | 0 | 0 | 0 | 0 | 0 | 0 | 0 | 0 | 0 | 0 | 0 | 0 | 0 | 0 | 0 | 0 | 0 | 0 | 0 | 0 | 0
Industrial_Primary Metals_Existing_Process_Natural Gas_Process Cooling_E9_Baseline Forecast | Industrial | Primary Metals | Existing | Process | Natural Gas | Process Cooling | E9 |  | Baseline Forecast | 0 | 0 | 0 | 0 | 0 | 0 | 0 | 0 | 0 | 0 | 0 | 0 | 0 | 0 | 0 | 0 | 0 | 0 | 0 | 0 | 0 | 0 | 0 | 0 | 0
Industrial_Primary Metals_Existing_Process_Natural Gas_Process Cooling_E10_Baseline Forecast | Industrial | Primary Metals | Existing | Process | Natural Gas | Process Cooling | E10 |  | Baseline Forecast | 0 | 0 | 0 | 0 | 0 | 0 | 0 | 0 | 0 | 0 | 0 | 0 | 0 | 0 | 0 | 0 | 0 | 0 | 0 | 0 | 0 | 0 | 0 | 0 | 0
Industrial_Primary Metals_Existing_Process_Natural Gas_Process Cooling_Vintage_Baseline Forecast | Industrial | Primary Metals | Existing | Process | Natural Gas | Process Cooling | Vintage | Vintage | Baseline Forecast | 274.2989 | 246.4637 | 215.1814 | 181.2612 | 152.688 | 128.619 | 108.3441 | 91.2652 | 76.8786 | 64.7598 | 54.5513 | 45.9521 | 38.7084 | 32.6066 | 27.4666 | 23.1369 | 19.4897 | 16.4175 | 13.8295 | 11.6495 | 9.8131 | 8.2662 | 0 | 0 | Vintage
Industrial_Primary Metals_Existing_Process_Natural Gas_Other Process_E1_Baseline Forecast | Industrial | Primary Metals | Existing | Process | Natural Gas | Other Process | E1 | Standard | Baseline Forecast | 0 | 23.106 | 49.7404 | 79.093 | 103.1774 | 122.8349 | 138.7744 | 151.5926 | 161.7921 | 169.7959 | 175.9602 | 180.5851 | 183.923 | 186.1863 | 187.554 | 188.1765 | 188.1803 | 187.6721 | 186.7413 | 185.4632 | 183.901 | 182.108 | 0 | 0 | unit
Industrial_Primary Metals_Existing_Process_Natural Gas_Other Process_E2_Baseline Forecast | Industrial | Primary Metals | Existing | Process | Natural Gas | Other Process | E2 |  | Baseline Forecast | 0 | 0 | 0 | 0 | 0 | 0 | 0 | 0 | 0 | 0 | 0 | 0 | 0 | 0 | 0 | 0 | 0 | 0 | 0 | 0 | 0 | 0 | 0 | 0 | 0
Industrial_Primary Metals_Existing_Process_Natural Gas_Other Process_E3_Baseline Forecast | Industrial | Primary Metals | Existing | Process | Natural Gas | Other Process | E3 |  | Baseline Forecast | 0 | 0 | 0 | 0 | 0 | 0 | 0 | 0 | 0 | 0 | 0 | 0 | 0 | 0 | 0 | 0 | 0 | 0 | 0 | 0 | 0 | 0 | 0 | 0 | 0
Industrial_Primary Metals_Existing_Process_Natural Gas_Other Process_E4_Baseline Forecast | Industrial | Primary Metals | Existing | Process | Natural Gas | Other Process | E4 |  | Baseline Forecast | 0 | 0 | 0 | 0 | 0 | 0 | 0 | 0 | 0 | 0 | 0 | 0 | 0 | 0 | 0 | 0 | 0 | 0 | 0 | 0 | 0 | 0 | 0 | 0 | 0
Industrial_Primary Metals_Existing_Process_Natural Gas_Other Process_E5_Baseline Forecast | Industrial | Primary Metals | Existing | Process | Natural Gas | Other Process | E5 |  | Baseline Forecast | 0 | 0 | 0 | 0 | 0 | 0 | 0 | 0 | 0 | 0 | 0 | 0 | 0 | 0 | 0 | 0 | 0 | 0 | 0 | 0 | 0 | 0 | 0 | 0 | 0
Industrial_Primary Metals_Existing_Process_Natural Gas_Other Process_E6_Baseline Forecast | Industrial | Primary Metals | Existing | Process | Natural Gas | Other Process | E6 |  | Baseline Forecast | 0 | 0 | 0 | 0 | 0 | 0 | 0 | 0 | 0 | 0 | 0 | 0 | 0 | 0 | 0 | 0 | 0 | 0 | 0 | 0 | 0 | 0 | 0 | 0 | 0
Industrial_Primary Metals_Existing_Process_Natural Gas_Other Process_E7_Baseline Forecast | Industrial | Primary Metals | Existing | Process | Natural Gas | Other Process | E7 |  | Baseline Forecast | 0 | 0 | 0 | 0 | 0 | 0 | 0 | 0 | 0 | 0 | 0 | 0 | 0 | 0 | 0 | 0 | 0 | 0 | 0 | 0 | 0 | 0 | 0 | 0 | 0
Industrial_Primary Metals_Existing_Process_Natural Gas_Other Process_E8_Baseline Forecast | Industrial | Primary Metals | Existing | Process | Natural Gas | Other Process | E8 |  | Baseline Forecast | 0 | 0 | 0 | 0 | 0 | 0 | 0 | 0 | 0 | 0 | 0 | 0 | 0 | 0 | 0 | 0 | 0 | 0 | 0 | 0 | 0 | 0 | 0 | 0 | 0
Industrial_Primary Metals_Existing_Process_Natural Gas_Other Process_E9_Baseline Forecast | Industrial | Primary Metals | Existing | Process | Natural Gas | Other Process | E9 |  | Baseline Forecast | 0 | 0 | 0 | 0 | 0 | 0 | 0 | 0 | 0 | 0 | 0 | 0 | 0 | 0 | 0 | 0 | 0 | 0 | 0 | 0 | 0 | 0 | 0 | 0 | 0
Industrial_Primary Metals_Existing_Process_Natural Gas_Other Process_E10_Baseline Forecast | Industrial | Primary Metals | Existing | Process | Natural Gas | Other Process | E10 |  | Baseline Forecast | 0 | 0 | 0 | 0 | 0 | 0 | 0 | 0 | 0 | 0 | 0 | 0 | 0 | 0 | 0 | 0 | 0 | 0 | 0 | 0 | 0 | 0 | 0 | 0 | 0
Industrial_Primary Metals_Existing_Process_Natural Gas_Other Process_Vintage_Baseline Forecast | Industrial | Primary Metals | Existing | Process | Natural Gas | Other Process | Vintage | Vintage | Baseline Forecast | 274.2989 | 246.4637 | 215.1814 | 181.2612 | 152.688 | 128.619 | 108.3441 | 91.2652 | 76.8786 | 64.7598 | 54.5513 | 45.9521 | 38.7084 | 32.6066 | 27.4666 | 23.1369 | 19.4897 | 16.4175 | 13.8295 | 11.6495 | 9.8131 | 8.2662 | 0 | 0 | Vintage
Industrial_Primary Metals_Existing_Miscellaneous_Natural Gas_Miscellaneous_E1_Baseline Forecast | Industrial | Primary Metals | Existing | Miscellaneous | Natural Gas | Miscellaneous | E1 | Standard | Baseline Forecast | 0 | 23.106 | 49.7404 | 79.093 | 103.1774 | 122.8349 | 138.7744 | 151.5926 | 161.7921 | 169.7959 | 175.9602 | 180.5851 | 183.923 | 186.1863 | 187.554 | 188.1765 | 188.1803 | 187.6721 | 186.7413 | 185.4632 | 183.901 | 182.108 | 0 | 0 | unit
Industrial_Primary Metals_Existing_Miscellaneous_Natural Gas_Miscellaneous_E2_Baseline Forecast | Industrial | Primary Metals | Existing | Miscellaneous | Natural Gas | Miscellaneous | E2 |  | Baseline Forecast | 0 | 0 | 0 | 0 | 0 | 0 | 0 | 0 | 0 | 0 | 0 | 0 | 0 | 0 | 0 | 0 | 0 | 0 | 0 | 0 | 0 | 0 | 0 | 0 | 0
Industrial_Primary Metals_Existing_Miscellaneous_Natural Gas_Miscellaneous_E3_Baseline Forecast | Industrial | Primary Metals | Existing | Miscellaneous | Natural Gas | Miscellaneous | E3 |  | Baseline Forecast | 0 | 0 | 0 | 0 | 0 | 0 | 0 | 0 | 0 | 0 | 0 | 0 | 0 | 0 | 0 | 0 | 0 | 0 | 0 | 0 | 0 | 0 | 0 | 0 | 0
Industrial_Primary Metals_Existing_Miscellaneous_Natural Gas_Miscellaneous_E4_Baseline Forecast | Industrial | Primary Metals | Existing | Miscellaneous | Natural Gas | Miscellaneous | E4 |  | Baseline Forecast | 0 | 0 | 0 | 0 | 0 | 0 | 0 | 0 | 0 | 0 | 0 | 0 | 0 | 0 | 0 | 0 | 0 | 0 | 0 | 0 | 0 | 0 | 0 | 0 | 0
Industrial_Primary Metals_Existing_Miscellaneous_Natural Gas_Miscellaneous_E5_Baseline Forecast | Industrial | Primary Metals | Existing | Miscellaneous | Natural Gas | Miscellaneous | E5 |  | Baseline Forecast | 0 | 0 | 0 | 0 | 0 | 0 | 0 | 0 | 0 | 0 | 0 | 0 | 0 | 0 | 0 | 0 | 0 | 0 | 0 | 0 | 0 | 0 | 0 | 0 | 0
Industrial_Primary Metals_Existing_Miscellaneous_Natural Gas_Miscellaneous_E6_Baseline Forecast | Industrial | Primary Metals | Existing | Miscellaneous | Natural Gas | Miscellaneous | E6 |  | Baseline Forecast | 0 | 0 | 0 | 0 | 0 | 0 | 0 | 0 | 0 | 0 | 0 | 0 | 0 | 0 | 0 | 0 | 0 | 0 | 0 | 0 | 0 | 0 | 0 | 0 | 0
Industrial_Primary Metals_Existing_Miscellaneous_Natural Gas_Miscellaneous_E7_Baseline Forecast | Industrial | Primary Metals | Existing | Miscellaneous | Natural Gas | Miscellaneous | E7 |  | Baseline Forecast | 0 | 0 | 0 | 0 | 0 | 0 | 0 | 0 | 0 | 0 | 0 | 0 | 0 | 0 | 0 | 0 | 0 | 0 | 0 | 0 | 0 | 0 | 0 | 0 | 0
Industrial_Primary Metals_Existing_Miscellaneous_Natural Gas_Miscellaneous_E8_Baseline Forecast | Industrial | Primary Metals | Existing | Miscellaneous | Natural Gas | Miscellaneous | E8 |  | Baseline Forecast | 0 | 0 | 0 | 0 | 0 | 0 | 0 | 0 | 0 | 0 | 0 | 0 | 0 | 0 | 0 | 0 | 0 | 0 | 0 | 0 | 0 | 0 | 0 | 0 | 0
Industrial_Primary Metals_Existing_Miscellaneous_Natural Gas_Miscellaneous_E9_Baseline Forecast | Industrial | Primary Metals | Existing | Miscellaneous | Natural Gas | Miscellaneous | E9 |  | Baseline Forecast | 0 | 0 | 0 | 0 | 0 | 0 | 0 | 0 | 0 | 0 | 0 | 0 | 0 | 0 | 0 | 0 | 0 | 0 | 0 | 0 | 0 | 0 | 0 | 0 | 0
Industrial_Primary Metals_Existing_Miscellaneous_Natural Gas_Miscellaneous_E10_Baseline Forecast | Industrial | Primary Metals | Existing | Miscellaneous | Natural Gas | Miscellaneous | E10 |  | Baseline Forecast | 0 | 0 | 0 | 0 | 0 | 0 | 0 | 0 | 0 | 0 | 0 | 0 | 0 | 0 | 0 | 0 | 0 | 0 | 0 | 0 | 0 | 0 | 0 | 0 | 0
Industrial_Primary Metals_Existing_Miscellaneous_Natural Gas_Miscellaneous_Vintage_Baseline Forecast | Industrial | Primary Metals | Existing | Miscellaneous | Natural Gas | Miscellaneous | Vintage | Vintage | Baseline Forecast | 274.2989 | 246.4637 | 215.1814 | 181.2612 | 152.688 | 128.619 | 108.3441 | 91.2652 | 76.8786 | 64.7598 | 54.5513 | 45.9521 | 38.7084 | 32.6066 | 27.4666 | 23.1369 | 19.4897 | 16.4175 | 13.8295 | 11.6495 | 9.8131 | 8.2662 | 0 | 0 | Vintage
Industrial_Primary Metals_New_Space Heating_Natural Gas_Furnace_E1_Baseline Forecast | Industrial | Primary Metals | New | Space Heating | Natural Gas | Furnace | E1 | AFUE 80% (Standard) | Baseline Forecast | 0 | 6.0907 | 6.2365 | 10.8839 | 15.5198 | 20.716 | 23.8454 | 27.4781 | 31.0651 | 35.0999 | 38.105 | 41.5613 | 44.9717 | 48.9279 | 51.613 | 54.8763 | 58.1372 | 61.9333 | 64.4408 | 67.5305 | 70.5361 | 73.5329 | 0 | 0 | kBtu/hr
Industrial_Primary Metals_New_Space Heating_Natural Gas_Furnace_E2_Baseline Forecast | Industrial | Primary Metals | New | Space Heating | Natural Gas | Furnace | E2 | AFUE 90% | Baseline Forecast | 0 | 0 | 0 | 0 | 0 | 0 | 0 | 0 | 0 | 0 | 0 | 0 | 0 | 0 | 0 | 0 | 0 | 0 | 0 | 0 | 0 | 0 | 0 | 0 | kBtu/hr
Industrial_Primary Metals_New_Space Heating_Natural Gas_Furnace_E3_Baseline Forecast | Industrial | Primary Metals | New | Space Heating | Natural Gas | Furnace | E3 | AFUE 96% | Baseline Forecast | 0 | 0 | 0 | 0 | 0 | 0 | 0 | 0 | 0 | 0 | 0 | 0 | 0 | 0 | 0 | 0 | 0 | 0 | 0 | 0 | 0 | 0 | 0 | 0 | kBtu/hr
Industrial_Primary Metals_New_Space Heating_Natural Gas_Furnace_E4_Baseline Forecast | Industrial | Primary Metals | New | Space Heating | Natural Gas | Furnace | E4 |  | Baseline Forecast | 0 | 0 | 0 | 0 | 0 | 0 | 0 | 0 | 0 | 0 | 0 | 0 | 0 | 0 | 0 | 0 | 0 | 0 | 0 | 0 | 0 | 0 | 0 | 0 | 0
Industrial_Primary Metals_New_Space Heating_Natural Gas_Furnace_E5_Baseline Forecast | Industrial | Primary Metals | New | Space Heating | Natural Gas | Furnace | E5 |  | Baseline Forecast | 0 | 0 | 0 | 0 | 0 | 0 | 0 | 0 | 0 | 0 | 0 | 0 | 0 | 0 | 0 | 0 | 0 | 0 | 0 | 0 | 0 | 0 | 0 | 0 | 0
Industrial_Primary Metals_New_Space Heating_Natural Gas_Furnace_E6_Baseline Forecast | Industrial | Primary Metals | New | Space Heating | Natural Gas | Furnace | E6 |  | Baseline Forecast | 0 | 0 | 0 | 0 | 0 | 0 | 0 | 0 | 0 | 0 | 0 | 0 | 0 | 0 | 0 | 0 | 0 | 0 | 0 | 0 | 0 | 0 | 0 | 0 | 0
Industrial_Primary Metals_New_Space Heating_Natural Gas_Furnace_E7_Baseline Forecast | Industrial | Primary Metals | New | Space Heating | Natural Gas | Furnace | E7 |  | Baseline Forecast | 0 | 0 | 0 | 0 | 0 | 0 | 0 | 0 | 0 | 0 | 0 | 0 | 0 | 0 | 0 | 0 | 0 | 0 | 0 | 0 | 0 | 0 | 0 | 0 | 0
Industrial_Primary Metals_New_Space Heating_Natural Gas_Furnace_E8_Baseline Forecast | Industrial | Primary Metals | New | Space Heating | Natural Gas | Furnace | E8 |  | Baseline Forecast | 0 | 0 | 0 | 0 | 0 | 0 | 0 | 0 | 0 | 0 | 0 | 0 | 0 | 0 | 0 | 0 | 0 | 0 | 0 | 0 | 0 | 0 | 0 | 0 | 0
Industrial_Primary Metals_New_Space Heating_Natural Gas_Furnace_E9_Baseline Forecast | Industrial | Primary Metals | New | Space Heating | Natural Gas | Furnace | E9 |  | Baseline Forecast | 0 | 0 | 0 | 0 | 0 | 0 | 0 | 0 | 0 | 0 | 0 | 0 | 0 | 0 | 0 | 0 | 0 | 0 | 0 | 0 | 0 | 0 | 0 | 0 | 0
Industrial_Primary Metals_New_Space Heating_Natural Gas_Furnace_E10_Baseline Forecast | Industrial | Primary Metals | New | Space Heating | Natural Gas | Furnace | E10 |  | Baseline Forecast | 0 | 0 | 0 | 0 | 0 | 0 | 0 | 0 | 0 | 0 | 0 | 0 | 0 | 0 | 0 | 0 | 0 | 0 | 0 | 0 | 0 | 0 | 0 | 0 | 0
Industrial_Primary Metals_New_Space Heating_Natural Gas_Furnace_Vintage_Baseline Forecast | Industrial | Primary Metals | New | Space Heating | Natural Gas | Furnace | Vintage | Vintage | Baseline Forecast | 0 | 0 | 0 | 0 | 0 | 0 | 0 | 0 | 0 | 0 | 0 | 0 | 0 | 0 | 0 | 0 | 0 | 0 | 0 | 0 | 0 | 0 | 0 | 0 | Vintage
Industrial_Primary Metals_New_Space Heating_Natural Gas_Boiler_E1_Baseline Forecast | Industrial | Primary Metals | New | Space Heating | Natural Gas | Boiler | E1 | AFUE 80% (Standard) | Baseline Forecast | 0 | 0.39514 | 0.4046 | 0.70611 | 1.0069 | 1.344 | 1.547 | 1.7827 | 2.0154 | 2.2772 | 2.4721 | 2.6963 | 2.9176 | 3.1743 | 3.3485 | 3.5602 | 3.7717 | 4.018 | 4.1807 | 4.3811 | 4.5761 | 4.7705 | 0 | 0 | kBtu/hr
Industrial_Primary Metals_New_Space Heating_Natural Gas_Boiler_E2_Baseline Forecast | Industrial | Primary Metals | New | Space Heating | Natural Gas | Boiler | E2 | AFUE 85% | Baseline Forecast | 0 | 0 | 0 | 0 | 0 | 0 | 0 | 0 | 0 | 0 | 0 | 0 | 0 | 0 | 0 | 0 | 0 | 0 | 0 | 0 | 0 | 0 | 0 | 0 | kBtu/hr
Industrial_Primary Metals_New_Space Heating_Natural Gas_Boiler_E3_Baseline Forecast | Industrial | Primary Metals | New | Space Heating | Natural Gas | Boiler | E3 | AFUE 97% | Baseline Forecast | 0 | 0 | 0 | 0 | 0 | 0 | 0 | 0 | 0 | 0 | 0 | 0 | 0 | 0 | 0 | 0 | 0 | 0 | 0 | 0 | 0 | 0 | 0 | 0 | kBtu/hr
Industrial_Primary Metals_New_Space Heating_Natural Gas_Boiler_E4_Baseline Forecast | Industrial | Primary Metals | New | Space Heating | Natural Gas | Boiler | E4 | Convert to NG Air Source Heat Pump | Baseline Forecast | 0 | 0 | 0 | 0 | 0 | 0 | 0 | 0 | 0 | 0 | 0 | 0 | 0 | 0 | 0 | 0 | 0 | 0 | 0 | 0 | 0 | 0 | 0 | 0 | kBtu/hr
Industrial_Primary Metals_New_Space Heating_Natural Gas_Boiler_E5_Baseline Forecast | Industrial | Primary Metals | New | Space Heating | Natural Gas | Boiler | E5 |  | Baseline Forecast | 0 | 0 | 0 | 0 | 0 | 0 | 0 | 0 | 0 | 0 | 0 | 0 | 0 | 0 | 0 | 0 | 0 | 0 | 0 | 0 | 0 | 0 | 0 | 0 | 0
Industrial_Primary Metals_New_Space Heating_Natural Gas_Boiler_E6_Baseline Forecast | Industrial | Primary Metals | New | Space Heating | Natural Gas | Boiler | E6 |  | Baseline Forecast | 0 | 0 | 0 | 0 | 0 | 0 | 0 | 0 | 0 | 0 | 0 | 0 | 0 | 0 | 0 | 0 | 0 | 0 | 0 | 0 | 0 | 0 | 0 | 0 | 0
Industrial_Primary Metals_New_Space Heating_Natural Gas_Boiler_E7_Baseline Forecast | Industrial | Primary Metals | New | Space Heating | Natural Gas | Boiler | E7 |  | Baseline Forecast | 0 | 0 | 0 | 0 | 0 | 0 | 0 | 0 | 0 | 0 | 0 | 0 | 0 | 0 | 0 | 0 | 0 | 0 | 0 | 0 | 0 | 0 | 0 | 0 | 0
Industrial_Primary Metals_New_Space Heating_Natural Gas_Boiler_E8_Baseline Forecast | Industrial | Primary Metals | New | Space Heating | Natural Gas | Boiler | E8 |  | Baseline Forecast | 0 | 0 | 0 | 0 | 0 | 0 | 0 | 0 | 0 | 0 | 0 | 0 | 0 | 0 | 0 | 0 | 0 | 0 | 0 | 0 | 0 | 0 | 0 | 0 | 0
Industrial_Primary Metals_New_Space Heating_Natural Gas_Boiler_E9_Baseline Forecast | Industrial | Primary Metals | New | Space Heating | Natural Gas | Boiler | E9 |  | Baseline Forecast | 0 | 0 | 0 | 0 | 0 | 0 | 0 | 0 | 0 | 0 | 0 | 0 | 0 | 0 | 0 | 0 | 0 | 0 | 0 | 0 | 0 | 0 | 0 | 0 | 0
Industrial_Primary Metals_New_Space Heating_Natural Gas_Boiler_E10_Baseline Forecast | Industrial | Primary Metals | New | Space Heating | Natural Gas | Boiler | E10 |  | Baseline Forecast | 0 | 0 | 0 | 0 | 0 | 0 | 0 | 0 | 0 | 0 | 0 | 0 | 0 | 0 | 0 | 0 | 0 | 0 | 0 | 0 | 0 | 0 | 0 | 0 | 0
Industrial_Primary Metals_New_Space Heating_Natural Gas_Boiler_Vintage_Baseline Forecast | Industrial | Primary Metals | New | Space Heating | Natural Gas | Boiler | Vintage | Vintage | Baseline Forecast | 0 | 0 | 0 | 0 | 0 | 0 | 0 | 0 | 0 | 0 | 0 | 0 | 0 | 0 | 0 | 0 | 0 | 0 | 0 | 0 | 0 | 0 | 0 | 0 | Vintage
Industrial_Primary Metals_New_Space Heating_Natural Gas_Unit Heater_E1_Baseline Forecast | Industrial | Primary Metals | New | Space Heating | Natural Gas | Unit Heater | E1 | Standard | Baseline Forecast | 0 | 7.0237 | 7.1918 | 12.5511 | 17.8972 | 23.8894 | 27.4981 | 31.6874 | 35.8238 | 40.4767 | 43.9421 | 47.9279 | 51.8607 | 56.423 | 59.5194 | 63.2826 | 67.043 | 71.4206 | 74.3122 | 77.8752 | 81.3412 | 84.797 | 0 | 0 | kBtu/Hr
Industrial_Primary Metals_New_Space Heating_Natural Gas_Unit Heater_E2_Baseline Forecast | Industrial | Primary Metals | New | Space Heating | Natural Gas | Unit Heater | E2 | Condensing | Baseline Forecast | 0 | 0 | 0 | 0 | 0 | 0 | 0 | 0 | 0 | 0 | 0 | 0 | 0 | 0 | 0 | 0 | 0 | 0 | 0 | 0 | 0 | 0 | 0 | 0 | kBtu/Hr
Industrial_Primary Metals_New_Space Heating_Natural Gas_Unit Heater_E3_Baseline Forecast | Industrial | Primary Metals | New | Space Heating | Natural Gas | Unit Heater | E3 | Infrared Radiant | Baseline Forecast | 0 | 0 | 0 | 0 | 0 | 0 | 0 | 0 | 0 | 0 | 0 | 0 | 0 | 0 | 0 | 0 | 0 | 0 | 0 | 0 | 0 | 0 | 0 | 0 | kBtu/Hr
Industrial_Primary Metals_New_Space Heating_Natural Gas_Unit Heater_E4_Baseline Forecast | Industrial | Primary Metals | New | Space Heating | Natural Gas | Unit Heater | E4 |  | Baseline Forecast | 0 | 0 | 0 | 0 | 0 | 0 | 0 | 0 | 0 | 0 | 0 | 0 | 0 | 0 | 0 | 0 | 0 | 0 | 0 | 0 | 0 | 0 | 0 | 0 | 0
Industrial_Primary Metals_New_Space Heating_Natural Gas_Unit Heater_E5_Baseline Forecast | Industrial | Primary Metals | New | Space Heating | Natural Gas | Unit Heater | E5 |  | Baseline Forecast | 0 | 0 | 0 | 0 | 0 | 0 | 0 | 0 | 0 | 0 | 0 | 0 | 0 | 0 | 0 | 0 | 0 | 0 | 0 | 0 | 0 | 0 | 0 | 0 | 0
Industrial_Primary Metals_New_Space Heating_Natural Gas_Unit Heater_E6_Baseline Forecast | Industrial | Primary Metals | New | Space Heating | Natural Gas | Unit Heater | E6 |  | Baseline Forecast | 0 | 0 | 0 | 0 | 0 | 0 | 0 | 0 | 0 | 0 | 0 | 0 | 0 | 0 | 0 | 0 | 0 | 0 | 0 | 0 | 0 | 0 | 0 | 0 | 0
Industrial_Primary Metals_New_Space Heating_Natural Gas_Unit Heater_E7_Baseline Forecast | Industrial | Primary Metals | New | Space Heating | Natural Gas | Unit Heater | E7 |  | Baseline Forecast | 0 | 0 | 0 | 0 | 0 | 0 | 0 | 0 | 0 | 0 | 0 | 0 | 0 | 0 | 0 | 0 | 0 | 0 | 0 | 0 | 0 | 0 | 0 | 0 | 0
Industrial_Primary Metals_New_Space Heating_Natural Gas_Unit Heater_E8_Baseline Forecast | Industrial | Primary Metals | New | Space Heating | Natural Gas | Unit Heater | E8 |  | Baseline Forecast | 0 | 0 | 0 | 0 | 0 | 0 | 0 | 0 | 0 | 0 | 0 | 0 | 0 | 0 | 0 | 0 | 0 | 0 | 0 | 0 | 0 | 0 | 0 | 0 | 0
Industrial_Primary Metals_New_Space Heating_Natural Gas_Unit Heater_E9_Baseline Forecast | Industrial | Primary Metals | New | Space Heating | Natural Gas | Unit Heater | E9 |  | Baseline Forecast | 0 | 0 | 0 | 0 | 0 | 0 | 0 | 0 | 0 | 0 | 0 | 0 | 0 | 0 | 0 | 0 | 0 | 0 | 0 | 0 | 0 | 0 | 0 | 0 | 0
Industrial_Primary Metals_New_Space Heating_Natural Gas_Unit Heater_E10_Baseline Forecast | Industrial | Primary Metals | New | Space Heating | Natural Gas | Unit Heater | E10 |  | Baseline Forecast | 0 | 0 | 0 | 0 | 0 | 0 | 0 | 0 | 0 | 0 | 0 | 0 | 0 | 0 | 0 | 0 | 0 | 0 | 0 | 0 | 0 | 0 | 0 | 0 | 0
Industrial_Primary Metals_New_Space Heating_Natural Gas_Unit Heater_Vintage_Baseline Forecast | Industrial | Primary Metals | New | Space Heating | Natural Gas | Unit Heater | Vintage | Vintage | Baseline Forecast | 0 | 0 | 0 | 0 | 0 | 0 | 0 | 0 | 0 | 0 | 0 | 0 | 0 | 0 | 0 | 0 | 0 | 0 | 0 | 0 | 0 | 0 | 0 | 0 | Vintage
Industrial_Primary Metals_New_Process_Natural Gas_Process Boiler_E1_Baseline Forecast | Industrial | Primary Metals | New | Process | Natural Gas | Process Boiler | E1 | Standard | Baseline Forecast | 0 | 14.3117 | 14.6544 | 25.5746 | 36.4681 | 48.6779 | 56.0312 | 64.5674 | 72.996 | 82.4768 | 89.5381 | 97.6596 | 105.6733 | 114.9695 | 121.2788 | 128.9469 | 136.6093 | 145.5292 | 151.4212 | 158.6814 | 165.7439 | 172.7855 | 0 | 0 | unit
Industrial_Primary Metals_New_Process_Natural Gas_Process Boiler_E2_Baseline Forecast | Industrial | Primary Metals | New | Process | Natural Gas | Process Boiler | E2 |  | Baseline Forecast | 0 | 0 | 0 | 0 | 0 | 0 | 0 | 0 | 0 | 0 | 0 | 0 | 0 | 0 | 0 | 0 | 0 | 0 | 0 | 0 | 0 | 0 | 0 | 0 | 0
Industrial_Primary Metals_New_Process_Natural Gas_Process Boiler_E3_Baseline Forecast | Industrial | Primary Metals | New | Process | Natural Gas | Process Boiler | E3 |  | Baseline Forecast | 0 | 0 | 0 | 0 | 0 | 0 | 0 | 0 | 0 | 0 | 0 | 0 | 0 | 0 | 0 | 0 | 0 | 0 | 0 | 0 | 0 | 0 | 0 | 0 | 0
Industrial_Primary Metals_New_Process_Natural Gas_Process Boiler_E4_Baseline Forecast | Industrial | Primary Metals | New | Process | Natural Gas | Process Boiler | E4 |  | Baseline Forecast | 0 | 0 | 0 | 0 | 0 | 0 | 0 | 0 | 0 | 0 | 0 | 0 | 0 | 0 | 0 | 0 | 0 | 0 | 0 | 0 | 0 | 0 | 0 | 0 | 0
Industrial_Primary Metals_New_Process_Natural Gas_Process Boiler_E5_Baseline Forecast | Industrial | Primary Metals | New | Process | Natural Gas | Process Boiler | E5 |  | Baseline Forecast | 0 | 0 | 0 | 0 | 0 | 0 | 0 | 0 | 0 | 0 | 0 | 0 | 0 | 0 | 0 | 0 | 0 | 0 | 0 | 0 | 0 | 0 | 0 | 0 | 0
Industrial_Primary Metals_New_Process_Natural Gas_Process Boiler_E6_Baseline Forecast | Industrial | Primary Metals | New | Process | Natural Gas | Process Boiler | E6 |  | Baseline Forecast | 0 | 0 | 0 | 0 | 0 | 0 | 0 | 0 | 0 | 0 | 0 | 0 | 0 | 0 | 0 | 0 | 0 | 0 | 0 | 0 | 0 | 0 | 0 | 0 | 0
Industrial_Primary Metals_New_Process_Natural Gas_Process Boiler_E7_Baseline Forecast | Industrial | Primary Metals | New | Process | Natural Gas | Process Boiler | E7 |  | Baseline Forecast | 0 | 0 | 0 | 0 | 0 | 0 | 0 | 0 | 0 | 0 | 0 | 0 | 0 | 0 | 0 | 0 | 0 | 0 | 0 | 0 | 0 | 0 | 0 | 0 | 0
Industrial_Primary Metals_New_Process_Natural Gas_Process Boiler_E8_Baseline Forecast | Industrial | Primary Metals | New | Process | Natural Gas | Process Boiler | E8 |  | Baseline Forecast | 0 | 0 | 0 | 0 | 0 | 0 | 0 | 0 | 0 | 0 | 0 | 0 | 0 | 0 | 0 | 0 | 0 | 0 | 0 | 0 | 0 | 0 | 0 | 0 | 0
Industrial_Primary Metals_New_Process_Natural Gas_Process Boiler_E9_Baseline Forecast | Industrial | Primary Metals | New | Process | Natural Gas | Process Boiler | E9 |  | Baseline Forecast | 0 | 0 | 0 | 0 | 0 | 0 | 0 | 0 | 0 | 0 | 0 | 0 | 0 | 0 | 0 | 0 | 0 | 0 | 0 | 0 | 0 | 0 | 0 | 0 | 0
Industrial_Primary Metals_New_Process_Natural Gas_Process Boiler_E10_Baseline Forecast | Industrial | Primary Metals | New | Process | Natural Gas | Process Boiler | E10 |  | Baseline Forecast | 0 | 0 | 0 | 0 | 0 | 0 | 0 | 0 | 0 | 0 | 0 | 0 | 0 | 0 | 0 | 0 | 0 | 0 | 0 | 0 | 0 | 0 | 0 | 0 | 0
Industrial_Primary Metals_New_Process_Natural Gas_Process Boiler_Vintage_Baseline Forecast | Industrial | Primary Metals | New | Process | Natural Gas | Process Boiler | Vintage | Vintage | Baseline Forecast | 0 | 0 | 0 | 0 | 0 | 0 | 0 | 0 | 0 | 0 | 0 | 0 | 0 | 0 | 0 | 0 | 0 | 0 | 0 | 0 | 0 | 0 | 0 | 0 | Vintage
Industrial_Primary Metals_New_Process_Natural Gas_Process Heating_E1_Baseline Forecast | Industrial | Primary Metals | New | Process | Natural Gas | Process Heating | E1 | Standard | Baseline Forecast | 0 | 14.3117 | 14.6544 | 25.5746 | 36.4681 | 48.6779 | 56.0312 | 64.5674 | 72.996 | 82.4768 | 89.5381 | 97.6596 | 105.6733 | 114.9695 | 121.2788 | 128.9469 | 136.6093 | 145.5292 | 151.4212 | 158.6814 | 165.7439 | 172.7855 | 0 | 0 | unit
Industrial_Primary Metals_New_Process_Natural Gas_Process Heating_E2_Baseline Forecast | Industrial | Primary Metals | New | Process | Natural Gas | Process Heating | E2 |  | Baseline Forecast | 0 | 0 | 0 | 0 | 0 | 0 | 0 | 0 | 0 | 0 | 0 | 0 | 0 | 0 | 0 | 0 | 0 | 0 | 0 | 0 | 0 | 0 | 0 | 0 | 0
Industrial_Primary Metals_New_Process_Natural Gas_Process Heating_E3_Baseline Forecast | Industrial | Primary Metals | New | Process | Natural Gas | Process Heating | E3 |  | Baseline Forecast | 0 | 0 | 0 | 0 | 0 | 0 | 0 | 0 | 0 | 0 | 0 | 0 | 0 | 0 | 0 | 0 | 0 | 0 | 0 | 0 | 0 | 0 | 0 | 0 | 0
Industrial_Primary Metals_New_Process_Natural Gas_Process Heating_E4_Baseline Forecast | Industrial | Primary Metals | New | Process | Natural Gas | Process Heating | E4 |  | Baseline Forecast | 0 | 0 | 0 | 0 | 0 | 0 | 0 | 0 | 0 | 0 | 0 | 0 | 0 | 0 | 0 | 0 | 0 | 0 | 0 | 0 | 0 | 0 | 0 | 0 | 0
Industrial_Primary Metals_New_Process_Natural Gas_Process Heating_E5_Baseline Forecast | Industrial | Primary Metals | New | Process | Natural Gas | Process Heating | E5 |  | Baseline Forecast | 0 | 0 | 0 | 0 | 0 | 0 | 0 | 0 | 0 | 0 | 0 | 0 | 0 | 0 | 0 | 0 | 0 | 0 | 0 | 0 | 0 | 0 | 0 | 0 | 0
Industrial_Primary Metals_New_Process_Natural Gas_Process Heating_E6_Baseline Forecast | Industrial | Primary Metals | New | Process | Natural Gas | Process Heating | E6 |  | Baseline Forecast | 0 | 0 | 0 | 0 | 0 | 0 | 0 | 0 | 0 | 0 | 0 | 0 | 0 | 0 | 0 | 0 | 0 | 0 | 0 | 0 | 0 | 0 | 0 | 0 | 0
Industrial_Primary Metals_New_Process_Natural Gas_Process Heating_E7_Baseline Forecast | Industrial | Primary Metals | New | Process | Natural Gas | Process Heating | E7 |  | Baseline Forecast | 0 | 0 | 0 | 0 | 0 | 0 | 0 | 0 | 0 | 0 | 0 | 0 | 0 | 0 | 0 | 0 | 0 | 0 | 0 | 0 | 0 | 0 | 0 | 0 | 0
Industrial_Primary Metals_New_Process_Natural Gas_Process Heating_E8_Baseline Forecast | Industrial | Primary Metals | New | Process | Natural Gas | Process Heating | E8 |  | Baseline Forecast | 0 | 0 | 0 | 0 | 0 | 0 | 0 | 0 | 0 | 0 | 0 | 0 | 0 | 0 | 0 | 0 | 0 | 0 | 0 | 0 | 0 | 0 | 0 | 0 | 0
Industrial_Primary Metals_New_Process_Natural Gas_Process Heating_E9_Baseline Forecast | Industrial | Primary Metals | New | Process | Natural Gas | Process Heating | E9 |  | Baseline Forecast | 0 | 0 | 0 | 0 | 0 | 0 | 0 | 0 | 0 | 0 | 0 | 0 | 0 | 0 | 0 | 0 | 0 | 0 | 0 | 0 | 0 | 0 | 0 | 0 | 0
Industrial_Primary Metals_New_Process_Natural Gas_Process Heating_E10_Baseline Forecast | Industrial | Primary Metals | New | Process | Natural Gas | Process Heating | E10 |  | Baseline Forecast | 0 | 0 | 0 | 0 | 0 | 0 | 0 | 0 | 0 | 0 | 0 | 0 | 0 | 0 | 0 | 0 | 0 | 0 | 0 | 0 | 0 | 0 | 0 | 0 | 0
Industrial_Primary Metals_New_Process_Natural Gas_Process Heating_Vintage_Baseline Forecast | Industrial | Primary Metals | New | Process | Natural Gas | Process Heating | Vintage | Vintage | Baseline Forecast | 0 | 0 | 0 | 0 | 0 | 0 | 0 | 0 | 0 | 0 | 0 | 0 | 0 | 0 | 0 | 0 | 0 | 0 | 0 | 0 | 0 | 0 | 0 | 0 | Vintage
Industrial_Primary Metals_New_Process_Natural Gas_Process Cooling_E1_Baseline Forecast | Industrial | Primary Metals | New | Process | Natural Gas | Process Cooling | E1 | Standard | Baseline Forecast | 0 | 14.3117 | 14.6544 | 25.5746 | 36.4681 | 48.6779 | 56.0312 | 64.5674 | 72.996 | 82.4768 | 89.5381 | 97.6596 | 105.6733 | 114.9695 | 121.2788 | 128.9469 | 136.6093 | 145.5292 | 151.4212 | 158.6814 | 165.7439 | 172.7855 | 0 | 0 | unit
Industrial_Primary Metals_New_Process_Natural Gas_Process Cooling_E2_Baseline Forecast | Industrial | Primary Metals | New | Process | Natural Gas | Process Cooling | E2 |  | Baseline Forecast | 0 | 0 | 0 | 0 | 0 | 0 | 0 | 0 | 0 | 0 | 0 | 0 | 0 | 0 | 0 | 0 | 0 | 0 | 0 | 0 | 0 | 0 | 0 | 0 | 0
Industrial_Primary Metals_New_Process_Natural Gas_Process Cooling_E3_Baseline Forecast | Industrial | Primary Metals | New | Process | Natural Gas | Process Cooling | E3 |  | Baseline Forecast | 0 | 0 | 0 | 0 | 0 | 0 | 0 | 0 | 0 | 0 | 0 | 0 | 0 | 0 | 0 | 0 | 0 | 0 | 0 | 0 | 0 | 0 | 0 | 0 | 0
Industrial_Primary Metals_New_Process_Natural Gas_Process Cooling_E4_Baseline Forecast | Industrial | Primary Metals | New | Process | Natural Gas | Process Cooling | E4 |  | Baseline Forecast | 0 | 0 | 0 | 0 | 0 | 0 | 0 | 0 | 0 | 0 | 0 | 0 | 0 | 0 | 0 | 0 | 0 | 0 | 0 | 0 | 0 | 0 | 0 | 0 | 0
Industrial_Primary Metals_New_Process_Natural Gas_Process Cooling_E5_Baseline Forecast | Industrial | Primary Metals | New | Process | Natural Gas | Process Cooling | E5 |  | Baseline Forecast | 0 | 0 | 0 | 0 | 0 | 0 | 0 | 0 | 0 | 0 | 0 | 0 | 0 | 0 | 0 | 0 | 0 | 0 | 0 | 0 | 0 | 0 | 0 | 0 | 0
Industrial_Primary Metals_New_Process_Natural Gas_Process Cooling_E6_Baseline Forecast | Industrial | Primary Metals | New | Process | Natural Gas | Process Cooling | E6 |  | Baseline Forecast | 0 | 0 | 0 | 0 | 0 | 0 | 0 | 0 | 0 | 0 | 0 | 0 | 0 | 0 | 0 | 0 | 0 | 0 | 0 | 0 | 0 | 0 | 0 | 0 | 0
Industrial_Primary Metals_New_Process_Natural Gas_Process Cooling_E7_Baseline Forecast | Industrial | Primary Metals | New | Process | Natural Gas | Process Cooling | E7 |  | Baseline Forecast | 0 | 0 | 0 | 0 | 0 | 0 | 0 | 0 | 0 | 0 | 0 | 0 | 0 | 0 | 0 | 0 | 0 | 0 | 0 | 0 | 0 | 0 | 0 | 0 | 0
Industrial_Primary Metals_New_Process_Natural Gas_Process Cooling_E8_Baseline Forecast | Industrial | Primary Metals | New | Process | Natural Gas | Process Cooling | E8 |  | Baseline Forecast | 0 | 0 | 0 | 0 | 0 | 0 | 0 | 0 | 0 | 0 | 0 | 0 | 0 | 0 | 0 | 0 | 0 | 0 | 0 | 0 | 0 | 0 | 0 | 0 | 0
Industrial_Primary Metals_New_Process_Natural Gas_Process Cooling_E9_Baseline Forecast | Industrial | Primary Metals | New | Process | Natural Gas | Process Cooling | E9 |  | Baseline Forecast | 0 | 0 | 0 | 0 | 0 | 0 | 0 | 0 | 0 | 0 | 0 | 0 | 0 | 0 | 0 | 0 | 0 | 0 | 0 | 0 | 0 | 0 | 0 | 0 | 0
Industrial_Primary Metals_New_Process_Natural Gas_Process Cooling_E10_Baseline Forecast | Industrial | Primary Metals | New | Process | Natural Gas | Process Cooling | E10 |  | Baseline Forecast | 0 | 0 | 0 | 0 | 0 | 0 | 0 | 0 | 0 | 0 | 0 | 0 | 0 | 0 | 0 | 0 | 0 | 0 | 0 | 0 | 0 | 0 | 0 | 0 | 0
Industrial_Primary Metals_New_Process_Natural Gas_Process Cooling_Vintage_Baseline Forecast | Industrial | Primary Metals | New | Process | Natural Gas | Process Cooling | Vintage | Vintage | Baseline Forecast | 0 | 0 | 0 | 0 | 0 | 0 | 0 | 0 | 0 | 0 | 0 | 0 | 0 | 0 | 0 | 0 | 0 | 0 | 0 | 0 | 0 | 0 | 0 | 0 | Vintage
Industrial_Primary Metals_New_Process_Natural Gas_Other Process_E1_Baseline Forecast | Industrial | Primary Metals | New | Process | Natural Gas | Other Process | E1 | Standard | Baseline Forecast | 0 | 14.3117 | 14.6544 | 25.5746 | 36.4681 | 48.6779 | 56.0312 | 64.5674 | 72.996 | 82.4768 | 89.5381 | 97.6596 | 105.6733 | 114.9695 | 121.2788 | 128.9469 | 136.6093 | 145.5292 | 151.4212 | 158.6814 | 165.7439 | 172.7855 | 0 | 0 | unit
Industrial_Primary Metals_New_Process_Natural Gas_Other Process_E2_Baseline Forecast | Industrial | Primary Metals | New | Process | Natural Gas | Other Process | E2 |  | Baseline Forecast | 0 | 0 | 0 | 0 | 0 | 0 | 0 | 0 | 0 | 0 | 0 | 0 | 0 | 0 | 0 | 0 | 0 | 0 | 0 | 0 | 0 | 0 | 0 | 0 | 0
Industrial_Primary Metals_New_Process_Natural Gas_Other Process_E3_Baseline Forecast | Industrial | Primary Metals | New | Process | Natural Gas | Other Process | E3 |  | Baseline Forecast | 0 | 0 | 0 | 0 | 0 | 0 | 0 | 0 | 0 | 0 | 0 | 0 | 0 | 0 | 0 | 0 | 0 | 0 | 0 | 0 | 0 | 0 | 0 | 0 | 0
Industrial_Primary Metals_New_Process_Natural Gas_Other Process_E4_Baseline Forecast | Industrial | Primary Metals | New | Process | Natural Gas | Other Process | E4 |  | Baseline Forecast | 0 | 0 | 0 | 0 | 0 | 0 | 0 | 0 | 0 | 0 | 0 | 0 | 0 | 0 | 0 | 0 | 0 | 0 | 0 | 0 | 0 | 0 | 0 | 0 | 0
Industrial_Primary Metals_New_Process_Natural Gas_Other Process_E5_Baseline Forecast | Industrial | Primary Metals | New | Process | Natural Gas | Other Process | E5 |  | Baseline Forecast | 0 | 0 | 0 | 0 | 0 | 0 | 0 | 0 | 0 | 0 | 0 | 0 | 0 | 0 | 0 | 0 | 0 | 0 | 0 | 0 | 0 | 0 | 0 | 0 | 0
Industrial_Primary Metals_New_Process_Natural Gas_Other Process_E6_Baseline Forecast | Industrial | Primary Metals | New | Process | Natural Gas | Other Process | E6 |  | Baseline Forecast | 0 | 0 | 0 | 0 | 0 | 0 | 0 | 0 | 0 | 0 | 0 | 0 | 0 | 0 | 0 | 0 | 0 | 0 | 0 | 0 | 0 | 0 | 0 | 0 | 0
Industrial_Primary Metals_New_Process_Natural Gas_Other Process_E7_Baseline Forecast | Industrial | Primary Metals | New | Process | Natural Gas | Other Process | E7 |  | Baseline Forecast | 0 | 0 | 0 | 0 | 0 | 0 | 0 | 0 | 0 | 0 | 0 | 0 | 0 | 0 | 0 | 0 | 0 | 0 | 0 | 0 | 0 | 0 | 0 | 0 | 0
Industrial_Primary Metals_New_Process_Natural Gas_Other Process_E8_Baseline Forecast | Industrial | Primary Metals | New | Process | Natural Gas | Other Process | E8 |  | Baseline Forecast | 0 | 0 | 0 | 0 | 0 | 0 | 0 | 0 | 0 | 0 | 0 | 0 | 0 | 0 | 0 | 0 | 0 | 0 | 0 | 0 | 0 | 0 | 0 | 0 | 0
Industrial_Primary Metals_New_Process_Natural Gas_Other Process_E9_Baseline Forecast | Industrial | Primary Metals | New | Process | Natural Gas | Other Process | E9 |  | Baseline Forecast | 0 | 0 | 0 | 0 | 0 | 0 | 0 | 0 | 0 | 0 | 0 | 0 | 0 | 0 | 0 | 0 | 0 | 0 | 0 | 0 | 0 | 0 | 0 | 0 | 0
Industrial_Primary Metals_New_Process_Natural Gas_Other Process_E10_Baseline Forecast | Industrial | Primary Metals | New | Process | Natural Gas | Other Process | E10 |  | Baseline Forecast | 0 | 0 | 0 | 0 | 0 | 0 | 0 | 0 | 0 | 0 | 0 | 0 | 0 | 0 | 0 | 0 | 0 | 0 | 0 | 0 | 0 | 0 | 0 | 0 | 0
Industrial_Primary Metals_New_Process_Natural Gas_Other Process_Vintage_Baseline Forecast | Industrial | Primary Metals | New | Process | Natural Gas | Other Process | Vintage | Vintage | Baseline Forecast | 0 | 0 | 0 | 0 | 0 | 0 | 0 | 0 | 0 | 0 | 0 | 0 | 0 | 0 | 0 | 0 | 0 | 0 | 0 | 0 | 0 | 0 | 0 | 0 | Vintage
Industrial_Primary Metals_New_Miscellaneous_Natural Gas_Miscellaneous_E1_Baseline Forecast | Industrial | Primary Metals | New | Miscellaneous | Natural Gas | Miscellaneous | E1 | Standard | Baseline Forecast | 0 | 14.3117 | 14.6544 | 25.5746 | 36.4681 | 48.6779 | 56.0312 | 64.5674 | 72.996 | 82.4768 | 89.5381 | 97.6596 | 105.6733 | 114.9695 | 121.2788 | 128.9469 | 136.6093 | 145.5292 | 151.4212 | 158.6814 | 165.7439 | 172.7855 | 0 | 0 | unit
Industrial_Primary Metals_New_Miscellaneous_Natural Gas_Miscellaneous_E2_Baseline Forecast | Industrial | Primary Metals | New | Miscellaneous | Natural Gas | Miscellaneous | E2 |  | Baseline Forecast | 0 | 0 | 0 | 0 | 0 | 0 | 0 | 0 | 0 | 0 | 0 | 0 | 0 | 0 | 0 | 0 | 0 | 0 | 0 | 0 | 0 | 0 | 0 | 0 | 0
Industrial_Primary Metals_New_Miscellaneous_Natural Gas_Miscellaneous_E3_Baseline Forecast | Industrial | Primary Metals | New | Miscellaneous | Natural Gas | Miscellaneous | E3 |  | Baseline Forecast | 0 | 0 | 0 | 0 | 0 | 0 | 0 | 0 | 0 | 0 | 0 | 0 | 0 | 0 | 0 | 0 | 0 | 0 | 0 | 0 | 0 | 0 | 0 | 0 | 0
Industrial_Primary Metals_New_Miscellaneous_Natural Gas_Miscellaneous_E4_Baseline Forecast | Industrial | Primary Metals | New | Miscellaneous | Natural Gas | Miscellaneous | E4 |  | Baseline Forecast | 0 | 0 | 0 | 0 | 0 | 0 | 0 | 0 | 0 | 0 | 0 | 0 | 0 | 0 | 0 | 0 | 0 | 0 | 0 | 0 | 0 | 0 | 0 | 0 | 0
Industrial_Primary Metals_New_Miscellaneous_Natural Gas_Miscellaneous_E5_Baseline Forecast | Industrial | Primary Metals | New | Miscellaneous | Natural Gas | Miscellaneous | E5 |  | Baseline Forecast | 0 | 0 | 0 | 0 | 0 | 0 | 0 | 0 | 0 | 0 | 0 | 0 | 0 | 0 | 0 | 0 | 0 | 0 | 0 | 0 | 0 | 0 | 0 | 0 | 0
Industrial_Primary Metals_New_Miscellaneous_Natural Gas_Miscellaneous_E6_Baseline Forecast | Industrial | Primary Metals | New | Miscellaneous | Natural Gas | Miscellaneous | E6 |  | Baseline Forecast | 0 | 0 | 0 | 0 | 0 | 0 | 0 | 0 | 0 | 0 | 0 | 0 | 0 | 0 | 0 | 0 | 0 | 0 | 0 | 0 | 0 | 0 | 0 | 0 | 0
Industrial_Primary Metals_New_Miscellaneous_Natural Gas_Miscellaneous_E7_Baseline Forecast | Industrial | Primary Metals | New | Miscellaneous | Natural Gas | Miscellaneous | E7 |  | Baseline Forecast | 0 | 0 | 0 | 0 | 0 | 0 | 0 | 0 | 0 | 0 | 0 | 0 | 0 | 0 | 0 | 0 | 0 | 0 | 0 | 0 | 0 | 0 | 0 | 0 | 0
Industrial_Primary Metals_New_Miscellaneous_Natural Gas_Miscellaneous_E8_Baseline Forecast | Industrial | Primary Metals | New | Miscellaneous | Natural Gas | Miscellaneous | E8 |  | Baseline Forecast | 0 | 0 | 0 | 0 | 0 | 0 | 0 | 0 | 0 | 0 | 0 | 0 | 0 | 0 | 0 | 0 | 0 | 0 | 0 | 0 | 0 | 0 | 0 | 0 | 0
Industrial_Primary Metals_New_Miscellaneous_Natural Gas_Miscellaneous_E9_Baseline Forecast | Industrial | Primary Metals | New | Miscellaneous | Natural Gas | Miscellaneous | E9 |  | Baseline Forecast | 0 | 0 | 0 | 0 | 0 | 0 | 0 | 0 | 0 | 0 | 0 | 0 | 0 | 0 | 0 | 0 | 0 | 0 | 0 | 0 | 0 | 0 | 0 | 0 | 0
Industrial_Primary Metals_New_Miscellaneous_Natural Gas_Miscellaneous_E10_Baseline Forecast | Industrial | Primary Metals | New | Miscellaneous | Natural Gas | Miscellaneous | E10 |  | Baseline Forecast | 0 | 0 | 0 | 0 | 0 | 0 | 0 | 0 | 0 | 0 | 0 | 0 | 0 | 0 | 0 | 0 | 0 | 0 | 0 | 0 | 0 | 0 | 0 | 0 | 0
Industrial_Primary Metals_New_Miscellaneous_Natural Gas_Miscellaneous_Vintage_Baseline Forecast | Industrial | Primary Metals | New | Miscellaneous | Natural Gas | Miscellaneous | Vintage | Vintage | Baseline Forecast | 0 | 0 | 0 | 0 | 0 | 0 | 0 | 0 | 0 | 0 | 0 | 0 | 0 | 0 | 0 | 0 | 0 | 0 | 0 | 0 | 0 | 0 | 0 | 0 | Vintage
Industrial_Stone, Clay, and Glass_Existing_Space Heating_Natural Gas_Furnace_E1_Baseline Forecast | Industrial | Stone, Clay, and Glass | Existing | Space Heating | Natural Gas | Furnace | E1 | AFUE 80% (Standard) | Baseline Forecast | 0 | 2.6097 | 5.2992 | 8.0521 | 10.8538 | 13.6907 | 16.5509 | 19.4232 | 22.2978 | 25.1659 | 28.0193 | 30.851 | 33.3851 | 35.6454 | 37.6539 | 39.4309 | 40.9951 | 42.364 | 43.5535 | 44.5784 | 45.4523 | 46.1879 | 0 | 0 | kBtu/hr
Industrial_Stone, Clay, and Glass_Existing_Space Heating_Natural Gas_Furnace_E2_Baseline Forecast | Industrial | Stone, Clay, and Glass | Existing | Space Heating | Natural Gas | Furnace | E2 | AFUE 90% | Baseline Forecast | 0 | 0 | 0 | 0 | 0 | 0 | 0 | 0 | 0 | 0 | 0 | 0 | 0 | 0 | 0 | 0 | 0 | 0 | 0 | 0 | 0 | 0 | 0 | 0 | kBtu/hr
Industrial_Stone, Clay, and Glass_Existing_Space Heating_Natural Gas_Furnace_E3_Baseline Forecast | Industrial | Stone, Clay, and Glass | Existing | Space Heating | Natural Gas | Furnace | E3 | AFUE 96% | Baseline Forecast | 0 | 0 | 0 | 0 | 0 | 0 | 0 | 0 | 0 | 0 | 0 | 0 | 0 | 0 | 0 | 0 | 0 | 0 | 0 | 0 | 0 | 0 | 0 | 0 | kBtu/hr
Industrial_Stone, Clay, and Glass_Existing_Space Heating_Natural Gas_Furnace_E4_Baseline Forecast | Industrial | Stone, Clay, and Glass | Existing | Space Heating | Natural Gas | Furnace | E4 |  | Baseline Forecast | 0 | 0 | 0 | 0 | 0 | 0 | 0 | 0 | 0 | 0 | 0 | 0 | 0 | 0 | 0 | 0 | 0 | 0 | 0 | 0 | 0 | 0 | 0 | 0 | 0
Industrial_Stone, Clay, and Glass_Existing_Space Heating_Natural Gas_Furnace_E5_Baseline Forecast | Industrial | Stone, Clay, and Glass | Existing | Space Heating | Natural Gas | Furnace | E5 |  | Baseline Forecast | 0 | 0 | 0 | 0 | 0 | 0 | 0 | 0 | 0 | 0 | 0 | 0 | 0 | 0 | 0 | 0 | 0 | 0 | 0 | 0 | 0 | 0 | 0 | 0 | 0
Industrial_Stone, Clay, and Glass_Existing_Space Heating_Natural Gas_Furnace_E6_Baseline Forecast | Industrial | Stone, Clay, and Glass | Existing | Space Heating | Natural Gas | Furnace | E6 |  | Baseline Forecast | 0 | 0 | 0 | 0 | 0 | 0 | 0 | 0 | 0 | 0 | 0 | 0 | 0 | 0 | 0 | 0 | 0 | 0 | 0 | 0 | 0 | 0 | 0 | 0 | 0
Industrial_Stone, Clay, and Glass_Existing_Space Heating_Natural Gas_Furnace_E7_Baseline Forecast | Industrial | Stone, Clay, and Glass | Existing | Space Heating | Natural Gas | Furnace | E7 |  | Baseline Forecast | 0 | 0 | 0 | 0 | 0 | 0 | 0 | 0 | 0 | 0 | 0 | 0 | 0 | 0 | 0 | 0 | 0 | 0 | 0 | 0 | 0 | 0 | 0 | 0 | 0
Industrial_Stone, Clay, and Glass_Existing_Space Heating_Natural Gas_Furnace_E8_Baseline Forecast | Industrial | Stone, Clay, and Glass | Existing | Space Heating | Natural Gas | Furnace | E8 |  | Baseline Forecast | 0 | 0 | 0 | 0 | 0 | 0 | 0 | 0 | 0 | 0 | 0 | 0 | 0 | 0 | 0 | 0 | 0 | 0 | 0 | 0 | 0 | 0 | 0 | 0 | 0
Industrial_Stone, Clay, and Glass_Existing_Space Heating_Natural Gas_Furnace_E9_Baseline Forecast | Industrial | Stone, Clay, and Glass | Existing | Space Heating | Natural Gas | Furnace | E9 |  | Baseline Forecast | 0 | 0 | 0 | 0 | 0 | 0 | 0 | 0 | 0 | 0 | 0 | 0 | 0 | 0 | 0 | 0 | 0 | 0 | 0 | 0 | 0 | 0 | 0 | 0 | 0
Industrial_Stone, Clay, and Glass_Existing_Space Heating_Natural Gas_Furnace_E10_Baseline Forecast | Industrial | Stone, Clay, and Glass | Existing | Space Heating | Natural Gas | Furnace | E10 |  | Baseline Forecast | 0 | 0 | 0 | 0 | 0 | 0 | 0 | 0 | 0 | 0 | 0 | 0 | 0 | 0 | 0 | 0 | 0 | 0 | 0 | 0 | 0 | 0 | 0 | 0 | 0
Industrial_Stone, Clay, and Glass_Existing_Space Heating_Natural Gas_Furnace_Vintage_Baseline Forecast | Industrial | Stone, Clay, and Glass | Existing | Space Heating | Natural Gas | Furnace | Vintage | Vintage | Baseline Forecast | 101.5736 | 97.2126 | 92.8021 | 88.3577 | 83.8939 | 79.4233 | 74.9578 | 70.5077 | 66.0825 | 61.6907 | 57.3397 | 53.0363 | 49.0559 | 45.3742 | 41.9689 | 38.8191 | 35.9057 | 33.2109 | 30.7184 | 28.413 | 26.2806 | 24.3082 | 0 | 0 | Vintage
Industrial_Stone, Clay, and Glass_Existing_Space Heating_Natural Gas_Boiler_E1_Baseline Forecast | Industrial | Stone, Clay, and Glass | Existing | Space Heating | Natural Gas | Boiler | E1 | AFUE 80% (Standard) | Baseline Forecast | 0 | 0.94807 | 1.8719 | 2.7712 | 3.6457 | 4.4952 | 5.3197 | 6.1193 | 6.8941 | 7.6442 | 8.3698 | 9.0711 | 9.7486 | 10.4024 | 11.033 | 11.6407 | 12.2259 | 12.7891 | 13.3306 | 13.8508 | 14.3503 | 14.8294 | 0 | 0 | kBtu/hr
Industrial_Stone, Clay, and Glass_Existing_Space Heating_Natural Gas_Boiler_E2_Baseline Forecast | Industrial | Stone, Clay, and Glass | Existing | Space Heating | Natural Gas | Boiler | E2 | AFUE 85% | Baseline Forecast | 0 | 0 | 0 | 0 | 0 | 0 | 0 | 0 | 0 | 0 | 0 | 0 | 0 | 0 | 0 | 0 | 0 | 0 | 0 | 0 | 0 | 0 | 0 | 0 | kBtu/hr
Industrial_Stone, Clay, and Glass_Existing_Space Heating_Natural Gas_Boiler_E3_Baseline Forecast | Industrial | Stone, Clay, and Glass | Existing | Space Heating | Natural Gas | Boiler | E3 | AFUE 97% | Baseline Forecast | 0 | 0 | 0 | 0 | 0 | 0 | 0 | 0 | 0 | 0 | 0 | 0 | 0 | 0 | 0 | 0 | 0 | 0 | 0 | 0 | 0 | 0 | 0 | 0 | kBtu/hr
Industrial_Stone, Clay, and Glass_Existing_Space Heating_Natural Gas_Boiler_E4_Baseline Forecast | Industrial | Stone, Clay, and Glass | Existing | Space Heating | Natural Gas | Boiler | E4 | Convert to NG Air Source Heat Pump | Baseline Forecast | 0 | 0 | 0 | 0 | 0 | 0 | 0 | 0 | 0 | 0 | 0 | 0 | 0 | 0 | 0 | 0 | 0 | 0 | 0 | 0 | 0 | 0 | 0 | 0 | kBtu/hr
Industrial_Stone, Clay, and Glass_Existing_Space Heating_Natural Gas_Boiler_E5_Baseline Forecast | Industrial | Stone, Clay, and Glass | Existing | Space Heating | Natural Gas | Boiler | E5 |  | Baseline Forecast | 0 | 0 | 0 | 0 | 0 | 0 | 0 | 0 | 0 | 0 | 0 | 0 | 0 | 0 | 0 | 0 | 0 | 0 | 0 | 0 | 0 | 0 | 0 | 0 | 0
Industrial_Stone, Clay, and Glass_Existing_Space Heating_Natural Gas_Boiler_E6_Baseline Forecast | Industrial | Stone, Clay, and Glass | Existing | Space Heating | Natural Gas | Boiler | E6 |  | Baseline Forecast | 0 | 0 | 0 | 0 | 0 | 0 | 0 | 0 | 0 | 0 | 0 | 0 | 0 | 0 | 0 | 0 | 0 | 0 | 0 | 0 | 0 | 0 | 0 | 0 | 0
Industrial_Stone, Clay, and Glass_Existing_Space Heating_Natural Gas_Boiler_E7_Baseline Forecast | Industrial | Stone, Clay, and Glass | Existing | Space Heating | Natural Gas | Boiler | E7 |  | Baseline Forecast | 0 | 0 | 0 | 0 | 0 | 0 | 0 | 0 | 0 | 0 | 0 | 0 | 0 | 0 | 0 | 0 | 0 | 0 | 0 | 0 | 0 | 0 | 0 | 0 | 0
Industrial_Stone, Clay, and Glass_Existing_Space Heating_Natural Gas_Boiler_E8_Baseline Forecast | Industrial | Stone, Clay, and Glass | Existing | Space Heating | Natural Gas | Boiler | E8 |  | Baseline Forecast | 0 | 0 | 0 | 0 | 0 | 0 | 0 | 0 | 0 | 0 | 0 | 0 | 0 | 0 | 0 | 0 | 0 | 0 | 0 | 0 | 0 | 0 | 0 | 0 | 0
Industrial_Stone, Clay, and Glass_Existing_Space Heating_Natural Gas_Boiler_E9_Baseline Forecast | Industrial | Stone, Clay, and Glass | Existing | Space Heating | Natural Gas | Boiler | E9 |  | Baseline Forecast | 0 | 0 | 0 | 0 | 0 | 0 | 0 | 0 | 0 | 0 | 0 | 0 | 0 | 0 | 0 | 0 | 0 | 0 | 0 | 0 | 0 | 0 | 0 | 0 | 0
Industrial_Stone, Clay, and Glass_Existing_Space Heating_Natural Gas_Boiler_E10_Baseline Forecast | Industrial | Stone, Clay, and Glass | Existing | Space Heating | Natural Gas | Boiler | E10 |  | Baseline Forecast | 0 | 0 | 0 | 0 | 0 | 0 | 0 | 0 | 0 | 0 | 0 | 0 | 0 | 0 | 0 | 0 | 0 | 0 | 0 | 0 | 0 | 0 | 0 | 0 | 0
Industrial_Stone, Clay, and Glass_Existing_Space Heating_Natural Gas_Boiler_Vintage_Baseline Forecast | Industrial | Stone, Clay, and Glass | Existing | Space Heating | Natural Gas | Boiler | Vintage | Vintage | Baseline Forecast | 31.8351 | 30.3382 | 28.8749 | 27.4455 | 26.0501 | 24.6885 | 23.3608 | 22.0667 | 20.806 | 19.5783 | 18.3834 | 17.2208 | 16.09 | 14.9907 | 13.9223 | 12.8843 | 11.8762 | 10.8976 | 9.9477 | 9.0261 | 8.1322 | 7.2654 | 0 | 0 | Vintage
Industrial_Stone, Clay, and Glass_Existing_Space Heating_Natural Gas_Unit Heater_E1_Baseline Forecast | Industrial | Stone, Clay, and Glass | Existing | Space Heating | Natural Gas | Unit Heater | E1 | Standard | Baseline Forecast | 0 | 0.073593 | 0.28272 | 0.67905 | 1.3052 | 2.1958 | 3.3785 | 4.8748 | 6.7009 | 8.8682 | 11.3212 | 14.0108 | 16.8935 | 19.9311 | 23.0898 | 26.34 | 29.6556 | 32.5122 | 34.9605 | 37.046 | 38.809 | 40.2856 | 0 | 0 | kBtu/Hr
Industrial_Stone, Clay, and Glass_Existing_Space Heating_Natural Gas_Unit Heater_E2_Baseline Forecast | Industrial | Stone, Clay, and Glass | Existing | Space Heating | Natural Gas | Unit Heater | E2 | Condensing | Baseline Forecast | 0 | 0 | 0 | 0 | 0 | 0 | 0 | 0 | 0 | 0 | 0 | 0 | 0 | 0 | 0 | 0 | 0 | 0 | 0 | 0 | 0 | 0 | 0 | 0 | kBtu/Hr
Industrial_Stone, Clay, and Glass_Existing_Space Heating_Natural Gas_Unit Heater_E3_Baseline Forecast | Industrial | Stone, Clay, and Glass | Existing | Space Heating | Natural Gas | Unit Heater | E3 | Infrared Radiant | Baseline Forecast | 0 | 0 | 0 | 0 | 0 | 0 | 0 | 0 | 0 | 0 | 0 | 0 | 0 | 0 | 0 | 0 | 0 | 0 | 0 | 0 | 0 | 0 | 0 | 0 | kBtu/Hr
Industrial_Stone, Clay, and Glass_Existing_Space Heating_Natural Gas_Unit Heater_E4_Baseline Forecast | Industrial | Stone, Clay, and Glass | Existing | Space Heating | Natural Gas | Unit Heater | E4 |  | Baseline Forecast | 0 | 0 | 0 | 0 | 0 | 0 | 0 | 0 | 0 | 0 | 0 | 0 | 0 | 0 | 0 | 0 | 0 | 0 | 0 | 0 | 0 | 0 | 0 | 0 | 0
Industrial_Stone, Clay, and Glass_Existing_Space Heating_Natural Gas_Unit Heater_E5_Baseline Forecast | Industrial | Stone, Clay, and Glass | Existing | Space Heating | Natural Gas | Unit Heater | E5 |  | Baseline Forecast | 0 | 0 | 0 | 0 | 0 | 0 | 0 | 0 | 0 | 0 | 0 | 0 | 0 | 0 | 0 | 0 | 0 | 0 | 0 | 0 | 0 | 0 | 0 | 0 | 0
Industrial_Stone, Clay, and Glass_Existing_Space Heating_Natural Gas_Unit Heater_E6_Baseline Forecast | Industrial | Stone, Clay, and Glass | Existing | Space Heating | Natural Gas | Unit Heater | E6 |  | Baseline Forecast | 0 | 0 | 0 | 0 | 0 | 0 | 0 | 0 | 0 | 0 | 0 | 0 | 0 | 0 | 0 | 0 | 0 | 0 | 0 | 0 | 0 | 0 | 0 | 0 | 0
Industrial_Stone, Clay, and Glass_Existing_Space Heating_Natural Gas_Unit Heater_E7_Baseline Forecast | Industrial | Stone, Clay, and Glass | Existing | Space Heating | Natural Gas | Unit Heater | E7 |  | Baseline Forecast | 0 | 0 | 0 | 0 | 0 | 0 | 0 | 0 | 0 | 0 | 0 | 0 | 0 | 0 | 0 | 0 | 0 | 0 | 0 | 0 | 0 | 0 | 0 | 0 | 0
Industrial_Stone, Clay, and Glass_Existing_Space Heating_Natural Gas_Unit Heater_E8_Baseline Forecast | Industrial | Stone, Clay, and Glass | Existing | Space Heating | Natural Gas | Unit Heater | E8 |  | Baseline Forecast | 0 | 0 | 0 | 0 | 0 | 0 | 0 | 0 | 0 | 0 | 0 | 0 | 0 | 0 | 0 | 0 | 0 | 0 | 0 | 0 | 0 | 0 | 0 | 0 | 0
Industrial_Stone, Clay, and Glass_Existing_Space Heating_Natural Gas_Unit Heater_E9_Baseline Forecast | Industrial | Stone, Clay, and Glass | Existing | Space Heating | Natural Gas | Unit Heater | E9 |  | Baseline Forecast | 0 | 0 | 0 | 0 | 0 | 0 | 0 | 0 | 0 | 0 | 0 | 0 | 0 | 0 | 0 | 0 | 0 | 0 | 0 | 0 | 0 | 0 | 0 | 0 | 0
Industrial_Stone, Clay, and Glass_Existing_Space Heating_Natural Gas_Unit Heater_E10_Baseline Forecast | Industrial | Stone, Clay, and Glass | Existing | Space Heating | Natural Gas | Unit Heater | E10 |  | Baseline Forecast | 0 | 0 | 0 | 0 | 0 | 0 | 0 | 0 | 0 | 0 | 0 | 0 | 0 | 0 | 0 | 0 | 0 | 0 | 0 | 0 | 0 | 0 | 0 | 0 | 0
Industrial_Stone, Clay, and Glass_Existing_Space Heating_Natural Gas_Unit Heater_Vintage_Baseline Forecast | Industrial | Stone, Clay, and Glass | Existing | Space Heating | Natural Gas | Unit Heater | Vintage | Vintage | Baseline Forecast | 88.9617 | 87.3543 | 85.6378 | 83.7601 | 81.6781 | 79.3568 | 76.768 | 73.8898 | 70.7057 | 67.2038 | 63.4392 | 59.4607 | 55.3112 | 51.0287 | 46.6465 | 42.194 | 37.6968 | 33.679 | 30.0894 | 26.8824 | 24.0171 | 21.4573 | 0 | 0 | Vintage
Industrial_Stone, Clay, and Glass_Existing_Process_Natural Gas_Process Boiler_E1_Baseline Forecast | Industrial | Stone, Clay, and Glass | Existing | Process | Natural Gas | Process Boiler | E1 | Standard | Baseline Forecast | 0 | 29.7319 | 64.0042 | 101.7741 | 132.7649 | 158.0596 | 178.57 | 195.064 | 208.1882 | 218.4872 | 226.4193 | 232.3704 | 236.6655 | 239.5779 | 241.3377 | 242.1387 | 242.1437 | 241.4897 | 240.2919 | 238.6473 | 236.6372 | 234.3301 | 0 | 0 | unit
Industrial_Stone, Clay, and Glass_Existing_Process_Natural Gas_Process Boiler_E2_Baseline Forecast | Industrial | Stone, Clay, and Glass | Existing | Process | Natural Gas | Process Boiler | E2 |  | Baseline Forecast | 0 | 0 | 0 | 0 | 0 | 0 | 0 | 0 | 0 | 0 | 0 | 0 | 0 | 0 | 0 | 0 | 0 | 0 | 0 | 0 | 0 | 0 | 0 | 0 | 0
Industrial_Stone, Clay, and Glass_Existing_Process_Natural Gas_Process Boiler_E3_Baseline Forecast | Industrial | Stone, Clay, and Glass | Existing | Process | Natural Gas | Process Boiler | E3 |  | Baseline Forecast | 0 | 0 | 0 | 0 | 0 | 0 | 0 | 0 | 0 | 0 | 0 | 0 | 0 | 0 | 0 | 0 | 0 | 0 | 0 | 0 | 0 | 0 | 0 | 0 | 0
Industrial_Stone, Clay, and Glass_Existing_Process_Natural Gas_Process Boiler_E4_Baseline Forecast | Industrial | Stone, Clay, and Glass | Existing | Process | Natural Gas | Process Boiler | E4 |  | Baseline Forecast | 0 | 0 | 0 | 0 | 0 | 0 | 0 | 0 | 0 | 0 | 0 | 0 | 0 | 0 | 0 | 0 | 0 | 0 | 0 | 0 | 0 | 0 | 0 | 0 | 0
Industrial_Stone, Clay, and Glass_Existing_Process_Natural Gas_Process Boiler_E5_Baseline Forecast | Industrial | Stone, Clay, and Glass | Existing | Process | Natural Gas | Process Boiler | E5 |  | Baseline Forecast | 0 | 0 | 0 | 0 | 0 | 0 | 0 | 0 | 0 | 0 | 0 | 0 | 0 | 0 | 0 | 0 | 0 | 0 | 0 | 0 | 0 | 0 | 0 | 0 | 0
Industrial_Stone, Clay, and Glass_Existing_Process_Natural Gas_Process Boiler_E6_Baseline Forecast | Industrial | Stone, Clay, and Glass | Existing | Process | Natural Gas | Process Boiler | E6 |  | Baseline Forecast | 0 | 0 | 0 | 0 | 0 | 0 | 0 | 0 | 0 | 0 | 0 | 0 | 0 | 0 | 0 | 0 | 0 | 0 | 0 | 0 | 0 | 0 | 0 | 0 | 0
Industrial_Stone, Clay, and Glass_Existing_Process_Natural Gas_Process Boiler_E7_Baseline Forecast | Industrial | Stone, Clay, and Glass | Existing | Process | Natural Gas | Process Boiler | E7 |  | Baseline Forecast | 0 | 0 | 0 | 0 | 0 | 0 | 0 | 0 | 0 | 0 | 0 | 0 | 0 | 0 | 0 | 0 | 0 | 0 | 0 | 0 | 0 | 0 | 0 | 0 | 0
Industrial_Stone, Clay, and Glass_Existing_Process_Natural Gas_Process Boiler_E8_Baseline Forecast | Industrial | Stone, Clay, and Glass | Existing | Process | Natural Gas | Process Boiler | E8 |  | Baseline Forecast | 0 | 0 | 0 | 0 | 0 | 0 | 0 | 0 | 0 | 0 | 0 | 0 | 0 | 0 | 0 | 0 | 0 | 0 | 0 | 0 | 0 | 0 | 0 | 0 | 0
Industrial_Stone, Clay, and Glass_Existing_Process_Natural Gas_Process Boiler_E9_Baseline Forecast | Industrial | Stone, Clay, and Glass | Existing | Process | Natural Gas | Process Boiler | E9 |  | Baseline Forecast | 0 | 0 | 0 | 0 | 0 | 0 | 0 | 0 | 0 | 0 | 0 | 0 | 0 | 0 | 0 | 0 | 0 | 0 | 0 | 0 | 0 | 0 | 0 | 0 | 0
Industrial_Stone, Clay, and Glass_Existing_Process_Natural Gas_Process Boiler_E10_Baseline Forecast | Industrial | Stone, Clay, and Glass | Existing | Process | Natural Gas | Process Boiler | E10 |  | Baseline Forecast | 0 | 0 | 0 | 0 | 0 | 0 | 0 | 0 | 0 | 0 | 0 | 0 | 0 | 0 | 0 | 0 | 0 | 0 | 0 | 0 | 0 | 0 | 0 | 0 | 0
Industrial_Stone, Clay, and Glass_Existing_Process_Natural Gas_Process Boiler_Vintage_Baseline Forecast | Industrial | Stone, Clay, and Glass | Existing | Process | Natural Gas | Process Boiler | Vintage | Vintage | Baseline Forecast | 352.958 | 317.1405 | 276.8877 | 233.2404 | 196.4734 | 165.5023 | 139.4132 | 117.4368 | 98.9246 | 83.3305 | 70.1947 | 59.1295 | 49.8086 | 41.957 | 35.3431 | 29.7718 | 25.0787 | 21.1254 | 17.7953 | 14.9901 | 12.6271 | 10.6367 | 0 | 0 | Vintage
Industrial_Stone, Clay, and Glass_Existing_Process_Natural Gas_Process Heating_E1_Baseline Forecast | Industrial | Stone, Clay, and Glass | Existing | Process | Natural Gas | Process Heating | E1 | Standard | Baseline Forecast | 0 | 29.7319 | 64.0042 | 101.7741 | 132.7649 | 158.0596 | 178.57 | 195.064 | 208.1882 | 218.4872 | 226.4193 | 232.3704 | 236.6655 | 239.5779 | 241.3377 | 242.1387 | 242.1437 | 241.4897 | 240.2919 | 238.6473 | 236.6372 | 234.3301 | 0 | 0 | unit
Industrial_Stone, Clay, and Glass_Existing_Process_Natural Gas_Process Heating_E2_Baseline Forecast | Industrial | Stone, Clay, and Glass | Existing | Process | Natural Gas | Process Heating | E2 |  | Baseline Forecast | 0 | 0 | 0 | 0 | 0 | 0 | 0 | 0 | 0 | 0 | 0 | 0 | 0 | 0 | 0 | 0 | 0 | 0 | 0 | 0 | 0 | 0 | 0 | 0 | 0
Industrial_Stone, Clay, and Glass_Existing_Process_Natural Gas_Process Heating_E3_Baseline Forecast | Industrial | Stone, Clay, and Glass | Existing | Process | Natural Gas | Process Heating | E3 |  | Baseline Forecast | 0 | 0 | 0 | 0 | 0 | 0 | 0 | 0 | 0 | 0 | 0 | 0 | 0 | 0 | 0 | 0 | 0 | 0 | 0 | 0 | 0 | 0 | 0 | 0 | 0
Industrial_Stone, Clay, and Glass_Existing_Process_Natural Gas_Process Heating_E4_Baseline Forecast | Industrial | Stone, Clay, and Glass | Existing | Process | Natural Gas | Process Heating | E4 |  | Baseline Forecast | 0 | 0 | 0 | 0 | 0 | 0 | 0 | 0 | 0 | 0 | 0 | 0 | 0 | 0 | 0 | 0 | 0 | 0 | 0 | 0 | 0 | 0 | 0 | 0 | 0
Industrial_Stone, Clay, and Glass_Existing_Process_Natural Gas_Process Heating_E5_Baseline Forecast | Industrial | Stone, Clay, and Glass | Existing | Process | Natural Gas | Process Heating | E5 |  | Baseline Forecast | 0 | 0 | 0 | 0 | 0 | 0 | 0 | 0 | 0 | 0 | 0 | 0 | 0 | 0 | 0 | 0 | 0 | 0 | 0 | 0 | 0 | 0 | 0 | 0 | 0
Industrial_Stone, Clay, and Glass_Existing_Process_Natural Gas_Process Heating_E6_Baseline Forecast | Industrial | Stone, Clay, and Glass | Existing | Process | Natural Gas | Process Heating | E6 |  | Baseline Forecast | 0 | 0 | 0 | 0 | 0 | 0 | 0 | 0 | 0 | 0 | 0 | 0 | 0 | 0 | 0 | 0 | 0 | 0 | 0 | 0 | 0 | 0 | 0 | 0 | 0
Industrial_Stone, Clay, and Glass_Existing_Process_Natural Gas_Process Heating_E7_Baseline Forecast | Industrial | Stone, Clay, and Glass | Existing | Process | Natural Gas | Process Heating | E7 |  | Baseline Forecast | 0 | 0 | 0 | 0 | 0 | 0 | 0 | 0 | 0 | 0 | 0 | 0 | 0 | 0 | 0 | 0 | 0 | 0 | 0 | 0 | 0 | 0 | 0 | 0 | 0
Industrial_Stone, Clay, and Glass_Existing_Process_Natural Gas_Process Heating_E8_Baseline Forecast | Industrial | Stone, Clay, and Glass | Existing | Process | Natural Gas | Process Heating | E8 |  | Baseline Forecast | 0 | 0 | 0 | 0 | 0 | 0 | 0 | 0 | 0 | 0 | 0 | 0 | 0 | 0 | 0 | 0 | 0 | 0 | 0 | 0 | 0 | 0 | 0 | 0 | 0
Industrial_Stone, Clay, and Glass_Existing_Process_Natural Gas_Process Heating_E9_Baseline Forecast | Industrial | Stone, Clay, and Glass | Existing | Process | Natural Gas | Process Heating | E9 |  | Baseline Forecast | 0 | 0 | 0 | 0 | 0 | 0 | 0 | 0 | 0 | 0 | 0 | 0 | 0 | 0 | 0 | 0 | 0 | 0 | 0 | 0 | 0 | 0 | 0 | 0 | 0
Industrial_Stone, Clay, and Glass_Existing_Process_Natural Gas_Process Heating_E10_Baseline Forecast | Industrial | Stone, Clay, and Glass | Existing | Process | Natural Gas | Process Heating | E10 |  | Baseline Forecast | 0 | 0 | 0 | 0 | 0 | 0 | 0 | 0 | 0 | 0 | 0 | 0 | 0 | 0 | 0 | 0 | 0 | 0 | 0 | 0 | 0 | 0 | 0 | 0 | 0
Industrial_Stone, Clay, and Glass_Existing_Process_Natural Gas_Process Heating_Vintage_Baseline Forecast | Industrial | Stone, Clay, and Glass | Existing | Process | Natural Gas | Process Heating | Vintage | Vintage | Baseline Forecast | 352.958 | 317.1405 | 276.8877 | 233.2404 | 196.4734 | 165.5023 | 139.4132 | 117.4368 | 98.9246 | 83.3305 | 70.1947 | 59.1295 | 49.8086 | 41.957 | 35.3431 | 29.7718 | 25.0787 | 21.1254 | 17.7953 | 14.9901 | 12.6271 | 10.6367 | 0 | 0 | Vintage
Industrial_Stone, Clay, and Glass_Existing_Process_Natural Gas_Process Cooling_E1_Baseline Forecast | Industrial | Stone, Clay, and Glass | Existing | Process | Natural Gas | Process Cooling | E1 | Standard | Baseline Forecast | 0 | 29.7319 | 64.0042 | 101.7741 | 132.7649 | 158.0596 | 178.57 | 195.064 | 208.1882 | 218.4872 | 226.4193 | 232.3704 | 236.6655 | 239.5779 | 241.3377 | 242.1387 | 242.1437 | 241.4897 | 240.2919 | 238.6473 | 236.6372 | 234.3301 | 0 | 0 | unit
Industrial_Stone, Clay, and Glass_Existing_Process_Natural Gas_Process Cooling_E2_Baseline Forecast | Industrial | Stone, Clay, and Glass | Existing | Process | Natural Gas | Process Cooling | E2 |  | Baseline Forecast | 0 | 0 | 0 | 0 | 0 | 0 | 0 | 0 | 0 | 0 | 0 | 0 | 0 | 0 | 0 | 0 | 0 | 0 | 0 | 0 | 0 | 0 | 0 | 0 | 0
Industrial_Stone, Clay, and Glass_Existing_Process_Natural Gas_Process Cooling_E3_Baseline Forecast | Industrial | Stone, Clay, and Glass | Existing | Process | Natural Gas | Process Cooling | E3 |  | Baseline Forecast | 0 | 0 | 0 | 0 | 0 | 0 | 0 | 0 | 0 | 0 | 0 | 0 | 0 | 0 | 0 | 0 | 0 | 0 | 0 | 0 | 0 | 0 | 0 | 0 | 0
Industrial_Stone, Clay, and Glass_Existing_Process_Natural Gas_Process Cooling_E4_Baseline Forecast | Industrial | Stone, Clay, and Glass | Existing | Process | Natural Gas | Process Cooling | E4 |  | Baseline Forecast | 0 | 0 | 0 | 0 | 0 | 0 | 0 | 0 | 0 | 0 | 0 | 0 | 0 | 0 | 0 | 0 | 0 | 0 | 0 | 0 | 0 | 0 | 0 | 0 | 0
Industrial_Stone, Clay, and Glass_Existing_Process_Natural Gas_Process Cooling_E5_Baseline Forecast | Industrial | Stone, Clay, and Glass | Existing | Process | Natural Gas | Process Cooling | E5 |  | Baseline Forecast | 0 | 0 | 0 | 0 | 0 | 0 | 0 | 0 | 0 | 0 | 0 | 0 | 0 | 0 | 0 | 0 | 0 | 0 | 0 | 0 | 0 | 0 | 0 | 0 | 0
Industrial_Stone, Clay, and Glass_Existing_Process_Natural Gas_Process Cooling_E6_Baseline Forecast | Industrial | Stone, Clay, and Glass | Existing | Process | Natural Gas | Process Cooling | E6 |  | Baseline Forecast | 0 | 0 | 0 | 0 | 0 | 0 | 0 | 0 | 0 | 0 | 0 | 0 | 0 | 0 | 0 | 0 | 0 | 0 | 0 | 0 | 0 | 0 | 0 | 0 | 0
Industrial_Stone, Clay, and Glass_Existing_Process_Natural Gas_Process Cooling_E7_Baseline Forecast | Industrial | Stone, Clay, and Glass | Existing | Process | Natural Gas | Process Cooling | E7 |  | Baseline Forecast | 0 | 0 | 0 | 0 | 0 | 0 | 0 | 0 | 0 | 0 | 0 | 0 | 0 | 0 | 0 | 0 | 0 | 0 | 0 | 0 | 0 | 0 | 0 | 0 | 0
Industrial_Stone, Clay, and Glass_Existing_Process_Natural Gas_Process Cooling_E8_Baseline Forecast | Industrial | Stone, Clay, and Glass | Existing | Process | Natural Gas | Process Cooling | E8 |  | Baseline Forecast | 0 | 0 | 0 | 0 | 0 | 0 | 0 | 0 | 0 | 0 | 0 | 0 | 0 | 0 | 0 | 0 | 0 | 0 | 0 | 0 | 0 | 0 | 0 | 0 | 0
Industrial_Stone, Clay, and Glass_Existing_Process_Natural Gas_Process Cooling_E9_Baseline Forecast | Industrial | Stone, Clay, and Glass | Existing | Process | Natural Gas | Process Cooling | E9 |  | Baseline Forecast | 0 | 0 | 0 | 0 | 0 | 0 | 0 | 0 | 0 | 0 | 0 | 0 | 0 | 0 | 0 | 0 | 0 | 0 | 0 | 0 | 0 | 0 | 0 | 0 | 0
Industrial_Stone, Clay, and Glass_Existing_Process_Natural Gas_Process Cooling_E10_Baseline Forecast | Industrial | Stone, Clay, and Glass | Existing | Process | Natural Gas | Process Cooling | E10 |  | Baseline Forecast | 0 | 0 | 0 | 0 | 0 | 0 | 0 | 0 | 0 | 0 | 0 | 0 | 0 | 0 | 0 | 0 | 0 | 0 | 0 | 0 | 0 | 0 | 0 | 0 | 0
Industrial_Stone, Clay, and Glass_Existing_Process_Natural Gas_Process Cooling_Vintage_Baseline Forecast | Industrial | Stone, Clay, and Glass | Existing | Process | Natural Gas | Process Cooling | Vintage | Vintage | Baseline Forecast | 352.958 | 317.1405 | 276.8877 | 233.2404 | 196.4734 | 165.5023 | 139.4132 | 117.4368 | 98.9246 | 83.3305 | 70.1947 | 59.1295 | 49.8086 | 41.957 | 35.3431 | 29.7718 | 25.0787 | 21.1254 | 17.7953 | 14.9901 | 12.6271 | 10.6367 | 0 | 0 | Vintage
Industrial_Stone, Clay, and Glass_Existing_Process_Natural Gas_Other Process_E1_Baseline Forecast | Industrial | Stone, Clay, and Glass | Existing | Process | Natural Gas | Other Process | E1 | Standard | Baseline Forecast | 0 | 29.7319 | 64.0042 | 101.7741 | 132.7649 | 158.0596 | 178.57 | 195.064 | 208.1882 | 218.4872 | 226.4193 | 232.3704 | 236.6655 | 239.5779 | 241.3377 | 242.1387 | 242.1437 | 241.4897 | 240.2919 | 238.6473 | 236.6372 | 234.3301 | 0 | 0 | unit
Industrial_Stone, Clay, and Glass_Existing_Process_Natural Gas_Other Process_E2_Baseline Forecast | Industrial | Stone, Clay, and Glass | Existing | Process | Natural Gas | Other Process | E2 |  | Baseline Forecast | 0 | 0 | 0 | 0 | 0 | 0 | 0 | 0 | 0 | 0 | 0 | 0 | 0 | 0 | 0 | 0 | 0 | 0 | 0 | 0 | 0 | 0 | 0 | 0 | 0
Industrial_Stone, Clay, and Glass_Existing_Process_Natural Gas_Other Process_E3_Baseline Forecast | Industrial | Stone, Clay, and Glass | Existing | Process | Natural Gas | Other Process | E3 |  | Baseline Forecast | 0 | 0 | 0 | 0 | 0 | 0 | 0 | 0 | 0 | 0 | 0 | 0 | 0 | 0 | 0 | 0 | 0 | 0 | 0 | 0 | 0 | 0 | 0 | 0 | 0
Industrial_Stone, Clay, and Glass_Existing_Process_Natural Gas_Other Process_E4_Baseline Forecast | Industrial | Stone, Clay, and Glass | Existing | Process | Natural Gas | Other Process | E4 |  | Baseline Forecast | 0 | 0 | 0 | 0 | 0 | 0 | 0 | 0 | 0 | 0 | 0 | 0 | 0 | 0 | 0 | 0 | 0 | 0 | 0 | 0 | 0 | 0 | 0 | 0 | 0
Industrial_Stone, Clay, and Glass_Existing_Process_Natural Gas_Other Process_E5_Baseline Forecast | Industrial | Stone, Clay, and Glass | Existing | Process | Natural Gas | Other Process | E5 |  | Baseline Forecast | 0 | 0 | 0 | 0 | 0 | 0 | 0 | 0 | 0 | 0 | 0 | 0 | 0 | 0 | 0 | 0 | 0 | 0 | 0 | 0 | 0 | 0 | 0 | 0 | 0
Industrial_Stone, Clay, and Glass_Existing_Process_Natural Gas_Other Process_E6_Baseline Forecast | Industrial | Stone, Clay, and Glass | Existing | Process | Natural Gas | Other Process | E6 |  | Baseline Forecast | 0 | 0 | 0 | 0 | 0 | 0 | 0 | 0 | 0 | 0 | 0 | 0 | 0 | 0 | 0 | 0 | 0 | 0 | 0 | 0 | 0 | 0 | 0 | 0 | 0
Industrial_Stone, Clay, and Glass_Existing_Process_Natural Gas_Other Process_E7_Baseline Forecast | Industrial | Stone, Clay, and Glass | Existing | Process | Natural Gas | Other Process | E7 |  | Baseline Forecast | 0 | 0 | 0 | 0 | 0 | 0 | 0 | 0 | 0 | 0 | 0 | 0 | 0 | 0 | 0 | 0 | 0 | 0 | 0 | 0 | 0 | 0 | 0 | 0 | 0
Industrial_Stone, Clay, and Glass_Existing_Process_Natural Gas_Other Process_E8_Baseline Forecast | Industrial | Stone, Clay, and Glass | Existing | Process | Natural Gas | Other Process | E8 |  | Baseline Forecast | 0 | 0 | 0 | 0 | 0 | 0 | 0 | 0 | 0 | 0 | 0 | 0 | 0 | 0 | 0 | 0 | 0 | 0 | 0 | 0 | 0 | 0 | 0 | 0 | 0
Industrial_Stone, Clay, and Glass_Existing_Process_Natural Gas_Other Process_E9_Baseline Forecast | Industrial | Stone, Clay, and Glass | Existing | Process | Natural Gas | Other Process | E9 |  | Baseline Forecast | 0 | 0 | 0 | 0 | 0 | 0 | 0 | 0 | 0 | 0 | 0 | 0 | 0 | 0 | 0 | 0 | 0 | 0 | 0 | 0 | 0 | 0 | 0 | 0 | 0
Industrial_Stone, Clay, and Glass_Existing_Process_Natural Gas_Other Process_E10_Baseline Forecast | Industrial | Stone, Clay, and Glass | Existing | Process | Natural Gas | Other Process | E10 |  | Baseline Forecast | 0 | 0 | 0 | 0 | 0 | 0 | 0 | 0 | 0 | 0 | 0 | 0 | 0 | 0 | 0 | 0 | 0 | 0 | 0 | 0 | 0 | 0 | 0 | 0 | 0
Industrial_Stone, Clay, and Glass_Existing_Process_Natural Gas_Other Process_Vintage_Baseline Forecast | Industrial | Stone, Clay, and Glass | Existing | Process | Natural Gas | Other Process | Vintage | Vintage | Baseline Forecast | 352.958 | 317.1405 | 276.8877 | 233.2404 | 196.4734 | 165.5023 | 139.4132 | 117.4368 | 98.9246 | 83.3305 | 70.1947 | 59.1295 | 49.8086 | 41.957 | 35.3431 | 29.7718 | 25.0787 | 21.1254 | 17.7953 | 14.9901 | 12.6271 | 10.6367 | 0 | 0 | Vintage
Industrial_Stone, Clay, and Glass_Existing_Miscellaneous_Natural Gas_Miscellaneous_E1_Baseline Forecast | Industrial | Stone, Clay, and Glass | Existing | Miscellaneous | Natural Gas | Miscellaneous | E1 | Standard | Baseline Forecast | 0 | 29.7319 | 64.0042 | 101.7741 | 132.7649 | 158.0596 | 178.57 | 195.064 | 208.1882 | 218.4872 | 226.4193 | 232.3704 | 236.6655 | 239.5779 | 241.3377 | 242.1387 | 242.1437 | 241.4897 | 240.2919 | 238.6473 | 236.6372 | 234.3301 | 0 | 0 | unit
Industrial_Stone, Clay, and Glass_Existing_Miscellaneous_Natural Gas_Miscellaneous_E2_Baseline Forecast | Industrial | Stone, Clay, and Glass | Existing | Miscellaneous | Natural Gas | Miscellaneous | E2 |  | Baseline Forecast | 0 | 0 | 0 | 0 | 0 | 0 | 0 | 0 | 0 | 0 | 0 | 0 | 0 | 0 | 0 | 0 | 0 | 0 | 0 | 0 | 0 | 0 | 0 | 0 | 0
Industrial_Stone, Clay, and Glass_Existing_Miscellaneous_Natural Gas_Miscellaneous_E3_Baseline Forecast | Industrial | Stone, Clay, and Glass | Existing | Miscellaneous | Natural Gas | Miscellaneous | E3 |  | Baseline Forecast | 0 | 0 | 0 | 0 | 0 | 0 | 0 | 0 | 0 | 0 | 0 | 0 | 0 | 0 | 0 | 0 | 0 | 0 | 0 | 0 | 0 | 0 | 0 | 0 | 0
Industrial_Stone, Clay, and Glass_Existing_Miscellaneous_Natural Gas_Miscellaneous_E4_Baseline Forecast | Industrial | Stone, Clay, and Glass | Existing | Miscellaneous | Natural Gas | Miscellaneous | E4 |  | Baseline Forecast | 0 | 0 | 0 | 0 | 0 | 0 | 0 | 0 | 0 | 0 | 0 | 0 | 0 | 0 | 0 | 0 | 0 | 0 | 0 | 0 | 0 | 0 | 0 | 0 | 0
Industrial_Stone, Clay, and Glass_Existing_Miscellaneous_Natural Gas_Miscellaneous_E5_Baseline Forecast | Industrial | Stone, Clay, and Glass | Existing | Miscellaneous | Natural Gas | Miscellaneous | E5 |  | Baseline Forecast | 0 | 0 | 0 | 0 | 0 | 0 | 0 | 0 | 0 | 0 | 0 | 0 | 0 | 0 | 0 | 0 | 0 | 0 | 0 | 0 | 0 | 0 | 0 | 0 | 0
Industrial_Stone, Clay, and Glass_Existing_Miscellaneous_Natural Gas_Miscellaneous_E6_Baseline Forecast | Industrial | Stone, Clay, and Glass | Existing | Miscellaneous | Natural Gas | Miscellaneous | E6 |  | Baseline Forecast | 0 | 0 | 0 | 0 | 0 | 0 | 0 | 0 | 0 | 0 | 0 | 0 | 0 | 0 | 0 | 0 | 0 | 0 | 0 | 0 | 0 | 0 | 0 | 0 | 0
Industrial_Stone, Clay, and Glass_Existing_Miscellaneous_Natural Gas_Miscellaneous_E7_Baseline Forecast | Industrial | Stone, Clay, and Glass | Existing | Miscellaneous | Natural Gas | Miscellaneous | E7 |  | Baseline Forecast | 0 | 0 | 0 | 0 | 0 | 0 | 0 | 0 | 0 | 0 | 0 | 0 | 0 | 0 | 0 | 0 | 0 | 0 | 0 | 0 | 0 | 0 | 0 | 0 | 0
Industrial_Stone, Clay, and Glass_Existing_Miscellaneous_Natural Gas_Miscellaneous_E8_Baseline Forecast | Industrial | Stone, Clay, and Glass | Existing | Miscellaneous | Natural Gas | Miscellaneous | E8 |  | Baseline Forecast | 0 | 0 | 0 | 0 | 0 | 0 | 0 | 0 | 0 | 0 | 0 | 0 | 0 | 0 | 0 | 0 | 0 | 0 | 0 | 0 | 0 | 0 | 0 | 0 | 0
Industrial_Stone, Clay, and Glass_Existing_Miscellaneous_Natural Gas_Miscellaneous_E9_Baseline Forecast | Industrial | Stone, Clay, and Glass | Existing | Miscellaneous | Natural Gas | Miscellaneous | E9 |  | Baseline Forecast | 0 | 0 | 0 | 0 | 0 | 0 | 0 | 0 | 0 | 0 | 0 | 0 | 0 | 0 | 0 | 0 | 0 | 0 | 0 | 0 | 0 | 0 | 0 | 0 | 0
Industrial_Stone, Clay, and Glass_Existing_Miscellaneous_Natural Gas_Miscellaneous_E10_Baseline Forecast | Industrial | Stone, Clay, and Glass | Existing | Miscellaneous | Natural Gas | Miscellaneous | E10 |  | Baseline Forecast | 0 | 0 | 0 | 0 | 0 | 0 | 0 | 0 | 0 | 0 | 0 | 0 | 0 | 0 | 0 | 0 | 0 | 0 | 0 | 0 | 0 | 0 | 0 | 0 | 0
Industrial_Stone, Clay, and Glass_Existing_Miscellaneous_Natural Gas_Miscellaneous_Vintage_Baseline Forecast | Industrial | Stone, Clay, and Glass | Existing | Miscellaneous | Natural Gas | Miscellaneous | Vintage | Vintage | Baseline Forecast | 352.958 | 317.1405 | 276.8877 | 233.2404 | 196.4734 | 165.5023 | 139.4132 | 117.4368 | 98.9246 | 83.3305 | 70.1947 | 59.1295 | 49.8086 | 41.957 | 35.3431 | 29.7718 | 25.0787 | 21.1254 | 17.7953 | 14.9901 | 12.6271 | 10.6367 | 0 | 0 | Vintage
Industrial_Stone, Clay, and Glass_New_Space Heating_Natural Gas_Furnace_E1_Baseline Forecast | Industrial | Stone, Clay, and Glass | New | Space Heating | Natural Gas | Furnace | E1 | AFUE 80% (Standard) | Baseline Forecast | 0 | 5.2997 | 5.4266 | 9.4704 | 13.5042 | 18.0256 | 20.7485 | 23.9095 | 27.0306 | 30.5414 | 33.1562 | 36.1636 | 39.1311 | 42.5735 | 44.9099 | 47.7494 | 50.5868 | 53.8899 | 56.0717 | 58.7601 | 61.3754 | 63.9829 | 0 | 0 | kBtu/hr
Industrial_Stone, Clay, and Glass_New_Space Heating_Natural Gas_Furnace_E2_Baseline Forecast | Industrial | Stone, Clay, and Glass | New | Space Heating | Natural Gas | Furnace | E2 | AFUE 90% | Baseline Forecast | 0 | 0 | 0 | 0 | 0 | 0 | 0 | 0 | 0 | 0 | 0 | 0 | 0 | 0 | 0 | 0 | 0 | 0 | 0 | 0 | 0 | 0 | 0 | 0 | kBtu/hr
Industrial_Stone, Clay, and Glass_New_Space Heating_Natural Gas_Furnace_E3_Baseline Forecast | Industrial | Stone, Clay, and Glass | New | Space Heating | Natural Gas | Furnace | E3 | AFUE 96% | Baseline Forecast | 0 | 0 | 0 | 0 | 0 | 0 | 0 | 0 | 0 | 0 | 0 | 0 | 0 | 0 | 0 | 0 | 0 | 0 | 0 | 0 | 0 | 0 | 0 | 0 | kBtu/hr
Industrial_Stone, Clay, and Glass_New_Space Heating_Natural Gas_Furnace_E4_Baseline Forecast | Industrial | Stone, Clay, and Glass | New | Space Heating | Natural Gas | Furnace | E4 |  | Baseline Forecast | 0 | 0 | 0 | 0 | 0 | 0 | 0 | 0 | 0 | 0 | 0 | 0 | 0 | 0 | 0 | 0 | 0 | 0 | 0 | 0 | 0 | 0 | 0 | 0 | 0
Industrial_Stone, Clay, and Glass_New_Space Heating_Natural Gas_Furnace_E5_Baseline Forecast | Industrial | Stone, Clay, and Glass | New | Space Heating | Natural Gas | Furnace | E5 |  | Baseline Forecast | 0 | 0 | 0 | 0 | 0 | 0 | 0 | 0 | 0 | 0 | 0 | 0 | 0 | 0 | 0 | 0 | 0 | 0 | 0 | 0 | 0 | 0 | 0 | 0 | 0
Industrial_Stone, Clay, and Glass_New_Space Heating_Natural Gas_Furnace_E6_Baseline Forecast | Industrial | Stone, Clay, and Glass | New | Space Heating | Natural Gas | Furnace | E6 |  | Baseline Forecast | 0 | 0 | 0 | 0 | 0 | 0 | 0 | 0 | 0 | 0 | 0 | 0 | 0 | 0 | 0 | 0 | 0 | 0 | 0 | 0 | 0 | 0 | 0 | 0 | 0
Industrial_Stone, Clay, and Glass_New_Space Heating_Natural Gas_Furnace_E7_Baseline Forecast | Industrial | Stone, Clay, and Glass | New | Space Heating | Natural Gas | Furnace | E7 |  | Baseline Forecast | 0 | 0 | 0 | 0 | 0 | 0 | 0 | 0 | 0 | 0 | 0 | 0 | 0 | 0 | 0 | 0 | 0 | 0 | 0 | 0 | 0 | 0 | 0 | 0 | 0
Industrial_Stone, Clay, and Glass_New_Space Heating_Natural Gas_Furnace_E8_Baseline Forecast | Industrial | Stone, Clay, and Glass | New | Space Heating | Natural Gas | Furnace | E8 |  | Baseline Forecast | 0 | 0 | 0 | 0 | 0 | 0 | 0 | 0 | 0 | 0 | 0 | 0 | 0 | 0 | 0 | 0 | 0 | 0 | 0 | 0 | 0 | 0 | 0 | 0 | 0
Industrial_Stone, Clay, and Glass_New_Space Heating_Natural Gas_Furnace_E9_Baseline Forecast | Industrial | Stone, Clay, and Glass | New | Space Heating | Natural Gas | Furnace | E9 |  | Baseline Forecast | 0 | 0 | 0 | 0 | 0 | 0 | 0 | 0 | 0 | 0 | 0 | 0 | 0 | 0 | 0 | 0 | 0 | 0 | 0 | 0 | 0 | 0 | 0 | 0 | 0
Industrial_Stone, Clay, and Glass_New_Space Heating_Natural Gas_Furnace_E10_Baseline Forecast | Industrial | Stone, Clay, and Glass | New | Space Heating | Natural Gas | Furnace | E10 |  | Baseline Forecast | 0 | 0 | 0 | 0 | 0 | 0 | 0 | 0 | 0 | 0 | 0 | 0 | 0 | 0 | 0 | 0 | 0 | 0 | 0 | 0 | 0 | 0 | 0 | 0 | 0
Industrial_Stone, Clay, and Glass_New_Space Heating_Natural Gas_Furnace_Vintage_Baseline Forecast | Industrial | Stone, Clay, and Glass | New | Space Heating | Natural Gas | Furnace | Vintage | Vintage | Baseline Forecast | 0 | 0 | 0 | 0 | 0 | 0 | 0 | 0 | 0 | 0 | 0 | 0 | 0 | 0 | 0 | 0 | 0 | 0 | 0 | 0 | 0 | 0 | 0 | 0 | Vintage
Industrial_Stone, Clay, and Glass_New_Space Heating_Natural Gas_Boiler_E1_Baseline Forecast | Industrial | Stone, Clay, and Glass | New | Space Heating | Natural Gas | Boiler | E1 | AFUE 80% (Standard) | Baseline Forecast | 0 | 1.661 | 1.7008 | 2.9682 | 4.2325 | 5.6496 | 6.503 | 7.4937 | 8.4719 | 9.5723 | 10.3918 | 11.3344 | 12.2644 | 13.3434 | 14.0756 | 14.9656 | 15.8549 | 16.8901 | 17.5739 | 18.4166 | 19.2362 | 20.0535 | 0 | 0 | kBtu/hr
Industrial_Stone, Clay, and Glass_New_Space Heating_Natural Gas_Boiler_E2_Baseline Forecast | Industrial | Stone, Clay, and Glass | New | Space Heating | Natural Gas | Boiler | E2 | AFUE 85% | Baseline Forecast | 0 | 0 | 0 | 0 | 0 | 0 | 0 | 0 | 0 | 0 | 0 | 0 | 0 | 0 | 0 | 0 | 0 | 0 | 0 | 0 | 0 | 0 | 0 | 0 | kBtu/hr
Industrial_Stone, Clay, and Glass_New_Space Heating_Natural Gas_Boiler_E3_Baseline Forecast | Industrial | Stone, Clay, and Glass | New | Space Heating | Natural Gas | Boiler | E3 | AFUE 97% | Baseline Forecast | 0 | 0 | 0 | 0 | 0 | 0 | 0 | 0 | 0 | 0 | 0 | 0 | 0 | 0 | 0 | 0 | 0 | 0 | 0 | 0 | 0 | 0 | 0 | 0 | kBtu/hr
Industrial_Stone, Clay, and Glass_New_Space Heating_Natural Gas_Boiler_E4_Baseline Forecast | Industrial | Stone, Clay, and Glass | New | Space Heating | Natural Gas | Boiler | E4 | Convert to NG Air Source Heat Pump | Baseline Forecast | 0 | 0 | 0 | 0 | 0 | 0 | 0 | 0 | 0 | 0 | 0 | 0 | 0 | 0 | 0 | 0 | 0 | 0 | 0 | 0 | 0 | 0 | 0 | 0 | kBtu/hr
Industrial_Stone, Clay, and Glass_New_Space Heating_Natural Gas_Boiler_E5_Baseline Forecast | Industrial | Stone, Clay, and Glass | New | Space Heating | Natural Gas | Boiler | E5 |  | Baseline Forecast | 0 | 0 | 0 | 0 | 0 | 0 | 0 | 0 | 0 | 0 | 0 | 0 | 0 | 0 | 0 | 0 | 0 | 0 | 0 | 0 | 0 | 0 | 0 | 0 | 0
Industrial_Stone, Clay, and Glass_New_Space Heating_Natural Gas_Boiler_E6_Baseline Forecast | Industrial | Stone, Clay, and Glass | New | Space Heating | Natural Gas | Boiler | E6 |  | Baseline Forecast | 0 | 0 | 0 | 0 | 0 | 0 | 0 | 0 | 0 | 0 | 0 | 0 | 0 | 0 | 0 | 0 | 0 | 0 | 0 | 0 | 0 | 0 | 0 | 0 | 0
Industrial_Stone, Clay, and Glass_New_Space Heating_Natural Gas_Boiler_E7_Baseline Forecast | Industrial | Stone, Clay, and Glass | New | Space Heating | Natural Gas | Boiler | E7 |  | Baseline Forecast | 0 | 0 | 0 | 0 | 0 | 0 | 0 | 0 | 0 | 0 | 0 | 0 | 0 | 0 | 0 | 0 | 0 | 0 | 0 | 0 | 0 | 0 | 0 | 0 | 0
Industrial_Stone, Clay, and Glass_New_Space Heating_Natural Gas_Boiler_E8_Baseline Forecast | Industrial | Stone, Clay, and Glass | New | Space Heating | Natural Gas | Boiler | E8 |  | Baseline Forecast | 0 | 0 | 0 | 0 | 0 | 0 | 0 | 0 | 0 | 0 | 0 | 0 | 0 | 0 | 0 | 0 | 0 | 0 | 0 | 0 | 0 | 0 | 0 | 0 | 0
Industrial_Stone, Clay, and Glass_New_Space Heating_Natural Gas_Boiler_E9_Baseline Forecast | Industrial | Stone, Clay, and Glass | New | Space Heating | Natural Gas | Boiler | E9 |  | Baseline Forecast | 0 | 0 | 0 | 0 | 0 | 0 | 0 | 0 | 0 | 0 | 0 | 0 | 0 | 0 | 0 | 0 | 0 | 0 | 0 | 0 | 0 | 0 | 0 | 0 | 0
Industrial_Stone, Clay, and Glass_New_Space Heating_Natural Gas_Boiler_E10_Baseline Forecast | Industrial | Stone, Clay, and Glass | New | Space Heating | Natural Gas | Boiler | E10 |  | Baseline Forecast | 0 | 0 | 0 | 0 | 0 | 0 | 0 | 0 | 0 | 0 | 0 | 0 | 0 | 0 | 0 | 0 | 0 | 0 | 0 | 0 | 0 | 0 | 0 | 0 | 0
Industrial_Stone, Clay, and Glass_New_Space Heating_Natural Gas_Boiler_Vintage_Baseline Forecast | Industrial | Stone, Clay, and Glass | New | Space Heating | Natural Gas | Boiler | Vintage | Vintage | Baseline Forecast | 0 | 0 | 0 | 0 | 0 | 0 | 0 | 0 | 0 | 0 | 0 | 0 | 0 | 0 | 0 | 0 | 0 | 0 | 0 | 0 | 0 | 0 | 0 | 0 | Vintage
Industrial_Stone, Clay, and Glass_New_Space Heating_Natural Gas_Unit Heater_E1_Baseline Forecast | Industrial | Stone, Clay, and Glass | New | Space Heating | Natural Gas | Unit Heater | E1 | Standard | Baseline Forecast | 0 | 4.6416 | 4.7528 | 8.2945 | 11.8275 | 15.7874 | 18.1723 | 20.9408 | 23.6743 | 26.7492 | 29.0394 | 31.6733 | 34.2724 | 37.2874 | 39.3336 | 41.8206 | 44.3057 | 47.1986 | 49.1095 | 51.4642 | 53.7547 | 56.0385 | 0 | 0 | kBtu/Hr
Industrial_Stone, Clay, and Glass_New_Space Heating_Natural Gas_Unit Heater_E2_Baseline Forecast | Industrial | Stone, Clay, and Glass | New | Space Heating | Natural Gas | Unit Heater | E2 | Condensing | Baseline Forecast | 0 | 0 | 0 | 0 | 0 | 0 | 0 | 0 | 0 | 0 | 0 | 0 | 0 | 0 | 0 | 0 | 0 | 0 | 0 | 0 | 0 | 0 | 0 | 0 | kBtu/Hr
Industrial_Stone, Clay, and Glass_New_Space Heating_Natural Gas_Unit Heater_E3_Baseline Forecast | Industrial | Stone, Clay, and Glass | New | Space Heating | Natural Gas | Unit Heater | E3 | Infrared Radiant | Baseline Forecast | 0 | 0 | 0 | 0 | 0 | 0 | 0 | 0 | 0 | 0 | 0 | 0 | 0 | 0 | 0 | 0 | 0 | 0 | 0 | 0 | 0 | 0 | 0 | 0 | kBtu/Hr
Industrial_Stone, Clay, and Glass_New_Space Heating_Natural Gas_Unit Heater_E4_Baseline Forecast | Industrial | Stone, Clay, and Glass | New | Space Heating | Natural Gas | Unit Heater | E4 |  | Baseline Forecast | 0 | 0 | 0 | 0 | 0 | 0 | 0 | 0 | 0 | 0 | 0 | 0 | 0 | 0 | 0 | 0 | 0 | 0 | 0 | 0 | 0 | 0 | 0 | 0 | 0
Industrial_Stone, Clay, and Glass_New_Space Heating_Natural Gas_Unit Heater_E5_Baseline Forecast | Industrial | Stone, Clay, and Glass | New | Space Heating | Natural Gas | Unit Heater | E5 |  | Baseline Forecast | 0 | 0 | 0 | 0 | 0 | 0 | 0 | 0 | 0 | 0 | 0 | 0 | 0 | 0 | 0 | 0 | 0 | 0 | 0 | 0 | 0 | 0 | 0 | 0 | 0
Industrial_Stone, Clay, and Glass_New_Space Heating_Natural Gas_Unit Heater_E6_Baseline Forecast | Industrial | Stone, Clay, and Glass | New | Space Heating | Natural Gas | Unit Heater | E6 |  | Baseline Forecast | 0 | 0 | 0 | 0 | 0 | 0 | 0 | 0 | 0 | 0 | 0 | 0 | 0 | 0 | 0 | 0 | 0 | 0 | 0 | 0 | 0 | 0 | 0 | 0 | 0
Industrial_Stone, Clay, and Glass_New_Space Heating_Natural Gas_Unit Heater_E7_Baseline Forecast | Industrial | Stone, Clay, and Glass | New | Space Heating | Natural Gas | Unit Heater | E7 |  | Baseline Forecast | 0 | 0 | 0 | 0 | 0 | 0 | 0 | 0 | 0 | 0 | 0 | 0 | 0 | 0 | 0 | 0 | 0 | 0 | 0 | 0 | 0 | 0 | 0 | 0 | 0
Industrial_Stone, Clay, and Glass_New_Space Heating_Natural Gas_Unit Heater_E8_Baseline Forecast | Industrial | Stone, Clay, and Glass | New | Space Heating | Natural Gas | Unit Heater | E8 |  | Baseline Forecast | 0 | 0 | 0 | 0 | 0 | 0 | 0 | 0 | 0 | 0 | 0 | 0 | 0 | 0 | 0 | 0 | 0 | 0 | 0 | 0 | 0 | 0 | 0 | 0 | 0
Industrial_Stone, Clay, and Glass_New_Space Heating_Natural Gas_Unit Heater_E9_Baseline Forecast | Industrial | Stone, Clay, and Glass | New | Space Heating | Natural Gas | Unit Heater | E9 |  | Baseline Forecast | 0 | 0 | 0 | 0 | 0 | 0 | 0 | 0 | 0 | 0 | 0 | 0 | 0 | 0 | 0 | 0 | 0 | 0 | 0 | 0 | 0 | 0 | 0 | 0 | 0
Industrial_Stone, Clay, and Glass_New_Space Heating_Natural Gas_Unit Heater_E10_Baseline Forecast | Industrial | Stone, Clay, and Glass | New | Space Heating | Natural Gas | Unit Heater | E10 |  | Baseline Forecast | 0 | 0 | 0 | 0 | 0 | 0 | 0 | 0 | 0 | 0 | 0 | 0 | 0 | 0 | 0 | 0 | 0 | 0 | 0 | 0 | 0 | 0 | 0 | 0 | 0
Industrial_Stone, Clay, and Glass_New_Space Heating_Natural Gas_Unit Heater_Vintage_Baseline Forecast | Industrial | Stone, Clay, and Glass | New | Space Heating | Natural Gas | Unit Heater | Vintage | Vintage | Baseline Forecast | 0 | 0 | 0 | 0 | 0 | 0 | 0 | 0 | 0 | 0 | 0 | 0 | 0 | 0 | 0 | 0 | 0 | 0 | 0 | 0 | 0 | 0 | 0 | 0 | Vintage
Industrial_Stone, Clay, and Glass_New_Process_Natural Gas_Process Boiler_E1_Baseline Forecast | Industrial | Stone, Clay, and Glass | New | Process | Natural Gas | Process Boiler | E1 | Standard | Baseline Forecast | 0 | 18.4158 | 18.8567 | 32.9085 | 46.9258 | 62.637 | 72.0989 | 83.083 | 93.9286 | 106.1282 | 115.2144 | 125.6648 | 135.9766 | 147.9386 | 156.0572 | 165.9243 | 175.7839 | 187.2618 | 194.8433 | 204.1855 | 213.2732 | 222.3341 | 0 | 0 | unit
Industrial_Stone, Clay, and Glass_New_Process_Natural Gas_Process Boiler_E2_Baseline Forecast | Industrial | Stone, Clay, and Glass | New | Process | Natural Gas | Process Boiler | E2 |  | Baseline Forecast | 0 | 0 | 0 | 0 | 0 | 0 | 0 | 0 | 0 | 0 | 0 | 0 | 0 | 0 | 0 | 0 | 0 | 0 | 0 | 0 | 0 | 0 | 0 | 0 | 0
Industrial_Stone, Clay, and Glass_New_Process_Natural Gas_Process Boiler_E3_Baseline Forecast | Industrial | Stone, Clay, and Glass | New | Process | Natural Gas | Process Boiler | E3 |  | Baseline Forecast | 0 | 0 | 0 | 0 | 0 | 0 | 0 | 0 | 0 | 0 | 0 | 0 | 0 | 0 | 0 | 0 | 0 | 0 | 0 | 0 | 0 | 0 | 0 | 0 | 0
Industrial_Stone, Clay, and Glass_New_Process_Natural Gas_Process Boiler_E4_Baseline Forecast | Industrial | Stone, Clay, and Glass | New | Process | Natural Gas | Process Boiler | E4 |  | Baseline Forecast | 0 | 0 | 0 | 0 | 0 | 0 | 0 | 0 | 0 | 0 | 0 | 0 | 0 | 0 | 0 | 0 | 0 | 0 | 0 | 0 | 0 | 0 | 0 | 0 | 0
Industrial_Stone, Clay, and Glass_New_Process_Natural Gas_Process Boiler_E5_Baseline Forecast | Industrial | Stone, Clay, and Glass | New | Process | Natural Gas | Process Boiler | E5 |  | Baseline Forecast | 0 | 0 | 0 | 0 | 0 | 0 | 0 | 0 | 0 | 0 | 0 | 0 | 0 | 0 | 0 | 0 | 0 | 0 | 0 | 0 | 0 | 0 | 0 | 0 | 0
Industrial_Stone, Clay, and Glass_New_Process_Natural Gas_Process Boiler_E6_Baseline Forecast | Industrial | Stone, Clay, and Glass | New | Process | Natural Gas | Process Boiler | E6 |  | Baseline Forecast | 0 | 0 | 0 | 0 | 0 | 0 | 0 | 0 | 0 | 0 | 0 | 0 | 0 | 0 | 0 | 0 | 0 | 0 | 0 | 0 | 0 | 0 | 0 | 0 | 0
Industrial_Stone, Clay, and Glass_New_Process_Natural Gas_Process Boiler_E7_Baseline Forecast | Industrial | Stone, Clay, and Glass | New | Process | Natural Gas | Process Boiler | E7 |  | Baseline Forecast | 0 | 0 | 0 | 0 | 0 | 0 | 0 | 0 | 0 | 0 | 0 | 0 | 0 | 0 | 0 | 0 | 0 | 0 | 0 | 0 | 0 | 0 | 0 | 0 | 0
Industrial_Stone, Clay, and Glass_New_Process_Natural Gas_Process Boiler_E8_Baseline Forecast | Industrial | Stone, Clay, and Glass | New | Process | Natural Gas | Process Boiler | E8 |  | Baseline Forecast | 0 | 0 | 0 | 0 | 0 | 0 | 0 | 0 | 0 | 0 | 0 | 0 | 0 | 0 | 0 | 0 | 0 | 0 | 0 | 0 | 0 | 0 | 0 | 0 | 0
Industrial_Stone, Clay, and Glass_New_Process_Natural Gas_Process Boiler_E9_Baseline Forecast | Industrial | Stone, Clay, and Glass | New | Process | Natural Gas | Process Boiler | E9 |  | Baseline Forecast | 0 | 0 | 0 | 0 | 0 | 0 | 0 | 0 | 0 | 0 | 0 | 0 | 0 | 0 | 0 | 0 | 0 | 0 | 0 | 0 | 0 | 0 | 0 | 0 | 0
Industrial_Stone, Clay, and Glass_New_Process_Natural Gas_Process Boiler_E10_Baseline Forecast | Industrial | Stone, Clay, and Glass | New | Process | Natural Gas | Process Boiler | E10 |  | Baseline Forecast | 0 | 0 | 0 | 0 | 0 | 0 | 0 | 0 | 0 | 0 | 0 | 0 | 0 | 0 | 0 | 0 | 0 | 0 | 0 | 0 | 0 | 0 | 0 | 0 | 0
Industrial_Stone, Clay, and Glass_New_Process_Natural Gas_Process Boiler_Vintage_Baseline Forecast | Industrial | Stone, Clay, and Glass | New | Process | Natural Gas | Process Boiler | Vintage | Vintage | Baseline Forecast | 0 | 0 | 0 | 0 | 0 | 0 | 0 | 0 | 0 | 0 | 0 | 0 | 0 | 0 | 0 | 0 | 0 | 0 | 0 | 0 | 0 | 0 | 0 | 0 | Vintage
Industrial_Stone, Clay, and Glass_New_Process_Natural Gas_Process Heating_E1_Baseline Forecast | Industrial | Stone, Clay, and Glass | New | Process | Natural Gas | Process Heating | E1 | Standard | Baseline Forecast | 0 | 18.4158 | 18.8567 | 32.9085 | 46.9258 | 62.637 | 72.0989 | 83.083 | 93.9286 | 106.1282 | 115.2144 | 125.6648 | 135.9766 | 147.9386 | 156.0572 | 165.9243 | 175.7839 | 187.2618 | 194.8433 | 204.1855 | 213.2732 | 222.3341 | 0 | 0 | unit
Industrial_Stone, Clay, and Glass_New_Process_Natural Gas_Process Heating_E2_Baseline Forecast | Industrial | Stone, Clay, and Glass | New | Process | Natural Gas | Process Heating | E2 |  | Baseline Forecast | 0 | 0 | 0 | 0 | 0 | 0 | 0 | 0 | 0 | 0 | 0 | 0 | 0 | 0 | 0 | 0 | 0 | 0 | 0 | 0 | 0 | 0 | 0 | 0 | 0
Industrial_Stone, Clay, and Glass_New_Process_Natural Gas_Process Heating_E3_Baseline Forecast | Industrial | Stone, Clay, and Glass | New | Process | Natural Gas | Process Heating | E3 |  | Baseline Forecast | 0 | 0 | 0 | 0 | 0 | 0 | 0 | 0 | 0 | 0 | 0 | 0 | 0 | 0 | 0 | 0 | 0 | 0 | 0 | 0 | 0 | 0 | 0 | 0 | 0
Industrial_Stone, Clay, and Glass_New_Process_Natural Gas_Process Heating_E4_Baseline Forecast | Industrial | Stone, Clay, and Glass | New | Process | Natural Gas | Process Heating | E4 |  | Baseline Forecast | 0 | 0 | 0 | 0 | 0 | 0 | 0 | 0 | 0 | 0 | 0 | 0 | 0 | 0 | 0 | 0 | 0 | 0 | 0 | 0 | 0 | 0 | 0 | 0 | 0
Industrial_Stone, Clay, and Glass_New_Process_Natural Gas_Process Heating_E5_Baseline Forecast | Industrial | Stone, Clay, and Glass | New | Process | Natural Gas | Process Heating | E5 |  | Baseline Forecast | 0 | 0 | 0 | 0 | 0 | 0 | 0 | 0 | 0 | 0 | 0 | 0 | 0 | 0 | 0 | 0 | 0 | 0 | 0 | 0 | 0 | 0 | 0 | 0 | 0
Industrial_Stone, Clay, and Glass_New_Process_Natural Gas_Process Heating_E6_Baseline Forecast | Industrial | Stone, Clay, and Glass | New | Process | Natural Gas | Process Heating | E6 |  | Baseline Forecast | 0 | 0 | 0 | 0 | 0 | 0 | 0 | 0 | 0 | 0 | 0 | 0 | 0 | 0 | 0 | 0 | 0 | 0 | 0 | 0 | 0 | 0 | 0 | 0 | 0
Industrial_Stone, Clay, and Glass_New_Process_Natural Gas_Process Heating_E7_Baseline Forecast | Industrial | Stone, Clay, and Glass | New | Process | Natural Gas | Process Heating | E7 |  | Baseline Forecast | 0 | 0 | 0 | 0 | 0 | 0 | 0 | 0 | 0 | 0 | 0 | 0 | 0 | 0 | 0 | 0 | 0 | 0 | 0 | 0 | 0 | 0 | 0 | 0 | 0
Industrial_Stone, Clay, and Glass_New_Process_Natural Gas_Process Heating_E8_Baseline Forecast | Industrial | Stone, Clay, and Glass | New | Process | Natural Gas | Process Heating | E8 |  | Baseline Forecast | 0 | 0 | 0 | 0 | 0 | 0 | 0 | 0 | 0 | 0 | 0 | 0 | 0 | 0 | 0 | 0 | 0 | 0 | 0 | 0 | 0 | 0 | 0 | 0 | 0
Industrial_Stone, Clay, and Glass_New_Process_Natural Gas_Process Heating_E9_Baseline Forecast | Industrial | Stone, Clay, and Glass | New | Process | Natural Gas | Process Heating | E9 |  | Baseline Forecast | 0 | 0 | 0 | 0 | 0 | 0 | 0 | 0 | 0 | 0 | 0 | 0 | 0 | 0 | 0 | 0 | 0 | 0 | 0 | 0 | 0 | 0 | 0 | 0 | 0
Industrial_Stone, Clay, and Glass_New_Process_Natural Gas_Process Heating_E10_Baseline Forecast | Industrial | Stone, Clay, and Glass | New | Process | Natural Gas | Process Heating | E10 |  | Baseline Forecast | 0 | 0 | 0 | 0 | 0 | 0 | 0 | 0 | 0 | 0 | 0 | 0 | 0 | 0 | 0 | 0 | 0 | 0 | 0 | 0 | 0 | 0 | 0 | 0 | 0
Industrial_Stone, Clay, and Glass_New_Process_Natural Gas_Process Heating_Vintage_Baseline Forecast | Industrial | Stone, Clay, and Glass | New | Process | Natural Gas | Process Heating | Vintage | Vintage | Baseline Forecast | 0 | 0 | 0 | 0 | 0 | 0 | 0 | 0 | 0 | 0 | 0 | 0 | 0 | 0 | 0 | 0 | 0 | 0 | 0 | 0 | 0 | 0 | 0 | 0 | Vintage
Industrial_Stone, Clay, and Glass_New_Process_Natural Gas_Process Cooling_E1_Baseline Forecast | Industrial | Stone, Clay, and Glass | New | Process | Natural Gas | Process Cooling | E1 | Standard | Baseline Forecast | 0 | 18.4158 | 18.8567 | 32.9085 | 46.9258 | 62.637 | 72.0989 | 83.083 | 93.9286 | 106.1282 | 115.2144 | 125.6648 | 135.9766 | 147.9386 | 156.0572 | 165.9243 | 175.7839 | 187.2618 | 194.8433 | 204.1855 | 213.2732 | 222.3341 | 0 | 0 | unit
Industrial_Stone, Clay, and Glass_New_Process_Natural Gas_Process Cooling_E2_Baseline Forecast | Industrial | Stone, Clay, and Glass | New | Process | Natural Gas | Process Cooling | E2 |  | Baseline Forecast | 0 | 0 | 0 | 0 | 0 | 0 | 0 | 0 | 0 | 0 | 0 | 0 | 0 | 0 | 0 | 0 | 0 | 0 | 0 | 0 | 0 | 0 | 0 | 0 | 0
Industrial_Stone, Clay, and Glass_New_Process_Natural Gas_Process Cooling_E3_Baseline Forecast | Industrial | Stone, Clay, and Glass | New | Process | Natural Gas | Process Cooling | E3 |  | Baseline Forecast | 0 | 0 | 0 | 0 | 0 | 0 | 0 | 0 | 0 | 0 | 0 | 0 | 0 | 0 | 0 | 0 | 0 | 0 | 0 | 0 | 0 | 0 | 0 | 0 | 0
Industrial_Stone, Clay, and Glass_New_Process_Natural Gas_Process Cooling_E4_Baseline Forecast | Industrial | Stone, Clay, and Glass | New | Process | Natural Gas | Process Cooling | E4 |  | Baseline Forecast | 0 | 0 | 0 | 0 | 0 | 0 | 0 | 0 | 0 | 0 | 0 | 0 | 0 | 0 | 0 | 0 | 0 | 0 | 0 | 0 | 0 | 0 | 0 | 0 | 0
Industrial_Stone, Clay, and Glass_New_Process_Natural Gas_Process Cooling_E5_Baseline Forecast | Industrial | Stone, Clay, and Glass | New | Process | Natural Gas | Process Cooling | E5 |  | Baseline Forecast | 0 | 0 | 0 | 0 | 0 | 0 | 0 | 0 | 0 | 0 | 0 | 0 | 0 | 0 | 0 | 0 | 0 | 0 | 0 | 0 | 0 | 0 | 0 | 0 | 0
Industrial_Stone, Clay, and Glass_New_Process_Natural Gas_Process Cooling_E6_Baseline Forecast | Industrial | Stone, Clay, and Glass | New | Process | Natural Gas | Process Cooling | E6 |  | Baseline Forecast | 0 | 0 | 0 | 0 | 0 | 0 | 0 | 0 | 0 | 0 | 0 | 0 | 0 | 0 | 0 | 0 | 0 | 0 | 0 | 0 | 0 | 0 | 0 | 0 | 0
Industrial_Stone, Clay, and Glass_New_Process_Natural Gas_Process Cooling_E7_Baseline Forecast | Industrial | Stone, Clay, and Glass | New | Process | Natural Gas | Process Cooling | E7 |  | Baseline Forecast | 0 | 0 | 0 | 0 | 0 | 0 | 0 | 0 | 0 | 0 | 0 | 0 | 0 | 0 | 0 | 0 | 0 | 0 | 0 | 0 | 0 | 0 | 0 | 0 | 0
Industrial_Stone, Clay, and Glass_New_Process_Natural Gas_Process Cooling_E8_Baseline Forecast | Industrial | Stone, Clay, and Glass | New | Process | Natural Gas | Process Cooling | E8 |  | Baseline Forecast | 0 | 0 | 0 | 0 | 0 | 0 | 0 | 0 | 0 | 0 | 0 | 0 | 0 | 0 | 0 | 0 | 0 | 0 | 0 | 0 | 0 | 0 | 0 | 0 | 0
Industrial_Stone, Clay, and Glass_New_Process_Natural Gas_Process Cooling_E9_Baseline Forecast | Industrial | Stone, Clay, and Glass | New | Process | Natural Gas | Process Cooling | E9 |  | Baseline Forecast | 0 | 0 | 0 | 0 | 0 | 0 | 0 | 0 | 0 | 0 | 0 | 0 | 0 | 0 | 0 | 0 | 0 | 0 | 0 | 0 | 0 | 0 | 0 | 0 | 0
Industrial_Stone, Clay, and Glass_New_Process_Natural Gas_Process Cooling_E10_Baseline Forecast | Industrial | Stone, Clay, and Glass | New | Process | Natural Gas | Process Cooling | E10 |  | Baseline Forecast | 0 | 0 | 0 | 0 | 0 | 0 | 0 | 0 | 0 | 0 | 0 | 0 | 0 | 0 | 0 | 0 | 0 | 0 | 0 | 0 | 0 | 0 | 0 | 0 | 0
Industrial_Stone, Clay, and Glass_New_Process_Natural Gas_Process Cooling_Vintage_Baseline Forecast | Industrial | Stone, Clay, and Glass | New | Process | Natural Gas | Process Cooling | Vintage | Vintage | Baseline Forecast | 0 | 0 | 0 | 0 | 0 | 0 | 0 | 0 | 0 | 0 | 0 | 0 | 0 | 0 | 0 | 0 | 0 | 0 | 0 | 0 | 0 | 0 | 0 | 0 | Vintage
Industrial_Stone, Clay, and Glass_New_Process_Natural Gas_Other Process_E1_Baseline Forecast | Industrial | Stone, Clay, and Glass | New | Process | Natural Gas | Other Process | E1 | Standard | Baseline Forecast | 0 | 18.4158 | 18.8567 | 32.9085 | 46.9258 | 62.637 | 72.0989 | 83.083 | 93.9286 | 106.1282 | 115.2144 | 125.6648 | 135.9766 | 147.9386 | 156.0572 | 165.9243 | 175.7839 | 187.2618 | 194.8433 | 204.1855 | 213.2732 | 222.3341 | 0 | 0 | unit
Industrial_Stone, Clay, and Glass_New_Process_Natural Gas_Other Process_E2_Baseline Forecast | Industrial | Stone, Clay, and Glass | New | Process | Natural Gas | Other Process | E2 |  | Baseline Forecast | 0 | 0 | 0 | 0 | 0 | 0 | 0 | 0 | 0 | 0 | 0 | 0 | 0 | 0 | 0 | 0 | 0 | 0 | 0 | 0 | 0 | 0 | 0 | 0 | 0
Industrial_Stone, Clay, and Glass_New_Process_Natural Gas_Other Process_E3_Baseline Forecast | Industrial | Stone, Clay, and Glass | New | Process | Natural Gas | Other Process | E3 |  | Baseline Forecast | 0 | 0 | 0 | 0 | 0 | 0 | 0 | 0 | 0 | 0 | 0 | 0 | 0 | 0 | 0 | 0 | 0 | 0 | 0 | 0 | 0 | 0 | 0 | 0 | 0
Industrial_Stone, Clay, and Glass_New_Process_Natural Gas_Other Process_E4_Baseline Forecast | Industrial | Stone, Clay, and Glass | New | Process | Natural Gas | Other Process | E4 |  | Baseline Forecast | 0 | 0 | 0 | 0 | 0 | 0 | 0 | 0 | 0 | 0 | 0 | 0 | 0 | 0 | 0 | 0 | 0 | 0 | 0 | 0 | 0 | 0 | 0 | 0 | 0
Industrial_Stone, Clay, and Glass_New_Process_Natural Gas_Other Process_E5_Baseline Forecast | Industrial | Stone, Clay, and Glass | New | Process | Natural Gas | Other Process | E5 |  | Baseline Forecast | 0 | 0 | 0 | 0 | 0 | 0 | 0 | 0 | 0 | 0 | 0 | 0 | 0 | 0 | 0 | 0 | 0 | 0 | 0 | 0 | 0 | 0 | 0 | 0 | 0
Industrial_Stone, Clay, and Glass_New_Process_Natural Gas_Other Process_E6_Baseline Forecast | Industrial | Stone, Clay, and Glass | New | Process | Natural Gas | Other Process | E6 |  | Baseline Forecast | 0 | 0 | 0 | 0 | 0 | 0 | 0 | 0 | 0 | 0 | 0 | 0 | 0 | 0 | 0 | 0 | 0 | 0 | 0 | 0 | 0 | 0 | 0 | 0 | 0
Industrial_Stone, Clay, and Glass_New_Process_Natural Gas_Other Process_E7_Baseline Forecast | Industrial | Stone, Clay, and Glass | New | Process | Natural Gas | Other Process | E7 |  | Baseline Forecast | 0 | 0 | 0 | 0 | 0 | 0 | 0 | 0 | 0 | 0 | 0 | 0 | 0 | 0 | 0 | 0 | 0 | 0 | 0 | 0 | 0 | 0 | 0 | 0 | 0
Industrial_Stone, Clay, and Glass_New_Process_Natural Gas_Other Process_E8_Baseline Forecast | Industrial | Stone, Clay, and Glass | New | Process | Natural Gas | Other Process | E8 |  | Baseline Forecast | 0 | 0 | 0 | 0 | 0 | 0 | 0 | 0 | 0 | 0 | 0 | 0 | 0 | 0 | 0 | 0 | 0 | 0 | 0 | 0 | 0 | 0 | 0 | 0 | 0
Industrial_Stone, Clay, and Glass_New_Process_Natural Gas_Other Process_E9_Baseline Forecast | Industrial | Stone, Clay, and Glass | New | Process | Natural Gas | Other Process | E9 |  | Baseline Forecast | 0 | 0 | 0 | 0 | 0 | 0 | 0 | 0 | 0 | 0 | 0 | 0 | 0 | 0 | 0 | 0 | 0 | 0 | 0 | 0 | 0 | 0 | 0 | 0 | 0
Industrial_Stone, Clay, and Glass_New_Process_Natural Gas_Other Process_E10_Baseline Forecast | Industrial | Stone, Clay, and Glass | New | Process | Natural Gas | Other Process | E10 |  | Baseline Forecast | 0 | 0 | 0 | 0 | 0 | 0 | 0 | 0 | 0 | 0 | 0 | 0 | 0 | 0 | 0 | 0 | 0 | 0 | 0 | 0 | 0 | 0 | 0 | 0 | 0
Industrial_Stone, Clay, and Glass_New_Process_Natural Gas_Other Process_Vintage_Baseline Forecast | Industrial | Stone, Clay, and Glass | New | Process | Natural Gas | Other Process | Vintage | Vintage | Baseline Forecast | 0 | 0 | 0 | 0 | 0 | 0 | 0 | 0 | 0 | 0 | 0 | 0 | 0 | 0 | 0 | 0 | 0 | 0 | 0 | 0 | 0 | 0 | 0 | 0 | Vintage
Industrial_Stone, Clay, and Glass_New_Miscellaneous_Natural Gas_Miscellaneous_E1_Baseline Forecast | Industrial | Stone, Clay, and Glass | New | Miscellaneous | Natural Gas | Miscellaneous | E1 | Standard | Baseline Forecast | 0 | 18.4158 | 18.8567 | 32.9085 | 46.9258 | 62.637 | 72.0989 | 83.083 | 93.9286 | 106.1282 | 115.2144 | 125.6648 | 135.9766 | 147.9386 | 156.0572 | 165.9243 | 175.7839 | 187.2618 | 194.8433 | 204.1855 | 213.2732 | 222.3341 | 0 | 0 | unit
Industrial_Stone, Clay, and Glass_New_Miscellaneous_Natural Gas_Miscellaneous_E2_Baseline Forecast | Industrial | Stone, Clay, and Glass | New | Miscellaneous | Natural Gas | Miscellaneous | E2 |  | Baseline Forecast | 0 | 0 | 0 | 0 | 0 | 0 | 0 | 0 | 0 | 0 | 0 | 0 | 0 | 0 | 0 | 0 | 0 | 0 | 0 | 0 | 0 | 0 | 0 | 0 | 0
Industrial_Stone, Clay, and Glass_New_Miscellaneous_Natural Gas_Miscellaneous_E3_Baseline Forecast | Industrial | Stone, Clay, and Glass | New | Miscellaneous | Natural Gas | Miscellaneous | E3 |  | Baseline Forecast | 0 | 0 | 0 | 0 | 0 | 0 | 0 | 0 | 0 | 0 | 0 | 0 | 0 | 0 | 0 | 0 | 0 | 0 | 0 | 0 | 0 | 0 | 0 | 0 | 0
Industrial_Stone, Clay, and Glass_New_Miscellaneous_Natural Gas_Miscellaneous_E4_Baseline Forecast | Industrial | Stone, Clay, and Glass | New | Miscellaneous | Natural Gas | Miscellaneous | E4 |  | Baseline Forecast | 0 | 0 | 0 | 0 | 0 | 0 | 0 | 0 | 0 | 0 | 0 | 0 | 0 | 0 | 0 | 0 | 0 | 0 | 0 | 0 | 0 | 0 | 0 | 0 | 0
Industrial_Stone, Clay, and Glass_New_Miscellaneous_Natural Gas_Miscellaneous_E5_Baseline Forecast | Industrial | Stone, Clay, and Glass | New | Miscellaneous | Natural Gas | Miscellaneous | E5 |  | Baseline Forecast | 0 | 0 | 0 | 0 | 0 | 0 | 0 | 0 | 0 | 0 | 0 | 0 | 0 | 0 | 0 | 0 | 0 | 0 | 0 | 0 | 0 | 0 | 0 | 0 | 0
Industrial_Stone, Clay, and Glass_New_Miscellaneous_Natural Gas_Miscellaneous_E6_Baseline Forecast | Industrial | Stone, Clay, and Glass | New | Miscellaneous | Natural Gas | Miscellaneous | E6 |  | Baseline Forecast | 0 | 0 | 0 | 0 | 0 | 0 | 0 | 0 | 0 | 0 | 0 | 0 | 0 | 0 | 0 | 0 | 0 | 0 | 0 | 0 | 0 | 0 | 0 | 0 | 0
Industrial_Stone, Clay, and Glass_New_Miscellaneous_Natural Gas_Miscellaneous_E7_Baseline Forecast | Industrial | Stone, Clay, and Glass | New | Miscellaneous | Natural Gas | Miscellaneous | E7 |  | Baseline Forecast | 0 | 0 | 0 | 0 | 0 | 0 | 0 | 0 | 0 | 0 | 0 | 0 | 0 | 0 | 0 | 0 | 0 | 0 | 0 | 0 | 0 | 0 | 0 | 0 | 0
Industrial_Stone, Clay, and Glass_New_Miscellaneous_Natural Gas_Miscellaneous_E8_Baseline Forecast | Industrial | Stone, Clay, and Glass | New | Miscellaneous | Natural Gas | Miscellaneous | E8 |  | Baseline Forecast | 0 | 0 | 0 | 0 | 0 | 0 | 0 | 0 | 0 | 0 | 0 | 0 | 0 | 0 | 0 | 0 | 0 | 0 | 0 | 0 | 0 | 0 | 0 | 0 | 0
Industrial_Stone, Clay, and Glass_New_Miscellaneous_Natural Gas_Miscellaneous_E9_Baseline Forecast | Industrial | Stone, Clay, and Glass | New | Miscellaneous | Natural Gas | Miscellaneous | E9 |  | Baseline Forecast | 0 | 0 | 0 | 0 | 0 | 0 | 0 | 0 | 0 | 0 | 0 | 0 | 0 | 0 | 0 | 0 | 0 | 0 | 0 | 0 | 0 | 0 | 0 | 0 | 0
Industrial_Stone, Clay, and Glass_New_Miscellaneous_Natural Gas_Miscellaneous_E10_Baseline Forecast | Industrial | Stone, Clay, and Glass | New | Miscellaneous | Natural Gas | Miscellaneous | E10 |  | Baseline Forecast | 0 | 0 | 0 | 0 | 0 | 0 | 0 | 0 | 0 | 0 | 0 | 0 | 0 | 0 | 0 | 0 | 0 | 0 | 0 | 0 | 0 | 0 | 0 | 0 | 0
Industrial_Stone, Clay, and Glass_New_Miscellaneous_Natural Gas_Miscellaneous_Vintage_Baseline Forecast | Industrial | Stone, Clay, and Glass | New | Miscellaneous | Natural Gas | Miscellaneous | Vintage | Vintage | Baseline Forecast | 0 | 0 | 0 | 0 | 0 | 0 | 0 | 0 | 0 | 0 | 0 | 0 | 0 | 0 | 0 | 0 | 0 | 0 | 0 | 0 | 0 | 0 | 0 | 0 | Vintage
Industrial_Petroleum_Existing_Space Heating_Natural Gas_Furnace_E1_Baseline Forecast | Industrial | Petroleum | Existing | Space Heating | Natural Gas | Furnace | E1 | AFUE 80% (Standard) | Baseline Forecast | 0 | 0.0014102 | 0.0028636 | 0.0043512 | 0.0058651 | 0.0073981 | 0.0089437 | 0.010496 | 0.012049 | 0.013599 | 0.015141 | 0.016671 | 0.01804 | 0.019262 | 0.020347 | 0.021307 | 0.022153 | 0.022892 | 0.023535 | 0.024089 | 0.024561 | 0.024959 | 0 | 0 | kBtu/hr
Industrial_Petroleum_Existing_Space Heating_Natural Gas_Furnace_E2_Baseline Forecast | Industrial | Petroleum | Existing | Space Heating | Natural Gas | Furnace | E2 | AFUE 90% | Baseline Forecast | 0 | 0 | 0 | 0 | 0 | 0 | 0 | 0 | 0 | 0 | 0 | 0 | 0 | 0 | 0 | 0 | 0 | 0 | 0 | 0 | 0 | 0 | 0 | 0 | kBtu/hr
Industrial_Petroleum_Existing_Space Heating_Natural Gas_Furnace_E3_Baseline Forecast | Industrial | Petroleum | Existing | Space Heating | Natural Gas | Furnace | E3 | AFUE 96% | Baseline Forecast | 0 | 0 | 0 | 0 | 0 | 0 | 0 | 0 | 0 | 0 | 0 | 0 | 0 | 0 | 0 | 0 | 0 | 0 | 0 | 0 | 0 | 0 | 0 | 0 | kBtu/hr
Industrial_Petroleum_Existing_Space Heating_Natural Gas_Furnace_E4_Baseline Forecast | Industrial | Petroleum | Existing | Space Heating | Natural Gas | Furnace | E4 |  | Baseline Forecast | 0 | 0 | 0 | 0 | 0 | 0 | 0 | 0 | 0 | 0 | 0 | 0 | 0 | 0 | 0 | 0 | 0 | 0 | 0 | 0 | 0 | 0 | 0 | 0 | 0
Industrial_Petroleum_Existing_Space Heating_Natural Gas_Furnace_E5_Baseline Forecast | Industrial | Petroleum | Existing | Space Heating | Natural Gas | Furnace | E5 |  | Baseline Forecast | 0 | 0 | 0 | 0 | 0 | 0 | 0 | 0 | 0 | 0 | 0 | 0 | 0 | 0 | 0 | 0 | 0 | 0 | 0 | 0 | 0 | 0 | 0 | 0 | 0
Industrial_Petroleum_Existing_Space Heating_Natural Gas_Furnace_E6_Baseline Forecast | Industrial | Petroleum | Existing | Space Heating | Natural Gas | Furnace | E6 |  | Baseline Forecast | 0 | 0 | 0 | 0 | 0 | 0 | 0 | 0 | 0 | 0 | 0 | 0 | 0 | 0 | 0 | 0 | 0 | 0 | 0 | 0 | 0 | 0 | 0 | 0 | 0
Industrial_Petroleum_Existing_Space Heating_Natural Gas_Furnace_E7_Baseline Forecast | Industrial | Petroleum | Existing | Space Heating | Natural Gas | Furnace | E7 |  | Baseline Forecast | 0 | 0 | 0 | 0 | 0 | 0 | 0 | 0 | 0 | 0 | 0 | 0 | 0 | 0 | 0 | 0 | 0 | 0 | 0 | 0 | 0 | 0 | 0 | 0 | 0
Industrial_Petroleum_Existing_Space Heating_Natural Gas_Furnace_E8_Baseline Forecast | Industrial | Petroleum | Existing | Space Heating | Natural Gas | Furnace | E8 |  | Baseline Forecast | 0 | 0 | 0 | 0 | 0 | 0 | 0 | 0 | 0 | 0 | 0 | 0 | 0 | 0 | 0 | 0 | 0 | 0 | 0 | 0 | 0 | 0 | 0 | 0 | 0
Industrial_Petroleum_Existing_Space Heating_Natural Gas_Furnace_E9_Baseline Forecast | Industrial | Petroleum | Existing | Space Heating | Natural Gas | Furnace | E9 |  | Baseline Forecast | 0 | 0 | 0 | 0 | 0 | 0 | 0 | 0 | 0 | 0 | 0 | 0 | 0 | 0 | 0 | 0 | 0 | 0 | 0 | 0 | 0 | 0 | 0 | 0 | 0
Industrial_Petroleum_Existing_Space Heating_Natural Gas_Furnace_E10_Baseline Forecast | Industrial | Petroleum | Existing | Space Heating | Natural Gas | Furnace | E10 |  | Baseline Forecast | 0 | 0 | 0 | 0 | 0 | 0 | 0 | 0 | 0 | 0 | 0 | 0 | 0 | 0 | 0 | 0 | 0 | 0 | 0 | 0 | 0 | 0 | 0 | 0 | 0
Industrial_Petroleum_Existing_Space Heating_Natural Gas_Furnace_Vintage_Baseline Forecast | Industrial | Petroleum | Existing | Space Heating | Natural Gas | Furnace | Vintage | Vintage | Baseline Forecast | 0.054888 | 0.052531 | 0.050148 | 0.047746 | 0.045334 | 0.042918 | 0.040505 | 0.038101 | 0.035709 | 0.033336 | 0.030985 | 0.028659 | 0.026509 | 0.024519 | 0.022679 | 0.020977 | 0.019403 | 0.017946 | 0.016599 | 0.015354 | 0.014201 | 0.013136 | 0 | 0 | Vintage
Industrial_Petroleum_Existing_Space Heating_Natural Gas_Boiler_E1_Baseline Forecast | Industrial | Petroleum | Existing | Space Heating | Natural Gas | Boiler | E1 | AFUE 80% (Standard) | Baseline Forecast | 0 | 0.007213 | 0.014242 | 0.021083 | 0.027736 | 0.0342 | 0.040473 | 0.046557 | 0.052451 | 0.058158 | 0.063678 | 0.069014 | 0.074168 | 0.079143 | 0.08394 | 0.088564 | 0.093016 | 0.0973 | 0.10142 | 0.10538 | 0.10918 | 0.11282 | 0 | 0 | kBtu/hr
Industrial_Petroleum_Existing_Space Heating_Natural Gas_Boiler_E2_Baseline Forecast | Industrial | Petroleum | Existing | Space Heating | Natural Gas | Boiler | E2 | AFUE 85% | Baseline Forecast | 0 | 0 | 0 | 0 | 0 | 0 | 0 | 0 | 0 | 0 | 0 | 0 | 0 | 0 | 0 | 0 | 0 | 0 | 0 | 0 | 0 | 0 | 0 | 0 | kBtu/hr
Industrial_Petroleum_Existing_Space Heating_Natural Gas_Boiler_E3_Baseline Forecast | Industrial | Petroleum | Existing | Space Heating | Natural Gas | Boiler | E3 | AFUE 97% | Baseline Forecast | 0 | 0 | 0 | 0 | 0 | 0 | 0 | 0 | 0 | 0 | 0 | 0 | 0 | 0 | 0 | 0 | 0 | 0 | 0 | 0 | 0 | 0 | 0 | 0 | kBtu/hr
Industrial_Petroleum_Existing_Space Heating_Natural Gas_Boiler_E4_Baseline Forecast | Industrial | Petroleum | Existing | Space Heating | Natural Gas | Boiler | E4 | Convert to NG Air Source Heat Pump | Baseline Forecast | 0 | 0 | 0 | 0 | 0 | 0 | 0 | 0 | 0 | 0 | 0 | 0 | 0 | 0 | 0 | 0 | 0 | 0 | 0 | 0 | 0 | 0 | 0 | 0 | kBtu/hr
Industrial_Petroleum_Existing_Space Heating_Natural Gas_Boiler_E5_Baseline Forecast | Industrial | Petroleum | Existing | Space Heating | Natural Gas | Boiler | E5 |  | Baseline Forecast | 0 | 0 | 0 | 0 | 0 | 0 | 0 | 0 | 0 | 0 | 0 | 0 | 0 | 0 | 0 | 0 | 0 | 0 | 0 | 0 | 0 | 0 | 0 | 0 | 0
Industrial_Petroleum_Existing_Space Heating_Natural Gas_Boiler_E6_Baseline Forecast | Industrial | Petroleum | Existing | Space Heating | Natural Gas | Boiler | E6 |  | Baseline Forecast | 0 | 0 | 0 | 0 | 0 | 0 | 0 | 0 | 0 | 0 | 0 | 0 | 0 | 0 | 0 | 0 | 0 | 0 | 0 | 0 | 0 | 0 | 0 | 0 | 0
Industrial_Petroleum_Existing_Space Heating_Natural Gas_Boiler_E7_Baseline Forecast | Industrial | Petroleum | Existing | Space Heating | Natural Gas | Boiler | E7 |  | Baseline Forecast | 0 | 0 | 0 | 0 | 0 | 0 | 0 | 0 | 0 | 0 | 0 | 0 | 0 | 0 | 0 | 0 | 0 | 0 | 0 | 0 | 0 | 0 | 0 | 0 | 0
Industrial_Petroleum_Existing_Space Heating_Natural Gas_Boiler_E8_Baseline Forecast | Industrial | Petroleum | Existing | Space Heating | Natural Gas | Boiler | E8 |  | Baseline Forecast | 0 | 0 | 0 | 0 | 0 | 0 | 0 | 0 | 0 | 0 | 0 | 0 | 0 | 0 | 0 | 0 | 0 | 0 | 0 | 0 | 0 | 0 | 0 | 0 | 0
Industrial_Petroleum_Existing_Space Heating_Natural Gas_Boiler_E9_Baseline Forecast | Industrial | Petroleum | Existing | Space Heating | Natural Gas | Boiler | E9 |  | Baseline Forecast | 0 | 0 | 0 | 0 | 0 | 0 | 0 | 0 | 0 | 0 | 0 | 0 | 0 | 0 | 0 | 0 | 0 | 0 | 0 | 0 | 0 | 0 | 0 | 0 | 0
Industrial_Petroleum_Existing_Space Heating_Natural Gas_Boiler_E10_Baseline Forecast | Industrial | Petroleum | Existing | Space Heating | Natural Gas | Boiler | E10 |  | Baseline Forecast | 0 | 0 | 0 | 0 | 0 | 0 | 0 | 0 | 0 | 0 | 0 | 0 | 0 | 0 | 0 | 0 | 0 | 0 | 0 | 0 | 0 | 0 | 0 | 0 | 0
Industrial_Petroleum_Existing_Space Heating_Natural Gas_Boiler_Vintage_Baseline Forecast | Industrial | Petroleum | Existing | Space Heating | Natural Gas | Boiler | Vintage | Vintage | Baseline Forecast | 0.2422 | 0.23082 | 0.21968 | 0.20881 | 0.19819 | 0.18783 | 0.17773 | 0.16789 | 0.15829 | 0.14895 | 0.13986 | 0.13102 | 0.12241 | 0.11405 | 0.10592 | 0.098025 | 0.090355 | 0.082909 | 0.075683 | 0.068671 | 0.06187 | 0.055276 | 0 | 0 | Vintage
Industrial_Petroleum_Existing_Space Heating_Natural Gas_Unit Heater_E1_Baseline Forecast | Industrial | Petroleum | Existing | Space Heating | Natural Gas | Unit Heater | E1 | Standard | Baseline Forecast | 0 | 0 | 0 | 0 | 0 | 0 | 0 | 0 | 0 | 0 | 0 | 0 | 0 | 0 | 0 | 0 | 0 | 0 | 0 | 0 | 0 | 0 | 0 | 0 | kBtu/Hr
Industrial_Petroleum_Existing_Space Heating_Natural Gas_Unit Heater_E2_Baseline Forecast | Industrial | Petroleum | Existing | Space Heating | Natural Gas | Unit Heater | E2 | Condensing | Baseline Forecast | 0 | 0 | 0 | 0 | 0 | 0 | 0 | 0 | 0 | 0 | 0 | 0 | 0 | 0 | 0 | 0 | 0 | 0 | 0 | 0 | 0 | 0 | 0 | 0 | kBtu/Hr
Industrial_Petroleum_Existing_Space Heating_Natural Gas_Unit Heater_E3_Baseline Forecast | Industrial | Petroleum | Existing | Space Heating | Natural Gas | Unit Heater | E3 | Infrared Radiant | Baseline Forecast | 0 | 0 | 0 | 0 | 0 | 0 | 0 | 0 | 0 | 0 | 0 | 0 | 0 | 0 | 0 | 0 | 0 | 0 | 0 | 0 | 0 | 0 | 0 | 0 | kBtu/Hr
Industrial_Petroleum_Existing_Space Heating_Natural Gas_Unit Heater_E4_Baseline Forecast | Industrial | Petroleum | Existing | Space Heating | Natural Gas | Unit Heater | E4 |  | Baseline Forecast | 0 | 0 | 0 | 0 | 0 | 0 | 0 | 0 | 0 | 0 | 0 | 0 | 0 | 0 | 0 | 0 | 0 | 0 | 0 | 0 | 0 | 0 | 0 | 0 | 0
Industrial_Petroleum_Existing_Space Heating_Natural Gas_Unit Heater_E5_Baseline Forecast | Industrial | Petroleum | Existing | Space Heating | Natural Gas | Unit Heater | E5 |  | Baseline Forecast | 0 | 0 | 0 | 0 | 0 | 0 | 0 | 0 | 0 | 0 | 0 | 0 | 0 | 0 | 0 | 0 | 0 | 0 | 0 | 0 | 0 | 0 | 0 | 0 | 0
Industrial_Petroleum_Existing_Space Heating_Natural Gas_Unit Heater_E6_Baseline Forecast | Industrial | Petroleum | Existing | Space Heating | Natural Gas | Unit Heater | E6 |  | Baseline Forecast | 0 | 0 | 0 | 0 | 0 | 0 | 0 | 0 | 0 | 0 | 0 | 0 | 0 | 0 | 0 | 0 | 0 | 0 | 0 | 0 | 0 | 0 | 0 | 0 | 0
Industrial_Petroleum_Existing_Space Heating_Natural Gas_Unit Heater_E7_Baseline Forecast | Industrial | Petroleum | Existing | Space Heating | Natural Gas | Unit Heater | E7 |  | Baseline Forecast | 0 | 0 | 0 | 0 | 0 | 0 | 0 | 0 | 0 | 0 | 0 | 0 | 0 | 0 | 0 | 0 | 0 | 0 | 0 | 0 | 0 | 0 | 0 | 0 | 0
Industrial_Petroleum_Existing_Space Heating_Natural Gas_Unit Heater_E8_Baseline Forecast | Industrial | Petroleum | Existing | Space Heating | Natural Gas | Unit Heater | E8 |  | Baseline Forecast | 0 | 0 | 0 | 0 | 0 | 0 | 0 | 0 | 0 | 0 | 0 | 0 | 0 | 0 | 0 | 0 | 0 | 0 | 0 | 0 | 0 | 0 | 0 | 0 | 0
Industrial_Petroleum_Existing_Space Heating_Natural Gas_Unit Heater_E9_Baseline Forecast | Industrial | Petroleum | Existing | Space Heating | Natural Gas | Unit Heater | E9 |  | Baseline Forecast | 0 | 0 | 0 | 0 | 0 | 0 | 0 | 0 | 0 | 0 | 0 | 0 | 0 | 0 | 0 | 0 | 0 | 0 | 0 | 0 | 0 | 0 | 0 | 0 | 0
Industrial_Petroleum_Existing_Space Heating_Natural Gas_Unit Heater_E10_Baseline Forecast | Industrial | Petroleum | Existing | Space Heating | Natural Gas | Unit Heater | E10 |  | Baseline Forecast | 0 | 0 | 0 | 0 | 0 | 0 | 0 | 0 | 0 | 0 | 0 | 0 | 0 | 0 | 0 | 0 | 0 | 0 | 0 | 0 | 0 | 0 | 0 | 0 | 0
Industrial_Petroleum_Existing_Space Heating_Natural Gas_Unit Heater_Vintage_Baseline Forecast | Industrial | Petroleum | Existing | Space Heating | Natural Gas | Unit Heater | Vintage | Vintage | Baseline Forecast | 0 | 0 | 0 | 0 | 0 | 0 | 0 | 0 | 0 | 0 | 0 | 0 | 0 | 0 | 0 | 0 | 0 | 0 | 0 | 0 | 0 | 0 | 0 | 0 | Vintage
Industrial_Petroleum_Existing_Process_Natural Gas_Process Boiler_E1_Baseline Forecast | Industrial | Petroleum | Existing | Process | Natural Gas | Process Boiler | E1 | Standard | Baseline Forecast | 0 | 1.6202 | 3.4879 | 5.5461 | 7.2349 | 8.6133 | 9.731 | 10.6299 | 11.345 | 11.9063 | 12.3385 | 12.6628 | 12.8969 | 13.0556 | 13.1515 | 13.1952 | 13.1954 | 13.1598 | 13.0945 | 13.0049 | 12.8954 | 12.7696 | 0 | 0 | unit
Industrial_Petroleum_Existing_Process_Natural Gas_Process Boiler_E2_Baseline Forecast | Industrial | Petroleum | Existing | Process | Natural Gas | Process Boiler | E2 |  | Baseline Forecast | 0 | 0 | 0 | 0 | 0 | 0 | 0 | 0 | 0 | 0 | 0 | 0 | 0 | 0 | 0 | 0 | 0 | 0 | 0 | 0 | 0 | 0 | 0 | 0 | 0
Industrial_Petroleum_Existing_Process_Natural Gas_Process Boiler_E3_Baseline Forecast | Industrial | Petroleum | Existing | Process | Natural Gas | Process Boiler | E3 |  | Baseline Forecast | 0 | 0 | 0 | 0 | 0 | 0 | 0 | 0 | 0 | 0 | 0 | 0 | 0 | 0 | 0 | 0 | 0 | 0 | 0 | 0 | 0 | 0 | 0 | 0 | 0
Industrial_Petroleum_Existing_Process_Natural Gas_Process Boiler_E4_Baseline Forecast | Industrial | Petroleum | Existing | Process | Natural Gas | Process Boiler | E4 |  | Baseline Forecast | 0 | 0 | 0 | 0 | 0 | 0 | 0 | 0 | 0 | 0 | 0 | 0 | 0 | 0 | 0 | 0 | 0 | 0 | 0 | 0 | 0 | 0 | 0 | 0 | 0
Industrial_Petroleum_Existing_Process_Natural Gas_Process Boiler_E5_Baseline Forecast | Industrial | Petroleum | Existing | Process | Natural Gas | Process Boiler | E5 |  | Baseline Forecast | 0 | 0 | 0 | 0 | 0 | 0 | 0 | 0 | 0 | 0 | 0 | 0 | 0 | 0 | 0 | 0 | 0 | 0 | 0 | 0 | 0 | 0 | 0 | 0 | 0
Industrial_Petroleum_Existing_Process_Natural Gas_Process Boiler_E6_Baseline Forecast | Industrial | Petroleum | Existing | Process | Natural Gas | Process Boiler | E6 |  | Baseline Forecast | 0 | 0 | 0 | 0 | 0 | 0 | 0 | 0 | 0 | 0 | 0 | 0 | 0 | 0 | 0 | 0 | 0 | 0 | 0 | 0 | 0 | 0 | 0 | 0 | 0
Industrial_Petroleum_Existing_Process_Natural Gas_Process Boiler_E7_Baseline Forecast | Industrial | Petroleum | Existing | Process | Natural Gas | Process Boiler | E7 |  | Baseline Forecast | 0 | 0 | 0 | 0 | 0 | 0 | 0 | 0 | 0 | 0 | 0 | 0 | 0 | 0 | 0 | 0 | 0 | 0 | 0 | 0 | 0 | 0 | 0 | 0 | 0
Industrial_Petroleum_Existing_Process_Natural Gas_Process Boiler_E8_Baseline Forecast | Industrial | Petroleum | Existing | Process | Natural Gas | Process Boiler | E8 |  | Baseline Forecast | 0 | 0 | 0 | 0 | 0 | 0 | 0 | 0 | 0 | 0 | 0 | 0 | 0 | 0 | 0 | 0 | 0 | 0 | 0 | 0 | 0 | 0 | 0 | 0 | 0
Industrial_Petroleum_Existing_Process_Natural Gas_Process Boiler_E9_Baseline Forecast | Industrial | Petroleum | Existing | Process | Natural Gas | Process Boiler | E9 |  | Baseline Forecast | 0 | 0 | 0 | 0 | 0 | 0 | 0 | 0 | 0 | 0 | 0 | 0 | 0 | 0 | 0 | 0 | 0 | 0 | 0 | 0 | 0 | 0 | 0 | 0 | 0
Industrial_Petroleum_Existing_Process_Natural Gas_Process Boiler_E10_Baseline Forecast | Industrial | Petroleum | Existing | Process | Natural Gas | Process Boiler | E10 |  | Baseline Forecast | 0 | 0 | 0 | 0 | 0 | 0 | 0 | 0 | 0 | 0 | 0 | 0 | 0 | 0 | 0 | 0 | 0 | 0 | 0 | 0 | 0 | 0 | 0 | 0 | 0
Industrial_Petroleum_Existing_Process_Natural Gas_Process Boiler_Vintage_Baseline Forecast | Industrial | Petroleum | Existing | Process | Natural Gas | Process Boiler | Vintage | Vintage | Baseline Forecast | 19.2342 | 17.2823 | 15.0888 | 12.7102 | 10.7067 | 9.0189 | 7.5972 | 6.3996 | 5.3908 | 4.541 | 3.8252 | 3.2222 | 2.7143 | 2.2864 | 1.926 | 1.6224 | 1.3666 | 1.1512 | 0.96974 | 0.81687 | 0.68811 | 0.57964 | 0 | 0 | Vintage
Industrial_Petroleum_Existing_Process_Natural Gas_Process Heating_E1_Baseline Forecast | Industrial | Petroleum | Existing | Process | Natural Gas | Process Heating | E1 | Standard | Baseline Forecast | 0 | 1.6202 | 3.4879 | 5.5461 | 7.2349 | 8.6133 | 9.731 | 10.6299 | 11.345 | 11.9063 | 12.3385 | 12.6628 | 12.8969 | 13.0556 | 13.1515 | 13.1952 | 13.1954 | 13.1598 | 13.0945 | 13.0049 | 12.8954 | 12.7696 | 0 | 0 | unit
Industrial_Petroleum_Existing_Process_Natural Gas_Process Heating_E2_Baseline Forecast | Industrial | Petroleum | Existing | Process | Natural Gas | Process Heating | E2 |  | Baseline Forecast | 0 | 0 | 0 | 0 | 0 | 0 | 0 | 0 | 0 | 0 | 0 | 0 | 0 | 0 | 0 | 0 | 0 | 0 | 0 | 0 | 0 | 0 | 0 | 0 | 0
Industrial_Petroleum_Existing_Process_Natural Gas_Process Heating_E3_Baseline Forecast | Industrial | Petroleum | Existing | Process | Natural Gas | Process Heating | E3 |  | Baseline Forecast | 0 | 0 | 0 | 0 | 0 | 0 | 0 | 0 | 0 | 0 | 0 | 0 | 0 | 0 | 0 | 0 | 0 | 0 | 0 | 0 | 0 | 0 | 0 | 0 | 0
Industrial_Petroleum_Existing_Process_Natural Gas_Process Heating_E4_Baseline Forecast | Industrial | Petroleum | Existing | Process | Natural Gas | Process Heating | E4 |  | Baseline Forecast | 0 | 0 | 0 | 0 | 0 | 0 | 0 | 0 | 0 | 0 | 0 | 0 | 0 | 0 | 0 | 0 | 0 | 0 | 0 | 0 | 0 | 0 | 0 | 0 | 0
Industrial_Petroleum_Existing_Process_Natural Gas_Process Heating_E5_Baseline Forecast | Industrial | Petroleum | Existing | Process | Natural Gas | Process Heating | E5 |  | Baseline Forecast | 0 | 0 | 0 | 0 | 0 | 0 | 0 | 0 | 0 | 0 | 0 | 0 | 0 | 0 | 0 | 0 | 0 | 0 | 0 | 0 | 0 | 0 | 0 | 0 | 0
Industrial_Petroleum_Existing_Process_Natural Gas_Process Heating_E6_Baseline Forecast | Industrial | Petroleum | Existing | Process | Natural Gas | Process Heating | E6 |  | Baseline Forecast | 0 | 0 | 0 | 0 | 0 | 0 | 0 | 0 | 0 | 0 | 0 | 0 | 0 | 0 | 0 | 0 | 0 | 0 | 0 | 0 | 0 | 0 | 0 | 0 | 0
Industrial_Petroleum_Existing_Process_Natural Gas_Process Heating_E7_Baseline Forecast | Industrial | Petroleum | Existing | Process | Natural Gas | Process Heating | E7 |  | Baseline Forecast | 0 | 0 | 0 | 0 | 0 | 0 | 0 | 0 | 0 | 0 | 0 | 0 | 0 | 0 | 0 | 0 | 0 | 0 | 0 | 0 | 0 | 0 | 0 | 0 | 0
Industrial_Petroleum_Existing_Process_Natural Gas_Process Heating_E8_Baseline Forecast | Industrial | Petroleum | Existing | Process | Natural Gas | Process Heating | E8 |  | Baseline Forecast | 0 | 0 | 0 | 0 | 0 | 0 | 0 | 0 | 0 | 0 | 0 | 0 | 0 | 0 | 0 | 0 | 0 | 0 | 0 | 0 | 0 | 0 | 0 | 0 | 0
Industrial_Petroleum_Existing_Process_Natural Gas_Process Heating_E9_Baseline Forecast | Industrial | Petroleum | Existing | Process | Natural Gas | Process Heating | E9 |  | Baseline Forecast | 0 | 0 | 0 | 0 | 0 | 0 | 0 | 0 | 0 | 0 | 0 | 0 | 0 | 0 | 0 | 0 | 0 | 0 | 0 | 0 | 0 | 0 | 0 | 0 | 0
Industrial_Petroleum_Existing_Process_Natural Gas_Process Heating_E10_Baseline Forecast | Industrial | Petroleum | Existing | Process | Natural Gas | Process Heating | E10 |  | Baseline Forecast | 0 | 0 | 0 | 0 | 0 | 0 | 0 | 0 | 0 | 0 | 0 | 0 | 0 | 0 | 0 | 0 | 0 | 0 | 0 | 0 | 0 | 0 | 0 | 0 | 0
Industrial_Petroleum_Existing_Process_Natural Gas_Process Heating_Vintage_Baseline Forecast | Industrial | Petroleum | Existing | Process | Natural Gas | Process Heating | Vintage | Vintage | Baseline Forecast | 19.2342 | 17.2823 | 15.0888 | 12.7102 | 10.7067 | 9.0189 | 7.5972 | 6.3996 | 5.3908 | 4.541 | 3.8252 | 3.2222 | 2.7143 | 2.2864 | 1.926 | 1.6224 | 1.3666 | 1.1512 | 0.96974 | 0.81687 | 0.68811 | 0.57964 | 0 | 0 | Vintage
Industrial_Petroleum_Existing_Process_Natural Gas_Process Cooling_E1_Baseline Forecast | Industrial | Petroleum | Existing | Process | Natural Gas | Process Cooling | E1 | Standard | Baseline Forecast | 0 | 1.6202 | 3.4879 | 5.5461 | 7.2349 | 8.6133 | 9.731 | 10.6299 | 11.345 | 11.9063 | 12.3385 | 12.6628 | 12.8969 | 13.0556 | 13.1515 | 13.1952 | 13.1954 | 13.1598 | 13.0945 | 13.0049 | 12.8954 | 12.7696 | 0 | 0 | unit
Industrial_Petroleum_Existing_Process_Natural Gas_Process Cooling_E2_Baseline Forecast | Industrial | Petroleum | Existing | Process | Natural Gas | Process Cooling | E2 |  | Baseline Forecast | 0 | 0 | 0 | 0 | 0 | 0 | 0 | 0 | 0 | 0 | 0 | 0 | 0 | 0 | 0 | 0 | 0 | 0 | 0 | 0 | 0 | 0 | 0 | 0 | 0
Industrial_Petroleum_Existing_Process_Natural Gas_Process Cooling_E3_Baseline Forecast | Industrial | Petroleum | Existing | Process | Natural Gas | Process Cooling | E3 |  | Baseline Forecast | 0 | 0 | 0 | 0 | 0 | 0 | 0 | 0 | 0 | 0 | 0 | 0 | 0 | 0 | 0 | 0 | 0 | 0 | 0 | 0 | 0 | 0 | 0 | 0 | 0
Industrial_Petroleum_Existing_Process_Natural Gas_Process Cooling_E4_Baseline Forecast | Industrial | Petroleum | Existing | Process | Natural Gas | Process Cooling | E4 |  | Baseline Forecast | 0 | 0 | 0 | 0 | 0 | 0 | 0 | 0 | 0 | 0 | 0 | 0 | 0 | 0 | 0 | 0 | 0 | 0 | 0 | 0 | 0 | 0 | 0 | 0 | 0
Industrial_Petroleum_Existing_Process_Natural Gas_Process Cooling_E5_Baseline Forecast | Industrial | Petroleum | Existing | Process | Natural Gas | Process Cooling | E5 |  | Baseline Forecast | 0 | 0 | 0 | 0 | 0 | 0 | 0 | 0 | 0 | 0 | 0 | 0 | 0 | 0 | 0 | 0 | 0 | 0 | 0 | 0 | 0 | 0 | 0 | 0 | 0
Industrial_Petroleum_Existing_Process_Natural Gas_Process Cooling_E6_Baseline Forecast | Industrial | Petroleum | Existing | Process | Natural Gas | Process Cooling | E6 |  | Baseline Forecast | 0 | 0 | 0 | 0 | 0 | 0 | 0 | 0 | 0 | 0 | 0 | 0 | 0 | 0 | 0 | 0 | 0 | 0 | 0 | 0 | 0 | 0 | 0 | 0 | 0
Industrial_Petroleum_Existing_Process_Natural Gas_Process Cooling_E7_Baseline Forecast | Industrial | Petroleum | Existing | Process | Natural Gas | Process Cooling | E7 |  | Baseline Forecast | 0 | 0 | 0 | 0 | 0 | 0 | 0 | 0 | 0 | 0 | 0 | 0 | 0 | 0 | 0 | 0 | 0 | 0 | 0 | 0 | 0 | 0 | 0 | 0 | 0
Industrial_Petroleum_Existing_Process_Natural Gas_Process Cooling_E8_Baseline Forecast | Industrial | Petroleum | Existing | Process | Natural Gas | Process Cooling | E8 |  | Baseline Forecast | 0 | 0 | 0 | 0 | 0 | 0 | 0 | 0 | 0 | 0 | 0 | 0 | 0 | 0 | 0 | 0 | 0 | 0 | 0 | 0 | 0 | 0 | 0 | 0 | 0
Industrial_Petroleum_Existing_Process_Natural Gas_Process Cooling_E9_Baseline Forecast | Industrial | Petroleum | Existing | Process | Natural Gas | Process Cooling | E9 |  | Baseline Forecast | 0 | 0 | 0 | 0 | 0 | 0 | 0 | 0 | 0 | 0 | 0 | 0 | 0 | 0 | 0 | 0 | 0 | 0 | 0 | 0 | 0 | 0 | 0 | 0 | 0
Industrial_Petroleum_Existing_Process_Natural Gas_Process Cooling_E10_Baseline Forecast | Industrial | Petroleum | Existing | Process | Natural Gas | Process Cooling | E10 |  | Baseline Forecast | 0 | 0 | 0 | 0 | 0 | 0 | 0 | 0 | 0 | 0 | 0 | 0 | 0 | 0 | 0 | 0 | 0 | 0 | 0 | 0 | 0 | 0 | 0 | 0 | 0
Industrial_Petroleum_Existing_Process_Natural Gas_Process Cooling_Vintage_Baseline Forecast | Industrial | Petroleum | Existing | Process | Natural Gas | Process Cooling | Vintage | Vintage | Baseline Forecast | 19.2342 | 17.2823 | 15.0888 | 12.7102 | 10.7067 | 9.0189 | 7.5972 | 6.3996 | 5.3908 | 4.541 | 3.8252 | 3.2222 | 2.7143 | 2.2864 | 1.926 | 1.6224 | 1.3666 | 1.1512 | 0.96974 | 0.81687 | 0.68811 | 0.57964 | 0 | 0 | Vintage
Industrial_Petroleum_Existing_Process_Natural Gas_Other Process_E1_Baseline Forecast | Industrial | Petroleum | Existing | Process | Natural Gas | Other Process | E1 | Standard | Baseline Forecast | 0 | 1.6202 | 3.4879 | 5.5461 | 7.2349 | 8.6133 | 9.731 | 10.6299 | 11.345 | 11.9063 | 12.3385 | 12.6628 | 12.8969 | 13.0556 | 13.1515 | 13.1952 | 13.1954 | 13.1598 | 13.0945 | 13.0049 | 12.8954 | 12.7696 | 0 | 0 | unit
Industrial_Petroleum_Existing_Process_Natural Gas_Other Process_E2_Baseline Forecast | Industrial | Petroleum | Existing | Process | Natural Gas | Other Process | E2 |  | Baseline Forecast | 0 | 0 | 0 | 0 | 0 | 0 | 0 | 0 | 0 | 0 | 0 | 0 | 0 | 0 | 0 | 0 | 0 | 0 | 0 | 0 | 0 | 0 | 0 | 0 | 0
Industrial_Petroleum_Existing_Process_Natural Gas_Other Process_E3_Baseline Forecast | Industrial | Petroleum | Existing | Process | Natural Gas | Other Process | E3 |  | Baseline Forecast | 0 | 0 | 0 | 0 | 0 | 0 | 0 | 0 | 0 | 0 | 0 | 0 | 0 | 0 | 0 | 0 | 0 | 0 | 0 | 0 | 0 | 0 | 0 | 0 | 0
Industrial_Petroleum_Existing_Process_Natural Gas_Other Process_E4_Baseline Forecast | Industrial | Petroleum | Existing | Process | Natural Gas | Other Process | E4 |  | Baseline Forecast | 0 | 0 | 0 | 0 | 0 | 0 | 0 | 0 | 0 | 0 | 0 | 0 | 0 | 0 | 0 | 0 | 0 | 0 | 0 | 0 | 0 | 0 | 0 | 0 | 0
Industrial_Petroleum_Existing_Process_Natural Gas_Other Process_E5_Baseline Forecast | Industrial | Petroleum | Existing | Process | Natural Gas | Other Process | E5 |  | Baseline Forecast | 0 | 0 | 0 | 0 | 0 | 0 | 0 | 0 | 0 | 0 | 0 | 0 | 0 | 0 | 0 | 0 | 0 | 0 | 0 | 0 | 0 | 0 | 0 | 0 | 0
Industrial_Petroleum_Existing_Process_Natural Gas_Other Process_E6_Baseline Forecast | Industrial | Petroleum | Existing | Process | Natural Gas | Other Process | E6 |  | Baseline Forecast | 0 | 0 | 0 | 0 | 0 | 0 | 0 | 0 | 0 | 0 | 0 | 0 | 0 | 0 | 0 | 0 | 0 | 0 | 0 | 0 | 0 | 0 | 0 | 0 | 0
Industrial_Petroleum_Existing_Process_Natural Gas_Other Process_E7_Baseline Forecast | Industrial | Petroleum | Existing | Process | Natural Gas | Other Process | E7 |  | Baseline Forecast | 0 | 0 | 0 | 0 | 0 | 0 | 0 | 0 | 0 | 0 | 0 | 0 | 0 | 0 | 0 | 0 | 0 | 0 | 0 | 0 | 0 | 0 | 0 | 0 | 0
Industrial_Petroleum_Existing_Process_Natural Gas_Other Process_E8_Baseline Forecast | Industrial | Petroleum | Existing | Process | Natural Gas | Other Process | E8 |  | Baseline Forecast | 0 | 0 | 0 | 0 | 0 | 0 | 0 | 0 | 0 | 0 | 0 | 0 | 0 | 0 | 0 | 0 | 0 | 0 | 0 | 0 | 0 | 0 | 0 | 0 | 0
Industrial_Petroleum_Existing_Process_Natural Gas_Other Process_E9_Baseline Forecast | Industrial | Petroleum | Existing | Process | Natural Gas | Other Process | E9 |  | Baseline Forecast | 0 | 0 | 0 | 0 | 0 | 0 | 0 | 0 | 0 | 0 | 0 | 0 | 0 | 0 | 0 | 0 | 0 | 0 | 0 | 0 | 0 | 0 | 0 | 0 | 0
Industrial_Petroleum_Existing_Process_Natural Gas_Other Process_E10_Baseline Forecast | Industrial | Petroleum | Existing | Process | Natural Gas | Other Process | E10 |  | Baseline Forecast | 0 | 0 | 0 | 0 | 0 | 0 | 0 | 0 | 0 | 0 | 0 | 0 | 0 | 0 | 0 | 0 | 0 | 0 | 0 | 0 | 0 | 0 | 0 | 0 | 0
Industrial_Petroleum_Existing_Process_Natural Gas_Other Process_Vintage_Baseline Forecast | Industrial | Petroleum | Existing | Process | Natural Gas | Other Process | Vintage | Vintage | Baseline Forecast | 19.2342 | 17.2823 | 15.0888 | 12.7102 | 10.7067 | 9.0189 | 7.5972 | 6.3996 | 5.3908 | 4.541 | 3.8252 | 3.2222 | 2.7143 | 2.2864 | 1.926 | 1.6224 | 1.3666 | 1.1512 | 0.96974 | 0.81687 | 0.68811 | 0.57964 | 0 | 0 | Vintage
Industrial_Petroleum_Existing_Miscellaneous_Natural Gas_Miscellaneous_E1_Baseline Forecast | Industrial | Petroleum | Existing | Miscellaneous | Natural Gas | Miscellaneous | E1 | Standard | Baseline Forecast | 0 | 1.6202 | 3.4879 | 5.5461 | 7.2349 | 8.6133 | 9.731 | 10.6299 | 11.345 | 11.9063 | 12.3385 | 12.6628 | 12.8969 | 13.0556 | 13.1515 | 13.1952 | 13.1954 | 13.1598 | 13.0945 | 13.0049 | 12.8954 | 12.7696 | 0 | 0 | unit
Industrial_Petroleum_Existing_Miscellaneous_Natural Gas_Miscellaneous_E2_Baseline Forecast | Industrial | Petroleum | Existing | Miscellaneous | Natural Gas | Miscellaneous | E2 |  | Baseline Forecast | 0 | 0 | 0 | 0 | 0 | 0 | 0 | 0 | 0 | 0 | 0 | 0 | 0 | 0 | 0 | 0 | 0 | 0 | 0 | 0 | 0 | 0 | 0 | 0 | 0
Industrial_Petroleum_Existing_Miscellaneous_Natural Gas_Miscellaneous_E3_Baseline Forecast | Industrial | Petroleum | Existing | Miscellaneous | Natural Gas | Miscellaneous | E3 |  | Baseline Forecast | 0 | 0 | 0 | 0 | 0 | 0 | 0 | 0 | 0 | 0 | 0 | 0 | 0 | 0 | 0 | 0 | 0 | 0 | 0 | 0 | 0 | 0 | 0 | 0 | 0
Industrial_Petroleum_Existing_Miscellaneous_Natural Gas_Miscellaneous_E4_Baseline Forecast | Industrial | Petroleum | Existing | Miscellaneous | Natural Gas | Miscellaneous | E4 |  | Baseline Forecast | 0 | 0 | 0 | 0 | 0 | 0 | 0 | 0 | 0 | 0 | 0 | 0 | 0 | 0 | 0 | 0 | 0 | 0 | 0 | 0 | 0 | 0 | 0 | 0 | 0
Industrial_Petroleum_Existing_Miscellaneous_Natural Gas_Miscellaneous_E5_Baseline Forecast | Industrial | Petroleum | Existing | Miscellaneous | Natural Gas | Miscellaneous | E5 |  | Baseline Forecast | 0 | 0 | 0 | 0 | 0 | 0 | 0 | 0 | 0 | 0 | 0 | 0 | 0 | 0 | 0 | 0 | 0 | 0 | 0 | 0 | 0 | 0 | 0 | 0 | 0
Industrial_Petroleum_Existing_Miscellaneous_Natural Gas_Miscellaneous_E6_Baseline Forecast | Industrial | Petroleum | Existing | Miscellaneous | Natural Gas | Miscellaneous | E6 |  | Baseline Forecast | 0 | 0 | 0 | 0 | 0 | 0 | 0 | 0 | 0 | 0 | 0 | 0 | 0 | 0 | 0 | 0 | 0 | 0 | 0 | 0 | 0 | 0 | 0 | 0 | 0
Industrial_Petroleum_Existing_Miscellaneous_Natural Gas_Miscellaneous_E7_Baseline Forecast | Industrial | Petroleum | Existing | Miscellaneous | Natural Gas | Miscellaneous | E7 |  | Baseline Forecast | 0 | 0 | 0 | 0 | 0 | 0 | 0 | 0 | 0 | 0 | 0 | 0 | 0 | 0 | 0 | 0 | 0 | 0 | 0 | 0 | 0 | 0 | 0 | 0 | 0
Industrial_Petroleum_Existing_Miscellaneous_Natural Gas_Miscellaneous_E8_Baseline Forecast | Industrial | Petroleum | Existing | Miscellaneous | Natural Gas | Miscellaneous | E8 |  | Baseline Forecast | 0 | 0 | 0 | 0 | 0 | 0 | 0 | 0 | 0 | 0 | 0 | 0 | 0 | 0 | 0 | 0 | 0 | 0 | 0 | 0 | 0 | 0 | 0 | 0 | 0
Industrial_Petroleum_Existing_Miscellaneous_Natural Gas_Miscellaneous_E9_Baseline Forecast | Industrial | Petroleum | Existing | Miscellaneous | Natural Gas | Miscellaneous | E9 |  | Baseline Forecast | 0 | 0 | 0 | 0 | 0 | 0 | 0 | 0 | 0 | 0 | 0 | 0 | 0 | 0 | 0 | 0 | 0 | 0 | 0 | 0 | 0 | 0 | 0 | 0 | 0
Industrial_Petroleum_Existing_Miscellaneous_Natural Gas_Miscellaneous_E10_Baseline Forecast | Industrial | Petroleum | Existing | Miscellaneous | Natural Gas | Miscellaneous | E10 |  | Baseline Forecast | 0 | 0 | 0 | 0 | 0 | 0 | 0 | 0 | 0 | 0 | 0 | 0 | 0 | 0 | 0 | 0 | 0 | 0 | 0 | 0 | 0 | 0 | 0 | 0 | 0
Industrial_Petroleum_Existing_Miscellaneous_Natural Gas_Miscellaneous_Vintage_Baseline Forecast | Industrial | Petroleum | Existing | Miscellaneous | Natural Gas | Miscellaneous | Vintage | Vintage | Baseline Forecast | 19.2342 | 17.2823 | 15.0888 | 12.7102 | 10.7067 | 9.0189 | 7.5972 | 6.3996 | 5.3908 | 4.541 | 3.8252 | 3.2222 | 2.7143 | 2.2864 | 1.926 | 1.6224 | 1.3666 | 1.1512 | 0.96974 | 0.81687 | 0.68811 | 0.57964 | 0 | 0 | Vintage
Industrial_Petroleum_New_Space Heating_Natural Gas_Furnace_E1_Baseline Forecast | Industrial | Petroleum | New | Space Heating | Natural Gas | Furnace | E1 | AFUE 80% (Standard) | Baseline Forecast | 0 | 0.0028638 | 0.0029324 | 0.0051175 | 0.0072973 | 0.0097406 | 0.011212 | 0.01292 | 0.014607 | 0.016504 | 0.017917 | 0.019542 | 0.021145 | 0.023006 | 0.024268 | 0.025803 | 0.027336 | 0.029121 | 0.0303 | 0.031752 | 0.033166 | 0.034575 | 0 | 0 | kBtu/hr
Industrial_Petroleum_New_Space Heating_Natural Gas_Furnace_E2_Baseline Forecast | Industrial | Petroleum | New | Space Heating | Natural Gas | Furnace | E2 | AFUE 90% | Baseline Forecast | 0 | 0 | 0 | 0 | 0 | 0 | 0 | 0 | 0 | 0 | 0 | 0 | 0 | 0 | 0 | 0 | 0 | 0 | 0 | 0 | 0 | 0 | 0 | 0 | kBtu/hr
Industrial_Petroleum_New_Space Heating_Natural Gas_Furnace_E3_Baseline Forecast | Industrial | Petroleum | New | Space Heating | Natural Gas | Furnace | E3 | AFUE 96% | Baseline Forecast | 0 | 0 | 0 | 0 | 0 | 0 | 0 | 0 | 0 | 0 | 0 | 0 | 0 | 0 | 0 | 0 | 0 | 0 | 0 | 0 | 0 | 0 | 0 | 0 | kBtu/hr
Industrial_Petroleum_New_Space Heating_Natural Gas_Furnace_E4_Baseline Forecast | Industrial | Petroleum | New | Space Heating | Natural Gas | Furnace | E4 |  | Baseline Forecast | 0 | 0 | 0 | 0 | 0 | 0 | 0 | 0 | 0 | 0 | 0 | 0 | 0 | 0 | 0 | 0 | 0 | 0 | 0 | 0 | 0 | 0 | 0 | 0 | 0
Industrial_Petroleum_New_Space Heating_Natural Gas_Furnace_E5_Baseline Forecast | Industrial | Petroleum | New | Space Heating | Natural Gas | Furnace | E5 |  | Baseline Forecast | 0 | 0 | 0 | 0 | 0 | 0 | 0 | 0 | 0 | 0 | 0 | 0 | 0 | 0 | 0 | 0 | 0 | 0 | 0 | 0 | 0 | 0 | 0 | 0 | 0
Industrial_Petroleum_New_Space Heating_Natural Gas_Furnace_E6_Baseline Forecast | Industrial | Petroleum | New | Space Heating | Natural Gas | Furnace | E6 |  | Baseline Forecast | 0 | 0 | 0 | 0 | 0 | 0 | 0 | 0 | 0 | 0 | 0 | 0 | 0 | 0 | 0 | 0 | 0 | 0 | 0 | 0 | 0 | 0 | 0 | 0 | 0
Industrial_Petroleum_New_Space Heating_Natural Gas_Furnace_E7_Baseline Forecast | Industrial | Petroleum | New | Space Heating | Natural Gas | Furnace | E7 |  | Baseline Forecast | 0 | 0 | 0 | 0 | 0 | 0 | 0 | 0 | 0 | 0 | 0 | 0 | 0 | 0 | 0 | 0 | 0 | 0 | 0 | 0 | 0 | 0 | 0 | 0 | 0
Industrial_Petroleum_New_Space Heating_Natural Gas_Furnace_E8_Baseline Forecast | Industrial | Petroleum | New | Space Heating | Natural Gas | Furnace | E8 |  | Baseline Forecast | 0 | 0 | 0 | 0 | 0 | 0 | 0 | 0 | 0 | 0 | 0 | 0 | 0 | 0 | 0 | 0 | 0 | 0 | 0 | 0 | 0 | 0 | 0 | 0 | 0
Industrial_Petroleum_New_Space Heating_Natural Gas_Furnace_E9_Baseline Forecast | Industrial | Petroleum | New | Space Heating | Natural Gas | Furnace | E9 |  | Baseline Forecast | 0 | 0 | 0 | 0 | 0 | 0 | 0 | 0 | 0 | 0 | 0 | 0 | 0 | 0 | 0 | 0 | 0 | 0 | 0 | 0 | 0 | 0 | 0 | 0 | 0
Industrial_Petroleum_New_Space Heating_Natural Gas_Furnace_E10_Baseline Forecast | Industrial | Petroleum | New | Space Heating | Natural Gas | Furnace | E10 |  | Baseline Forecast | 0 | 0 | 0 | 0 | 0 | 0 | 0 | 0 | 0 | 0 | 0 | 0 | 0 | 0 | 0 | 0 | 0 | 0 | 0 | 0 | 0 | 0 | 0 | 0 | 0
Industrial_Petroleum_New_Space Heating_Natural Gas_Furnace_Vintage_Baseline Forecast | Industrial | Petroleum | New | Space Heating | Natural Gas | Furnace | Vintage | Vintage | Baseline Forecast | 0 | 0 | 0 | 0 | 0 | 0 | 0 | 0 | 0 | 0 | 0 | 0 | 0 | 0 | 0 | 0 | 0 | 0 | 0 | 0 | 0 | 0 | 0 | 0 | Vintage
Industrial_Petroleum_New_Space Heating_Natural Gas_Boiler_E1_Baseline Forecast | Industrial | Petroleum | New | Space Heating | Natural Gas | Boiler | E1 | AFUE 80% (Standard) | Baseline Forecast | 0 | 0.012637 | 0.01294 | 0.022582 | 0.032201 | 0.042982 | 0.049475 | 0.057013 | 0.064455 | 0.072827 | 0.079062 | 0.086233 | 0.093309 | 0.10152 | 0.10709 | 0.11386 | 0.12063 | 0.1285 | 0.1337 | 0.14011 | 0.14635 | 0.15257 | 0 | 0 | kBtu/hr
Industrial_Petroleum_New_Space Heating_Natural Gas_Boiler_E2_Baseline Forecast | Industrial | Petroleum | New | Space Heating | Natural Gas | Boiler | E2 | AFUE 85% | Baseline Forecast | 0 | 0 | 0 | 0 | 0 | 0 | 0 | 0 | 0 | 0 | 0 | 0 | 0 | 0 | 0 | 0 | 0 | 0 | 0 | 0 | 0 | 0 | 0 | 0 | kBtu/hr
Industrial_Petroleum_New_Space Heating_Natural Gas_Boiler_E3_Baseline Forecast | Industrial | Petroleum | New | Space Heating | Natural Gas | Boiler | E3 | AFUE 97% | Baseline Forecast | 0 | 0 | 0 | 0 | 0 | 0 | 0 | 0 | 0 | 0 | 0 | 0 | 0 | 0 | 0 | 0 | 0 | 0 | 0 | 0 | 0 | 0 | 0 | 0 | kBtu/hr
Industrial_Petroleum_New_Space Heating_Natural Gas_Boiler_E4_Baseline Forecast | Industrial | Petroleum | New | Space Heating | Natural Gas | Boiler | E4 | Convert to NG Air Source Heat Pump | Baseline Forecast | 0 | 0 | 0 | 0 | 0 | 0 | 0 | 0 | 0 | 0 | 0 | 0 | 0 | 0 | 0 | 0 | 0 | 0 | 0 | 0 | 0 | 0 | 0 | 0 | kBtu/hr
Industrial_Petroleum_New_Space Heating_Natural Gas_Boiler_E5_Baseline Forecast | Industrial | Petroleum | New | Space Heating | Natural Gas | Boiler | E5 |  | Baseline Forecast | 0 | 0 | 0 | 0 | 0 | 0 | 0 | 0 | 0 | 0 | 0 | 0 | 0 | 0 | 0 | 0 | 0 | 0 | 0 | 0 | 0 | 0 | 0 | 0 | 0
Industrial_Petroleum_New_Space Heating_Natural Gas_Boiler_E6_Baseline Forecast | Industrial | Petroleum | New | Space Heating | Natural Gas | Boiler | E6 |  | Baseline Forecast | 0 | 0 | 0 | 0 | 0 | 0 | 0 | 0 | 0 | 0 | 0 | 0 | 0 | 0 | 0 | 0 | 0 | 0 | 0 | 0 | 0 | 0 | 0 | 0 | 0
Industrial_Petroleum_New_Space Heating_Natural Gas_Boiler_E7_Baseline Forecast | Industrial | Petroleum | New | Space Heating | Natural Gas | Boiler | E7 |  | Baseline Forecast | 0 | 0 | 0 | 0 | 0 | 0 | 0 | 0 | 0 | 0 | 0 | 0 | 0 | 0 | 0 | 0 | 0 | 0 | 0 | 0 | 0 | 0 | 0 | 0 | 0
Industrial_Petroleum_New_Space Heating_Natural Gas_Boiler_E8_Baseline Forecast | Industrial | Petroleum | New | Space Heating | Natural Gas | Boiler | E8 |  | Baseline Forecast | 0 | 0 | 0 | 0 | 0 | 0 | 0 | 0 | 0 | 0 | 0 | 0 | 0 | 0 | 0 | 0 | 0 | 0 | 0 | 0 | 0 | 0 | 0 | 0 | 0
Industrial_Petroleum_New_Space Heating_Natural Gas_Boiler_E9_Baseline Forecast | Industrial | Petroleum | New | Space Heating | Natural Gas | Boiler | E9 |  | Baseline Forecast | 0 | 0 | 0 | 0 | 0 | 0 | 0 | 0 | 0 | 0 | 0 | 0 | 0 | 0 | 0 | 0 | 0 | 0 | 0 | 0 | 0 | 0 | 0 | 0 | 0
Industrial_Petroleum_New_Space Heating_Natural Gas_Boiler_E10_Baseline Forecast | Industrial | Petroleum | New | Space Heating | Natural Gas | Boiler | E10 |  | Baseline Forecast | 0 | 0 | 0 | 0 | 0 | 0 | 0 | 0 | 0 | 0 | 0 | 0 | 0 | 0 | 0 | 0 | 0 | 0 | 0 | 0 | 0 | 0 | 0 | 0 | 0
Industrial_Petroleum_New_Space Heating_Natural Gas_Boiler_Vintage_Baseline Forecast | Industrial | Petroleum | New | Space Heating | Natural Gas | Boiler | Vintage | Vintage | Baseline Forecast | 0 | 0 | 0 | 0 | 0 | 0 | 0 | 0 | 0 | 0 | 0 | 0 | 0 | 0 | 0 | 0 | 0 | 0 | 0 | 0 | 0 | 0 | 0 | 0 | Vintage
Industrial_Petroleum_New_Space Heating_Natural Gas_Unit Heater_E1_Baseline Forecast | Industrial | Petroleum | New | Space Heating | Natural Gas | Unit Heater | E1 | Standard | Baseline Forecast | 0 | 0 | 0 | 0 | 0 | 0 | 0 | 0 | 0 | 0 | 0 | 0 | 0 | 0 | 0 | 0 | 0 | 0 | 0 | 0 | 0 | 0 | 0 | 0 | kBtu/Hr
Industrial_Petroleum_New_Space Heating_Natural Gas_Unit Heater_E2_Baseline Forecast | Industrial | Petroleum | New | Space Heating | Natural Gas | Unit Heater | E2 | Condensing | Baseline Forecast | 0 | 0 | 0 | 0 | 0 | 0 | 0 | 0 | 0 | 0 | 0 | 0 | 0 | 0 | 0 | 0 | 0 | 0 | 0 | 0 | 0 | 0 | 0 | 0 | kBtu/Hr
Industrial_Petroleum_New_Space Heating_Natural Gas_Unit Heater_E3_Baseline Forecast | Industrial | Petroleum | New | Space Heating | Natural Gas | Unit Heater | E3 | Infrared Radiant | Baseline Forecast | 0 | 0 | 0 | 0 | 0 | 0 | 0 | 0 | 0 | 0 | 0 | 0 | 0 | 0 | 0 | 0 | 0 | 0 | 0 | 0 | 0 | 0 | 0 | 0 | kBtu/Hr
Industrial_Petroleum_New_Space Heating_Natural Gas_Unit Heater_E4_Baseline Forecast | Industrial | Petroleum | New | Space Heating | Natural Gas | Unit Heater | E4 |  | Baseline Forecast | 0 | 0 | 0 | 0 | 0 | 0 | 0 | 0 | 0 | 0 | 0 | 0 | 0 | 0 | 0 | 0 | 0 | 0 | 0 | 0 | 0 | 0 | 0 | 0 | 0
Industrial_Petroleum_New_Space Heating_Natural Gas_Unit Heater_E5_Baseline Forecast | Industrial | Petroleum | New | Space Heating | Natural Gas | Unit Heater | E5 |  | Baseline Forecast | 0 | 0 | 0 | 0 | 0 | 0 | 0 | 0 | 0 | 0 | 0 | 0 | 0 | 0 | 0 | 0 | 0 | 0 | 0 | 0 | 0 | 0 | 0 | 0 | 0
Industrial_Petroleum_New_Space Heating_Natural Gas_Unit Heater_E6_Baseline Forecast | Industrial | Petroleum | New | Space Heating | Natural Gas | Unit Heater | E6 |  | Baseline Forecast | 0 | 0 | 0 | 0 | 0 | 0 | 0 | 0 | 0 | 0 | 0 | 0 | 0 | 0 | 0 | 0 | 0 | 0 | 0 | 0 | 0 | 0 | 0 | 0 | 0
Industrial_Petroleum_New_Space Heating_Natural Gas_Unit Heater_E7_Baseline Forecast | Industrial | Petroleum | New | Space Heating | Natural Gas | Unit Heater | E7 |  | Baseline Forecast | 0 | 0 | 0 | 0 | 0 | 0 | 0 | 0 | 0 | 0 | 0 | 0 | 0 | 0 | 0 | 0 | 0 | 0 | 0 | 0 | 0 | 0 | 0 | 0 | 0
Industrial_Petroleum_New_Space Heating_Natural Gas_Unit Heater_E8_Baseline Forecast | Industrial | Petroleum | New | Space Heating | Natural Gas | Unit Heater | E8 |  | Baseline Forecast | 0 | 0 | 0 | 0 | 0 | 0 | 0 | 0 | 0 | 0 | 0 | 0 | 0 | 0 | 0 | 0 | 0 | 0 | 0 | 0 | 0 | 0 | 0 | 0 | 0
Industrial_Petroleum_New_Space Heating_Natural Gas_Unit Heater_E9_Baseline Forecast | Industrial | Petroleum | New | Space Heating | Natural Gas | Unit Heater | E9 |  | Baseline Forecast | 0 | 0 | 0 | 0 | 0 | 0 | 0 | 0 | 0 | 0 | 0 | 0 | 0 | 0 | 0 | 0 | 0 | 0 | 0 | 0 | 0 | 0 | 0 | 0 | 0
Industrial_Petroleum_New_Space Heating_Natural Gas_Unit Heater_E10_Baseline Forecast | Industrial | Petroleum | New | Space Heating | Natural Gas | Unit Heater | E10 |  | Baseline Forecast | 0 | 0 | 0 | 0 | 0 | 0 | 0 | 0 | 0 | 0 | 0 | 0 | 0 | 0 | 0 | 0 | 0 | 0 | 0 | 0 | 0 | 0 | 0 | 0 | 0
Industrial_Petroleum_New_Space Heating_Natural Gas_Unit Heater_Vintage_Baseline Forecast | Industrial | Petroleum | New | Space Heating | Natural Gas | Unit Heater | Vintage | Vintage | Baseline Forecast | 0 | 0 | 0 | 0 | 0 | 0 | 0 | 0 | 0 | 0 | 0 | 0 | 0 | 0 | 0 | 0 | 0 | 0 | 0 | 0 | 0 | 0 | 0 | 0 | Vintage
Industrial_Petroleum_New_Process_Natural Gas_Process Boiler_E1_Baseline Forecast | Industrial | Petroleum | New | Process | Natural Gas | Process Boiler | E1 | Standard | Baseline Forecast | 0 | 1.0036 | 1.0276 | 1.7933 | 2.5572 | 3.4134 | 3.929 | 4.5275 | 5.1186 | 5.7834 | 6.2785 | 6.848 | 7.4099 | 8.0618 | 8.5042 | 9.0419 | 9.5792 | 10.2047 | 10.6178 | 11.1269 | 11.6222 | 12.1159 | 0 | 0 | unit
Industrial_Petroleum_New_Process_Natural Gas_Process Boiler_E2_Baseline Forecast | Industrial | Petroleum | New | Process | Natural Gas | Process Boiler | E2 |  | Baseline Forecast | 0 | 0 | 0 | 0 | 0 | 0 | 0 | 0 | 0 | 0 | 0 | 0 | 0 | 0 | 0 | 0 | 0 | 0 | 0 | 0 | 0 | 0 | 0 | 0 | 0
Industrial_Petroleum_New_Process_Natural Gas_Process Boiler_E3_Baseline Forecast | Industrial | Petroleum | New | Process | Natural Gas | Process Boiler | E3 |  | Baseline Forecast | 0 | 0 | 0 | 0 | 0 | 0 | 0 | 0 | 0 | 0 | 0 | 0 | 0 | 0 | 0 | 0 | 0 | 0 | 0 | 0 | 0 | 0 | 0 | 0 | 0
Industrial_Petroleum_New_Process_Natural Gas_Process Boiler_E4_Baseline Forecast | Industrial | Petroleum | New | Process | Natural Gas | Process Boiler | E4 |  | Baseline Forecast | 0 | 0 | 0 | 0 | 0 | 0 | 0 | 0 | 0 | 0 | 0 | 0 | 0 | 0 | 0 | 0 | 0 | 0 | 0 | 0 | 0 | 0 | 0 | 0 | 0
Industrial_Petroleum_New_Process_Natural Gas_Process Boiler_E5_Baseline Forecast | Industrial | Petroleum | New | Process | Natural Gas | Process Boiler | E5 |  | Baseline Forecast | 0 | 0 | 0 | 0 | 0 | 0 | 0 | 0 | 0 | 0 | 0 | 0 | 0 | 0 | 0 | 0 | 0 | 0 | 0 | 0 | 0 | 0 | 0 | 0 | 0
Industrial_Petroleum_New_Process_Natural Gas_Process Boiler_E6_Baseline Forecast | Industrial | Petroleum | New | Process | Natural Gas | Process Boiler | E6 |  | Baseline Forecast | 0 | 0 | 0 | 0 | 0 | 0 | 0 | 0 | 0 | 0 | 0 | 0 | 0 | 0 | 0 | 0 | 0 | 0 | 0 | 0 | 0 | 0 | 0 | 0 | 0
Industrial_Petroleum_New_Process_Natural Gas_Process Boiler_E7_Baseline Forecast | Industrial | Petroleum | New | Process | Natural Gas | Process Boiler | E7 |  | Baseline Forecast | 0 | 0 | 0 | 0 | 0 | 0 | 0 | 0 | 0 | 0 | 0 | 0 | 0 | 0 | 0 | 0 | 0 | 0 | 0 | 0 | 0 | 0 | 0 | 0 | 0
Industrial_Petroleum_New_Process_Natural Gas_Process Boiler_E8_Baseline Forecast | Industrial | Petroleum | New | Process | Natural Gas | Process Boiler | E8 |  | Baseline Forecast | 0 | 0 | 0 | 0 | 0 | 0 | 0 | 0 | 0 | 0 | 0 | 0 | 0 | 0 | 0 | 0 | 0 | 0 | 0 | 0 | 0 | 0 | 0 | 0 | 0
Industrial_Petroleum_New_Process_Natural Gas_Process Boiler_E9_Baseline Forecast | Industrial | Petroleum | New | Process | Natural Gas | Process Boiler | E9 |  | Baseline Forecast | 0 | 0 | 0 | 0 | 0 | 0 | 0 | 0 | 0 | 0 | 0 | 0 | 0 | 0 | 0 | 0 | 0 | 0 | 0 | 0 | 0 | 0 | 0 | 0 | 0
Industrial_Petroleum_New_Process_Natural Gas_Process Boiler_E10_Baseline Forecast | Industrial | Petroleum | New | Process | Natural Gas | Process Boiler | E10 |  | Baseline Forecast | 0 | 0 | 0 | 0 | 0 | 0 | 0 | 0 | 0 | 0 | 0 | 0 | 0 | 0 | 0 | 0 | 0 | 0 | 0 | 0 | 0 | 0 | 0 | 0 | 0
Industrial_Petroleum_New_Process_Natural Gas_Process Boiler_Vintage_Baseline Forecast | Industrial | Petroleum | New | Process | Natural Gas | Process Boiler | Vintage | Vintage | Baseline Forecast | 0 | 0 | 0 | 0 | 0 | 0 | 0 | 0 | 0 | 0 | 0 | 0 | 0 | 0 | 0 | 0 | 0 | 0 | 0 | 0 | 0 | 0 | 0 | 0 | Vintage
Industrial_Petroleum_New_Process_Natural Gas_Process Heating_E1_Baseline Forecast | Industrial | Petroleum | New | Process | Natural Gas | Process Heating | E1 | Standard | Baseline Forecast | 0 | 1.0036 | 1.0276 | 1.7933 | 2.5572 | 3.4134 | 3.929 | 4.5275 | 5.1186 | 5.7834 | 6.2785 | 6.848 | 7.4099 | 8.0618 | 8.5042 | 9.0419 | 9.5792 | 10.2047 | 10.6178 | 11.1269 | 11.6222 | 12.1159 | 0 | 0 | unit
Industrial_Petroleum_New_Process_Natural Gas_Process Heating_E2_Baseline Forecast | Industrial | Petroleum | New | Process | Natural Gas | Process Heating | E2 |  | Baseline Forecast | 0 | 0 | 0 | 0 | 0 | 0 | 0 | 0 | 0 | 0 | 0 | 0 | 0 | 0 | 0 | 0 | 0 | 0 | 0 | 0 | 0 | 0 | 0 | 0 | 0
Industrial_Petroleum_New_Process_Natural Gas_Process Heating_E3_Baseline Forecast | Industrial | Petroleum | New | Process | Natural Gas | Process Heating | E3 |  | Baseline Forecast | 0 | 0 | 0 | 0 | 0 | 0 | 0 | 0 | 0 | 0 | 0 | 0 | 0 | 0 | 0 | 0 | 0 | 0 | 0 | 0 | 0 | 0 | 0 | 0 | 0
Industrial_Petroleum_New_Process_Natural Gas_Process Heating_E4_Baseline Forecast | Industrial | Petroleum | New | Process | Natural Gas | Process Heating | E4 |  | Baseline Forecast | 0 | 0 | 0 | 0 | 0 | 0 | 0 | 0 | 0 | 0 | 0 | 0 | 0 | 0 | 0 | 0 | 0 | 0 | 0 | 0 | 0 | 0 | 0 | 0 | 0
Industrial_Petroleum_New_Process_Natural Gas_Process Heating_E5_Baseline Forecast | Industrial | Petroleum | New | Process | Natural Gas | Process Heating | E5 |  | Baseline Forecast | 0 | 0 | 0 | 0 | 0 | 0 | 0 | 0 | 0 | 0 | 0 | 0 | 0 | 0 | 0 | 0 | 0 | 0 | 0 | 0 | 0 | 0 | 0 | 0 | 0
Industrial_Petroleum_New_Process_Natural Gas_Process Heating_E6_Baseline Forecast | Industrial | Petroleum | New | Process | Natural Gas | Process Heating | E6 |  | Baseline Forecast | 0 | 0 | 0 | 0 | 0 | 0 | 0 | 0 | 0 | 0 | 0 | 0 | 0 | 0 | 0 | 0 | 0 | 0 | 0 | 0 | 0 | 0 | 0 | 0 | 0
Industrial_Petroleum_New_Process_Natural Gas_Process Heating_E7_Baseline Forecast | Industrial | Petroleum | New | Process | Natural Gas | Process Heating | E7 |  | Baseline Forecast | 0 | 0 | 0 | 0 | 0 | 0 | 0 | 0 | 0 | 0 | 0 | 0 | 0 | 0 | 0 | 0 | 0 | 0 | 0 | 0 | 0 | 0 | 0 | 0 | 0
Industrial_Petroleum_New_Process_Natural Gas_Process Heating_E8_Baseline Forecast | Industrial | Petroleum | New | Process | Natural Gas | Process Heating | E8 |  | Baseline Forecast | 0 | 0 | 0 | 0 | 0 | 0 | 0 | 0 | 0 | 0 | 0 | 0 | 0 | 0 | 0 | 0 | 0 | 0 | 0 | 0 | 0 | 0 | 0 | 0 | 0
Industrial_Petroleum_New_Process_Natural Gas_Process Heating_E9_Baseline Forecast | Industrial | Petroleum | New | Process | Natural Gas | Process Heating | E9 |  | Baseline Forecast | 0 | 0 | 0 | 0 | 0 | 0 | 0 | 0 | 0 | 0 | 0 | 0 | 0 | 0 | 0 | 0 | 0 | 0 | 0 | 0 | 0 | 0 | 0 | 0 | 0
Industrial_Petroleum_New_Process_Natural Gas_Process Heating_E10_Baseline Forecast | Industrial | Petroleum | New | Process | Natural Gas | Process Heating | E10 |  | Baseline Forecast | 0 | 0 | 0 | 0 | 0 | 0 | 0 | 0 | 0 | 0 | 0 | 0 | 0 | 0 | 0 | 0 | 0 | 0 | 0 | 0 | 0 | 0 | 0 | 0 | 0
Industrial_Petroleum_New_Process_Natural Gas_Process Heating_Vintage_Baseline Forecast | Industrial | Petroleum | New | Process | Natural Gas | Process Heating | Vintage | Vintage | Baseline Forecast | 0 | 0 | 0 | 0 | 0 | 0 | 0 | 0 | 0 | 0 | 0 | 0 | 0 | 0 | 0 | 0 | 0 | 0 | 0 | 0 | 0 | 0 | 0 | 0 | Vintage
Industrial_Petroleum_New_Process_Natural Gas_Process Cooling_E1_Baseline Forecast | Industrial | Petroleum | New | Process | Natural Gas | Process Cooling | E1 | Standard | Baseline Forecast | 0 | 1.0036 | 1.0276 | 1.7933 | 2.5572 | 3.4134 | 3.929 | 4.5275 | 5.1186 | 5.7834 | 6.2785 | 6.848 | 7.4099 | 8.0618 | 8.5042 | 9.0419 | 9.5792 | 10.2047 | 10.6178 | 11.1269 | 11.6222 | 12.1159 | 0 | 0 | unit
Industrial_Petroleum_New_Process_Natural Gas_Process Cooling_E2_Baseline Forecast | Industrial | Petroleum | New | Process | Natural Gas | Process Cooling | E2 |  | Baseline Forecast | 0 | 0 | 0 | 0 | 0 | 0 | 0 | 0 | 0 | 0 | 0 | 0 | 0 | 0 | 0 | 0 | 0 | 0 | 0 | 0 | 0 | 0 | 0 | 0 | 0
Industrial_Petroleum_New_Process_Natural Gas_Process Cooling_E3_Baseline Forecast | Industrial | Petroleum | New | Process | Natural Gas | Process Cooling | E3 |  | Baseline Forecast | 0 | 0 | 0 | 0 | 0 | 0 | 0 | 0 | 0 | 0 | 0 | 0 | 0 | 0 | 0 | 0 | 0 | 0 | 0 | 0 | 0 | 0 | 0 | 0 | 0
Industrial_Petroleum_New_Process_Natural Gas_Process Cooling_E4_Baseline Forecast | Industrial | Petroleum | New | Process | Natural Gas | Process Cooling | E4 |  | Baseline Forecast | 0 | 0 | 0 | 0 | 0 | 0 | 0 | 0 | 0 | 0 | 0 | 0 | 0 | 0 | 0 | 0 | 0 | 0 | 0 | 0 | 0 | 0 | 0 | 0 | 0
Industrial_Petroleum_New_Process_Natural Gas_Process Cooling_E5_Baseline Forecast | Industrial | Petroleum | New | Process | Natural Gas | Process Cooling | E5 |  | Baseline Forecast | 0 | 0 | 0 | 0 | 0 | 0 | 0 | 0 | 0 | 0 | 0 | 0 | 0 | 0 | 0 | 0 | 0 | 0 | 0 | 0 | 0 | 0 | 0 | 0 | 0
Industrial_Petroleum_New_Process_Natural Gas_Process Cooling_E6_Baseline Forecast | Industrial | Petroleum | New | Process | Natural Gas | Process Cooling | E6 |  | Baseline Forecast | 0 | 0 | 0 | 0 | 0 | 0 | 0 | 0 | 0 | 0 | 0 | 0 | 0 | 0 | 0 | 0 | 0 | 0 | 0 | 0 | 0 | 0 | 0 | 0 | 0
Industrial_Petroleum_New_Process_Natural Gas_Process Cooling_E7_Baseline Forecast | Industrial | Petroleum | New | Process | Natural Gas | Process Cooling | E7 |  | Baseline Forecast | 0 | 0 | 0 | 0 | 0 | 0 | 0 | 0 | 0 | 0 | 0 | 0 | 0 | 0 | 0 | 0 | 0 | 0 | 0 | 0 | 0 | 0 | 0 | 0 | 0
Industrial_Petroleum_New_Process_Natural Gas_Process Cooling_E8_Baseline Forecast | Industrial | Petroleum | New | Process | Natural Gas | Process Cooling | E8 |  | Baseline Forecast | 0 | 0 | 0 | 0 | 0 | 0 | 0 | 0 | 0 | 0 | 0 | 0 | 0 | 0 | 0 | 0 | 0 | 0 | 0 | 0 | 0 | 0 | 0 | 0 | 0
Industrial_Petroleum_New_Process_Natural Gas_Process Cooling_E9_Baseline Forecast | Industrial | Petroleum | New | Process | Natural Gas | Process Cooling | E9 |  | Baseline Forecast | 0 | 0 | 0 | 0 | 0 | 0 | 0 | 0 | 0 | 0 | 0 | 0 | 0 | 0 | 0 | 0 | 0 | 0 | 0 | 0 | 0 | 0 | 0 | 0 | 0
Industrial_Petroleum_New_Process_Natural Gas_Process Cooling_E10_Baseline Forecast | Industrial | Petroleum | New | Process | Natural Gas | Process Cooling | E10 |  | Baseline Forecast | 0 | 0 | 0 | 0 | 0 | 0 | 0 | 0 | 0 | 0 | 0 | 0 | 0 | 0 | 0 | 0 | 0 | 0 | 0 | 0 | 0 | 0 | 0 | 0 | 0
Industrial_Petroleum_New_Process_Natural Gas_Process Cooling_Vintage_Baseline Forecast | Industrial | Petroleum | New | Process | Natural Gas | Process Cooling | Vintage | Vintage | Baseline Forecast | 0 | 0 | 0 | 0 | 0 | 0 | 0 | 0 | 0 | 0 | 0 | 0 | 0 | 0 | 0 | 0 | 0 | 0 | 0 | 0 | 0 | 0 | 0 | 0 | Vintage
Industrial_Petroleum_New_Process_Natural Gas_Other Process_E1_Baseline Forecast | Industrial | Petroleum | New | Process | Natural Gas | Other Process | E1 | Standard | Baseline Forecast | 0 | 1.0036 | 1.0276 | 1.7933 | 2.5572 | 3.4134 | 3.929 | 4.5275 | 5.1186 | 5.7834 | 6.2785 | 6.848 | 7.4099 | 8.0618 | 8.5042 | 9.0419 | 9.5792 | 10.2047 | 10.6178 | 11.1269 | 11.6222 | 12.1159 | 0 | 0 | unit
Industrial_Petroleum_New_Process_Natural Gas_Other Process_E2_Baseline Forecast | Industrial | Petroleum | New | Process | Natural Gas | Other Process | E2 |  | Baseline Forecast | 0 | 0 | 0 | 0 | 0 | 0 | 0 | 0 | 0 | 0 | 0 | 0 | 0 | 0 | 0 | 0 | 0 | 0 | 0 | 0 | 0 | 0 | 0 | 0 | 0
Industrial_Petroleum_New_Process_Natural Gas_Other Process_E3_Baseline Forecast | Industrial | Petroleum | New | Process | Natural Gas | Other Process | E3 |  | Baseline Forecast | 0 | 0 | 0 | 0 | 0 | 0 | 0 | 0 | 0 | 0 | 0 | 0 | 0 | 0 | 0 | 0 | 0 | 0 | 0 | 0 | 0 | 0 | 0 | 0 | 0
Industrial_Petroleum_New_Process_Natural Gas_Other Process_E4_Baseline Forecast | Industrial | Petroleum | New | Process | Natural Gas | Other Process | E4 |  | Baseline Forecast | 0 | 0 | 0 | 0 | 0 | 0 | 0 | 0 | 0 | 0 | 0 | 0 | 0 | 0 | 0 | 0 | 0 | 0 | 0 | 0 | 0 | 0 | 0 | 0 | 0
Industrial_Petroleum_New_Process_Natural Gas_Other Process_E5_Baseline Forecast | Industrial | Petroleum | New | Process | Natural Gas | Other Process | E5 |  | Baseline Forecast | 0 | 0 | 0 | 0 | 0 | 0 | 0 | 0 | 0 | 0 | 0 | 0 | 0 | 0 | 0 | 0 | 0 | 0 | 0 | 0 | 0 | 0 | 0 | 0 | 0
Industrial_Petroleum_New_Process_Natural Gas_Other Process_E6_Baseline Forecast | Industrial | Petroleum | New | Process | Natural Gas | Other Process | E6 |  | Baseline Forecast | 0 | 0 | 0 | 0 | 0 | 0 | 0 | 0 | 0 | 0 | 0 | 0 | 0 | 0 | 0 | 0 | 0 | 0 | 0 | 0 | 0 | 0 | 0 | 0 | 0
Industrial_Petroleum_New_Process_Natural Gas_Other Process_E7_Baseline Forecast | Industrial | Petroleum | New | Process | Natural Gas | Other Process | E7 |  | Baseline Forecast | 0 | 0 | 0 | 0 | 0 | 0 | 0 | 0 | 0 | 0 | 0 | 0 | 0 | 0 | 0 | 0 | 0 | 0 | 0 | 0 | 0 | 0 | 0 | 0 | 0
Industrial_Petroleum_New_Process_Natural Gas_Other Process_E8_Baseline Forecast | Industrial | Petroleum | New | Process | Natural Gas | Other Process | E8 |  | Baseline Forecast | 0 | 0 | 0 | 0 | 0 | 0 | 0 | 0 | 0 | 0 | 0 | 0 | 0 | 0 | 0 | 0 | 0 | 0 | 0 | 0 | 0 | 0 | 0 | 0 | 0
Industrial_Petroleum_New_Process_Natural Gas_Other Process_E9_Baseline Forecast | Industrial | Petroleum | New | Process | Natural Gas | Other Process | E9 |  | Baseline Forecast | 0 | 0 | 0 | 0 | 0 | 0 | 0 | 0 | 0 | 0 | 0 | 0 | 0 | 0 | 0 | 0 | 0 | 0 | 0 | 0 | 0 | 0 | 0 | 0 | 0
Industrial_Petroleum_New_Process_Natural Gas_Other Process_E10_Baseline Forecast | Industrial | Petroleum | New | Process | Natural Gas | Other Process | E10 |  | Baseline Forecast | 0 | 0 | 0 | 0 | 0 | 0 | 0 | 0 | 0 | 0 | 0 | 0 | 0 | 0 | 0 | 0 | 0 | 0 | 0 | 0 | 0 | 0 | 0 | 0 | 0
Industrial_Petroleum_New_Process_Natural Gas_Other Process_Vintage_Baseline Forecast | Industrial | Petroleum | New | Process | Natural Gas | Other Process | Vintage | Vintage | Baseline Forecast | 0 | 0 | 0 | 0 | 0 | 0 | 0 | 0 | 0 | 0 | 0 | 0 | 0 | 0 | 0 | 0 | 0 | 0 | 0 | 0 | 0 | 0 | 0 | 0 | Vintage
Industrial_Petroleum_New_Miscellaneous_Natural Gas_Miscellaneous_E1_Baseline Forecast | Industrial | Petroleum | New | Miscellaneous | Natural Gas | Miscellaneous | E1 | Standard | Baseline Forecast | 0 | 1.0036 | 1.0276 | 1.7933 | 2.5572 | 3.4134 | 3.929 | 4.5275 | 5.1186 | 5.7834 | 6.2785 | 6.848 | 7.4099 | 8.0618 | 8.5042 | 9.0419 | 9.5792 | 10.2047 | 10.6178 | 11.1269 | 11.6222 | 12.1159 | 0 | 0 | unit
Industrial_Petroleum_New_Miscellaneous_Natural Gas_Miscellaneous_E2_Baseline Forecast | Industrial | Petroleum | New | Miscellaneous | Natural Gas | Miscellaneous | E2 |  | Baseline Forecast | 0 | 0 | 0 | 0 | 0 | 0 | 0 | 0 | 0 | 0 | 0 | 0 | 0 | 0 | 0 | 0 | 0 | 0 | 0 | 0 | 0 | 0 | 0 | 0 | 0
Industrial_Petroleum_New_Miscellaneous_Natural Gas_Miscellaneous_E3_Baseline Forecast | Industrial | Petroleum | New | Miscellaneous | Natural Gas | Miscellaneous | E3 |  | Baseline Forecast | 0 | 0 | 0 | 0 | 0 | 0 | 0 | 0 | 0 | 0 | 0 | 0 | 0 | 0 | 0 | 0 | 0 | 0 | 0 | 0 | 0 | 0 | 0 | 0 | 0
Industrial_Petroleum_New_Miscellaneous_Natural Gas_Miscellaneous_E4_Baseline Forecast | Industrial | Petroleum | New | Miscellaneous | Natural Gas | Miscellaneous | E4 |  | Baseline Forecast | 0 | 0 | 0 | 0 | 0 | 0 | 0 | 0 | 0 | 0 | 0 | 0 | 0 | 0 | 0 | 0 | 0 | 0 | 0 | 0 | 0 | 0 | 0 | 0 | 0
Industrial_Petroleum_New_Miscellaneous_Natural Gas_Miscellaneous_E5_Baseline Forecast | Industrial | Petroleum | New | Miscellaneous | Natural Gas | Miscellaneous | E5 |  | Baseline Forecast | 0 | 0 | 0 | 0 | 0 | 0 | 0 | 0 | 0 | 0 | 0 | 0 | 0 | 0 | 0 | 0 | 0 | 0 | 0 | 0 | 0 | 0 | 0 | 0 | 0
Industrial_Petroleum_New_Miscellaneous_Natural Gas_Miscellaneous_E6_Baseline Forecast | Industrial | Petroleum | New | Miscellaneous | Natural Gas | Miscellaneous | E6 |  | Baseline Forecast | 0 | 0 | 0 | 0 | 0 | 0 | 0 | 0 | 0 | 0 | 0 | 0 | 0 | 0 | 0 | 0 | 0 | 0 | 0 | 0 | 0 | 0 | 0 | 0 | 0
Industrial_Petroleum_New_Miscellaneous_Natural Gas_Miscellaneous_E7_Baseline Forecast | Industrial | Petroleum | New | Miscellaneous | Natural Gas | Miscellaneous | E7 |  | Baseline Forecast | 0 | 0 | 0 | 0 | 0 | 0 | 0 | 0 | 0 | 0 | 0 | 0 | 0 | 0 | 0 | 0 | 0 | 0 | 0 | 0 | 0 | 0 | 0 | 0 | 0
Industrial_Petroleum_New_Miscellaneous_Natural Gas_Miscellaneous_E8_Baseline Forecast | Industrial | Petroleum | New | Miscellaneous | Natural Gas | Miscellaneous | E8 |  | Baseline Forecast | 0 | 0 | 0 | 0 | 0 | 0 | 0 | 0 | 0 | 0 | 0 | 0 | 0 | 0 | 0 | 0 | 0 | 0 | 0 | 0 | 0 | 0 | 0 | 0 | 0
Industrial_Petroleum_New_Miscellaneous_Natural Gas_Miscellaneous_E9_Baseline Forecast | Industrial | Petroleum | New | Miscellaneous | Natural Gas | Miscellaneous | E9 |  | Baseline Forecast | 0 | 0 | 0 | 0 | 0 | 0 | 0 | 0 | 0 | 0 | 0 | 0 | 0 | 0 | 0 | 0 | 0 | 0 | 0 | 0 | 0 | 0 | 0 | 0 | 0
Industrial_Petroleum_New_Miscellaneous_Natural Gas_Miscellaneous_E10_Baseline Forecast | Industrial | Petroleum | New | Miscellaneous | Natural Gas | Miscellaneous | E10 |  | Baseline Forecast | 0 | 0 | 0 | 0 | 0 | 0 | 0 | 0 | 0 | 0 | 0 | 0 | 0 | 0 | 0 | 0 | 0 | 0 | 0 | 0 | 0 | 0 | 0 | 0 | 0
Industrial_Petroleum_New_Miscellaneous_Natural Gas_Miscellaneous_Vintage_Baseline Forecast | Industrial | Petroleum | New | Miscellaneous | Natural Gas | Miscellaneous | Vintage | Vintage | Baseline Forecast | 0 | 0 | 0 | 0 | 0 | 0 | 0 | 0 | 0 | 0 | 0 | 0 | 0 | 0 | 0 | 0 | 0 | 0 | 0 | 0 | 0 | 0 | 0 | 0 | Vintage
Industrial_Paper and Printing_Existing_Space Heating_Natural Gas_Furnace_E1_Baseline Forecast | Industrial | Paper and Printing | Existing | Space Heating | Natural Gas | Furnace | E1 | AFUE 80% (Standard) | Baseline Forecast | 0 | 0.61162 | 1.2419 | 1.8871 | 2.5437 | 3.2086 | 3.8788 | 4.552 | 5.2257 | 5.8979 | 6.5666 | 7.2302 | 7.8241 | 8.3538 | 8.8245 | 9.241 | 9.6076 | 9.9284 | 10.2072 | 10.4474 | 10.6522 | 10.8246 | 0 | 0 | kBtu/hr
Industrial_Paper and Printing_Existing_Space Heating_Natural Gas_Furnace_E2_Baseline Forecast | Industrial | Paper and Printing | Existing | Space Heating | Natural Gas | Furnace | E2 | AFUE 90% | Baseline Forecast | 0 | 0 | 0 | 0 | 0 | 0 | 0 | 0 | 0 | 0 | 0 | 0 | 0 | 0 | 0 | 0 | 0 | 0 | 0 | 0 | 0 | 0 | 0 | 0 | kBtu/hr
Industrial_Paper and Printing_Existing_Space Heating_Natural Gas_Furnace_E3_Baseline Forecast | Industrial | Paper and Printing | Existing | Space Heating | Natural Gas | Furnace | E3 | AFUE 96% | Baseline Forecast | 0 | 0 | 0 | 0 | 0 | 0 | 0 | 0 | 0 | 0 | 0 | 0 | 0 | 0 | 0 | 0 | 0 | 0 | 0 | 0 | 0 | 0 | 0 | 0 | kBtu/hr
Industrial_Paper and Printing_Existing_Space Heating_Natural Gas_Furnace_E4_Baseline Forecast | Industrial | Paper and Printing | Existing | Space Heating | Natural Gas | Furnace | E4 |  | Baseline Forecast | 0 | 0 | 0 | 0 | 0 | 0 | 0 | 0 | 0 | 0 | 0 | 0 | 0 | 0 | 0 | 0 | 0 | 0 | 0 | 0 | 0 | 0 | 0 | 0 | 0
Industrial_Paper and Printing_Existing_Space Heating_Natural Gas_Furnace_E5_Baseline Forecast | Industrial | Paper and Printing | Existing | Space Heating | Natural Gas | Furnace | E5 |  | Baseline Forecast | 0 | 0 | 0 | 0 | 0 | 0 | 0 | 0 | 0 | 0 | 0 | 0 | 0 | 0 | 0 | 0 | 0 | 0 | 0 | 0 | 0 | 0 | 0 | 0 | 0
Industrial_Paper and Printing_Existing_Space Heating_Natural Gas_Furnace_E6_Baseline Forecast | Industrial | Paper and Printing | Existing | Space Heating | Natural Gas | Furnace | E6 |  | Baseline Forecast | 0 | 0 | 0 | 0 | 0 | 0 | 0 | 0 | 0 | 0 | 0 | 0 | 0 | 0 | 0 | 0 | 0 | 0 | 0 | 0 | 0 | 0 | 0 | 0 | 0
Industrial_Paper and Printing_Existing_Space Heating_Natural Gas_Furnace_E7_Baseline Forecast | Industrial | Paper and Printing | Existing | Space Heating | Natural Gas | Furnace | E7 |  | Baseline Forecast | 0 | 0 | 0 | 0 | 0 | 0 | 0 | 0 | 0 | 0 | 0 | 0 | 0 | 0 | 0 | 0 | 0 | 0 | 0 | 0 | 0 | 0 | 0 | 0 | 0
Industrial_Paper and Printing_Existing_Space Heating_Natural Gas_Furnace_E8_Baseline Forecast | Industrial | Paper and Printing | Existing | Space Heating | Natural Gas | Furnace | E8 |  | Baseline Forecast | 0 | 0 | 0 | 0 | 0 | 0 | 0 | 0 | 0 | 0 | 0 | 0 | 0 | 0 | 0 | 0 | 0 | 0 | 0 | 0 | 0 | 0 | 0 | 0 | 0
Industrial_Paper and Printing_Existing_Space Heating_Natural Gas_Furnace_E9_Baseline Forecast | Industrial | Paper and Printing | Existing | Space Heating | Natural Gas | Furnace | E9 |  | Baseline Forecast | 0 | 0 | 0 | 0 | 0 | 0 | 0 | 0 | 0 | 0 | 0 | 0 | 0 | 0 | 0 | 0 | 0 | 0 | 0 | 0 | 0 | 0 | 0 | 0 | 0
Industrial_Paper and Printing_Existing_Space Heating_Natural Gas_Furnace_E10_Baseline Forecast | Industrial | Paper and Printing | Existing | Space Heating | Natural Gas | Furnace | E10 |  | Baseline Forecast | 0 | 0 | 0 | 0 | 0 | 0 | 0 | 0 | 0 | 0 | 0 | 0 | 0 | 0 | 0 | 0 | 0 | 0 | 0 | 0 | 0 | 0 | 0 | 0 | 0
Industrial_Paper and Printing_Existing_Space Heating_Natural Gas_Furnace_Vintage_Baseline Forecast | Industrial | Paper and Printing | Existing | Space Heating | Natural Gas | Furnace | Vintage | Vintage | Baseline Forecast | 23.8047 | 22.7827 | 21.749 | 20.7075 | 19.6613 | 18.6136 | 17.5671 | 16.5241 | 15.4871 | 14.4578 | 13.4381 | 12.4296 | 11.4967 | 10.6339 | 9.8358 | 9.0976 | 8.4148 | 7.7833 | 7.1991 | 6.6588 | 6.1591 | 5.6968 | 0 | 0 | Vintage
Industrial_Paper and Printing_Existing_Space Heating_Natural Gas_Boiler_E1_Baseline Forecast | Industrial | Paper and Printing | Existing | Space Heating | Natural Gas | Boiler | E1 | AFUE 80% (Standard) | Baseline Forecast | 0 | 0.04675 | 0.092306 | 0.13665 | 0.17977 | 0.22166 | 0.26232 | 0.30175 | 0.33995 | 0.37694 | 0.41272 | 0.44731 | 0.48071 | 0.51295 | 0.54405 | 0.57402 | 0.60287 | 0.63064 | 0.65734 | 0.683 | 0.70763 | 0.73125 | 0 | 0 | kBtu/hr
Industrial_Paper and Printing_Existing_Space Heating_Natural Gas_Boiler_E2_Baseline Forecast | Industrial | Paper and Printing | Existing | Space Heating | Natural Gas | Boiler | E2 | AFUE 85% | Baseline Forecast | 0 | 0 | 0 | 0 | 0 | 0 | 0 | 0 | 0 | 0 | 0 | 0 | 0 | 0 | 0 | 0 | 0 | 0 | 0 | 0 | 0 | 0 | 0 | 0 | kBtu/hr
Industrial_Paper and Printing_Existing_Space Heating_Natural Gas_Boiler_E3_Baseline Forecast | Industrial | Paper and Printing | Existing | Space Heating | Natural Gas | Boiler | E3 | AFUE 97% | Baseline Forecast | 0 | 0 | 0 | 0 | 0 | 0 | 0 | 0 | 0 | 0 | 0 | 0 | 0 | 0 | 0 | 0 | 0 | 0 | 0 | 0 | 0 | 0 | 0 | 0 | kBtu/hr
Industrial_Paper and Printing_Existing_Space Heating_Natural Gas_Boiler_E4_Baseline Forecast | Industrial | Paper and Printing | Existing | Space Heating | Natural Gas | Boiler | E4 | Convert to NG Air Source Heat Pump | Baseline Forecast | 0 | 0 | 0 | 0 | 0 | 0 | 0 | 0 | 0 | 0 | 0 | 0 | 0 | 0 | 0 | 0 | 0 | 0 | 0 | 0 | 0 | 0 | 0 | 0 | kBtu/hr
Industrial_Paper and Printing_Existing_Space Heating_Natural Gas_Boiler_E5_Baseline Forecast | Industrial | Paper and Printing | Existing | Space Heating | Natural Gas | Boiler | E5 |  | Baseline Forecast | 0 | 0 | 0 | 0 | 0 | 0 | 0 | 0 | 0 | 0 | 0 | 0 | 0 | 0 | 0 | 0 | 0 | 0 | 0 | 0 | 0 | 0 | 0 | 0 | 0
Industrial_Paper and Printing_Existing_Space Heating_Natural Gas_Boiler_E6_Baseline Forecast | Industrial | Paper and Printing | Existing | Space Heating | Natural Gas | Boiler | E6 |  | Baseline Forecast | 0 | 0 | 0 | 0 | 0 | 0 | 0 | 0 | 0 | 0 | 0 | 0 | 0 | 0 | 0 | 0 | 0 | 0 | 0 | 0 | 0 | 0 | 0 | 0 | 0
Industrial_Paper and Printing_Existing_Space Heating_Natural Gas_Boiler_E7_Baseline Forecast | Industrial | Paper and Printing | Existing | Space Heating | Natural Gas | Boiler | E7 |  | Baseline Forecast | 0 | 0 | 0 | 0 | 0 | 0 | 0 | 0 | 0 | 0 | 0 | 0 | 0 | 0 | 0 | 0 | 0 | 0 | 0 | 0 | 0 | 0 | 0 | 0 | 0
Industrial_Paper and Printing_Existing_Space Heating_Natural Gas_Boiler_E8_Baseline Forecast | Industrial | Paper and Printing | Existing | Space Heating | Natural Gas | Boiler | E8 |  | Baseline Forecast | 0 | 0 | 0 | 0 | 0 | 0 | 0 | 0 | 0 | 0 | 0 | 0 | 0 | 0 | 0 | 0 | 0 | 0 | 0 | 0 | 0 | 0 | 0 | 0 | 0
Industrial_Paper and Printing_Existing_Space Heating_Natural Gas_Boiler_E9_Baseline Forecast | Industrial | Paper and Printing | Existing | Space Heating | Natural Gas | Boiler | E9 |  | Baseline Forecast | 0 | 0 | 0 | 0 | 0 | 0 | 0 | 0 | 0 | 0 | 0 | 0 | 0 | 0 | 0 | 0 | 0 | 0 | 0 | 0 | 0 | 0 | 0 | 0 | 0
Industrial_Paper and Printing_Existing_Space Heating_Natural Gas_Boiler_E10_Baseline Forecast | Industrial | Paper and Printing | Existing | Space Heating | Natural Gas | Boiler | E10 |  | Baseline Forecast | 0 | 0 | 0 | 0 | 0 | 0 | 0 | 0 | 0 | 0 | 0 | 0 | 0 | 0 | 0 | 0 | 0 | 0 | 0 | 0 | 0 | 0 | 0 | 0 | 0
Industrial_Paper and Printing_Existing_Space Heating_Natural Gas_Boiler_Vintage_Baseline Forecast | Industrial | Paper and Printing | Existing | Space Heating | Natural Gas | Boiler | Vintage | Vintage | Baseline Forecast | 1.5698 | 1.496 | 1.4239 | 1.3534 | 1.2846 | 1.2174 | 1.1519 | 1.0881 | 1.026 | 0.96543 | 0.9065 | 0.84917 | 0.79341 | 0.73921 | 0.68652 | 0.63534 | 0.58563 | 0.53737 | 0.49053 | 0.44508 | 0.40101 | 0.35827 | 0 | 0 | Vintage
Industrial_Paper and Printing_Existing_Space Heating_Natural Gas_Unit Heater_E1_Baseline Forecast | Industrial | Paper and Printing | Existing | Space Heating | Natural Gas | Unit Heater | E1 | Standard | Baseline Forecast | 0 | 0.023701 | 0.09105 | 0.21869 | 0.42034 | 0.70715 | 1.088 | 1.5699 | 2.158 | 2.856 | 3.646 | 4.5122 | 5.4406 | 6.4188 | 7.4361 | 8.4828 | 9.5506 | 10.4706 | 11.2591 | 11.9307 | 12.4985 | 12.974 | 0 | 0 | kBtu/Hr
Industrial_Paper and Printing_Existing_Space Heating_Natural Gas_Unit Heater_E2_Baseline Forecast | Industrial | Paper and Printing | Existing | Space Heating | Natural Gas | Unit Heater | E2 | Condensing | Baseline Forecast | 0 | 0 | 0 | 0 | 0 | 0 | 0 | 0 | 0 | 0 | 0 | 0 | 0 | 0 | 0 | 0 | 0 | 0 | 0 | 0 | 0 | 0 | 0 | 0 | kBtu/Hr
Industrial_Paper and Printing_Existing_Space Heating_Natural Gas_Unit Heater_E3_Baseline Forecast | Industrial | Paper and Printing | Existing | Space Heating | Natural Gas | Unit Heater | E3 | Infrared Radiant | Baseline Forecast | 0 | 0 | 0 | 0 | 0 | 0 | 0 | 0 | 0 | 0 | 0 | 0 | 0 | 0 | 0 | 0 | 0 | 0 | 0 | 0 | 0 | 0 | 0 | 0 | kBtu/Hr
Industrial_Paper and Printing_Existing_Space Heating_Natural Gas_Unit Heater_E4_Baseline Forecast | Industrial | Paper and Printing | Existing | Space Heating | Natural Gas | Unit Heater | E4 |  | Baseline Forecast | 0 | 0 | 0 | 0 | 0 | 0 | 0 | 0 | 0 | 0 | 0 | 0 | 0 | 0 | 0 | 0 | 0 | 0 | 0 | 0 | 0 | 0 | 0 | 0 | 0
Industrial_Paper and Printing_Existing_Space Heating_Natural Gas_Unit Heater_E5_Baseline Forecast | Industrial | Paper and Printing | Existing | Space Heating | Natural Gas | Unit Heater | E5 |  | Baseline Forecast | 0 | 0 | 0 | 0 | 0 | 0 | 0 | 0 | 0 | 0 | 0 | 0 | 0 | 0 | 0 | 0 | 0 | 0 | 0 | 0 | 0 | 0 | 0 | 0 | 0
Industrial_Paper and Printing_Existing_Space Heating_Natural Gas_Unit Heater_E6_Baseline Forecast | Industrial | Paper and Printing | Existing | Space Heating | Natural Gas | Unit Heater | E6 |  | Baseline Forecast | 0 | 0 | 0 | 0 | 0 | 0 | 0 | 0 | 0 | 0 | 0 | 0 | 0 | 0 | 0 | 0 | 0 | 0 | 0 | 0 | 0 | 0 | 0 | 0 | 0
Industrial_Paper and Printing_Existing_Space Heating_Natural Gas_Unit Heater_E7_Baseline Forecast | Industrial | Paper and Printing | Existing | Space Heating | Natural Gas | Unit Heater | E7 |  | Baseline Forecast | 0 | 0 | 0 | 0 | 0 | 0 | 0 | 0 | 0 | 0 | 0 | 0 | 0 | 0 | 0 | 0 | 0 | 0 | 0 | 0 | 0 | 0 | 0 | 0 | 0
Industrial_Paper and Printing_Existing_Space Heating_Natural Gas_Unit Heater_E8_Baseline Forecast | Industrial | Paper and Printing | Existing | Space Heating | Natural Gas | Unit Heater | E8 |  | Baseline Forecast | 0 | 0 | 0 | 0 | 0 | 0 | 0 | 0 | 0 | 0 | 0 | 0 | 0 | 0 | 0 | 0 | 0 | 0 | 0 | 0 | 0 | 0 | 0 | 0 | 0
Industrial_Paper and Printing_Existing_Space Heating_Natural Gas_Unit Heater_E9_Baseline Forecast | Industrial | Paper and Printing | Existing | Space Heating | Natural Gas | Unit Heater | E9 |  | Baseline Forecast | 0 | 0 | 0 | 0 | 0 | 0 | 0 | 0 | 0 | 0 | 0 | 0 | 0 | 0 | 0 | 0 | 0 | 0 | 0 | 0 | 0 | 0 | 0 | 0 | 0
Industrial_Paper and Printing_Existing_Space Heating_Natural Gas_Unit Heater_E10_Baseline Forecast | Industrial | Paper and Printing | Existing | Space Heating | Natural Gas | Unit Heater | E10 |  | Baseline Forecast | 0 | 0 | 0 | 0 | 0 | 0 | 0 | 0 | 0 | 0 | 0 | 0 | 0 | 0 | 0 | 0 | 0 | 0 | 0 | 0 | 0 | 0 | 0 | 0 | 0
Industrial_Paper and Printing_Existing_Space Heating_Natural Gas_Unit Heater_Vintage_Baseline Forecast | Industrial | Paper and Printing | Existing | Space Heating | Natural Gas | Unit Heater | Vintage | Vintage | Baseline Forecast | 28.6503 | 28.1326 | 27.5798 | 26.9751 | 26.3046 | 25.557 | 24.7232 | 23.7963 | 22.7709 | 21.6431 | 20.4307 | 19.1494 | 17.8131 | 16.4339 | 15.0226 | 13.5886 | 12.1403 | 10.8464 | 9.6903 | 8.6575 | 7.7348 | 6.9104 | 0 | 0 | Vintage
Industrial_Paper and Printing_Existing_Process_Natural Gas_Process Boiler_E1_Baseline Forecast | Industrial | Paper and Printing | Existing | Process | Natural Gas | Process Boiler | E1 | Standard | Baseline Forecast | 0 | 5.2766 | 11.359 | 18.0621 | 23.5622 | 28.0513 | 31.6913 | 34.6185 | 36.9477 | 38.7755 | 40.1833 | 41.2394 | 42.0017 | 42.5186 | 42.8309 | 42.973 | 42.9739 | 42.8578 | 42.6453 | 42.3534 | 41.9967 | 41.5872 | 0 | 0 | unit
Industrial_Paper and Printing_Existing_Process_Natural Gas_Process Boiler_E2_Baseline Forecast | Industrial | Paper and Printing | Existing | Process | Natural Gas | Process Boiler | E2 |  | Baseline Forecast | 0 | 0 | 0 | 0 | 0 | 0 | 0 | 0 | 0 | 0 | 0 | 0 | 0 | 0 | 0 | 0 | 0 | 0 | 0 | 0 | 0 | 0 | 0 | 0 | 0
Industrial_Paper and Printing_Existing_Process_Natural Gas_Process Boiler_E3_Baseline Forecast | Industrial | Paper and Printing | Existing | Process | Natural Gas | Process Boiler | E3 |  | Baseline Forecast | 0 | 0 | 0 | 0 | 0 | 0 | 0 | 0 | 0 | 0 | 0 | 0 | 0 | 0 | 0 | 0 | 0 | 0 | 0 | 0 | 0 | 0 | 0 | 0 | 0
Industrial_Paper and Printing_Existing_Process_Natural Gas_Process Boiler_E4_Baseline Forecast | Industrial | Paper and Printing | Existing | Process | Natural Gas | Process Boiler | E4 |  | Baseline Forecast | 0 | 0 | 0 | 0 | 0 | 0 | 0 | 0 | 0 | 0 | 0 | 0 | 0 | 0 | 0 | 0 | 0 | 0 | 0 | 0 | 0 | 0 | 0 | 0 | 0
Industrial_Paper and Printing_Existing_Process_Natural Gas_Process Boiler_E5_Baseline Forecast | Industrial | Paper and Printing | Existing | Process | Natural Gas | Process Boiler | E5 |  | Baseline Forecast | 0 | 0 | 0 | 0 | 0 | 0 | 0 | 0 | 0 | 0 | 0 | 0 | 0 | 0 | 0 | 0 | 0 | 0 | 0 | 0 | 0 | 0 | 0 | 0 | 0
Industrial_Paper and Printing_Existing_Process_Natural Gas_Process Boiler_E6_Baseline Forecast | Industrial | Paper and Printing | Existing | Process | Natural Gas | Process Boiler | E6 |  | Baseline Forecast | 0 | 0 | 0 | 0 | 0 | 0 | 0 | 0 | 0 | 0 | 0 | 0 | 0 | 0 | 0 | 0 | 0 | 0 | 0 | 0 | 0 | 0 | 0 | 0 | 0
Industrial_Paper and Printing_Existing_Process_Natural Gas_Process Boiler_E7_Baseline Forecast | Industrial | Paper and Printing | Existing | Process | Natural Gas | Process Boiler | E7 |  | Baseline Forecast | 0 | 0 | 0 | 0 | 0 | 0 | 0 | 0 | 0 | 0 | 0 | 0 | 0 | 0 | 0 | 0 | 0 | 0 | 0 | 0 | 0 | 0 | 0 | 0 | 0
Industrial_Paper and Printing_Existing_Process_Natural Gas_Process Boiler_E8_Baseline Forecast | Industrial | Paper and Printing | Existing | Process | Natural Gas | Process Boiler | E8 |  | Baseline Forecast | 0 | 0 | 0 | 0 | 0 | 0 | 0 | 0 | 0 | 0 | 0 | 0 | 0 | 0 | 0 | 0 | 0 | 0 | 0 | 0 | 0 | 0 | 0 | 0 | 0
Industrial_Paper and Printing_Existing_Process_Natural Gas_Process Boiler_E9_Baseline Forecast | Industrial | Paper and Printing | Existing | Process | Natural Gas | Process Boiler | E9 |  | Baseline Forecast | 0 | 0 | 0 | 0 | 0 | 0 | 0 | 0 | 0 | 0 | 0 | 0 | 0 | 0 | 0 | 0 | 0 | 0 | 0 | 0 | 0 | 0 | 0 | 0 | 0
Industrial_Paper and Printing_Existing_Process_Natural Gas_Process Boiler_E10_Baseline Forecast | Industrial | Paper and Printing | Existing | Process | Natural Gas | Process Boiler | E10 |  | Baseline Forecast | 0 | 0 | 0 | 0 | 0 | 0 | 0 | 0 | 0 | 0 | 0 | 0 | 0 | 0 | 0 | 0 | 0 | 0 | 0 | 0 | 0 | 0 | 0 | 0 | 0
Industrial_Paper and Printing_Existing_Process_Natural Gas_Process Boiler_Vintage_Baseline Forecast | Industrial | Paper and Printing | Existing | Process | Natural Gas | Process Boiler | Vintage | Vintage | Baseline Forecast | 62.6404 | 56.2838 | 49.14 | 41.3938 | 34.8687 | 29.3721 | 24.7421 | 20.8418 | 17.5564 | 14.7889 | 12.4576 | 10.4939 | 8.8397 | 7.4462 | 6.2724 | 5.2837 | 4.4508 | 3.7492 | 3.1582 | 2.6603 | 2.241 | 1.8877 | 0 | 0 | Vintage
Industrial_Paper and Printing_Existing_Process_Natural Gas_Process Heating_E1_Baseline Forecast | Industrial | Paper and Printing | Existing | Process | Natural Gas | Process Heating | E1 | Standard | Baseline Forecast | 0 | 5.2766 | 11.359 | 18.0621 | 23.5622 | 28.0513 | 31.6913 | 34.6185 | 36.9477 | 38.7755 | 40.1833 | 41.2394 | 42.0017 | 42.5186 | 42.8309 | 42.973 | 42.9739 | 42.8578 | 42.6453 | 42.3534 | 41.9967 | 41.5872 | 0 | 0 | unit
Industrial_Paper and Printing_Existing_Process_Natural Gas_Process Heating_E2_Baseline Forecast | Industrial | Paper and Printing | Existing | Process | Natural Gas | Process Heating | E2 |  | Baseline Forecast | 0 | 0 | 0 | 0 | 0 | 0 | 0 | 0 | 0 | 0 | 0 | 0 | 0 | 0 | 0 | 0 | 0 | 0 | 0 | 0 | 0 | 0 | 0 | 0 | 0
Industrial_Paper and Printing_Existing_Process_Natural Gas_Process Heating_E3_Baseline Forecast | Industrial | Paper and Printing | Existing | Process | Natural Gas | Process Heating | E3 |  | Baseline Forecast | 0 | 0 | 0 | 0 | 0 | 0 | 0 | 0 | 0 | 0 | 0 | 0 | 0 | 0 | 0 | 0 | 0 | 0 | 0 | 0 | 0 | 0 | 0 | 0 | 0
Industrial_Paper and Printing_Existing_Process_Natural Gas_Process Heating_E4_Baseline Forecast | Industrial | Paper and Printing | Existing | Process | Natural Gas | Process Heating | E4 |  | Baseline Forecast | 0 | 0 | 0 | 0 | 0 | 0 | 0 | 0 | 0 | 0 | 0 | 0 | 0 | 0 | 0 | 0 | 0 | 0 | 0 | 0 | 0 | 0 | 0 | 0 | 0
Industrial_Paper and Printing_Existing_Process_Natural Gas_Process Heating_E5_Baseline Forecast | Industrial | Paper and Printing | Existing | Process | Natural Gas | Process Heating | E5 |  | Baseline Forecast | 0 | 0 | 0 | 0 | 0 | 0 | 0 | 0 | 0 | 0 | 0 | 0 | 0 | 0 | 0 | 0 | 0 | 0 | 0 | 0 | 0 | 0 | 0 | 0 | 0
Industrial_Paper and Printing_Existing_Process_Natural Gas_Process Heating_E6_Baseline Forecast | Industrial | Paper and Printing | Existing | Process | Natural Gas | Process Heating | E6 |  | Baseline Forecast | 0 | 0 | 0 | 0 | 0 | 0 | 0 | 0 | 0 | 0 | 0 | 0 | 0 | 0 | 0 | 0 | 0 | 0 | 0 | 0 | 0 | 0 | 0 | 0 | 0
Industrial_Paper and Printing_Existing_Process_Natural Gas_Process Heating_E7_Baseline Forecast | Industrial | Paper and Printing | Existing | Process | Natural Gas | Process Heating | E7 |  | Baseline Forecast | 0 | 0 | 0 | 0 | 0 | 0 | 0 | 0 | 0 | 0 | 0 | 0 | 0 | 0 | 0 | 0 | 0 | 0 | 0 | 0 | 0 | 0 | 0 | 0 | 0
Industrial_Paper and Printing_Existing_Process_Natural Gas_Process Heating_E8_Baseline Forecast | Industrial | Paper and Printing | Existing | Process | Natural Gas | Process Heating | E8 |  | Baseline Forecast | 0 | 0 | 0 | 0 | 0 | 0 | 0 | 0 | 0 | 0 | 0 | 0 | 0 | 0 | 0 | 0 | 0 | 0 | 0 | 0 | 0 | 0 | 0 | 0 | 0
Industrial_Paper and Printing_Existing_Process_Natural Gas_Process Heating_E9_Baseline Forecast | Industrial | Paper and Printing | Existing | Process | Natural Gas | Process Heating | E9 |  | Baseline Forecast | 0 | 0 | 0 | 0 | 0 | 0 | 0 | 0 | 0 | 0 | 0 | 0 | 0 | 0 | 0 | 0 | 0 | 0 | 0 | 0 | 0 | 0 | 0 | 0 | 0
Industrial_Paper and Printing_Existing_Process_Natural Gas_Process Heating_E10_Baseline Forecast | Industrial | Paper and Printing | Existing | Process | Natural Gas | Process Heating | E10 |  | Baseline Forecast | 0 | 0 | 0 | 0 | 0 | 0 | 0 | 0 | 0 | 0 | 0 | 0 | 0 | 0 | 0 | 0 | 0 | 0 | 0 | 0 | 0 | 0 | 0 | 0 | 0
Industrial_Paper and Printing_Existing_Process_Natural Gas_Process Heating_Vintage_Baseline Forecast | Industrial | Paper and Printing | Existing | Process | Natural Gas | Process Heating | Vintage | Vintage | Baseline Forecast | 62.6404 | 56.2838 | 49.14 | 41.3938 | 34.8687 | 29.3721 | 24.7421 | 20.8418 | 17.5564 | 14.7889 | 12.4576 | 10.4939 | 8.8397 | 7.4462 | 6.2724 | 5.2837 | 4.4508 | 3.7492 | 3.1582 | 2.6603 | 2.241 | 1.8877 | 0 | 0 | Vintage
Industrial_Paper and Printing_Existing_Process_Natural Gas_Process Cooling_E1_Baseline Forecast | Industrial | Paper and Printing | Existing | Process | Natural Gas | Process Cooling | E1 | Standard | Baseline Forecast | 0 | 5.2766 | 11.359 | 18.0621 | 23.5622 | 28.0513 | 31.6913 | 34.6185 | 36.9477 | 38.7755 | 40.1833 | 41.2394 | 42.0017 | 42.5186 | 42.8309 | 42.973 | 42.9739 | 42.8578 | 42.6453 | 42.3534 | 41.9967 | 41.5872 | 0 | 0 | unit
Industrial_Paper and Printing_Existing_Process_Natural Gas_Process Cooling_E2_Baseline Forecast | Industrial | Paper and Printing | Existing | Process | Natural Gas | Process Cooling | E2 |  | Baseline Forecast | 0 | 0 | 0 | 0 | 0 | 0 | 0 | 0 | 0 | 0 | 0 | 0 | 0 | 0 | 0 | 0 | 0 | 0 | 0 | 0 | 0 | 0 | 0 | 0 | 0
Industrial_Paper and Printing_Existing_Process_Natural Gas_Process Cooling_E3_Baseline Forecast | Industrial | Paper and Printing | Existing | Process | Natural Gas | Process Cooling | E3 |  | Baseline Forecast | 0 | 0 | 0 | 0 | 0 | 0 | 0 | 0 | 0 | 0 | 0 | 0 | 0 | 0 | 0 | 0 | 0 | 0 | 0 | 0 | 0 | 0 | 0 | 0 | 0
Industrial_Paper and Printing_Existing_Process_Natural Gas_Process Cooling_E4_Baseline Forecast | Industrial | Paper and Printing | Existing | Process | Natural Gas | Process Cooling | E4 |  | Baseline Forecast | 0 | 0 | 0 | 0 | 0 | 0 | 0 | 0 | 0 | 0 | 0 | 0 | 0 | 0 | 0 | 0 | 0 | 0 | 0 | 0 | 0 | 0 | 0 | 0 | 0
Industrial_Paper and Printing_Existing_Process_Natural Gas_Process Cooling_E5_Baseline Forecast | Industrial | Paper and Printing | Existing | Process | Natural Gas | Process Cooling | E5 |  | Baseline Forecast | 0 | 0 | 0 | 0 | 0 | 0 | 0 | 0 | 0 | 0 | 0 | 0 | 0 | 0 | 0 | 0 | 0 | 0 | 0 | 0 | 0 | 0 | 0 | 0 | 0
Industrial_Paper and Printing_Existing_Process_Natural Gas_Process Cooling_E6_Baseline Forecast | Industrial | Paper and Printing | Existing | Process | Natural Gas | Process Cooling | E6 |  | Baseline Forecast | 0 | 0 | 0 | 0 | 0 | 0 | 0 | 0 | 0 | 0 | 0 | 0 | 0 | 0 | 0 | 0 | 0 | 0 | 0 | 0 | 0 | 0 | 0 | 0 | 0
Industrial_Paper and Printing_Existing_Process_Natural Gas_Process Cooling_E7_Baseline Forecast | Industrial | Paper and Printing | Existing | Process | Natural Gas | Process Cooling | E7 |  | Baseline Forecast | 0 | 0 | 0 | 0 | 0 | 0 | 0 | 0 | 0 | 0 | 0 | 0 | 0 | 0 | 0 | 0 | 0 | 0 | 0 | 0 | 0 | 0 | 0 | 0 | 0
Industrial_Paper and Printing_Existing_Process_Natural Gas_Process Cooling_E8_Baseline Forecast | Industrial | Paper and Printing | Existing | Process | Natural Gas | Process Cooling | E8 |  | Baseline Forecast | 0 | 0 | 0 | 0 | 0 | 0 | 0 | 0 | 0 | 0 | 0 | 0 | 0 | 0 | 0 | 0 | 0 | 0 | 0 | 0 | 0 | 0 | 0 | 0 | 0
Industrial_Paper and Printing_Existing_Process_Natural Gas_Process Cooling_E9_Baseline Forecast | Industrial | Paper and Printing | Existing | Process | Natural Gas | Process Cooling | E9 |  | Baseline Forecast | 0 | 0 | 0 | 0 | 0 | 0 | 0 | 0 | 0 | 0 | 0 | 0 | 0 | 0 | 0 | 0 | 0 | 0 | 0 | 0 | 0 | 0 | 0 | 0 | 0
Industrial_Paper and Printing_Existing_Process_Natural Gas_Process Cooling_E10_Baseline Forecast | Industrial | Paper and Printing | Existing | Process | Natural Gas | Process Cooling | E10 |  | Baseline Forecast | 0 | 0 | 0 | 0 | 0 | 0 | 0 | 0 | 0 | 0 | 0 | 0 | 0 | 0 | 0 | 0 | 0 | 0 | 0 | 0 | 0 | 0 | 0 | 0 | 0
Industrial_Paper and Printing_Existing_Process_Natural Gas_Process Cooling_Vintage_Baseline Forecast | Industrial | Paper and Printing | Existing | Process | Natural Gas | Process Cooling | Vintage | Vintage | Baseline Forecast | 62.6404 | 56.2838 | 49.14 | 41.3938 | 34.8687 | 29.3721 | 24.7421 | 20.8418 | 17.5564 | 14.7889 | 12.4576 | 10.4939 | 8.8397 | 7.4462 | 6.2724 | 5.2837 | 4.4508 | 3.7492 | 3.1582 | 2.6603 | 2.241 | 1.8877 | 0 | 0 | Vintage
Industrial_Paper and Printing_Existing_Process_Natural Gas_Other Process_E1_Baseline Forecast | Industrial | Paper and Printing | Existing | Process | Natural Gas | Other Process | E1 | Standard | Baseline Forecast | 0 | 5.2766 | 11.359 | 18.0621 | 23.5622 | 28.0513 | 31.6913 | 34.6185 | 36.9477 | 38.7755 | 40.1833 | 41.2394 | 42.0017 | 42.5186 | 42.8309 | 42.973 | 42.9739 | 42.8578 | 42.6453 | 42.3534 | 41.9967 | 41.5872 | 0 | 0 | unit
Industrial_Paper and Printing_Existing_Process_Natural Gas_Other Process_E2_Baseline Forecast | Industrial | Paper and Printing | Existing | Process | Natural Gas | Other Process | E2 |  | Baseline Forecast | 0 | 0 | 0 | 0 | 0 | 0 | 0 | 0 | 0 | 0 | 0 | 0 | 0 | 0 | 0 | 0 | 0 | 0 | 0 | 0 | 0 | 0 | 0 | 0 | 0
Industrial_Paper and Printing_Existing_Process_Natural Gas_Other Process_E3_Baseline Forecast | Industrial | Paper and Printing | Existing | Process | Natural Gas | Other Process | E3 |  | Baseline Forecast | 0 | 0 | 0 | 0 | 0 | 0 | 0 | 0 | 0 | 0 | 0 | 0 | 0 | 0 | 0 | 0 | 0 | 0 | 0 | 0 | 0 | 0 | 0 | 0 | 0
Industrial_Paper and Printing_Existing_Process_Natural Gas_Other Process_E4_Baseline Forecast | Industrial | Paper and Printing | Existing | Process | Natural Gas | Other Process | E4 |  | Baseline Forecast | 0 | 0 | 0 | 0 | 0 | 0 | 0 | 0 | 0 | 0 | 0 | 0 | 0 | 0 | 0 | 0 | 0 | 0 | 0 | 0 | 0 | 0 | 0 | 0 | 0
Industrial_Paper and Printing_Existing_Process_Natural Gas_Other Process_E5_Baseline Forecast | Industrial | Paper and Printing | Existing | Process | Natural Gas | Other Process | E5 |  | Baseline Forecast | 0 | 0 | 0 | 0 | 0 | 0 | 0 | 0 | 0 | 0 | 0 | 0 | 0 | 0 | 0 | 0 | 0 | 0 | 0 | 0 | 0 | 0 | 0 | 0 | 0
Industrial_Paper and Printing_Existing_Process_Natural Gas_Other Process_E6_Baseline Forecast | Industrial | Paper and Printing | Existing | Process | Natural Gas | Other Process | E6 |  | Baseline Forecast | 0 | 0 | 0 | 0 | 0 | 0 | 0 | 0 | 0 | 0 | 0 | 0 | 0 | 0 | 0 | 0 | 0 | 0 | 0 | 0 | 0 | 0 | 0 | 0 | 0
Industrial_Paper and Printing_Existing_Process_Natural Gas_Other Process_E7_Baseline Forecast | Industrial | Paper and Printing | Existing | Process | Natural Gas | Other Process | E7 |  | Baseline Forecast | 0 | 0 | 0 | 0 | 0 | 0 | 0 | 0 | 0 | 0 | 0 | 0 | 0 | 0 | 0 | 0 | 0 | 0 | 0 | 0 | 0 | 0 | 0 | 0 | 0
Industrial_Paper and Printing_Existing_Process_Natural Gas_Other Process_E8_Baseline Forecast | Industrial | Paper and Printing | Existing | Process | Natural Gas | Other Process | E8 |  | Baseline Forecast | 0 | 0 | 0 | 0 | 0 | 0 | 0 | 0 | 0 | 0 | 0 | 0 | 0 | 0 | 0 | 0 | 0 | 0 | 0 | 0 | 0 | 0 | 0 | 0 | 0
Industrial_Paper and Printing_Existing_Process_Natural Gas_Other Process_E9_Baseline Forecast | Industrial | Paper and Printing | Existing | Process | Natural Gas | Other Process | E9 |  | Baseline Forecast | 0 | 0 | 0 | 0 | 0 | 0 | 0 | 0 | 0 | 0 | 0 | 0 | 0 | 0 | 0 | 0 | 0 | 0 | 0 | 0 | 0 | 0 | 0 | 0 | 0
Industrial_Paper and Printing_Existing_Process_Natural Gas_Other Process_E10_Baseline Forecast | Industrial | Paper and Printing | Existing | Process | Natural Gas | Other Process | E10 |  | Baseline Forecast | 0 | 0 | 0 | 0 | 0 | 0 | 0 | 0 | 0 | 0 | 0 | 0 | 0 | 0 | 0 | 0 | 0 | 0 | 0 | 0 | 0 | 0 | 0 | 0 | 0
Industrial_Paper and Printing_Existing_Process_Natural Gas_Other Process_Vintage_Baseline Forecast | Industrial | Paper and Printing | Existing | Process | Natural Gas | Other Process | Vintage | Vintage | Baseline Forecast | 62.6404 | 56.2838 | 49.14 | 41.3938 | 34.8687 | 29.3721 | 24.7421 | 20.8418 | 17.5564 | 14.7889 | 12.4576 | 10.4939 | 8.8397 | 7.4462 | 6.2724 | 5.2837 | 4.4508 | 3.7492 | 3.1582 | 2.6603 | 2.241 | 1.8877 | 0 | 0 | Vintage
Industrial_Paper and Printing_Existing_Miscellaneous_Natural Gas_Miscellaneous_E1_Baseline Forecast | Industrial | Paper and Printing | Existing | Miscellaneous | Natural Gas | Miscellaneous | E1 | Standard | Baseline Forecast | 0 | 5.2766 | 11.359 | 18.0621 | 23.5622 | 28.0513 | 31.6913 | 34.6185 | 36.9477 | 38.7755 | 40.1833 | 41.2394 | 42.0017 | 42.5186 | 42.8309 | 42.973 | 42.9739 | 42.8578 | 42.6453 | 42.3534 | 41.9967 | 41.5872 | 0 | 0 | unit
Industrial_Paper and Printing_Existing_Miscellaneous_Natural Gas_Miscellaneous_E2_Baseline Forecast | Industrial | Paper and Printing | Existing | Miscellaneous | Natural Gas | Miscellaneous | E2 |  | Baseline Forecast | 0 | 0 | 0 | 0 | 0 | 0 | 0 | 0 | 0 | 0 | 0 | 0 | 0 | 0 | 0 | 0 | 0 | 0 | 0 | 0 | 0 | 0 | 0 | 0 | 0
Industrial_Paper and Printing_Existing_Miscellaneous_Natural Gas_Miscellaneous_E3_Baseline Forecast | Industrial | Paper and Printing | Existing | Miscellaneous | Natural Gas | Miscellaneous | E3 |  | Baseline Forecast | 0 | 0 | 0 | 0 | 0 | 0 | 0 | 0 | 0 | 0 | 0 | 0 | 0 | 0 | 0 | 0 | 0 | 0 | 0 | 0 | 0 | 0 | 0 | 0 | 0
Industrial_Paper and Printing_Existing_Miscellaneous_Natural Gas_Miscellaneous_E4_Baseline Forecast | Industrial | Paper and Printing | Existing | Miscellaneous | Natural Gas | Miscellaneous | E4 |  | Baseline Forecast | 0 | 0 | 0 | 0 | 0 | 0 | 0 | 0 | 0 | 0 | 0 | 0 | 0 | 0 | 0 | 0 | 0 | 0 | 0 | 0 | 0 | 0 | 0 | 0 | 0
Industrial_Paper and Printing_Existing_Miscellaneous_Natural Gas_Miscellaneous_E5_Baseline Forecast | Industrial | Paper and Printing | Existing | Miscellaneous | Natural Gas | Miscellaneous | E5 |  | Baseline Forecast | 0 | 0 | 0 | 0 | 0 | 0 | 0 | 0 | 0 | 0 | 0 | 0 | 0 | 0 | 0 | 0 | 0 | 0 | 0 | 0 | 0 | 0 | 0 | 0 | 0
Industrial_Paper and Printing_Existing_Miscellaneous_Natural Gas_Miscellaneous_E6_Baseline Forecast | Industrial | Paper and Printing | Existing | Miscellaneous | Natural Gas | Miscellaneous | E6 |  | Baseline Forecast | 0 | 0 | 0 | 0 | 0 | 0 | 0 | 0 | 0 | 0 | 0 | 0 | 0 | 0 | 0 | 0 | 0 | 0 | 0 | 0 | 0 | 0 | 0 | 0 | 0
Industrial_Paper and Printing_Existing_Miscellaneous_Natural Gas_Miscellaneous_E7_Baseline Forecast | Industrial | Paper and Printing | Existing | Miscellaneous | Natural Gas | Miscellaneous | E7 |  | Baseline Forecast | 0 | 0 | 0 | 0 | 0 | 0 | 0 | 0 | 0 | 0 | 0 | 0 | 0 | 0 | 0 | 0 | 0 | 0 | 0 | 0 | 0 | 0 | 0 | 0 | 0
Industrial_Paper and Printing_Existing_Miscellaneous_Natural Gas_Miscellaneous_E8_Baseline Forecast | Industrial | Paper and Printing | Existing | Miscellaneous | Natural Gas | Miscellaneous | E8 |  | Baseline Forecast | 0 | 0 | 0 | 0 | 0 | 0 | 0 | 0 | 0 | 0 | 0 | 0 | 0 | 0 | 0 | 0 | 0 | 0 | 0 | 0 | 0 | 0 | 0 | 0 | 0
Industrial_Paper and Printing_Existing_Miscellaneous_Natural Gas_Miscellaneous_E9_Baseline Forecast | Industrial | Paper and Printing | Existing | Miscellaneous | Natural Gas | Miscellaneous | E9 |  | Baseline Forecast | 0 | 0 | 0 | 0 | 0 | 0 | 0 | 0 | 0 | 0 | 0 | 0 | 0 | 0 | 0 | 0 | 0 | 0 | 0 | 0 | 0 | 0 | 0 | 0 | 0
Industrial_Paper and Printing_Existing_Miscellaneous_Natural Gas_Miscellaneous_E10_Baseline Forecast | Industrial | Paper and Printing | Existing | Miscellaneous | Natural Gas | Miscellaneous | E10 |  | Baseline Forecast | 0 | 0 | 0 | 0 | 0 | 0 | 0 | 0 | 0 | 0 | 0 | 0 | 0 | 0 | 0 | 0 | 0 | 0 | 0 | 0 | 0 | 0 | 0 | 0 | 0
Industrial_Paper and Printing_Existing_Miscellaneous_Natural Gas_Miscellaneous_Vintage_Baseline Forecast | Industrial | Paper and Printing | Existing | Miscellaneous | Natural Gas | Miscellaneous | Vintage | Vintage | Baseline Forecast | 62.6404 | 56.2838 | 49.14 | 41.3938 | 34.8687 | 29.3721 | 24.7421 | 20.8418 | 17.5564 | 14.7889 | 12.4576 | 10.4939 | 8.8397 | 7.4462 | 6.2724 | 5.2837 | 4.4508 | 3.7492 | 3.1582 | 2.6603 | 2.241 | 1.8877 | 0 | 0 | Vintage
Industrial_Paper and Printing_New_Space Heating_Natural Gas_Furnace_E1_Baseline Forecast | Industrial | Paper and Printing | New | Space Heating | Natural Gas | Furnace | E1 | AFUE 80% (Standard) | Baseline Forecast | 0 | 1.242 | 1.2718 | 2.2195 | 3.1648 | 4.2245 | 4.8626 | 5.6034 | 6.3349 | 7.1577 | 7.7705 | 8.4753 | 9.1707 | 9.9775 | 10.525 | 11.1905 | 11.8555 | 12.6296 | 13.1409 | 13.771 | 14.3839 | 14.995 | 0 | 0 | kBtu/hr
Industrial_Paper and Printing_New_Space Heating_Natural Gas_Furnace_E2_Baseline Forecast | Industrial | Paper and Printing | New | Space Heating | Natural Gas | Furnace | E2 | AFUE 90% | Baseline Forecast | 0 | 0 | 0 | 0 | 0 | 0 | 0 | 0 | 0 | 0 | 0 | 0 | 0 | 0 | 0 | 0 | 0 | 0 | 0 | 0 | 0 | 0 | 0 | 0 | kBtu/hr
Industrial_Paper and Printing_New_Space Heating_Natural Gas_Furnace_E3_Baseline Forecast | Industrial | Paper and Printing | New | Space Heating | Natural Gas | Furnace | E3 | AFUE 96% | Baseline Forecast | 0 | 0 | 0 | 0 | 0 | 0 | 0 | 0 | 0 | 0 | 0 | 0 | 0 | 0 | 0 | 0 | 0 | 0 | 0 | 0 | 0 | 0 | 0 | 0 | kBtu/hr
Industrial_Paper and Printing_New_Space Heating_Natural Gas_Furnace_E4_Baseline Forecast | Industrial | Paper and Printing | New | Space Heating | Natural Gas | Furnace | E4 |  | Baseline Forecast | 0 | 0 | 0 | 0 | 0 | 0 | 0 | 0 | 0 | 0 | 0 | 0 | 0 | 0 | 0 | 0 | 0 | 0 | 0 | 0 | 0 | 0 | 0 | 0 | 0
Industrial_Paper and Printing_New_Space Heating_Natural Gas_Furnace_E5_Baseline Forecast | Industrial | Paper and Printing | New | Space Heating | Natural Gas | Furnace | E5 |  | Baseline Forecast | 0 | 0 | 0 | 0 | 0 | 0 | 0 | 0 | 0 | 0 | 0 | 0 | 0 | 0 | 0 | 0 | 0 | 0 | 0 | 0 | 0 | 0 | 0 | 0 | 0
Industrial_Paper and Printing_New_Space Heating_Natural Gas_Furnace_E6_Baseline Forecast | Industrial | Paper and Printing | New | Space Heating | Natural Gas | Furnace | E6 |  | Baseline Forecast | 0 | 0 | 0 | 0 | 0 | 0 | 0 | 0 | 0 | 0 | 0 | 0 | 0 | 0 | 0 | 0 | 0 | 0 | 0 | 0 | 0 | 0 | 0 | 0 | 0
Industrial_Paper and Printing_New_Space Heating_Natural Gas_Furnace_E7_Baseline Forecast | Industrial | Paper and Printing | New | Space Heating | Natural Gas | Furnace | E7 |  | Baseline Forecast | 0 | 0 | 0 | 0 | 0 | 0 | 0 | 0 | 0 | 0 | 0 | 0 | 0 | 0 | 0 | 0 | 0 | 0 | 0 | 0 | 0 | 0 | 0 | 0 | 0
Industrial_Paper and Printing_New_Space Heating_Natural Gas_Furnace_E8_Baseline Forecast | Industrial | Paper and Printing | New | Space Heating | Natural Gas | Furnace | E8 |  | Baseline Forecast | 0 | 0 | 0 | 0 | 0 | 0 | 0 | 0 | 0 | 0 | 0 | 0 | 0 | 0 | 0 | 0 | 0 | 0 | 0 | 0 | 0 | 0 | 0 | 0 | 0
Industrial_Paper and Printing_New_Space Heating_Natural Gas_Furnace_E9_Baseline Forecast | Industrial | Paper and Printing | New | Space Heating | Natural Gas | Furnace | E9 |  | Baseline Forecast | 0 | 0 | 0 | 0 | 0 | 0 | 0 | 0 | 0 | 0 | 0 | 0 | 0 | 0 | 0 | 0 | 0 | 0 | 0 | 0 | 0 | 0 | 0 | 0 | 0
Industrial_Paper and Printing_New_Space Heating_Natural Gas_Furnace_E10_Baseline Forecast | Industrial | Paper and Printing | New | Space Heating | Natural Gas | Furnace | E10 |  | Baseline Forecast | 0 | 0 | 0 | 0 | 0 | 0 | 0 | 0 | 0 | 0 | 0 | 0 | 0 | 0 | 0 | 0 | 0 | 0 | 0 | 0 | 0 | 0 | 0 | 0 | 0
Industrial_Paper and Printing_New_Space Heating_Natural Gas_Furnace_Vintage_Baseline Forecast | Industrial | Paper and Printing | New | Space Heating | Natural Gas | Furnace | Vintage | Vintage | Baseline Forecast | 0 | 0 | 0 | 0 | 0 | 0 | 0 | 0 | 0 | 0 | 0 | 0 | 0 | 0 | 0 | 0 | 0 | 0 | 0 | 0 | 0 | 0 | 0 | 0 | Vintage
Industrial_Paper and Printing_New_Space Heating_Natural Gas_Boiler_E1_Baseline Forecast | Industrial | Paper and Printing | New | Space Heating | Natural Gas | Boiler | E1 | AFUE 80% (Standard) | Baseline Forecast | 0 | 0.081906 | 0.083867 | 0.14636 | 0.20871 | 0.27859 | 0.32067 | 0.36952 | 0.41776 | 0.47202 | 0.51243 | 0.55891 | 0.60477 | 0.65797 | 0.69408 | 0.73797 | 0.78182 | 0.83287 | 0.86659 | 0.90814 | 0.94856 | 0.98886 | 0 | 0 | kBtu/hr
Industrial_Paper and Printing_New_Space Heating_Natural Gas_Boiler_E2_Baseline Forecast | Industrial | Paper and Printing | New | Space Heating | Natural Gas | Boiler | E2 | AFUE 85% | Baseline Forecast | 0 | 0 | 0 | 0 | 0 | 0 | 0 | 0 | 0 | 0 | 0 | 0 | 0 | 0 | 0 | 0 | 0 | 0 | 0 | 0 | 0 | 0 | 0 | 0 | kBtu/hr
Industrial_Paper and Printing_New_Space Heating_Natural Gas_Boiler_E3_Baseline Forecast | Industrial | Paper and Printing | New | Space Heating | Natural Gas | Boiler | E3 | AFUE 97% | Baseline Forecast | 0 | 0 | 0 | 0 | 0 | 0 | 0 | 0 | 0 | 0 | 0 | 0 | 0 | 0 | 0 | 0 | 0 | 0 | 0 | 0 | 0 | 0 | 0 | 0 | kBtu/hr
Industrial_Paper and Printing_New_Space Heating_Natural Gas_Boiler_E4_Baseline Forecast | Industrial | Paper and Printing | New | Space Heating | Natural Gas | Boiler | E4 | Convert to NG Air Source Heat Pump | Baseline Forecast | 0 | 0 | 0 | 0 | 0 | 0 | 0 | 0 | 0 | 0 | 0 | 0 | 0 | 0 | 0 | 0 | 0 | 0 | 0 | 0 | 0 | 0 | 0 | 0 | kBtu/hr
Industrial_Paper and Printing_New_Space Heating_Natural Gas_Boiler_E5_Baseline Forecast | Industrial | Paper and Printing | New | Space Heating | Natural Gas | Boiler | E5 |  | Baseline Forecast | 0 | 0 | 0 | 0 | 0 | 0 | 0 | 0 | 0 | 0 | 0 | 0 | 0 | 0 | 0 | 0 | 0 | 0 | 0 | 0 | 0 | 0 | 0 | 0 | 0
Industrial_Paper and Printing_New_Space Heating_Natural Gas_Boiler_E6_Baseline Forecast | Industrial | Paper and Printing | New | Space Heating | Natural Gas | Boiler | E6 |  | Baseline Forecast | 0 | 0 | 0 | 0 | 0 | 0 | 0 | 0 | 0 | 0 | 0 | 0 | 0 | 0 | 0 | 0 | 0 | 0 | 0 | 0 | 0 | 0 | 0 | 0 | 0
Industrial_Paper and Printing_New_Space Heating_Natural Gas_Boiler_E7_Baseline Forecast | Industrial | Paper and Printing | New | Space Heating | Natural Gas | Boiler | E7 |  | Baseline Forecast | 0 | 0 | 0 | 0 | 0 | 0 | 0 | 0 | 0 | 0 | 0 | 0 | 0 | 0 | 0 | 0 | 0 | 0 | 0 | 0 | 0 | 0 | 0 | 0 | 0
Industrial_Paper and Printing_New_Space Heating_Natural Gas_Boiler_E8_Baseline Forecast | Industrial | Paper and Printing | New | Space Heating | Natural Gas | Boiler | E8 |  | Baseline Forecast | 0 | 0 | 0 | 0 | 0 | 0 | 0 | 0 | 0 | 0 | 0 | 0 | 0 | 0 | 0 | 0 | 0 | 0 | 0 | 0 | 0 | 0 | 0 | 0 | 0
Industrial_Paper and Printing_New_Space Heating_Natural Gas_Boiler_E9_Baseline Forecast | Industrial | Paper and Printing | New | Space Heating | Natural Gas | Boiler | E9 |  | Baseline Forecast | 0 | 0 | 0 | 0 | 0 | 0 | 0 | 0 | 0 | 0 | 0 | 0 | 0 | 0 | 0 | 0 | 0 | 0 | 0 | 0 | 0 | 0 | 0 | 0 | 0
Industrial_Paper and Printing_New_Space Heating_Natural Gas_Boiler_E10_Baseline Forecast | Industrial | Paper and Printing | New | Space Heating | Natural Gas | Boiler | E10 |  | Baseline Forecast | 0 | 0 | 0 | 0 | 0 | 0 | 0 | 0 | 0 | 0 | 0 | 0 | 0 | 0 | 0 | 0 | 0 | 0 | 0 | 0 | 0 | 0 | 0 | 0 | 0
Industrial_Paper and Printing_New_Space Heating_Natural Gas_Boiler_Vintage_Baseline Forecast | Industrial | Paper and Printing | New | Space Heating | Natural Gas | Boiler | Vintage | Vintage | Baseline Forecast | 0 | 0 | 0 | 0 | 0 | 0 | 0 | 0 | 0 | 0 | 0 | 0 | 0 | 0 | 0 | 0 | 0 | 0 | 0 | 0 | 0 | 0 | 0 | 0 | Vintage
Industrial_Paper and Printing_New_Space Heating_Natural Gas_Unit Heater_E1_Baseline Forecast | Industrial | Paper and Printing | New | Space Heating | Natural Gas | Unit Heater | E1 | Standard | Baseline Forecast | 0 | 1.4948 | 1.5306 | 2.6712 | 3.8091 | 5.0844 | 5.8524 | 6.744 | 7.6244 | 8.6146 | 9.3522 | 10.2004 | 11.0375 | 12.0085 | 12.6675 | 13.4684 | 14.2687 | 15.2004 | 15.8158 | 16.5741 | 17.3118 | 18.0473 | 0 | 0 | kBtu/Hr
Industrial_Paper and Printing_New_Space Heating_Natural Gas_Unit Heater_E2_Baseline Forecast | Industrial | Paper and Printing | New | Space Heating | Natural Gas | Unit Heater | E2 | Condensing | Baseline Forecast | 0 | 0 | 0 | 0 | 0 | 0 | 0 | 0 | 0 | 0 | 0 | 0 | 0 | 0 | 0 | 0 | 0 | 0 | 0 | 0 | 0 | 0 | 0 | 0 | kBtu/Hr
Industrial_Paper and Printing_New_Space Heating_Natural Gas_Unit Heater_E3_Baseline Forecast | Industrial | Paper and Printing | New | Space Heating | Natural Gas | Unit Heater | E3 | Infrared Radiant | Baseline Forecast | 0 | 0 | 0 | 0 | 0 | 0 | 0 | 0 | 0 | 0 | 0 | 0 | 0 | 0 | 0 | 0 | 0 | 0 | 0 | 0 | 0 | 0 | 0 | 0 | kBtu/Hr
Industrial_Paper and Printing_New_Space Heating_Natural Gas_Unit Heater_E4_Baseline Forecast | Industrial | Paper and Printing | New | Space Heating | Natural Gas | Unit Heater | E4 |  | Baseline Forecast | 0 | 0 | 0 | 0 | 0 | 0 | 0 | 0 | 0 | 0 | 0 | 0 | 0 | 0 | 0 | 0 | 0 | 0 | 0 | 0 | 0 | 0 | 0 | 0 | 0
Industrial_Paper and Printing_New_Space Heating_Natural Gas_Unit Heater_E5_Baseline Forecast | Industrial | Paper and Printing | New | Space Heating | Natural Gas | Unit Heater | E5 |  | Baseline Forecast | 0 | 0 | 0 | 0 | 0 | 0 | 0 | 0 | 0 | 0 | 0 | 0 | 0 | 0 | 0 | 0 | 0 | 0 | 0 | 0 | 0 | 0 | 0 | 0 | 0
Industrial_Paper and Printing_New_Space Heating_Natural Gas_Unit Heater_E6_Baseline Forecast | Industrial | Paper and Printing | New | Space Heating | Natural Gas | Unit Heater | E6 |  | Baseline Forecast | 0 | 0 | 0 | 0 | 0 | 0 | 0 | 0 | 0 | 0 | 0 | 0 | 0 | 0 | 0 | 0 | 0 | 0 | 0 | 0 | 0 | 0 | 0 | 0 | 0
Industrial_Paper and Printing_New_Space Heating_Natural Gas_Unit Heater_E7_Baseline Forecast | Industrial | Paper and Printing | New | Space Heating | Natural Gas | Unit Heater | E7 |  | Baseline Forecast | 0 | 0 | 0 | 0 | 0 | 0 | 0 | 0 | 0 | 0 | 0 | 0 | 0 | 0 | 0 | 0 | 0 | 0 | 0 | 0 | 0 | 0 | 0 | 0 | 0
Industrial_Paper and Printing_New_Space Heating_Natural Gas_Unit Heater_E8_Baseline Forecast | Industrial | Paper and Printing | New | Space Heating | Natural Gas | Unit Heater | E8 |  | Baseline Forecast | 0 | 0 | 0 | 0 | 0 | 0 | 0 | 0 | 0 | 0 | 0 | 0 | 0 | 0 | 0 | 0 | 0 | 0 | 0 | 0 | 0 | 0 | 0 | 0 | 0
Industrial_Paper and Printing_New_Space Heating_Natural Gas_Unit Heater_E9_Baseline Forecast | Industrial | Paper and Printing | New | Space Heating | Natural Gas | Unit Heater | E9 |  | Baseline Forecast | 0 | 0 | 0 | 0 | 0 | 0 | 0 | 0 | 0 | 0 | 0 | 0 | 0 | 0 | 0 | 0 | 0 | 0 | 0 | 0 | 0 | 0 | 0 | 0 | 0
Industrial_Paper and Printing_New_Space Heating_Natural Gas_Unit Heater_E10_Baseline Forecast | Industrial | Paper and Printing | New | Space Heating | Natural Gas | Unit Heater | E10 |  | Baseline Forecast | 0 | 0 | 0 | 0 | 0 | 0 | 0 | 0 | 0 | 0 | 0 | 0 | 0 | 0 | 0 | 0 | 0 | 0 | 0 | 0 | 0 | 0 | 0 | 0 | 0
Industrial_Paper and Printing_New_Space Heating_Natural Gas_Unit Heater_Vintage_Baseline Forecast | Industrial | Paper and Printing | New | Space Heating | Natural Gas | Unit Heater | Vintage | Vintage | Baseline Forecast | 0 | 0 | 0 | 0 | 0 | 0 | 0 | 0 | 0 | 0 | 0 | 0 | 0 | 0 | 0 | 0 | 0 | 0 | 0 | 0 | 0 | 0 | 0 | 0 | Vintage
Industrial_Paper and Printing_New_Process_Natural Gas_Process Boiler_E1_Baseline Forecast | Industrial | Paper and Printing | New | Process | Natural Gas | Process Boiler | E1 | Standard | Baseline Forecast | 0 | 3.2683 | 3.3466 | 5.8404 | 8.3281 | 11.1164 | 12.7956 | 14.745 | 16.6698 | 18.8349 | 20.4474 | 22.3021 | 24.1321 | 26.2551 | 27.6959 | 29.447 | 31.1969 | 33.2339 | 34.5794 | 36.2374 | 37.8502 | 39.4583 | 0 | 0 | unit
Industrial_Paper and Printing_New_Process_Natural Gas_Process Boiler_E2_Baseline Forecast | Industrial | Paper and Printing | New | Process | Natural Gas | Process Boiler | E2 |  | Baseline Forecast | 0 | 0 | 0 | 0 | 0 | 0 | 0 | 0 | 0 | 0 | 0 | 0 | 0 | 0 | 0 | 0 | 0 | 0 | 0 | 0 | 0 | 0 | 0 | 0 | 0
Industrial_Paper and Printing_New_Process_Natural Gas_Process Boiler_E3_Baseline Forecast | Industrial | Paper and Printing | New | Process | Natural Gas | Process Boiler | E3 |  | Baseline Forecast | 0 | 0 | 0 | 0 | 0 | 0 | 0 | 0 | 0 | 0 | 0 | 0 | 0 | 0 | 0 | 0 | 0 | 0 | 0 | 0 | 0 | 0 | 0 | 0 | 0
Industrial_Paper and Printing_New_Process_Natural Gas_Process Boiler_E4_Baseline Forecast | Industrial | Paper and Printing | New | Process | Natural Gas | Process Boiler | E4 |  | Baseline Forecast | 0 | 0 | 0 | 0 | 0 | 0 | 0 | 0 | 0 | 0 | 0 | 0 | 0 | 0 | 0 | 0 | 0 | 0 | 0 | 0 | 0 | 0 | 0 | 0 | 0
Industrial_Paper and Printing_New_Process_Natural Gas_Process Boiler_E5_Baseline Forecast | Industrial | Paper and Printing | New | Process | Natural Gas | Process Boiler | E5 |  | Baseline Forecast | 0 | 0 | 0 | 0 | 0 | 0 | 0 | 0 | 0 | 0 | 0 | 0 | 0 | 0 | 0 | 0 | 0 | 0 | 0 | 0 | 0 | 0 | 0 | 0 | 0
Industrial_Paper and Printing_New_Process_Natural Gas_Process Boiler_E6_Baseline Forecast | Industrial | Paper and Printing | New | Process | Natural Gas | Process Boiler | E6 |  | Baseline Forecast | 0 | 0 | 0 | 0 | 0 | 0 | 0 | 0 | 0 | 0 | 0 | 0 | 0 | 0 | 0 | 0 | 0 | 0 | 0 | 0 | 0 | 0 | 0 | 0 | 0
Industrial_Paper and Printing_New_Process_Natural Gas_Process Boiler_E7_Baseline Forecast | Industrial | Paper and Printing | New | Process | Natural Gas | Process Boiler | E7 |  | Baseline Forecast | 0 | 0 | 0 | 0 | 0 | 0 | 0 | 0 | 0 | 0 | 0 | 0 | 0 | 0 | 0 | 0 | 0 | 0 | 0 | 0 | 0 | 0 | 0 | 0 | 0
Industrial_Paper and Printing_New_Process_Natural Gas_Process Boiler_E8_Baseline Forecast | Industrial | Paper and Printing | New | Process | Natural Gas | Process Boiler | E8 |  | Baseline Forecast | 0 | 0 | 0 | 0 | 0 | 0 | 0 | 0 | 0 | 0 | 0 | 0 | 0 | 0 | 0 | 0 | 0 | 0 | 0 | 0 | 0 | 0 | 0 | 0 | 0
Industrial_Paper and Printing_New_Process_Natural Gas_Process Boiler_E9_Baseline Forecast | Industrial | Paper and Printing | New | Process | Natural Gas | Process Boiler | E9 |  | Baseline Forecast | 0 | 0 | 0 | 0 | 0 | 0 | 0 | 0 | 0 | 0 | 0 | 0 | 0 | 0 | 0 | 0 | 0 | 0 | 0 | 0 | 0 | 0 | 0 | 0 | 0
Industrial_Paper and Printing_New_Process_Natural Gas_Process Boiler_E10_Baseline Forecast | Industrial | Paper and Printing | New | Process | Natural Gas | Process Boiler | E10 |  | Baseline Forecast | 0 | 0 | 0 | 0 | 0 | 0 | 0 | 0 | 0 | 0 | 0 | 0 | 0 | 0 | 0 | 0 | 0 | 0 | 0 | 0 | 0 | 0 | 0 | 0 | 0
Industrial_Paper and Printing_New_Process_Natural Gas_Process Boiler_Vintage_Baseline Forecast | Industrial | Paper and Printing | New | Process | Natural Gas | Process Boiler | Vintage | Vintage | Baseline Forecast | 0 | 0 | 0 | 0 | 0 | 0 | 0 | 0 | 0 | 0 | 0 | 0 | 0 | 0 | 0 | 0 | 0 | 0 | 0 | 0 | 0 | 0 | 0 | 0 | Vintage
Industrial_Paper and Printing_New_Process_Natural Gas_Process Heating_E1_Baseline Forecast | Industrial | Paper and Printing | New | Process | Natural Gas | Process Heating | E1 | Standard | Baseline Forecast | 0 | 3.2683 | 3.3466 | 5.8404 | 8.3281 | 11.1164 | 12.7956 | 14.745 | 16.6698 | 18.8349 | 20.4474 | 22.3021 | 24.1321 | 26.2551 | 27.6959 | 29.447 | 31.1969 | 33.2339 | 34.5794 | 36.2374 | 37.8502 | 39.4583 | 0 | 0 | unit
Industrial_Paper and Printing_New_Process_Natural Gas_Process Heating_E2_Baseline Forecast | Industrial | Paper and Printing | New | Process | Natural Gas | Process Heating | E2 |  | Baseline Forecast | 0 | 0 | 0 | 0 | 0 | 0 | 0 | 0 | 0 | 0 | 0 | 0 | 0 | 0 | 0 | 0 | 0 | 0 | 0 | 0 | 0 | 0 | 0 | 0 | 0
Industrial_Paper and Printing_New_Process_Natural Gas_Process Heating_E3_Baseline Forecast | Industrial | Paper and Printing | New | Process | Natural Gas | Process Heating | E3 |  | Baseline Forecast | 0 | 0 | 0 | 0 | 0 | 0 | 0 | 0 | 0 | 0 | 0 | 0 | 0 | 0 | 0 | 0 | 0 | 0 | 0 | 0 | 0 | 0 | 0 | 0 | 0
Industrial_Paper and Printing_New_Process_Natural Gas_Process Heating_E4_Baseline Forecast | Industrial | Paper and Printing | New | Process | Natural Gas | Process Heating | E4 |  | Baseline Forecast | 0 | 0 | 0 | 0 | 0 | 0 | 0 | 0 | 0 | 0 | 0 | 0 | 0 | 0 | 0 | 0 | 0 | 0 | 0 | 0 | 0 | 0 | 0 | 0 | 0
Industrial_Paper and Printing_New_Process_Natural Gas_Process Heating_E5_Baseline Forecast | Industrial | Paper and Printing | New | Process | Natural Gas | Process Heating | E5 |  | Baseline Forecast | 0 | 0 | 0 | 0 | 0 | 0 | 0 | 0 | 0 | 0 | 0 | 0 | 0 | 0 | 0 | 0 | 0 | 0 | 0 | 0 | 0 | 0 | 0 | 0 | 0
Industrial_Paper and Printing_New_Process_Natural Gas_Process Heating_E6_Baseline Forecast | Industrial | Paper and Printing | New | Process | Natural Gas | Process Heating | E6 |  | Baseline Forecast | 0 | 0 | 0 | 0 | 0 | 0 | 0 | 0 | 0 | 0 | 0 | 0 | 0 | 0 | 0 | 0 | 0 | 0 | 0 | 0 | 0 | 0 | 0 | 0 | 0
Industrial_Paper and Printing_New_Process_Natural Gas_Process Heating_E7_Baseline Forecast | Industrial | Paper and Printing | New | Process | Natural Gas | Process Heating | E7 |  | Baseline Forecast | 0 | 0 | 0 | 0 | 0 | 0 | 0 | 0 | 0 | 0 | 0 | 0 | 0 | 0 | 0 | 0 | 0 | 0 | 0 | 0 | 0 | 0 | 0 | 0 | 0
Industrial_Paper and Printing_New_Process_Natural Gas_Process Heating_E8_Baseline Forecast | Industrial | Paper and Printing | New | Process | Natural Gas | Process Heating | E8 |  | Baseline Forecast | 0 | 0 | 0 | 0 | 0 | 0 | 0 | 0 | 0 | 0 | 0 | 0 | 0 | 0 | 0 | 0 | 0 | 0 | 0 | 0 | 0 | 0 | 0 | 0 | 0
Industrial_Paper and Printing_New_Process_Natural Gas_Process Heating_E9_Baseline Forecast | Industrial | Paper and Printing | New | Process | Natural Gas | Process Heating | E9 |  | Baseline Forecast | 0 | 0 | 0 | 0 | 0 | 0 | 0 | 0 | 0 | 0 | 0 | 0 | 0 | 0 | 0 | 0 | 0 | 0 | 0 | 0 | 0 | 0 | 0 | 0 | 0
Industrial_Paper and Printing_New_Process_Natural Gas_Process Heating_E10_Baseline Forecast | Industrial | Paper and Printing | New | Process | Natural Gas | Process Heating | E10 |  | Baseline Forecast | 0 | 0 | 0 | 0 | 0 | 0 | 0 | 0 | 0 | 0 | 0 | 0 | 0 | 0 | 0 | 0 | 0 | 0 | 0 | 0 | 0 | 0 | 0 | 0 | 0
Industrial_Paper and Printing_New_Process_Natural Gas_Process Heating_Vintage_Baseline Forecast | Industrial | Paper and Printing | New | Process | Natural Gas | Process Heating | Vintage | Vintage | Baseline Forecast | 0 | 0 | 0 | 0 | 0 | 0 | 0 | 0 | 0 | 0 | 0 | 0 | 0 | 0 | 0 | 0 | 0 | 0 | 0 | 0 | 0 | 0 | 0 | 0 | Vintage
Industrial_Paper and Printing_New_Process_Natural Gas_Process Cooling_E1_Baseline Forecast | Industrial | Paper and Printing | New | Process | Natural Gas | Process Cooling | E1 | Standard | Baseline Forecast | 0 | 3.2683 | 3.3466 | 5.8404 | 8.3281 | 11.1164 | 12.7956 | 14.745 | 16.6698 | 18.8349 | 20.4474 | 22.3021 | 24.1321 | 26.2551 | 27.6959 | 29.447 | 31.1969 | 33.2339 | 34.5794 | 36.2374 | 37.8502 | 39.4583 | 0 | 0 | unit
Industrial_Paper and Printing_New_Process_Natural Gas_Process Cooling_E2_Baseline Forecast | Industrial | Paper and Printing | New | Process | Natural Gas | Process Cooling | E2 |  | Baseline Forecast | 0 | 0 | 0 | 0 | 0 | 0 | 0 | 0 | 0 | 0 | 0 | 0 | 0 | 0 | 0 | 0 | 0 | 0 | 0 | 0 | 0 | 0 | 0 | 0 | 0
Industrial_Paper and Printing_New_Process_Natural Gas_Process Cooling_E3_Baseline Forecast | Industrial | Paper and Printing | New | Process | Natural Gas | Process Cooling | E3 |  | Baseline Forecast | 0 | 0 | 0 | 0 | 0 | 0 | 0 | 0 | 0 | 0 | 0 | 0 | 0 | 0 | 0 | 0 | 0 | 0 | 0 | 0 | 0 | 0 | 0 | 0 | 0
Industrial_Paper and Printing_New_Process_Natural Gas_Process Cooling_E4_Baseline Forecast | Industrial | Paper and Printing | New | Process | Natural Gas | Process Cooling | E4 |  | Baseline Forecast | 0 | 0 | 0 | 0 | 0 | 0 | 0 | 0 | 0 | 0 | 0 | 0 | 0 | 0 | 0 | 0 | 0 | 0 | 0 | 0 | 0 | 0 | 0 | 0 | 0
Industrial_Paper and Printing_New_Process_Natural Gas_Process Cooling_E5_Baseline Forecast | Industrial | Paper and Printing | New | Process | Natural Gas | Process Cooling | E5 |  | Baseline Forecast | 0 | 0 | 0 | 0 | 0 | 0 | 0 | 0 | 0 | 0 | 0 | 0 | 0 | 0 | 0 | 0 | 0 | 0 | 0 | 0 | 0 | 0 | 0 | 0 | 0
Industrial_Paper and Printing_New_Process_Natural Gas_Process Cooling_E6_Baseline Forecast | Industrial | Paper and Printing | New | Process | Natural Gas | Process Cooling | E6 |  | Baseline Forecast | 0 | 0 | 0 | 0 | 0 | 0 | 0 | 0 | 0 | 0 | 0 | 0 | 0 | 0 | 0 | 0 | 0 | 0 | 0 | 0 | 0 | 0 | 0 | 0 | 0
Industrial_Paper and Printing_New_Process_Natural Gas_Process Cooling_E7_Baseline Forecast | Industrial | Paper and Printing | New | Process | Natural Gas | Process Cooling | E7 |  | Baseline Forecast | 0 | 0 | 0 | 0 | 0 | 0 | 0 | 0 | 0 | 0 | 0 | 0 | 0 | 0 | 0 | 0 | 0 | 0 | 0 | 0 | 0 | 0 | 0 | 0 | 0
Industrial_Paper and Printing_New_Process_Natural Gas_Process Cooling_E8_Baseline Forecast | Industrial | Paper and Printing | New | Process | Natural Gas | Process Cooling | E8 |  | Baseline Forecast | 0 | 0 | 0 | 0 | 0 | 0 | 0 | 0 | 0 | 0 | 0 | 0 | 0 | 0 | 0 | 0 | 0 | 0 | 0 | 0 | 0 | 0 | 0 | 0 | 0
Industrial_Paper and Printing_New_Process_Natural Gas_Process Cooling_E9_Baseline Forecast | Industrial | Paper and Printing | New | Process | Natural Gas | Process Cooling | E9 |  | Baseline Forecast | 0 | 0 | 0 | 0 | 0 | 0 | 0 | 0 | 0 | 0 | 0 | 0 | 0 | 0 | 0 | 0 | 0 | 0 | 0 | 0 | 0 | 0 | 0 | 0 | 0
Industrial_Paper and Printing_New_Process_Natural Gas_Process Cooling_E10_Baseline Forecast | Industrial | Paper and Printing | New | Process | Natural Gas | Process Cooling | E10 |  | Baseline Forecast | 0 | 0 | 0 | 0 | 0 | 0 | 0 | 0 | 0 | 0 | 0 | 0 | 0 | 0 | 0 | 0 | 0 | 0 | 0 | 0 | 0 | 0 | 0 | 0 | 0
Industrial_Paper and Printing_New_Process_Natural Gas_Process Cooling_Vintage_Baseline Forecast | Industrial | Paper and Printing | New | Process | Natural Gas | Process Cooling | Vintage | Vintage | Baseline Forecast | 0 | 0 | 0 | 0 | 0 | 0 | 0 | 0 | 0 | 0 | 0 | 0 | 0 | 0 | 0 | 0 | 0 | 0 | 0 | 0 | 0 | 0 | 0 | 0 | Vintage
Industrial_Paper and Printing_New_Process_Natural Gas_Other Process_E1_Baseline Forecast | Industrial | Paper and Printing | New | Process | Natural Gas | Other Process | E1 | Standard | Baseline Forecast | 0 | 3.2683 | 3.3466 | 5.8404 | 8.3281 | 11.1164 | 12.7956 | 14.745 | 16.6698 | 18.8349 | 20.4474 | 22.3021 | 24.1321 | 26.2551 | 27.6959 | 29.447 | 31.1969 | 33.2339 | 34.5794 | 36.2374 | 37.8502 | 39.4583 | 0 | 0 | unit
Industrial_Paper and Printing_New_Process_Natural Gas_Other Process_E2_Baseline Forecast | Industrial | Paper and Printing | New | Process | Natural Gas | Other Process | E2 |  | Baseline Forecast | 0 | 0 | 0 | 0 | 0 | 0 | 0 | 0 | 0 | 0 | 0 | 0 | 0 | 0 | 0 | 0 | 0 | 0 | 0 | 0 | 0 | 0 | 0 | 0 | 0
Industrial_Paper and Printing_New_Process_Natural Gas_Other Process_E3_Baseline Forecast | Industrial | Paper and Printing | New | Process | Natural Gas | Other Process | E3 |  | Baseline Forecast | 0 | 0 | 0 | 0 | 0 | 0 | 0 | 0 | 0 | 0 | 0 | 0 | 0 | 0 | 0 | 0 | 0 | 0 | 0 | 0 | 0 | 0 | 0 | 0 | 0
Industrial_Paper and Printing_New_Process_Natural Gas_Other Process_E4_Baseline Forecast | Industrial | Paper and Printing | New | Process | Natural Gas | Other Process | E4 |  | Baseline Forecast | 0 | 0 | 0 | 0 | 0 | 0 | 0 | 0 | 0 | 0 | 0 | 0 | 0 | 0 | 0 | 0 | 0 | 0 | 0 | 0 | 0 | 0 | 0 | 0 | 0
Industrial_Paper and Printing_New_Process_Natural Gas_Other Process_E5_Baseline Forecast | Industrial | Paper and Printing | New | Process | Natural Gas | Other Process | E5 |  | Baseline Forecast | 0 | 0 | 0 | 0 | 0 | 0 | 0 | 0 | 0 | 0 | 0 | 0 | 0 | 0 | 0 | 0 | 0 | 0 | 0 | 0 | 0 | 0 | 0 | 0 | 0
Industrial_Paper and Printing_New_Process_Natural Gas_Other Process_E6_Baseline Forecast | Industrial | Paper and Printing | New | Process | Natural Gas | Other Process | E6 |  | Baseline Forecast | 0 | 0 | 0 | 0 | 0 | 0 | 0 | 0 | 0 | 0 | 0 | 0 | 0 | 0 | 0 | 0 | 0 | 0 | 0 | 0 | 0 | 0 | 0 | 0 | 0
Industrial_Paper and Printing_New_Process_Natural Gas_Other Process_E7_Baseline Forecast | Industrial | Paper and Printing | New | Process | Natural Gas | Other Process | E7 |  | Baseline Forecast | 0 | 0 | 0 | 0 | 0 | 0 | 0 | 0 | 0 | 0 | 0 | 0 | 0 | 0 | 0 | 0 | 0 | 0 | 0 | 0 | 0 | 0 | 0 | 0 | 0
Industrial_Paper and Printing_New_Process_Natural Gas_Other Process_E8_Baseline Forecast | Industrial | Paper and Printing | New | Process | Natural Gas | Other Process | E8 |  | Baseline Forecast | 0 | 0 | 0 | 0 | 0 | 0 | 0 | 0 | 0 | 0 | 0 | 0 | 0 | 0 | 0 | 0 | 0 | 0 | 0 | 0 | 0 | 0 | 0 | 0 | 0
Industrial_Paper and Printing_New_Process_Natural Gas_Other Process_E9_Baseline Forecast | Industrial | Paper and Printing | New | Process | Natural Gas | Other Process | E9 |  | Baseline Forecast | 0 | 0 | 0 | 0 | 0 | 0 | 0 | 0 | 0 | 0 | 0 | 0 | 0 | 0 | 0 | 0 | 0 | 0 | 0 | 0 | 0 | 0 | 0 | 0 | 0
Industrial_Paper and Printing_New_Process_Natural Gas_Other Process_E10_Baseline Forecast | Industrial | Paper and Printing | New | Process | Natural Gas | Other Process | E10 |  | Baseline Forecast | 0 | 0 | 0 | 0 | 0 | 0 | 0 | 0 | 0 | 0 | 0 | 0 | 0 | 0 | 0 | 0 | 0 | 0 | 0 | 0 | 0 | 0 | 0 | 0 | 0
Industrial_Paper and Printing_New_Process_Natural Gas_Other Process_Vintage_Baseline Forecast | Industrial | Paper and Printing | New | Process | Natural Gas | Other Process | Vintage | Vintage | Baseline Forecast | 0 | 0 | 0 | 0 | 0 | 0 | 0 | 0 | 0 | 0 | 0 | 0 | 0 | 0 | 0 | 0 | 0 | 0 | 0 | 0 | 0 | 0 | 0 | 0 | Vintage
Industrial_Paper and Printing_New_Miscellaneous_Natural Gas_Miscellaneous_E1_Baseline Forecast | Industrial | Paper and Printing | New | Miscellaneous | Natural Gas | Miscellaneous | E1 | Standard | Baseline Forecast | 0 | 3.2683 | 3.3466 | 5.8404 | 8.3281 | 11.1164 | 12.7956 | 14.745 | 16.6698 | 18.8349 | 20.4474 | 22.3021 | 24.1321 | 26.2551 | 27.6959 | 29.447 | 31.1969 | 33.2339 | 34.5794 | 36.2374 | 37.8502 | 39.4583 | 0 | 0 | unit
Industrial_Paper and Printing_New_Miscellaneous_Natural Gas_Miscellaneous_E2_Baseline Forecast | Industrial | Paper and Printing | New | Miscellaneous | Natural Gas | Miscellaneous | E2 |  | Baseline Forecast | 0 | 0 | 0 | 0 | 0 | 0 | 0 | 0 | 0 | 0 | 0 | 0 | 0 | 0 | 0 | 0 | 0 | 0 | 0 | 0 | 0 | 0 | 0 | 0 | 0
Industrial_Paper and Printing_New_Miscellaneous_Natural Gas_Miscellaneous_E3_Baseline Forecast | Industrial | Paper and Printing | New | Miscellaneous | Natural Gas | Miscellaneous | E3 |  | Baseline Forecast | 0 | 0 | 0 | 0 | 0 | 0 | 0 | 0 | 0 | 0 | 0 | 0 | 0 | 0 | 0 | 0 | 0 | 0 | 0 | 0 | 0 | 0 | 0 | 0 | 0
Industrial_Paper and Printing_New_Miscellaneous_Natural Gas_Miscellaneous_E4_Baseline Forecast | Industrial | Paper and Printing | New | Miscellaneous | Natural Gas | Miscellaneous | E4 |  | Baseline Forecast | 0 | 0 | 0 | 0 | 0 | 0 | 0 | 0 | 0 | 0 | 0 | 0 | 0 | 0 | 0 | 0 | 0 | 0 | 0 | 0 | 0 | 0 | 0 | 0 | 0
Industrial_Paper and Printing_New_Miscellaneous_Natural Gas_Miscellaneous_E5_Baseline Forecast | Industrial | Paper and Printing | New | Miscellaneous | Natural Gas | Miscellaneous | E5 |  | Baseline Forecast | 0 | 0 | 0 | 0 | 0 | 0 | 0 | 0 | 0 | 0 | 0 | 0 | 0 | 0 | 0 | 0 | 0 | 0 | 0 | 0 | 0 | 0 | 0 | 0 | 0
Industrial_Paper and Printing_New_Miscellaneous_Natural Gas_Miscellaneous_E6_Baseline Forecast | Industrial | Paper and Printing | New | Miscellaneous | Natural Gas | Miscellaneous | E6 |  | Baseline Forecast | 0 | 0 | 0 | 0 | 0 | 0 | 0 | 0 | 0 | 0 | 0 | 0 | 0 | 0 | 0 | 0 | 0 | 0 | 0 | 0 | 0 | 0 | 0 | 0 | 0
Industrial_Paper and Printing_New_Miscellaneous_Natural Gas_Miscellaneous_E7_Baseline Forecast | Industrial | Paper and Printing | New | Miscellaneous | Natural Gas | Miscellaneous | E7 |  | Baseline Forecast | 0 | 0 | 0 | 0 | 0 | 0 | 0 | 0 | 0 | 0 | 0 | 0 | 0 | 0 | 0 | 0 | 0 | 0 | 0 | 0 | 0 | 0 | 0 | 0 | 0
Industrial_Paper and Printing_New_Miscellaneous_Natural Gas_Miscellaneous_E8_Baseline Forecast | Industrial | Paper and Printing | New | Miscellaneous | Natural Gas | Miscellaneous | E8 |  | Baseline Forecast | 0 | 0 | 0 | 0 | 0 | 0 | 0 | 0 | 0 | 0 | 0 | 0 | 0 | 0 | 0 | 0 | 0 | 0 | 0 | 0 | 0 | 0 | 0 | 0 | 0
Industrial_Paper and Printing_New_Miscellaneous_Natural Gas_Miscellaneous_E9_Baseline Forecast | Industrial | Paper and Printing | New | Miscellaneous | Natural Gas | Miscellaneous | E9 |  | Baseline Forecast | 0 | 0 | 0 | 0 | 0 | 0 | 0 | 0 | 0 | 0 | 0 | 0 | 0 | 0 | 0 | 0 | 0 | 0 | 0 | 0 | 0 | 0 | 0 | 0 | 0
Industrial_Paper and Printing_New_Miscellaneous_Natural Gas_Miscellaneous_E10_Baseline Forecast | Industrial | Paper and Printing | New | Miscellaneous | Natural Gas | Miscellaneous | E10 |  | Baseline Forecast | 0 | 0 | 0 | 0 | 0 | 0 | 0 | 0 | 0 | 0 | 0 | 0 | 0 | 0 | 0 | 0 | 0 | 0 | 0 | 0 | 0 | 0 | 0 | 0 | 0
Industrial_Paper and Printing_New_Miscellaneous_Natural Gas_Miscellaneous_Vintage_Baseline Forecast | Industrial | Paper and Printing | New | Miscellaneous | Natural Gas | Miscellaneous | Vintage | Vintage | Baseline Forecast | 0 | 0 | 0 | 0 | 0 | 0 | 0 | 0 | 0 | 0 | 0 | 0 | 0 | 0 | 0 | 0 | 0 | 0 | 0 | 0 | 0 | 0 | 0 | 0 | Vintage
Industrial_Instruments_Existing_Space Heating_Natural Gas_Furnace_E1_Baseline Forecast | Industrial | Instruments | Existing | Space Heating | Natural Gas | Furnace | E1 | AFUE 80% (Standard) | Baseline Forecast | 0 | 76.14 | 154.6062 | 234.9242 | 316.6631 | 399.4321 | 482.8772 | 566.6785 | 650.5474 | 734.2239 | 817.4743 | 900.0896 | 974.0223 | 1039.9669 | 1098.565 | 1150.4092 | 1196.0471 | 1235.9844 | 1270.6882 | 1300.5897 | 1326.0873 | 1347.5487 | 0 | 0 | kBtu/hr
Industrial_Instruments_Existing_Space Heating_Natural Gas_Furnace_E2_Baseline Forecast | Industrial | Instruments | Existing | Space Heating | Natural Gas | Furnace | E2 | AFUE 90% | Baseline Forecast | 0 | 0 | 0 | 0 | 0 | 0 | 0 | 0 | 0 | 0 | 0 | 0 | 0 | 0 | 0 | 0 | 0 | 0 | 0 | 0 | 0 | 0 | 0 | 0 | kBtu/hr
Industrial_Instruments_Existing_Space Heating_Natural Gas_Furnace_E3_Baseline Forecast | Industrial | Instruments | Existing | Space Heating | Natural Gas | Furnace | E3 | AFUE 96% | Baseline Forecast | 0 | 0 | 0 | 0 | 0 | 0 | 0 | 0 | 0 | 0 | 0 | 0 | 0 | 0 | 0 | 0 | 0 | 0 | 0 | 0 | 0 | 0 | 0 | 0 | kBtu/hr
Industrial_Instruments_Existing_Space Heating_Natural Gas_Furnace_E4_Baseline Forecast | Industrial | Instruments | Existing | Space Heating | Natural Gas | Furnace | E4 |  | Baseline Forecast | 0 | 0 | 0 | 0 | 0 | 0 | 0 | 0 | 0 | 0 | 0 | 0 | 0 | 0 | 0 | 0 | 0 | 0 | 0 | 0 | 0 | 0 | 0 | 0 | 0
Industrial_Instruments_Existing_Space Heating_Natural Gas_Furnace_E5_Baseline Forecast | Industrial | Instruments | Existing | Space Heating | Natural Gas | Furnace | E5 |  | Baseline Forecast | 0 | 0 | 0 | 0 | 0 | 0 | 0 | 0 | 0 | 0 | 0 | 0 | 0 | 0 | 0 | 0 | 0 | 0 | 0 | 0 | 0 | 0 | 0 | 0 | 0
Industrial_Instruments_Existing_Space Heating_Natural Gas_Furnace_E6_Baseline Forecast | Industrial | Instruments | Existing | Space Heating | Natural Gas | Furnace | E6 |  | Baseline Forecast | 0 | 0 | 0 | 0 | 0 | 0 | 0 | 0 | 0 | 0 | 0 | 0 | 0 | 0 | 0 | 0 | 0 | 0 | 0 | 0 | 0 | 0 | 0 | 0 | 0
Industrial_Instruments_Existing_Space Heating_Natural Gas_Furnace_E7_Baseline Forecast | Industrial | Instruments | Existing | Space Heating | Natural Gas | Furnace | E7 |  | Baseline Forecast | 0 | 0 | 0 | 0 | 0 | 0 | 0 | 0 | 0 | 0 | 0 | 0 | 0 | 0 | 0 | 0 | 0 | 0 | 0 | 0 | 0 | 0 | 0 | 0 | 0
Industrial_Instruments_Existing_Space Heating_Natural Gas_Furnace_E8_Baseline Forecast | Industrial | Instruments | Existing | Space Heating | Natural Gas | Furnace | E8 |  | Baseline Forecast | 0 | 0 | 0 | 0 | 0 | 0 | 0 | 0 | 0 | 0 | 0 | 0 | 0 | 0 | 0 | 0 | 0 | 0 | 0 | 0 | 0 | 0 | 0 | 0 | 0
Industrial_Instruments_Existing_Space Heating_Natural Gas_Furnace_E9_Baseline Forecast | Industrial | Instruments | Existing | Space Heating | Natural Gas | Furnace | E9 |  | Baseline Forecast | 0 | 0 | 0 | 0 | 0 | 0 | 0 | 0 | 0 | 0 | 0 | 0 | 0 | 0 | 0 | 0 | 0 | 0 | 0 | 0 | 0 | 0 | 0 | 0 | 0
Industrial_Instruments_Existing_Space Heating_Natural Gas_Furnace_E10_Baseline Forecast | Industrial | Instruments | Existing | Space Heating | Natural Gas | Furnace | E10 |  | Baseline Forecast | 0 | 0 | 0 | 0 | 0 | 0 | 0 | 0 | 0 | 0 | 0 | 0 | 0 | 0 | 0 | 0 | 0 | 0 | 0 | 0 | 0 | 0 | 0 | 0 | 0
Industrial_Instruments_Existing_Space Heating_Natural Gas_Furnace_Vintage_Baseline Forecast | Industrial | Instruments | Existing | Space Heating | Natural Gas | Furnace | Vintage | Vintage | Baseline Forecast | 2963.4471 | 2836.2133 | 2707.534 | 2577.8688 | 2447.6334 | 2317.2042 | 2186.9205 | 2057.0882 | 1927.9819 | 1799.8481 | 1672.9067 | 1547.3539 | 1431.2239 | 1323.8095 | 1224.4567 | 1132.5603 | 1047.5609 | 968.9407 | 896.221 | 828.959 | 766.745 | 709.2003 | 0 | 0 | Vintage
Industrial_Instruments_Existing_Space Heating_Natural Gas_Boiler_E1_Baseline Forecast | Industrial | Instruments | Existing | Space Heating | Natural Gas | Boiler | E1 | AFUE 80% (Standard) | Baseline Forecast | 0 | 7.3219 | 14.4567 | 21.4017 | 28.1552 | 34.716 | 41.084 | 47.2593 | 53.2427 | 59.0354 | 64.6391 | 70.0558 | 75.2876 | 80.3372 | 85.2072 | 89.9004 | 94.42 | 98.7691 | 102.951 | 106.9689 | 110.8262 | 114.5265 | 0 | 0 | kBtu/hr
Industrial_Instruments_Existing_Space Heating_Natural Gas_Boiler_E2_Baseline Forecast | Industrial | Instruments | Existing | Space Heating | Natural Gas | Boiler | E2 | AFUE 85% | Baseline Forecast | 0 | 0 | 0 | 0 | 0 | 0 | 0 | 0 | 0 | 0 | 0 | 0 | 0 | 0 | 0 | 0 | 0 | 0 | 0 | 0 | 0 | 0 | 0 | 0 | kBtu/hr
Industrial_Instruments_Existing_Space Heating_Natural Gas_Boiler_E3_Baseline Forecast | Industrial | Instruments | Existing | Space Heating | Natural Gas | Boiler | E3 | AFUE 97% | Baseline Forecast | 0 | 0 | 0 | 0 | 0 | 0 | 0 | 0 | 0 | 0 | 0 | 0 | 0 | 0 | 0 | 0 | 0 | 0 | 0 | 0 | 0 | 0 | 0 | 0 | kBtu/hr
Industrial_Instruments_Existing_Space Heating_Natural Gas_Boiler_E4_Baseline Forecast | Industrial | Instruments | Existing | Space Heating | Natural Gas | Boiler | E4 | Convert to NG Air Source Heat Pump | Baseline Forecast | 0 | 0 | 0 | 0 | 0 | 0 | 0 | 0 | 0 | 0 | 0 | 0 | 0 | 0 | 0 | 0 | 0 | 0 | 0 | 0 | 0 | 0 | 0 | 0 | kBtu/hr
Industrial_Instruments_Existing_Space Heating_Natural Gas_Boiler_E5_Baseline Forecast | Industrial | Instruments | Existing | Space Heating | Natural Gas | Boiler | E5 |  | Baseline Forecast | 0 | 0 | 0 | 0 | 0 | 0 | 0 | 0 | 0 | 0 | 0 | 0 | 0 | 0 | 0 | 0 | 0 | 0 | 0 | 0 | 0 | 0 | 0 | 0 | 0
Industrial_Instruments_Existing_Space Heating_Natural Gas_Boiler_E6_Baseline Forecast | Industrial | Instruments | Existing | Space Heating | Natural Gas | Boiler | E6 |  | Baseline Forecast | 0 | 0 | 0 | 0 | 0 | 0 | 0 | 0 | 0 | 0 | 0 | 0 | 0 | 0 | 0 | 0 | 0 | 0 | 0 | 0 | 0 | 0 | 0 | 0 | 0
Industrial_Instruments_Existing_Space Heating_Natural Gas_Boiler_E7_Baseline Forecast | Industrial | Instruments | Existing | Space Heating | Natural Gas | Boiler | E7 |  | Baseline Forecast | 0 | 0 | 0 | 0 | 0 | 0 | 0 | 0 | 0 | 0 | 0 | 0 | 0 | 0 | 0 | 0 | 0 | 0 | 0 | 0 | 0 | 0 | 0 | 0 | 0
Industrial_Instruments_Existing_Space Heating_Natural Gas_Boiler_E8_Baseline Forecast | Industrial | Instruments | Existing | Space Heating | Natural Gas | Boiler | E8 |  | Baseline Forecast | 0 | 0 | 0 | 0 | 0 | 0 | 0 | 0 | 0 | 0 | 0 | 0 | 0 | 0 | 0 | 0 | 0 | 0 | 0 | 0 | 0 | 0 | 0 | 0 | 0
Industrial_Instruments_Existing_Space Heating_Natural Gas_Boiler_E9_Baseline Forecast | Industrial | Instruments | Existing | Space Heating | Natural Gas | Boiler | E9 |  | Baseline Forecast | 0 | 0 | 0 | 0 | 0 | 0 | 0 | 0 | 0 | 0 | 0 | 0 | 0 | 0 | 0 | 0 | 0 | 0 | 0 | 0 | 0 | 0 | 0 | 0 | 0
Industrial_Instruments_Existing_Space Heating_Natural Gas_Boiler_E10_Baseline Forecast | Industrial | Instruments | Existing | Space Heating | Natural Gas | Boiler | E10 |  | Baseline Forecast | 0 | 0 | 0 | 0 | 0 | 0 | 0 | 0 | 0 | 0 | 0 | 0 | 0 | 0 | 0 | 0 | 0 | 0 | 0 | 0 | 0 | 0 | 0 | 0 | 0
Industrial_Instruments_Existing_Space Heating_Natural Gas_Boiler_Vintage_Baseline Forecast | Industrial | Instruments | Existing | Space Heating | Natural Gas | Boiler | Vintage | Vintage | Baseline Forecast | 245.8604 | 234.2996 | 222.9989 | 211.9598 | 201.1829 | 190.6679 | 180.414 | 170.4198 | 160.6833 | 151.2022 | 141.9737 | 132.9947 | 124.262 | 115.772 | 107.5208 | 99.5046 | 91.7194 | 84.161 | 76.8252 | 69.7077 | 62.8042 | 56.1103 | 0 | 0 | Vintage
Industrial_Instruments_Existing_Space Heating_Natural Gas_Unit Heater_E1_Baseline Forecast | Industrial | Instruments | Existing | Space Heating | Natural Gas | Unit Heater | E1 | Standard | Baseline Forecast | 0 | 2.3987 | 9.215 | 22.133 | 42.5415 | 71.5697 | 110.1189 | 158.8902 | 218.4101 | 289.0521 | 369.0059 | 456.6703 | 550.6308 | 649.6393 | 752.5961 | 858.5333 | 966.601 | 1059.7095 | 1139.5127 | 1207.4869 | 1264.9503 | 1313.0794 | 0 | 0 | kBtu/Hr
Industrial_Instruments_Existing_Space Heating_Natural Gas_Unit Heater_E2_Baseline Forecast | Industrial | Instruments | Existing | Space Heating | Natural Gas | Unit Heater | E2 | Condensing | Baseline Forecast | 0 | 0 | 0 | 0 | 0 | 0 | 0 | 0 | 0 | 0 | 0 | 0 | 0 | 0 | 0 | 0 | 0 | 0 | 0 | 0 | 0 | 0 | 0 | 0 | kBtu/Hr
Industrial_Instruments_Existing_Space Heating_Natural Gas_Unit Heater_E3_Baseline Forecast | Industrial | Instruments | Existing | Space Heating | Natural Gas | Unit Heater | E3 | Infrared Radiant | Baseline Forecast | 0 | 0 | 0 | 0 | 0 | 0 | 0 | 0 | 0 | 0 | 0 | 0 | 0 | 0 | 0 | 0 | 0 | 0 | 0 | 0 | 0 | 0 | 0 | 0 | kBtu/Hr
Industrial_Instruments_Existing_Space Heating_Natural Gas_Unit Heater_E4_Baseline Forecast | Industrial | Instruments | Existing | Space Heating | Natural Gas | Unit Heater | E4 |  | Baseline Forecast | 0 | 0 | 0 | 0 | 0 | 0 | 0 | 0 | 0 | 0 | 0 | 0 | 0 | 0 | 0 | 0 | 0 | 0 | 0 | 0 | 0 | 0 | 0 | 0 | 0
Industrial_Instruments_Existing_Space Heating_Natural Gas_Unit Heater_E5_Baseline Forecast | Industrial | Instruments | Existing | Space Heating | Natural Gas | Unit Heater | E5 |  | Baseline Forecast | 0 | 0 | 0 | 0 | 0 | 0 | 0 | 0 | 0 | 0 | 0 | 0 | 0 | 0 | 0 | 0 | 0 | 0 | 0 | 0 | 0 | 0 | 0 | 0 | 0
Industrial_Instruments_Existing_Space Heating_Natural Gas_Unit Heater_E6_Baseline Forecast | Industrial | Instruments | Existing | Space Heating | Natural Gas | Unit Heater | E6 |  | Baseline Forecast | 0 | 0 | 0 | 0 | 0 | 0 | 0 | 0 | 0 | 0 | 0 | 0 | 0 | 0 | 0 | 0 | 0 | 0 | 0 | 0 | 0 | 0 | 0 | 0 | 0
Industrial_Instruments_Existing_Space Heating_Natural Gas_Unit Heater_E7_Baseline Forecast | Industrial | Instruments | Existing | Space Heating | Natural Gas | Unit Heater | E7 |  | Baseline Forecast | 0 | 0 | 0 | 0 | 0 | 0 | 0 | 0 | 0 | 0 | 0 | 0 | 0 | 0 | 0 | 0 | 0 | 0 | 0 | 0 | 0 | 0 | 0 | 0 | 0
Industrial_Instruments_Existing_Space Heating_Natural Gas_Unit Heater_E8_Baseline Forecast | Industrial | Instruments | Existing | Space Heating | Natural Gas | Unit Heater | E8 |  | Baseline Forecast | 0 | 0 | 0 | 0 | 0 | 0 | 0 | 0 | 0 | 0 | 0 | 0 | 0 | 0 | 0 | 0 | 0 | 0 | 0 | 0 | 0 | 0 | 0 | 0 | 0
Industrial_Instruments_Existing_Space Heating_Natural Gas_Unit Heater_E9_Baseline Forecast | Industrial | Instruments | Existing | Space Heating | Natural Gas | Unit Heater | E9 |  | Baseline Forecast | 0 | 0 | 0 | 0 | 0 | 0 | 0 | 0 | 0 | 0 | 0 | 0 | 0 | 0 | 0 | 0 | 0 | 0 | 0 | 0 | 0 | 0 | 0 | 0 | 0
Industrial_Instruments_Existing_Space Heating_Natural Gas_Unit Heater_E10_Baseline Forecast | Industrial | Instruments | Existing | Space Heating | Natural Gas | Unit Heater | E10 |  | Baseline Forecast | 0 | 0 | 0 | 0 | 0 | 0 | 0 | 0 | 0 | 0 | 0 | 0 | 0 | 0 | 0 | 0 | 0 | 0 | 0 | 0 | 0 | 0 | 0 | 0 | 0
Industrial_Instruments_Existing_Space Heating_Natural Gas_Unit Heater_Vintage_Baseline Forecast | Industrial | Instruments | Existing | Space Heating | Natural Gas | Unit Heater | Vintage | Vintage | Baseline Forecast | 2899.6407 | 2847.2482 | 2791.3 | 2730.0973 | 2662.2366 | 2586.5743 | 2502.195 | 2408.3838 | 2304.6006 | 2190.4584 | 2067.7544 | 1938.0769 | 1802.8277 | 1663.2422 | 1520.4082 | 1375.2813 | 1228.6996 | 1097.741 | 980.7404 | 876.2101 | 782.8209 | 699.3855 | 0 | 0 | Vintage
Industrial_Instruments_Existing_Process_Natural Gas_Process Boiler_E1_Baseline Forecast | Industrial | Instruments | Existing | Process | Natural Gas | Process Boiler | E1 | Standard | Baseline Forecast | 0 | 628.2459 | 1352.4309 | 2150.5216 | 2805.3689 | 3339.8538 | 3773.2451 | 4121.7691 | 4399.0892 | 4616.71 | 4784.3179 | 4910.0676 | 5000.8234 | 5062.3634 | 5099.5499 | 5116.4746 | 5116.5797 | 5102.7606 | 5077.4521 | 5042.7009 | 5000.227 | 4951.4756 | 0 | 0 | unit
Industrial_Instruments_Existing_Process_Natural Gas_Process Boiler_E2_Baseline Forecast | Industrial | Instruments | Existing | Process | Natural Gas | Process Boiler | E2 |  | Baseline Forecast | 0 | 0 | 0 | 0 | 0 | 0 | 0 | 0 | 0 | 0 | 0 | 0 | 0 | 0 | 0 | 0 | 0 | 0 | 0 | 0 | 0 | 0 | 0 | 0 | 0
Industrial_Instruments_Existing_Process_Natural Gas_Process Boiler_E3_Baseline Forecast | Industrial | Instruments | Existing | Process | Natural Gas | Process Boiler | E3 |  | Baseline Forecast | 0 | 0 | 0 | 0 | 0 | 0 | 0 | 0 | 0 | 0 | 0 | 0 | 0 | 0 | 0 | 0 | 0 | 0 | 0 | 0 | 0 | 0 | 0 | 0 | 0
Industrial_Instruments_Existing_Process_Natural Gas_Process Boiler_E4_Baseline Forecast | Industrial | Instruments | Existing | Process | Natural Gas | Process Boiler | E4 |  | Baseline Forecast | 0 | 0 | 0 | 0 | 0 | 0 | 0 | 0 | 0 | 0 | 0 | 0 | 0 | 0 | 0 | 0 | 0 | 0 | 0 | 0 | 0 | 0 | 0 | 0 | 0
Industrial_Instruments_Existing_Process_Natural Gas_Process Boiler_E5_Baseline Forecast | Industrial | Instruments | Existing | Process | Natural Gas | Process Boiler | E5 |  | Baseline Forecast | 0 | 0 | 0 | 0 | 0 | 0 | 0 | 0 | 0 | 0 | 0 | 0 | 0 | 0 | 0 | 0 | 0 | 0 | 0 | 0 | 0 | 0 | 0 | 0 | 0
Industrial_Instruments_Existing_Process_Natural Gas_Process Boiler_E6_Baseline Forecast | Industrial | Instruments | Existing | Process | Natural Gas | Process Boiler | E6 |  | Baseline Forecast | 0 | 0 | 0 | 0 | 0 | 0 | 0 | 0 | 0 | 0 | 0 | 0 | 0 | 0 | 0 | 0 | 0 | 0 | 0 | 0 | 0 | 0 | 0 | 0 | 0
Industrial_Instruments_Existing_Process_Natural Gas_Process Boiler_E7_Baseline Forecast | Industrial | Instruments | Existing | Process | Natural Gas | Process Boiler | E7 |  | Baseline Forecast | 0 | 0 | 0 | 0 | 0 | 0 | 0 | 0 | 0 | 0 | 0 | 0 | 0 | 0 | 0 | 0 | 0 | 0 | 0 | 0 | 0 | 0 | 0 | 0 | 0
Industrial_Instruments_Existing_Process_Natural Gas_Process Boiler_E8_Baseline Forecast | Industrial | Instruments | Existing | Process | Natural Gas | Process Boiler | E8 |  | Baseline Forecast | 0 | 0 | 0 | 0 | 0 | 0 | 0 | 0 | 0 | 0 | 0 | 0 | 0 | 0 | 0 | 0 | 0 | 0 | 0 | 0 | 0 | 0 | 0 | 0 | 0
Industrial_Instruments_Existing_Process_Natural Gas_Process Boiler_E9_Baseline Forecast | Industrial | Instruments | Existing | Process | Natural Gas | Process Boiler | E9 |  | Baseline Forecast | 0 | 0 | 0 | 0 | 0 | 0 | 0 | 0 | 0 | 0 | 0 | 0 | 0 | 0 | 0 | 0 | 0 | 0 | 0 | 0 | 0 | 0 | 0 | 0 | 0
Industrial_Instruments_Existing_Process_Natural Gas_Process Boiler_E10_Baseline Forecast | Industrial | Instruments | Existing | Process | Natural Gas | Process Boiler | E10 |  | Baseline Forecast | 0 | 0 | 0 | 0 | 0 | 0 | 0 | 0 | 0 | 0 | 0 | 0 | 0 | 0 | 0 | 0 | 0 | 0 | 0 | 0 | 0 | 0 | 0 | 0 | 0
Industrial_Instruments_Existing_Process_Natural Gas_Process Boiler_Vintage_Baseline Forecast | Industrial | Instruments | Existing | Process | Natural Gas | Process Boiler | Vintage | Vintage | Baseline Forecast | 7458.1242 | 6701.29 | 5850.7337 | 4928.4505 | 4151.5519 | 3497.1201 | 2945.8499 | 2481.4795 | 2090.3103 | 1760.8033 | 1483.2382 | 1249.4273 | 1052.4732 | 886.5661 | 746.8118 | 629.0878 | 529.9213 | 446.3869 | 376.0205 | 316.7463 | 266.8159 | 224.7562 | 0 | 0 | Vintage
Industrial_Instruments_Existing_Process_Natural Gas_Process Heating_E1_Baseline Forecast | Industrial | Instruments | Existing | Process | Natural Gas | Process Heating | E1 | Standard | Baseline Forecast | 0 | 628.2459 | 1352.4309 | 2150.5216 | 2805.3689 | 3339.8538 | 3773.2451 | 4121.7691 | 4399.0892 | 4616.71 | 4784.3179 | 4910.0676 | 5000.8234 | 5062.3634 | 5099.5499 | 5116.4746 | 5116.5797 | 5102.7606 | 5077.4521 | 5042.7009 | 5000.227 | 4951.4756 | 0 | 0 | unit
Industrial_Instruments_Existing_Process_Natural Gas_Process Heating_E2_Baseline Forecast | Industrial | Instruments | Existing | Process | Natural Gas | Process Heating | E2 |  | Baseline Forecast | 0 | 0 | 0 | 0 | 0 | 0 | 0 | 0 | 0 | 0 | 0 | 0 | 0 | 0 | 0 | 0 | 0 | 0 | 0 | 0 | 0 | 0 | 0 | 0 | 0
Industrial_Instruments_Existing_Process_Natural Gas_Process Heating_E3_Baseline Forecast | Industrial | Instruments | Existing | Process | Natural Gas | Process Heating | E3 |  | Baseline Forecast | 0 | 0 | 0 | 0 | 0 | 0 | 0 | 0 | 0 | 0 | 0 | 0 | 0 | 0 | 0 | 0 | 0 | 0 | 0 | 0 | 0 | 0 | 0 | 0 | 0
Industrial_Instruments_Existing_Process_Natural Gas_Process Heating_E4_Baseline Forecast | Industrial | Instruments | Existing | Process | Natural Gas | Process Heating | E4 |  | Baseline Forecast | 0 | 0 | 0 | 0 | 0 | 0 | 0 | 0 | 0 | 0 | 0 | 0 | 0 | 0 | 0 | 0 | 0 | 0 | 0 | 0 | 0 | 0 | 0 | 0 | 0
Industrial_Instruments_Existing_Process_Natural Gas_Process Heating_E5_Baseline Forecast | Industrial | Instruments | Existing | Process | Natural Gas | Process Heating | E5 |  | Baseline Forecast | 0 | 0 | 0 | 0 | 0 | 0 | 0 | 0 | 0 | 0 | 0 | 0 | 0 | 0 | 0 | 0 | 0 | 0 | 0 | 0 | 0 | 0 | 0 | 0 | 0
Industrial_Instruments_Existing_Process_Natural Gas_Process Heating_E6_Baseline Forecast | Industrial | Instruments | Existing | Process | Natural Gas | Process Heating | E6 |  | Baseline Forecast | 0 | 0 | 0 | 0 | 0 | 0 | 0 | 0 | 0 | 0 | 0 | 0 | 0 | 0 | 0 | 0 | 0 | 0 | 0 | 0 | 0 | 0 | 0 | 0 | 0
Industrial_Instruments_Existing_Process_Natural Gas_Process Heating_E7_Baseline Forecast | Industrial | Instruments | Existing | Process | Natural Gas | Process Heating | E7 |  | Baseline Forecast | 0 | 0 | 0 | 0 | 0 | 0 | 0 | 0 | 0 | 0 | 0 | 0 | 0 | 0 | 0 | 0 | 0 | 0 | 0 | 0 | 0 | 0 | 0 | 0 | 0
Industrial_Instruments_Existing_Process_Natural Gas_Process Heating_E8_Baseline Forecast | Industrial | Instruments | Existing | Process | Natural Gas | Process Heating | E8 |  | Baseline Forecast | 0 | 0 | 0 | 0 | 0 | 0 | 0 | 0 | 0 | 0 | 0 | 0 | 0 | 0 | 0 | 0 | 0 | 0 | 0 | 0 | 0 | 0 | 0 | 0 | 0
Industrial_Instruments_Existing_Process_Natural Gas_Process Heating_E9_Baseline Forecast | Industrial | Instruments | Existing | Process | Natural Gas | Process Heating | E9 |  | Baseline Forecast | 0 | 0 | 0 | 0 | 0 | 0 | 0 | 0 | 0 | 0 | 0 | 0 | 0 | 0 | 0 | 0 | 0 | 0 | 0 | 0 | 0 | 0 | 0 | 0 | 0
Industrial_Instruments_Existing_Process_Natural Gas_Process Heating_E10_Baseline Forecast | Industrial | Instruments | Existing | Process | Natural Gas | Process Heating | E10 |  | Baseline Forecast | 0 | 0 | 0 | 0 | 0 | 0 | 0 | 0 | 0 | 0 | 0 | 0 | 0 | 0 | 0 | 0 | 0 | 0 | 0 | 0 | 0 | 0 | 0 | 0 | 0
Industrial_Instruments_Existing_Process_Natural Gas_Process Heating_Vintage_Baseline Forecast | Industrial | Instruments | Existing | Process | Natural Gas | Process Heating | Vintage | Vintage | Baseline Forecast | 7458.1242 | 6701.29 | 5850.7337 | 4928.4505 | 4151.5519 | 3497.1201 | 2945.8499 | 2481.4795 | 2090.3103 | 1760.8033 | 1483.2382 | 1249.4273 | 1052.4732 | 886.5661 | 746.8118 | 629.0878 | 529.9213 | 446.3869 | 376.0205 | 316.7463 | 266.8159 | 224.7562 | 0 | 0 | Vintage
Industrial_Instruments_Existing_Process_Natural Gas_Process Cooling_E1_Baseline Forecast | Industrial | Instruments | Existing | Process | Natural Gas | Process Cooling | E1 | Standard | Baseline Forecast | 0 | 628.2459 | 1352.4309 | 2150.5216 | 2805.3689 | 3339.8538 | 3773.2451 | 4121.7691 | 4399.0892 | 4616.71 | 4784.3179 | 4910.0676 | 5000.8234 | 5062.3634 | 5099.5499 | 5116.4746 | 5116.5797 | 5102.7606 | 5077.4521 | 5042.7009 | 5000.227 | 4951.4756 | 0 | 0 | unit
Industrial_Instruments_Existing_Process_Natural Gas_Process Cooling_E2_Baseline Forecast | Industrial | Instruments | Existing | Process | Natural Gas | Process Cooling | E2 |  | Baseline Forecast | 0 | 0 | 0 | 0 | 0 | 0 | 0 | 0 | 0 | 0 | 0 | 0 | 0 | 0 | 0 | 0 | 0 | 0 | 0 | 0 | 0 | 0 | 0 | 0 | 0
Industrial_Instruments_Existing_Process_Natural Gas_Process Cooling_E3_Baseline Forecast | Industrial | Instruments | Existing | Process | Natural Gas | Process Cooling | E3 |  | Baseline Forecast | 0 | 0 | 0 | 0 | 0 | 0 | 0 | 0 | 0 | 0 | 0 | 0 | 0 | 0 | 0 | 0 | 0 | 0 | 0 | 0 | 0 | 0 | 0 | 0 | 0
Industrial_Instruments_Existing_Process_Natural Gas_Process Cooling_E4_Baseline Forecast | Industrial | Instruments | Existing | Process | Natural Gas | Process Cooling | E4 |  | Baseline Forecast | 0 | 0 | 0 | 0 | 0 | 0 | 0 | 0 | 0 | 0 | 0 | 0 | 0 | 0 | 0 | 0 | 0 | 0 | 0 | 0 | 0 | 0 | 0 | 0 | 0
Industrial_Instruments_Existing_Process_Natural Gas_Process Cooling_E5_Baseline Forecast | Industrial | Instruments | Existing | Process | Natural Gas | Process Cooling | E5 |  | Baseline Forecast | 0 | 0 | 0 | 0 | 0 | 0 | 0 | 0 | 0 | 0 | 0 | 0 | 0 | 0 | 0 | 0 | 0 | 0 | 0 | 0 | 0 | 0 | 0 | 0 | 0
Industrial_Instruments_Existing_Process_Natural Gas_Process Cooling_E6_Baseline Forecast | Industrial | Instruments | Existing | Process | Natural Gas | Process Cooling | E6 |  | Baseline Forecast | 0 | 0 | 0 | 0 | 0 | 0 | 0 | 0 | 0 | 0 | 0 | 0 | 0 | 0 | 0 | 0 | 0 | 0 | 0 | 0 | 0 | 0 | 0 | 0 | 0
Industrial_Instruments_Existing_Process_Natural Gas_Process Cooling_E7_Baseline Forecast | Industrial | Instruments | Existing | Process | Natural Gas | Process Cooling | E7 |  | Baseline Forecast | 0 | 0 | 0 | 0 | 0 | 0 | 0 | 0 | 0 | 0 | 0 | 0 | 0 | 0 | 0 | 0 | 0 | 0 | 0 | 0 | 0 | 0 | 0 | 0 | 0
Industrial_Instruments_Existing_Process_Natural Gas_Process Cooling_E8_Baseline Forecast | Industrial | Instruments | Existing | Process | Natural Gas | Process Cooling | E8 |  | Baseline Forecast | 0 | 0 | 0 | 0 | 0 | 0 | 0 | 0 | 0 | 0 | 0 | 0 | 0 | 0 | 0 | 0 | 0 | 0 | 0 | 0 | 0 | 0 | 0 | 0 | 0
Industrial_Instruments_Existing_Process_Natural Gas_Process Cooling_E9_Baseline Forecast | Industrial | Instruments | Existing | Process | Natural Gas | Process Cooling | E9 |  | Baseline Forecast | 0 | 0 | 0 | 0 | 0 | 0 | 0 | 0 | 0 | 0 | 0 | 0 | 0 | 0 | 0 | 0 | 0 | 0 | 0 | 0 | 0 | 0 | 0 | 0 | 0
Industrial_Instruments_Existing_Process_Natural Gas_Process Cooling_E10_Baseline Forecast | Industrial | Instruments | Existing | Process | Natural Gas | Process Cooling | E10 |  | Baseline Forecast | 0 | 0 | 0 | 0 | 0 | 0 | 0 | 0 | 0 | 0 | 0 | 0 | 0 | 0 | 0 | 0 | 0 | 0 | 0 | 0 | 0 | 0 | 0 | 0 | 0
Industrial_Instruments_Existing_Process_Natural Gas_Process Cooling_Vintage_Baseline Forecast | Industrial | Instruments | Existing | Process | Natural Gas | Process Cooling | Vintage | Vintage | Baseline Forecast | 7458.1242 | 6701.29 | 5850.7337 | 4928.4505 | 4151.5519 | 3497.1201 | 2945.8499 | 2481.4795 | 2090.3103 | 1760.8033 | 1483.2382 | 1249.4273 | 1052.4732 | 886.5661 | 746.8118 | 629.0878 | 529.9213 | 446.3869 | 376.0205 | 316.7463 | 266.8159 | 224.7562 | 0 | 0 | Vintage
Industrial_Instruments_Existing_Process_Natural Gas_Other Process_E1_Baseline Forecast | Industrial | Instruments | Existing | Process | Natural Gas | Other Process | E1 | Standard | Baseline Forecast | 0 | 628.2459 | 1352.4309 | 2150.5216 | 2805.3689 | 3339.8538 | 3773.2451 | 4121.7691 | 4399.0892 | 4616.71 | 4784.3179 | 4910.0676 | 5000.8234 | 5062.3634 | 5099.5499 | 5116.4746 | 5116.5797 | 5102.7606 | 5077.4521 | 5042.7009 | 5000.227 | 4951.4756 | 0 | 0 | unit
Industrial_Instruments_Existing_Process_Natural Gas_Other Process_E2_Baseline Forecast | Industrial | Instruments | Existing | Process | Natural Gas | Other Process | E2 |  | Baseline Forecast | 0 | 0 | 0 | 0 | 0 | 0 | 0 | 0 | 0 | 0 | 0 | 0 | 0 | 0 | 0 | 0 | 0 | 0 | 0 | 0 | 0 | 0 | 0 | 0 | 0
Industrial_Instruments_Existing_Process_Natural Gas_Other Process_E3_Baseline Forecast | Industrial | Instruments | Existing | Process | Natural Gas | Other Process | E3 |  | Baseline Forecast | 0 | 0 | 0 | 0 | 0 | 0 | 0 | 0 | 0 | 0 | 0 | 0 | 0 | 0 | 0 | 0 | 0 | 0 | 0 | 0 | 0 | 0 | 0 | 0 | 0
Industrial_Instruments_Existing_Process_Natural Gas_Other Process_E4_Baseline Forecast | Industrial | Instruments | Existing | Process | Natural Gas | Other Process | E4 |  | Baseline Forecast | 0 | 0 | 0 | 0 | 0 | 0 | 0 | 0 | 0 | 0 | 0 | 0 | 0 | 0 | 0 | 0 | 0 | 0 | 0 | 0 | 0 | 0 | 0 | 0 | 0
Industrial_Instruments_Existing_Process_Natural Gas_Other Process_E5_Baseline Forecast | Industrial | Instruments | Existing | Process | Natural Gas | Other Process | E5 |  | Baseline Forecast | 0 | 0 | 0 | 0 | 0 | 0 | 0 | 0 | 0 | 0 | 0 | 0 | 0 | 0 | 0 | 0 | 0 | 0 | 0 | 0 | 0 | 0 | 0 | 0 | 0
Industrial_Instruments_Existing_Process_Natural Gas_Other Process_E6_Baseline Forecast | Industrial | Instruments | Existing | Process | Natural Gas | Other Process | E6 |  | Baseline Forecast | 0 | 0 | 0 | 0 | 0 | 0 | 0 | 0 | 0 | 0 | 0 | 0 | 0 | 0 | 0 | 0 | 0 | 0 | 0 | 0 | 0 | 0 | 0 | 0 | 0
Industrial_Instruments_Existing_Process_Natural Gas_Other Process_E7_Baseline Forecast | Industrial | Instruments | Existing | Process | Natural Gas | Other Process | E7 |  | Baseline Forecast | 0 | 0 | 0 | 0 | 0 | 0 | 0 | 0 | 0 | 0 | 0 | 0 | 0 | 0 | 0 | 0 | 0 | 0 | 0 | 0 | 0 | 0 | 0 | 0 | 0
Industrial_Instruments_Existing_Process_Natural Gas_Other Process_E8_Baseline Forecast | Industrial | Instruments | Existing | Process | Natural Gas | Other Process | E8 |  | Baseline Forecast | 0 | 0 | 0 | 0 | 0 | 0 | 0 | 0 | 0 | 0 | 0 | 0 | 0 | 0 | 0 | 0 | 0 | 0 | 0 | 0 | 0 | 0 | 0 | 0 | 0
Industrial_Instruments_Existing_Process_Natural Gas_Other Process_E9_Baseline Forecast | Industrial | Instruments | Existing | Process | Natural Gas | Other Process | E9 |  | Baseline Forecast | 0 | 0 | 0 | 0 | 0 | 0 | 0 | 0 | 0 | 0 | 0 | 0 | 0 | 0 | 0 | 0 | 0 | 0 | 0 | 0 | 0 | 0 | 0 | 0 | 0
Industrial_Instruments_Existing_Process_Natural Gas_Other Process_E10_Baseline Forecast | Industrial | Instruments | Existing | Process | Natural Gas | Other Process | E10 |  | Baseline Forecast | 0 | 0 | 0 | 0 | 0 | 0 | 0 | 0 | 0 | 0 | 0 | 0 | 0 | 0 | 0 | 0 | 0 | 0 | 0 | 0 | 0 | 0 | 0 | 0 | 0
Industrial_Instruments_Existing_Process_Natural Gas_Other Process_Vintage_Baseline Forecast | Industrial | Instruments | Existing | Process | Natural Gas | Other Process | Vintage | Vintage | Baseline Forecast | 7458.1242 | 6701.29 | 5850.7337 | 4928.4505 | 4151.5519 | 3497.1201 | 2945.8499 | 2481.4795 | 2090.3103 | 1760.8033 | 1483.2382 | 1249.4273 | 1052.4732 | 886.5661 | 746.8118 | 629.0878 | 529.9213 | 446.3869 | 376.0205 | 316.7463 | 266.8159 | 224.7562 | 0 | 0 | Vintage
Industrial_Instruments_Existing_Miscellaneous_Natural Gas_Miscellaneous_E1_Baseline Forecast | Industrial | Instruments | Existing | Miscellaneous | Natural Gas | Miscellaneous | E1 | Standard | Baseline Forecast | 0 | 628.2459 | 1352.4309 | 2150.5216 | 2805.3689 | 3339.8538 | 3773.2451 | 4121.7691 | 4399.0892 | 4616.71 | 4784.3179 | 4910.0676 | 5000.8234 | 5062.3634 | 5099.5499 | 5116.4746 | 5116.5797 | 5102.7606 | 5077.4521 | 5042.7009 | 5000.227 | 4951.4756 | 0 | 0 | unit
Industrial_Instruments_Existing_Miscellaneous_Natural Gas_Miscellaneous_E2_Baseline Forecast | Industrial | Instruments | Existing | Miscellaneous | Natural Gas | Miscellaneous | E2 |  | Baseline Forecast | 0 | 0 | 0 | 0 | 0 | 0 | 0 | 0 | 0 | 0 | 0 | 0 | 0 | 0 | 0 | 0 | 0 | 0 | 0 | 0 | 0 | 0 | 0 | 0 | 0
Industrial_Instruments_Existing_Miscellaneous_Natural Gas_Miscellaneous_E3_Baseline Forecast | Industrial | Instruments | Existing | Miscellaneous | Natural Gas | Miscellaneous | E3 |  | Baseline Forecast | 0 | 0 | 0 | 0 | 0 | 0 | 0 | 0 | 0 | 0 | 0 | 0 | 0 | 0 | 0 | 0 | 0 | 0 | 0 | 0 | 0 | 0 | 0 | 0 | 0
Industrial_Instruments_Existing_Miscellaneous_Natural Gas_Miscellaneous_E4_Baseline Forecast | Industrial | Instruments | Existing | Miscellaneous | Natural Gas | Miscellaneous | E4 |  | Baseline Forecast | 0 | 0 | 0 | 0 | 0 | 0 | 0 | 0 | 0 | 0 | 0 | 0 | 0 | 0 | 0 | 0 | 0 | 0 | 0 | 0 | 0 | 0 | 0 | 0 | 0
Industrial_Instruments_Existing_Miscellaneous_Natural Gas_Miscellaneous_E5_Baseline Forecast | Industrial | Instruments | Existing | Miscellaneous | Natural Gas | Miscellaneous | E5 |  | Baseline Forecast | 0 | 0 | 0 | 0 | 0 | 0 | 0 | 0 | 0 | 0 | 0 | 0 | 0 | 0 | 0 | 0 | 0 | 0 | 0 | 0 | 0 | 0 | 0 | 0 | 0
Industrial_Instruments_Existing_Miscellaneous_Natural Gas_Miscellaneous_E6_Baseline Forecast | Industrial | Instruments | Existing | Miscellaneous | Natural Gas | Miscellaneous | E6 |  | Baseline Forecast | 0 | 0 | 0 | 0 | 0 | 0 | 0 | 0 | 0 | 0 | 0 | 0 | 0 | 0 | 0 | 0 | 0 | 0 | 0 | 0 | 0 | 0 | 0 | 0 | 0
Industrial_Instruments_Existing_Miscellaneous_Natural Gas_Miscellaneous_E7_Baseline Forecast | Industrial | Instruments | Existing | Miscellaneous | Natural Gas | Miscellaneous | E7 |  | Baseline Forecast | 0 | 0 | 0 | 0 | 0 | 0 | 0 | 0 | 0 | 0 | 0 | 0 | 0 | 0 | 0 | 0 | 0 | 0 | 0 | 0 | 0 | 0 | 0 | 0 | 0
Industrial_Instruments_Existing_Miscellaneous_Natural Gas_Miscellaneous_E8_Baseline Forecast | Industrial | Instruments | Existing | Miscellaneous | Natural Gas | Miscellaneous | E8 |  | Baseline Forecast | 0 | 0 | 0 | 0 | 0 | 0 | 0 | 0 | 0 | 0 | 0 | 0 | 0 | 0 | 0 | 0 | 0 | 0 | 0 | 0 | 0 | 0 | 0 | 0 | 0
Industrial_Instruments_Existing_Miscellaneous_Natural Gas_Miscellaneous_E9_Baseline Forecast | Industrial | Instruments | Existing | Miscellaneous | Natural Gas | Miscellaneous | E9 |  | Baseline Forecast | 0 | 0 | 0 | 0 | 0 | 0 | 0 | 0 | 0 | 0 | 0 | 0 | 0 | 0 | 0 | 0 | 0 | 0 | 0 | 0 | 0 | 0 | 0 | 0 | 0
Industrial_Instruments_Existing_Miscellaneous_Natural Gas_Miscellaneous_E10_Baseline Forecast | Industrial | Instruments | Existing | Miscellaneous | Natural Gas | Miscellaneous | E10 |  | Baseline Forecast | 0 | 0 | 0 | 0 | 0 | 0 | 0 | 0 | 0 | 0 | 0 | 0 | 0 | 0 | 0 | 0 | 0 | 0 | 0 | 0 | 0 | 0 | 0 | 0 | 0
Industrial_Instruments_Existing_Miscellaneous_Natural Gas_Miscellaneous_Vintage_Baseline Forecast | Industrial | Instruments | Existing | Miscellaneous | Natural Gas | Miscellaneous | Vintage | Vintage | Baseline Forecast | 7458.1242 | 6701.29 | 5850.7337 | 4928.4505 | 4151.5519 | 3497.1201 | 2945.8499 | 2481.4795 | 2090.3103 | 1760.8033 | 1483.2382 | 1249.4273 | 1052.4732 | 886.5661 | 746.8118 | 629.0878 | 529.9213 | 446.3869 | 376.0205 | 316.7463 | 266.8159 | 224.7562 | 0 | 0 | Vintage
Industrial_Instruments_New_Space Heating_Natural Gas_Furnace_E1_Baseline Forecast | Industrial | Instruments | New | Space Heating | Natural Gas | Furnace | E1 | AFUE 80% (Standard) | Baseline Forecast | 0 | 154.6194 | 158.3215 | 276.301 | 393.9908 | 525.9025 | 605.3452 | 697.5675 | 788.6276 | 891.0561 | 967.3443 | 1055.0862 | 1141.6643 | 1242.0974 | 1310.2617 | 1393.106 | 1475.8875 | 1572.2564 | 1635.9109 | 1714.3483 | 1790.6494 | 1866.7251 | 0 | 0 | kBtu/hr
Industrial_Instruments_New_Space Heating_Natural Gas_Furnace_E2_Baseline Forecast | Industrial | Instruments | New | Space Heating | Natural Gas | Furnace | E2 | AFUE 90% | Baseline Forecast | 0 | 0 | 0 | 0 | 0 | 0 | 0 | 0 | 0 | 0 | 0 | 0 | 0 | 0 | 0 | 0 | 0 | 0 | 0 | 0 | 0 | 0 | 0 | 0 | kBtu/hr
Industrial_Instruments_New_Space Heating_Natural Gas_Furnace_E3_Baseline Forecast | Industrial | Instruments | New | Space Heating | Natural Gas | Furnace | E3 | AFUE 96% | Baseline Forecast | 0 | 0 | 0 | 0 | 0 | 0 | 0 | 0 | 0 | 0 | 0 | 0 | 0 | 0 | 0 | 0 | 0 | 0 | 0 | 0 | 0 | 0 | 0 | 0 | kBtu/hr
Industrial_Instruments_New_Space Heating_Natural Gas_Furnace_E4_Baseline Forecast | Industrial | Instruments | New | Space Heating | Natural Gas | Furnace | E4 |  | Baseline Forecast | 0 | 0 | 0 | 0 | 0 | 0 | 0 | 0 | 0 | 0 | 0 | 0 | 0 | 0 | 0 | 0 | 0 | 0 | 0 | 0 | 0 | 0 | 0 | 0 | 0
Industrial_Instruments_New_Space Heating_Natural Gas_Furnace_E5_Baseline Forecast | Industrial | Instruments | New | Space Heating | Natural Gas | Furnace | E5 |  | Baseline Forecast | 0 | 0 | 0 | 0 | 0 | 0 | 0 | 0 | 0 | 0 | 0 | 0 | 0 | 0 | 0 | 0 | 0 | 0 | 0 | 0 | 0 | 0 | 0 | 0 | 0
Industrial_Instruments_New_Space Heating_Natural Gas_Furnace_E6_Baseline Forecast | Industrial | Instruments | New | Space Heating | Natural Gas | Furnace | E6 |  | Baseline Forecast | 0 | 0 | 0 | 0 | 0 | 0 | 0 | 0 | 0 | 0 | 0 | 0 | 0 | 0 | 0 | 0 | 0 | 0 | 0 | 0 | 0 | 0 | 0 | 0 | 0
Industrial_Instruments_New_Space Heating_Natural Gas_Furnace_E7_Baseline Forecast | Industrial | Instruments | New | Space Heating | Natural Gas | Furnace | E7 |  | Baseline Forecast | 0 | 0 | 0 | 0 | 0 | 0 | 0 | 0 | 0 | 0 | 0 | 0 | 0 | 0 | 0 | 0 | 0 | 0 | 0 | 0 | 0 | 0 | 0 | 0 | 0
Industrial_Instruments_New_Space Heating_Natural Gas_Furnace_E8_Baseline Forecast | Industrial | Instruments | New | Space Heating | Natural Gas | Furnace | E8 |  | Baseline Forecast | 0 | 0 | 0 | 0 | 0 | 0 | 0 | 0 | 0 | 0 | 0 | 0 | 0 | 0 | 0 | 0 | 0 | 0 | 0 | 0 | 0 | 0 | 0 | 0 | 0
Industrial_Instruments_New_Space Heating_Natural Gas_Furnace_E9_Baseline Forecast | Industrial | Instruments | New | Space Heating | Natural Gas | Furnace | E9 |  | Baseline Forecast | 0 | 0 | 0 | 0 | 0 | 0 | 0 | 0 | 0 | 0 | 0 | 0 | 0 | 0 | 0 | 0 | 0 | 0 | 0 | 0 | 0 | 0 | 0 | 0 | 0
Industrial_Instruments_New_Space Heating_Natural Gas_Furnace_E10_Baseline Forecast | Industrial | Instruments | New | Space Heating | Natural Gas | Furnace | E10 |  | Baseline Forecast | 0 | 0 | 0 | 0 | 0 | 0 | 0 | 0 | 0 | 0 | 0 | 0 | 0 | 0 | 0 | 0 | 0 | 0 | 0 | 0 | 0 | 0 | 0 | 0 | 0
Industrial_Instruments_New_Space Heating_Natural Gas_Furnace_Vintage_Baseline Forecast | Industrial | Instruments | New | Space Heating | Natural Gas | Furnace | Vintage | Vintage | Baseline Forecast | 0 | 0 | 0 | 0 | 0 | 0 | 0 | 0 | 0 | 0 | 0 | 0 | 0 | 0 | 0 | 0 | 0 | 0 | 0 | 0 | 0 | 0 | 0 | 0 | Vintage
Industrial_Instruments_New_Space Heating_Natural Gas_Boiler_E1_Baseline Forecast | Industrial | Instruments | New | Space Heating | Natural Gas | Boiler | E1 | AFUE 80% (Standard) | Baseline Forecast | 0 | 12.8279 | 13.135 | 22.9231 | 32.6872 | 43.6312 | 50.2221 | 57.8732 | 65.428 | 73.9259 | 80.2551 | 87.5345 | 94.7174 | 103.0498 | 108.705 | 115.5781 | 122.446 | 130.4412 | 135.7223 | 142.2298 | 148.56 | 154.8716 | 0 | 0 | kBtu/hr
Industrial_Instruments_New_Space Heating_Natural Gas_Boiler_E2_Baseline Forecast | Industrial | Instruments | New | Space Heating | Natural Gas | Boiler | E2 | AFUE 85% | Baseline Forecast | 0 | 0 | 0 | 0 | 0 | 0 | 0 | 0 | 0 | 0 | 0 | 0 | 0 | 0 | 0 | 0 | 0 | 0 | 0 | 0 | 0 | 0 | 0 | 0 | kBtu/hr
Industrial_Instruments_New_Space Heating_Natural Gas_Boiler_E3_Baseline Forecast | Industrial | Instruments | New | Space Heating | Natural Gas | Boiler | E3 | AFUE 97% | Baseline Forecast | 0 | 0 | 0 | 0 | 0 | 0 | 0 | 0 | 0 | 0 | 0 | 0 | 0 | 0 | 0 | 0 | 0 | 0 | 0 | 0 | 0 | 0 | 0 | 0 | kBtu/hr
Industrial_Instruments_New_Space Heating_Natural Gas_Boiler_E4_Baseline Forecast | Industrial | Instruments | New | Space Heating | Natural Gas | Boiler | E4 | Convert to NG Air Source Heat Pump | Baseline Forecast | 0 | 0 | 0 | 0 | 0 | 0 | 0 | 0 | 0 | 0 | 0 | 0 | 0 | 0 | 0 | 0 | 0 | 0 | 0 | 0 | 0 | 0 | 0 | 0 | kBtu/hr
Industrial_Instruments_New_Space Heating_Natural Gas_Boiler_E5_Baseline Forecast | Industrial | Instruments | New | Space Heating | Natural Gas | Boiler | E5 |  | Baseline Forecast | 0 | 0 | 0 | 0 | 0 | 0 | 0 | 0 | 0 | 0 | 0 | 0 | 0 | 0 | 0 | 0 | 0 | 0 | 0 | 0 | 0 | 0 | 0 | 0 | 0
Industrial_Instruments_New_Space Heating_Natural Gas_Boiler_E6_Baseline Forecast | Industrial | Instruments | New | Space Heating | Natural Gas | Boiler | E6 |  | Baseline Forecast | 0 | 0 | 0 | 0 | 0 | 0 | 0 | 0 | 0 | 0 | 0 | 0 | 0 | 0 | 0 | 0 | 0 | 0 | 0 | 0 | 0 | 0 | 0 | 0 | 0
Industrial_Instruments_New_Space Heating_Natural Gas_Boiler_E7_Baseline Forecast | Industrial | Instruments | New | Space Heating | Natural Gas | Boiler | E7 |  | Baseline Forecast | 0 | 0 | 0 | 0 | 0 | 0 | 0 | 0 | 0 | 0 | 0 | 0 | 0 | 0 | 0 | 0 | 0 | 0 | 0 | 0 | 0 | 0 | 0 | 0 | 0
Industrial_Instruments_New_Space Heating_Natural Gas_Boiler_E8_Baseline Forecast | Industrial | Instruments | New | Space Heating | Natural Gas | Boiler | E8 |  | Baseline Forecast | 0 | 0 | 0 | 0 | 0 | 0 | 0 | 0 | 0 | 0 | 0 | 0 | 0 | 0 | 0 | 0 | 0 | 0 | 0 | 0 | 0 | 0 | 0 | 0 | 0
Industrial_Instruments_New_Space Heating_Natural Gas_Boiler_E9_Baseline Forecast | Industrial | Instruments | New | Space Heating | Natural Gas | Boiler | E9 |  | Baseline Forecast | 0 | 0 | 0 | 0 | 0 | 0 | 0 | 0 | 0 | 0 | 0 | 0 | 0 | 0 | 0 | 0 | 0 | 0 | 0 | 0 | 0 | 0 | 0 | 0 | 0
Industrial_Instruments_New_Space Heating_Natural Gas_Boiler_E10_Baseline Forecast | Industrial | Instruments | New | Space Heating | Natural Gas | Boiler | E10 |  | Baseline Forecast | 0 | 0 | 0 | 0 | 0 | 0 | 0 | 0 | 0 | 0 | 0 | 0 | 0 | 0 | 0 | 0 | 0 | 0 | 0 | 0 | 0 | 0 | 0 | 0 | 0
Industrial_Instruments_New_Space Heating_Natural Gas_Boiler_Vintage_Baseline Forecast | Industrial | Instruments | New | Space Heating | Natural Gas | Boiler | Vintage | Vintage | Baseline Forecast | 0 | 0 | 0 | 0 | 0 | 0 | 0 | 0 | 0 | 0 | 0 | 0 | 0 | 0 | 0 | 0 | 0 | 0 | 0 | 0 | 0 | 0 | 0 | 0 | Vintage
Industrial_Instruments_New_Space Heating_Natural Gas_Unit Heater_E1_Baseline Forecast | Industrial | Instruments | New | Space Heating | Natural Gas | Unit Heater | E1 | Standard | Baseline Forecast | 0 | 151.2903 | 154.9127 | 270.3519 | 385.5077 | 514.5793 | 592.3114 | 682.5481 | 771.6475 | 871.8706 | 946.5163 | 1032.369 | 1117.083 | 1215.3536 | 1282.0503 | 1363.1108 | 1444.11 | 1538.4039 | 1600.6879 | 1677.4364 | 1752.0947 | 1826.5324 | 0 | 0 | kBtu/Hr
Industrial_Instruments_New_Space Heating_Natural Gas_Unit Heater_E2_Baseline Forecast | Industrial | Instruments | New | Space Heating | Natural Gas | Unit Heater | E2 | Condensing | Baseline Forecast | 0 | 0 | 0 | 0 | 0 | 0 | 0 | 0 | 0 | 0 | 0 | 0 | 0 | 0 | 0 | 0 | 0 | 0 | 0 | 0 | 0 | 0 | 0 | 0 | kBtu/Hr
Industrial_Instruments_New_Space Heating_Natural Gas_Unit Heater_E3_Baseline Forecast | Industrial | Instruments | New | Space Heating | Natural Gas | Unit Heater | E3 | Infrared Radiant | Baseline Forecast | 0 | 0 | 0 | 0 | 0 | 0 | 0 | 0 | 0 | 0 | 0 | 0 | 0 | 0 | 0 | 0 | 0 | 0 | 0 | 0 | 0 | 0 | 0 | 0 | kBtu/Hr
Industrial_Instruments_New_Space Heating_Natural Gas_Unit Heater_E4_Baseline Forecast | Industrial | Instruments | New | Space Heating | Natural Gas | Unit Heater | E4 |  | Baseline Forecast | 0 | 0 | 0 | 0 | 0 | 0 | 0 | 0 | 0 | 0 | 0 | 0 | 0 | 0 | 0 | 0 | 0 | 0 | 0 | 0 | 0 | 0 | 0 | 0 | 0
Industrial_Instruments_New_Space Heating_Natural Gas_Unit Heater_E5_Baseline Forecast | Industrial | Instruments | New | Space Heating | Natural Gas | Unit Heater | E5 |  | Baseline Forecast | 0 | 0 | 0 | 0 | 0 | 0 | 0 | 0 | 0 | 0 | 0 | 0 | 0 | 0 | 0 | 0 | 0 | 0 | 0 | 0 | 0 | 0 | 0 | 0 | 0
Industrial_Instruments_New_Space Heating_Natural Gas_Unit Heater_E6_Baseline Forecast | Industrial | Instruments | New | Space Heating | Natural Gas | Unit Heater | E6 |  | Baseline Forecast | 0 | 0 | 0 | 0 | 0 | 0 | 0 | 0 | 0 | 0 | 0 | 0 | 0 | 0 | 0 | 0 | 0 | 0 | 0 | 0 | 0 | 0 | 0 | 0 | 0
Industrial_Instruments_New_Space Heating_Natural Gas_Unit Heater_E7_Baseline Forecast | Industrial | Instruments | New | Space Heating | Natural Gas | Unit Heater | E7 |  | Baseline Forecast | 0 | 0 | 0 | 0 | 0 | 0 | 0 | 0 | 0 | 0 | 0 | 0 | 0 | 0 | 0 | 0 | 0 | 0 | 0 | 0 | 0 | 0 | 0 | 0 | 0
Industrial_Instruments_New_Space Heating_Natural Gas_Unit Heater_E8_Baseline Forecast | Industrial | Instruments | New | Space Heating | Natural Gas | Unit Heater | E8 |  | Baseline Forecast | 0 | 0 | 0 | 0 | 0 | 0 | 0 | 0 | 0 | 0 | 0 | 0 | 0 | 0 | 0 | 0 | 0 | 0 | 0 | 0 | 0 | 0 | 0 | 0 | 0
Industrial_Instruments_New_Space Heating_Natural Gas_Unit Heater_E9_Baseline Forecast | Industrial | Instruments | New | Space Heating | Natural Gas | Unit Heater | E9 |  | Baseline Forecast | 0 | 0 | 0 | 0 | 0 | 0 | 0 | 0 | 0 | 0 | 0 | 0 | 0 | 0 | 0 | 0 | 0 | 0 | 0 | 0 | 0 | 0 | 0 | 0 | 0
Industrial_Instruments_New_Space Heating_Natural Gas_Unit Heater_E10_Baseline Forecast | Industrial | Instruments | New | Space Heating | Natural Gas | Unit Heater | E10 |  | Baseline Forecast | 0 | 0 | 0 | 0 | 0 | 0 | 0 | 0 | 0 | 0 | 0 | 0 | 0 | 0 | 0 | 0 | 0 | 0 | 0 | 0 | 0 | 0 | 0 | 0 | 0
Industrial_Instruments_New_Space Heating_Natural Gas_Unit Heater_Vintage_Baseline Forecast | Industrial | Instruments | New | Space Heating | Natural Gas | Unit Heater | Vintage | Vintage | Baseline Forecast | 0 | 0 | 0 | 0 | 0 | 0 | 0 | 0 | 0 | 0 | 0 | 0 | 0 | 0 | 0 | 0 | 0 | 0 | 0 | 0 | 0 | 0 | 0 | 0 | Vintage
Industrial_Instruments_New_Process_Natural Gas_Process Boiler_E1_Baseline Forecast | Industrial | Instruments | New | Process | Natural Gas | Process Boiler | E1 | Standard | Baseline Forecast | 0 | 389.1316 | 398.4487 | 695.3683 | 991.5588 | 1323.5419 | 1523.4757 | 1755.5721 | 1984.7435 | 2242.5259 | 2434.5208 | 2655.3413 | 2873.2331 | 3125.9936 | 3297.5432 | 3506.0378 | 3714.3745 | 3956.9067 | 4117.1063 | 4314.5101 | 4506.5376 | 4697.9978 | 0 | 0 | unit
Industrial_Instruments_New_Process_Natural Gas_Process Boiler_E2_Baseline Forecast | Industrial | Instruments | New | Process | Natural Gas | Process Boiler | E2 |  | Baseline Forecast | 0 | 0 | 0 | 0 | 0 | 0 | 0 | 0 | 0 | 0 | 0 | 0 | 0 | 0 | 0 | 0 | 0 | 0 | 0 | 0 | 0 | 0 | 0 | 0 | 0
Industrial_Instruments_New_Process_Natural Gas_Process Boiler_E3_Baseline Forecast | Industrial | Instruments | New | Process | Natural Gas | Process Boiler | E3 |  | Baseline Forecast | 0 | 0 | 0 | 0 | 0 | 0 | 0 | 0 | 0 | 0 | 0 | 0 | 0 | 0 | 0 | 0 | 0 | 0 | 0 | 0 | 0 | 0 | 0 | 0 | 0
Industrial_Instruments_New_Process_Natural Gas_Process Boiler_E4_Baseline Forecast | Industrial | Instruments | New | Process | Natural Gas | Process Boiler | E4 |  | Baseline Forecast | 0 | 0 | 0 | 0 | 0 | 0 | 0 | 0 | 0 | 0 | 0 | 0 | 0 | 0 | 0 | 0 | 0 | 0 | 0 | 0 | 0 | 0 | 0 | 0 | 0
Industrial_Instruments_New_Process_Natural Gas_Process Boiler_E5_Baseline Forecast | Industrial | Instruments | New | Process | Natural Gas | Process Boiler | E5 |  | Baseline Forecast | 0 | 0 | 0 | 0 | 0 | 0 | 0 | 0 | 0 | 0 | 0 | 0 | 0 | 0 | 0 | 0 | 0 | 0 | 0 | 0 | 0 | 0 | 0 | 0 | 0
Industrial_Instruments_New_Process_Natural Gas_Process Boiler_E6_Baseline Forecast | Industrial | Instruments | New | Process | Natural Gas | Process Boiler | E6 |  | Baseline Forecast | 0 | 0 | 0 | 0 | 0 | 0 | 0 | 0 | 0 | 0 | 0 | 0 | 0 | 0 | 0 | 0 | 0 | 0 | 0 | 0 | 0 | 0 | 0 | 0 | 0
Industrial_Instruments_New_Process_Natural Gas_Process Boiler_E7_Baseline Forecast | Industrial | Instruments | New | Process | Natural Gas | Process Boiler | E7 |  | Baseline Forecast | 0 | 0 | 0 | 0 | 0 | 0 | 0 | 0 | 0 | 0 | 0 | 0 | 0 | 0 | 0 | 0 | 0 | 0 | 0 | 0 | 0 | 0 | 0 | 0 | 0
Industrial_Instruments_New_Process_Natural Gas_Process Boiler_E8_Baseline Forecast | Industrial | Instruments | New | Process | Natural Gas | Process Boiler | E8 |  | Baseline Forecast | 0 | 0 | 0 | 0 | 0 | 0 | 0 | 0 | 0 | 0 | 0 | 0 | 0 | 0 | 0 | 0 | 0 | 0 | 0 | 0 | 0 | 0 | 0 | 0 | 0
Industrial_Instruments_New_Process_Natural Gas_Process Boiler_E9_Baseline Forecast | Industrial | Instruments | New | Process | Natural Gas | Process Boiler | E9 |  | Baseline Forecast | 0 | 0 | 0 | 0 | 0 | 0 | 0 | 0 | 0 | 0 | 0 | 0 | 0 | 0 | 0 | 0 | 0 | 0 | 0 | 0 | 0 | 0 | 0 | 0 | 0
Industrial_Instruments_New_Process_Natural Gas_Process Boiler_E10_Baseline Forecast | Industrial | Instruments | New | Process | Natural Gas | Process Boiler | E10 |  | Baseline Forecast | 0 | 0 | 0 | 0 | 0 | 0 | 0 | 0 | 0 | 0 | 0 | 0 | 0 | 0 | 0 | 0 | 0 | 0 | 0 | 0 | 0 | 0 | 0 | 0 | 0
Industrial_Instruments_New_Process_Natural Gas_Process Boiler_Vintage_Baseline Forecast | Industrial | Instruments | New | Process | Natural Gas | Process Boiler | Vintage | Vintage | Baseline Forecast | 0 | 0 | 0 | 0 | 0 | 0 | 0 | 0 | 0 | 0 | 0 | 0 | 0 | 0 | 0 | 0 | 0 | 0 | 0 | 0 | 0 | 0 | 0 | 0 | Vintage
Industrial_Instruments_New_Process_Natural Gas_Process Heating_E1_Baseline Forecast | Industrial | Instruments | New | Process | Natural Gas | Process Heating | E1 | Standard | Baseline Forecast | 0 | 389.1316 | 398.4487 | 695.3683 | 991.5588 | 1323.5419 | 1523.4757 | 1755.5721 | 1984.7435 | 2242.5259 | 2434.5208 | 2655.3413 | 2873.2331 | 3125.9936 | 3297.5432 | 3506.0378 | 3714.3745 | 3956.9067 | 4117.1063 | 4314.5101 | 4506.5376 | 4697.9978 | 0 | 0 | unit
Industrial_Instruments_New_Process_Natural Gas_Process Heating_E2_Baseline Forecast | Industrial | Instruments | New | Process | Natural Gas | Process Heating | E2 |  | Baseline Forecast | 0 | 0 | 0 | 0 | 0 | 0 | 0 | 0 | 0 | 0 | 0 | 0 | 0 | 0 | 0 | 0 | 0 | 0 | 0 | 0 | 0 | 0 | 0 | 0 | 0
Industrial_Instruments_New_Process_Natural Gas_Process Heating_E3_Baseline Forecast | Industrial | Instruments | New | Process | Natural Gas | Process Heating | E3 |  | Baseline Forecast | 0 | 0 | 0 | 0 | 0 | 0 | 0 | 0 | 0 | 0 | 0 | 0 | 0 | 0 | 0 | 0 | 0 | 0 | 0 | 0 | 0 | 0 | 0 | 0 | 0
Industrial_Instruments_New_Process_Natural Gas_Process Heating_E4_Baseline Forecast | Industrial | Instruments | New | Process | Natural Gas | Process Heating | E4 |  | Baseline Forecast | 0 | 0 | 0 | 0 | 0 | 0 | 0 | 0 | 0 | 0 | 0 | 0 | 0 | 0 | 0 | 0 | 0 | 0 | 0 | 0 | 0 | 0 | 0 | 0 | 0
Industrial_Instruments_New_Process_Natural Gas_Process Heating_E5_Baseline Forecast | Industrial | Instruments | New | Process | Natural Gas | Process Heating | E5 |  | Baseline Forecast | 0 | 0 | 0 | 0 | 0 | 0 | 0 | 0 | 0 | 0 | 0 | 0 | 0 | 0 | 0 | 0 | 0 | 0 | 0 | 0 | 0 | 0 | 0 | 0 | 0
Industrial_Instruments_New_Process_Natural Gas_Process Heating_E6_Baseline Forecast | Industrial | Instruments | New | Process | Natural Gas | Process Heating | E6 |  | Baseline Forecast | 0 | 0 | 0 | 0 | 0 | 0 | 0 | 0 | 0 | 0 | 0 | 0 | 0 | 0 | 0 | 0 | 0 | 0 | 0 | 0 | 0 | 0 | 0 | 0 | 0
Industrial_Instruments_New_Process_Natural Gas_Process Heating_E7_Baseline Forecast | Industrial | Instruments | New | Process | Natural Gas | Process Heating | E7 |  | Baseline Forecast | 0 | 0 | 0 | 0 | 0 | 0 | 0 | 0 | 0 | 0 | 0 | 0 | 0 | 0 | 0 | 0 | 0 | 0 | 0 | 0 | 0 | 0 | 0 | 0 | 0
Industrial_Instruments_New_Process_Natural Gas_Process Heating_E8_Baseline Forecast | Industrial | Instruments | New | Process | Natural Gas | Process Heating | E8 |  | Baseline Forecast | 0 | 0 | 0 | 0 | 0 | 0 | 0 | 0 | 0 | 0 | 0 | 0 | 0 | 0 | 0 | 0 | 0 | 0 | 0 | 0 | 0 | 0 | 0 | 0 | 0
Industrial_Instruments_New_Process_Natural Gas_Process Heating_E9_Baseline Forecast | Industrial | Instruments | New | Process | Natural Gas | Process Heating | E9 |  | Baseline Forecast | 0 | 0 | 0 | 0 | 0 | 0 | 0 | 0 | 0 | 0 | 0 | 0 | 0 | 0 | 0 | 0 | 0 | 0 | 0 | 0 | 0 | 0 | 0 | 0 | 0
Industrial_Instruments_New_Process_Natural Gas_Process Heating_E10_Baseline Forecast | Industrial | Instruments | New | Process | Natural Gas | Process Heating | E10 |  | Baseline Forecast | 0 | 0 | 0 | 0 | 0 | 0 | 0 | 0 | 0 | 0 | 0 | 0 | 0 | 0 | 0 | 0 | 0 | 0 | 0 | 0 | 0 | 0 | 0 | 0 | 0
Industrial_Instruments_New_Process_Natural Gas_Process Heating_Vintage_Baseline Forecast | Industrial | Instruments | New | Process | Natural Gas | Process Heating | Vintage | Vintage | Baseline Forecast | 0 | 0 | 0 | 0 | 0 | 0 | 0 | 0 | 0 | 0 | 0 | 0 | 0 | 0 | 0 | 0 | 0 | 0 | 0 | 0 | 0 | 0 | 0 | 0 | Vintage
Industrial_Instruments_New_Process_Natural Gas_Process Cooling_E1_Baseline Forecast | Industrial | Instruments | New | Process | Natural Gas | Process Cooling | E1 | Standard | Baseline Forecast | 0 | 389.1316 | 398.4487 | 695.3683 | 991.5588 | 1323.5419 | 1523.4757 | 1755.5721 | 1984.7435 | 2242.5259 | 2434.5208 | 2655.3413 | 2873.2331 | 3125.9936 | 3297.5432 | 3506.0378 | 3714.3745 | 3956.9067 | 4117.1063 | 4314.5101 | 4506.5376 | 4697.9978 | 0 | 0 | unit
Industrial_Instruments_New_Process_Natural Gas_Process Cooling_E2_Baseline Forecast | Industrial | Instruments | New | Process | Natural Gas | Process Cooling | E2 |  | Baseline Forecast | 0 | 0 | 0 | 0 | 0 | 0 | 0 | 0 | 0 | 0 | 0 | 0 | 0 | 0 | 0 | 0 | 0 | 0 | 0 | 0 | 0 | 0 | 0 | 0 | 0
Industrial_Instruments_New_Process_Natural Gas_Process Cooling_E3_Baseline Forecast | Industrial | Instruments | New | Process | Natural Gas | Process Cooling | E3 |  | Baseline Forecast | 0 | 0 | 0 | 0 | 0 | 0 | 0 | 0 | 0 | 0 | 0 | 0 | 0 | 0 | 0 | 0 | 0 | 0 | 0 | 0 | 0 | 0 | 0 | 0 | 0
Industrial_Instruments_New_Process_Natural Gas_Process Cooling_E4_Baseline Forecast | Industrial | Instruments | New | Process | Natural Gas | Process Cooling | E4 |  | Baseline Forecast | 0 | 0 | 0 | 0 | 0 | 0 | 0 | 0 | 0 | 0 | 0 | 0 | 0 | 0 | 0 | 0 | 0 | 0 | 0 | 0 | 0 | 0 | 0 | 0 | 0
Industrial_Instruments_New_Process_Natural Gas_Process Cooling_E5_Baseline Forecast | Industrial | Instruments | New | Process | Natural Gas | Process Cooling | E5 |  | Baseline Forecast | 0 | 0 | 0 | 0 | 0 | 0 | 0 | 0 | 0 | 0 | 0 | 0 | 0 | 0 | 0 | 0 | 0 | 0 | 0 | 0 | 0 | 0 | 0 | 0 | 0
Industrial_Instruments_New_Process_Natural Gas_Process Cooling_E6_Baseline Forecast | Industrial | Instruments | New | Process | Natural Gas | Process Cooling | E6 |  | Baseline Forecast | 0 | 0 | 0 | 0 | 0 | 0 | 0 | 0 | 0 | 0 | 0 | 0 | 0 | 0 | 0 | 0 | 0 | 0 | 0 | 0 | 0 | 0 | 0 | 0 | 0
Industrial_Instruments_New_Process_Natural Gas_Process Cooling_E7_Baseline Forecast | Industrial | Instruments | New | Process | Natural Gas | Process Cooling | E7 |  | Baseline Forecast | 0 | 0 | 0 | 0 | 0 | 0 | 0 | 0 | 0 | 0 | 0 | 0 | 0 | 0 | 0 | 0 | 0 | 0 | 0 | 0 | 0 | 0 | 0 | 0 | 0
Industrial_Instruments_New_Process_Natural Gas_Process Cooling_E8_Baseline Forecast | Industrial | Instruments | New | Process | Natural Gas | Process Cooling | E8 |  | Baseline Forecast | 0 | 0 | 0 | 0 | 0 | 0 | 0 | 0 | 0 | 0 | 0 | 0 | 0 | 0 | 0 | 0 | 0 | 0 | 0 | 0 | 0 | 0 | 0 | 0 | 0
Industrial_Instruments_New_Process_Natural Gas_Process Cooling_E9_Baseline Forecast | Industrial | Instruments | New | Process | Natural Gas | Process Cooling | E9 |  | Baseline Forecast | 0 | 0 | 0 | 0 | 0 | 0 | 0 | 0 | 0 | 0 | 0 | 0 | 0 | 0 | 0 | 0 | 0 | 0 | 0 | 0 | 0 | 0 | 0 | 0 | 0
Industrial_Instruments_New_Process_Natural Gas_Process Cooling_E10_Baseline Forecast | Industrial | Instruments | New | Process | Natural Gas | Process Cooling | E10 |  | Baseline Forecast | 0 | 0 | 0 | 0 | 0 | 0 | 0 | 0 | 0 | 0 | 0 | 0 | 0 | 0 | 0 | 0 | 0 | 0 | 0 | 0 | 0 | 0 | 0 | 0 | 0
Industrial_Instruments_New_Process_Natural Gas_Process Cooling_Vintage_Baseline Forecast | Industrial | Instruments | New | Process | Natural Gas | Process Cooling | Vintage | Vintage | Baseline Forecast | 0 | 0 | 0 | 0 | 0 | 0 | 0 | 0 | 0 | 0 | 0 | 0 | 0 | 0 | 0 | 0 | 0 | 0 | 0 | 0 | 0 | 0 | 0 | 0 | Vintage
Industrial_Instruments_New_Process_Natural Gas_Other Process_E1_Baseline Forecast | Industrial | Instruments | New | Process | Natural Gas | Other Process | E1 | Standard | Baseline Forecast | 0 | 389.1316 | 398.4487 | 695.3683 | 991.5588 | 1323.5419 | 1523.4757 | 1755.5721 | 1984.7435 | 2242.5259 | 2434.5208 | 2655.3413 | 2873.2331 | 3125.9936 | 3297.5432 | 3506.0378 | 3714.3745 | 3956.9067 | 4117.1063 | 4314.5101 | 4506.5376 | 4697.9978 | 0 | 0 | unit
Industrial_Instruments_New_Process_Natural Gas_Other Process_E2_Baseline Forecast | Industrial | Instruments | New | Process | Natural Gas | Other Process | E2 |  | Baseline Forecast | 0 | 0 | 0 | 0 | 0 | 0 | 0 | 0 | 0 | 0 | 0 | 0 | 0 | 0 | 0 | 0 | 0 | 0 | 0 | 0 | 0 | 0 | 0 | 0 | 0
Industrial_Instruments_New_Process_Natural Gas_Other Process_E3_Baseline Forecast | Industrial | Instruments | New | Process | Natural Gas | Other Process | E3 |  | Baseline Forecast | 0 | 0 | 0 | 0 | 0 | 0 | 0 | 0 | 0 | 0 | 0 | 0 | 0 | 0 | 0 | 0 | 0 | 0 | 0 | 0 | 0 | 0 | 0 | 0 | 0
Industrial_Instruments_New_Process_Natural Gas_Other Process_E4_Baseline Forecast | Industrial | Instruments | New | Process | Natural Gas | Other Process | E4 |  | Baseline Forecast | 0 | 0 | 0 | 0 | 0 | 0 | 0 | 0 | 0 | 0 | 0 | 0 | 0 | 0 | 0 | 0 | 0 | 0 | 0 | 0 | 0 | 0 | 0 | 0 | 0
Industrial_Instruments_New_Process_Natural Gas_Other Process_E5_Baseline Forecast | Industrial | Instruments | New | Process | Natural Gas | Other Process | E5 |  | Baseline Forecast | 0 | 0 | 0 | 0 | 0 | 0 | 0 | 0 | 0 | 0 | 0 | 0 | 0 | 0 | 0 | 0 | 0 | 0 | 0 | 0 | 0 | 0 | 0 | 0 | 0
Industrial_Instruments_New_Process_Natural Gas_Other Process_E6_Baseline Forecast | Industrial | Instruments | New | Process | Natural Gas | Other Process | E6 |  | Baseline Forecast | 0 | 0 | 0 | 0 | 0 | 0 | 0 | 0 | 0 | 0 | 0 | 0 | 0 | 0 | 0 | 0 | 0 | 0 | 0 | 0 | 0 | 0 | 0 | 0 | 0
Industrial_Instruments_New_Process_Natural Gas_Other Process_E7_Baseline Forecast | Industrial | Instruments | New | Process | Natural Gas | Other Process | E7 |  | Baseline Forecast | 0 | 0 | 0 | 0 | 0 | 0 | 0 | 0 | 0 | 0 | 0 | 0 | 0 | 0 | 0 | 0 | 0 | 0 | 0 | 0 | 0 | 0 | 0 | 0 | 0
Industrial_Instruments_New_Process_Natural Gas_Other Process_E8_Baseline Forecast | Industrial | Instruments | New | Process | Natural Gas | Other Process | E8 |  | Baseline Forecast | 0 | 0 | 0 | 0 | 0 | 0 | 0 | 0 | 0 | 0 | 0 | 0 | 0 | 0 | 0 | 0 | 0 | 0 | 0 | 0 | 0 | 0 | 0 | 0 | 0
Industrial_Instruments_New_Process_Natural Gas_Other Process_E9_Baseline Forecast | Industrial | Instruments | New | Process | Natural Gas | Other Process | E9 |  | Baseline Forecast | 0 | 0 | 0 | 0 | 0 | 0 | 0 | 0 | 0 | 0 | 0 | 0 | 0 | 0 | 0 | 0 | 0 | 0 | 0 | 0 | 0 | 0 | 0 | 0 | 0
Industrial_Instruments_New_Process_Natural Gas_Other Process_E10_Baseline Forecast | Industrial | Instruments | New | Process | Natural Gas | Other Process | E10 |  | Baseline Forecast | 0 | 0 | 0 | 0 | 0 | 0 | 0 | 0 | 0 | 0 | 0 | 0 | 0 | 0 | 0 | 0 | 0 | 0 | 0 | 0 | 0 | 0 | 0 | 0 | 0
Industrial_Instruments_New_Process_Natural Gas_Other Process_Vintage_Baseline Forecast | Industrial | Instruments | New | Process | Natural Gas | Other Process | Vintage | Vintage | Baseline Forecast | 0 | 0 | 0 | 0 | 0 | 0 | 0 | 0 | 0 | 0 | 0 | 0 | 0 | 0 | 0 | 0 | 0 | 0 | 0 | 0 | 0 | 0 | 0 | 0 | Vintage
Industrial_Instruments_New_Miscellaneous_Natural Gas_Miscellaneous_E1_Baseline Forecast | Industrial | Instruments | New | Miscellaneous | Natural Gas | Miscellaneous | E1 | Standard | Baseline Forecast | 0 | 389.1316 | 398.4487 | 695.3683 | 991.5588 | 1323.5419 | 1523.4757 | 1755.5721 | 1984.7435 | 2242.5259 | 2434.5208 | 2655.3413 | 2873.2331 | 3125.9936 | 3297.5432 | 3506.0378 | 3714.3745 | 3956.9067 | 4117.1063 | 4314.5101 | 4506.5376 | 4697.9978 | 0 | 0 | unit
Industrial_Instruments_New_Miscellaneous_Natural Gas_Miscellaneous_E2_Baseline Forecast | Industrial | Instruments | New | Miscellaneous | Natural Gas | Miscellaneous | E2 |  | Baseline Forecast | 0 | 0 | 0 | 0 | 0 | 0 | 0 | 0 | 0 | 0 | 0 | 0 | 0 | 0 | 0 | 0 | 0 | 0 | 0 | 0 | 0 | 0 | 0 | 0 | 0
Industrial_Instruments_New_Miscellaneous_Natural Gas_Miscellaneous_E3_Baseline Forecast | Industrial | Instruments | New | Miscellaneous | Natural Gas | Miscellaneous | E3 |  | Baseline Forecast | 0 | 0 | 0 | 0 | 0 | 0 | 0 | 0 | 0 | 0 | 0 | 0 | 0 | 0 | 0 | 0 | 0 | 0 | 0 | 0 | 0 | 0 | 0 | 0 | 0
Industrial_Instruments_New_Miscellaneous_Natural Gas_Miscellaneous_E4_Baseline Forecast | Industrial | Instruments | New | Miscellaneous | Natural Gas | Miscellaneous | E4 |  | Baseline Forecast | 0 | 0 | 0 | 0 | 0 | 0 | 0 | 0 | 0 | 0 | 0 | 0 | 0 | 0 | 0 | 0 | 0 | 0 | 0 | 0 | 0 | 0 | 0 | 0 | 0
Industrial_Instruments_New_Miscellaneous_Natural Gas_Miscellaneous_E5_Baseline Forecast | Industrial | Instruments | New | Miscellaneous | Natural Gas | Miscellaneous | E5 |  | Baseline Forecast | 0 | 0 | 0 | 0 | 0 | 0 | 0 | 0 | 0 | 0 | 0 | 0 | 0 | 0 | 0 | 0 | 0 | 0 | 0 | 0 | 0 | 0 | 0 | 0 | 0
Industrial_Instruments_New_Miscellaneous_Natural Gas_Miscellaneous_E6_Baseline Forecast | Industrial | Instruments | New | Miscellaneous | Natural Gas | Miscellaneous | E6 |  | Baseline Forecast | 0 | 0 | 0 | 0 | 0 | 0 | 0 | 0 | 0 | 0 | 0 | 0 | 0 | 0 | 0 | 0 | 0 | 0 | 0 | 0 | 0 | 0 | 0 | 0 | 0
Industrial_Instruments_New_Miscellaneous_Natural Gas_Miscellaneous_E7_Baseline Forecast | Industrial | Instruments | New | Miscellaneous | Natural Gas | Miscellaneous | E7 |  | Baseline Forecast | 0 | 0 | 0 | 0 | 0 | 0 | 0 | 0 | 0 | 0 | 0 | 0 | 0 | 0 | 0 | 0 | 0 | 0 | 0 | 0 | 0 | 0 | 0 | 0 | 0
Industrial_Instruments_New_Miscellaneous_Natural Gas_Miscellaneous_E8_Baseline Forecast | Industrial | Instruments | New | Miscellaneous | Natural Gas | Miscellaneous | E8 |  | Baseline Forecast | 0 | 0 | 0 | 0 | 0 | 0 | 0 | 0 | 0 | 0 | 0 | 0 | 0 | 0 | 0 | 0 | 0 | 0 | 0 | 0 | 0 | 0 | 0 | 0 | 0
Industrial_Instruments_New_Miscellaneous_Natural Gas_Miscellaneous_E9_Baseline Forecast | Industrial | Instruments | New | Miscellaneous | Natural Gas | Miscellaneous | E9 |  | Baseline Forecast | 0 | 0 | 0 | 0 | 0 | 0 | 0 | 0 | 0 | 0 | 0 | 0 | 0 | 0 | 0 | 0 | 0 | 0 | 0 | 0 | 0 | 0 | 0 | 0 | 0
Industrial_Instruments_New_Miscellaneous_Natural Gas_Miscellaneous_E10_Baseline Forecast | Industrial | Instruments | New | Miscellaneous | Natural Gas | Miscellaneous | E10 |  | Baseline Forecast | 0 | 0 | 0 | 0 | 0 | 0 | 0 | 0 | 0 | 0 | 0 | 0 | 0 | 0 | 0 | 0 | 0 | 0 | 0 | 0 | 0 | 0 | 0 | 0 | 0
Industrial_Instruments_New_Miscellaneous_Natural Gas_Miscellaneous_Vintage_Baseline Forecast | Industrial | Instruments | New | Miscellaneous | Natural Gas | Miscellaneous | Vintage | Vintage | Baseline Forecast | 0 | 0 | 0 | 0 | 0 | 0 | 0 | 0 | 0 | 0 | 0 | 0 | 0 | 0 | 0 | 0 | 0 | 0 | 0 | 0 | 0 | 0 | 0 | 0 | Vintage
Industrial_Wood and Lumber Products_Existing_Space Heating_Natural Gas_Furnace_E1_Baseline Forecast | Industrial | Wood and Lumber Products | Existing | Space Heating | Natural Gas | Furnace | E1 | AFUE 80% (Standard) | Baseline Forecast | 0 | 10.4653 | 21.2504 | 32.2899 | 43.5248 | 54.9012 | 66.3706 | 77.889 | 89.4166 | 100.9178 | 112.3604 | 123.7157 | 133.8777 | 142.9416 | 150.9958 | 158.1217 | 164.3946 | 169.8839 | 174.6539 | 178.7638 | 182.2684 | 185.2182 | 0 | 0 | kBtu/hr
Industrial_Wood and Lumber Products_Existing_Space Heating_Natural Gas_Furnace_E2_Baseline Forecast | Industrial | Wood and Lumber Products | Existing | Space Heating | Natural Gas | Furnace | E2 | AFUE 90% | Baseline Forecast | 0 | 0 | 0 | 0 | 0 | 0 | 0 | 0 | 0 | 0 | 0 | 0 | 0 | 0 | 0 | 0 | 0 | 0 | 0 | 0 | 0 | 0 | 0 | 0 | kBtu/hr
Industrial_Wood and Lumber Products_Existing_Space Heating_Natural Gas_Furnace_E3_Baseline Forecast | Industrial | Wood and Lumber Products | Existing | Space Heating | Natural Gas | Furnace | E3 | AFUE 96% | Baseline Forecast | 0 | 0 | 0 | 0 | 0 | 0 | 0 | 0 | 0 | 0 | 0 | 0 | 0 | 0 | 0 | 0 | 0 | 0 | 0 | 0 | 0 | 0 | 0 | 0 | kBtu/hr
Industrial_Wood and Lumber Products_Existing_Space Heating_Natural Gas_Furnace_E4_Baseline Forecast | Industrial | Wood and Lumber Products | Existing | Space Heating | Natural Gas | Furnace | E4 |  | Baseline Forecast | 0 | 0 | 0 | 0 | 0 | 0 | 0 | 0 | 0 | 0 | 0 | 0 | 0 | 0 | 0 | 0 | 0 | 0 | 0 | 0 | 0 | 0 | 0 | 0 | 0
Industrial_Wood and Lumber Products_Existing_Space Heating_Natural Gas_Furnace_E5_Baseline Forecast | Industrial | Wood and Lumber Products | Existing | Space Heating | Natural Gas | Furnace | E5 |  | Baseline Forecast | 0 | 0 | 0 | 0 | 0 | 0 | 0 | 0 | 0 | 0 | 0 | 0 | 0 | 0 | 0 | 0 | 0 | 0 | 0 | 0 | 0 | 0 | 0 | 0 | 0
Industrial_Wood and Lumber Products_Existing_Space Heating_Natural Gas_Furnace_E6_Baseline Forecast | Industrial | Wood and Lumber Products | Existing | Space Heating | Natural Gas | Furnace | E6 |  | Baseline Forecast | 0 | 0 | 0 | 0 | 0 | 0 | 0 | 0 | 0 | 0 | 0 | 0 | 0 | 0 | 0 | 0 | 0 | 0 | 0 | 0 | 0 | 0 | 0 | 0 | 0
Industrial_Wood and Lumber Products_Existing_Space Heating_Natural Gas_Furnace_E7_Baseline Forecast | Industrial | Wood and Lumber Products | Existing | Space Heating | Natural Gas | Furnace | E7 |  | Baseline Forecast | 0 | 0 | 0 | 0 | 0 | 0 | 0 | 0 | 0 | 0 | 0 | 0 | 0 | 0 | 0 | 0 | 0 | 0 | 0 | 0 | 0 | 0 | 0 | 0 | 0
Industrial_Wood and Lumber Products_Existing_Space Heating_Natural Gas_Furnace_E8_Baseline Forecast | Industrial | Wood and Lumber Products | Existing | Space Heating | Natural Gas | Furnace | E8 |  | Baseline Forecast | 0 | 0 | 0 | 0 | 0 | 0 | 0 | 0 | 0 | 0 | 0 | 0 | 0 | 0 | 0 | 0 | 0 | 0 | 0 | 0 | 0 | 0 | 0 | 0 | 0
Industrial_Wood and Lumber Products_Existing_Space Heating_Natural Gas_Furnace_E9_Baseline Forecast | Industrial | Wood and Lumber Products | Existing | Space Heating | Natural Gas | Furnace | E9 |  | Baseline Forecast | 0 | 0 | 0 | 0 | 0 | 0 | 0 | 0 | 0 | 0 | 0 | 0 | 0 | 0 | 0 | 0 | 0 | 0 | 0 | 0 | 0 | 0 | 0 | 0 | 0
Industrial_Wood and Lumber Products_Existing_Space Heating_Natural Gas_Furnace_E10_Baseline Forecast | Industrial | Wood and Lumber Products | Existing | Space Heating | Natural Gas | Furnace | E10 |  | Baseline Forecast | 0 | 0 | 0 | 0 | 0 | 0 | 0 | 0 | 0 | 0 | 0 | 0 | 0 | 0 | 0 | 0 | 0 | 0 | 0 | 0 | 0 | 0 | 0 | 0 | 0
Industrial_Wood and Lumber Products_Existing_Space Heating_Natural Gas_Furnace_Vintage_Baseline Forecast | Industrial | Wood and Lumber Products | Existing | Space Heating | Natural Gas | Furnace | Vintage | Vintage | Baseline Forecast | 407.3206 | 389.8326 | 372.1458 | 354.3236 | 336.423 | 318.4957 | 300.5884 | 282.7432 | 264.9978 | 247.386 | 229.9381 | 212.6811 | 196.7192 | 181.9553 | 168.2994 | 155.6684 | 143.9854 | 133.1792 | 123.184 | 113.939 | 105.3878 | 97.4783 | 0 | 0 | Vintage
Industrial_Wood and Lumber Products_Existing_Space Heating_Natural Gas_Boiler_E1_Baseline Forecast | Industrial | Wood and Lumber Products | Existing | Space Heating | Natural Gas | Boiler | E1 | AFUE 80% (Standard) | Baseline Forecast | 0 | 7.1816 | 14.1797 | 20.9916 | 27.6157 | 34.0509 | 40.2968 | 46.3538 | 52.2225 | 57.9042 | 63.4006 | 68.7135 | 73.8451 | 78.7979 | 83.5745 | 88.1779 | 92.6109 | 96.8767 | 100.9784 | 104.9193 | 108.7027 | 112.3321 | 0 | 0 | kBtu/hr
Industrial_Wood and Lumber Products_Existing_Space Heating_Natural Gas_Boiler_E2_Baseline Forecast | Industrial | Wood and Lumber Products | Existing | Space Heating | Natural Gas | Boiler | E2 | AFUE 85% | Baseline Forecast | 0 | 0 | 0 | 0 | 0 | 0 | 0 | 0 | 0 | 0 | 0 | 0 | 0 | 0 | 0 | 0 | 0 | 0 | 0 | 0 | 0 | 0 | 0 | 0 | kBtu/hr
Industrial_Wood and Lumber Products_Existing_Space Heating_Natural Gas_Boiler_E3_Baseline Forecast | Industrial | Wood and Lumber Products | Existing | Space Heating | Natural Gas | Boiler | E3 | AFUE 97% | Baseline Forecast | 0 | 0 | 0 | 0 | 0 | 0 | 0 | 0 | 0 | 0 | 0 | 0 | 0 | 0 | 0 | 0 | 0 | 0 | 0 | 0 | 0 | 0 | 0 | 0 | kBtu/hr
Industrial_Wood and Lumber Products_Existing_Space Heating_Natural Gas_Boiler_E4_Baseline Forecast | Industrial | Wood and Lumber Products | Existing | Space Heating | Natural Gas | Boiler | E4 | Convert to NG Air Source Heat Pump | Baseline Forecast | 0 | 0 | 0 | 0 | 0 | 0 | 0 | 0 | 0 | 0 | 0 | 0 | 0 | 0 | 0 | 0 | 0 | 0 | 0 | 0 | 0 | 0 | 0 | 0 | kBtu/hr
Industrial_Wood and Lumber Products_Existing_Space Heating_Natural Gas_Boiler_E5_Baseline Forecast | Industrial | Wood and Lumber Products | Existing | Space Heating | Natural Gas | Boiler | E5 |  | Baseline Forecast | 0 | 0 | 0 | 0 | 0 | 0 | 0 | 0 | 0 | 0 | 0 | 0 | 0 | 0 | 0 | 0 | 0 | 0 | 0 | 0 | 0 | 0 | 0 | 0 | 0
Industrial_Wood and Lumber Products_Existing_Space Heating_Natural Gas_Boiler_E6_Baseline Forecast | Industrial | Wood and Lumber Products | Existing | Space Heating | Natural Gas | Boiler | E6 |  | Baseline Forecast | 0 | 0 | 0 | 0 | 0 | 0 | 0 | 0 | 0 | 0 | 0 | 0 | 0 | 0 | 0 | 0 | 0 | 0 | 0 | 0 | 0 | 0 | 0 | 0 | 0
Industrial_Wood and Lumber Products_Existing_Space Heating_Natural Gas_Boiler_E7_Baseline Forecast | Industrial | Wood and Lumber Products | Existing | Space Heating | Natural Gas | Boiler | E7 |  | Baseline Forecast | 0 | 0 | 0 | 0 | 0 | 0 | 0 | 0 | 0 | 0 | 0 | 0 | 0 | 0 | 0 | 0 | 0 | 0 | 0 | 0 | 0 | 0 | 0 | 0 | 0
Industrial_Wood and Lumber Products_Existing_Space Heating_Natural Gas_Boiler_E8_Baseline Forecast | Industrial | Wood and Lumber Products | Existing | Space Heating | Natural Gas | Boiler | E8 |  | Baseline Forecast | 0 | 0 | 0 | 0 | 0 | 0 | 0 | 0 | 0 | 0 | 0 | 0 | 0 | 0 | 0 | 0 | 0 | 0 | 0 | 0 | 0 | 0 | 0 | 0 | 0
Industrial_Wood and Lumber Products_Existing_Space Heating_Natural Gas_Boiler_E9_Baseline Forecast | Industrial | Wood and Lumber Products | Existing | Space Heating | Natural Gas | Boiler | E9 |  | Baseline Forecast | 0 | 0 | 0 | 0 | 0 | 0 | 0 | 0 | 0 | 0 | 0 | 0 | 0 | 0 | 0 | 0 | 0 | 0 | 0 | 0 | 0 | 0 | 0 | 0 | 0
Industrial_Wood and Lumber Products_Existing_Space Heating_Natural Gas_Boiler_E10_Baseline Forecast | Industrial | Wood and Lumber Products | Existing | Space Heating | Natural Gas | Boiler | E10 |  | Baseline Forecast | 0 | 0 | 0 | 0 | 0 | 0 | 0 | 0 | 0 | 0 | 0 | 0 | 0 | 0 | 0 | 0 | 0 | 0 | 0 | 0 | 0 | 0 | 0 | 0 | 0
Industrial_Wood and Lumber Products_Existing_Space Heating_Natural Gas_Boiler_Vintage_Baseline Forecast | Industrial | Wood and Lumber Products | Existing | Space Heating | Natural Gas | Boiler | Vintage | Vintage | Baseline Forecast | 241.1496 | 229.8103 | 218.7261 | 207.8985 | 197.3281 | 187.0146 | 176.9572 | 167.1544 | 157.6045 | 148.3051 | 139.2534 | 130.4465 | 121.8811 | 113.5537 | 105.4606 | 97.5981 | 89.962 | 82.5484 | 75.3532 | 68.3721 | 61.6008 | 55.0352 | 0 | 0 | Vintage
Industrial_Wood and Lumber Products_Existing_Space Heating_Natural Gas_Unit Heater_E1_Baseline Forecast | Industrial | Wood and Lumber Products | Existing | Space Heating | Natural Gas | Unit Heater | E1 | Standard | Baseline Forecast | 0 | 0.07774 | 0.29866 | 0.71732 | 1.3788 | 2.3195 | 3.5689 | 5.1496 | 7.0786 | 9.368 | 11.9593 | 14.8005 | 17.8457 | 21.0545 | 24.3913 | 27.8247 | 31.3271 | 34.3447 | 36.9311 | 39.1341 | 40.9964 | 42.5563 | 0 | 0 | kBtu/Hr
Industrial_Wood and Lumber Products_Existing_Space Heating_Natural Gas_Unit Heater_E2_Baseline Forecast | Industrial | Wood and Lumber Products | Existing | Space Heating | Natural Gas | Unit Heater | E2 | Condensing | Baseline Forecast | 0 | 0 | 0 | 0 | 0 | 0 | 0 | 0 | 0 | 0 | 0 | 0 | 0 | 0 | 0 | 0 | 0 | 0 | 0 | 0 | 0 | 0 | 0 | 0 | kBtu/Hr
Industrial_Wood and Lumber Products_Existing_Space Heating_Natural Gas_Unit Heater_E3_Baseline Forecast | Industrial | Wood and Lumber Products | Existing | Space Heating | Natural Gas | Unit Heater | E3 | Infrared Radiant | Baseline Forecast | 0 | 0 | 0 | 0 | 0 | 0 | 0 | 0 | 0 | 0 | 0 | 0 | 0 | 0 | 0 | 0 | 0 | 0 | 0 | 0 | 0 | 0 | 0 | 0 | kBtu/Hr
Industrial_Wood and Lumber Products_Existing_Space Heating_Natural Gas_Unit Heater_E4_Baseline Forecast | Industrial | Wood and Lumber Products | Existing | Space Heating | Natural Gas | Unit Heater | E4 |  | Baseline Forecast | 0 | 0 | 0 | 0 | 0 | 0 | 0 | 0 | 0 | 0 | 0 | 0 | 0 | 0 | 0 | 0 | 0 | 0 | 0 | 0 | 0 | 0 | 0 | 0 | 0
Industrial_Wood and Lumber Products_Existing_Space Heating_Natural Gas_Unit Heater_E5_Baseline Forecast | Industrial | Wood and Lumber Products | Existing | Space Heating | Natural Gas | Unit Heater | E5 |  | Baseline Forecast | 0 | 0 | 0 | 0 | 0 | 0 | 0 | 0 | 0 | 0 | 0 | 0 | 0 | 0 | 0 | 0 | 0 | 0 | 0 | 0 | 0 | 0 | 0 | 0 | 0
Industrial_Wood and Lumber Products_Existing_Space Heating_Natural Gas_Unit Heater_E6_Baseline Forecast | Industrial | Wood and Lumber Products | Existing | Space Heating | Natural Gas | Unit Heater | E6 |  | Baseline Forecast | 0 | 0 | 0 | 0 | 0 | 0 | 0 | 0 | 0 | 0 | 0 | 0 | 0 | 0 | 0 | 0 | 0 | 0 | 0 | 0 | 0 | 0 | 0 | 0 | 0
Industrial_Wood and Lumber Products_Existing_Space Heating_Natural Gas_Unit Heater_E7_Baseline Forecast | Industrial | Wood and Lumber Products | Existing | Space Heating | Natural Gas | Unit Heater | E7 |  | Baseline Forecast | 0 | 0 | 0 | 0 | 0 | 0 | 0 | 0 | 0 | 0 | 0 | 0 | 0 | 0 | 0 | 0 | 0 | 0 | 0 | 0 | 0 | 0 | 0 | 0 | 0
Industrial_Wood and Lumber Products_Existing_Space Heating_Natural Gas_Unit Heater_E8_Baseline Forecast | Industrial | Wood and Lumber Products | Existing | Space Heating | Natural Gas | Unit Heater | E8 |  | Baseline Forecast | 0 | 0 | 0 | 0 | 0 | 0 | 0 | 0 | 0 | 0 | 0 | 0 | 0 | 0 | 0 | 0 | 0 | 0 | 0 | 0 | 0 | 0 | 0 | 0 | 0
Industrial_Wood and Lumber Products_Existing_Space Heating_Natural Gas_Unit Heater_E9_Baseline Forecast | Industrial | Wood and Lumber Products | Existing | Space Heating | Natural Gas | Unit Heater | E9 |  | Baseline Forecast | 0 | 0 | 0 | 0 | 0 | 0 | 0 | 0 | 0 | 0 | 0 | 0 | 0 | 0 | 0 | 0 | 0 | 0 | 0 | 0 | 0 | 0 | 0 | 0 | 0
Industrial_Wood and Lumber Products_Existing_Space Heating_Natural Gas_Unit Heater_E10_Baseline Forecast | Industrial | Wood and Lumber Products | Existing | Space Heating | Natural Gas | Unit Heater | E10 |  | Baseline Forecast | 0 | 0 | 0 | 0 | 0 | 0 | 0 | 0 | 0 | 0 | 0 | 0 | 0 | 0 | 0 | 0 | 0 | 0 | 0 | 0 | 0 | 0 | 0 | 0 | 0
Industrial_Wood and Lumber Products_Existing_Space Heating_Natural Gas_Unit Heater_Vintage_Baseline Forecast | Industrial | Wood and Lumber Products | Existing | Space Heating | Natural Gas | Unit Heater | Vintage | Vintage | Baseline Forecast | 93.976 | 92.278 | 90.4647 | 88.4812 | 86.2818 | 83.8296 | 81.0949 | 78.0546 | 74.691 | 70.9917 | 67.0149 | 62.8122 | 58.4288 | 53.9049 | 49.2757 | 44.5722 | 39.8216 | 35.5773 | 31.7853 | 28.3976 | 25.3709 | 22.6667 | 0 | 0 | Vintage
Industrial_Wood and Lumber Products_Existing_Process_Natural Gas_Process Boiler_E1_Baseline Forecast | Industrial | Wood and Lumber Products | Existing | Process | Natural Gas | Process Boiler | E1 | Standard | Baseline Forecast | 0 | 69.9205 | 150.5184 | 239.3417 | 312.2228 | 371.7081 | 419.9423 | 458.7312 | 489.5954 | 513.8155 | 532.4694 | 546.4646 | 556.5653 | 563.4143 | 567.553 | 569.4366 | 569.4483 | 567.9104 | 565.0936 | 561.226 | 556.4989 | 551.0731 | 0 | 0 | unit
Industrial_Wood and Lumber Products_Existing_Process_Natural Gas_Process Boiler_E2_Baseline Forecast | Industrial | Wood and Lumber Products | Existing | Process | Natural Gas | Process Boiler | E2 |  | Baseline Forecast | 0 | 0 | 0 | 0 | 0 | 0 | 0 | 0 | 0 | 0 | 0 | 0 | 0 | 0 | 0 | 0 | 0 | 0 | 0 | 0 | 0 | 0 | 0 | 0 | 0
Industrial_Wood and Lumber Products_Existing_Process_Natural Gas_Process Boiler_E3_Baseline Forecast | Industrial | Wood and Lumber Products | Existing | Process | Natural Gas | Process Boiler | E3 |  | Baseline Forecast | 0 | 0 | 0 | 0 | 0 | 0 | 0 | 0 | 0 | 0 | 0 | 0 | 0 | 0 | 0 | 0 | 0 | 0 | 0 | 0 | 0 | 0 | 0 | 0 | 0
Industrial_Wood and Lumber Products_Existing_Process_Natural Gas_Process Boiler_E4_Baseline Forecast | Industrial | Wood and Lumber Products | Existing | Process | Natural Gas | Process Boiler | E4 |  | Baseline Forecast | 0 | 0 | 0 | 0 | 0 | 0 | 0 | 0 | 0 | 0 | 0 | 0 | 0 | 0 | 0 | 0 | 0 | 0 | 0 | 0 | 0 | 0 | 0 | 0 | 0
Industrial_Wood and Lumber Products_Existing_Process_Natural Gas_Process Boiler_E5_Baseline Forecast | Industrial | Wood and Lumber Products | Existing | Process | Natural Gas | Process Boiler | E5 |  | Baseline Forecast | 0 | 0 | 0 | 0 | 0 | 0 | 0 | 0 | 0 | 0 | 0 | 0 | 0 | 0 | 0 | 0 | 0 | 0 | 0 | 0 | 0 | 0 | 0 | 0 | 0
Industrial_Wood and Lumber Products_Existing_Process_Natural Gas_Process Boiler_E6_Baseline Forecast | Industrial | Wood and Lumber Products | Existing | Process | Natural Gas | Process Boiler | E6 |  | Baseline Forecast | 0 | 0 | 0 | 0 | 0 | 0 | 0 | 0 | 0 | 0 | 0 | 0 | 0 | 0 | 0 | 0 | 0 | 0 | 0 | 0 | 0 | 0 | 0 | 0 | 0
Industrial_Wood and Lumber Products_Existing_Process_Natural Gas_Process Boiler_E7_Baseline Forecast | Industrial | Wood and Lumber Products | Existing | Process | Natural Gas | Process Boiler | E7 |  | Baseline Forecast | 0 | 0 | 0 | 0 | 0 | 0 | 0 | 0 | 0 | 0 | 0 | 0 | 0 | 0 | 0 | 0 | 0 | 0 | 0 | 0 | 0 | 0 | 0 | 0 | 0
Industrial_Wood and Lumber Products_Existing_Process_Natural Gas_Process Boiler_E8_Baseline Forecast | Industrial | Wood and Lumber Products | Existing | Process | Natural Gas | Process Boiler | E8 |  | Baseline Forecast | 0 | 0 | 0 | 0 | 0 | 0 | 0 | 0 | 0 | 0 | 0 | 0 | 0 | 0 | 0 | 0 | 0 | 0 | 0 | 0 | 0 | 0 | 0 | 0 | 0
Industrial_Wood and Lumber Products_Existing_Process_Natural Gas_Process Boiler_E9_Baseline Forecast | Industrial | Wood and Lumber Products | Existing | Process | Natural Gas | Process Boiler | E9 |  | Baseline Forecast | 0 | 0 | 0 | 0 | 0 | 0 | 0 | 0 | 0 | 0 | 0 | 0 | 0 | 0 | 0 | 0 | 0 | 0 | 0 | 0 | 0 | 0 | 0 | 0 | 0
Industrial_Wood and Lumber Products_Existing_Process_Natural Gas_Process Boiler_E10_Baseline Forecast | Industrial | Wood and Lumber Products | Existing | Process | Natural Gas | Process Boiler | E10 |  | Baseline Forecast | 0 | 0 | 0 | 0 | 0 | 0 | 0 | 0 | 0 | 0 | 0 | 0 | 0 | 0 | 0 | 0 | 0 | 0 | 0 | 0 | 0 | 0 | 0 | 0 | 0
Industrial_Wood and Lumber Products_Existing_Process_Natural Gas_Process Boiler_Vintage_Baseline Forecast | Industrial | Wood and Lumber Products | Existing | Process | Natural Gas | Process Boiler | Vintage | Vintage | Baseline Forecast | 830.0499 | 745.8182 | 651.1558 | 548.5106 | 462.0458 | 389.211 | 327.8576 | 276.1756 | 232.6405 | 195.9681 | 165.0766 | 139.0547 | 117.1347 | 98.6701 | 83.1162 | 70.0142 | 58.9774 | 49.6805 | 41.8491 | 35.2522 | 29.6952 | 25.0142 | 0 | 0 | Vintage
Industrial_Wood and Lumber Products_Existing_Process_Natural Gas_Process Heating_E1_Baseline Forecast | Industrial | Wood and Lumber Products | Existing | Process | Natural Gas | Process Heating | E1 | Standard | Baseline Forecast | 0 | 69.9205 | 150.5184 | 239.3417 | 312.2228 | 371.7081 | 419.9423 | 458.7312 | 489.5954 | 513.8155 | 532.4694 | 546.4646 | 556.5653 | 563.4143 | 567.553 | 569.4366 | 569.4483 | 567.9104 | 565.0936 | 561.226 | 556.4989 | 551.0731 | 0 | 0 | unit
Industrial_Wood and Lumber Products_Existing_Process_Natural Gas_Process Heating_E2_Baseline Forecast | Industrial | Wood and Lumber Products | Existing | Process | Natural Gas | Process Heating | E2 |  | Baseline Forecast | 0 | 0 | 0 | 0 | 0 | 0 | 0 | 0 | 0 | 0 | 0 | 0 | 0 | 0 | 0 | 0 | 0 | 0 | 0 | 0 | 0 | 0 | 0 | 0 | 0
Industrial_Wood and Lumber Products_Existing_Process_Natural Gas_Process Heating_E3_Baseline Forecast | Industrial | Wood and Lumber Products | Existing | Process | Natural Gas | Process Heating | E3 |  | Baseline Forecast | 0 | 0 | 0 | 0 | 0 | 0 | 0 | 0 | 0 | 0 | 0 | 0 | 0 | 0 | 0 | 0 | 0 | 0 | 0 | 0 | 0 | 0 | 0 | 0 | 0
Industrial_Wood and Lumber Products_Existing_Process_Natural Gas_Process Heating_E4_Baseline Forecast | Industrial | Wood and Lumber Products | Existing | Process | Natural Gas | Process Heating | E4 |  | Baseline Forecast | 0 | 0 | 0 | 0 | 0 | 0 | 0 | 0 | 0 | 0 | 0 | 0 | 0 | 0 | 0 | 0 | 0 | 0 | 0 | 0 | 0 | 0 | 0 | 0 | 0
Industrial_Wood and Lumber Products_Existing_Process_Natural Gas_Process Heating_E5_Baseline Forecast | Industrial | Wood and Lumber Products | Existing | Process | Natural Gas | Process Heating | E5 |  | Baseline Forecast | 0 | 0 | 0 | 0 | 0 | 0 | 0 | 0 | 0 | 0 | 0 | 0 | 0 | 0 | 0 | 0 | 0 | 0 | 0 | 0 | 0 | 0 | 0 | 0 | 0
Industrial_Wood and Lumber Products_Existing_Process_Natural Gas_Process Heating_E6_Baseline Forecast | Industrial | Wood and Lumber Products | Existing | Process | Natural Gas | Process Heating | E6 |  | Baseline Forecast | 0 | 0 | 0 | 0 | 0 | 0 | 0 | 0 | 0 | 0 | 0 | 0 | 0 | 0 | 0 | 0 | 0 | 0 | 0 | 0 | 0 | 0 | 0 | 0 | 0
Industrial_Wood and Lumber Products_Existing_Process_Natural Gas_Process Heating_E7_Baseline Forecast | Industrial | Wood and Lumber Products | Existing | Process | Natural Gas | Process Heating | E7 |  | Baseline Forecast | 0 | 0 | 0 | 0 | 0 | 0 | 0 | 0 | 0 | 0 | 0 | 0 | 0 | 0 | 0 | 0 | 0 | 0 | 0 | 0 | 0 | 0 | 0 | 0 | 0
Industrial_Wood and Lumber Products_Existing_Process_Natural Gas_Process Heating_E8_Baseline Forecast | Industrial | Wood and Lumber Products | Existing | Process | Natural Gas | Process Heating | E8 |  | Baseline Forecast | 0 | 0 | 0 | 0 | 0 | 0 | 0 | 0 | 0 | 0 | 0 | 0 | 0 | 0 | 0 | 0 | 0 | 0 | 0 | 0 | 0 | 0 | 0 | 0 | 0
Industrial_Wood and Lumber Products_Existing_Process_Natural Gas_Process Heating_E9_Baseline Forecast | Industrial | Wood and Lumber Products | Existing | Process | Natural Gas | Process Heating | E9 |  | Baseline Forecast | 0 | 0 | 0 | 0 | 0 | 0 | 0 | 0 | 0 | 0 | 0 | 0 | 0 | 0 | 0 | 0 | 0 | 0 | 0 | 0 | 0 | 0 | 0 | 0 | 0
Industrial_Wood and Lumber Products_Existing_Process_Natural Gas_Process Heating_E10_Baseline Forecast | Industrial | Wood and Lumber Products | Existing | Process | Natural Gas | Process Heating | E10 |  | Baseline Forecast | 0 | 0 | 0 | 0 | 0 | 0 | 0 | 0 | 0 | 0 | 0 | 0 | 0 | 0 | 0 | 0 | 0 | 0 | 0 | 0 | 0 | 0 | 0 | 0 | 0
Industrial_Wood and Lumber Products_Existing_Process_Natural Gas_Process Heating_Vintage_Baseline Forecast | Industrial | Wood and Lumber Products | Existing | Process | Natural Gas | Process Heating | Vintage | Vintage | Baseline Forecast | 830.0499 | 745.8182 | 651.1558 | 548.5106 | 462.0458 | 389.211 | 327.8576 | 276.1756 | 232.6405 | 195.9681 | 165.0766 | 139.0547 | 117.1347 | 98.6701 | 83.1162 | 70.0142 | 58.9774 | 49.6805 | 41.8491 | 35.2522 | 29.6952 | 25.0142 | 0 | 0 | Vintage
Industrial_Wood and Lumber Products_Existing_Process_Natural Gas_Process Cooling_E1_Baseline Forecast | Industrial | Wood and Lumber Products | Existing | Process | Natural Gas | Process Cooling | E1 | Standard | Baseline Forecast | 0 | 69.9205 | 150.5184 | 239.3417 | 312.2228 | 371.7081 | 419.9423 | 458.7312 | 489.5954 | 513.8155 | 532.4694 | 546.4646 | 556.5653 | 563.4143 | 567.553 | 569.4366 | 569.4483 | 567.9104 | 565.0936 | 561.226 | 556.4989 | 551.0731 | 0 | 0 | unit
Industrial_Wood and Lumber Products_Existing_Process_Natural Gas_Process Cooling_E2_Baseline Forecast | Industrial | Wood and Lumber Products | Existing | Process | Natural Gas | Process Cooling | E2 |  | Baseline Forecast | 0 | 0 | 0 | 0 | 0 | 0 | 0 | 0 | 0 | 0 | 0 | 0 | 0 | 0 | 0 | 0 | 0 | 0 | 0 | 0 | 0 | 0 | 0 | 0 | 0
Industrial_Wood and Lumber Products_Existing_Process_Natural Gas_Process Cooling_E3_Baseline Forecast | Industrial | Wood and Lumber Products | Existing | Process | Natural Gas | Process Cooling | E3 |  | Baseline Forecast | 0 | 0 | 0 | 0 | 0 | 0 | 0 | 0 | 0 | 0 | 0 | 0 | 0 | 0 | 0 | 0 | 0 | 0 | 0 | 0 | 0 | 0 | 0 | 0 | 0
Industrial_Wood and Lumber Products_Existing_Process_Natural Gas_Process Cooling_E4_Baseline Forecast | Industrial | Wood and Lumber Products | Existing | Process | Natural Gas | Process Cooling | E4 |  | Baseline Forecast | 0 | 0 | 0 | 0 | 0 | 0 | 0 | 0 | 0 | 0 | 0 | 0 | 0 | 0 | 0 | 0 | 0 | 0 | 0 | 0 | 0 | 0 | 0 | 0 | 0
Industrial_Wood and Lumber Products_Existing_Process_Natural Gas_Process Cooling_E5_Baseline Forecast | Industrial | Wood and Lumber Products | Existing | Process | Natural Gas | Process Cooling | E5 |  | Baseline Forecast | 0 | 0 | 0 | 0 | 0 | 0 | 0 | 0 | 0 | 0 | 0 | 0 | 0 | 0 | 0 | 0 | 0 | 0 | 0 | 0 | 0 | 0 | 0 | 0 | 0
Industrial_Wood and Lumber Products_Existing_Process_Natural Gas_Process Cooling_E6_Baseline Forecast | Industrial | Wood and Lumber Products | Existing | Process | Natural Gas | Process Cooling | E6 |  | Baseline Forecast | 0 | 0 | 0 | 0 | 0 | 0 | 0 | 0 | 0 | 0 | 0 | 0 | 0 | 0 | 0 | 0 | 0 | 0 | 0 | 0 | 0 | 0 | 0 | 0 | 0
Industrial_Wood and Lumber Products_Existing_Process_Natural Gas_Process Cooling_E7_Baseline Forecast | Industrial | Wood and Lumber Products | Existing | Process | Natural Gas | Process Cooling | E7 |  | Baseline Forecast | 0 | 0 | 0 | 0 | 0 | 0 | 0 | 0 | 0 | 0 | 0 | 0 | 0 | 0 | 0 | 0 | 0 | 0 | 0 | 0 | 0 | 0 | 0 | 0 | 0
Industrial_Wood and Lumber Products_Existing_Process_Natural Gas_Process Cooling_E8_Baseline Forecast | Industrial | Wood and Lumber Products | Existing | Process | Natural Gas | Process Cooling | E8 |  | Baseline Forecast | 0 | 0 | 0 | 0 | 0 | 0 | 0 | 0 | 0 | 0 | 0 | 0 | 0 | 0 | 0 | 0 | 0 | 0 | 0 | 0 | 0 | 0 | 0 | 0 | 0
Industrial_Wood and Lumber Products_Existing_Process_Natural Gas_Process Cooling_E9_Baseline Forecast | Industrial | Wood and Lumber Products | Existing | Process | Natural Gas | Process Cooling | E9 |  | Baseline Forecast | 0 | 0 | 0 | 0 | 0 | 0 | 0 | 0 | 0 | 0 | 0 | 0 | 0 | 0 | 0 | 0 | 0 | 0 | 0 | 0 | 0 | 0 | 0 | 0 | 0
Industrial_Wood and Lumber Products_Existing_Process_Natural Gas_Process Cooling_E10_Baseline Forecast | Industrial | Wood and Lumber Products | Existing | Process | Natural Gas | Process Cooling | E10 |  | Baseline Forecast | 0 | 0 | 0 | 0 | 0 | 0 | 0 | 0 | 0 | 0 | 0 | 0 | 0 | 0 | 0 | 0 | 0 | 0 | 0 | 0 | 0 | 0 | 0 | 0 | 0
Industrial_Wood and Lumber Products_Existing_Process_Natural Gas_Process Cooling_Vintage_Baseline Forecast | Industrial | Wood and Lumber Products | Existing | Process | Natural Gas | Process Cooling | Vintage | Vintage | Baseline Forecast | 830.0499 | 745.8182 | 651.1558 | 548.5106 | 462.0458 | 389.211 | 327.8576 | 276.1756 | 232.6405 | 195.9681 | 165.0766 | 139.0547 | 117.1347 | 98.6701 | 83.1162 | 70.0142 | 58.9774 | 49.6805 | 41.8491 | 35.2522 | 29.6952 | 25.0142 | 0 | 0 | Vintage
Industrial_Wood and Lumber Products_Existing_Process_Natural Gas_Other Process_E1_Baseline Forecast | Industrial | Wood and Lumber Products | Existing | Process | Natural Gas | Other Process | E1 | Standard | Baseline Forecast | 0 | 69.9205 | 150.5184 | 239.3417 | 312.2228 | 371.7081 | 419.9423 | 458.7312 | 489.5954 | 513.8155 | 532.4694 | 546.4646 | 556.5653 | 563.4143 | 567.553 | 569.4366 | 569.4483 | 567.9104 | 565.0936 | 561.226 | 556.4989 | 551.0731 | 0 | 0 | unit
Industrial_Wood and Lumber Products_Existing_Process_Natural Gas_Other Process_E2_Baseline Forecast | Industrial | Wood and Lumber Products | Existing | Process | Natural Gas | Other Process | E2 |  | Baseline Forecast | 0 | 0 | 0 | 0 | 0 | 0 | 0 | 0 | 0 | 0 | 0 | 0 | 0 | 0 | 0 | 0 | 0 | 0 | 0 | 0 | 0 | 0 | 0 | 0 | 0
Industrial_Wood and Lumber Products_Existing_Process_Natural Gas_Other Process_E3_Baseline Forecast | Industrial | Wood and Lumber Products | Existing | Process | Natural Gas | Other Process | E3 |  | Baseline Forecast | 0 | 0 | 0 | 0 | 0 | 0 | 0 | 0 | 0 | 0 | 0 | 0 | 0 | 0 | 0 | 0 | 0 | 0 | 0 | 0 | 0 | 0 | 0 | 0 | 0
Industrial_Wood and Lumber Products_Existing_Process_Natural Gas_Other Process_E4_Baseline Forecast | Industrial | Wood and Lumber Products | Existing | Process | Natural Gas | Other Process | E4 |  | Baseline Forecast | 0 | 0 | 0 | 0 | 0 | 0 | 0 | 0 | 0 | 0 | 0 | 0 | 0 | 0 | 0 | 0 | 0 | 0 | 0 | 0 | 0 | 0 | 0 | 0 | 0
Industrial_Wood and Lumber Products_Existing_Process_Natural Gas_Other Process_E5_Baseline Forecast | Industrial | Wood and Lumber Products | Existing | Process | Natural Gas | Other Process | E5 |  | Baseline Forecast | 0 | 0 | 0 | 0 | 0 | 0 | 0 | 0 | 0 | 0 | 0 | 0 | 0 | 0 | 0 | 0 | 0 | 0 | 0 | 0 | 0 | 0 | 0 | 0 | 0
Industrial_Wood and Lumber Products_Existing_Process_Natural Gas_Other Process_E6_Baseline Forecast | Industrial | Wood and Lumber Products | Existing | Process | Natural Gas | Other Process | E6 |  | Baseline Forecast | 0 | 0 | 0 | 0 | 0 | 0 | 0 | 0 | 0 | 0 | 0 | 0 | 0 | 0 | 0 | 0 | 0 | 0 | 0 | 0 | 0 | 0 | 0 | 0 | 0
Industrial_Wood and Lumber Products_Existing_Process_Natural Gas_Other Process_E7_Baseline Forecast | Industrial | Wood and Lumber Products | Existing | Process | Natural Gas | Other Process | E7 |  | Baseline Forecast | 0 | 0 | 0 | 0 | 0 | 0 | 0 | 0 | 0 | 0 | 0 | 0 | 0 | 0 | 0 | 0 | 0 | 0 | 0 | 0 | 0 | 0 | 0 | 0 | 0
Industrial_Wood and Lumber Products_Existing_Process_Natural Gas_Other Process_E8_Baseline Forecast | Industrial | Wood and Lumber Products | Existing | Process | Natural Gas | Other Process | E8 |  | Baseline Forecast | 0 | 0 | 0 | 0 | 0 | 0 | 0 | 0 | 0 | 0 | 0 | 0 | 0 | 0 | 0 | 0 | 0 | 0 | 0 | 0 | 0 | 0 | 0 | 0 | 0
Industrial_Wood and Lumber Products_Existing_Process_Natural Gas_Other Process_E9_Baseline Forecast | Industrial | Wood and Lumber Products | Existing | Process | Natural Gas | Other Process | E9 |  | Baseline Forecast | 0 | 0 | 0 | 0 | 0 | 0 | 0 | 0 | 0 | 0 | 0 | 0 | 0 | 0 | 0 | 0 | 0 | 0 | 0 | 0 | 0 | 0 | 0 | 0 | 0
Industrial_Wood and Lumber Products_Existing_Process_Natural Gas_Other Process_E10_Baseline Forecast | Industrial | Wood and Lumber Products | Existing | Process | Natural Gas | Other Process | E10 |  | Baseline Forecast | 0 | 0 | 0 | 0 | 0 | 0 | 0 | 0 | 0 | 0 | 0 | 0 | 0 | 0 | 0 | 0 | 0 | 0 | 0 | 0 | 0 | 0 | 0 | 0 | 0
Industrial_Wood and Lumber Products_Existing_Process_Natural Gas_Other Process_Vintage_Baseline Forecast | Industrial | Wood and Lumber Products | Existing | Process | Natural Gas | Other Process | Vintage | Vintage | Baseline Forecast | 830.0499 | 745.8182 | 651.1558 | 548.5106 | 462.0458 | 389.211 | 327.8576 | 276.1756 | 232.6405 | 195.9681 | 165.0766 | 139.0547 | 117.1347 | 98.6701 | 83.1162 | 70.0142 | 58.9774 | 49.6805 | 41.8491 | 35.2522 | 29.6952 | 25.0142 | 0 | 0 | Vintage
Industrial_Wood and Lumber Products_Existing_Miscellaneous_Natural Gas_Miscellaneous_E1_Baseline Forecast | Industrial | Wood and Lumber Products | Existing | Miscellaneous | Natural Gas | Miscellaneous | E1 | Standard | Baseline Forecast | 0 | 69.9205 | 150.5184 | 239.3417 | 312.2228 | 371.7081 | 419.9423 | 458.7312 | 489.5954 | 513.8155 | 532.4694 | 546.4646 | 556.5653 | 563.4143 | 567.553 | 569.4366 | 569.4483 | 567.9104 | 565.0936 | 561.226 | 556.4989 | 551.0731 | 0 | 0 | unit
Industrial_Wood and Lumber Products_Existing_Miscellaneous_Natural Gas_Miscellaneous_E2_Baseline Forecast | Industrial | Wood and Lumber Products | Existing | Miscellaneous | Natural Gas | Miscellaneous | E2 |  | Baseline Forecast | 0 | 0 | 0 | 0 | 0 | 0 | 0 | 0 | 0 | 0 | 0 | 0 | 0 | 0 | 0 | 0 | 0 | 0 | 0 | 0 | 0 | 0 | 0 | 0 | 0
Industrial_Wood and Lumber Products_Existing_Miscellaneous_Natural Gas_Miscellaneous_E3_Baseline Forecast | Industrial | Wood and Lumber Products | Existing | Miscellaneous | Natural Gas | Miscellaneous | E3 |  | Baseline Forecast | 0 | 0 | 0 | 0 | 0 | 0 | 0 | 0 | 0 | 0 | 0 | 0 | 0 | 0 | 0 | 0 | 0 | 0 | 0 | 0 | 0 | 0 | 0 | 0 | 0
Industrial_Wood and Lumber Products_Existing_Miscellaneous_Natural Gas_Miscellaneous_E4_Baseline Forecast | Industrial | Wood and Lumber Products | Existing | Miscellaneous | Natural Gas | Miscellaneous | E4 |  | Baseline Forecast | 0 | 0 | 0 | 0 | 0 | 0 | 0 | 0 | 0 | 0 | 0 | 0 | 0 | 0 | 0 | 0 | 0 | 0 | 0 | 0 | 0 | 0 | 0 | 0 | 0
Industrial_Wood and Lumber Products_Existing_Miscellaneous_Natural Gas_Miscellaneous_E5_Baseline Forecast | Industrial | Wood and Lumber Products | Existing | Miscellaneous | Natural Gas | Miscellaneous | E5 |  | Baseline Forecast | 0 | 0 | 0 | 0 | 0 | 0 | 0 | 0 | 0 | 0 | 0 | 0 | 0 | 0 | 0 | 0 | 0 | 0 | 0 | 0 | 0 | 0 | 0 | 0 | 0
Industrial_Wood and Lumber Products_Existing_Miscellaneous_Natural Gas_Miscellaneous_E6_Baseline Forecast | Industrial | Wood and Lumber Products | Existing | Miscellaneous | Natural Gas | Miscellaneous | E6 |  | Baseline Forecast | 0 | 0 | 0 | 0 | 0 | 0 | 0 | 0 | 0 | 0 | 0 | 0 | 0 | 0 | 0 | 0 | 0 | 0 | 0 | 0 | 0 | 0 | 0 | 0 | 0
Industrial_Wood and Lumber Products_Existing_Miscellaneous_Natural Gas_Miscellaneous_E7_Baseline Forecast | Industrial | Wood and Lumber Products | Existing | Miscellaneous | Natural Gas | Miscellaneous | E7 |  | Baseline Forecast | 0 | 0 | 0 | 0 | 0 | 0 | 0 | 0 | 0 | 0 | 0 | 0 | 0 | 0 | 0 | 0 | 0 | 0 | 0 | 0 | 0 | 0 | 0 | 0 | 0
Industrial_Wood and Lumber Products_Existing_Miscellaneous_Natural Gas_Miscellaneous_E8_Baseline Forecast | Industrial | Wood and Lumber Products | Existing | Miscellaneous | Natural Gas | Miscellaneous | E8 |  | Baseline Forecast | 0 | 0 | 0 | 0 | 0 | 0 | 0 | 0 | 0 | 0 | 0 | 0 | 0 | 0 | 0 | 0 | 0 | 0 | 0 | 0 | 0 | 0 | 0 | 0 | 0
Industrial_Wood and Lumber Products_Existing_Miscellaneous_Natural Gas_Miscellaneous_E9_Baseline Forecast | Industrial | Wood and Lumber Products | Existing | Miscellaneous | Natural Gas | Miscellaneous | E9 |  | Baseline Forecast | 0 | 0 | 0 | 0 | 0 | 0 | 0 | 0 | 0 | 0 | 0 | 0 | 0 | 0 | 0 | 0 | 0 | 0 | 0 | 0 | 0 | 0 | 0 | 0 | 0
Industrial_Wood and Lumber Products_Existing_Miscellaneous_Natural Gas_Miscellaneous_E10_Baseline Forecast | Industrial | Wood and Lumber Products | Existing | Miscellaneous | Natural Gas | Miscellaneous | E10 |  | Baseline Forecast | 0 | 0 | 0 | 0 | 0 | 0 | 0 | 0 | 0 | 0 | 0 | 0 | 0 | 0 | 0 | 0 | 0 | 0 | 0 | 0 | 0 | 0 | 0 | 0 | 0
Industrial_Wood and Lumber Products_Existing_Miscellaneous_Natural Gas_Miscellaneous_Vintage_Baseline Forecast | Industrial | Wood and Lumber Products | Existing | Miscellaneous | Natural Gas | Miscellaneous | Vintage | Vintage | Baseline Forecast | 830.0499 | 745.8182 | 651.1558 | 548.5106 | 462.0458 | 389.211 | 327.8576 | 276.1756 | 232.6405 | 195.9681 | 165.0766 | 139.0547 | 117.1347 | 98.6701 | 83.1162 | 70.0142 | 58.9774 | 49.6805 | 41.8491 | 35.2522 | 29.6952 | 25.0142 | 0 | 0 | Vintage
Industrial_Wood and Lumber Products_New_Space Heating_Natural Gas_Furnace_E1_Baseline Forecast | Industrial | Wood and Lumber Products | New | Space Heating | Natural Gas | Furnace | E1 | AFUE 80% (Standard) | Baseline Forecast | 0 | 21.2522 | 21.761 | 37.9771 | 54.1533 | 72.2844 | 83.2036 | 95.8794 | 108.3955 | 122.4741 | 132.9598 | 145.0198 | 156.9198 | 170.7241 | 180.0932 | 191.48 | 202.8582 | 216.1039 | 224.8531 | 235.6342 | 246.1216 | 256.5781 | 0 | 0 | kBtu/hr
Industrial_Wood and Lumber Products_New_Space Heating_Natural Gas_Furnace_E2_Baseline Forecast | Industrial | Wood and Lumber Products | New | Space Heating | Natural Gas | Furnace | E2 | AFUE 90% | Baseline Forecast | 0 | 0 | 0 | 0 | 0 | 0 | 0 | 0 | 0 | 0 | 0 | 0 | 0 | 0 | 0 | 0 | 0 | 0 | 0 | 0 | 0 | 0 | 0 | 0 | kBtu/hr
Industrial_Wood and Lumber Products_New_Space Heating_Natural Gas_Furnace_E3_Baseline Forecast | Industrial | Wood and Lumber Products | New | Space Heating | Natural Gas | Furnace | E3 | AFUE 96% | Baseline Forecast | 0 | 0 | 0 | 0 | 0 | 0 | 0 | 0 | 0 | 0 | 0 | 0 | 0 | 0 | 0 | 0 | 0 | 0 | 0 | 0 | 0 | 0 | 0 | 0 | kBtu/hr
Industrial_Wood and Lumber Products_New_Space Heating_Natural Gas_Furnace_E4_Baseline Forecast | Industrial | Wood and Lumber Products | New | Space Heating | Natural Gas | Furnace | E4 |  | Baseline Forecast | 0 | 0 | 0 | 0 | 0 | 0 | 0 | 0 | 0 | 0 | 0 | 0 | 0 | 0 | 0 | 0 | 0 | 0 | 0 | 0 | 0 | 0 | 0 | 0 | 0
Industrial_Wood and Lumber Products_New_Space Heating_Natural Gas_Furnace_E5_Baseline Forecast | Industrial | Wood and Lumber Products | New | Space Heating | Natural Gas | Furnace | E5 |  | Baseline Forecast | 0 | 0 | 0 | 0 | 0 | 0 | 0 | 0 | 0 | 0 | 0 | 0 | 0 | 0 | 0 | 0 | 0 | 0 | 0 | 0 | 0 | 0 | 0 | 0 | 0
Industrial_Wood and Lumber Products_New_Space Heating_Natural Gas_Furnace_E6_Baseline Forecast | Industrial | Wood and Lumber Products | New | Space Heating | Natural Gas | Furnace | E6 |  | Baseline Forecast | 0 | 0 | 0 | 0 | 0 | 0 | 0 | 0 | 0 | 0 | 0 | 0 | 0 | 0 | 0 | 0 | 0 | 0 | 0 | 0 | 0 | 0 | 0 | 0 | 0
Industrial_Wood and Lumber Products_New_Space Heating_Natural Gas_Furnace_E7_Baseline Forecast | Industrial | Wood and Lumber Products | New | Space Heating | Natural Gas | Furnace | E7 |  | Baseline Forecast | 0 | 0 | 0 | 0 | 0 | 0 | 0 | 0 | 0 | 0 | 0 | 0 | 0 | 0 | 0 | 0 | 0 | 0 | 0 | 0 | 0 | 0 | 0 | 0 | 0
Industrial_Wood and Lumber Products_New_Space Heating_Natural Gas_Furnace_E8_Baseline Forecast | Industrial | Wood and Lumber Products | New | Space Heating | Natural Gas | Furnace | E8 |  | Baseline Forecast | 0 | 0 | 0 | 0 | 0 | 0 | 0 | 0 | 0 | 0 | 0 | 0 | 0 | 0 | 0 | 0 | 0 | 0 | 0 | 0 | 0 | 0 | 0 | 0 | 0
Industrial_Wood and Lumber Products_New_Space Heating_Natural Gas_Furnace_E9_Baseline Forecast | Industrial | Wood and Lumber Products | New | Space Heating | Natural Gas | Furnace | E9 |  | Baseline Forecast | 0 | 0 | 0 | 0 | 0 | 0 | 0 | 0 | 0 | 0 | 0 | 0 | 0 | 0 | 0 | 0 | 0 | 0 | 0 | 0 | 0 | 0 | 0 | 0 | 0
Industrial_Wood and Lumber Products_New_Space Heating_Natural Gas_Furnace_E10_Baseline Forecast | Industrial | Wood and Lumber Products | New | Space Heating | Natural Gas | Furnace | E10 |  | Baseline Forecast | 0 | 0 | 0 | 0 | 0 | 0 | 0 | 0 | 0 | 0 | 0 | 0 | 0 | 0 | 0 | 0 | 0 | 0 | 0 | 0 | 0 | 0 | 0 | 0 | 0
Industrial_Wood and Lumber Products_New_Space Heating_Natural Gas_Furnace_Vintage_Baseline Forecast | Industrial | Wood and Lumber Products | New | Space Heating | Natural Gas | Furnace | Vintage | Vintage | Baseline Forecast | 0 | 0 | 0 | 0 | 0 | 0 | 0 | 0 | 0 | 0 | 0 | 0 | 0 | 0 | 0 | 0 | 0 | 0 | 0 | 0 | 0 | 0 | 0 | 0 | Vintage
Industrial_Wood and Lumber Products_New_Space Heating_Natural Gas_Boiler_E1_Baseline Forecast | Industrial | Wood and Lumber Products | New | Space Heating | Natural Gas | Boiler | E1 | AFUE 80% (Standard) | Baseline Forecast | 0 | 12.5821 | 12.8834 | 22.4839 | 32.0609 | 42.7952 | 49.2598 | 56.7643 | 64.1743 | 72.5094 | 78.7173 | 85.8573 | 92.9026 | 101.0753 | 106.6221 | 113.3636 | 120.0999 | 127.9419 | 133.1217 | 139.5046 | 145.7135 | 151.9042 | 0 | 0 | kBtu/hr
Industrial_Wood and Lumber Products_New_Space Heating_Natural Gas_Boiler_E2_Baseline Forecast | Industrial | Wood and Lumber Products | New | Space Heating | Natural Gas | Boiler | E2 | AFUE 85% | Baseline Forecast | 0 | 0 | 0 | 0 | 0 | 0 | 0 | 0 | 0 | 0 | 0 | 0 | 0 | 0 | 0 | 0 | 0 | 0 | 0 | 0 | 0 | 0 | 0 | 0 | kBtu/hr
Industrial_Wood and Lumber Products_New_Space Heating_Natural Gas_Boiler_E3_Baseline Forecast | Industrial | Wood and Lumber Products | New | Space Heating | Natural Gas | Boiler | E3 | AFUE 97% | Baseline Forecast | 0 | 0 | 0 | 0 | 0 | 0 | 0 | 0 | 0 | 0 | 0 | 0 | 0 | 0 | 0 | 0 | 0 | 0 | 0 | 0 | 0 | 0 | 0 | 0 | kBtu/hr
Industrial_Wood and Lumber Products_New_Space Heating_Natural Gas_Boiler_E4_Baseline Forecast | Industrial | Wood and Lumber Products | New | Space Heating | Natural Gas | Boiler | E4 | Convert to NG Air Source Heat Pump | Baseline Forecast | 0 | 0 | 0 | 0 | 0 | 0 | 0 | 0 | 0 | 0 | 0 | 0 | 0 | 0 | 0 | 0 | 0 | 0 | 0 | 0 | 0 | 0 | 0 | 0 | kBtu/hr
Industrial_Wood and Lumber Products_New_Space Heating_Natural Gas_Boiler_E5_Baseline Forecast | Industrial | Wood and Lumber Products | New | Space Heating | Natural Gas | Boiler | E5 |  | Baseline Forecast | 0 | 0 | 0 | 0 | 0 | 0 | 0 | 0 | 0 | 0 | 0 | 0 | 0 | 0 | 0 | 0 | 0 | 0 | 0 | 0 | 0 | 0 | 0 | 0 | 0
Industrial_Wood and Lumber Products_New_Space Heating_Natural Gas_Boiler_E6_Baseline Forecast | Industrial | Wood and Lumber Products | New | Space Heating | Natural Gas | Boiler | E6 |  | Baseline Forecast | 0 | 0 | 0 | 0 | 0 | 0 | 0 | 0 | 0 | 0 | 0 | 0 | 0 | 0 | 0 | 0 | 0 | 0 | 0 | 0 | 0 | 0 | 0 | 0 | 0
Industrial_Wood and Lumber Products_New_Space Heating_Natural Gas_Boiler_E7_Baseline Forecast | Industrial | Wood and Lumber Products | New | Space Heating | Natural Gas | Boiler | E7 |  | Baseline Forecast | 0 | 0 | 0 | 0 | 0 | 0 | 0 | 0 | 0 | 0 | 0 | 0 | 0 | 0 | 0 | 0 | 0 | 0 | 0 | 0 | 0 | 0 | 0 | 0 | 0
Industrial_Wood and Lumber Products_New_Space Heating_Natural Gas_Boiler_E8_Baseline Forecast | Industrial | Wood and Lumber Products | New | Space Heating | Natural Gas | Boiler | E8 |  | Baseline Forecast | 0 | 0 | 0 | 0 | 0 | 0 | 0 | 0 | 0 | 0 | 0 | 0 | 0 | 0 | 0 | 0 | 0 | 0 | 0 | 0 | 0 | 0 | 0 | 0 | 0
Industrial_Wood and Lumber Products_New_Space Heating_Natural Gas_Boiler_E9_Baseline Forecast | Industrial | Wood and Lumber Products | New | Space Heating | Natural Gas | Boiler | E9 |  | Baseline Forecast | 0 | 0 | 0 | 0 | 0 | 0 | 0 | 0 | 0 | 0 | 0 | 0 | 0 | 0 | 0 | 0 | 0 | 0 | 0 | 0 | 0 | 0 | 0 | 0 | 0
Industrial_Wood and Lumber Products_New_Space Heating_Natural Gas_Boiler_E10_Baseline Forecast | Industrial | Wood and Lumber Products | New | Space Heating | Natural Gas | Boiler | E10 |  | Baseline Forecast | 0 | 0 | 0 | 0 | 0 | 0 | 0 | 0 | 0 | 0 | 0 | 0 | 0 | 0 | 0 | 0 | 0 | 0 | 0 | 0 | 0 | 0 | 0 | 0 | 0
Industrial_Wood and Lumber Products_New_Space Heating_Natural Gas_Boiler_Vintage_Baseline Forecast | Industrial | Wood and Lumber Products | New | Space Heating | Natural Gas | Boiler | Vintage | Vintage | Baseline Forecast | 0 | 0 | 0 | 0 | 0 | 0 | 0 | 0 | 0 | 0 | 0 | 0 | 0 | 0 | 0 | 0 | 0 | 0 | 0 | 0 | 0 | 0 | 0 | 0 | Vintage
Industrial_Wood and Lumber Products_New_Space Heating_Natural Gas_Unit Heater_E1_Baseline Forecast | Industrial | Wood and Lumber Products | New | Space Heating | Natural Gas | Unit Heater | E1 | Standard | Baseline Forecast | 0 | 4.9032 | 5.0206 | 8.762 | 12.4941 | 16.6773 | 19.1965 | 22.1211 | 25.0087 | 28.2569 | 30.6761 | 33.4586 | 36.2041 | 39.389 | 41.5506 | 44.1778 | 46.8029 | 49.8589 | 51.8775 | 54.3649 | 56.7846 | 59.197 | 0 | 0 | kBtu/Hr
Industrial_Wood and Lumber Products_New_Space Heating_Natural Gas_Unit Heater_E2_Baseline Forecast | Industrial | Wood and Lumber Products | New | Space Heating | Natural Gas | Unit Heater | E2 | Condensing | Baseline Forecast | 0 | 0 | 0 | 0 | 0 | 0 | 0 | 0 | 0 | 0 | 0 | 0 | 0 | 0 | 0 | 0 | 0 | 0 | 0 | 0 | 0 | 0 | 0 | 0 | kBtu/Hr
Industrial_Wood and Lumber Products_New_Space Heating_Natural Gas_Unit Heater_E3_Baseline Forecast | Industrial | Wood and Lumber Products | New | Space Heating | Natural Gas | Unit Heater | E3 | Infrared Radiant | Baseline Forecast | 0 | 0 | 0 | 0 | 0 | 0 | 0 | 0 | 0 | 0 | 0 | 0 | 0 | 0 | 0 | 0 | 0 | 0 | 0 | 0 | 0 | 0 | 0 | 0 | kBtu/Hr
Industrial_Wood and Lumber Products_New_Space Heating_Natural Gas_Unit Heater_E4_Baseline Forecast | Industrial | Wood and Lumber Products | New | Space Heating | Natural Gas | Unit Heater | E4 |  | Baseline Forecast | 0 | 0 | 0 | 0 | 0 | 0 | 0 | 0 | 0 | 0 | 0 | 0 | 0 | 0 | 0 | 0 | 0 | 0 | 0 | 0 | 0 | 0 | 0 | 0 | 0
Industrial_Wood and Lumber Products_New_Space Heating_Natural Gas_Unit Heater_E5_Baseline Forecast | Industrial | Wood and Lumber Products | New | Space Heating | Natural Gas | Unit Heater | E5 |  | Baseline Forecast | 0 | 0 | 0 | 0 | 0 | 0 | 0 | 0 | 0 | 0 | 0 | 0 | 0 | 0 | 0 | 0 | 0 | 0 | 0 | 0 | 0 | 0 | 0 | 0 | 0
Industrial_Wood and Lumber Products_New_Space Heating_Natural Gas_Unit Heater_E6_Baseline Forecast | Industrial | Wood and Lumber Products | New | Space Heating | Natural Gas | Unit Heater | E6 |  | Baseline Forecast | 0 | 0 | 0 | 0 | 0 | 0 | 0 | 0 | 0 | 0 | 0 | 0 | 0 | 0 | 0 | 0 | 0 | 0 | 0 | 0 | 0 | 0 | 0 | 0 | 0
Industrial_Wood and Lumber Products_New_Space Heating_Natural Gas_Unit Heater_E7_Baseline Forecast | Industrial | Wood and Lumber Products | New | Space Heating | Natural Gas | Unit Heater | E7 |  | Baseline Forecast | 0 | 0 | 0 | 0 | 0 | 0 | 0 | 0 | 0 | 0 | 0 | 0 | 0 | 0 | 0 | 0 | 0 | 0 | 0 | 0 | 0 | 0 | 0 | 0 | 0
Industrial_Wood and Lumber Products_New_Space Heating_Natural Gas_Unit Heater_E8_Baseline Forecast | Industrial | Wood and Lumber Products | New | Space Heating | Natural Gas | Unit Heater | E8 |  | Baseline Forecast | 0 | 0 | 0 | 0 | 0 | 0 | 0 | 0 | 0 | 0 | 0 | 0 | 0 | 0 | 0 | 0 | 0 | 0 | 0 | 0 | 0 | 0 | 0 | 0 | 0
Industrial_Wood and Lumber Products_New_Space Heating_Natural Gas_Unit Heater_E9_Baseline Forecast | Industrial | Wood and Lumber Products | New | Space Heating | Natural Gas | Unit Heater | E9 |  | Baseline Forecast | 0 | 0 | 0 | 0 | 0 | 0 | 0 | 0 | 0 | 0 | 0 | 0 | 0 | 0 | 0 | 0 | 0 | 0 | 0 | 0 | 0 | 0 | 0 | 0 | 0
Industrial_Wood and Lumber Products_New_Space Heating_Natural Gas_Unit Heater_E10_Baseline Forecast | Industrial | Wood and Lumber Products | New | Space Heating | Natural Gas | Unit Heater | E10 |  | Baseline Forecast | 0 | 0 | 0 | 0 | 0 | 0 | 0 | 0 | 0 | 0 | 0 | 0 | 0 | 0 | 0 | 0 | 0 | 0 | 0 | 0 | 0 | 0 | 0 | 0 | 0
Industrial_Wood and Lumber Products_New_Space Heating_Natural Gas_Unit Heater_Vintage_Baseline Forecast | Industrial | Wood and Lumber Products | New | Space Heating | Natural Gas | Unit Heater | Vintage | Vintage | Baseline Forecast | 0 | 0 | 0 | 0 | 0 | 0 | 0 | 0 | 0 | 0 | 0 | 0 | 0 | 0 | 0 | 0 | 0 | 0 | 0 | 0 | 0 | 0 | 0 | 0 | Vintage
Industrial_Wood and Lumber Products_New_Process_Natural Gas_Process Boiler_E1_Baseline Forecast | Industrial | Wood and Lumber Products | New | Process | Natural Gas | Process Boiler | E1 | Standard | Baseline Forecast | 0 | 43.3083 | 44.3452 | 77.3908 | 110.3553 | 147.3032 | 169.5548 | 195.3859 | 220.8915 | 249.5813 | 270.9493 | 295.5255 | 319.7757 | 347.9066 | 366.9992 | 390.2035 | 413.3903 | 440.3828 | 458.2122 | 480.1822 | 501.5539 | 522.8624 | 0 | 0 | unit
Industrial_Wood and Lumber Products_New_Process_Natural Gas_Process Boiler_E2_Baseline Forecast | Industrial | Wood and Lumber Products | New | Process | Natural Gas | Process Boiler | E2 |  | Baseline Forecast | 0 | 0 | 0 | 0 | 0 | 0 | 0 | 0 | 0 | 0 | 0 | 0 | 0 | 0 | 0 | 0 | 0 | 0 | 0 | 0 | 0 | 0 | 0 | 0 | 0
Industrial_Wood and Lumber Products_New_Process_Natural Gas_Process Boiler_E3_Baseline Forecast | Industrial | Wood and Lumber Products | New | Process | Natural Gas | Process Boiler | E3 |  | Baseline Forecast | 0 | 0 | 0 | 0 | 0 | 0 | 0 | 0 | 0 | 0 | 0 | 0 | 0 | 0 | 0 | 0 | 0 | 0 | 0 | 0 | 0 | 0 | 0 | 0 | 0
Industrial_Wood and Lumber Products_New_Process_Natural Gas_Process Boiler_E4_Baseline Forecast | Industrial | Wood and Lumber Products | New | Process | Natural Gas | Process Boiler | E4 |  | Baseline Forecast | 0 | 0 | 0 | 0 | 0 | 0 | 0 | 0 | 0 | 0 | 0 | 0 | 0 | 0 | 0 | 0 | 0 | 0 | 0 | 0 | 0 | 0 | 0 | 0 | 0
Industrial_Wood and Lumber Products_New_Process_Natural Gas_Process Boiler_E5_Baseline Forecast | Industrial | Wood and Lumber Products | New | Process | Natural Gas | Process Boiler | E5 |  | Baseline Forecast | 0 | 0 | 0 | 0 | 0 | 0 | 0 | 0 | 0 | 0 | 0 | 0 | 0 | 0 | 0 | 0 | 0 | 0 | 0 | 0 | 0 | 0 | 0 | 0 | 0
Industrial_Wood and Lumber Products_New_Process_Natural Gas_Process Boiler_E6_Baseline Forecast | Industrial | Wood and Lumber Products | New | Process | Natural Gas | Process Boiler | E6 |  | Baseline Forecast | 0 | 0 | 0 | 0 | 0 | 0 | 0 | 0 | 0 | 0 | 0 | 0 | 0 | 0 | 0 | 0 | 0 | 0 | 0 | 0 | 0 | 0 | 0 | 0 | 0
Industrial_Wood and Lumber Products_New_Process_Natural Gas_Process Boiler_E7_Baseline Forecast | Industrial | Wood and Lumber Products | New | Process | Natural Gas | Process Boiler | E7 |  | Baseline Forecast | 0 | 0 | 0 | 0 | 0 | 0 | 0 | 0 | 0 | 0 | 0 | 0 | 0 | 0 | 0 | 0 | 0 | 0 | 0 | 0 | 0 | 0 | 0 | 0 | 0
Industrial_Wood and Lumber Products_New_Process_Natural Gas_Process Boiler_E8_Baseline Forecast | Industrial | Wood and Lumber Products | New | Process | Natural Gas | Process Boiler | E8 |  | Baseline Forecast | 0 | 0 | 0 | 0 | 0 | 0 | 0 | 0 | 0 | 0 | 0 | 0 | 0 | 0 | 0 | 0 | 0 | 0 | 0 | 0 | 0 | 0 | 0 | 0 | 0
Industrial_Wood and Lumber Products_New_Process_Natural Gas_Process Boiler_E9_Baseline Forecast | Industrial | Wood and Lumber Products | New | Process | Natural Gas | Process Boiler | E9 |  | Baseline Forecast | 0 | 0 | 0 | 0 | 0 | 0 | 0 | 0 | 0 | 0 | 0 | 0 | 0 | 0 | 0 | 0 | 0 | 0 | 0 | 0 | 0 | 0 | 0 | 0 | 0
Industrial_Wood and Lumber Products_New_Process_Natural Gas_Process Boiler_E10_Baseline Forecast | Industrial | Wood and Lumber Products | New | Process | Natural Gas | Process Boiler | E10 |  | Baseline Forecast | 0 | 0 | 0 | 0 | 0 | 0 | 0 | 0 | 0 | 0 | 0 | 0 | 0 | 0 | 0 | 0 | 0 | 0 | 0 | 0 | 0 | 0 | 0 | 0 | 0
Industrial_Wood and Lumber Products_New_Process_Natural Gas_Process Boiler_Vintage_Baseline Forecast | Industrial | Wood and Lumber Products | New | Process | Natural Gas | Process Boiler | Vintage | Vintage | Baseline Forecast | 0 | 0 | 0 | 0 | 0 | 0 | 0 | 0 | 0 | 0 | 0 | 0 | 0 | 0 | 0 | 0 | 0 | 0 | 0 | 0 | 0 | 0 | 0 | 0 | Vintage
Industrial_Wood and Lumber Products_New_Process_Natural Gas_Process Heating_E1_Baseline Forecast | Industrial | Wood and Lumber Products | New | Process | Natural Gas | Process Heating | E1 | Standard | Baseline Forecast | 0 | 43.3083 | 44.3452 | 77.3908 | 110.3553 | 147.3032 | 169.5548 | 195.3859 | 220.8915 | 249.5813 | 270.9493 | 295.5255 | 319.7757 | 347.9066 | 366.9992 | 390.2035 | 413.3903 | 440.3828 | 458.2122 | 480.1822 | 501.5539 | 522.8624 | 0 | 0 | unit
Industrial_Wood and Lumber Products_New_Process_Natural Gas_Process Heating_E2_Baseline Forecast | Industrial | Wood and Lumber Products | New | Process | Natural Gas | Process Heating | E2 |  | Baseline Forecast | 0 | 0 | 0 | 0 | 0 | 0 | 0 | 0 | 0 | 0 | 0 | 0 | 0 | 0 | 0 | 0 | 0 | 0 | 0 | 0 | 0 | 0 | 0 | 0 | 0
Industrial_Wood and Lumber Products_New_Process_Natural Gas_Process Heating_E3_Baseline Forecast | Industrial | Wood and Lumber Products | New | Process | Natural Gas | Process Heating | E3 |  | Baseline Forecast | 0 | 0 | 0 | 0 | 0 | 0 | 0 | 0 | 0 | 0 | 0 | 0 | 0 | 0 | 0 | 0 | 0 | 0 | 0 | 0 | 0 | 0 | 0 | 0 | 0
Industrial_Wood and Lumber Products_New_Process_Natural Gas_Process Heating_E4_Baseline Forecast | Industrial | Wood and Lumber Products | New | Process | Natural Gas | Process Heating | E4 |  | Baseline Forecast | 0 | 0 | 0 | 0 | 0 | 0 | 0 | 0 | 0 | 0 | 0 | 0 | 0 | 0 | 0 | 0 | 0 | 0 | 0 | 0 | 0 | 0 | 0 | 0 | 0
Industrial_Wood and Lumber Products_New_Process_Natural Gas_Process Heating_E5_Baseline Forecast | Industrial | Wood and Lumber Products | New | Process | Natural Gas | Process Heating | E5 |  | Baseline Forecast | 0 | 0 | 0 | 0 | 0 | 0 | 0 | 0 | 0 | 0 | 0 | 0 | 0 | 0 | 0 | 0 | 0 | 0 | 0 | 0 | 0 | 0 | 0 | 0 | 0
Industrial_Wood and Lumber Products_New_Process_Natural Gas_Process Heating_E6_Baseline Forecast | Industrial | Wood and Lumber Products | New | Process | Natural Gas | Process Heating | E6 |  | Baseline Forecast | 0 | 0 | 0 | 0 | 0 | 0 | 0 | 0 | 0 | 0 | 0 | 0 | 0 | 0 | 0 | 0 | 0 | 0 | 0 | 0 | 0 | 0 | 0 | 0 | 0
Industrial_Wood and Lumber Products_New_Process_Natural Gas_Process Heating_E7_Baseline Forecast | Industrial | Wood and Lumber Products | New | Process | Natural Gas | Process Heating | E7 |  | Baseline Forecast | 0 | 0 | 0 | 0 | 0 | 0 | 0 | 0 | 0 | 0 | 0 | 0 | 0 | 0 | 0 | 0 | 0 | 0 | 0 | 0 | 0 | 0 | 0 | 0 | 0
Industrial_Wood and Lumber Products_New_Process_Natural Gas_Process Heating_E8_Baseline Forecast | Industrial | Wood and Lumber Products | New | Process | Natural Gas | Process Heating | E8 |  | Baseline Forecast | 0 | 0 | 0 | 0 | 0 | 0 | 0 | 0 | 0 | 0 | 0 | 0 | 0 | 0 | 0 | 0 | 0 | 0 | 0 | 0 | 0 | 0 | 0 | 0 | 0
Industrial_Wood and Lumber Products_New_Process_Natural Gas_Process Heating_E9_Baseline Forecast | Industrial | Wood and Lumber Products | New | Process | Natural Gas | Process Heating | E9 |  | Baseline Forecast | 0 | 0 | 0 | 0 | 0 | 0 | 0 | 0 | 0 | 0 | 0 | 0 | 0 | 0 | 0 | 0 | 0 | 0 | 0 | 0 | 0 | 0 | 0 | 0 | 0
Industrial_Wood and Lumber Products_New_Process_Natural Gas_Process Heating_E10_Baseline Forecast | Industrial | Wood and Lumber Products | New | Process | Natural Gas | Process Heating | E10 |  | Baseline Forecast | 0 | 0 | 0 | 0 | 0 | 0 | 0 | 0 | 0 | 0 | 0 | 0 | 0 | 0 | 0 | 0 | 0 | 0 | 0 | 0 | 0 | 0 | 0 | 0 | 0
Industrial_Wood and Lumber Products_New_Process_Natural Gas_Process Heating_Vintage_Baseline Forecast | Industrial | Wood and Lumber Products | New | Process | Natural Gas | Process Heating | Vintage | Vintage | Baseline Forecast | 0 | 0 | 0 | 0 | 0 | 0 | 0 | 0 | 0 | 0 | 0 | 0 | 0 | 0 | 0 | 0 | 0 | 0 | 0 | 0 | 0 | 0 | 0 | 0 | Vintage
Industrial_Wood and Lumber Products_New_Process_Natural Gas_Process Cooling_E1_Baseline Forecast | Industrial | Wood and Lumber Products | New | Process | Natural Gas | Process Cooling | E1 | Standard | Baseline Forecast | 0 | 43.3083 | 44.3452 | 77.3908 | 110.3553 | 147.3032 | 169.5548 | 195.3859 | 220.8915 | 249.5813 | 270.9493 | 295.5255 | 319.7757 | 347.9066 | 366.9992 | 390.2035 | 413.3903 | 440.3828 | 458.2122 | 480.1822 | 501.5539 | 522.8624 | 0 | 0 | unit
Industrial_Wood and Lumber Products_New_Process_Natural Gas_Process Cooling_E2_Baseline Forecast | Industrial | Wood and Lumber Products | New | Process | Natural Gas | Process Cooling | E2 |  | Baseline Forecast | 0 | 0 | 0 | 0 | 0 | 0 | 0 | 0 | 0 | 0 | 0 | 0 | 0 | 0 | 0 | 0 | 0 | 0 | 0 | 0 | 0 | 0 | 0 | 0 | 0
Industrial_Wood and Lumber Products_New_Process_Natural Gas_Process Cooling_E3_Baseline Forecast | Industrial | Wood and Lumber Products | New | Process | Natural Gas | Process Cooling | E3 |  | Baseline Forecast | 0 | 0 | 0 | 0 | 0 | 0 | 0 | 0 | 0 | 0 | 0 | 0 | 0 | 0 | 0 | 0 | 0 | 0 | 0 | 0 | 0 | 0 | 0 | 0 | 0
Industrial_Wood and Lumber Products_New_Process_Natural Gas_Process Cooling_E4_Baseline Forecast | Industrial | Wood and Lumber Products | New | Process | Natural Gas | Process Cooling | E4 |  | Baseline Forecast | 0 | 0 | 0 | 0 | 0 | 0 | 0 | 0 | 0 | 0 | 0 | 0 | 0 | 0 | 0 | 0 | 0 | 0 | 0 | 0 | 0 | 0 | 0 | 0 | 0
Industrial_Wood and Lumber Products_New_Process_Natural Gas_Process Cooling_E5_Baseline Forecast | Industrial | Wood and Lumber Products | New | Process | Natural Gas | Process Cooling | E5 |  | Baseline Forecast | 0 | 0 | 0 | 0 | 0 | 0 | 0 | 0 | 0 | 0 | 0 | 0 | 0 | 0 | 0 | 0 | 0 | 0 | 0 | 0 | 0 | 0 | 0 | 0 | 0
Industrial_Wood and Lumber Products_New_Process_Natural Gas_Process Cooling_E6_Baseline Forecast | Industrial | Wood and Lumber Products | New | Process | Natural Gas | Process Cooling | E6 |  | Baseline Forecast | 0 | 0 | 0 | 0 | 0 | 0 | 0 | 0 | 0 | 0 | 0 | 0 | 0 | 0 | 0 | 0 | 0 | 0 | 0 | 0 | 0 | 0 | 0 | 0 | 0
Industrial_Wood and Lumber Products_New_Process_Natural Gas_Process Cooling_E7_Baseline Forecast | Industrial | Wood and Lumber Products | New | Process | Natural Gas | Process Cooling | E7 |  | Baseline Forecast | 0 | 0 | 0 | 0 | 0 | 0 | 0 | 0 | 0 | 0 | 0 | 0 | 0 | 0 | 0 | 0 | 0 | 0 | 0 | 0 | 0 | 0 | 0 | 0 | 0
Industrial_Wood and Lumber Products_New_Process_Natural Gas_Process Cooling_E8_Baseline Forecast | Industrial | Wood and Lumber Products | New | Process | Natural Gas | Process Cooling | E8 |  | Baseline Forecast | 0 | 0 | 0 | 0 | 0 | 0 | 0 | 0 | 0 | 0 | 0 | 0 | 0 | 0 | 0 | 0 | 0 | 0 | 0 | 0 | 0 | 0 | 0 | 0 | 0
Industrial_Wood and Lumber Products_New_Process_Natural Gas_Process Cooling_E9_Baseline Forecast | Industrial | Wood and Lumber Products | New | Process | Natural Gas | Process Cooling | E9 |  | Baseline Forecast | 0 | 0 | 0 | 0 | 0 | 0 | 0 | 0 | 0 | 0 | 0 | 0 | 0 | 0 | 0 | 0 | 0 | 0 | 0 | 0 | 0 | 0 | 0 | 0 | 0
Industrial_Wood and Lumber Products_New_Process_Natural Gas_Process Cooling_E10_Baseline Forecast | Industrial | Wood and Lumber Products | New | Process | Natural Gas | Process Cooling | E10 |  | Baseline Forecast | 0 | 0 | 0 | 0 | 0 | 0 | 0 | 0 | 0 | 0 | 0 | 0 | 0 | 0 | 0 | 0 | 0 | 0 | 0 | 0 | 0 | 0 | 0 | 0 | 0
Industrial_Wood and Lumber Products_New_Process_Natural Gas_Process Cooling_Vintage_Baseline Forecast | Industrial | Wood and Lumber Products | New | Process | Natural Gas | Process Cooling | Vintage | Vintage | Baseline Forecast | 0 | 0 | 0 | 0 | 0 | 0 | 0 | 0 | 0 | 0 | 0 | 0 | 0 | 0 | 0 | 0 | 0 | 0 | 0 | 0 | 0 | 0 | 0 | 0 | Vintage
Industrial_Wood and Lumber Products_New_Process_Natural Gas_Other Process_E1_Baseline Forecast | Industrial | Wood and Lumber Products | New | Process | Natural Gas | Other Process | E1 | Standard | Baseline Forecast | 0 | 43.3083 | 44.3452 | 77.3908 | 110.3553 | 147.3032 | 169.5548 | 195.3859 | 220.8915 | 249.5813 | 270.9493 | 295.5255 | 319.7757 | 347.9066 | 366.9992 | 390.2035 | 413.3903 | 440.3828 | 458.2122 | 480.1822 | 501.5539 | 522.8624 | 0 | 0 | unit
Industrial_Wood and Lumber Products_New_Process_Natural Gas_Other Process_E2_Baseline Forecast | Industrial | Wood and Lumber Products | New | Process | Natural Gas | Other Process | E2 |  | Baseline Forecast | 0 | 0 | 0 | 0 | 0 | 0 | 0 | 0 | 0 | 0 | 0 | 0 | 0 | 0 | 0 | 0 | 0 | 0 | 0 | 0 | 0 | 0 | 0 | 0 | 0
Industrial_Wood and Lumber Products_New_Process_Natural Gas_Other Process_E3_Baseline Forecast | Industrial | Wood and Lumber Products | New | Process | Natural Gas | Other Process | E3 |  | Baseline Forecast | 0 | 0 | 0 | 0 | 0 | 0 | 0 | 0 | 0 | 0 | 0 | 0 | 0 | 0 | 0 | 0 | 0 | 0 | 0 | 0 | 0 | 0 | 0 | 0 | 0
Industrial_Wood and Lumber Products_New_Process_Natural Gas_Other Process_E4_Baseline Forecast | Industrial | Wood and Lumber Products | New | Process | Natural Gas | Other Process | E4 |  | Baseline Forecast | 0 | 0 | 0 | 0 | 0 | 0 | 0 | 0 | 0 | 0 | 0 | 0 | 0 | 0 | 0 | 0 | 0 | 0 | 0 | 0 | 0 | 0 | 0 | 0 | 0
Industrial_Wood and Lumber Products_New_Process_Natural Gas_Other Process_E5_Baseline Forecast | Industrial | Wood and Lumber Products | New | Process | Natural Gas | Other Process | E5 |  | Baseline Forecast | 0 | 0 | 0 | 0 | 0 | 0 | 0 | 0 | 0 | 0 | 0 | 0 | 0 | 0 | 0 | 0 | 0 | 0 | 0 | 0 | 0 | 0 | 0 | 0 | 0
Industrial_Wood and Lumber Products_New_Process_Natural Gas_Other Process_E6_Baseline Forecast | Industrial | Wood and Lumber Products | New | Process | Natural Gas | Other Process | E6 |  | Baseline Forecast | 0 | 0 | 0 | 0 | 0 | 0 | 0 | 0 | 0 | 0 | 0 | 0 | 0 | 0 | 0 | 0 | 0 | 0 | 0 | 0 | 0 | 0 | 0 | 0 | 0
Industrial_Wood and Lumber Products_New_Process_Natural Gas_Other Process_E7_Baseline Forecast | Industrial | Wood and Lumber Products | New | Process | Natural Gas | Other Process | E7 |  | Baseline Forecast | 0 | 0 | 0 | 0 | 0 | 0 | 0 | 0 | 0 | 0 | 0 | 0 | 0 | 0 | 0 | 0 | 0 | 0 | 0 | 0 | 0 | 0 | 0 | 0 | 0
Industrial_Wood and Lumber Products_New_Process_Natural Gas_Other Process_E8_Baseline Forecast | Industrial | Wood and Lumber Products | New | Process | Natural Gas | Other Process | E8 |  | Baseline Forecast | 0 | 0 | 0 | 0 | 0 | 0 | 0 | 0 | 0 | 0 | 0 | 0 | 0 | 0 | 0 | 0 | 0 | 0 | 0 | 0 | 0 | 0 | 0 | 0 | 0
Industrial_Wood and Lumber Products_New_Process_Natural Gas_Other Process_E9_Baseline Forecast | Industrial | Wood and Lumber Products | New | Process | Natural Gas | Other Process | E9 |  | Baseline Forecast | 0 | 0 | 0 | 0 | 0 | 0 | 0 | 0 | 0 | 0 | 0 | 0 | 0 | 0 | 0 | 0 | 0 | 0 | 0 | 0 | 0 | 0 | 0 | 0 | 0
Industrial_Wood and Lumber Products_New_Process_Natural Gas_Other Process_E10_Baseline Forecast | Industrial | Wood and Lumber Products | New | Process | Natural Gas | Other Process | E10 |  | Baseline Forecast | 0 | 0 | 0 | 0 | 0 | 0 | 0 | 0 | 0 | 0 | 0 | 0 | 0 | 0 | 0 | 0 | 0 | 0 | 0 | 0 | 0 | 0 | 0 | 0 | 0
Industrial_Wood and Lumber Products_New_Process_Natural Gas_Other Process_Vintage_Baseline Forecast | Industrial | Wood and Lumber Products | New | Process | Natural Gas | Other Process | Vintage | Vintage | Baseline Forecast | 0 | 0 | 0 | 0 | 0 | 0 | 0 | 0 | 0 | 0 | 0 | 0 | 0 | 0 | 0 | 0 | 0 | 0 | 0 | 0 | 0 | 0 | 0 | 0 | Vintage
Industrial_Wood and Lumber Products_New_Miscellaneous_Natural Gas_Miscellaneous_E1_Baseline Forecast | Industrial | Wood and Lumber Products | New | Miscellaneous | Natural Gas | Miscellaneous | E1 | Standard | Baseline Forecast | 0 | 43.3083 | 44.3452 | 77.3908 | 110.3553 | 147.3032 | 169.5548 | 195.3859 | 220.8915 | 249.5813 | 270.9493 | 295.5255 | 319.7757 | 347.9066 | 366.9992 | 390.2035 | 413.3903 | 440.3828 | 458.2122 | 480.1822 | 501.5539 | 522.8624 | 0 | 0 | unit
Industrial_Wood and Lumber Products_New_Miscellaneous_Natural Gas_Miscellaneous_E2_Baseline Forecast | Industrial | Wood and Lumber Products | New | Miscellaneous | Natural Gas | Miscellaneous | E2 |  | Baseline Forecast | 0 | 0 | 0 | 0 | 0 | 0 | 0 | 0 | 0 | 0 | 0 | 0 | 0 | 0 | 0 | 0 | 0 | 0 | 0 | 0 | 0 | 0 | 0 | 0 | 0
Industrial_Wood and Lumber Products_New_Miscellaneous_Natural Gas_Miscellaneous_E3_Baseline Forecast | Industrial | Wood and Lumber Products | New | Miscellaneous | Natural Gas | Miscellaneous | E3 |  | Baseline Forecast | 0 | 0 | 0 | 0 | 0 | 0 | 0 | 0 | 0 | 0 | 0 | 0 | 0 | 0 | 0 | 0 | 0 | 0 | 0 | 0 | 0 | 0 | 0 | 0 | 0
Industrial_Wood and Lumber Products_New_Miscellaneous_Natural Gas_Miscellaneous_E4_Baseline Forecast | Industrial | Wood and Lumber Products | New | Miscellaneous | Natural Gas | Miscellaneous | E4 |  | Baseline Forecast | 0 | 0 | 0 | 0 | 0 | 0 | 0 | 0 | 0 | 0 | 0 | 0 | 0 | 0 | 0 | 0 | 0 | 0 | 0 | 0 | 0 | 0 | 0 | 0 | 0
Industrial_Wood and Lumber Products_New_Miscellaneous_Natural Gas_Miscellaneous_E5_Baseline Forecast | Industrial | Wood and Lumber Products | New | Miscellaneous | Natural Gas | Miscellaneous | E5 |  | Baseline Forecast | 0 | 0 | 0 | 0 | 0 | 0 | 0 | 0 | 0 | 0 | 0 | 0 | 0 | 0 | 0 | 0 | 0 | 0 | 0 | 0 | 0 | 0 | 0 | 0 | 0
Industrial_Wood and Lumber Products_New_Miscellaneous_Natural Gas_Miscellaneous_E6_Baseline Forecast | Industrial | Wood and Lumber Products | New | Miscellaneous | Natural Gas | Miscellaneous | E6 |  | Baseline Forecast | 0 | 0 | 0 | 0 | 0 | 0 | 0 | 0 | 0 | 0 | 0 | 0 | 0 | 0 | 0 | 0 | 0 | 0 | 0 | 0 | 0 | 0 | 0 | 0 | 0
Industrial_Wood and Lumber Products_New_Miscellaneous_Natural Gas_Miscellaneous_E7_Baseline Forecast | Industrial | Wood and Lumber Products | New | Miscellaneous | Natural Gas | Miscellaneous | E7 |  | Baseline Forecast | 0 | 0 | 0 | 0 | 0 | 0 | 0 | 0 | 0 | 0 | 0 | 0 | 0 | 0 | 0 | 0 | 0 | 0 | 0 | 0 | 0 | 0 | 0 | 0 | 0
Industrial_Wood and Lumber Products_New_Miscellaneous_Natural Gas_Miscellaneous_E8_Baseline Forecast | Industrial | Wood and Lumber Products | New | Miscellaneous | Natural Gas | Miscellaneous | E8 |  | Baseline Forecast | 0 | 0 | 0 | 0 | 0 | 0 | 0 | 0 | 0 | 0 | 0 | 0 | 0 | 0 | 0 | 0 | 0 | 0 | 0 | 0 | 0 | 0 | 0 | 0 | 0
Industrial_Wood and Lumber Products_New_Miscellaneous_Natural Gas_Miscellaneous_E9_Baseline Forecast | Industrial | Wood and Lumber Products | New | Miscellaneous | Natural Gas | Miscellaneous | E9 |  | Baseline Forecast | 0 | 0 | 0 | 0 | 0 | 0 | 0 | 0 | 0 | 0 | 0 | 0 | 0 | 0 | 0 | 0 | 0 | 0 | 0 | 0 | 0 | 0 | 0 | 0 | 0
Industrial_Wood and Lumber Products_New_Miscellaneous_Natural Gas_Miscellaneous_E10_Baseline Forecast | Industrial | Wood and Lumber Products | New | Miscellaneous | Natural Gas | Miscellaneous | E10 |  | Baseline Forecast | 0 | 0 | 0 | 0 | 0 | 0 | 0 | 0 | 0 | 0 | 0 | 0 | 0 | 0 | 0 | 0 | 0 | 0 | 0 | 0 | 0 | 0 | 0 | 0 | 0
Industrial_Wood and Lumber Products_New_Miscellaneous_Natural Gas_Miscellaneous_Vintage_Baseline Forecast | Industrial | Wood and Lumber Products | New | Miscellaneous | Natural Gas | Miscellaneous | Vintage | Vintage | Baseline Forecast | 0 | 0 | 0 | 0 | 0 | 0 | 0 | 0 | 0 | 0 | 0 | 0 | 0 | 0 | 0 | 0 | 0 | 0 | 0 | 0 | 0 | 0 | 0 | 0 | Vintage
Industrial_Other Industrial_Existing_Space Heating_Natural Gas_Furnace_E1_Baseline Forecast | Industrial | Other Industrial | Existing | Space Heating | Natural Gas | Furnace | E1 | AFUE 80% (Standard) | Baseline Forecast | 0 | 182.3766 | 370.3252 | 562.7095 | 758.4971 | 956.752 | 1156.6265 | 1357.3543 | 1558.2438 | 1758.6724 | 1958.0806 | 2155.9673 | 2333.0569 | 2491.0128 | 2631.3716 | 2755.5531 | 2864.8688 | 2960.5298 | 3043.655 | 3115.2775 | 3176.3514 | 3227.7576 | 0 | 0 | kBtu/hr
Industrial_Other Industrial_Existing_Space Heating_Natural Gas_Furnace_E2_Baseline Forecast | Industrial | Other Industrial | Existing | Space Heating | Natural Gas | Furnace | E2 | AFUE 90% | Baseline Forecast | 0 | 0 | 0 | 0 | 0 | 0 | 0 | 0 | 0 | 0 | 0 | 0 | 0 | 0 | 0 | 0 | 0 | 0 | 0 | 0 | 0 | 0 | 0 | 0 | kBtu/hr
Industrial_Other Industrial_Existing_Space Heating_Natural Gas_Furnace_E3_Baseline Forecast | Industrial | Other Industrial | Existing | Space Heating | Natural Gas | Furnace | E3 | AFUE 96% | Baseline Forecast | 0 | 0 | 0 | 0 | 0 | 0 | 0 | 0 | 0 | 0 | 0 | 0 | 0 | 0 | 0 | 0 | 0 | 0 | 0 | 0 | 0 | 0 | 0 | 0 | kBtu/hr
Industrial_Other Industrial_Existing_Space Heating_Natural Gas_Furnace_E4_Baseline Forecast | Industrial | Other Industrial | Existing | Space Heating | Natural Gas | Furnace | E4 |  | Baseline Forecast | 0 | 0 | 0 | 0 | 0 | 0 | 0 | 0 | 0 | 0 | 0 | 0 | 0 | 0 | 0 | 0 | 0 | 0 | 0 | 0 | 0 | 0 | 0 | 0 | 0
Industrial_Other Industrial_Existing_Space Heating_Natural Gas_Furnace_E5_Baseline Forecast | Industrial | Other Industrial | Existing | Space Heating | Natural Gas | Furnace | E5 |  | Baseline Forecast | 0 | 0 | 0 | 0 | 0 | 0 | 0 | 0 | 0 | 0 | 0 | 0 | 0 | 0 | 0 | 0 | 0 | 0 | 0 | 0 | 0 | 0 | 0 | 0 | 0
Industrial_Other Industrial_Existing_Space Heating_Natural Gas_Furnace_E6_Baseline Forecast | Industrial | Other Industrial | Existing | Space Heating | Natural Gas | Furnace | E6 |  | Baseline Forecast | 0 | 0 | 0 | 0 | 0 | 0 | 0 | 0 | 0 | 0 | 0 | 0 | 0 | 0 | 0 | 0 | 0 | 0 | 0 | 0 | 0 | 0 | 0 | 0 | 0
Industrial_Other Industrial_Existing_Space Heating_Natural Gas_Furnace_E7_Baseline Forecast | Industrial | Other Industrial | Existing | Space Heating | Natural Gas | Furnace | E7 |  | Baseline Forecast | 0 | 0 | 0 | 0 | 0 | 0 | 0 | 0 | 0 | 0 | 0 | 0 | 0 | 0 | 0 | 0 | 0 | 0 | 0 | 0 | 0 | 0 | 0 | 0 | 0
Industrial_Other Industrial_Existing_Space Heating_Natural Gas_Furnace_E8_Baseline Forecast | Industrial | Other Industrial | Existing | Space Heating | Natural Gas | Furnace | E8 |  | Baseline Forecast | 0 | 0 | 0 | 0 | 0 | 0 | 0 | 0 | 0 | 0 | 0 | 0 | 0 | 0 | 0 | 0 | 0 | 0 | 0 | 0 | 0 | 0 | 0 | 0 | 0
Industrial_Other Industrial_Existing_Space Heating_Natural Gas_Furnace_E9_Baseline Forecast | Industrial | Other Industrial | Existing | Space Heating | Natural Gas | Furnace | E9 |  | Baseline Forecast | 0 | 0 | 0 | 0 | 0 | 0 | 0 | 0 | 0 | 0 | 0 | 0 | 0 | 0 | 0 | 0 | 0 | 0 | 0 | 0 | 0 | 0 | 0 | 0 | 0
Industrial_Other Industrial_Existing_Space Heating_Natural Gas_Furnace_E10_Baseline Forecast | Industrial | Other Industrial | Existing | Space Heating | Natural Gas | Furnace | E10 |  | Baseline Forecast | 0 | 0 | 0 | 0 | 0 | 0 | 0 | 0 | 0 | 0 | 0 | 0 | 0 | 0 | 0 | 0 | 0 | 0 | 0 | 0 | 0 | 0 | 0 | 0 | 0
Industrial_Other Industrial_Existing_Space Heating_Natural Gas_Furnace_Vintage_Baseline Forecast | Industrial | Other Industrial | Existing | Space Heating | Natural Gas | Furnace | Vintage | Vintage | Baseline Forecast | 7098.2881 | 6793.5273 | 6485.3044 | 6174.7196 | 5862.7694 | 5550.3547 | 5238.2887 | 4927.3039 | 4618.0582 | 4311.1416 | 4007.0814 | 3706.3471 | 3428.1831 | 3170.8955 | 2932.9176 | 2712.8 | 2509.2024 | 2320.885 | 2146.701 | 1985.5895 | 1836.5696 | 1698.7338 | 0 | 0 | Vintage
Industrial_Other Industrial_Existing_Space Heating_Natural Gas_Boiler_E1_Baseline Forecast | Industrial | Other Industrial | Existing | Space Heating | Natural Gas | Boiler | E1 | AFUE 80% (Standard) | Baseline Forecast | 0 | 31.3082 | 61.8165 | 91.5135 | 120.3912 | 148.4455 | 175.6748 | 202.0802 | 227.6651 | 252.4348 | 276.3962 | 299.5578 | 321.9292 | 343.521 | 364.345 | 384.4134 | 403.7392 | 422.3359 | 440.2174 | 457.3979 | 473.892 | 489.7141 | 0 | 0 | kBtu/hr
Industrial_Other Industrial_Existing_Space Heating_Natural Gas_Boiler_E2_Baseline Forecast | Industrial | Other Industrial | Existing | Space Heating | Natural Gas | Boiler | E2 | AFUE 85% | Baseline Forecast | 0 | 0 | 0 | 0 | 0 | 0 | 0 | 0 | 0 | 0 | 0 | 0 | 0 | 0 | 0 | 0 | 0 | 0 | 0 | 0 | 0 | 0 | 0 | 0 | kBtu/hr
Industrial_Other Industrial_Existing_Space Heating_Natural Gas_Boiler_E3_Baseline Forecast | Industrial | Other Industrial | Existing | Space Heating | Natural Gas | Boiler | E3 | AFUE 97% | Baseline Forecast | 0 | 0 | 0 | 0 | 0 | 0 | 0 | 0 | 0 | 0 | 0 | 0 | 0 | 0 | 0 | 0 | 0 | 0 | 0 | 0 | 0 | 0 | 0 | 0 | kBtu/hr
Industrial_Other Industrial_Existing_Space Heating_Natural Gas_Boiler_E4_Baseline Forecast | Industrial | Other Industrial | Existing | Space Heating | Natural Gas | Boiler | E4 | Convert to NG Air Source Heat Pump | Baseline Forecast | 0 | 0 | 0 | 0 | 0 | 0 | 0 | 0 | 0 | 0 | 0 | 0 | 0 | 0 | 0 | 0 | 0 | 0 | 0 | 0 | 0 | 0 | 0 | 0 | kBtu/hr
Industrial_Other Industrial_Existing_Space Heating_Natural Gas_Boiler_E5_Baseline Forecast | Industrial | Other Industrial | Existing | Space Heating | Natural Gas | Boiler | E5 |  | Baseline Forecast | 0 | 0 | 0 | 0 | 0 | 0 | 0 | 0 | 0 | 0 | 0 | 0 | 0 | 0 | 0 | 0 | 0 | 0 | 0 | 0 | 0 | 0 | 0 | 0 | 0
Industrial_Other Industrial_Existing_Space Heating_Natural Gas_Boiler_E6_Baseline Forecast | Industrial | Other Industrial | Existing | Space Heating | Natural Gas | Boiler | E6 |  | Baseline Forecast | 0 | 0 | 0 | 0 | 0 | 0 | 0 | 0 | 0 | 0 | 0 | 0 | 0 | 0 | 0 | 0 | 0 | 0 | 0 | 0 | 0 | 0 | 0 | 0 | 0
Industrial_Other Industrial_Existing_Space Heating_Natural Gas_Boiler_E7_Baseline Forecast | Industrial | Other Industrial | Existing | Space Heating | Natural Gas | Boiler | E7 |  | Baseline Forecast | 0 | 0 | 0 | 0 | 0 | 0 | 0 | 0 | 0 | 0 | 0 | 0 | 0 | 0 | 0 | 0 | 0 | 0 | 0 | 0 | 0 | 0 | 0 | 0 | 0
Industrial_Other Industrial_Existing_Space Heating_Natural Gas_Boiler_E8_Baseline Forecast | Industrial | Other Industrial | Existing | Space Heating | Natural Gas | Boiler | E8 |  | Baseline Forecast | 0 | 0 | 0 | 0 | 0 | 0 | 0 | 0 | 0 | 0 | 0 | 0 | 0 | 0 | 0 | 0 | 0 | 0 | 0 | 0 | 0 | 0 | 0 | 0 | 0
Industrial_Other Industrial_Existing_Space Heating_Natural Gas_Boiler_E9_Baseline Forecast | Industrial | Other Industrial | Existing | Space Heating | Natural Gas | Boiler | E9 |  | Baseline Forecast | 0 | 0 | 0 | 0 | 0 | 0 | 0 | 0 | 0 | 0 | 0 | 0 | 0 | 0 | 0 | 0 | 0 | 0 | 0 | 0 | 0 | 0 | 0 | 0 | 0
Industrial_Other Industrial_Existing_Space Heating_Natural Gas_Boiler_E10_Baseline Forecast | Industrial | Other Industrial | Existing | Space Heating | Natural Gas | Boiler | E10 |  | Baseline Forecast | 0 | 0 | 0 | 0 | 0 | 0 | 0 | 0 | 0 | 0 | 0 | 0 | 0 | 0 | 0 | 0 | 0 | 0 | 0 | 0 | 0 | 0 | 0 | 0 | 0
Industrial_Other Industrial_Existing_Space Heating_Natural Gas_Boiler_Vintage_Baseline Forecast | Industrial | Other Industrial | Existing | Space Heating | Natural Gas | Boiler | Vintage | Vintage | Baseline Forecast | 1051.2968 | 1001.8628 | 953.5412 | 906.3381 | 860.256 | 815.294 | 771.4485 | 728.7134 | 687.0803 | 646.5391 | 607.0781 | 568.6843 | 531.3432 | 495.0398 | 459.7579 | 425.4808 | 392.1913 | 359.8717 | 328.5038 | 298.0695 | 268.5501 | 239.9272 | 0 | 0 | Vintage
Industrial_Other Industrial_Existing_Space Heating_Natural Gas_Unit Heater_E1_Baseline Forecast | Industrial | Other Industrial | Existing | Space Heating | Natural Gas | Unit Heater | E1 | Standard | Baseline Forecast | 0 | 4.086 | 15.6973 | 37.7025 | 72.4673 | 121.9154 | 187.5818 | 270.6613 | 372.0503 | 492.3854 | 628.5825 | 777.9143 | 937.9712 | 1106.6272 | 1282.0087 | 1462.4673 | 1646.555 | 1805.1607 | 1941.1013 | 2056.8919 | 2154.7778 | 2236.7632 | 0 | 0 | kBtu/Hr
Industrial_Other Industrial_Existing_Space Heating_Natural Gas_Unit Heater_E2_Baseline Forecast | Industrial | Other Industrial | Existing | Space Heating | Natural Gas | Unit Heater | E2 | Condensing | Baseline Forecast | 0 | 0 | 0 | 0 | 0 | 0 | 0 | 0 | 0 | 0 | 0 | 0 | 0 | 0 | 0 | 0 | 0 | 0 | 0 | 0 | 0 | 0 | 0 | 0 | kBtu/Hr
Industrial_Other Industrial_Existing_Space Heating_Natural Gas_Unit Heater_E3_Baseline Forecast | Industrial | Other Industrial | Existing | Space Heating | Natural Gas | Unit Heater | E3 | Infrared Radiant | Baseline Forecast | 0 | 0 | 0 | 0 | 0 | 0 | 0 | 0 | 0 | 0 | 0 | 0 | 0 | 0 | 0 | 0 | 0 | 0 | 0 | 0 | 0 | 0 | 0 | 0 | kBtu/Hr
Industrial_Other Industrial_Existing_Space Heating_Natural Gas_Unit Heater_E4_Baseline Forecast | Industrial | Other Industrial | Existing | Space Heating | Natural Gas | Unit Heater | E4 |  | Baseline Forecast | 0 | 0 | 0 | 0 | 0 | 0 | 0 | 0 | 0 | 0 | 0 | 0 | 0 | 0 | 0 | 0 | 0 | 0 | 0 | 0 | 0 | 0 | 0 | 0 | 0
Industrial_Other Industrial_Existing_Space Heating_Natural Gas_Unit Heater_E5_Baseline Forecast | Industrial | Other Industrial | Existing | Space Heating | Natural Gas | Unit Heater | E5 |  | Baseline Forecast | 0 | 0 | 0 | 0 | 0 | 0 | 0 | 0 | 0 | 0 | 0 | 0 | 0 | 0 | 0 | 0 | 0 | 0 | 0 | 0 | 0 | 0 | 0 | 0 | 0
Industrial_Other Industrial_Existing_Space Heating_Natural Gas_Unit Heater_E6_Baseline Forecast | Industrial | Other Industrial | Existing | Space Heating | Natural Gas | Unit Heater | E6 |  | Baseline Forecast | 0 | 0 | 0 | 0 | 0 | 0 | 0 | 0 | 0 | 0 | 0 | 0 | 0 | 0 | 0 | 0 | 0 | 0 | 0 | 0 | 0 | 0 | 0 | 0 | 0
Industrial_Other Industrial_Existing_Space Heating_Natural Gas_Unit Heater_E7_Baseline Forecast | Industrial | Other Industrial | Existing | Space Heating | Natural Gas | Unit Heater | E7 |  | Baseline Forecast | 0 | 0 | 0 | 0 | 0 | 0 | 0 | 0 | 0 | 0 | 0 | 0 | 0 | 0 | 0 | 0 | 0 | 0 | 0 | 0 | 0 | 0 | 0 | 0 | 0
Industrial_Other Industrial_Existing_Space Heating_Natural Gas_Unit Heater_E8_Baseline Forecast | Industrial | Other Industrial | Existing | Space Heating | Natural Gas | Unit Heater | E8 |  | Baseline Forecast | 0 | 0 | 0 | 0 | 0 | 0 | 0 | 0 | 0 | 0 | 0 | 0 | 0 | 0 | 0 | 0 | 0 | 0 | 0 | 0 | 0 | 0 | 0 | 0 | 0
Industrial_Other Industrial_Existing_Space Heating_Natural Gas_Unit Heater_E9_Baseline Forecast | Industrial | Other Industrial | Existing | Space Heating | Natural Gas | Unit Heater | E9 |  | Baseline Forecast | 0 | 0 | 0 | 0 | 0 | 0 | 0 | 0 | 0 | 0 | 0 | 0 | 0 | 0 | 0 | 0 | 0 | 0 | 0 | 0 | 0 | 0 | 0 | 0 | 0
Industrial_Other Industrial_Existing_Space Heating_Natural Gas_Unit Heater_E10_Baseline Forecast | Industrial | Other Industrial | Existing | Space Heating | Natural Gas | Unit Heater | E10 |  | Baseline Forecast | 0 | 0 | 0 | 0 | 0 | 0 | 0 | 0 | 0 | 0 | 0 | 0 | 0 | 0 | 0 | 0 | 0 | 0 | 0 | 0 | 0 | 0 | 0 | 0 | 0
Industrial_Other Industrial_Existing_Space Heating_Natural Gas_Unit Heater_Vintage_Baseline Forecast | Industrial | Other Industrial | Existing | Space Heating | Natural Gas | Unit Heater | Vintage | Vintage | Baseline Forecast | 4939.3889 | 4850.1409 | 4754.8361 | 4650.5804 | 4534.9831 | 4406.0962 | 4262.3606 | 4102.558 | 3925.7686 | 3731.3332 | 3522.3133 | 3301.4144 | 3071.0242 | 2833.2476 | 2589.9372 | 2342.721 | 2093.0266 | 1869.9454 | 1670.6408 | 1492.5788 | 1333.4952 | 1191.3672 | 0 | 0 | Vintage
Industrial_Other Industrial_Existing_Process_Natural Gas_Process Boiler_E1_Baseline Forecast | Industrial | Other Industrial | Existing | Process | Natural Gas | Process Boiler | E1 | Standard | Baseline Forecast | 0 | 1282.2421 | 2760.2945 | 4389.1876 | 5725.7228 | 6816.5999 | 7701.1461 | 8412.4792 | 8978.4859 | 9422.6474 | 9764.733 | 10021.3865 | 10206.6181 | 10332.2203 | 10408.1175 | 10442.6606 | 10442.8752 | 10414.6706 | 10363.0162 | 10292.0893 | 10205.4008 | 10105.8997 | 0 | 0 | unit
Industrial_Other Industrial_Existing_Process_Natural Gas_Process Boiler_E2_Baseline Forecast | Industrial | Other Industrial | Existing | Process | Natural Gas | Process Boiler | E2 |  | Baseline Forecast | 0 | 0 | 0 | 0 | 0 | 0 | 0 | 0 | 0 | 0 | 0 | 0 | 0 | 0 | 0 | 0 | 0 | 0 | 0 | 0 | 0 | 0 | 0 | 0 | 0
Industrial_Other Industrial_Existing_Process_Natural Gas_Process Boiler_E3_Baseline Forecast | Industrial | Other Industrial | Existing | Process | Natural Gas | Process Boiler | E3 |  | Baseline Forecast | 0 | 0 | 0 | 0 | 0 | 0 | 0 | 0 | 0 | 0 | 0 | 0 | 0 | 0 | 0 | 0 | 0 | 0 | 0 | 0 | 0 | 0 | 0 | 0 | 0
Industrial_Other Industrial_Existing_Process_Natural Gas_Process Boiler_E4_Baseline Forecast | Industrial | Other Industrial | Existing | Process | Natural Gas | Process Boiler | E4 |  | Baseline Forecast | 0 | 0 | 0 | 0 | 0 | 0 | 0 | 0 | 0 | 0 | 0 | 0 | 0 | 0 | 0 | 0 | 0 | 0 | 0 | 0 | 0 | 0 | 0 | 0 | 0
Industrial_Other Industrial_Existing_Process_Natural Gas_Process Boiler_E5_Baseline Forecast | Industrial | Other Industrial | Existing | Process | Natural Gas | Process Boiler | E5 |  | Baseline Forecast | 0 | 0 | 0 | 0 | 0 | 0 | 0 | 0 | 0 | 0 | 0 | 0 | 0 | 0 | 0 | 0 | 0 | 0 | 0 | 0 | 0 | 0 | 0 | 0 | 0
Industrial_Other Industrial_Existing_Process_Natural Gas_Process Boiler_E6_Baseline Forecast | Industrial | Other Industrial | Existing | Process | Natural Gas | Process Boiler | E6 |  | Baseline Forecast | 0 | 0 | 0 | 0 | 0 | 0 | 0 | 0 | 0 | 0 | 0 | 0 | 0 | 0 | 0 | 0 | 0 | 0 | 0 | 0 | 0 | 0 | 0 | 0 | 0
Industrial_Other Industrial_Existing_Process_Natural Gas_Process Boiler_E7_Baseline Forecast | Industrial | Other Industrial | Existing | Process | Natural Gas | Process Boiler | E7 |  | Baseline Forecast | 0 | 0 | 0 | 0 | 0 | 0 | 0 | 0 | 0 | 0 | 0 | 0 | 0 | 0 | 0 | 0 | 0 | 0 | 0 | 0 | 0 | 0 | 0 | 0 | 0
Industrial_Other Industrial_Existing_Process_Natural Gas_Process Boiler_E8_Baseline Forecast | Industrial | Other Industrial | Existing | Process | Natural Gas | Process Boiler | E8 |  | Baseline Forecast | 0 | 0 | 0 | 0 | 0 | 0 | 0 | 0 | 0 | 0 | 0 | 0 | 0 | 0 | 0 | 0 | 0 | 0 | 0 | 0 | 0 | 0 | 0 | 0 | 0
Industrial_Other Industrial_Existing_Process_Natural Gas_Process Boiler_E9_Baseline Forecast | Industrial | Other Industrial | Existing | Process | Natural Gas | Process Boiler | E9 |  | Baseline Forecast | 0 | 0 | 0 | 0 | 0 | 0 | 0 | 0 | 0 | 0 | 0 | 0 | 0 | 0 | 0 | 0 | 0 | 0 | 0 | 0 | 0 | 0 | 0 | 0 | 0
Industrial_Other Industrial_Existing_Process_Natural Gas_Process Boiler_E10_Baseline Forecast | Industrial | Other Industrial | Existing | Process | Natural Gas | Process Boiler | E10 |  | Baseline Forecast | 0 | 0 | 0 | 0 | 0 | 0 | 0 | 0 | 0 | 0 | 0 | 0 | 0 | 0 | 0 | 0 | 0 | 0 | 0 | 0 | 0 | 0 | 0 | 0 | 0
Industrial_Other Industrial_Existing_Process_Natural Gas_Process Boiler_Vintage_Baseline Forecast | Industrial | Other Industrial | Existing | Process | Natural Gas | Process Boiler | Vintage | Vintage | Baseline Forecast | 15221.9382 | 13677.2489 | 11941.2742 | 10058.9059 | 8473.2655 | 7137.5784 | 6012.4429 | 5064.6686 | 4266.2972 | 3593.7774 | 3027.2707 | 2550.0654 | 2148.0847 | 1809.4703 | 1524.2336 | 1283.9604 | 1081.5627 | 911.07 | 767.4531 | 646.4753 | 544.5678 | 458.7246 | 0 | 0 | Vintage
Industrial_Other Industrial_Existing_Process_Natural Gas_Process Heating_E1_Baseline Forecast | Industrial | Other Industrial | Existing | Process | Natural Gas | Process Heating | E1 | Standard | Baseline Forecast | 0 | 1282.2421 | 2760.2945 | 4389.1876 | 5725.7228 | 6816.5999 | 7701.1461 | 8412.4792 | 8978.4859 | 9422.6474 | 9764.733 | 10021.3865 | 10206.6181 | 10332.2203 | 10408.1175 | 10442.6606 | 10442.8752 | 10414.6706 | 10363.0162 | 10292.0893 | 10205.4008 | 10105.8997 | 0 | 0 | unit
Industrial_Other Industrial_Existing_Process_Natural Gas_Process Heating_E2_Baseline Forecast | Industrial | Other Industrial | Existing | Process | Natural Gas | Process Heating | E2 |  | Baseline Forecast | 0 | 0 | 0 | 0 | 0 | 0 | 0 | 0 | 0 | 0 | 0 | 0 | 0 | 0 | 0 | 0 | 0 | 0 | 0 | 0 | 0 | 0 | 0 | 0 | 0
Industrial_Other Industrial_Existing_Process_Natural Gas_Process Heating_E3_Baseline Forecast | Industrial | Other Industrial | Existing | Process | Natural Gas | Process Heating | E3 |  | Baseline Forecast | 0 | 0 | 0 | 0 | 0 | 0 | 0 | 0 | 0 | 0 | 0 | 0 | 0 | 0 | 0 | 0 | 0 | 0 | 0 | 0 | 0 | 0 | 0 | 0 | 0
Industrial_Other Industrial_Existing_Process_Natural Gas_Process Heating_E4_Baseline Forecast | Industrial | Other Industrial | Existing | Process | Natural Gas | Process Heating | E4 |  | Baseline Forecast | 0 | 0 | 0 | 0 | 0 | 0 | 0 | 0 | 0 | 0 | 0 | 0 | 0 | 0 | 0 | 0 | 0 | 0 | 0 | 0 | 0 | 0 | 0 | 0 | 0
Industrial_Other Industrial_Existing_Process_Natural Gas_Process Heating_E5_Baseline Forecast | Industrial | Other Industrial | Existing | Process | Natural Gas | Process Heating | E5 |  | Baseline Forecast | 0 | 0 | 0 | 0 | 0 | 0 | 0 | 0 | 0 | 0 | 0 | 0 | 0 | 0 | 0 | 0 | 0 | 0 | 0 | 0 | 0 | 0 | 0 | 0 | 0
Industrial_Other Industrial_Existing_Process_Natural Gas_Process Heating_E6_Baseline Forecast | Industrial | Other Industrial | Existing | Process | Natural Gas | Process Heating | E6 |  | Baseline Forecast | 0 | 0 | 0 | 0 | 0 | 0 | 0 | 0 | 0 | 0 | 0 | 0 | 0 | 0 | 0 | 0 | 0 | 0 | 0 | 0 | 0 | 0 | 0 | 0 | 0
Industrial_Other Industrial_Existing_Process_Natural Gas_Process Heating_E7_Baseline Forecast | Industrial | Other Industrial | Existing | Process | Natural Gas | Process Heating | E7 |  | Baseline Forecast | 0 | 0 | 0 | 0 | 0 | 0 | 0 | 0 | 0 | 0 | 0 | 0 | 0 | 0 | 0 | 0 | 0 | 0 | 0 | 0 | 0 | 0 | 0 | 0 | 0
Industrial_Other Industrial_Existing_Process_Natural Gas_Process Heating_E8_Baseline Forecast | Industrial | Other Industrial | Existing | Process | Natural Gas | Process Heating | E8 |  | Baseline Forecast | 0 | 0 | 0 | 0 | 0 | 0 | 0 | 0 | 0 | 0 | 0 | 0 | 0 | 0 | 0 | 0 | 0 | 0 | 0 | 0 | 0 | 0 | 0 | 0 | 0
Industrial_Other Industrial_Existing_Process_Natural Gas_Process Heating_E9_Baseline Forecast | Industrial | Other Industrial | Existing | Process | Natural Gas | Process Heating | E9 |  | Baseline Forecast | 0 | 0 | 0 | 0 | 0 | 0 | 0 | 0 | 0 | 0 | 0 | 0 | 0 | 0 | 0 | 0 | 0 | 0 | 0 | 0 | 0 | 0 | 0 | 0 | 0
Industrial_Other Industrial_Existing_Process_Natural Gas_Process Heating_E10_Baseline Forecast | Industrial | Other Industrial | Existing | Process | Natural Gas | Process Heating | E10 |  | Baseline Forecast | 0 | 0 | 0 | 0 | 0 | 0 | 0 | 0 | 0 | 0 | 0 | 0 | 0 | 0 | 0 | 0 | 0 | 0 | 0 | 0 | 0 | 0 | 0 | 0 | 0
Industrial_Other Industrial_Existing_Process_Natural Gas_Process Heating_Vintage_Baseline Forecast | Industrial | Other Industrial | Existing | Process | Natural Gas | Process Heating | Vintage | Vintage | Baseline Forecast | 15221.9382 | 13677.2489 | 11941.2742 | 10058.9059 | 8473.2655 | 7137.5784 | 6012.4429 | 5064.6686 | 4266.2972 | 3593.7774 | 3027.2707 | 2550.0654 | 2148.0847 | 1809.4703 | 1524.2336 | 1283.9604 | 1081.5627 | 911.07 | 767.4531 | 646.4753 | 544.5678 | 458.7246 | 0 | 0 | Vintage
Industrial_Other Industrial_Existing_Process_Natural Gas_Process Cooling_E1_Baseline Forecast | Industrial | Other Industrial | Existing | Process | Natural Gas | Process Cooling | E1 | Standard | Baseline Forecast | 0 | 1282.2421 | 2760.2945 | 4389.1876 | 5725.7228 | 6816.5999 | 7701.1461 | 8412.4792 | 8978.4859 | 9422.6474 | 9764.733 | 10021.3865 | 10206.6181 | 10332.2203 | 10408.1175 | 10442.6606 | 10442.8752 | 10414.6706 | 10363.0162 | 10292.0893 | 10205.4008 | 10105.8997 | 0 | 0 | unit
Industrial_Other Industrial_Existing_Process_Natural Gas_Process Cooling_E2_Baseline Forecast | Industrial | Other Industrial | Existing | Process | Natural Gas | Process Cooling | E2 |  | Baseline Forecast | 0 | 0 | 0 | 0 | 0 | 0 | 0 | 0 | 0 | 0 | 0 | 0 | 0 | 0 | 0 | 0 | 0 | 0 | 0 | 0 | 0 | 0 | 0 | 0 | 0
Industrial_Other Industrial_Existing_Process_Natural Gas_Process Cooling_E3_Baseline Forecast | Industrial | Other Industrial | Existing | Process | Natural Gas | Process Cooling | E3 |  | Baseline Forecast | 0 | 0 | 0 | 0 | 0 | 0 | 0 | 0 | 0 | 0 | 0 | 0 | 0 | 0 | 0 | 0 | 0 | 0 | 0 | 0 | 0 | 0 | 0 | 0 | 0
Industrial_Other Industrial_Existing_Process_Natural Gas_Process Cooling_E4_Baseline Forecast | Industrial | Other Industrial | Existing | Process | Natural Gas | Process Cooling | E4 |  | Baseline Forecast | 0 | 0 | 0 | 0 | 0 | 0 | 0 | 0 | 0 | 0 | 0 | 0 | 0 | 0 | 0 | 0 | 0 | 0 | 0 | 0 | 0 | 0 | 0 | 0 | 0
Industrial_Other Industrial_Existing_Process_Natural Gas_Process Cooling_E5_Baseline Forecast | Industrial | Other Industrial | Existing | Process | Natural Gas | Process Cooling | E5 |  | Baseline Forecast | 0 | 0 | 0 | 0 | 0 | 0 | 0 | 0 | 0 | 0 | 0 | 0 | 0 | 0 | 0 | 0 | 0 | 0 | 0 | 0 | 0 | 0 | 0 | 0 | 0
Industrial_Other Industrial_Existing_Process_Natural Gas_Process Cooling_E6_Baseline Forecast | Industrial | Other Industrial | Existing | Process | Natural Gas | Process Cooling | E6 |  | Baseline Forecast | 0 | 0 | 0 | 0 | 0 | 0 | 0 | 0 | 0 | 0 | 0 | 0 | 0 | 0 | 0 | 0 | 0 | 0 | 0 | 0 | 0 | 0 | 0 | 0 | 0
Industrial_Other Industrial_Existing_Process_Natural Gas_Process Cooling_E7_Baseline Forecast | Industrial | Other Industrial | Existing | Process | Natural Gas | Process Cooling | E7 |  | Baseline Forecast | 0 | 0 | 0 | 0 | 0 | 0 | 0 | 0 | 0 | 0 | 0 | 0 | 0 | 0 | 0 | 0 | 0 | 0 | 0 | 0 | 0 | 0 | 0 | 0 | 0
Industrial_Other Industrial_Existing_Process_Natural Gas_Process Cooling_E8_Baseline Forecast | Industrial | Other Industrial | Existing | Process | Natural Gas | Process Cooling | E8 |  | Baseline Forecast | 0 | 0 | 0 | 0 | 0 | 0 | 0 | 0 | 0 | 0 | 0 | 0 | 0 | 0 | 0 | 0 | 0 | 0 | 0 | 0 | 0 | 0 | 0 | 0 | 0
Industrial_Other Industrial_Existing_Process_Natural Gas_Process Cooling_E9_Baseline Forecast | Industrial | Other Industrial | Existing | Process | Natural Gas | Process Cooling | E9 |  | Baseline Forecast | 0 | 0 | 0 | 0 | 0 | 0 | 0 | 0 | 0 | 0 | 0 | 0 | 0 | 0 | 0 | 0 | 0 | 0 | 0 | 0 | 0 | 0 | 0 | 0 | 0
Industrial_Other Industrial_Existing_Process_Natural Gas_Process Cooling_E10_Baseline Forecast | Industrial | Other Industrial | Existing | Process | Natural Gas | Process Cooling | E10 |  | Baseline Forecast | 0 | 0 | 0 | 0 | 0 | 0 | 0 | 0 | 0 | 0 | 0 | 0 | 0 | 0 | 0 | 0 | 0 | 0 | 0 | 0 | 0 | 0 | 0 | 0 | 0
Industrial_Other Industrial_Existing_Process_Natural Gas_Process Cooling_Vintage_Baseline Forecast | Industrial | Other Industrial | Existing | Process | Natural Gas | Process Cooling | Vintage | Vintage | Baseline Forecast | 15221.9382 | 13677.2489 | 11941.2742 | 10058.9059 | 8473.2655 | 7137.5784 | 6012.4429 | 5064.6686 | 4266.2972 | 3593.7774 | 3027.2707 | 2550.0654 | 2148.0847 | 1809.4703 | 1524.2336 | 1283.9604 | 1081.5627 | 911.07 | 767.4531 | 646.4753 | 544.5678 | 458.7246 | 0 | 0 | Vintage
Industrial_Other Industrial_Existing_Process_Natural Gas_Other Process_E1_Baseline Forecast | Industrial | Other Industrial | Existing | Process | Natural Gas | Other Process | E1 | Standard | Baseline Forecast | 0 | 1282.2421 | 2760.2945 | 4389.1876 | 5725.7228 | 6816.5999 | 7701.1461 | 8412.4792 | 8978.4859 | 9422.6474 | 9764.733 | 10021.3865 | 10206.6181 | 10332.2203 | 10408.1175 | 10442.6606 | 10442.8752 | 10414.6706 | 10363.0162 | 10292.0893 | 10205.4008 | 10105.8997 | 0 | 0 | unit
Industrial_Other Industrial_Existing_Process_Natural Gas_Other Process_E2_Baseline Forecast | Industrial | Other Industrial | Existing | Process | Natural Gas | Other Process | E2 |  | Baseline Forecast | 0 | 0 | 0 | 0 | 0 | 0 | 0 | 0 | 0 | 0 | 0 | 0 | 0 | 0 | 0 | 0 | 0 | 0 | 0 | 0 | 0 | 0 | 0 | 0 | 0
Industrial_Other Industrial_Existing_Process_Natural Gas_Other Process_E3_Baseline Forecast | Industrial | Other Industrial | Existing | Process | Natural Gas | Other Process | E3 |  | Baseline Forecast | 0 | 0 | 0 | 0 | 0 | 0 | 0 | 0 | 0 | 0 | 0 | 0 | 0 | 0 | 0 | 0 | 0 | 0 | 0 | 0 | 0 | 0 | 0 | 0 | 0
Industrial_Other Industrial_Existing_Process_Natural Gas_Other Process_E4_Baseline Forecast | Industrial | Other Industrial | Existing | Process | Natural Gas | Other Process | E4 |  | Baseline Forecast | 0 | 0 | 0 | 0 | 0 | 0 | 0 | 0 | 0 | 0 | 0 | 0 | 0 | 0 | 0 | 0 | 0 | 0 | 0 | 0 | 0 | 0 | 0 | 0 | 0
Industrial_Other Industrial_Existing_Process_Natural Gas_Other Process_E5_Baseline Forecast | Industrial | Other Industrial | Existing | Process | Natural Gas | Other Process | E5 |  | Baseline Forecast | 0 | 0 | 0 | 0 | 0 | 0 | 0 | 0 | 0 | 0 | 0 | 0 | 0 | 0 | 0 | 0 | 0 | 0 | 0 | 0 | 0 | 0 | 0 | 0 | 0
Industrial_Other Industrial_Existing_Process_Natural Gas_Other Process_E6_Baseline Forecast | Industrial | Other Industrial | Existing | Process | Natural Gas | Other Process | E6 |  | Baseline Forecast | 0 | 0 | 0 | 0 | 0 | 0 | 0 | 0 | 0 | 0 | 0 | 0 | 0 | 0 | 0 | 0 | 0 | 0 | 0 | 0 | 0 | 0 | 0 | 0 | 0
Industrial_Other Industrial_Existing_Process_Natural Gas_Other Process_E7_Baseline Forecast | Industrial | Other Industrial | Existing | Process | Natural Gas | Other Process | E7 |  | Baseline Forecast | 0 | 0 | 0 | 0 | 0 | 0 | 0 | 0 | 0 | 0 | 0 | 0 | 0 | 0 | 0 | 0 | 0 | 0 | 0 | 0 | 0 | 0 | 0 | 0 | 0
Industrial_Other Industrial_Existing_Process_Natural Gas_Other Process_E8_Baseline Forecast | Industrial | Other Industrial | Existing | Process | Natural Gas | Other Process | E8 |  | Baseline Forecast | 0 | 0 | 0 | 0 | 0 | 0 | 0 | 0 | 0 | 0 | 0 | 0 | 0 | 0 | 0 | 0 | 0 | 0 | 0 | 0 | 0 | 0 | 0 | 0 | 0
Industrial_Other Industrial_Existing_Process_Natural Gas_Other Process_E9_Baseline Forecast | Industrial | Other Industrial | Existing | Process | Natural Gas | Other Process | E9 |  | Baseline Forecast | 0 | 0 | 0 | 0 | 0 | 0 | 0 | 0 | 0 | 0 | 0 | 0 | 0 | 0 | 0 | 0 | 0 | 0 | 0 | 0 | 0 | 0 | 0 | 0 | 0
Industrial_Other Industrial_Existing_Process_Natural Gas_Other Process_E10_Baseline Forecast | Industrial | Other Industrial | Existing | Process | Natural Gas | Other Process | E10 |  | Baseline Forecast | 0 | 0 | 0 | 0 | 0 | 0 | 0 | 0 | 0 | 0 | 0 | 0 | 0 | 0 | 0 | 0 | 0 | 0 | 0 | 0 | 0 | 0 | 0 | 0 | 0
Industrial_Other Industrial_Existing_Process_Natural Gas_Other Process_Vintage_Baseline Forecast | Industrial | Other Industrial | Existing | Process | Natural Gas | Other Process | Vintage | Vintage | Baseline Forecast | 15221.9382 | 13677.2489 | 11941.2742 | 10058.9059 | 8473.2655 | 7137.5784 | 6012.4429 | 5064.6686 | 4266.2972 | 3593.7774 | 3027.2707 | 2550.0654 | 2148.0847 | 1809.4703 | 1524.2336 | 1283.9604 | 1081.5627 | 911.07 | 767.4531 | 646.4753 | 544.5678 | 458.7246 | 0 | 0 | Vintage
Industrial_Other Industrial_Existing_Miscellaneous_Natural Gas_Miscellaneous_E1_Baseline Forecast | Industrial | Other Industrial | Existing | Miscellaneous | Natural Gas | Miscellaneous | E1 | Standard | Baseline Forecast | 0 | 1282.2421 | 2760.2945 | 4389.1876 | 5725.7228 | 6816.5999 | 7701.1461 | 8412.4792 | 8978.4859 | 9422.6474 | 9764.733 | 10021.3865 | 10206.6181 | 10332.2203 | 10408.1175 | 10442.6606 | 10442.8752 | 10414.6706 | 10363.0162 | 10292.0893 | 10205.4008 | 10105.8997 | 0 | 0 | unit
Industrial_Other Industrial_Existing_Miscellaneous_Natural Gas_Miscellaneous_E2_Baseline Forecast | Industrial | Other Industrial | Existing | Miscellaneous | Natural Gas | Miscellaneous | E2 |  | Baseline Forecast | 0 | 0 | 0 | 0 | 0 | 0 | 0 | 0 | 0 | 0 | 0 | 0 | 0 | 0 | 0 | 0 | 0 | 0 | 0 | 0 | 0 | 0 | 0 | 0 | 0
Industrial_Other Industrial_Existing_Miscellaneous_Natural Gas_Miscellaneous_E3_Baseline Forecast | Industrial | Other Industrial | Existing | Miscellaneous | Natural Gas | Miscellaneous | E3 |  | Baseline Forecast | 0 | 0 | 0 | 0 | 0 | 0 | 0 | 0 | 0 | 0 | 0 | 0 | 0 | 0 | 0 | 0 | 0 | 0 | 0 | 0 | 0 | 0 | 0 | 0 | 0
Industrial_Other Industrial_Existing_Miscellaneous_Natural Gas_Miscellaneous_E4_Baseline Forecast | Industrial | Other Industrial | Existing | Miscellaneous | Natural Gas | Miscellaneous | E4 |  | Baseline Forecast | 0 | 0 | 0 | 0 | 0 | 0 | 0 | 0 | 0 | 0 | 0 | 0 | 0 | 0 | 0 | 0 | 0 | 0 | 0 | 0 | 0 | 0 | 0 | 0 | 0
Industrial_Other Industrial_Existing_Miscellaneous_Natural Gas_Miscellaneous_E5_Baseline Forecast | Industrial | Other Industrial | Existing | Miscellaneous | Natural Gas | Miscellaneous | E5 |  | Baseline Forecast | 0 | 0 | 0 | 0 | 0 | 0 | 0 | 0 | 0 | 0 | 0 | 0 | 0 | 0 | 0 | 0 | 0 | 0 | 0 | 0 | 0 | 0 | 0 | 0 | 0
Industrial_Other Industrial_Existing_Miscellaneous_Natural Gas_Miscellaneous_E6_Baseline Forecast | Industrial | Other Industrial | Existing | Miscellaneous | Natural Gas | Miscellaneous | E6 |  | Baseline Forecast | 0 | 0 | 0 | 0 | 0 | 0 | 0 | 0 | 0 | 0 | 0 | 0 | 0 | 0 | 0 | 0 | 0 | 0 | 0 | 0 | 0 | 0 | 0 | 0 | 0
Industrial_Other Industrial_Existing_Miscellaneous_Natural Gas_Miscellaneous_E7_Baseline Forecast | Industrial | Other Industrial | Existing | Miscellaneous | Natural Gas | Miscellaneous | E7 |  | Baseline Forecast | 0 | 0 | 0 | 0 | 0 | 0 | 0 | 0 | 0 | 0 | 0 | 0 | 0 | 0 | 0 | 0 | 0 | 0 | 0 | 0 | 0 | 0 | 0 | 0 | 0
Industrial_Other Industrial_Existing_Miscellaneous_Natural Gas_Miscellaneous_E8_Baseline Forecast | Industrial | Other Industrial | Existing | Miscellaneous | Natural Gas | Miscellaneous | E8 |  | Baseline Forecast | 0 | 0 | 0 | 0 | 0 | 0 | 0 | 0 | 0 | 0 | 0 | 0 | 0 | 0 | 0 | 0 | 0 | 0 | 0 | 0 | 0 | 0 | 0 | 0 | 0
Industrial_Other Industrial_Existing_Miscellaneous_Natural Gas_Miscellaneous_E9_Baseline Forecast | Industrial | Other Industrial | Existing | Miscellaneous | Natural Gas | Miscellaneous | E9 |  | Baseline Forecast | 0 | 0 | 0 | 0 | 0 | 0 | 0 | 0 | 0 | 0 | 0 | 0 | 0 | 0 | 0 | 0 | 0 | 0 | 0 | 0 | 0 | 0 | 0 | 0 | 0
Industrial_Other Industrial_Existing_Miscellaneous_Natural Gas_Miscellaneous_E10_Baseline Forecast | Industrial | Other Industrial | Existing | Miscellaneous | Natural Gas | Miscellaneous | E10 |  | Baseline Forecast | 0 | 0 | 0 | 0 | 0 | 0 | 0 | 0 | 0 | 0 | 0 | 0 | 0 | 0 | 0 | 0 | 0 | 0 | 0 | 0 | 0 | 0 | 0 | 0 | 0
Industrial_Other Industrial_Existing_Miscellaneous_Natural Gas_Miscellaneous_Vintage_Baseline Forecast | Industrial | Other Industrial | Existing | Miscellaneous | Natural Gas | Miscellaneous | Vintage | Vintage | Baseline Forecast | 15221.9382 | 13677.2489 | 11941.2742 | 10058.9059 | 8473.2655 | 7137.5784 | 6012.4429 | 5064.6686 | 4266.2972 | 3593.7774 | 3027.2707 | 2550.0654 | 2148.0847 | 1809.4703 | 1524.2336 | 1283.9604 | 1081.5627 | 911.07 | 767.4531 | 646.4753 | 544.5678 | 458.7246 | 0 | 0 | Vintage
Industrial_Other Industrial_New_Space Heating_Natural Gas_Furnace_E1_Baseline Forecast | Industrial | Other Industrial | New | Space Heating | Natural Gas | Furnace | E1 | AFUE 80% (Standard) | Baseline Forecast | 0 | 370.357 | 379.2245 | 661.8185 | 943.7185 | 1259.6843 | 1449.9717 | 1670.8701 | 1888.9845 | 2134.3296 | 2317.0612 | 2527.2277 | 2734.6067 | 2975.1721 | 3138.4448 | 3336.8801 | 3535.1651 | 3765.9957 | 3918.466 | 4106.3456 | 4289.1082 | 4471.331 | 0 | 0 | kBtu/hr
Industrial_Other Industrial_New_Space Heating_Natural Gas_Furnace_E2_Baseline Forecast | Industrial | Other Industrial | New | Space Heating | Natural Gas | Furnace | E2 | AFUE 90% | Baseline Forecast | 0 | 0 | 0 | 0 | 0 | 0 | 0 | 0 | 0 | 0 | 0 | 0 | 0 | 0 | 0 | 0 | 0 | 0 | 0 | 0 | 0 | 0 | 0 | 0 | kBtu/hr
Industrial_Other Industrial_New_Space Heating_Natural Gas_Furnace_E3_Baseline Forecast | Industrial | Other Industrial | New | Space Heating | Natural Gas | Furnace | E3 | AFUE 96% | Baseline Forecast | 0 | 0 | 0 | 0 | 0 | 0 | 0 | 0 | 0 | 0 | 0 | 0 | 0 | 0 | 0 | 0 | 0 | 0 | 0 | 0 | 0 | 0 | 0 | 0 | kBtu/hr
Industrial_Other Industrial_New_Space Heating_Natural Gas_Furnace_E4_Baseline Forecast | Industrial | Other Industrial | New | Space Heating | Natural Gas | Furnace | E4 |  | Baseline Forecast | 0 | 0 | 0 | 0 | 0 | 0 | 0 | 0 | 0 | 0 | 0 | 0 | 0 | 0 | 0 | 0 | 0 | 0 | 0 | 0 | 0 | 0 | 0 | 0 | 0
Industrial_Other Industrial_New_Space Heating_Natural Gas_Furnace_E5_Baseline Forecast | Industrial | Other Industrial | New | Space Heating | Natural Gas | Furnace | E5 |  | Baseline Forecast | 0 | 0 | 0 | 0 | 0 | 0 | 0 | 0 | 0 | 0 | 0 | 0 | 0 | 0 | 0 | 0 | 0 | 0 | 0 | 0 | 0 | 0 | 0 | 0 | 0
Industrial_Other Industrial_New_Space Heating_Natural Gas_Furnace_E6_Baseline Forecast | Industrial | Other Industrial | New | Space Heating | Natural Gas | Furnace | E6 |  | Baseline Forecast | 0 | 0 | 0 | 0 | 0 | 0 | 0 | 0 | 0 | 0 | 0 | 0 | 0 | 0 | 0 | 0 | 0 | 0 | 0 | 0 | 0 | 0 | 0 | 0 | 0
Industrial_Other Industrial_New_Space Heating_Natural Gas_Furnace_E7_Baseline Forecast | Industrial | Other Industrial | New | Space Heating | Natural Gas | Furnace | E7 |  | Baseline Forecast | 0 | 0 | 0 | 0 | 0 | 0 | 0 | 0 | 0 | 0 | 0 | 0 | 0 | 0 | 0 | 0 | 0 | 0 | 0 | 0 | 0 | 0 | 0 | 0 | 0
Industrial_Other Industrial_New_Space Heating_Natural Gas_Furnace_E8_Baseline Forecast | Industrial | Other Industrial | New | Space Heating | Natural Gas | Furnace | E8 |  | Baseline Forecast | 0 | 0 | 0 | 0 | 0 | 0 | 0 | 0 | 0 | 0 | 0 | 0 | 0 | 0 | 0 | 0 | 0 | 0 | 0 | 0 | 0 | 0 | 0 | 0 | 0
Industrial_Other Industrial_New_Space Heating_Natural Gas_Furnace_E9_Baseline Forecast | Industrial | Other Industrial | New | Space Heating | Natural Gas | Furnace | E9 |  | Baseline Forecast | 0 | 0 | 0 | 0 | 0 | 0 | 0 | 0 | 0 | 0 | 0 | 0 | 0 | 0 | 0 | 0 | 0 | 0 | 0 | 0 | 0 | 0 | 0 | 0 | 0
Industrial_Other Industrial_New_Space Heating_Natural Gas_Furnace_E10_Baseline Forecast | Industrial | Other Industrial | New | Space Heating | Natural Gas | Furnace | E10 |  | Baseline Forecast | 0 | 0 | 0 | 0 | 0 | 0 | 0 | 0 | 0 | 0 | 0 | 0 | 0 | 0 | 0 | 0 | 0 | 0 | 0 | 0 | 0 | 0 | 0 | 0 | 0
Industrial_Other Industrial_New_Space Heating_Natural Gas_Furnace_Vintage_Baseline Forecast | Industrial | Other Industrial | New | Space Heating | Natural Gas | Furnace | Vintage | Vintage | Baseline Forecast | 0 | 0 | 0 | 0 | 0 | 0 | 0 | 0 | 0 | 0 | 0 | 0 | 0 | 0 | 0 | 0 | 0 | 0 | 0 | 0 | 0 | 0 | 0 | 0 | Vintage
Industrial_Other Industrial_New_Space Heating_Natural Gas_Boiler_E1_Baseline Forecast | Industrial | Other Industrial | New | Space Heating | Natural Gas | Boiler | E1 | AFUE 80% (Standard) | Baseline Forecast | 0 | 54.852 | 56.1653 | 98.0191 | 139.7701 | 186.5664 | 214.7491 | 247.4654 | 279.7693 | 316.1063 | 343.1699 | 374.2968 | 405.0108 | 440.6399 | 464.8215 | 494.2109 | 523.578 | 557.7654 | 580.3471 | 608.1731 | 635.2413 | 662.2295 | 0 | 0 | kBtu/hr
Industrial_Other Industrial_New_Space Heating_Natural Gas_Boiler_E2_Baseline Forecast | Industrial | Other Industrial | New | Space Heating | Natural Gas | Boiler | E2 | AFUE 85% | Baseline Forecast | 0 | 0 | 0 | 0 | 0 | 0 | 0 | 0 | 0 | 0 | 0 | 0 | 0 | 0 | 0 | 0 | 0 | 0 | 0 | 0 | 0 | 0 | 0 | 0 | kBtu/hr
Industrial_Other Industrial_New_Space Heating_Natural Gas_Boiler_E3_Baseline Forecast | Industrial | Other Industrial | New | Space Heating | Natural Gas | Boiler | E3 | AFUE 97% | Baseline Forecast | 0 | 0 | 0 | 0 | 0 | 0 | 0 | 0 | 0 | 0 | 0 | 0 | 0 | 0 | 0 | 0 | 0 | 0 | 0 | 0 | 0 | 0 | 0 | 0 | kBtu/hr
Industrial_Other Industrial_New_Space Heating_Natural Gas_Boiler_E4_Baseline Forecast | Industrial | Other Industrial | New | Space Heating | Natural Gas | Boiler | E4 | Convert to NG Air Source Heat Pump | Baseline Forecast | 0 | 0 | 0 | 0 | 0 | 0 | 0 | 0 | 0 | 0 | 0 | 0 | 0 | 0 | 0 | 0 | 0 | 0 | 0 | 0 | 0 | 0 | 0 | 0 | kBtu/hr
Industrial_Other Industrial_New_Space Heating_Natural Gas_Boiler_E5_Baseline Forecast | Industrial | Other Industrial | New | Space Heating | Natural Gas | Boiler | E5 |  | Baseline Forecast | 0 | 0 | 0 | 0 | 0 | 0 | 0 | 0 | 0 | 0 | 0 | 0 | 0 | 0 | 0 | 0 | 0 | 0 | 0 | 0 | 0 | 0 | 0 | 0 | 0
Industrial_Other Industrial_New_Space Heating_Natural Gas_Boiler_E6_Baseline Forecast | Industrial | Other Industrial | New | Space Heating | Natural Gas | Boiler | E6 |  | Baseline Forecast | 0 | 0 | 0 | 0 | 0 | 0 | 0 | 0 | 0 | 0 | 0 | 0 | 0 | 0 | 0 | 0 | 0 | 0 | 0 | 0 | 0 | 0 | 0 | 0 | 0
Industrial_Other Industrial_New_Space Heating_Natural Gas_Boiler_E7_Baseline Forecast | Industrial | Other Industrial | New | Space Heating | Natural Gas | Boiler | E7 |  | Baseline Forecast | 0 | 0 | 0 | 0 | 0 | 0 | 0 | 0 | 0 | 0 | 0 | 0 | 0 | 0 | 0 | 0 | 0 | 0 | 0 | 0 | 0 | 0 | 0 | 0 | 0
Industrial_Other Industrial_New_Space Heating_Natural Gas_Boiler_E8_Baseline Forecast | Industrial | Other Industrial | New | Space Heating | Natural Gas | Boiler | E8 |  | Baseline Forecast | 0 | 0 | 0 | 0 | 0 | 0 | 0 | 0 | 0 | 0 | 0 | 0 | 0 | 0 | 0 | 0 | 0 | 0 | 0 | 0 | 0 | 0 | 0 | 0 | 0
Industrial_Other Industrial_New_Space Heating_Natural Gas_Boiler_E9_Baseline Forecast | Industrial | Other Industrial | New | Space Heating | Natural Gas | Boiler | E9 |  | Baseline Forecast | 0 | 0 | 0 | 0 | 0 | 0 | 0 | 0 | 0 | 0 | 0 | 0 | 0 | 0 | 0 | 0 | 0 | 0 | 0 | 0 | 0 | 0 | 0 | 0 | 0
Industrial_Other Industrial_New_Space Heating_Natural Gas_Boiler_E10_Baseline Forecast | Industrial | Other Industrial | New | Space Heating | Natural Gas | Boiler | E10 |  | Baseline Forecast | 0 | 0 | 0 | 0 | 0 | 0 | 0 | 0 | 0 | 0 | 0 | 0 | 0 | 0 | 0 | 0 | 0 | 0 | 0 | 0 | 0 | 0 | 0 | 0 | 0
Industrial_Other Industrial_New_Space Heating_Natural Gas_Boiler_Vintage_Baseline Forecast | Industrial | Other Industrial | New | Space Heating | Natural Gas | Boiler | Vintage | Vintage | Baseline Forecast | 0 | 0 | 0 | 0 | 0 | 0 | 0 | 0 | 0 | 0 | 0 | 0 | 0 | 0 | 0 | 0 | 0 | 0 | 0 | 0 | 0 | 0 | 0 | 0 | Vintage
Industrial_Other Industrial_New_Space Heating_Natural Gas_Unit Heater_E1_Baseline Forecast | Industrial | Other Industrial | New | Space Heating | Natural Gas | Unit Heater | E1 | Standard | Baseline Forecast | 0 | 257.7153 | 263.8858 | 460.5306 | 656.6925 | 876.5593 | 1008.972 | 1162.6855 | 1314.4619 | 1485.1868 | 1612.3418 | 1758.5874 | 1902.8934 | 2070.2924 | 2183.9068 | 2321.9892 | 2459.9671 | 2620.592 | 2726.6895 | 2857.4267 | 2984.6032 | 3111.404 | 0 | 0 | kBtu/Hr
Industrial_Other Industrial_New_Space Heating_Natural Gas_Unit Heater_E2_Baseline Forecast | Industrial | Other Industrial | New | Space Heating | Natural Gas | Unit Heater | E2 | Condensing | Baseline Forecast | 0 | 0 | 0 | 0 | 0 | 0 | 0 | 0 | 0 | 0 | 0 | 0 | 0 | 0 | 0 | 0 | 0 | 0 | 0 | 0 | 0 | 0 | 0 | 0 | kBtu/Hr
Industrial_Other Industrial_New_Space Heating_Natural Gas_Unit Heater_E3_Baseline Forecast | Industrial | Other Industrial | New | Space Heating | Natural Gas | Unit Heater | E3 | Infrared Radiant | Baseline Forecast | 0 | 0 | 0 | 0 | 0 | 0 | 0 | 0 | 0 | 0 | 0 | 0 | 0 | 0 | 0 | 0 | 0 | 0 | 0 | 0 | 0 | 0 | 0 | 0 | kBtu/Hr
Industrial_Other Industrial_New_Space Heating_Natural Gas_Unit Heater_E4_Baseline Forecast | Industrial | Other Industrial | New | Space Heating | Natural Gas | Unit Heater | E4 |  | Baseline Forecast | 0 | 0 | 0 | 0 | 0 | 0 | 0 | 0 | 0 | 0 | 0 | 0 | 0 | 0 | 0 | 0 | 0 | 0 | 0 | 0 | 0 | 0 | 0 | 0 | 0
Industrial_Other Industrial_New_Space Heating_Natural Gas_Unit Heater_E5_Baseline Forecast | Industrial | Other Industrial | New | Space Heating | Natural Gas | Unit Heater | E5 |  | Baseline Forecast | 0 | 0 | 0 | 0 | 0 | 0 | 0 | 0 | 0 | 0 | 0 | 0 | 0 | 0 | 0 | 0 | 0 | 0 | 0 | 0 | 0 | 0 | 0 | 0 | 0
Industrial_Other Industrial_New_Space Heating_Natural Gas_Unit Heater_E6_Baseline Forecast | Industrial | Other Industrial | New | Space Heating | Natural Gas | Unit Heater | E6 |  | Baseline Forecast | 0 | 0 | 0 | 0 | 0 | 0 | 0 | 0 | 0 | 0 | 0 | 0 | 0 | 0 | 0 | 0 | 0 | 0 | 0 | 0 | 0 | 0 | 0 | 0 | 0
Industrial_Other Industrial_New_Space Heating_Natural Gas_Unit Heater_E7_Baseline Forecast | Industrial | Other Industrial | New | Space Heating | Natural Gas | Unit Heater | E7 |  | Baseline Forecast | 0 | 0 | 0 | 0 | 0 | 0 | 0 | 0 | 0 | 0 | 0 | 0 | 0 | 0 | 0 | 0 | 0 | 0 | 0 | 0 | 0 | 0 | 0 | 0 | 0
Industrial_Other Industrial_New_Space Heating_Natural Gas_Unit Heater_E8_Baseline Forecast | Industrial | Other Industrial | New | Space Heating | Natural Gas | Unit Heater | E8 |  | Baseline Forecast | 0 | 0 | 0 | 0 | 0 | 0 | 0 | 0 | 0 | 0 | 0 | 0 | 0 | 0 | 0 | 0 | 0 | 0 | 0 | 0 | 0 | 0 | 0 | 0 | 0
Industrial_Other Industrial_New_Space Heating_Natural Gas_Unit Heater_E9_Baseline Forecast | Industrial | Other Industrial | New | Space Heating | Natural Gas | Unit Heater | E9 |  | Baseline Forecast | 0 | 0 | 0 | 0 | 0 | 0 | 0 | 0 | 0 | 0 | 0 | 0 | 0 | 0 | 0 | 0 | 0 | 0 | 0 | 0 | 0 | 0 | 0 | 0 | 0
Industrial_Other Industrial_New_Space Heating_Natural Gas_Unit Heater_E10_Baseline Forecast | Industrial | Other Industrial | New | Space Heating | Natural Gas | Unit Heater | E10 |  | Baseline Forecast | 0 | 0 | 0 | 0 | 0 | 0 | 0 | 0 | 0 | 0 | 0 | 0 | 0 | 0 | 0 | 0 | 0 | 0 | 0 | 0 | 0 | 0 | 0 | 0 | 0
Industrial_Other Industrial_New_Space Heating_Natural Gas_Unit Heater_Vintage_Baseline Forecast | Industrial | Other Industrial | New | Space Heating | Natural Gas | Unit Heater | Vintage | Vintage | Baseline Forecast | 0 | 0 | 0 | 0 | 0 | 0 | 0 | 0 | 0 | 0 | 0 | 0 | 0 | 0 | 0 | 0 | 0 | 0 | 0 | 0 | 0 | 0 | 0 | 0 | Vintage
Industrial_Other Industrial_New_Process_Natural Gas_Process Boiler_E1_Baseline Forecast | Industrial | Other Industrial | New | Process | Natural Gas | Process Boiler | E1 | Standard | Baseline Forecast | 0 | 794.2128 | 813.2288 | 1419.238 | 2023.7591 | 2701.3325 | 3109.3948 | 3583.1007 | 4050.8367 | 4576.9674 | 4968.8266 | 5419.5185 | 5864.2328 | 6380.1139 | 6730.2444 | 7155.7793 | 7580.9919 | 8075.997 | 8402.9624 | 8805.8611 | 9197.7868 | 9588.5547 | 0 | 0 | unit
Industrial_Other Industrial_New_Process_Natural Gas_Process Boiler_E2_Baseline Forecast | Industrial | Other Industrial | New | Process | Natural Gas | Process Boiler | E2 |  | Baseline Forecast | 0 | 0 | 0 | 0 | 0 | 0 | 0 | 0 | 0 | 0 | 0 | 0 | 0 | 0 | 0 | 0 | 0 | 0 | 0 | 0 | 0 | 0 | 0 | 0 | 0
Industrial_Other Industrial_New_Process_Natural Gas_Process Boiler_E3_Baseline Forecast | Industrial | Other Industrial | New | Process | Natural Gas | Process Boiler | E3 |  | Baseline Forecast | 0 | 0 | 0 | 0 | 0 | 0 | 0 | 0 | 0 | 0 | 0 | 0 | 0 | 0 | 0 | 0 | 0 | 0 | 0 | 0 | 0 | 0 | 0 | 0 | 0
Industrial_Other Industrial_New_Process_Natural Gas_Process Boiler_E4_Baseline Forecast | Industrial | Other Industrial | New | Process | Natural Gas | Process Boiler | E4 |  | Baseline Forecast | 0 | 0 | 0 | 0 | 0 | 0 | 0 | 0 | 0 | 0 | 0 | 0 | 0 | 0 | 0 | 0 | 0 | 0 | 0 | 0 | 0 | 0 | 0 | 0 | 0
Industrial_Other Industrial_New_Process_Natural Gas_Process Boiler_E5_Baseline Forecast | Industrial | Other Industrial | New | Process | Natural Gas | Process Boiler | E5 |  | Baseline Forecast | 0 | 0 | 0 | 0 | 0 | 0 | 0 | 0 | 0 | 0 | 0 | 0 | 0 | 0 | 0 | 0 | 0 | 0 | 0 | 0 | 0 | 0 | 0 | 0 | 0
Industrial_Other Industrial_New_Process_Natural Gas_Process Boiler_E6_Baseline Forecast | Industrial | Other Industrial | New | Process | Natural Gas | Process Boiler | E6 |  | Baseline Forecast | 0 | 0 | 0 | 0 | 0 | 0 | 0 | 0 | 0 | 0 | 0 | 0 | 0 | 0 | 0 | 0 | 0 | 0 | 0 | 0 | 0 | 0 | 0 | 0 | 0
Industrial_Other Industrial_New_Process_Natural Gas_Process Boiler_E7_Baseline Forecast | Industrial | Other Industrial | New | Process | Natural Gas | Process Boiler | E7 |  | Baseline Forecast | 0 | 0 | 0 | 0 | 0 | 0 | 0 | 0 | 0 | 0 | 0 | 0 | 0 | 0 | 0 | 0 | 0 | 0 | 0 | 0 | 0 | 0 | 0 | 0 | 0
Industrial_Other Industrial_New_Process_Natural Gas_Process Boiler_E8_Baseline Forecast | Industrial | Other Industrial | New | Process | Natural Gas | Process Boiler | E8 |  | Baseline Forecast | 0 | 0 | 0 | 0 | 0 | 0 | 0 | 0 | 0 | 0 | 0 | 0 | 0 | 0 | 0 | 0 | 0 | 0 | 0 | 0 | 0 | 0 | 0 | 0 | 0
Industrial_Other Industrial_New_Process_Natural Gas_Process Boiler_E9_Baseline Forecast | Industrial | Other Industrial | New | Process | Natural Gas | Process Boiler | E9 |  | Baseline Forecast | 0 | 0 | 0 | 0 | 0 | 0 | 0 | 0 | 0 | 0 | 0 | 0 | 0 | 0 | 0 | 0 | 0 | 0 | 0 | 0 | 0 | 0 | 0 | 0 | 0
Industrial_Other Industrial_New_Process_Natural Gas_Process Boiler_E10_Baseline Forecast | Industrial | Other Industrial | New | Process | Natural Gas | Process Boiler | E10 |  | Baseline Forecast | 0 | 0 | 0 | 0 | 0 | 0 | 0 | 0 | 0 | 0 | 0 | 0 | 0 | 0 | 0 | 0 | 0 | 0 | 0 | 0 | 0 | 0 | 0 | 0 | 0
Industrial_Other Industrial_New_Process_Natural Gas_Process Boiler_Vintage_Baseline Forecast | Industrial | Other Industrial | New | Process | Natural Gas | Process Boiler | Vintage | Vintage | Baseline Forecast | 0 | 0 | 0 | 0 | 0 | 0 | 0 | 0 | 0 | 0 | 0 | 0 | 0 | 0 | 0 | 0 | 0 | 0 | 0 | 0 | 0 | 0 | 0 | 0 | Vintage
Industrial_Other Industrial_New_Process_Natural Gas_Process Heating_E1_Baseline Forecast | Industrial | Other Industrial | New | Process | Natural Gas | Process Heating | E1 | Standard | Baseline Forecast | 0 | 794.2128 | 813.2288 | 1419.238 | 2023.7591 | 2701.3325 | 3109.3948 | 3583.1007 | 4050.8367 | 4576.9674 | 4968.8266 | 5419.5185 | 5864.2328 | 6380.1139 | 6730.2444 | 7155.7793 | 7580.9919 | 8075.997 | 8402.9624 | 8805.8611 | 9197.7868 | 9588.5547 | 0 | 0 | unit
Industrial_Other Industrial_New_Process_Natural Gas_Process Heating_E2_Baseline Forecast | Industrial | Other Industrial | New | Process | Natural Gas | Process Heating | E2 |  | Baseline Forecast | 0 | 0 | 0 | 0 | 0 | 0 | 0 | 0 | 0 | 0 | 0 | 0 | 0 | 0 | 0 | 0 | 0 | 0 | 0 | 0 | 0 | 0 | 0 | 0 | 0
Industrial_Other Industrial_New_Process_Natural Gas_Process Heating_E3_Baseline Forecast | Industrial | Other Industrial | New | Process | Natural Gas | Process Heating | E3 |  | Baseline Forecast | 0 | 0 | 0 | 0 | 0 | 0 | 0 | 0 | 0 | 0 | 0 | 0 | 0 | 0 | 0 | 0 | 0 | 0 | 0 | 0 | 0 | 0 | 0 | 0 | 0
Industrial_Other Industrial_New_Process_Natural Gas_Process Heating_E4_Baseline Forecast | Industrial | Other Industrial | New | Process | Natural Gas | Process Heating | E4 |  | Baseline Forecast | 0 | 0 | 0 | 0 | 0 | 0 | 0 | 0 | 0 | 0 | 0 | 0 | 0 | 0 | 0 | 0 | 0 | 0 | 0 | 0 | 0 | 0 | 0 | 0 | 0
Industrial_Other Industrial_New_Process_Natural Gas_Process Heating_E5_Baseline Forecast | Industrial | Other Industrial | New | Process | Natural Gas | Process Heating | E5 |  | Baseline Forecast | 0 | 0 | 0 | 0 | 0 | 0 | 0 | 0 | 0 | 0 | 0 | 0 | 0 | 0 | 0 | 0 | 0 | 0 | 0 | 0 | 0 | 0 | 0 | 0 | 0
Industrial_Other Industrial_New_Process_Natural Gas_Process Heating_E6_Baseline Forecast | Industrial | Other Industrial | New | Process | Natural Gas | Process Heating | E6 |  | Baseline Forecast | 0 | 0 | 0 | 0 | 0 | 0 | 0 | 0 | 0 | 0 | 0 | 0 | 0 | 0 | 0 | 0 | 0 | 0 | 0 | 0 | 0 | 0 | 0 | 0 | 0
Industrial_Other Industrial_New_Process_Natural Gas_Process Heating_E7_Baseline Forecast | Industrial | Other Industrial | New | Process | Natural Gas | Process Heating | E7 |  | Baseline Forecast | 0 | 0 | 0 | 0 | 0 | 0 | 0 | 0 | 0 | 0 | 0 | 0 | 0 | 0 | 0 | 0 | 0 | 0 | 0 | 0 | 0 | 0 | 0 | 0 | 0
Industrial_Other Industrial_New_Process_Natural Gas_Process Heating_E8_Baseline Forecast | Industrial | Other Industrial | New | Process | Natural Gas | Process Heating | E8 |  | Baseline Forecast | 0 | 0 | 0 | 0 | 0 | 0 | 0 | 0 | 0 | 0 | 0 | 0 | 0 | 0 | 0 | 0 | 0 | 0 | 0 | 0 | 0 | 0 | 0 | 0 | 0
Industrial_Other Industrial_New_Process_Natural Gas_Process Heating_E9_Baseline Forecast | Industrial | Other Industrial | New | Process | Natural Gas | Process Heating | E9 |  | Baseline Forecast | 0 | 0 | 0 | 0 | 0 | 0 | 0 | 0 | 0 | 0 | 0 | 0 | 0 | 0 | 0 | 0 | 0 | 0 | 0 | 0 | 0 | 0 | 0 | 0 | 0
Industrial_Other Industrial_New_Process_Natural Gas_Process Heating_E10_Baseline Forecast | Industrial | Other Industrial | New | Process | Natural Gas | Process Heating | E10 |  | Baseline Forecast | 0 | 0 | 0 | 0 | 0 | 0 | 0 | 0 | 0 | 0 | 0 | 0 | 0 | 0 | 0 | 0 | 0 | 0 | 0 | 0 | 0 | 0 | 0 | 0 | 0
Industrial_Other Industrial_New_Process_Natural Gas_Process Heating_Vintage_Baseline Forecast | Industrial | Other Industrial | New | Process | Natural Gas | Process Heating | Vintage | Vintage | Baseline Forecast | 0 | 0 | 0 | 0 | 0 | 0 | 0 | 0 | 0 | 0 | 0 | 0 | 0 | 0 | 0 | 0 | 0 | 0 | 0 | 0 | 0 | 0 | 0 | 0 | Vintage
Industrial_Other Industrial_New_Process_Natural Gas_Process Cooling_E1_Baseline Forecast | Industrial | Other Industrial | New | Process | Natural Gas | Process Cooling | E1 | Standard | Baseline Forecast | 0 | 794.2128 | 813.2288 | 1419.238 | 2023.7591 | 2701.3325 | 3109.3948 | 3583.1007 | 4050.8367 | 4576.9674 | 4968.8266 | 5419.5185 | 5864.2328 | 6380.1139 | 6730.2444 | 7155.7793 | 7580.9919 | 8075.997 | 8402.9624 | 8805.8611 | 9197.7868 | 9588.5547 | 0 | 0 | unit
Industrial_Other Industrial_New_Process_Natural Gas_Process Cooling_E2_Baseline Forecast | Industrial | Other Industrial | New | Process | Natural Gas | Process Cooling | E2 |  | Baseline Forecast | 0 | 0 | 0 | 0 | 0 | 0 | 0 | 0 | 0 | 0 | 0 | 0 | 0 | 0 | 0 | 0 | 0 | 0 | 0 | 0 | 0 | 0 | 0 | 0 | 0
Industrial_Other Industrial_New_Process_Natural Gas_Process Cooling_E3_Baseline Forecast | Industrial | Other Industrial | New | Process | Natural Gas | Process Cooling | E3 |  | Baseline Forecast | 0 | 0 | 0 | 0 | 0 | 0 | 0 | 0 | 0 | 0 | 0 | 0 | 0 | 0 | 0 | 0 | 0 | 0 | 0 | 0 | 0 | 0 | 0 | 0 | 0
Industrial_Other Industrial_New_Process_Natural Gas_Process Cooling_E4_Baseline Forecast | Industrial | Other Industrial | New | Process | Natural Gas | Process Cooling | E4 |  | Baseline Forecast | 0 | 0 | 0 | 0 | 0 | 0 | 0 | 0 | 0 | 0 | 0 | 0 | 0 | 0 | 0 | 0 | 0 | 0 | 0 | 0 | 0 | 0 | 0 | 0 | 0
Industrial_Other Industrial_New_Process_Natural Gas_Process Cooling_E5_Baseline Forecast | Industrial | Other Industrial | New | Process | Natural Gas | Process Cooling | E5 |  | Baseline Forecast | 0 | 0 | 0 | 0 | 0 | 0 | 0 | 0 | 0 | 0 | 0 | 0 | 0 | 0 | 0 | 0 | 0 | 0 | 0 | 0 | 0 | 0 | 0 | 0 | 0
Industrial_Other Industrial_New_Process_Natural Gas_Process Cooling_E6_Baseline Forecast | Industrial | Other Industrial | New | Process | Natural Gas | Process Cooling | E6 |  | Baseline Forecast | 0 | 0 | 0 | 0 | 0 | 0 | 0 | 0 | 0 | 0 | 0 | 0 | 0 | 0 | 0 | 0 | 0 | 0 | 0 | 0 | 0 | 0 | 0 | 0 | 0
Industrial_Other Industrial_New_Process_Natural Gas_Process Cooling_E7_Baseline Forecast | Industrial | Other Industrial | New | Process | Natural Gas | Process Cooling | E7 |  | Baseline Forecast | 0 | 0 | 0 | 0 | 0 | 0 | 0 | 0 | 0 | 0 | 0 | 0 | 0 | 0 | 0 | 0 | 0 | 0 | 0 | 0 | 0 | 0 | 0 | 0 | 0
Industrial_Other Industrial_New_Process_Natural Gas_Process Cooling_E8_Baseline Forecast | Industrial | Other Industrial | New | Process | Natural Gas | Process Cooling | E8 |  | Baseline Forecast | 0 | 0 | 0 | 0 | 0 | 0 | 0 | 0 | 0 | 0 | 0 | 0 | 0 | 0 | 0 | 0 | 0 | 0 | 0 | 0 | 0 | 0 | 0 | 0 | 0
Industrial_Other Industrial_New_Process_Natural Gas_Process Cooling_E9_Baseline Forecast | Industrial | Other Industrial | New | Process | Natural Gas | Process Cooling | E9 |  | Baseline Forecast | 0 | 0 | 0 | 0 | 0 | 0 | 0 | 0 | 0 | 0 | 0 | 0 | 0 | 0 | 0 | 0 | 0 | 0 | 0 | 0 | 0 | 0 | 0 | 0 | 0
Industrial_Other Industrial_New_Process_Natural Gas_Process Cooling_E10_Baseline Forecast | Industrial | Other Industrial | New | Process | Natural Gas | Process Cooling | E10 |  | Baseline Forecast | 0 | 0 | 0 | 0 | 0 | 0 | 0 | 0 | 0 | 0 | 0 | 0 | 0 | 0 | 0 | 0 | 0 | 0 | 0 | 0 | 0 | 0 | 0 | 0 | 0
Industrial_Other Industrial_New_Process_Natural Gas_Process Cooling_Vintage_Baseline Forecast | Industrial | Other Industrial | New | Process | Natural Gas | Process Cooling | Vintage | Vintage | Baseline Forecast | 0 | 0 | 0 | 0 | 0 | 0 | 0 | 0 | 0 | 0 | 0 | 0 | 0 | 0 | 0 | 0 | 0 | 0 | 0 | 0 | 0 | 0 | 0 | 0 | Vintage
Industrial_Other Industrial_New_Process_Natural Gas_Other Process_E1_Baseline Forecast | Industrial | Other Industrial | New | Process | Natural Gas | Other Process | E1 | Standard | Baseline Forecast | 0 | 794.2128 | 813.2288 | 1419.238 | 2023.7591 | 2701.3325 | 3109.3948 | 3583.1007 | 4050.8367 | 4576.9674 | 4968.8266 | 5419.5185 | 5864.2328 | 6380.1139 | 6730.2444 | 7155.7793 | 7580.9919 | 8075.997 | 8402.9624 | 8805.8611 | 9197.7868 | 9588.5547 | 0 | 0 | unit
Industrial_Other Industrial_New_Process_Natural Gas_Other Process_E2_Baseline Forecast | Industrial | Other Industrial | New | Process | Natural Gas | Other Process | E2 |  | Baseline Forecast | 0 | 0 | 0 | 0 | 0 | 0 | 0 | 0 | 0 | 0 | 0 | 0 | 0 | 0 | 0 | 0 | 0 | 0 | 0 | 0 | 0 | 0 | 0 | 0 | 0
Industrial_Other Industrial_New_Process_Natural Gas_Other Process_E3_Baseline Forecast | Industrial | Other Industrial | New | Process | Natural Gas | Other Process | E3 |  | Baseline Forecast | 0 | 0 | 0 | 0 | 0 | 0 | 0 | 0 | 0 | 0 | 0 | 0 | 0 | 0 | 0 | 0 | 0 | 0 | 0 | 0 | 0 | 0 | 0 | 0 | 0
Industrial_Other Industrial_New_Process_Natural Gas_Other Process_E4_Baseline Forecast | Industrial | Other Industrial | New | Process | Natural Gas | Other Process | E4 |  | Baseline Forecast | 0 | 0 | 0 | 0 | 0 | 0 | 0 | 0 | 0 | 0 | 0 | 0 | 0 | 0 | 0 | 0 | 0 | 0 | 0 | 0 | 0 | 0 | 0 | 0 | 0
Industrial_Other Industrial_New_Process_Natural Gas_Other Process_E5_Baseline Forecast | Industrial | Other Industrial | New | Process | Natural Gas | Other Process | E5 |  | Baseline Forecast | 0 | 0 | 0 | 0 | 0 | 0 | 0 | 0 | 0 | 0 | 0 | 0 | 0 | 0 | 0 | 0 | 0 | 0 | 0 | 0 | 0 | 0 | 0 | 0 | 0
Industrial_Other Industrial_New_Process_Natural Gas_Other Process_E6_Baseline Forecast | Industrial | Other Industrial | New | Process | Natural Gas | Other Process | E6 |  | Baseline Forecast | 0 | 0 | 0 | 0 | 0 | 0 | 0 | 0 | 0 | 0 | 0 | 0 | 0 | 0 | 0 | 0 | 0 | 0 | 0 | 0 | 0 | 0 | 0 | 0 | 0
Industrial_Other Industrial_New_Process_Natural Gas_Other Process_E7_Baseline Forecast | Industrial | Other Industrial | New | Process | Natural Gas | Other Process | E7 |  | Baseline Forecast | 0 | 0 | 0 | 0 | 0 | 0 | 0 | 0 | 0 | 0 | 0 | 0 | 0 | 0 | 0 | 0 | 0 | 0 | 0 | 0 | 0 | 0 | 0 | 0 | 0
Industrial_Other Industrial_New_Process_Natural Gas_Other Process_E8_Baseline Forecast | Industrial | Other Industrial | New | Process | Natural Gas | Other Process | E8 |  | Baseline Forecast | 0 | 0 | 0 | 0 | 0 | 0 | 0 | 0 | 0 | 0 | 0 | 0 | 0 | 0 | 0 | 0 | 0 | 0 | 0 | 0 | 0 | 0 | 0 | 0 | 0
Industrial_Other Industrial_New_Process_Natural Gas_Other Process_E9_Baseline Forecast | Industrial | Other Industrial | New | Process | Natural Gas | Other Process | E9 |  | Baseline Forecast | 0 | 0 | 0 | 0 | 0 | 0 | 0 | 0 | 0 | 0 | 0 | 0 | 0 | 0 | 0 | 0 | 0 | 0 | 0 | 0 | 0 | 0 | 0 | 0 | 0
Industrial_Other Industrial_New_Process_Natural Gas_Other Process_E10_Baseline Forecast | Industrial | Other Industrial | New | Process | Natural Gas | Other Process | E10 |  | Baseline Forecast | 0 | 0 | 0 | 0 | 0 | 0 | 0 | 0 | 0 | 0 | 0 | 0 | 0 | 0 | 0 | 0 | 0 | 0 | 0 | 0 | 0 | 0 | 0 | 0 | 0
Industrial_Other Industrial_New_Process_Natural Gas_Other Process_Vintage_Baseline Forecast | Industrial | Other Industrial | New | Process | Natural Gas | Other Process | Vintage | Vintage | Baseline Forecast | 0 | 0 | 0 | 0 | 0 | 0 | 0 | 0 | 0 | 0 | 0 | 0 | 0 | 0 | 0 | 0 | 0 | 0 | 0 | 0 | 0 | 0 | 0 | 0 | Vintage
Industrial_Other Industrial_New_Miscellaneous_Natural Gas_Miscellaneous_E1_Baseline Forecast | Industrial | Other Industrial | New | Miscellaneous | Natural Gas | Miscellaneous | E1 | Standard | Baseline Forecast | 0 | 794.2128 | 813.2288 | 1419.238 | 2023.7591 | 2701.3325 | 3109.3948 | 3583.1007 | 4050.8367 | 4576.9674 | 4968.8266 | 5419.5185 | 5864.2328 | 6380.1139 | 6730.2444 | 7155.7793 | 7580.9919 | 8075.997 | 8402.9624 | 8805.8611 | 9197.7868 | 9588.5547 | 0 | 0 | unit
Industrial_Other Industrial_New_Miscellaneous_Natural Gas_Miscellaneous_E2_Baseline Forecast | Industrial | Other Industrial | New | Miscellaneous | Natural Gas | Miscellaneous | E2 |  | Baseline Forecast | 0 | 0 | 0 | 0 | 0 | 0 | 0 | 0 | 0 | 0 | 0 | 0 | 0 | 0 | 0 | 0 | 0 | 0 | 0 | 0 | 0 | 0 | 0 | 0 | 0
Industrial_Other Industrial_New_Miscellaneous_Natural Gas_Miscellaneous_E3_Baseline Forecast | Industrial | Other Industrial | New | Miscellaneous | Natural Gas | Miscellaneous | E3 |  | Baseline Forecast | 0 | 0 | 0 | 0 | 0 | 0 | 0 | 0 | 0 | 0 | 0 | 0 | 0 | 0 | 0 | 0 | 0 | 0 | 0 | 0 | 0 | 0 | 0 | 0 | 0
Industrial_Other Industrial_New_Miscellaneous_Natural Gas_Miscellaneous_E4_Baseline Forecast | Industrial | Other Industrial | New | Miscellaneous | Natural Gas | Miscellaneous | E4 |  | Baseline Forecast | 0 | 0 | 0 | 0 | 0 | 0 | 0 | 0 | 0 | 0 | 0 | 0 | 0 | 0 | 0 | 0 | 0 | 0 | 0 | 0 | 0 | 0 | 0 | 0 | 0
Industrial_Other Industrial_New_Miscellaneous_Natural Gas_Miscellaneous_E5_Baseline Forecast | Industrial | Other Industrial | New | Miscellaneous | Natural Gas | Miscellaneous | E5 |  | Baseline Forecast | 0 | 0 | 0 | 0 | 0 | 0 | 0 | 0 | 0 | 0 | 0 | 0 | 0 | 0 | 0 | 0 | 0 | 0 | 0 | 0 | 0 | 0 | 0 | 0 | 0
Industrial_Other Industrial_New_Miscellaneous_Natural Gas_Miscellaneous_E6_Baseline Forecast | Industrial | Other Industrial | New | Miscellaneous | Natural Gas | Miscellaneous | E6 |  | Baseline Forecast | 0 | 0 | 0 | 0 | 0 | 0 | 0 | 0 | 0 | 0 | 0 | 0 | 0 | 0 | 0 | 0 | 0 | 0 | 0 | 0 | 0 | 0 | 0 | 0 | 0
Industrial_Other Industrial_New_Miscellaneous_Natural Gas_Miscellaneous_E7_Baseline Forecast | Industrial | Other Industrial | New | Miscellaneous | Natural Gas | Miscellaneous | E7 |  | Baseline Forecast | 0 | 0 | 0 | 0 | 0 | 0 | 0 | 0 | 0 | 0 | 0 | 0 | 0 | 0 | 0 | 0 | 0 | 0 | 0 | 0 | 0 | 0 | 0 | 0 | 0
Industrial_Other Industrial_New_Miscellaneous_Natural Gas_Miscellaneous_E8_Baseline Forecast | Industrial | Other Industrial | New | Miscellaneous | Natural Gas | Miscellaneous | E8 |  | Baseline Forecast | 0 | 0 | 0 | 0 | 0 | 0 | 0 | 0 | 0 | 0 | 0 | 0 | 0 | 0 | 0 | 0 | 0 | 0 | 0 | 0 | 0 | 0 | 0 | 0 | 0
Industrial_Other Industrial_New_Miscellaneous_Natural Gas_Miscellaneous_E9_Baseline Forecast | Industrial | Other Industrial | New | Miscellaneous | Natural Gas | Miscellaneous | E9 |  | Baseline Forecast | 0 | 0 | 0 | 0 | 0 | 0 | 0 | 0 | 0 | 0 | 0 | 0 | 0 | 0 | 0 | 0 | 0 | 0 | 0 | 0 | 0 | 0 | 0 | 0 | 0
Industrial_Other Industrial_New_Miscellaneous_Natural Gas_Miscellaneous_E10_Baseline Forecast | Industrial | Other Industrial | New | Miscellaneous | Natural Gas | Miscellaneous | E10 |  | Baseline Forecast | 0 | 0 | 0 | 0 | 0 | 0 | 0 | 0 | 0 | 0 | 0 | 0 | 0 | 0 | 0 | 0 | 0 | 0 | 0 | 0 | 0 | 0 | 0 | 0 | 0
Industrial_Other Industrial_New_Miscellaneous_Natural Gas_Miscellaneous_Vintage_Baseline Forecast | Industrial | Other Industrial | New | Miscellaneous | Natural Gas | Miscellaneous | Vintage | Vintage | Baseline Forecast | 0 | 0 | 0 | 0 | 0 | 0 | 0 | 0 | 0 | 0 | 0 | 0 | 0 | 0 | 0 | 0 | 0 | 0 | 0 | 0 | 0 | 0 | 0 | 0 | Vintage

## Equipment Savings
Key | Field | Sector | Segment | Vintage | End Use | Fuel | Technology | Case | Label | 2019 | 2020 | 2021 | 2022 | 2023 | 2024 | 2025 | 2026 | 2027 | 2028 | 2029 | 2030 | 2031 | 2032 | 2033
F1_Industrial_Food Products_Existing_Space Heating_Natural Gas_Furnace_Baseline Forecast | F1 | Industrial | Food Products | Existing | Space Heating | Natural Gas | Furnace | Baseline Forecast | Consumption Savings (MMtherm)
F2_Industrial_Food Products_Existing_Space Heating_Natural Gas_Furnace_Baseline Forecast | F2 | Industrial | Food Products | Existing | Space Heating | Natural Gas | Furnace | Baseline Forecast | Summer Demand Savings (N/A)
F3_Industrial_Food Products_Existing_Space Heating_Natural Gas_Furnace_Baseline Forecast | F3 | Industrial | Food Products | Existing | Space Heating | Natural Gas | Furnace | Baseline Forecast | Winter Demand Savings (N/A)
F4_Industrial_Food Products_Existing_Space Heating_Natural Gas_Furnace_Baseline Forecast | F4 | Industrial | Food Products | Existing | Space Heating | Natural Gas | Furnace | Baseline Forecast | Incremental Savings (MMtherm)
F1_Industrial_Food Products_Existing_Space Heating_Natural Gas_Boiler_Baseline Forecast | F1 | Industrial | Food Products | Existing | Space Heating | Natural Gas | Boiler | Baseline Forecast | Consumption Savings (MMtherm)
F2_Industrial_Food Products_Existing_Space Heating_Natural Gas_Boiler_Baseline Forecast | F2 | Industrial | Food Products | Existing | Space Heating | Natural Gas | Boiler | Baseline Forecast | Summer Demand Savings (N/A)
F3_Industrial_Food Products_Existing_Space Heating_Natural Gas_Boiler_Baseline Forecast | F3 | Industrial | Food Products | Existing | Space Heating | Natural Gas | Boiler | Baseline Forecast | Winter Demand Savings (N/A)
F4_Industrial_Food Products_Existing_Space Heating_Natural Gas_Boiler_Baseline Forecast | F4 | Industrial | Food Products | Existing | Space Heating | Natural Gas | Boiler | Baseline Forecast | Incremental Savings (MMtherm)
F1_Industrial_Food Products_Existing_Space Heating_Natural Gas_Unit Heater_Baseline Forecast | F1 | Industrial | Food Products | Existing | Space Heating | Natural Gas | Unit Heater | Baseline Forecast | Consumption Savings (MMtherm)
F2_Industrial_Food Products_Existing_Space Heating_Natural Gas_Unit Heater_Baseline Forecast | F2 | Industrial | Food Products | Existing | Space Heating | Natural Gas | Unit Heater | Baseline Forecast | Summer Demand Savings (N/A)
F3_Industrial_Food Products_Existing_Space Heating_Natural Gas_Unit Heater_Baseline Forecast | F3 | Industrial | Food Products | Existing | Space Heating | Natural Gas | Unit Heater | Baseline Forecast | Winter Demand Savings (N/A)
F4_Industrial_Food Products_Existing_Space Heating_Natural Gas_Unit Heater_Baseline Forecast | F4 | Industrial | Food Products | Existing | Space Heating | Natural Gas | Unit Heater | Baseline Forecast | Incremental Savings (MMtherm)
F1_Industrial_Food Products_Existing_Process_Natural Gas_Process Boiler_Baseline Forecast | F1 | Industrial | Food Products | Existing | Process | Natural Gas | Process Boiler | Baseline Forecast | Consumption Savings (MMtherm)
F2_Industrial_Food Products_Existing_Process_Natural Gas_Process Boiler_Baseline Forecast | F2 | Industrial | Food Products | Existing | Process | Natural Gas | Process Boiler | Baseline Forecast | Summer Demand Savings (N/A)
F3_Industrial_Food Products_Existing_Process_Natural Gas_Process Boiler_Baseline Forecast | F3 | Industrial | Food Products | Existing | Process | Natural Gas | Process Boiler | Baseline Forecast | Winter Demand Savings (N/A)
F4_Industrial_Food Products_Existing_Process_Natural Gas_Process Boiler_Baseline Forecast | F4 | Industrial | Food Products | Existing | Process | Natural Gas | Process Boiler | Baseline Forecast | Incremental Savings (MMtherm)
F1_Industrial_Food Products_Existing_Process_Natural Gas_Process Heating_Baseline Forecast | F1 | Industrial | Food Products | Existing | Process | Natural Gas | Process Heating | Baseline Forecast | Consumption Savings (MMtherm)
F2_Industrial_Food Products_Existing_Process_Natural Gas_Process Heating_Baseline Forecast | F2 | Industrial | Food Products | Existing | Process | Natural Gas | Process Heating | Baseline Forecast | Summer Demand Savings (N/A)
F3_Industrial_Food Products_Existing_Process_Natural Gas_Process Heating_Baseline Forecast | F3 | Industrial | Food Products | Existing | Process | Natural Gas | Process Heating | Baseline Forecast | Winter Demand Savings (N/A)
F4_Industrial_Food Products_Existing_Process_Natural Gas_Process Heating_Baseline Forecast | F4 | Industrial | Food Products | Existing | Process | Natural Gas | Process Heating | Baseline Forecast | Incremental Savings (MMtherm)
F1_Industrial_Food Products_Existing_Process_Natural Gas_Process Cooling_Baseline Forecast | F1 | Industrial | Food Products | Existing | Process | Natural Gas | Process Cooling | Baseline Forecast | Consumption Savings (MMtherm)
F2_Industrial_Food Products_Existing_Process_Natural Gas_Process Cooling_Baseline Forecast | F2 | Industrial | Food Products | Existing | Process | Natural Gas | Process Cooling | Baseline Forecast | Summer Demand Savings (N/A)
F3_Industrial_Food Products_Existing_Process_Natural Gas_Process Cooling_Baseline Forecast | F3 | Industrial | Food Products | Existing | Process | Natural Gas | Process Cooling | Baseline Forecast | Winter Demand Savings (N/A)
F4_Industrial_Food Products_Existing_Process_Natural Gas_Process Cooling_Baseline Forecast | F4 | Industrial | Food Products | Existing | Process | Natural Gas | Process Cooling | Baseline Forecast | Incremental Savings (MMtherm)
F1_Industrial_Food Products_Existing_Process_Natural Gas_Other Process_Baseline Forecast | F1 | Industrial | Food Products | Existing | Process | Natural Gas | Other Process | Baseline Forecast | Consumption Savings (MMtherm)
F2_Industrial_Food Products_Existing_Process_Natural Gas_Other Process_Baseline Forecast | F2 | Industrial | Food Products | Existing | Process | Natural Gas | Other Process | Baseline Forecast | Summer Demand Savings (N/A)
F3_Industrial_Food Products_Existing_Process_Natural Gas_Other Process_Baseline Forecast | F3 | Industrial | Food Products | Existing | Process | Natural Gas | Other Process | Baseline Forecast | Winter Demand Savings (N/A)
F4_Industrial_Food Products_Existing_Process_Natural Gas_Other Process_Baseline Forecast | F4 | Industrial | Food Products | Existing | Process | Natural Gas | Other Process | Baseline Forecast | Incremental Savings (MMtherm)
F1_Industrial_Food Products_Existing_Miscellaneous_Natural Gas_Miscellaneous_Baseline Forecast | F1 | Industrial | Food Products | Existing | Miscellaneous | Natural Gas | Miscellaneous | Baseline Forecast | Consumption Savings (MMtherm)
F2_Industrial_Food Products_Existing_Miscellaneous_Natural Gas_Miscellaneous_Baseline Forecast | F2 | Industrial | Food Products | Existing | Miscellaneous | Natural Gas | Miscellaneous | Baseline Forecast | Summer Demand Savings (N/A)
F3_Industrial_Food Products_Existing_Miscellaneous_Natural Gas_Miscellaneous_Baseline Forecast | F3 | Industrial | Food Products | Existing | Miscellaneous | Natural Gas | Miscellaneous | Baseline Forecast | Winter Demand Savings (N/A)
F4_Industrial_Food Products_Existing_Miscellaneous_Natural Gas_Miscellaneous_Baseline Forecast | F4 | Industrial | Food Products | Existing | Miscellaneous | Natural Gas | Miscellaneous | Baseline Forecast | Incremental Savings (MMtherm)
F1_Industrial_Food Products_New_Space Heating_Natural Gas_Furnace_Baseline Forecast | F1 | Industrial | Food Products | New | Space Heating | Natural Gas | Furnace | Baseline Forecast | Consumption Savings (MMtherm)
F2_Industrial_Food Products_New_Space Heating_Natural Gas_Furnace_Baseline Forecast | F2 | Industrial | Food Products | New | Space Heating | Natural Gas | Furnace | Baseline Forecast | Summer Demand Savings (N/A)
F3_Industrial_Food Products_New_Space Heating_Natural Gas_Furnace_Baseline Forecast | F3 | Industrial | Food Products | New | Space Heating | Natural Gas | Furnace | Baseline Forecast | Winter Demand Savings (N/A)
F4_Industrial_Food Products_New_Space Heating_Natural Gas_Furnace_Baseline Forecast | F4 | Industrial | Food Products | New | Space Heating | Natural Gas | Furnace | Baseline Forecast | Incremental Savings (MMtherm)
F1_Industrial_Food Products_New_Space Heating_Natural Gas_Boiler_Baseline Forecast | F1 | Industrial | Food Products | New | Space Heating | Natural Gas | Boiler | Baseline Forecast | Consumption Savings (MMtherm)
F2_Industrial_Food Products_New_Space Heating_Natural Gas_Boiler_Baseline Forecast | F2 | Industrial | Food Products | New | Space Heating | Natural Gas | Boiler | Baseline Forecast | Summer Demand Savings (N/A)
F3_Industrial_Food Products_New_Space Heating_Natural Gas_Boiler_Baseline Forecast | F3 | Industrial | Food Products | New | Space Heating | Natural Gas | Boiler | Baseline Forecast | Winter Demand Savings (N/A)
F4_Industrial_Food Products_New_Space Heating_Natural Gas_Boiler_Baseline Forecast | F4 | Industrial | Food Products | New | Space Heating | Natural Gas | Boiler | Baseline Forecast | Incremental Savings (MMtherm)
F1_Industrial_Food Products_New_Space Heating_Natural Gas_Unit Heater_Baseline Forecast | F1 | Industrial | Food Products | New | Space Heating | Natural Gas | Unit Heater | Baseline Forecast | Consumption Savings (MMtherm)
F2_Industrial_Food Products_New_Space Heating_Natural Gas_Unit Heater_Baseline Forecast | F2 | Industrial | Food Products | New | Space Heating | Natural Gas | Unit Heater | Baseline Forecast | Summer Demand Savings (N/A)
F3_Industrial_Food Products_New_Space Heating_Natural Gas_Unit Heater_Baseline Forecast | F3 | Industrial | Food Products | New | Space Heating | Natural Gas | Unit Heater | Baseline Forecast | Winter Demand Savings (N/A)
F4_Industrial_Food Products_New_Space Heating_Natural Gas_Unit Heater_Baseline Forecast | F4 | Industrial | Food Products | New | Space Heating | Natural Gas | Unit Heater | Baseline Forecast | Incremental Savings (MMtherm)
F1_Industrial_Food Products_New_Process_Natural Gas_Process Boiler_Baseline Forecast | F1 | Industrial | Food Products | New | Process | Natural Gas | Process Boiler | Baseline Forecast | Consumption Savings (MMtherm)
F2_Industrial_Food Products_New_Process_Natural Gas_Process Boiler_Baseline Forecast | F2 | Industrial | Food Products | New | Process | Natural Gas | Process Boiler | Baseline Forecast | Summer Demand Savings (N/A)
F3_Industrial_Food Products_New_Process_Natural Gas_Process Boiler_Baseline Forecast | F3 | Industrial | Food Products | New | Process | Natural Gas | Process Boiler | Baseline Forecast | Winter Demand Savings (N/A)
F4_Industrial_Food Products_New_Process_Natural Gas_Process Boiler_Baseline Forecast | F4 | Industrial | Food Products | New | Process | Natural Gas | Process Boiler | Baseline Forecast | Incremental Savings (MMtherm)
F1_Industrial_Food Products_New_Process_Natural Gas_Process Heating_Baseline Forecast | F1 | Industrial | Food Products | New | Process | Natural Gas | Process Heating | Baseline Forecast | Consumption Savings (MMtherm)
F2_Industrial_Food Products_New_Process_Natural Gas_Process Heating_Baseline Forecast | F2 | Industrial | Food Products | New | Process | Natural Gas | Process Heating | Baseline Forecast | Summer Demand Savings (N/A)
F3_Industrial_Food Products_New_Process_Natural Gas_Process Heating_Baseline Forecast | F3 | Industrial | Food Products | New | Process | Natural Gas | Process Heating | Baseline Forecast | Winter Demand Savings (N/A)
F4_Industrial_Food Products_New_Process_Natural Gas_Process Heating_Baseline Forecast | F4 | Industrial | Food Products | New | Process | Natural Gas | Process Heating | Baseline Forecast | Incremental Savings (MMtherm)
F1_Industrial_Food Products_New_Process_Natural Gas_Process Cooling_Baseline Forecast | F1 | Industrial | Food Products | New | Process | Natural Gas | Process Cooling | Baseline Forecast | Consumption Savings (MMtherm)
F2_Industrial_Food Products_New_Process_Natural Gas_Process Cooling_Baseline Forecast | F2 | Industrial | Food Products | New | Process | Natural Gas | Process Cooling | Baseline Forecast | Summer Demand Savings (N/A)
F3_Industrial_Food Products_New_Process_Natural Gas_Process Cooling_Baseline Forecast | F3 | Industrial | Food Products | New | Process | Natural Gas | Process Cooling | Baseline Forecast | Winter Demand Savings (N/A)
F4_Industrial_Food Products_New_Process_Natural Gas_Process Cooling_Baseline Forecast | F4 | Industrial | Food Products | New | Process | Natural Gas | Process Cooling | Baseline Forecast | Incremental Savings (MMtherm)
F1_Industrial_Food Products_New_Process_Natural Gas_Other Process_Baseline Forecast | F1 | Industrial | Food Products | New | Process | Natural Gas | Other Process | Baseline Forecast | Consumption Savings (MMtherm)
F2_Industrial_Food Products_New_Process_Natural Gas_Other Process_Baseline Forecast | F2 | Industrial | Food Products | New | Process | Natural Gas | Other Process | Baseline Forecast | Summer Demand Savings (N/A)
F3_Industrial_Food Products_New_Process_Natural Gas_Other Process_Baseline Forecast | F3 | Industrial | Food Products | New | Process | Natural Gas | Other Process | Baseline Forecast | Winter Demand Savings (N/A)
F4_Industrial_Food Products_New_Process_Natural Gas_Other Process_Baseline Forecast | F4 | Industrial | Food Products | New | Process | Natural Gas | Other Process | Baseline Forecast | Incremental Savings (MMtherm)
F1_Industrial_Food Products_New_Miscellaneous_Natural Gas_Miscellaneous_Baseline Forecast | F1 | Industrial | Food Products | New | Miscellaneous | Natural Gas | Miscellaneous | Baseline Forecast | Consumption Savings (MMtherm)
F2_Industrial_Food Products_New_Miscellaneous_Natural Gas_Miscellaneous_Baseline Forecast | F2 | Industrial | Food Products | New | Miscellaneous | Natural Gas | Miscellaneous | Baseline Forecast | Summer Demand Savings (N/A)
F3_Industrial_Food Products_New_Miscellaneous_Natural Gas_Miscellaneous_Baseline Forecast | F3 | Industrial | Food Products | New | Miscellaneous | Natural Gas | Miscellaneous | Baseline Forecast | Winter Demand Savings (N/A)
F4_Industrial_Food Products_New_Miscellaneous_Natural Gas_Miscellaneous_Baseline Forecast | F4 | Industrial | Food Products | New | Miscellaneous | Natural Gas | Miscellaneous | Baseline Forecast | Incremental Savings (MMtherm)
F1_Industrial_Agriculture_Existing_Space Heating_Natural Gas_Furnace_Baseline Forecast | F1 | Industrial | Agriculture | Existing | Space Heating | Natural Gas | Furnace | Baseline Forecast | Consumption Savings (MMtherm)
F2_Industrial_Agriculture_Existing_Space Heating_Natural Gas_Furnace_Baseline Forecast | F2 | Industrial | Agriculture | Existing | Space Heating | Natural Gas | Furnace | Baseline Forecast | Summer Demand Savings (N/A)
F3_Industrial_Agriculture_Existing_Space Heating_Natural Gas_Furnace_Baseline Forecast | F3 | Industrial | Agriculture | Existing | Space Heating | Natural Gas | Furnace | Baseline Forecast | Winter Demand Savings (N/A)
F4_Industrial_Agriculture_Existing_Space Heating_Natural Gas_Furnace_Baseline Forecast | F4 | Industrial | Agriculture | Existing | Space Heating | Natural Gas | Furnace | Baseline Forecast | Incremental Savings (MMtherm)
F1_Industrial_Agriculture_Existing_Space Heating_Natural Gas_Boiler_Baseline Forecast | F1 | Industrial | Agriculture | Existing | Space Heating | Natural Gas | Boiler | Baseline Forecast | Consumption Savings (MMtherm)
F2_Industrial_Agriculture_Existing_Space Heating_Natural Gas_Boiler_Baseline Forecast | F2 | Industrial | Agriculture | Existing | Space Heating | Natural Gas | Boiler | Baseline Forecast | Summer Demand Savings (N/A)
F3_Industrial_Agriculture_Existing_Space Heating_Natural Gas_Boiler_Baseline Forecast | F3 | Industrial | Agriculture | Existing | Space Heating | Natural Gas | Boiler | Baseline Forecast | Winter Demand Savings (N/A)
F4_Industrial_Agriculture_Existing_Space Heating_Natural Gas_Boiler_Baseline Forecast | F4 | Industrial | Agriculture | Existing | Space Heating | Natural Gas | Boiler | Baseline Forecast | Incremental Savings (MMtherm)
F1_Industrial_Agriculture_Existing_Space Heating_Natural Gas_Unit Heater_Baseline Forecast | F1 | Industrial | Agriculture | Existing | Space Heating | Natural Gas | Unit Heater | Baseline Forecast | Consumption Savings (MMtherm)
F2_Industrial_Agriculture_Existing_Space Heating_Natural Gas_Unit Heater_Baseline Forecast | F2 | Industrial | Agriculture | Existing | Space Heating | Natural Gas | Unit Heater | Baseline Forecast | Summer Demand Savings (N/A)
F3_Industrial_Agriculture_Existing_Space Heating_Natural Gas_Unit Heater_Baseline Forecast | F3 | Industrial | Agriculture | Existing | Space Heating | Natural Gas | Unit Heater | Baseline Forecast | Winter Demand Savings (N/A)
F4_Industrial_Agriculture_Existing_Space Heating_Natural Gas_Unit Heater_Baseline Forecast | F4 | Industrial | Agriculture | Existing | Space Heating | Natural Gas | Unit Heater | Baseline Forecast | Incremental Savings (MMtherm)
F1_Industrial_Agriculture_Existing_Process_Natural Gas_Process Boiler_Baseline Forecast | F1 | Industrial | Agriculture | Existing | Process | Natural Gas | Process Boiler | Baseline Forecast | Consumption Savings (MMtherm)
F2_Industrial_Agriculture_Existing_Process_Natural Gas_Process Boiler_Baseline Forecast | F2 | Industrial | Agriculture | Existing | Process | Natural Gas | Process Boiler | Baseline Forecast | Summer Demand Savings (N/A)
F3_Industrial_Agriculture_Existing_Process_Natural Gas_Process Boiler_Baseline Forecast | F3 | Industrial | Agriculture | Existing | Process | Natural Gas | Process Boiler | Baseline Forecast | Winter Demand Savings (N/A)
F4_Industrial_Agriculture_Existing_Process_Natural Gas_Process Boiler_Baseline Forecast | F4 | Industrial | Agriculture | Existing | Process | Natural Gas | Process Boiler | Baseline Forecast | Incremental Savings (MMtherm)
F1_Industrial_Agriculture_Existing_Process_Natural Gas_Process Heating_Baseline Forecast | F1 | Industrial | Agriculture | Existing | Process | Natural Gas | Process Heating | Baseline Forecast | Consumption Savings (MMtherm)
F2_Industrial_Agriculture_Existing_Process_Natural Gas_Process Heating_Baseline Forecast | F2 | Industrial | Agriculture | Existing | Process | Natural Gas | Process Heating | Baseline Forecast | Summer Demand Savings (N/A)
F3_Industrial_Agriculture_Existing_Process_Natural Gas_Process Heating_Baseline Forecast | F3 | Industrial | Agriculture | Existing | Process | Natural Gas | Process Heating | Baseline Forecast | Winter Demand Savings (N/A)
F4_Industrial_Agriculture_Existing_Process_Natural Gas_Process Heating_Baseline Forecast | F4 | Industrial | Agriculture | Existing | Process | Natural Gas | Process Heating | Baseline Forecast | Incremental Savings (MMtherm)
F1_Industrial_Agriculture_Existing_Process_Natural Gas_Process Cooling_Baseline Forecast | F1 | Industrial | Agriculture | Existing | Process | Natural Gas | Process Cooling | Baseline Forecast | Consumption Savings (MMtherm)
F2_Industrial_Agriculture_Existing_Process_Natural Gas_Process Cooling_Baseline Forecast | F2 | Industrial | Agriculture | Existing | Process | Natural Gas | Process Cooling | Baseline Forecast | Summer Demand Savings (N/A)
F3_Industrial_Agriculture_Existing_Process_Natural Gas_Process Cooling_Baseline Forecast | F3 | Industrial | Agriculture | Existing | Process | Natural Gas | Process Cooling | Baseline Forecast | Winter Demand Savings (N/A)
F4_Industrial_Agriculture_Existing_Process_Natural Gas_Process Cooling_Baseline Forecast | F4 | Industrial | Agriculture | Existing | Process | Natural Gas | Process Cooling | Baseline Forecast | Incremental Savings (MMtherm)
F1_Industrial_Agriculture_Existing_Process_Natural Gas_Other Process_Baseline Forecast | F1 | Industrial | Agriculture | Existing | Process | Natural Gas | Other Process | Baseline Forecast | Consumption Savings (MMtherm)
F2_Industrial_Agriculture_Existing_Process_Natural Gas_Other Process_Baseline Forecast | F2 | Industrial | Agriculture | Existing | Process | Natural Gas | Other Process | Baseline Forecast | Summer Demand Savings (N/A)
F3_Industrial_Agriculture_Existing_Process_Natural Gas_Other Process_Baseline Forecast | F3 | Industrial | Agriculture | Existing | Process | Natural Gas | Other Process | Baseline Forecast | Winter Demand Savings (N/A)
F4_Industrial_Agriculture_Existing_Process_Natural Gas_Other Process_Baseline Forecast | F4 | Industrial | Agriculture | Existing | Process | Natural Gas | Other Process | Baseline Forecast | Incremental Savings (MMtherm)
F1_Industrial_Agriculture_Existing_Miscellaneous_Natural Gas_Miscellaneous_Baseline Forecast | F1 | Industrial | Agriculture | Existing | Miscellaneous | Natural Gas | Miscellaneous | Baseline Forecast | Consumption Savings (MMtherm)
F2_Industrial_Agriculture_Existing_Miscellaneous_Natural Gas_Miscellaneous_Baseline Forecast | F2 | Industrial | Agriculture | Existing | Miscellaneous | Natural Gas | Miscellaneous | Baseline Forecast | Summer Demand Savings (N/A)
F3_Industrial_Agriculture_Existing_Miscellaneous_Natural Gas_Miscellaneous_Baseline Forecast | F3 | Industrial | Agriculture | Existing | Miscellaneous | Natural Gas | Miscellaneous | Baseline Forecast | Winter Demand Savings (N/A)
F4_Industrial_Agriculture_Existing_Miscellaneous_Natural Gas_Miscellaneous_Baseline Forecast | F4 | Industrial | Agriculture | Existing | Miscellaneous | Natural Gas | Miscellaneous | Baseline Forecast | Incremental Savings (MMtherm)
F1_Industrial_Agriculture_New_Space Heating_Natural Gas_Furnace_Baseline Forecast | F1 | Industrial | Agriculture | New | Space Heating | Natural Gas | Furnace | Baseline Forecast | Consumption Savings (MMtherm)
F2_Industrial_Agriculture_New_Space Heating_Natural Gas_Furnace_Baseline Forecast | F2 | Industrial | Agriculture | New | Space Heating | Natural Gas | Furnace | Baseline Forecast | Summer Demand Savings (N/A)
F3_Industrial_Agriculture_New_Space Heating_Natural Gas_Furnace_Baseline Forecast | F3 | Industrial | Agriculture | New | Space Heating | Natural Gas | Furnace | Baseline Forecast | Winter Demand Savings (N/A)
F4_Industrial_Agriculture_New_Space Heating_Natural Gas_Furnace_Baseline Forecast | F4 | Industrial | Agriculture | New | Space Heating | Natural Gas | Furnace | Baseline Forecast | Incremental Savings (MMtherm)
F1_Industrial_Agriculture_New_Space Heating_Natural Gas_Boiler_Baseline Forecast | F1 | Industrial | Agriculture | New | Space Heating | Natural Gas | Boiler | Baseline Forecast | Consumption Savings (MMtherm)
F2_Industrial_Agriculture_New_Space Heating_Natural Gas_Boiler_Baseline Forecast | F2 | Industrial | Agriculture | New | Space Heating | Natural Gas | Boiler | Baseline Forecast | Summer Demand Savings (N/A)
F3_Industrial_Agriculture_New_Space Heating_Natural Gas_Boiler_Baseline Forecast | F3 | Industrial | Agriculture | New | Space Heating | Natural Gas | Boiler | Baseline Forecast | Winter Demand Savings (N/A)
F4_Industrial_Agriculture_New_Space Heating_Natural Gas_Boiler_Baseline Forecast | F4 | Industrial | Agriculture | New | Space Heating | Natural Gas | Boiler | Baseline Forecast | Incremental Savings (MMtherm)
F1_Industrial_Agriculture_New_Space Heating_Natural Gas_Unit Heater_Baseline Forecast | F1 | Industrial | Agriculture | New | Space Heating | Natural Gas | Unit Heater | Baseline Forecast | Consumption Savings (MMtherm)
F2_Industrial_Agriculture_New_Space Heating_Natural Gas_Unit Heater_Baseline Forecast | F2 | Industrial | Agriculture | New | Space Heating | Natural Gas | Unit Heater | Baseline Forecast | Summer Demand Savings (N/A)
F3_Industrial_Agriculture_New_Space Heating_Natural Gas_Unit Heater_Baseline Forecast | F3 | Industrial | Agriculture | New | Space Heating | Natural Gas | Unit Heater | Baseline Forecast | Winter Demand Savings (N/A)
F4_Industrial_Agriculture_New_Space Heating_Natural Gas_Unit Heater_Baseline Forecast | F4 | Industrial | Agriculture | New | Space Heating | Natural Gas | Unit Heater | Baseline Forecast | Incremental Savings (MMtherm)
F1_Industrial_Agriculture_New_Process_Natural Gas_Process Boiler_Baseline Forecast | F1 | Industrial | Agriculture | New | Process | Natural Gas | Process Boiler | Baseline Forecast | Consumption Savings (MMtherm)
F2_Industrial_Agriculture_New_Process_Natural Gas_Process Boiler_Baseline Forecast | F2 | Industrial | Agriculture | New | Process | Natural Gas | Process Boiler | Baseline Forecast | Summer Demand Savings (N/A)
F3_Industrial_Agriculture_New_Process_Natural Gas_Process Boiler_Baseline Forecast | F3 | Industrial | Agriculture | New | Process | Natural Gas | Process Boiler | Baseline Forecast | Winter Demand Savings (N/A)
F4_Industrial_Agriculture_New_Process_Natural Gas_Process Boiler_Baseline Forecast | F4 | Industrial | Agriculture | New | Process | Natural Gas | Process Boiler | Baseline Forecast | Incremental Savings (MMtherm)
F1_Industrial_Agriculture_New_Process_Natural Gas_Process Heating_Baseline Forecast | F1 | Industrial | Agriculture | New | Process | Natural Gas | Process Heating | Baseline Forecast | Consumption Savings (MMtherm)
F2_Industrial_Agriculture_New_Process_Natural Gas_Process Heating_Baseline Forecast | F2 | Industrial | Agriculture | New | Process | Natural Gas | Process Heating | Baseline Forecast | Summer Demand Savings (N/A)
F3_Industrial_Agriculture_New_Process_Natural Gas_Process Heating_Baseline Forecast | F3 | Industrial | Agriculture | New | Process | Natural Gas | Process Heating | Baseline Forecast | Winter Demand Savings (N/A)
F4_Industrial_Agriculture_New_Process_Natural Gas_Process Heating_Baseline Forecast | F4 | Industrial | Agriculture | New | Process | Natural Gas | Process Heating | Baseline Forecast | Incremental Savings (MMtherm)
F1_Industrial_Agriculture_New_Process_Natural Gas_Process Cooling_Baseline Forecast | F1 | Industrial | Agriculture | New | Process | Natural Gas | Process Cooling | Baseline Forecast | Consumption Savings (MMtherm)
F2_Industrial_Agriculture_New_Process_Natural Gas_Process Cooling_Baseline Forecast | F2 | Industrial | Agriculture | New | Process | Natural Gas | Process Cooling | Baseline Forecast | Summer Demand Savings (N/A)
F3_Industrial_Agriculture_New_Process_Natural Gas_Process Cooling_Baseline Forecast | F3 | Industrial | Agriculture | New | Process | Natural Gas | Process Cooling | Baseline Forecast | Winter Demand Savings (N/A)
F4_Industrial_Agriculture_New_Process_Natural Gas_Process Cooling_Baseline Forecast | F4 | Industrial | Agriculture | New | Process | Natural Gas | Process Cooling | Baseline Forecast | Incremental Savings (MMtherm)
F1_Industrial_Agriculture_New_Process_Natural Gas_Other Process_Baseline Forecast | F1 | Industrial | Agriculture | New | Process | Natural Gas | Other Process | Baseline Forecast | Consumption Savings (MMtherm)
F2_Industrial_Agriculture_New_Process_Natural Gas_Other Process_Baseline Forecast | F2 | Industrial | Agriculture | New | Process | Natural Gas | Other Process | Baseline Forecast | Summer Demand Savings (N/A)
F3_Industrial_Agriculture_New_Process_Natural Gas_Other Process_Baseline Forecast | F3 | Industrial | Agriculture | New | Process | Natural Gas | Other Process | Baseline Forecast | Winter Demand Savings (N/A)
F4_Industrial_Agriculture_New_Process_Natural Gas_Other Process_Baseline Forecast | F4 | Industrial | Agriculture | New | Process | Natural Gas | Other Process | Baseline Forecast | Incremental Savings (MMtherm)
F1_Industrial_Agriculture_New_Miscellaneous_Natural Gas_Miscellaneous_Baseline Forecast | F1 | Industrial | Agriculture | New | Miscellaneous | Natural Gas | Miscellaneous | Baseline Forecast | Consumption Savings (MMtherm)
F2_Industrial_Agriculture_New_Miscellaneous_Natural Gas_Miscellaneous_Baseline Forecast | F2 | Industrial | Agriculture | New | Miscellaneous | Natural Gas | Miscellaneous | Baseline Forecast | Summer Demand Savings (N/A)
F3_Industrial_Agriculture_New_Miscellaneous_Natural Gas_Miscellaneous_Baseline Forecast | F3 | Industrial | Agriculture | New | Miscellaneous | Natural Gas | Miscellaneous | Baseline Forecast | Winter Demand Savings (N/A)
F4_Industrial_Agriculture_New_Miscellaneous_Natural Gas_Miscellaneous_Baseline Forecast | F4 | Industrial | Agriculture | New | Miscellaneous | Natural Gas | Miscellaneous | Baseline Forecast | Incremental Savings (MMtherm)
F1_Industrial_Primary Metals_Existing_Space Heating_Natural Gas_Furnace_Baseline Forecast | F1 | Industrial | Primary Metals | Existing | Space Heating | Natural Gas | Furnace | Baseline Forecast | Consumption Savings (MMtherm)
F2_Industrial_Primary Metals_Existing_Space Heating_Natural Gas_Furnace_Baseline Forecast | F2 | Industrial | Primary Metals | Existing | Space Heating | Natural Gas | Furnace | Baseline Forecast | Summer Demand Savings (N/A)
F3_Industrial_Primary Metals_Existing_Space Heating_Natural Gas_Furnace_Baseline Forecast | F3 | Industrial | Primary Metals | Existing | Space Heating | Natural Gas | Furnace | Baseline Forecast | Winter Demand Savings (N/A)
F4_Industrial_Primary Metals_Existing_Space Heating_Natural Gas_Furnace_Baseline Forecast | F4 | Industrial | Primary Metals | Existing | Space Heating | Natural Gas | Furnace | Baseline Forecast | Incremental Savings (MMtherm)
F1_Industrial_Primary Metals_Existing_Space Heating_Natural Gas_Boiler_Baseline Forecast | F1 | Industrial | Primary Metals | Existing | Space Heating | Natural Gas | Boiler | Baseline Forecast | Consumption Savings (MMtherm)
F2_Industrial_Primary Metals_Existing_Space Heating_Natural Gas_Boiler_Baseline Forecast | F2 | Industrial | Primary Metals | Existing | Space Heating | Natural Gas | Boiler | Baseline Forecast | Summer Demand Savings (N/A)
F3_Industrial_Primary Metals_Existing_Space Heating_Natural Gas_Boiler_Baseline Forecast | F3 | Industrial | Primary Metals | Existing | Space Heating | Natural Gas | Boiler | Baseline Forecast | Winter Demand Savings (N/A)
F4_Industrial_Primary Metals_Existing_Space Heating_Natural Gas_Boiler_Baseline Forecast | F4 | Industrial | Primary Metals | Existing | Space Heating | Natural Gas | Boiler | Baseline Forecast | Incremental Savings (MMtherm)
F1_Industrial_Primary Metals_Existing_Space Heating_Natural Gas_Unit Heater_Baseline Forecast | F1 | Industrial | Primary Metals | Existing | Space Heating | Natural Gas | Unit Heater | Baseline Forecast | Consumption Savings (MMtherm)
F2_Industrial_Primary Metals_Existing_Space Heating_Natural Gas_Unit Heater_Baseline Forecast | F2 | Industrial | Primary Metals | Existing | Space Heating | Natural Gas | Unit Heater | Baseline Forecast | Summer Demand Savings (N/A)
F3_Industrial_Primary Metals_Existing_Space Heating_Natural Gas_Unit Heater_Baseline Forecast | F3 | Industrial | Primary Metals | Existing | Space Heating | Natural Gas | Unit Heater | Baseline Forecast | Winter Demand Savings (N/A)
F4_Industrial_Primary Metals_Existing_Space Heating_Natural Gas_Unit Heater_Baseline Forecast | F4 | Industrial | Primary Metals | Existing | Space Heating | Natural Gas | Unit Heater | Baseline Forecast | Incremental Savings (MMtherm)
F1_Industrial_Primary Metals_Existing_Process_Natural Gas_Process Boiler_Baseline Forecast | F1 | Industrial | Primary Metals | Existing | Process | Natural Gas | Process Boiler | Baseline Forecast | Consumption Savings (MMtherm)
F2_Industrial_Primary Metals_Existing_Process_Natural Gas_Process Boiler_Baseline Forecast | F2 | Industrial | Primary Metals | Existing | Process | Natural Gas | Process Boiler | Baseline Forecast | Summer Demand Savings (N/A)
F3_Industrial_Primary Metals_Existing_Process_Natural Gas_Process Boiler_Baseline Forecast | F3 | Industrial | Primary Metals | Existing | Process | Natural Gas | Process Boiler | Baseline Forecast | Winter Demand Savings (N/A)
F4_Industrial_Primary Metals_Existing_Process_Natural Gas_Process Boiler_Baseline Forecast | F4 | Industrial | Primary Metals | Existing | Process | Natural Gas | Process Boiler | Baseline Forecast | Incremental Savings (MMtherm)
F1_Industrial_Primary Metals_Existing_Process_Natural Gas_Process Heating_Baseline Forecast | F1 | Industrial | Primary Metals | Existing | Process | Natural Gas | Process Heating | Baseline Forecast | Consumption Savings (MMtherm)
F2_Industrial_Primary Metals_Existing_Process_Natural Gas_Process Heating_Baseline Forecast | F2 | Industrial | Primary Metals | Existing | Process | Natural Gas | Process Heating | Baseline Forecast | Summer Demand Savings (N/A)
F3_Industrial_Primary Metals_Existing_Process_Natural Gas_Process Heating_Baseline Forecast | F3 | Industrial | Primary Metals | Existing | Process | Natural Gas | Process Heating | Baseline Forecast | Winter Demand Savings (N/A)
F4_Industrial_Primary Metals_Existing_Process_Natural Gas_Process Heating_Baseline Forecast | F4 | Industrial | Primary Metals | Existing | Process | Natural Gas | Process Heating | Baseline Forecast | Incremental Savings (MMtherm)
F1_Industrial_Primary Metals_Existing_Process_Natural Gas_Process Cooling_Baseline Forecast | F1 | Industrial | Primary Metals | Existing | Process | Natural Gas | Process Cooling | Baseline Forecast | Consumption Savings (MMtherm)
F2_Industrial_Primary Metals_Existing_Process_Natural Gas_Process Cooling_Baseline Forecast | F2 | Industrial | Primary Metals | Existing | Process | Natural Gas | Process Cooling | Baseline Forecast | Summer Demand Savings (N/A)
F3_Industrial_Primary Metals_Existing_Process_Natural Gas_Process Cooling_Baseline Forecast | F3 | Industrial | Primary Metals | Existing | Process | Natural Gas | Process Cooling | Baseline Forecast | Winter Demand Savings (N/A)
F4_Industrial_Primary Metals_Existing_Process_Natural Gas_Process Cooling_Baseline Forecast | F4 | Industrial | Primary Metals | Existing | Process | Natural Gas | Process Cooling | Baseline Forecast | Incremental Savings (MMtherm)
F1_Industrial_Primary Metals_Existing_Process_Natural Gas_Other Process_Baseline Forecast | F1 | Industrial | Primary Metals | Existing | Process | Natural Gas | Other Process | Baseline Forecast | Consumption Savings (MMtherm)
F2_Industrial_Primary Metals_Existing_Process_Natural Gas_Other Process_Baseline Forecast | F2 | Industrial | Primary Metals | Existing | Process | Natural Gas | Other Process | Baseline Forecast | Summer Demand Savings (N/A)
F3_Industrial_Primary Metals_Existing_Process_Natural Gas_Other Process_Baseline Forecast | F3 | Industrial | Primary Metals | Existing | Process | Natural Gas | Other Process | Baseline Forecast | Winter Demand Savings (N/A)
F4_Industrial_Primary Metals_Existing_Process_Natural Gas_Other Process_Baseline Forecast | F4 | Industrial | Primary Metals | Existing | Process | Natural Gas | Other Process | Baseline Forecast | Incremental Savings (MMtherm)
F1_Industrial_Primary Metals_Existing_Miscellaneous_Natural Gas_Miscellaneous_Baseline Forecast | F1 | Industrial | Primary Metals | Existing | Miscellaneous | Natural Gas | Miscellaneous | Baseline Forecast | Consumption Savings (MMtherm)
F2_Industrial_Primary Metals_Existing_Miscellaneous_Natural Gas_Miscellaneous_Baseline Forecast | F2 | Industrial | Primary Metals | Existing | Miscellaneous | Natural Gas | Miscellaneous | Baseline Forecast | Summer Demand Savings (N/A)
F3_Industrial_Primary Metals_Existing_Miscellaneous_Natural Gas_Miscellaneous_Baseline Forecast | F3 | Industrial | Primary Metals | Existing | Miscellaneous | Natural Gas | Miscellaneous | Baseline Forecast | Winter Demand Savings (N/A)
F4_Industrial_Primary Metals_Existing_Miscellaneous_Natural Gas_Miscellaneous_Baseline Forecast | F4 | Industrial | Primary Metals | Existing | Miscellaneous | Natural Gas | Miscellaneous | Baseline Forecast | Incremental Savings (MMtherm)
F1_Industrial_Primary Metals_New_Space Heating_Natural Gas_Furnace_Baseline Forecast | F1 | Industrial | Primary Metals | New | Space Heating | Natural Gas | Furnace | Baseline Forecast | Consumption Savings (MMtherm)
F2_Industrial_Primary Metals_New_Space Heating_Natural Gas_Furnace_Baseline Forecast | F2 | Industrial | Primary Metals | New | Space Heating | Natural Gas | Furnace | Baseline Forecast | Summer Demand Savings (N/A)
F3_Industrial_Primary Metals_New_Space Heating_Natural Gas_Furnace_Baseline Forecast | F3 | Industrial | Primary Metals | New | Space Heating | Natural Gas | Furnace | Baseline Forecast | Winter Demand Savings (N/A)
F4_Industrial_Primary Metals_New_Space Heating_Natural Gas_Furnace_Baseline Forecast | F4 | Industrial | Primary Metals | New | Space Heating | Natural Gas | Furnace | Baseline Forecast | Incremental Savings (MMtherm)
F1_Industrial_Primary Metals_New_Space Heating_Natural Gas_Boiler_Baseline Forecast | F1 | Industrial | Primary Metals | New | Space Heating | Natural Gas | Boiler | Baseline Forecast | Consumption Savings (MMtherm)
F2_Industrial_Primary Metals_New_Space Heating_Natural Gas_Boiler_Baseline Forecast | F2 | Industrial | Primary Metals | New | Space Heating | Natural Gas | Boiler | Baseline Forecast | Summer Demand Savings (N/A)
F3_Industrial_Primary Metals_New_Space Heating_Natural Gas_Boiler_Baseline Forecast | F3 | Industrial | Primary Metals | New | Space Heating | Natural Gas | Boiler | Baseline Forecast | Winter Demand Savings (N/A)
F4_Industrial_Primary Metals_New_Space Heating_Natural Gas_Boiler_Baseline Forecast | F4 | Industrial | Primary Metals | New | Space Heating | Natural Gas | Boiler | Baseline Forecast | Incremental Savings (MMtherm)
F1_Industrial_Primary Metals_New_Space Heating_Natural Gas_Unit Heater_Baseline Forecast | F1 | Industrial | Primary Metals | New | Space Heating | Natural Gas | Unit Heater | Baseline Forecast | Consumption Savings (MMtherm)
F2_Industrial_Primary Metals_New_Space Heating_Natural Gas_Unit Heater_Baseline Forecast | F2 | Industrial | Primary Metals | New | Space Heating | Natural Gas | Unit Heater | Baseline Forecast | Summer Demand Savings (N/A)
F3_Industrial_Primary Metals_New_Space Heating_Natural Gas_Unit Heater_Baseline Forecast | F3 | Industrial | Primary Metals | New | Space Heating | Natural Gas | Unit Heater | Baseline Forecast | Winter Demand Savings (N/A)
F4_Industrial_Primary Metals_New_Space Heating_Natural Gas_Unit Heater_Baseline Forecast | F4 | Industrial | Primary Metals | New | Space Heating | Natural Gas | Unit Heater | Baseline Forecast | Incremental Savings (MMtherm)
F1_Industrial_Primary Metals_New_Process_Natural Gas_Process Boiler_Baseline Forecast | F1 | Industrial | Primary Metals | New | Process | Natural Gas | Process Boiler | Baseline Forecast | Consumption Savings (MMtherm)
F2_Industrial_Primary Metals_New_Process_Natural Gas_Process Boiler_Baseline Forecast | F2 | Industrial | Primary Metals | New | Process | Natural Gas | Process Boiler | Baseline Forecast | Summer Demand Savings (N/A)
F3_Industrial_Primary Metals_New_Process_Natural Gas_Process Boiler_Baseline Forecast | F3 | Industrial | Primary Metals | New | Process | Natural Gas | Process Boiler | Baseline Forecast | Winter Demand Savings (N/A)
F4_Industrial_Primary Metals_New_Process_Natural Gas_Process Boiler_Baseline Forecast | F4 | Industrial | Primary Metals | New | Process | Natural Gas | Process Boiler | Baseline Forecast | Incremental Savings (MMtherm)
F1_Industrial_Primary Metals_New_Process_Natural Gas_Process Heating_Baseline Forecast | F1 | Industrial | Primary Metals | New | Process | Natural Gas | Process Heating | Baseline Forecast | Consumption Savings (MMtherm)
F2_Industrial_Primary Metals_New_Process_Natural Gas_Process Heating_Baseline Forecast | F2 | Industrial | Primary Metals | New | Process | Natural Gas | Process Heating | Baseline Forecast | Summer Demand Savings (N/A)
F3_Industrial_Primary Metals_New_Process_Natural Gas_Process Heating_Baseline Forecast | F3 | Industrial | Primary Metals | New | Process | Natural Gas | Process Heating | Baseline Forecast | Winter Demand Savings (N/A)
F4_Industrial_Primary Metals_New_Process_Natural Gas_Process Heating_Baseline Forecast | F4 | Industrial | Primary Metals | New | Process | Natural Gas | Process Heating | Baseline Forecast | Incremental Savings (MMtherm)
F1_Industrial_Primary Metals_New_Process_Natural Gas_Process Cooling_Baseline Forecast | F1 | Industrial | Primary Metals | New | Process | Natural Gas | Process Cooling | Baseline Forecast | Consumption Savings (MMtherm)
F2_Industrial_Primary Metals_New_Process_Natural Gas_Process Cooling_Baseline Forecast | F2 | Industrial | Primary Metals | New | Process | Natural Gas | Process Cooling | Baseline Forecast | Summer Demand Savings (N/A)
F3_Industrial_Primary Metals_New_Process_Natural Gas_Process Cooling_Baseline Forecast | F3 | Industrial | Primary Metals | New | Process | Natural Gas | Process Cooling | Baseline Forecast | Winter Demand Savings (N/A)
F4_Industrial_Primary Metals_New_Process_Natural Gas_Process Cooling_Baseline Forecast | F4 | Industrial | Primary Metals | New | Process | Natural Gas | Process Cooling | Baseline Forecast | Incremental Savings (MMtherm)
F1_Industrial_Primary Metals_New_Process_Natural Gas_Other Process_Baseline Forecast | F1 | Industrial | Primary Metals | New | Process | Natural Gas | Other Process | Baseline Forecast | Consumption Savings (MMtherm)
F2_Industrial_Primary Metals_New_Process_Natural Gas_Other Process_Baseline Forecast | F2 | Industrial | Primary Metals | New | Process | Natural Gas | Other Process | Baseline Forecast | Summer Demand Savings (N/A)
F3_Industrial_Primary Metals_New_Process_Natural Gas_Other Process_Baseline Forecast | F3 | Industrial | Primary Metals | New | Process | Natural Gas | Other Process | Baseline Forecast | Winter Demand Savings (N/A)
F4_Industrial_Primary Metals_New_Process_Natural Gas_Other Process_Baseline Forecast | F4 | Industrial | Primary Metals | New | Process | Natural Gas | Other Process | Baseline Forecast | Incremental Savings (MMtherm)
F1_Industrial_Primary Metals_New_Miscellaneous_Natural Gas_Miscellaneous_Baseline Forecast | F1 | Industrial | Primary Metals | New | Miscellaneous | Natural Gas | Miscellaneous | Baseline Forecast | Consumption Savings (MMtherm)
F2_Industrial_Primary Metals_New_Miscellaneous_Natural Gas_Miscellaneous_Baseline Forecast | F2 | Industrial | Primary Metals | New | Miscellaneous | Natural Gas | Miscellaneous | Baseline Forecast | Summer Demand Savings (N/A)
F3_Industrial_Primary Metals_New_Miscellaneous_Natural Gas_Miscellaneous_Baseline Forecast | F3 | Industrial | Primary Metals | New | Miscellaneous | Natural Gas | Miscellaneous | Baseline Forecast | Winter Demand Savings (N/A)
F4_Industrial_Primary Metals_New_Miscellaneous_Natural Gas_Miscellaneous_Baseline Forecast | F4 | Industrial | Primary Metals | New | Miscellaneous | Natural Gas | Miscellaneous | Baseline Forecast | Incremental Savings (MMtherm)
F1_Industrial_Stone, Clay, and Glass_Existing_Space Heating_Natural Gas_Furnace_Baseline Forecast | F1 | Industrial | Stone, Clay, and Glass | Existing | Space Heating | Natural Gas | Furnace | Baseline Forecast | Consumption Savings (MMtherm)
F2_Industrial_Stone, Clay, and Glass_Existing_Space Heating_Natural Gas_Furnace_Baseline Forecast | F2 | Industrial | Stone, Clay, and Glass | Existing | Space Heating | Natural Gas | Furnace | Baseline Forecast | Summer Demand Savings (N/A)
F3_Industrial_Stone, Clay, and Glass_Existing_Space Heating_Natural Gas_Furnace_Baseline Forecast | F3 | Industrial | Stone, Clay, and Glass | Existing | Space Heating | Natural Gas | Furnace | Baseline Forecast | Winter Demand Savings (N/A)
F4_Industrial_Stone, Clay, and Glass_Existing_Space Heating_Natural Gas_Furnace_Baseline Forecast | F4 | Industrial | Stone, Clay, and Glass | Existing | Space Heating | Natural Gas | Furnace | Baseline Forecast | Incremental Savings (MMtherm)
F1_Industrial_Stone, Clay, and Glass_Existing_Space Heating_Natural Gas_Boiler_Baseline Forecast | F1 | Industrial | Stone, Clay, and Glass | Existing | Space Heating | Natural Gas | Boiler | Baseline Forecast | Consumption Savings (MMtherm)
F2_Industrial_Stone, Clay, and Glass_Existing_Space Heating_Natural Gas_Boiler_Baseline Forecast | F2 | Industrial | Stone, Clay, and Glass | Existing | Space Heating | Natural Gas | Boiler | Baseline Forecast | Summer Demand Savings (N/A)
F3_Industrial_Stone, Clay, and Glass_Existing_Space Heating_Natural Gas_Boiler_Baseline Forecast | F3 | Industrial | Stone, Clay, and Glass | Existing | Space Heating | Natural Gas | Boiler | Baseline Forecast | Winter Demand Savings (N/A)
F4_Industrial_Stone, Clay, and Glass_Existing_Space Heating_Natural Gas_Boiler_Baseline Forecast | F4 | Industrial | Stone, Clay, and Glass | Existing | Space Heating | Natural Gas | Boiler | Baseline Forecast | Incremental Savings (MMtherm)
F1_Industrial_Stone, Clay, and Glass_Existing_Space Heating_Natural Gas_Unit Heater_Baseline Forecast | F1 | Industrial | Stone, Clay, and Glass | Existing | Space Heating | Natural Gas | Unit Heater | Baseline Forecast | Consumption Savings (MMtherm)
F2_Industrial_Stone, Clay, and Glass_Existing_Space Heating_Natural Gas_Unit Heater_Baseline Forecast | F2 | Industrial | Stone, Clay, and Glass | Existing | Space Heating | Natural Gas | Unit Heater | Baseline Forecast | Summer Demand Savings (N/A)
F3_Industrial_Stone, Clay, and Glass_Existing_Space Heating_Natural Gas_Unit Heater_Baseline Forecast | F3 | Industrial | Stone, Clay, and Glass | Existing | Space Heating | Natural Gas | Unit Heater | Baseline Forecast | Winter Demand Savings (N/A)
F4_Industrial_Stone, Clay, and Glass_Existing_Space Heating_Natural Gas_Unit Heater_Baseline Forecast | F4 | Industrial | Stone, Clay, and Glass | Existing | Space Heating | Natural Gas | Unit Heater | Baseline Forecast | Incremental Savings (MMtherm)
F1_Industrial_Stone, Clay, and Glass_Existing_Process_Natural Gas_Process Boiler_Baseline Forecast | F1 | Industrial | Stone, Clay, and Glass | Existing | Process | Natural Gas | Process Boiler | Baseline Forecast | Consumption Savings (MMtherm)
F2_Industrial_Stone, Clay, and Glass_Existing_Process_Natural Gas_Process Boiler_Baseline Forecast | F2 | Industrial | Stone, Clay, and Glass | Existing | Process | Natural Gas | Process Boiler | Baseline Forecast | Summer Demand Savings (N/A)
F3_Industrial_Stone, Clay, and Glass_Existing_Process_Natural Gas_Process Boiler_Baseline Forecast | F3 | Industrial | Stone, Clay, and Glass | Existing | Process | Natural Gas | Process Boiler | Baseline Forecast | Winter Demand Savings (N/A)
F4_Industrial_Stone, Clay, and Glass_Existing_Process_Natural Gas_Process Boiler_Baseline Forecast | F4 | Industrial | Stone, Clay, and Glass | Existing | Process | Natural Gas | Process Boiler | Baseline Forecast | Incremental Savings (MMtherm)
F1_Industrial_Stone, Clay, and Glass_Existing_Process_Natural Gas_Process Heating_Baseline Forecast | F1 | Industrial | Stone, Clay, and Glass | Existing | Process | Natural Gas | Process Heating | Baseline Forecast | Consumption Savings (MMtherm)
F2_Industrial_Stone, Clay, and Glass_Existing_Process_Natural Gas_Process Heating_Baseline Forecast | F2 | Industrial | Stone, Clay, and Glass | Existing | Process | Natural Gas | Process Heating | Baseline Forecast | Summer Demand Savings (N/A)
F3_Industrial_Stone, Clay, and Glass_Existing_Process_Natural Gas_Process Heating_Baseline Forecast | F3 | Industrial | Stone, Clay, and Glass | Existing | Process | Natural Gas | Process Heating | Baseline Forecast | Winter Demand Savings (N/A)
F4_Industrial_Stone, Clay, and Glass_Existing_Process_Natural Gas_Process Heating_Baseline Forecast | F4 | Industrial | Stone, Clay, and Glass | Existing | Process | Natural Gas | Process Heating | Baseline Forecast | Incremental Savings (MMtherm)
F1_Industrial_Stone, Clay, and Glass_Existing_Process_Natural Gas_Process Cooling_Baseline Forecast | F1 | Industrial | Stone, Clay, and Glass | Existing | Process | Natural Gas | Process Cooling | Baseline Forecast | Consumption Savings (MMtherm)
F2_Industrial_Stone, Clay, and Glass_Existing_Process_Natural Gas_Process Cooling_Baseline Forecast | F2 | Industrial | Stone, Clay, and Glass | Existing | Process | Natural Gas | Process Cooling | Baseline Forecast | Summer Demand Savings (N/A)
F3_Industrial_Stone, Clay, and Glass_Existing_Process_Natural Gas_Process Cooling_Baseline Forecast | F3 | Industrial | Stone, Clay, and Glass | Existing | Process | Natural Gas | Process Cooling | Baseline Forecast | Winter Demand Savings (N/A)
F4_Industrial_Stone, Clay, and Glass_Existing_Process_Natural Gas_Process Cooling_Baseline Forecast | F4 | Industrial | Stone, Clay, and Glass | Existing | Process | Natural Gas | Process Cooling | Baseline Forecast | Incremental Savings (MMtherm)
F1_Industrial_Stone, Clay, and Glass_Existing_Process_Natural Gas_Other Process_Baseline Forecast | F1 | Industrial | Stone, Clay, and Glass | Existing | Process | Natural Gas | Other Process | Baseline Forecast | Consumption Savings (MMtherm)
F2_Industrial_Stone, Clay, and Glass_Existing_Process_Natural Gas_Other Process_Baseline Forecast | F2 | Industrial | Stone, Clay, and Glass | Existing | Process | Natural Gas | Other Process | Baseline Forecast | Summer Demand Savings (N/A)
F3_Industrial_Stone, Clay, and Glass_Existing_Process_Natural Gas_Other Process_Baseline Forecast | F3 | Industrial | Stone, Clay, and Glass | Existing | Process | Natural Gas | Other Process | Baseline Forecast | Winter Demand Savings (N/A)
F4_Industrial_Stone, Clay, and Glass_Existing_Process_Natural Gas_Other Process_Baseline Forecast | F4 | Industrial | Stone, Clay, and Glass | Existing | Process | Natural Gas | Other Process | Baseline Forecast | Incremental Savings (MMtherm)
F1_Industrial_Stone, Clay, and Glass_Existing_Miscellaneous_Natural Gas_Miscellaneous_Baseline Forecast | F1 | Industrial | Stone, Clay, and Glass | Existing | Miscellaneous | Natural Gas | Miscellaneous | Baseline Forecast | Consumption Savings (MMtherm)
F2_Industrial_Stone, Clay, and Glass_Existing_Miscellaneous_Natural Gas_Miscellaneous_Baseline Forecast | F2 | Industrial | Stone, Clay, and Glass | Existing | Miscellaneous | Natural Gas | Miscellaneous | Baseline Forecast | Summer Demand Savings (N/A)
F3_Industrial_Stone, Clay, and Glass_Existing_Miscellaneous_Natural Gas_Miscellaneous_Baseline Forecast | F3 | Industrial | Stone, Clay, and Glass | Existing | Miscellaneous | Natural Gas | Miscellaneous | Baseline Forecast | Winter Demand Savings (N/A)
F4_Industrial_Stone, Clay, and Glass_Existing_Miscellaneous_Natural Gas_Miscellaneous_Baseline Forecast | F4 | Industrial | Stone, Clay, and Glass | Existing | Miscellaneous | Natural Gas | Miscellaneous | Baseline Forecast | Incremental Savings (MMtherm)
F1_Industrial_Stone, Clay, and Glass_New_Space Heating_Natural Gas_Furnace_Baseline Forecast | F1 | Industrial | Stone, Clay, and Glass | New | Space Heating | Natural Gas | Furnace | Baseline Forecast | Consumption Savings (MMtherm)
F2_Industrial_Stone, Clay, and Glass_New_Space Heating_Natural Gas_Furnace_Baseline Forecast | F2 | Industrial | Stone, Clay, and Glass | New | Space Heating | Natural Gas | Furnace | Baseline Forecast | Summer Demand Savings (N/A)
F3_Industrial_Stone, Clay, and Glass_New_Space Heating_Natural Gas_Furnace_Baseline Forecast | F3 | Industrial | Stone, Clay, and Glass | New | Space Heating | Natural Gas | Furnace | Baseline Forecast | Winter Demand Savings (N/A)
F4_Industrial_Stone, Clay, and Glass_New_Space Heating_Natural Gas_Furnace_Baseline Forecast | F4 | Industrial | Stone, Clay, and Glass | New | Space Heating | Natural Gas | Furnace | Baseline Forecast | Incremental Savings (MMtherm)
F1_Industrial_Stone, Clay, and Glass_New_Space Heating_Natural Gas_Boiler_Baseline Forecast | F1 | Industrial | Stone, Clay, and Glass | New | Space Heating | Natural Gas | Boiler | Baseline Forecast | Consumption Savings (MMtherm)
F2_Industrial_Stone, Clay, and Glass_New_Space Heating_Natural Gas_Boiler_Baseline Forecast | F2 | Industrial | Stone, Clay, and Glass | New | Space Heating | Natural Gas | Boiler | Baseline Forecast | Summer Demand Savings (N/A)
F3_Industrial_Stone, Clay, and Glass_New_Space Heating_Natural Gas_Boiler_Baseline Forecast | F3 | Industrial | Stone, Clay, and Glass | New | Space Heating | Natural Gas | Boiler | Baseline Forecast | Winter Demand Savings (N/A)
F4_Industrial_Stone, Clay, and Glass_New_Space Heating_Natural Gas_Boiler_Baseline Forecast | F4 | Industrial | Stone, Clay, and Glass | New | Space Heating | Natural Gas | Boiler | Baseline Forecast | Incremental Savings (MMtherm)
F1_Industrial_Stone, Clay, and Glass_New_Space Heating_Natural Gas_Unit Heater_Baseline Forecast | F1 | Industrial | Stone, Clay, and Glass | New | Space Heating | Natural Gas | Unit Heater | Baseline Forecast | Consumption Savings (MMtherm)
F2_Industrial_Stone, Clay, and Glass_New_Space Heating_Natural Gas_Unit Heater_Baseline Forecast | F2 | Industrial | Stone, Clay, and Glass | New | Space Heating | Natural Gas | Unit Heater | Baseline Forecast | Summer Demand Savings (N/A)
F3_Industrial_Stone, Clay, and Glass_New_Space Heating_Natural Gas_Unit Heater_Baseline Forecast | F3 | Industrial | Stone, Clay, and Glass | New | Space Heating | Natural Gas | Unit Heater | Baseline Forecast | Winter Demand Savings (N/A)
F4_Industrial_Stone, Clay, and Glass_New_Space Heating_Natural Gas_Unit Heater_Baseline Forecast | F4 | Industrial | Stone, Clay, and Glass | New | Space Heating | Natural Gas | Unit Heater | Baseline Forecast | Incremental Savings (MMtherm)
F1_Industrial_Stone, Clay, and Glass_New_Process_Natural Gas_Process Boiler_Baseline Forecast | F1 | Industrial | Stone, Clay, and Glass | New | Process | Natural Gas | Process Boiler | Baseline Forecast | Consumption Savings (MMtherm)
F2_Industrial_Stone, Clay, and Glass_New_Process_Natural Gas_Process Boiler_Baseline Forecast | F2 | Industrial | Stone, Clay, and Glass | New | Process | Natural Gas | Process Boiler | Baseline Forecast | Summer Demand Savings (N/A)
F3_Industrial_Stone, Clay, and Glass_New_Process_Natural Gas_Process Boiler_Baseline Forecast | F3 | Industrial | Stone, Clay, and Glass | New | Process | Natural Gas | Process Boiler | Baseline Forecast | Winter Demand Savings (N/A)
F4_Industrial_Stone, Clay, and Glass_New_Process_Natural Gas_Process Boiler_Baseline Forecast | F4 | Industrial | Stone, Clay, and Glass | New | Process | Natural Gas | Process Boiler | Baseline Forecast | Incremental Savings (MMtherm)
F1_Industrial_Stone, Clay, and Glass_New_Process_Natural Gas_Process Heating_Baseline Forecast | F1 | Industrial | Stone, Clay, and Glass | New | Process | Natural Gas | Process Heating | Baseline Forecast | Consumption Savings (MMtherm)
F2_Industrial_Stone, Clay, and Glass_New_Process_Natural Gas_Process Heating_Baseline Forecast | F2 | Industrial | Stone, Clay, and Glass | New | Process | Natural Gas | Process Heating | Baseline Forecast | Summer Demand Savings (N/A)
F3_Industrial_Stone, Clay, and Glass_New_Process_Natural Gas_Process Heating_Baseline Forecast | F3 | Industrial | Stone, Clay, and Glass | New | Process | Natural Gas | Process Heating | Baseline Forecast | Winter Demand Savings (N/A)
F4_Industrial_Stone, Clay, and Glass_New_Process_Natural Gas_Process Heating_Baseline Forecast | F4 | Industrial | Stone, Clay, and Glass | New | Process | Natural Gas | Process Heating | Baseline Forecast | Incremental Savings (MMtherm)
F1_Industrial_Stone, Clay, and Glass_New_Process_Natural Gas_Process Cooling_Baseline Forecast | F1 | Industrial | Stone, Clay, and Glass | New | Process | Natural Gas | Process Cooling | Baseline Forecast | Consumption Savings (MMtherm)
F2_Industrial_Stone, Clay, and Glass_New_Process_Natural Gas_Process Cooling_Baseline Forecast | F2 | Industrial | Stone, Clay, and Glass | New | Process | Natural Gas | Process Cooling | Baseline Forecast | Summer Demand Savings (N/A)
F3_Industrial_Stone, Clay, and Glass_New_Process_Natural Gas_Process Cooling_Baseline Forecast | F3 | Industrial | Stone, Clay, and Glass | New | Process | Natural Gas | Process Cooling | Baseline Forecast | Winter Demand Savings (N/A)
F4_Industrial_Stone, Clay, and Glass_New_Process_Natural Gas_Process Cooling_Baseline Forecast | F4 | Industrial | Stone, Clay, and Glass | New | Process | Natural Gas | Process Cooling | Baseline Forecast | Incremental Savings (MMtherm)
F1_Industrial_Stone, Clay, and Glass_New_Process_Natural Gas_Other Process_Baseline Forecast | F1 | Industrial | Stone, Clay, and Glass | New | Process | Natural Gas | Other Process | Baseline Forecast | Consumption Savings (MMtherm)
F2_Industrial_Stone, Clay, and Glass_New_Process_Natural Gas_Other Process_Baseline Forecast | F2 | Industrial | Stone, Clay, and Glass | New | Process | Natural Gas | Other Process | Baseline Forecast | Summer Demand Savings (N/A)
F3_Industrial_Stone, Clay, and Glass_New_Process_Natural Gas_Other Process_Baseline Forecast | F3 | Industrial | Stone, Clay, and Glass | New | Process | Natural Gas | Other Process | Baseline Forecast | Winter Demand Savings (N/A)
F4_Industrial_Stone, Clay, and Glass_New_Process_Natural Gas_Other Process_Baseline Forecast | F4 | Industrial | Stone, Clay, and Glass | New | Process | Natural Gas | Other Process | Baseline Forecast | Incremental Savings (MMtherm)
F1_Industrial_Stone, Clay, and Glass_New_Miscellaneous_Natural Gas_Miscellaneous_Baseline Forecast | F1 | Industrial | Stone, Clay, and Glass | New | Miscellaneous | Natural Gas | Miscellaneous | Baseline Forecast | Consumption Savings (MMtherm)
F2_Industrial_Stone, Clay, and Glass_New_Miscellaneous_Natural Gas_Miscellaneous_Baseline Forecast | F2 | Industrial | Stone, Clay, and Glass | New | Miscellaneous | Natural Gas | Miscellaneous | Baseline Forecast | Summer Demand Savings (N/A)
F3_Industrial_Stone, Clay, and Glass_New_Miscellaneous_Natural Gas_Miscellaneous_Baseline Forecast | F3 | Industrial | Stone, Clay, and Glass | New | Miscellaneous | Natural Gas | Miscellaneous | Baseline Forecast | Winter Demand Savings (N/A)
F4_Industrial_Stone, Clay, and Glass_New_Miscellaneous_Natural Gas_Miscellaneous_Baseline Forecast | F4 | Industrial | Stone, Clay, and Glass | New | Miscellaneous | Natural Gas | Miscellaneous | Baseline Forecast | Incremental Savings (MMtherm)
F1_Industrial_Petroleum_Existing_Space Heating_Natural Gas_Furnace_Baseline Forecast | F1 | Industrial | Petroleum | Existing | Space Heating | Natural Gas | Furnace | Baseline Forecast | Consumption Savings (MMtherm)
F2_Industrial_Petroleum_Existing_Space Heating_Natural Gas_Furnace_Baseline Forecast | F2 | Industrial | Petroleum | Existing | Space Heating | Natural Gas | Furnace | Baseline Forecast | Summer Demand Savings (N/A)
F3_Industrial_Petroleum_Existing_Space Heating_Natural Gas_Furnace_Baseline Forecast | F3 | Industrial | Petroleum | Existing | Space Heating | Natural Gas | Furnace | Baseline Forecast | Winter Demand Savings (N/A)
F4_Industrial_Petroleum_Existing_Space Heating_Natural Gas_Furnace_Baseline Forecast | F4 | Industrial | Petroleum | Existing | Space Heating | Natural Gas | Furnace | Baseline Forecast | Incremental Savings (MMtherm)
F1_Industrial_Petroleum_Existing_Space Heating_Natural Gas_Boiler_Baseline Forecast | F1 | Industrial | Petroleum | Existing | Space Heating | Natural Gas | Boiler | Baseline Forecast | Consumption Savings (MMtherm)
F2_Industrial_Petroleum_Existing_Space Heating_Natural Gas_Boiler_Baseline Forecast | F2 | Industrial | Petroleum | Existing | Space Heating | Natural Gas | Boiler | Baseline Forecast | Summer Demand Savings (N/A)
F3_Industrial_Petroleum_Existing_Space Heating_Natural Gas_Boiler_Baseline Forecast | F3 | Industrial | Petroleum | Existing | Space Heating | Natural Gas | Boiler | Baseline Forecast | Winter Demand Savings (N/A)
F4_Industrial_Petroleum_Existing_Space Heating_Natural Gas_Boiler_Baseline Forecast | F4 | Industrial | Petroleum | Existing | Space Heating | Natural Gas | Boiler | Baseline Forecast | Incremental Savings (MMtherm)
F1_Industrial_Petroleum_Existing_Space Heating_Natural Gas_Unit Heater_Baseline Forecast | F1 | Industrial | Petroleum | Existing | Space Heating | Natural Gas | Unit Heater | Baseline Forecast | Consumption Savings (MMtherm)
F2_Industrial_Petroleum_Existing_Space Heating_Natural Gas_Unit Heater_Baseline Forecast | F2 | Industrial | Petroleum | Existing | Space Heating | Natural Gas | Unit Heater | Baseline Forecast | Summer Demand Savings (N/A)
F3_Industrial_Petroleum_Existing_Space Heating_Natural Gas_Unit Heater_Baseline Forecast | F3 | Industrial | Petroleum | Existing | Space Heating | Natural Gas | Unit Heater | Baseline Forecast | Winter Demand Savings (N/A)
F4_Industrial_Petroleum_Existing_Space Heating_Natural Gas_Unit Heater_Baseline Forecast | F4 | Industrial | Petroleum | Existing | Space Heating | Natural Gas | Unit Heater | Baseline Forecast | Incremental Savings (MMtherm)
F1_Industrial_Petroleum_Existing_Process_Natural Gas_Process Boiler_Baseline Forecast | F1 | Industrial | Petroleum | Existing | Process | Natural Gas | Process Boiler | Baseline Forecast | Consumption Savings (MMtherm)
F2_Industrial_Petroleum_Existing_Process_Natural Gas_Process Boiler_Baseline Forecast | F2 | Industrial | Petroleum | Existing | Process | Natural Gas | Process Boiler | Baseline Forecast | Summer Demand Savings (N/A)
F3_Industrial_Petroleum_Existing_Process_Natural Gas_Process Boiler_Baseline Forecast | F3 | Industrial | Petroleum | Existing | Process | Natural Gas | Process Boiler | Baseline Forecast | Winter Demand Savings (N/A)
F4_Industrial_Petroleum_Existing_Process_Natural Gas_Process Boiler_Baseline Forecast | F4 | Industrial | Petroleum | Existing | Process | Natural Gas | Process Boiler | Baseline Forecast | Incremental Savings (MMtherm)
F1_Industrial_Petroleum_Existing_Process_Natural Gas_Process Heating_Baseline Forecast | F1 | Industrial | Petroleum | Existing | Process | Natural Gas | Process Heating | Baseline Forecast | Consumption Savings (MMtherm)
F2_Industrial_Petroleum_Existing_Process_Natural Gas_Process Heating_Baseline Forecast | F2 | Industrial | Petroleum | Existing | Process | Natural Gas | Process Heating | Baseline Forecast | Summer Demand Savings (N/A)
F3_Industrial_Petroleum_Existing_Process_Natural Gas_Process Heating_Baseline Forecast | F3 | Industrial | Petroleum | Existing | Process | Natural Gas | Process Heating | Baseline Forecast | Winter Demand Savings (N/A)
F4_Industrial_Petroleum_Existing_Process_Natural Gas_Process Heating_Baseline Forecast | F4 | Industrial | Petroleum | Existing | Process | Natural Gas | Process Heating | Baseline Forecast | Incremental Savings (MMtherm)
F1_Industrial_Petroleum_Existing_Process_Natural Gas_Process Cooling_Baseline Forecast | F1 | Industrial | Petroleum | Existing | Process | Natural Gas | Process Cooling | Baseline Forecast | Consumption Savings (MMtherm)
F2_Industrial_Petroleum_Existing_Process_Natural Gas_Process Cooling_Baseline Forecast | F2 | Industrial | Petroleum | Existing | Process | Natural Gas | Process Cooling | Baseline Forecast | Summer Demand Savings (N/A)
F3_Industrial_Petroleum_Existing_Process_Natural Gas_Process Cooling_Baseline Forecast | F3 | Industrial | Petroleum | Existing | Process | Natural Gas | Process Cooling | Baseline Forecast | Winter Demand Savings (N/A)
F4_Industrial_Petroleum_Existing_Process_Natural Gas_Process Cooling_Baseline Forecast | F4 | Industrial | Petroleum | Existing | Process | Natural Gas | Process Cooling | Baseline Forecast | Incremental Savings (MMtherm)
F1_Industrial_Petroleum_Existing_Process_Natural Gas_Other Process_Baseline Forecast | F1 | Industrial | Petroleum | Existing | Process | Natural Gas | Other Process | Baseline Forecast | Consumption Savings (MMtherm)
F2_Industrial_Petroleum_Existing_Process_Natural Gas_Other Process_Baseline Forecast | F2 | Industrial | Petroleum | Existing | Process | Natural Gas | Other Process | Baseline Forecast | Summer Demand Savings (N/A)
F3_Industrial_Petroleum_Existing_Process_Natural Gas_Other Process_Baseline Forecast | F3 | Industrial | Petroleum | Existing | Process | Natural Gas | Other Process | Baseline Forecast | Winter Demand Savings (N/A)
F4_Industrial_Petroleum_Existing_Process_Natural Gas_Other Process_Baseline Forecast | F4 | Industrial | Petroleum | Existing | Process | Natural Gas | Other Process | Baseline Forecast | Incremental Savings (MMtherm)
F1_Industrial_Petroleum_Existing_Miscellaneous_Natural Gas_Miscellaneous_Baseline Forecast | F1 | Industrial | Petroleum | Existing | Miscellaneous | Natural Gas | Miscellaneous | Baseline Forecast | Consumption Savings (MMtherm)
F2_Industrial_Petroleum_Existing_Miscellaneous_Natural Gas_Miscellaneous_Baseline Forecast | F2 | Industrial | Petroleum | Existing | Miscellaneous | Natural Gas | Miscellaneous | Baseline Forecast | Summer Demand Savings (N/A)
F3_Industrial_Petroleum_Existing_Miscellaneous_Natural Gas_Miscellaneous_Baseline Forecast | F3 | Industrial | Petroleum | Existing | Miscellaneous | Natural Gas | Miscellaneous | Baseline Forecast | Winter Demand Savings (N/A)
F4_Industrial_Petroleum_Existing_Miscellaneous_Natural Gas_Miscellaneous_Baseline Forecast | F4 | Industrial | Petroleum | Existing | Miscellaneous | Natural Gas | Miscellaneous | Baseline Forecast | Incremental Savings (MMtherm)
F1_Industrial_Petroleum_New_Space Heating_Natural Gas_Furnace_Baseline Forecast | F1 | Industrial | Petroleum | New | Space Heating | Natural Gas | Furnace | Baseline Forecast | Consumption Savings (MMtherm)
F2_Industrial_Petroleum_New_Space Heating_Natural Gas_Furnace_Baseline Forecast | F2 | Industrial | Petroleum | New | Space Heating | Natural Gas | Furnace | Baseline Forecast | Summer Demand Savings (N/A)
F3_Industrial_Petroleum_New_Space Heating_Natural Gas_Furnace_Baseline Forecast | F3 | Industrial | Petroleum | New | Space Heating | Natural Gas | Furnace | Baseline Forecast | Winter Demand Savings (N/A)
F4_Industrial_Petroleum_New_Space Heating_Natural Gas_Furnace_Baseline Forecast | F4 | Industrial | Petroleum | New | Space Heating | Natural Gas | Furnace | Baseline Forecast | Incremental Savings (MMtherm)
F1_Industrial_Petroleum_New_Space Heating_Natural Gas_Boiler_Baseline Forecast | F1 | Industrial | Petroleum | New | Space Heating | Natural Gas | Boiler | Baseline Forecast | Consumption Savings (MMtherm)
F2_Industrial_Petroleum_New_Space Heating_Natural Gas_Boiler_Baseline Forecast | F2 | Industrial | Petroleum | New | Space Heating | Natural Gas | Boiler | Baseline Forecast | Summer Demand Savings (N/A)
F3_Industrial_Petroleum_New_Space Heating_Natural Gas_Boiler_Baseline Forecast | F3 | Industrial | Petroleum | New | Space Heating | Natural Gas | Boiler | Baseline Forecast | Winter Demand Savings (N/A)
F4_Industrial_Petroleum_New_Space Heating_Natural Gas_Boiler_Baseline Forecast | F4 | Industrial | Petroleum | New | Space Heating | Natural Gas | Boiler | Baseline Forecast | Incremental Savings (MMtherm)
F1_Industrial_Petroleum_New_Space Heating_Natural Gas_Unit Heater_Baseline Forecast | F1 | Industrial | Petroleum | New | Space Heating | Natural Gas | Unit Heater | Baseline Forecast | Consumption Savings (MMtherm)
F2_Industrial_Petroleum_New_Space Heating_Natural Gas_Unit Heater_Baseline Forecast | F2 | Industrial | Petroleum | New | Space Heating | Natural Gas | Unit Heater | Baseline Forecast | Summer Demand Savings (N/A)
F3_Industrial_Petroleum_New_Space Heating_Natural Gas_Unit Heater_Baseline Forecast | F3 | Industrial | Petroleum | New | Space Heating | Natural Gas | Unit Heater | Baseline Forecast | Winter Demand Savings (N/A)
F4_Industrial_Petroleum_New_Space Heating_Natural Gas_Unit Heater_Baseline Forecast | F4 | Industrial | Petroleum | New | Space Heating | Natural Gas | Unit Heater | Baseline Forecast | Incremental Savings (MMtherm)
F1_Industrial_Petroleum_New_Process_Natural Gas_Process Boiler_Baseline Forecast | F1 | Industrial | Petroleum | New | Process | Natural Gas | Process Boiler | Baseline Forecast | Consumption Savings (MMtherm)
F2_Industrial_Petroleum_New_Process_Natural Gas_Process Boiler_Baseline Forecast | F2 | Industrial | Petroleum | New | Process | Natural Gas | Process Boiler | Baseline Forecast | Summer Demand Savings (N/A)
F3_Industrial_Petroleum_New_Process_Natural Gas_Process Boiler_Baseline Forecast | F3 | Industrial | Petroleum | New | Process | Natural Gas | Process Boiler | Baseline Forecast | Winter Demand Savings (N/A)
F4_Industrial_Petroleum_New_Process_Natural Gas_Process Boiler_Baseline Forecast | F4 | Industrial | Petroleum | New | Process | Natural Gas | Process Boiler | Baseline Forecast | Incremental Savings (MMtherm)
F1_Industrial_Petroleum_New_Process_Natural Gas_Process Heating_Baseline Forecast | F1 | Industrial | Petroleum | New | Process | Natural Gas | Process Heating | Baseline Forecast | Consumption Savings (MMtherm)
F2_Industrial_Petroleum_New_Process_Natural Gas_Process Heating_Baseline Forecast | F2 | Industrial | Petroleum | New | Process | Natural Gas | Process Heating | Baseline Forecast | Summer Demand Savings (N/A)
F3_Industrial_Petroleum_New_Process_Natural Gas_Process Heating_Baseline Forecast | F3 | Industrial | Petroleum | New | Process | Natural Gas | Process Heating | Baseline Forecast | Winter Demand Savings (N/A)
F4_Industrial_Petroleum_New_Process_Natural Gas_Process Heating_Baseline Forecast | F4 | Industrial | Petroleum | New | Process | Natural Gas | Process Heating | Baseline Forecast | Incremental Savings (MMtherm)
F1_Industrial_Petroleum_New_Process_Natural Gas_Process Cooling_Baseline Forecast | F1 | Industrial | Petroleum | New | Process | Natural Gas | Process Cooling | Baseline Forecast | Consumption Savings (MMtherm)
F2_Industrial_Petroleum_New_Process_Natural Gas_Process Cooling_Baseline Forecast | F2 | Industrial | Petroleum | New | Process | Natural Gas | Process Cooling | Baseline Forecast | Summer Demand Savings (N/A)
F3_Industrial_Petroleum_New_Process_Natural Gas_Process Cooling_Baseline Forecast | F3 | Industrial | Petroleum | New | Process | Natural Gas | Process Cooling | Baseline Forecast | Winter Demand Savings (N/A)
F4_Industrial_Petroleum_New_Process_Natural Gas_Process Cooling_Baseline Forecast | F4 | Industrial | Petroleum | New | Process | Natural Gas | Process Cooling | Baseline Forecast | Incremental Savings (MMtherm)
F1_Industrial_Petroleum_New_Process_Natural Gas_Other Process_Baseline Forecast | F1 | Industrial | Petroleum | New | Process | Natural Gas | Other Process | Baseline Forecast | Consumption Savings (MMtherm)
F2_Industrial_Petroleum_New_Process_Natural Gas_Other Process_Baseline Forecast | F2 | Industrial | Petroleum | New | Process | Natural Gas | Other Process | Baseline Forecast | Summer Demand Savings (N/A)
F3_Industrial_Petroleum_New_Process_Natural Gas_Other Process_Baseline Forecast | F3 | Industrial | Petroleum | New | Process | Natural Gas | Other Process | Baseline Forecast | Winter Demand Savings (N/A)
F4_Industrial_Petroleum_New_Process_Natural Gas_Other Process_Baseline Forecast | F4 | Industrial | Petroleum | New | Process | Natural Gas | Other Process | Baseline Forecast | Incremental Savings (MMtherm)
F1_Industrial_Petroleum_New_Miscellaneous_Natural Gas_Miscellaneous_Baseline Forecast | F1 | Industrial | Petroleum | New | Miscellaneous | Natural Gas | Miscellaneous | Baseline Forecast | Consumption Savings (MMtherm)
F2_Industrial_Petroleum_New_Miscellaneous_Natural Gas_Miscellaneous_Baseline Forecast | F2 | Industrial | Petroleum | New | Miscellaneous | Natural Gas | Miscellaneous | Baseline Forecast | Summer Demand Savings (N/A)
F3_Industrial_Petroleum_New_Miscellaneous_Natural Gas_Miscellaneous_Baseline Forecast | F3 | Industrial | Petroleum | New | Miscellaneous | Natural Gas | Miscellaneous | Baseline Forecast | Winter Demand Savings (N/A)
F4_Industrial_Petroleum_New_Miscellaneous_Natural Gas_Miscellaneous_Baseline Forecast | F4 | Industrial | Petroleum | New | Miscellaneous | Natural Gas | Miscellaneous | Baseline Forecast | Incremental Savings (MMtherm)
F1_Industrial_Paper and Printing_Existing_Space Heating_Natural Gas_Furnace_Baseline Forecast | F1 | Industrial | Paper and Printing | Existing | Space Heating | Natural Gas | Furnace | Baseline Forecast | Consumption Savings (MMtherm)
F2_Industrial_Paper and Printing_Existing_Space Heating_Natural Gas_Furnace_Baseline Forecast | F2 | Industrial | Paper and Printing | Existing | Space Heating | Natural Gas | Furnace | Baseline Forecast | Summer Demand Savings (N/A)
F3_Industrial_Paper and Printing_Existing_Space Heating_Natural Gas_Furnace_Baseline Forecast | F3 | Industrial | Paper and Printing | Existing | Space Heating | Natural Gas | Furnace | Baseline Forecast | Winter Demand Savings (N/A)
F4_Industrial_Paper and Printing_Existing_Space Heating_Natural Gas_Furnace_Baseline Forecast | F4 | Industrial | Paper and Printing | Existing | Space Heating | Natural Gas | Furnace | Baseline Forecast | Incremental Savings (MMtherm)
F1_Industrial_Paper and Printing_Existing_Space Heating_Natural Gas_Boiler_Baseline Forecast | F1 | Industrial | Paper and Printing | Existing | Space Heating | Natural Gas | Boiler | Baseline Forecast | Consumption Savings (MMtherm)
F2_Industrial_Paper and Printing_Existing_Space Heating_Natural Gas_Boiler_Baseline Forecast | F2 | Industrial | Paper and Printing | Existing | Space Heating | Natural Gas | Boiler | Baseline Forecast | Summer Demand Savings (N/A)
F3_Industrial_Paper and Printing_Existing_Space Heating_Natural Gas_Boiler_Baseline Forecast | F3 | Industrial | Paper and Printing | Existing | Space Heating | Natural Gas | Boiler | Baseline Forecast | Winter Demand Savings (N/A)
F4_Industrial_Paper and Printing_Existing_Space Heating_Natural Gas_Boiler_Baseline Forecast | F4 | Industrial | Paper and Printing | Existing | Space Heating | Natural Gas | Boiler | Baseline Forecast | Incremental Savings (MMtherm)
F1_Industrial_Paper and Printing_Existing_Space Heating_Natural Gas_Unit Heater_Baseline Forecast | F1 | Industrial | Paper and Printing | Existing | Space Heating | Natural Gas | Unit Heater | Baseline Forecast | Consumption Savings (MMtherm)
F2_Industrial_Paper and Printing_Existing_Space Heating_Natural Gas_Unit Heater_Baseline Forecast | F2 | Industrial | Paper and Printing | Existing | Space Heating | Natural Gas | Unit Heater | Baseline Forecast | Summer Demand Savings (N/A)
F3_Industrial_Paper and Printing_Existing_Space Heating_Natural Gas_Unit Heater_Baseline Forecast | F3 | Industrial | Paper and Printing | Existing | Space Heating | Natural Gas | Unit Heater | Baseline Forecast | Winter Demand Savings (N/A)
F4_Industrial_Paper and Printing_Existing_Space Heating_Natural Gas_Unit Heater_Baseline Forecast | F4 | Industrial | Paper and Printing | Existing | Space Heating | Natural Gas | Unit Heater | Baseline Forecast | Incremental Savings (MMtherm)
F1_Industrial_Paper and Printing_Existing_Process_Natural Gas_Process Boiler_Baseline Forecast | F1 | Industrial | Paper and Printing | Existing | Process | Natural Gas | Process Boiler | Baseline Forecast | Consumption Savings (MMtherm)
F2_Industrial_Paper and Printing_Existing_Process_Natural Gas_Process Boiler_Baseline Forecast | F2 | Industrial | Paper and Printing | Existing | Process | Natural Gas | Process Boiler | Baseline Forecast | Summer Demand Savings (N/A)
F3_Industrial_Paper and Printing_Existing_Process_Natural Gas_Process Boiler_Baseline Forecast | F3 | Industrial | Paper and Printing | Existing | Process | Natural Gas | Process Boiler | Baseline Forecast | Winter Demand Savings (N/A)
F4_Industrial_Paper and Printing_Existing_Process_Natural Gas_Process Boiler_Baseline Forecast | F4 | Industrial | Paper and Printing | Existing | Process | Natural Gas | Process Boiler | Baseline Forecast | Incremental Savings (MMtherm)
F1_Industrial_Paper and Printing_Existing_Process_Natural Gas_Process Heating_Baseline Forecast | F1 | Industrial | Paper and Printing | Existing | Process | Natural Gas | Process Heating | Baseline Forecast | Consumption Savings (MMtherm)
F2_Industrial_Paper and Printing_Existing_Process_Natural Gas_Process Heating_Baseline Forecast | F2 | Industrial | Paper and Printing | Existing | Process | Natural Gas | Process Heating | Baseline Forecast | Summer Demand Savings (N/A)
F3_Industrial_Paper and Printing_Existing_Process_Natural Gas_Process Heating_Baseline Forecast | F3 | Industrial | Paper and Printing | Existing | Process | Natural Gas | Process Heating | Baseline Forecast | Winter Demand Savings (N/A)
F4_Industrial_Paper and Printing_Existing_Process_Natural Gas_Process Heating_Baseline Forecast | F4 | Industrial | Paper and Printing | Existing | Process | Natural Gas | Process Heating | Baseline Forecast | Incremental Savings (MMtherm)
F1_Industrial_Paper and Printing_Existing_Process_Natural Gas_Process Cooling_Baseline Forecast | F1 | Industrial | Paper and Printing | Existing | Process | Natural Gas | Process Cooling | Baseline Forecast | Consumption Savings (MMtherm)
F2_Industrial_Paper and Printing_Existing_Process_Natural Gas_Process Cooling_Baseline Forecast | F2 | Industrial | Paper and Printing | Existing | Process | Natural Gas | Process Cooling | Baseline Forecast | Summer Demand Savings (N/A)
F3_Industrial_Paper and Printing_Existing_Process_Natural Gas_Process Cooling_Baseline Forecast | F3 | Industrial | Paper and Printing | Existing | Process | Natural Gas | Process Cooling | Baseline Forecast | Winter Demand Savings (N/A)
F4_Industrial_Paper and Printing_Existing_Process_Natural Gas_Process Cooling_Baseline Forecast | F4 | Industrial | Paper and Printing | Existing | Process | Natural Gas | Process Cooling | Baseline Forecast | Incremental Savings (MMtherm)
F1_Industrial_Paper and Printing_Existing_Process_Natural Gas_Other Process_Baseline Forecast | F1 | Industrial | Paper and Printing | Existing | Process | Natural Gas | Other Process | Baseline Forecast | Consumption Savings (MMtherm)
F2_Industrial_Paper and Printing_Existing_Process_Natural Gas_Other Process_Baseline Forecast | F2 | Industrial | Paper and Printing | Existing | Process | Natural Gas | Other Process | Baseline Forecast | Summer Demand Savings (N/A)
F3_Industrial_Paper and Printing_Existing_Process_Natural Gas_Other Process_Baseline Forecast | F3 | Industrial | Paper and Printing | Existing | Process | Natural Gas | Other Process | Baseline Forecast | Winter Demand Savings (N/A)
F4_Industrial_Paper and Printing_Existing_Process_Natural Gas_Other Process_Baseline Forecast | F4 | Industrial | Paper and Printing | Existing | Process | Natural Gas | Other Process | Baseline Forecast | Incremental Savings (MMtherm)
F1_Industrial_Paper and Printing_Existing_Miscellaneous_Natural Gas_Miscellaneous_Baseline Forecast | F1 | Industrial | Paper and Printing | Existing | Miscellaneous | Natural Gas | Miscellaneous | Baseline Forecast | Consumption Savings (MMtherm)
F2_Industrial_Paper and Printing_Existing_Miscellaneous_Natural Gas_Miscellaneous_Baseline Forecast | F2 | Industrial | Paper and Printing | Existing | Miscellaneous | Natural Gas | Miscellaneous | Baseline Forecast | Summer Demand Savings (N/A)
F3_Industrial_Paper and Printing_Existing_Miscellaneous_Natural Gas_Miscellaneous_Baseline Forecast | F3 | Industrial | Paper and Printing | Existing | Miscellaneous | Natural Gas | Miscellaneous | Baseline Forecast | Winter Demand Savings (N/A)
F4_Industrial_Paper and Printing_Existing_Miscellaneous_Natural Gas_Miscellaneous_Baseline Forecast | F4 | Industrial | Paper and Printing | Existing | Miscellaneous | Natural Gas | Miscellaneous | Baseline Forecast | Incremental Savings (MMtherm)
F1_Industrial_Paper and Printing_New_Space Heating_Natural Gas_Furnace_Baseline Forecast | F1 | Industrial | Paper and Printing | New | Space Heating | Natural Gas | Furnace | Baseline Forecast | Consumption Savings (MMtherm)
F2_Industrial_Paper and Printing_New_Space Heating_Natural Gas_Furnace_Baseline Forecast | F2 | Industrial | Paper and Printing | New | Space Heating | Natural Gas | Furnace | Baseline Forecast | Summer Demand Savings (N/A)
F3_Industrial_Paper and Printing_New_Space Heating_Natural Gas_Furnace_Baseline Forecast | F3 | Industrial | Paper and Printing | New | Space Heating | Natural Gas | Furnace | Baseline Forecast | Winter Demand Savings (N/A)
F4_Industrial_Paper and Printing_New_Space Heating_Natural Gas_Furnace_Baseline Forecast | F4 | Industrial | Paper and Printing | New | Space Heating | Natural Gas | Furnace | Baseline Forecast | Incremental Savings (MMtherm)
F1_Industrial_Paper and Printing_New_Space Heating_Natural Gas_Boiler_Baseline Forecast | F1 | Industrial | Paper and Printing | New | Space Heating | Natural Gas | Boiler | Baseline Forecast | Consumption Savings (MMtherm)
F2_Industrial_Paper and Printing_New_Space Heating_Natural Gas_Boiler_Baseline Forecast | F2 | Industrial | Paper and Printing | New | Space Heating | Natural Gas | Boiler | Baseline Forecast | Summer Demand Savings (N/A)
F3_Industrial_Paper and Printing_New_Space Heating_Natural Gas_Boiler_Baseline Forecast | F3 | Industrial | Paper and Printing | New | Space Heating | Natural Gas | Boiler | Baseline Forecast | Winter Demand Savings (N/A)
F4_Industrial_Paper and Printing_New_Space Heating_Natural Gas_Boiler_Baseline Forecast | F4 | Industrial | Paper and Printing | New | Space Heating | Natural Gas | Boiler | Baseline Forecast | Incremental Savings (MMtherm)
F1_Industrial_Paper and Printing_New_Space Heating_Natural Gas_Unit Heater_Baseline Forecast | F1 | Industrial | Paper and Printing | New | Space Heating | Natural Gas | Unit Heater | Baseline Forecast | Consumption Savings (MMtherm)
F2_Industrial_Paper and Printing_New_Space Heating_Natural Gas_Unit Heater_Baseline Forecast | F2 | Industrial | Paper and Printing | New | Space Heating | Natural Gas | Unit Heater | Baseline Forecast | Summer Demand Savings (N/A)
F3_Industrial_Paper and Printing_New_Space Heating_Natural Gas_Unit Heater_Baseline Forecast | F3 | Industrial | Paper and Printing | New | Space Heating | Natural Gas | Unit Heater | Baseline Forecast | Winter Demand Savings (N/A)
F4_Industrial_Paper and Printing_New_Space Heating_Natural Gas_Unit Heater_Baseline Forecast | F4 | Industrial | Paper and Printing | New | Space Heating | Natural Gas | Unit Heater | Baseline Forecast | Incremental Savings (MMtherm)
F1_Industrial_Paper and Printing_New_Process_Natural Gas_Process Boiler_Baseline Forecast | F1 | Industrial | Paper and Printing | New | Process | Natural Gas | Process Boiler | Baseline Forecast | Consumption Savings (MMtherm)
F2_Industrial_Paper and Printing_New_Process_Natural Gas_Process Boiler_Baseline Forecast | F2 | Industrial | Paper and Printing | New | Process | Natural Gas | Process Boiler | Baseline Forecast | Summer Demand Savings (N/A)
F3_Industrial_Paper and Printing_New_Process_Natural Gas_Process Boiler_Baseline Forecast | F3 | Industrial | Paper and Printing | New | Process | Natural Gas | Process Boiler | Baseline Forecast | Winter Demand Savings (N/A)
F4_Industrial_Paper and Printing_New_Process_Natural Gas_Process Boiler_Baseline Forecast | F4 | Industrial | Paper and Printing | New | Process | Natural Gas | Process Boiler | Baseline Forecast | Incremental Savings (MMtherm)
F1_Industrial_Paper and Printing_New_Process_Natural Gas_Process Heating_Baseline Forecast | F1 | Industrial | Paper and Printing | New | Process | Natural Gas | Process Heating | Baseline Forecast | Consumption Savings (MMtherm)
F2_Industrial_Paper and Printing_New_Process_Natural Gas_Process Heating_Baseline Forecast | F2 | Industrial | Paper and Printing | New | Process | Natural Gas | Process Heating | Baseline Forecast | Summer Demand Savings (N/A)
F3_Industrial_Paper and Printing_New_Process_Natural Gas_Process Heating_Baseline Forecast | F3 | Industrial | Paper and Printing | New | Process | Natural Gas | Process Heating | Baseline Forecast | Winter Demand Savings (N/A)
F4_Industrial_Paper and Printing_New_Process_Natural Gas_Process Heating_Baseline Forecast | F4 | Industrial | Paper and Printing | New | Process | Natural Gas | Process Heating | Baseline Forecast | Incremental Savings (MMtherm)
F1_Industrial_Paper and Printing_New_Process_Natural Gas_Process Cooling_Baseline Forecast | F1 | Industrial | Paper and Printing | New | Process | Natural Gas | Process Cooling | Baseline Forecast | Consumption Savings (MMtherm)
F2_Industrial_Paper and Printing_New_Process_Natural Gas_Process Cooling_Baseline Forecast | F2 | Industrial | Paper and Printing | New | Process | Natural Gas | Process Cooling | Baseline Forecast | Summer Demand Savings (N/A)
F3_Industrial_Paper and Printing_New_Process_Natural Gas_Process Cooling_Baseline Forecast | F3 | Industrial | Paper and Printing | New | Process | Natural Gas | Process Cooling | Baseline Forecast | Winter Demand Savings (N/A)
F4_Industrial_Paper and Printing_New_Process_Natural Gas_Process Cooling_Baseline Forecast | F4 | Industrial | Paper and Printing | New | Process | Natural Gas | Process Cooling | Baseline Forecast | Incremental Savings (MMtherm)
F1_Industrial_Paper and Printing_New_Process_Natural Gas_Other Process_Baseline Forecast | F1 | Industrial | Paper and Printing | New | Process | Natural Gas | Other Process | Baseline Forecast | Consumption Savings (MMtherm)
F2_Industrial_Paper and Printing_New_Process_Natural Gas_Other Process_Baseline Forecast | F2 | Industrial | Paper and Printing | New | Process | Natural Gas | Other Process | Baseline Forecast | Summer Demand Savings (N/A)
F3_Industrial_Paper and Printing_New_Process_Natural Gas_Other Process_Baseline Forecast | F3 | Industrial | Paper and Printing | New | Process | Natural Gas | Other Process | Baseline Forecast | Winter Demand Savings (N/A)
F4_Industrial_Paper and Printing_New_Process_Natural Gas_Other Process_Baseline Forecast | F4 | Industrial | Paper and Printing | New | Process | Natural Gas | Other Process | Baseline Forecast | Incremental Savings (MMtherm)
F1_Industrial_Paper and Printing_New_Miscellaneous_Natural Gas_Miscellaneous_Baseline Forecast | F1 | Industrial | Paper and Printing | New | Miscellaneous | Natural Gas | Miscellaneous | Baseline Forecast | Consumption Savings (MMtherm)
F2_Industrial_Paper and Printing_New_Miscellaneous_Natural Gas_Miscellaneous_Baseline Forecast | F2 | Industrial | Paper and Printing | New | Miscellaneous | Natural Gas | Miscellaneous | Baseline Forecast | Summer Demand Savings (N/A)
F3_Industrial_Paper and Printing_New_Miscellaneous_Natural Gas_Miscellaneous_Baseline Forecast | F3 | Industrial | Paper and Printing | New | Miscellaneous | Natural Gas | Miscellaneous | Baseline Forecast | Winter Demand Savings (N/A)
F4_Industrial_Paper and Printing_New_Miscellaneous_Natural Gas_Miscellaneous_Baseline Forecast | F4 | Industrial | Paper and Printing | New | Miscellaneous | Natural Gas | Miscellaneous | Baseline Forecast | Incremental Savings (MMtherm)
F1_Industrial_Instruments_Existing_Space Heating_Natural Gas_Furnace_Baseline Forecast | F1 | Industrial | Instruments | Existing | Space Heating | Natural Gas | Furnace | Baseline Forecast | Consumption Savings (MMtherm)
F2_Industrial_Instruments_Existing_Space Heating_Natural Gas_Furnace_Baseline Forecast | F2 | Industrial | Instruments | Existing | Space Heating | Natural Gas | Furnace | Baseline Forecast | Summer Demand Savings (N/A)
F3_Industrial_Instruments_Existing_Space Heating_Natural Gas_Furnace_Baseline Forecast | F3 | Industrial | Instruments | Existing | Space Heating | Natural Gas | Furnace | Baseline Forecast | Winter Demand Savings (N/A)
F4_Industrial_Instruments_Existing_Space Heating_Natural Gas_Furnace_Baseline Forecast | F4 | Industrial | Instruments | Existing | Space Heating | Natural Gas | Furnace | Baseline Forecast | Incremental Savings (MMtherm)
F1_Industrial_Instruments_Existing_Space Heating_Natural Gas_Boiler_Baseline Forecast | F1 | Industrial | Instruments | Existing | Space Heating | Natural Gas | Boiler | Baseline Forecast | Consumption Savings (MMtherm)
F2_Industrial_Instruments_Existing_Space Heating_Natural Gas_Boiler_Baseline Forecast | F2 | Industrial | Instruments | Existing | Space Heating | Natural Gas | Boiler | Baseline Forecast | Summer Demand Savings (N/A)
F3_Industrial_Instruments_Existing_Space Heating_Natural Gas_Boiler_Baseline Forecast | F3 | Industrial | Instruments | Existing | Space Heating | Natural Gas | Boiler | Baseline Forecast | Winter Demand Savings (N/A)
F4_Industrial_Instruments_Existing_Space Heating_Natural Gas_Boiler_Baseline Forecast | F4 | Industrial | Instruments | Existing | Space Heating | Natural Gas | Boiler | Baseline Forecast | Incremental Savings (MMtherm)
F1_Industrial_Instruments_Existing_Space Heating_Natural Gas_Unit Heater_Baseline Forecast | F1 | Industrial | Instruments | Existing | Space Heating | Natural Gas | Unit Heater | Baseline Forecast | Consumption Savings (MMtherm)
F2_Industrial_Instruments_Existing_Space Heating_Natural Gas_Unit Heater_Baseline Forecast | F2 | Industrial | Instruments | Existing | Space Heating | Natural Gas | Unit Heater | Baseline Forecast | Summer Demand Savings (N/A)
F3_Industrial_Instruments_Existing_Space Heating_Natural Gas_Unit Heater_Baseline Forecast | F3 | Industrial | Instruments | Existing | Space Heating | Natural Gas | Unit Heater | Baseline Forecast | Winter Demand Savings (N/A)
F4_Industrial_Instruments_Existing_Space Heating_Natural Gas_Unit Heater_Baseline Forecast | F4 | Industrial | Instruments | Existing | Space Heating | Natural Gas | Unit Heater | Baseline Forecast | Incremental Savings (MMtherm)
F1_Industrial_Instruments_Existing_Process_Natural Gas_Process Boiler_Baseline Forecast | F1 | Industrial | Instruments | Existing | Process | Natural Gas | Process Boiler | Baseline Forecast | Consumption Savings (MMtherm)
F2_Industrial_Instruments_Existing_Process_Natural Gas_Process Boiler_Baseline Forecast | F2 | Industrial | Instruments | Existing | Process | Natural Gas | Process Boiler | Baseline Forecast | Summer Demand Savings (N/A)
F3_Industrial_Instruments_Existing_Process_Natural Gas_Process Boiler_Baseline Forecast | F3 | Industrial | Instruments | Existing | Process | Natural Gas | Process Boiler | Baseline Forecast | Winter Demand Savings (N/A)
F4_Industrial_Instruments_Existing_Process_Natural Gas_Process Boiler_Baseline Forecast | F4 | Industrial | Instruments | Existing | Process | Natural Gas | Process Boiler | Baseline Forecast | Incremental Savings (MMtherm)
F1_Industrial_Instruments_Existing_Process_Natural Gas_Process Heating_Baseline Forecast | F1 | Industrial | Instruments | Existing | Process | Natural Gas | Process Heating | Baseline Forecast | Consumption Savings (MMtherm)
F2_Industrial_Instruments_Existing_Process_Natural Gas_Process Heating_Baseline Forecast | F2 | Industrial | Instruments | Existing | Process | Natural Gas | Process Heating | Baseline Forecast | Summer Demand Savings (N/A)
F3_Industrial_Instruments_Existing_Process_Natural Gas_Process Heating_Baseline Forecast | F3 | Industrial | Instruments | Existing | Process | Natural Gas | Process Heating | Baseline Forecast | Winter Demand Savings (N/A)
F4_Industrial_Instruments_Existing_Process_Natural Gas_Process Heating_Baseline Forecast | F4 | Industrial | Instruments | Existing | Process | Natural Gas | Process Heating | Baseline Forecast | Incremental Savings (MMtherm)
F1_Industrial_Instruments_Existing_Process_Natural Gas_Process Cooling_Baseline Forecast | F1 | Industrial | Instruments | Existing | Process | Natural Gas | Process Cooling | Baseline Forecast | Consumption Savings (MMtherm)
F2_Industrial_Instruments_Existing_Process_Natural Gas_Process Cooling_Baseline Forecast | F2 | Industrial | Instruments | Existing | Process | Natural Gas | Process Cooling | Baseline Forecast | Summer Demand Savings (N/A)
F3_Industrial_Instruments_Existing_Process_Natural Gas_Process Cooling_Baseline Forecast | F3 | Industrial | Instruments | Existing | Process | Natural Gas | Process Cooling | Baseline Forecast | Winter Demand Savings (N/A)
F4_Industrial_Instruments_Existing_Process_Natural Gas_Process Cooling_Baseline Forecast | F4 | Industrial | Instruments | Existing | Process | Natural Gas | Process Cooling | Baseline Forecast | Incremental Savings (MMtherm)
F1_Industrial_Instruments_Existing_Process_Natural Gas_Other Process_Baseline Forecast | F1 | Industrial | Instruments | Existing | Process | Natural Gas | Other Process | Baseline Forecast | Consumption Savings (MMtherm)
F2_Industrial_Instruments_Existing_Process_Natural Gas_Other Process_Baseline Forecast | F2 | Industrial | Instruments | Existing | Process | Natural Gas | Other Process | Baseline Forecast | Summer Demand Savings (N/A)
F3_Industrial_Instruments_Existing_Process_Natural Gas_Other Process_Baseline Forecast | F3 | Industrial | Instruments | Existing | Process | Natural Gas | Other Process | Baseline Forecast | Winter Demand Savings (N/A)
F4_Industrial_Instruments_Existing_Process_Natural Gas_Other Process_Baseline Forecast | F4 | Industrial | Instruments | Existing | Process | Natural Gas | Other Process | Baseline Forecast | Incremental Savings (MMtherm)
F1_Industrial_Instruments_Existing_Miscellaneous_Natural Gas_Miscellaneous_Baseline Forecast | F1 | Industrial | Instruments | Existing | Miscellaneous | Natural Gas | Miscellaneous | Baseline Forecast | Consumption Savings (MMtherm)
F2_Industrial_Instruments_Existing_Miscellaneous_Natural Gas_Miscellaneous_Baseline Forecast | F2 | Industrial | Instruments | Existing | Miscellaneous | Natural Gas | Miscellaneous | Baseline Forecast | Summer Demand Savings (N/A)
F3_Industrial_Instruments_Existing_Miscellaneous_Natural Gas_Miscellaneous_Baseline Forecast | F3 | Industrial | Instruments | Existing | Miscellaneous | Natural Gas | Miscellaneous | Baseline Forecast | Winter Demand Savings (N/A)
F4_Industrial_Instruments_Existing_Miscellaneous_Natural Gas_Miscellaneous_Baseline Forecast | F4 | Industrial | Instruments | Existing | Miscellaneous | Natural Gas | Miscellaneous | Baseline Forecast | Incremental Savings (MMtherm)
F1_Industrial_Instruments_New_Space Heating_Natural Gas_Furnace_Baseline Forecast | F1 | Industrial | Instruments | New | Space Heating | Natural Gas | Furnace | Baseline Forecast | Consumption Savings (MMtherm)
F2_Industrial_Instruments_New_Space Heating_Natural Gas_Furnace_Baseline Forecast | F2 | Industrial | Instruments | New | Space Heating | Natural Gas | Furnace | Baseline Forecast | Summer Demand Savings (N/A)
F3_Industrial_Instruments_New_Space Heating_Natural Gas_Furnace_Baseline Forecast | F3 | Industrial | Instruments | New | Space Heating | Natural Gas | Furnace | Baseline Forecast | Winter Demand Savings (N/A)
F4_Industrial_Instruments_New_Space Heating_Natural Gas_Furnace_Baseline Forecast | F4 | Industrial | Instruments | New | Space Heating | Natural Gas | Furnace | Baseline Forecast | Incremental Savings (MMtherm)
F1_Industrial_Instruments_New_Space Heating_Natural Gas_Boiler_Baseline Forecast | F1 | Industrial | Instruments | New | Space Heating | Natural Gas | Boiler | Baseline Forecast | Consumption Savings (MMtherm)
F2_Industrial_Instruments_New_Space Heating_Natural Gas_Boiler_Baseline Forecast | F2 | Industrial | Instruments | New | Space Heating | Natural Gas | Boiler | Baseline Forecast | Summer Demand Savings (N/A)
F3_Industrial_Instruments_New_Space Heating_Natural Gas_Boiler_Baseline Forecast | F3 | Industrial | Instruments | New | Space Heating | Natural Gas | Boiler | Baseline Forecast | Winter Demand Savings (N/A)
F4_Industrial_Instruments_New_Space Heating_Natural Gas_Boiler_Baseline Forecast | F4 | Industrial | Instruments | New | Space Heating | Natural Gas | Boiler | Baseline Forecast | Incremental Savings (MMtherm)
F1_Industrial_Instruments_New_Space Heating_Natural Gas_Unit Heater_Baseline Forecast | F1 | Industrial | Instruments | New | Space Heating | Natural Gas | Unit Heater | Baseline Forecast | Consumption Savings (MMtherm)
F2_Industrial_Instruments_New_Space Heating_Natural Gas_Unit Heater_Baseline Forecast | F2 | Industrial | Instruments | New | Space Heating | Natural Gas | Unit Heater | Baseline Forecast | Summer Demand Savings (N/A)
F3_Industrial_Instruments_New_Space Heating_Natural Gas_Unit Heater_Baseline Forecast | F3 | Industrial | Instruments | New | Space Heating | Natural Gas | Unit Heater | Baseline Forecast | Winter Demand Savings (N/A)
F4_Industrial_Instruments_New_Space Heating_Natural Gas_Unit Heater_Baseline Forecast | F4 | Industrial | Instruments | New | Space Heating | Natural Gas | Unit Heater | Baseline Forecast | Incremental Savings (MMtherm)
F1_Industrial_Instruments_New_Process_Natural Gas_Process Boiler_Baseline Forecast | F1 | Industrial | Instruments | New | Process | Natural Gas | Process Boiler | Baseline Forecast | Consumption Savings (MMtherm)
F2_Industrial_Instruments_New_Process_Natural Gas_Process Boiler_Baseline Forecast | F2 | Industrial | Instruments | New | Process | Natural Gas | Process Boiler | Baseline Forecast | Summer Demand Savings (N/A)
F3_Industrial_Instruments_New_Process_Natural Gas_Process Boiler_Baseline Forecast | F3 | Industrial | Instruments | New | Process | Natural Gas | Process Boiler | Baseline Forecast | Winter Demand Savings (N/A)
F4_Industrial_Instruments_New_Process_Natural Gas_Process Boiler_Baseline Forecast | F4 | Industrial | Instruments | New | Process | Natural Gas | Process Boiler | Baseline Forecast | Incremental Savings (MMtherm)
F1_Industrial_Instruments_New_Process_Natural Gas_Process Heating_Baseline Forecast | F1 | Industrial | Instruments | New | Process | Natural Gas | Process Heating | Baseline Forecast | Consumption Savings (MMtherm)
F2_Industrial_Instruments_New_Process_Natural Gas_Process Heating_Baseline Forecast | F2 | Industrial | Instruments | New | Process | Natural Gas | Process Heating | Baseline Forecast | Summer Demand Savings (N/A)
F3_Industrial_Instruments_New_Process_Natural Gas_Process Heating_Baseline Forecast | F3 | Industrial | Instruments | New | Process | Natural Gas | Process Heating | Baseline Forecast | Winter Demand Savings (N/A)
F4_Industrial_Instruments_New_Process_Natural Gas_Process Heating_Baseline Forecast | F4 | Industrial | Instruments | New | Process | Natural Gas | Process Heating | Baseline Forecast | Incremental Savings (MMtherm)
F1_Industrial_Instruments_New_Process_Natural Gas_Process Cooling_Baseline Forecast | F1 | Industrial | Instruments | New | Process | Natural Gas | Process Cooling | Baseline Forecast | Consumption Savings (MMtherm)
F2_Industrial_Instruments_New_Process_Natural Gas_Process Cooling_Baseline Forecast | F2 | Industrial | Instruments | New | Process | Natural Gas | Process Cooling | Baseline Forecast | Summer Demand Savings (N/A)
F3_Industrial_Instruments_New_Process_Natural Gas_Process Cooling_Baseline Forecast | F3 | Industrial | Instruments | New | Process | Natural Gas | Process Cooling | Baseline Forecast | Winter Demand Savings (N/A)
F4_Industrial_Instruments_New_Process_Natural Gas_Process Cooling_Baseline Forecast | F4 | Industrial | Instruments | New | Process | Natural Gas | Process Cooling | Baseline Forecast | Incremental Savings (MMtherm)
F1_Industrial_Instruments_New_Process_Natural Gas_Other Process_Baseline Forecast | F1 | Industrial | Instruments | New | Process | Natural Gas | Other Process | Baseline Forecast | Consumption Savings (MMtherm)
F2_Industrial_Instruments_New_Process_Natural Gas_Other Process_Baseline Forecast | F2 | Industrial | Instruments | New | Process | Natural Gas | Other Process | Baseline Forecast | Summer Demand Savings (N/A)
F3_Industrial_Instruments_New_Process_Natural Gas_Other Process_Baseline Forecast | F3 | Industrial | Instruments | New | Process | Natural Gas | Other Process | Baseline Forecast | Winter Demand Savings (N/A)
F4_Industrial_Instruments_New_Process_Natural Gas_Other Process_Baseline Forecast | F4 | Industrial | Instruments | New | Process | Natural Gas | Other Process | Baseline Forecast | Incremental Savings (MMtherm)
F1_Industrial_Instruments_New_Miscellaneous_Natural Gas_Miscellaneous_Baseline Forecast | F1 | Industrial | Instruments | New | Miscellaneous | Natural Gas | Miscellaneous | Baseline Forecast | Consumption Savings (MMtherm)
F2_Industrial_Instruments_New_Miscellaneous_Natural Gas_Miscellaneous_Baseline Forecast | F2 | Industrial | Instruments | New | Miscellaneous | Natural Gas | Miscellaneous | Baseline Forecast | Summer Demand Savings (N/A)
F3_Industrial_Instruments_New_Miscellaneous_Natural Gas_Miscellaneous_Baseline Forecast | F3 | Industrial | Instruments | New | Miscellaneous | Natural Gas | Miscellaneous | Baseline Forecast | Winter Demand Savings (N/A)
F4_Industrial_Instruments_New_Miscellaneous_Natural Gas_Miscellaneous_Baseline Forecast | F4 | Industrial | Instruments | New | Miscellaneous | Natural Gas | Miscellaneous | Baseline Forecast | Incremental Savings (MMtherm)
F1_Industrial_Wood and Lumber Products_Existing_Space Heating_Natural Gas_Furnace_Baseline Forecast | F1 | Industrial | Wood and Lumber Products | Existing | Space Heating | Natural Gas | Furnace | Baseline Forecast | Consumption Savings (MMtherm)
F2_Industrial_Wood and Lumber Products_Existing_Space Heating_Natural Gas_Furnace_Baseline Forecast | F2 | Industrial | Wood and Lumber Products | Existing | Space Heating | Natural Gas | Furnace | Baseline Forecast | Summer Demand Savings (N/A)
F3_Industrial_Wood and Lumber Products_Existing_Space Heating_Natural Gas_Furnace_Baseline Forecast | F3 | Industrial | Wood and Lumber Products | Existing | Space Heating | Natural Gas | Furnace | Baseline Forecast | Winter Demand Savings (N/A)
F4_Industrial_Wood and Lumber Products_Existing_Space Heating_Natural Gas_Furnace_Baseline Forecast | F4 | Industrial | Wood and Lumber Products | Existing | Space Heating | Natural Gas | Furnace | Baseline Forecast | Incremental Savings (MMtherm)
F1_Industrial_Wood and Lumber Products_Existing_Space Heating_Natural Gas_Boiler_Baseline Forecast | F1 | Industrial | Wood and Lumber Products | Existing | Space Heating | Natural Gas | Boiler | Baseline Forecast | Consumption Savings (MMtherm)
F2_Industrial_Wood and Lumber Products_Existing_Space Heating_Natural Gas_Boiler_Baseline Forecast | F2 | Industrial | Wood and Lumber Products | Existing | Space Heating | Natural Gas | Boiler | Baseline Forecast | Summer Demand Savings (N/A)
F3_Industrial_Wood and Lumber Products_Existing_Space Heating_Natural Gas_Boiler_Baseline Forecast | F3 | Industrial | Wood and Lumber Products | Existing | Space Heating | Natural Gas | Boiler | Baseline Forecast | Winter Demand Savings (N/A)
F4_Industrial_Wood and Lumber Products_Existing_Space Heating_Natural Gas_Boiler_Baseline Forecast | F4 | Industrial | Wood and Lumber Products | Existing | Space Heating | Natural Gas | Boiler | Baseline Forecast | Incremental Savings (MMtherm)
F1_Industrial_Wood and Lumber Products_Existing_Space Heating_Natural Gas_Unit Heater_Baseline Forecast | F1 | Industrial | Wood and Lumber Products | Existing | Space Heating | Natural Gas | Unit Heater | Baseline Forecast | Consumption Savings (MMtherm)
F2_Industrial_Wood and Lumber Products_Existing_Space Heating_Natural Gas_Unit Heater_Baseline Forecast | F2 | Industrial | Wood and Lumber Products | Existing | Space Heating | Natural Gas | Unit Heater | Baseline Forecast | Summer Demand Savings (N/A)
F3_Industrial_Wood and Lumber Products_Existing_Space Heating_Natural Gas_Unit Heater_Baseline Forecast | F3 | Industrial | Wood and Lumber Products | Existing | Space Heating | Natural Gas | Unit Heater | Baseline Forecast | Winter Demand Savings (N/A)
F4_Industrial_Wood and Lumber Products_Existing_Space Heating_Natural Gas_Unit Heater_Baseline Forecast | F4 | Industrial | Wood and Lumber Products | Existing | Space Heating | Natural Gas | Unit Heater | Baseline Forecast | Incremental Savings (MMtherm)
F1_Industrial_Wood and Lumber Products_Existing_Process_Natural Gas_Process Boiler_Baseline Forecast | F1 | Industrial | Wood and Lumber Products | Existing | Process | Natural Gas | Process Boiler | Baseline Forecast | Consumption Savings (MMtherm)
F2_Industrial_Wood and Lumber Products_Existing_Process_Natural Gas_Process Boiler_Baseline Forecast | F2 | Industrial | Wood and Lumber Products | Existing | Process | Natural Gas | Process Boiler | Baseline Forecast | Summer Demand Savings (N/A)
F3_Industrial_Wood and Lumber Products_Existing_Process_Natural Gas_Process Boiler_Baseline Forecast | F3 | Industrial | Wood and Lumber Products | Existing | Process | Natural Gas | Process Boiler | Baseline Forecast | Winter Demand Savings (N/A)
F4_Industrial_Wood and Lumber Products_Existing_Process_Natural Gas_Process Boiler_Baseline Forecast | F4 | Industrial | Wood and Lumber Products | Existing | Process | Natural Gas | Process Boiler | Baseline Forecast | Incremental Savings (MMtherm)
F1_Industrial_Wood and Lumber Products_Existing_Process_Natural Gas_Process Heating_Baseline Forecast | F1 | Industrial | Wood and Lumber Products | Existing | Process | Natural Gas | Process Heating | Baseline Forecast | Consumption Savings (MMtherm)
F2_Industrial_Wood and Lumber Products_Existing_Process_Natural Gas_Process Heating_Baseline Forecast | F2 | Industrial | Wood and Lumber Products | Existing | Process | Natural Gas | Process Heating | Baseline Forecast | Summer Demand Savings (N/A)
F3_Industrial_Wood and Lumber Products_Existing_Process_Natural Gas_Process Heating_Baseline Forecast | F3 | Industrial | Wood and Lumber Products | Existing | Process | Natural Gas | Process Heating | Baseline Forecast | Winter Demand Savings (N/A)
F4_Industrial_Wood and Lumber Products_Existing_Process_Natural Gas_Process Heating_Baseline Forecast | F4 | Industrial | Wood and Lumber Products | Existing | Process | Natural Gas | Process Heating | Baseline Forecast | Incremental Savings (MMtherm)
F1_Industrial_Wood and Lumber Products_Existing_Process_Natural Gas_Process Cooling_Baseline Forecast | F1 | Industrial | Wood and Lumber Products | Existing | Process | Natural Gas | Process Cooling | Baseline Forecast | Consumption Savings (MMtherm)
F2_Industrial_Wood and Lumber Products_Existing_Process_Natural Gas_Process Cooling_Baseline Forecast | F2 | Industrial | Wood and Lumber Products | Existing | Process | Natural Gas | Process Cooling | Baseline Forecast | Summer Demand Savings (N/A)
F3_Industrial_Wood and Lumber Products_Existing_Process_Natural Gas_Process Cooling_Baseline Forecast | F3 | Industrial | Wood and Lumber Products | Existing | Process | Natural Gas | Process Cooling | Baseline Forecast | Winter Demand Savings (N/A)
F4_Industrial_Wood and Lumber Products_Existing_Process_Natural Gas_Process Cooling_Baseline Forecast | F4 | Industrial | Wood and Lumber Products | Existing | Process | Natural Gas | Process Cooling | Baseline Forecast | Incremental Savings (MMtherm)
F1_Industrial_Wood and Lumber Products_Existing_Process_Natural Gas_Other Process_Baseline Forecast | F1 | Industrial | Wood and Lumber Products | Existing | Process | Natural Gas | Other Process | Baseline Forecast | Consumption Savings (MMtherm)
F2_Industrial_Wood and Lumber Products_Existing_Process_Natural Gas_Other Process_Baseline Forecast | F2 | Industrial | Wood and Lumber Products | Existing | Process | Natural Gas | Other Process | Baseline Forecast | Summer Demand Savings (N/A)
F3_Industrial_Wood and Lumber Products_Existing_Process_Natural Gas_Other Process_Baseline Forecast | F3 | Industrial | Wood and Lumber Products | Existing | Process | Natural Gas | Other Process | Baseline Forecast | Winter Demand Savings (N/A)
F4_Industrial_Wood and Lumber Products_Existing_Process_Natural Gas_Other Process_Baseline Forecast | F4 | Industrial | Wood and Lumber Products | Existing | Process | Natural Gas | Other Process | Baseline Forecast | Incremental Savings (MMtherm)
F1_Industrial_Wood and Lumber Products_Existing_Miscellaneous_Natural Gas_Miscellaneous_Baseline Forecast | F1 | Industrial | Wood and Lumber Products | Existing | Miscellaneous | Natural Gas | Miscellaneous | Baseline Forecast | Consumption Savings (MMtherm)
F2_Industrial_Wood and Lumber Products_Existing_Miscellaneous_Natural Gas_Miscellaneous_Baseline Forecast | F2 | Industrial | Wood and Lumber Products | Existing | Miscellaneous | Natural Gas | Miscellaneous | Baseline Forecast | Summer Demand Savings (N/A)
F3_Industrial_Wood and Lumber Products_Existing_Miscellaneous_Natural Gas_Miscellaneous_Baseline Forecast | F3 | Industrial | Wood and Lumber Products | Existing | Miscellaneous | Natural Gas | Miscellaneous | Baseline Forecast | Winter Demand Savings (N/A)
F4_Industrial_Wood and Lumber Products_Existing_Miscellaneous_Natural Gas_Miscellaneous_Baseline Forecast | F4 | Industrial | Wood and Lumber Products | Existing | Miscellaneous | Natural Gas | Miscellaneous | Baseline Forecast | Incremental Savings (MMtherm)
F1_Industrial_Wood and Lumber Products_New_Space Heating_Natural Gas_Furnace_Baseline Forecast | F1 | Industrial | Wood and Lumber Products | New | Space Heating | Natural Gas | Furnace | Baseline Forecast | Consumption Savings (MMtherm)
F2_Industrial_Wood and Lumber Products_New_Space Heating_Natural Gas_Furnace_Baseline Forecast | F2 | Industrial | Wood and Lumber Products | New | Space Heating | Natural Gas | Furnace | Baseline Forecast | Summer Demand Savings (N/A)
F3_Industrial_Wood and Lumber Products_New_Space Heating_Natural Gas_Furnace_Baseline Forecast | F3 | Industrial | Wood and Lumber Products | New | Space Heating | Natural Gas | Furnace | Baseline Forecast | Winter Demand Savings (N/A)
F4_Industrial_Wood and Lumber Products_New_Space Heating_Natural Gas_Furnace_Baseline Forecast | F4 | Industrial | Wood and Lumber Products | New | Space Heating | Natural Gas | Furnace | Baseline Forecast | Incremental Savings (MMtherm)
F1_Industrial_Wood and Lumber Products_New_Space Heating_Natural Gas_Boiler_Baseline Forecast | F1 | Industrial | Wood and Lumber Products | New | Space Heating | Natural Gas | Boiler | Baseline Forecast | Consumption Savings (MMtherm)
F2_Industrial_Wood and Lumber Products_New_Space Heating_Natural Gas_Boiler_Baseline Forecast | F2 | Industrial | Wood and Lumber Products | New | Space Heating | Natural Gas | Boiler | Baseline Forecast | Summer Demand Savings (N/A)
F3_Industrial_Wood and Lumber Products_New_Space Heating_Natural Gas_Boiler_Baseline Forecast | F3 | Industrial | Wood and Lumber Products | New | Space Heating | Natural Gas | Boiler | Baseline Forecast | Winter Demand Savings (N/A)
F4_Industrial_Wood and Lumber Products_New_Space Heating_Natural Gas_Boiler_Baseline Forecast | F4 | Industrial | Wood and Lumber Products | New | Space Heating | Natural Gas | Boiler | Baseline Forecast | Incremental Savings (MMtherm)
F1_Industrial_Wood and Lumber Products_New_Space Heating_Natural Gas_Unit Heater_Baseline Forecast | F1 | Industrial | Wood and Lumber Products | New | Space Heating | Natural Gas | Unit Heater | Baseline Forecast | Consumption Savings (MMtherm)
F2_Industrial_Wood and Lumber Products_New_Space Heating_Natural Gas_Unit Heater_Baseline Forecast | F2 | Industrial | Wood and Lumber Products | New | Space Heating | Natural Gas | Unit Heater | Baseline Forecast | Summer Demand Savings (N/A)
F3_Industrial_Wood and Lumber Products_New_Space Heating_Natural Gas_Unit Heater_Baseline Forecast | F3 | Industrial | Wood and Lumber Products | New | Space Heating | Natural Gas | Unit Heater | Baseline Forecast | Winter Demand Savings (N/A)
F4_Industrial_Wood and Lumber Products_New_Space Heating_Natural Gas_Unit Heater_Baseline Forecast | F4 | Industrial | Wood and Lumber Products | New | Space Heating | Natural Gas | Unit Heater | Baseline Forecast | Incremental Savings (MMtherm)
F1_Industrial_Wood and Lumber Products_New_Process_Natural Gas_Process Boiler_Baseline Forecast | F1 | Industrial | Wood and Lumber Products | New | Process | Natural Gas | Process Boiler | Baseline Forecast | Consumption Savings (MMtherm)
F2_Industrial_Wood and Lumber Products_New_Process_Natural Gas_Process Boiler_Baseline Forecast | F2 | Industrial | Wood and Lumber Products | New | Process | Natural Gas | Process Boiler | Baseline Forecast | Summer Demand Savings (N/A)
F3_Industrial_Wood and Lumber Products_New_Process_Natural Gas_Process Boiler_Baseline Forecast | F3 | Industrial | Wood and Lumber Products | New | Process | Natural Gas | Process Boiler | Baseline Forecast | Winter Demand Savings (N/A)
F4_Industrial_Wood and Lumber Products_New_Process_Natural Gas_Process Boiler_Baseline Forecast | F4 | Industrial | Wood and Lumber Products | New | Process | Natural Gas | Process Boiler | Baseline Forecast | Incremental Savings (MMtherm)
F1_Industrial_Wood and Lumber Products_New_Process_Natural Gas_Process Heating_Baseline Forecast | F1 | Industrial | Wood and Lumber Products | New | Process | Natural Gas | Process Heating | Baseline Forecast | Consumption Savings (MMtherm)
F2_Industrial_Wood and Lumber Products_New_Process_Natural Gas_Process Heating_Baseline Forecast | F2 | Industrial | Wood and Lumber Products | New | Process | Natural Gas | Process Heating | Baseline Forecast | Summer Demand Savings (N/A)
F3_Industrial_Wood and Lumber Products_New_Process_Natural Gas_Process Heating_Baseline Forecast | F3 | Industrial | Wood and Lumber Products | New | Process | Natural Gas | Process Heating | Baseline Forecast | Winter Demand Savings (N/A)
F4_Industrial_Wood and Lumber Products_New_Process_Natural Gas_Process Heating_Baseline Forecast | F4 | Industrial | Wood and Lumber Products | New | Process | Natural Gas | Process Heating | Baseline Forecast | Incremental Savings (MMtherm)
F1_Industrial_Wood and Lumber Products_New_Process_Natural Gas_Process Cooling_Baseline Forecast | F1 | Industrial | Wood and Lumber Products | New | Process | Natural Gas | Process Cooling | Baseline Forecast | Consumption Savings (MMtherm)
F2_Industrial_Wood and Lumber Products_New_Process_Natural Gas_Process Cooling_Baseline Forecast | F2 | Industrial | Wood and Lumber Products | New | Process | Natural Gas | Process Cooling | Baseline Forecast | Summer Demand Savings (N/A)
F3_Industrial_Wood and Lumber Products_New_Process_Natural Gas_Process Cooling_Baseline Forecast | F3 | Industrial | Wood and Lumber Products | New | Process | Natural Gas | Process Cooling | Baseline Forecast | Winter Demand Savings (N/A)
F4_Industrial_Wood and Lumber Products_New_Process_Natural Gas_Process Cooling_Baseline Forecast | F4 | Industrial | Wood and Lumber Products | New | Process | Natural Gas | Process Cooling | Baseline Forecast | Incremental Savings (MMtherm)
F1_Industrial_Wood and Lumber Products_New_Process_Natural Gas_Other Process_Baseline Forecast | F1 | Industrial | Wood and Lumber Products | New | Process | Natural Gas | Other Process | Baseline Forecast | Consumption Savings (MMtherm)
F2_Industrial_Wood and Lumber Products_New_Process_Natural Gas_Other Process_Baseline Forecast | F2 | Industrial | Wood and Lumber Products | New | Process | Natural Gas | Other Process | Baseline Forecast | Summer Demand Savings (N/A)
F3_Industrial_Wood and Lumber Products_New_Process_Natural Gas_Other Process_Baseline Forecast | F3 | Industrial | Wood and Lumber Products | New | Process | Natural Gas | Other Process | Baseline Forecast | Winter Demand Savings (N/A)
F4_Industrial_Wood and Lumber Products_New_Process_Natural Gas_Other Process_Baseline Forecast | F4 | Industrial | Wood and Lumber Products | New | Process | Natural Gas | Other Process | Baseline Forecast | Incremental Savings (MMtherm)
F1_Industrial_Wood and Lumber Products_New_Miscellaneous_Natural Gas_Miscellaneous_Baseline Forecast | F1 | Industrial | Wood and Lumber Products | New | Miscellaneous | Natural Gas | Miscellaneous | Baseline Forecast | Consumption Savings (MMtherm)
F2_Industrial_Wood and Lumber Products_New_Miscellaneous_Natural Gas_Miscellaneous_Baseline Forecast | F2 | Industrial | Wood and Lumber Products | New | Miscellaneous | Natural Gas | Miscellaneous | Baseline Forecast | Summer Demand Savings (N/A)
F3_Industrial_Wood and Lumber Products_New_Miscellaneous_Natural Gas_Miscellaneous_Baseline Forecast | F3 | Industrial | Wood and Lumber Products | New | Miscellaneous | Natural Gas | Miscellaneous | Baseline Forecast | Winter Demand Savings (N/A)
F4_Industrial_Wood and Lumber Products_New_Miscellaneous_Natural Gas_Miscellaneous_Baseline Forecast | F4 | Industrial | Wood and Lumber Products | New | Miscellaneous | Natural Gas | Miscellaneous | Baseline Forecast | Incremental Savings (MMtherm)
F1_Industrial_Other Industrial_Existing_Space Heating_Natural Gas_Furnace_Baseline Forecast | F1 | Industrial | Other Industrial | Existing | Space Heating | Natural Gas | Furnace | Baseline Forecast | Consumption Savings (MMtherm)
F2_Industrial_Other Industrial_Existing_Space Heating_Natural Gas_Furnace_Baseline Forecast | F2 | Industrial | Other Industrial | Existing | Space Heating | Natural Gas | Furnace | Baseline Forecast | Summer Demand Savings (N/A)
F3_Industrial_Other Industrial_Existing_Space Heating_Natural Gas_Furnace_Baseline Forecast | F3 | Industrial | Other Industrial | Existing | Space Heating | Natural Gas | Furnace | Baseline Forecast | Winter Demand Savings (N/A)
F4_Industrial_Other Industrial_Existing_Space Heating_Natural Gas_Furnace_Baseline Forecast | F4 | Industrial | Other Industrial | Existing | Space Heating | Natural Gas | Furnace | Baseline Forecast | Incremental Savings (MMtherm)
F1_Industrial_Other Industrial_Existing_Space Heating_Natural Gas_Boiler_Baseline Forecast | F1 | Industrial | Other Industrial | Existing | Space Heating | Natural Gas | Boiler | Baseline Forecast | Consumption Savings (MMtherm)
F2_Industrial_Other Industrial_Existing_Space Heating_Natural Gas_Boiler_Baseline Forecast | F2 | Industrial | Other Industrial | Existing | Space Heating | Natural Gas | Boiler | Baseline Forecast | Summer Demand Savings (N/A)
F3_Industrial_Other Industrial_Existing_Space Heating_Natural Gas_Boiler_Baseline Forecast | F3 | Industrial | Other Industrial | Existing | Space Heating | Natural Gas | Boiler | Baseline Forecast | Winter Demand Savings (N/A)
F4_Industrial_Other Industrial_Existing_Space Heating_Natural Gas_Boiler_Baseline Forecast | F4 | Industrial | Other Industrial | Existing | Space Heating | Natural Gas | Boiler | Baseline Forecast | Incremental Savings (MMtherm)
F1_Industrial_Other Industrial_Existing_Space Heating_Natural Gas_Unit Heater_Baseline Forecast | F1 | Industrial | Other Industrial | Existing | Space Heating | Natural Gas | Unit Heater | Baseline Forecast | Consumption Savings (MMtherm)
F2_Industrial_Other Industrial_Existing_Space Heating_Natural Gas_Unit Heater_Baseline Forecast | F2 | Industrial | Other Industrial | Existing | Space Heating | Natural Gas | Unit Heater | Baseline Forecast | Summer Demand Savings (N/A)
F3_Industrial_Other Industrial_Existing_Space Heating_Natural Gas_Unit Heater_Baseline Forecast | F3 | Industrial | Other Industrial | Existing | Space Heating | Natural Gas | Unit Heater | Baseline Forecast | Winter Demand Savings (N/A)
F4_Industrial_Other Industrial_Existing_Space Heating_Natural Gas_Unit Heater_Baseline Forecast | F4 | Industrial | Other Industrial | Existing | Space Heating | Natural Gas | Unit Heater | Baseline Forecast | Incremental Savings (MMtherm)
F1_Industrial_Other Industrial_Existing_Process_Natural Gas_Process Boiler_Baseline Forecast | F1 | Industrial | Other Industrial | Existing | Process | Natural Gas | Process Boiler | Baseline Forecast | Consumption Savings (MMtherm)
F2_Industrial_Other Industrial_Existing_Process_Natural Gas_Process Boiler_Baseline Forecast | F2 | Industrial | Other Industrial | Existing | Process | Natural Gas | Process Boiler | Baseline Forecast | Summer Demand Savings (N/A)
F3_Industrial_Other Industrial_Existing_Process_Natural Gas_Process Boiler_Baseline Forecast | F3 | Industrial | Other Industrial | Existing | Process | Natural Gas | Process Boiler | Baseline Forecast | Winter Demand Savings (N/A)
F4_Industrial_Other Industrial_Existing_Process_Natural Gas_Process Boiler_Baseline Forecast | F4 | Industrial | Other Industrial | Existing | Process | Natural Gas | Process Boiler | Baseline Forecast | Incremental Savings (MMtherm)
F1_Industrial_Other Industrial_Existing_Process_Natural Gas_Process Heating_Baseline Forecast | F1 | Industrial | Other Industrial | Existing | Process | Natural Gas | Process Heating | Baseline Forecast | Consumption Savings (MMtherm)
F2_Industrial_Other Industrial_Existing_Process_Natural Gas_Process Heating_Baseline Forecast | F2 | Industrial | Other Industrial | Existing | Process | Natural Gas | Process Heating | Baseline Forecast | Summer Demand Savings (N/A)
F3_Industrial_Other Industrial_Existing_Process_Natural Gas_Process Heating_Baseline Forecast | F3 | Industrial | Other Industrial | Existing | Process | Natural Gas | Process Heating | Baseline Forecast | Winter Demand Savings (N/A)
F4_Industrial_Other Industrial_Existing_Process_Natural Gas_Process Heating_Baseline Forecast | F4 | Industrial | Other Industrial | Existing | Process | Natural Gas | Process Heating | Baseline Forecast | Incremental Savings (MMtherm)
F1_Industrial_Other Industrial_Existing_Process_Natural Gas_Process Cooling_Baseline Forecast | F1 | Industrial | Other Industrial | Existing | Process | Natural Gas | Process Cooling | Baseline Forecast | Consumption Savings (MMtherm)
F2_Industrial_Other Industrial_Existing_Process_Natural Gas_Process Cooling_Baseline Forecast | F2 | Industrial | Other Industrial | Existing | Process | Natural Gas | Process Cooling | Baseline Forecast | Summer Demand Savings (N/A)
F3_Industrial_Other Industrial_Existing_Process_Natural Gas_Process Cooling_Baseline Forecast | F3 | Industrial | Other Industrial | Existing | Process | Natural Gas | Process Cooling | Baseline Forecast | Winter Demand Savings (N/A)
F4_Industrial_Other Industrial_Existing_Process_Natural Gas_Process Cooling_Baseline Forecast | F4 | Industrial | Other Industrial | Existing | Process | Natural Gas | Process Cooling | Baseline Forecast | Incremental Savings (MMtherm)
F1_Industrial_Other Industrial_Existing_Process_Natural Gas_Other Process_Baseline Forecast | F1 | Industrial | Other Industrial | Existing | Process | Natural Gas | Other Process | Baseline Forecast | Consumption Savings (MMtherm)
F2_Industrial_Other Industrial_Existing_Process_Natural Gas_Other Process_Baseline Forecast | F2 | Industrial | Other Industrial | Existing | Process | Natural Gas | Other Process | Baseline Forecast | Summer Demand Savings (N/A)
F3_Industrial_Other Industrial_Existing_Process_Natural Gas_Other Process_Baseline Forecast | F3 | Industrial | Other Industrial | Existing | Process | Natural Gas | Other Process | Baseline Forecast | Winter Demand Savings (N/A)
F4_Industrial_Other Industrial_Existing_Process_Natural Gas_Other Process_Baseline Forecast | F4 | Industrial | Other Industrial | Existing | Process | Natural Gas | Other Process | Baseline Forecast | Incremental Savings (MMtherm)
F1_Industrial_Other Industrial_Existing_Miscellaneous_Natural Gas_Miscellaneous_Baseline Forecast | F1 | Industrial | Other Industrial | Existing | Miscellaneous | Natural Gas | Miscellaneous | Baseline Forecast | Consumption Savings (MMtherm)
F2_Industrial_Other Industrial_Existing_Miscellaneous_Natural Gas_Miscellaneous_Baseline Forecast | F2 | Industrial | Other Industrial | Existing | Miscellaneous | Natural Gas | Miscellaneous | Baseline Forecast | Summer Demand Savings (N/A)
F3_Industrial_Other Industrial_Existing_Miscellaneous_Natural Gas_Miscellaneous_Baseline Forecast | F3 | Industrial | Other Industrial | Existing | Miscellaneous | Natural Gas | Miscellaneous | Baseline Forecast | Winter Demand Savings (N/A)
F4_Industrial_Other Industrial_Existing_Miscellaneous_Natural Gas_Miscellaneous_Baseline Forecast | F4 | Industrial | Other Industrial | Existing | Miscellaneous | Natural Gas | Miscellaneous | Baseline Forecast | Incremental Savings (MMtherm)
F1_Industrial_Other Industrial_New_Space Heating_Natural Gas_Furnace_Baseline Forecast | F1 | Industrial | Other Industrial | New | Space Heating | Natural Gas | Furnace | Baseline Forecast | Consumption Savings (MMtherm)
F2_Industrial_Other Industrial_New_Space Heating_Natural Gas_Furnace_Baseline Forecast | F2 | Industrial | Other Industrial | New | Space Heating | Natural Gas | Furnace | Baseline Forecast | Summer Demand Savings (N/A)
F3_Industrial_Other Industrial_New_Space Heating_Natural Gas_Furnace_Baseline Forecast | F3 | Industrial | Other Industrial | New | Space Heating | Natural Gas | Furnace | Baseline Forecast | Winter Demand Savings (N/A)
F4_Industrial_Other Industrial_New_Space Heating_Natural Gas_Furnace_Baseline Forecast | F4 | Industrial | Other Industrial | New | Space Heating | Natural Gas | Furnace | Baseline Forecast | Incremental Savings (MMtherm)
F1_Industrial_Other Industrial_New_Space Heating_Natural Gas_Boiler_Baseline Forecast | F1 | Industrial | Other Industrial | New | Space Heating | Natural Gas | Boiler | Baseline Forecast | Consumption Savings (MMtherm)
F2_Industrial_Other Industrial_New_Space Heating_Natural Gas_Boiler_Baseline Forecast | F2 | Industrial | Other Industrial | New | Space Heating | Natural Gas | Boiler | Baseline Forecast | Summer Demand Savings (N/A)
F3_Industrial_Other Industrial_New_Space Heating_Natural Gas_Boiler_Baseline Forecast | F3 | Industrial | Other Industrial | New | Space Heating | Natural Gas | Boiler | Baseline Forecast | Winter Demand Savings (N/A)
F4_Industrial_Other Industrial_New_Space Heating_Natural Gas_Boiler_Baseline Forecast | F4 | Industrial | Other Industrial | New | Space Heating | Natural Gas | Boiler | Baseline Forecast | Incremental Savings (MMtherm)
F1_Industrial_Other Industrial_New_Space Heating_Natural Gas_Unit Heater_Baseline Forecast | F1 | Industrial | Other Industrial | New | Space Heating | Natural Gas | Unit Heater | Baseline Forecast | Consumption Savings (MMtherm)
F2_Industrial_Other Industrial_New_Space Heating_Natural Gas_Unit Heater_Baseline Forecast | F2 | Industrial | Other Industrial | New | Space Heating | Natural Gas | Unit Heater | Baseline Forecast | Summer Demand Savings (N/A)
F3_Industrial_Other Industrial_New_Space Heating_Natural Gas_Unit Heater_Baseline Forecast | F3 | Industrial | Other Industrial | New | Space Heating | Natural Gas | Unit Heater | Baseline Forecast | Winter Demand Savings (N/A)
F4_Industrial_Other Industrial_New_Space Heating_Natural Gas_Unit Heater_Baseline Forecast | F4 | Industrial | Other Industrial | New | Space Heating | Natural Gas | Unit Heater | Baseline Forecast | Incremental Savings (MMtherm)
F1_Industrial_Other Industrial_New_Process_Natural Gas_Process Boiler_Baseline Forecast | F1 | Industrial | Other Industrial | New | Process | Natural Gas | Process Boiler | Baseline Forecast | Consumption Savings (MMtherm)
F2_Industrial_Other Industrial_New_Process_Natural Gas_Process Boiler_Baseline Forecast | F2 | Industrial | Other Industrial | New | Process | Natural Gas | Process Boiler | Baseline Forecast | Summer Demand Savings (N/A)
F3_Industrial_Other Industrial_New_Process_Natural Gas_Process Boiler_Baseline Forecast | F3 | Industrial | Other Industrial | New | Process | Natural Gas | Process Boiler | Baseline Forecast | Winter Demand Savings (N/A)
F4_Industrial_Other Industrial_New_Process_Natural Gas_Process Boiler_Baseline Forecast | F4 | Industrial | Other Industrial | New | Process | Natural Gas | Process Boiler | Baseline Forecast | Incremental Savings (MMtherm)
F1_Industrial_Other Industrial_New_Process_Natural Gas_Process Heating_Baseline Forecast | F1 | Industrial | Other Industrial | New | Process | Natural Gas | Process Heating | Baseline Forecast | Consumption Savings (MMtherm)
F2_Industrial_Other Industrial_New_Process_Natural Gas_Process Heating_Baseline Forecast | F2 | Industrial | Other Industrial | New | Process | Natural Gas | Process Heating | Baseline Forecast | Summer Demand Savings (N/A)
F3_Industrial_Other Industrial_New_Process_Natural Gas_Process Heating_Baseline Forecast | F3 | Industrial | Other Industrial | New | Process | Natural Gas | Process Heating | Baseline Forecast | Winter Demand Savings (N/A)
F4_Industrial_Other Industrial_New_Process_Natural Gas_Process Heating_Baseline Forecast | F4 | Industrial | Other Industrial | New | Process | Natural Gas | Process Heating | Baseline Forecast | Incremental Savings (MMtherm)
F1_Industrial_Other Industrial_New_Process_Natural Gas_Process Cooling_Baseline Forecast | F1 | Industrial | Other Industrial | New | Process | Natural Gas | Process Cooling | Baseline Forecast | Consumption Savings (MMtherm)
F2_Industrial_Other Industrial_New_Process_Natural Gas_Process Cooling_Baseline Forecast | F2 | Industrial | Other Industrial | New | Process | Natural Gas | Process Cooling | Baseline Forecast | Summer Demand Savings (N/A)
F3_Industrial_Other Industrial_New_Process_Natural Gas_Process Cooling_Baseline Forecast | F3 | Industrial | Other Industrial | New | Process | Natural Gas | Process Cooling | Baseline Forecast | Winter Demand Savings (N/A)
F4_Industrial_Other Industrial_New_Process_Natural Gas_Process Cooling_Baseline Forecast | F4 | Industrial | Other Industrial | New | Process | Natural Gas | Process Cooling | Baseline Forecast | Incremental Savings (MMtherm)
F1_Industrial_Other Industrial_New_Process_Natural Gas_Other Process_Baseline Forecast | F1 | Industrial | Other Industrial | New | Process | Natural Gas | Other Process | Baseline Forecast | Consumption Savings (MMtherm)
F2_Industrial_Other Industrial_New_Process_Natural Gas_Other Process_Baseline Forecast | F2 | Industrial | Other Industrial | New | Process | Natural Gas | Other Process | Baseline Forecast | Summer Demand Savings (N/A)
F3_Industrial_Other Industrial_New_Process_Natural Gas_Other Process_Baseline Forecast | F3 | Industrial | Other Industrial | New | Process | Natural Gas | Other Process | Baseline Forecast | Winter Demand Savings (N/A)
F4_Industrial_Other Industrial_New_Process_Natural Gas_Other Process_Baseline Forecast | F4 | Industrial | Other Industrial | New | Process | Natural Gas | Other Process | Baseline Forecast | Incremental Savings (MMtherm)
F1_Industrial_Other Industrial_New_Miscellaneous_Natural Gas_Miscellaneous_Baseline Forecast | F1 | Industrial | Other Industrial | New | Miscellaneous | Natural Gas | Miscellaneous | Baseline Forecast | Consumption Savings (MMtherm)
F2_Industrial_Other Industrial_New_Miscellaneous_Natural Gas_Miscellaneous_Baseline Forecast | F2 | Industrial | Other Industrial | New | Miscellaneous | Natural Gas | Miscellaneous | Baseline Forecast | Summer Demand Savings (N/A)
F3_Industrial_Other Industrial_New_Miscellaneous_Natural Gas_Miscellaneous_Baseline Forecast | F3 | Industrial | Other Industrial | New | Miscellaneous | Natural Gas | Miscellaneous | Baseline Forecast | Winter Demand Savings (N/A)
F4_Industrial_Other Industrial_New_Miscellaneous_Natural Gas_Miscellaneous_Baseline Forecast | F4 | Industrial | Other Industrial | New | Miscellaneous | Natural Gas | Miscellaneous | Baseline Forecast | Incremental Savings (MMtherm)

## Special Markets
Key | Field | Sector | Market | Segment | Vintage | End Use | Fuel | Label | 2019 | 2020 | 2021 | 2022 | 2023 | 2024 | 2025 | 2026 | 2027 | 2028 | 2029 | 2030 | 2031 | 2032 | 2033 | 2034 | 2035 | 2036 | 2037 | 2038 | 2039 | 2040 | 2041
F1_Industrial_Food Products_Existing_Space Heating_Natural Gas_All | F1 | Industrial | All | Food Products | Existing | Space Heating | Natural Gas | Units | 2305.3286 | 2265.5815 | 2226.5198 | 2188.1315 | 2150.4051 | 2113.3291 | 2076.8924 | 2041.0839 | 2005.8928 | 1971.3085 | 1937.3204 | 1903.9183 | 1871.0922 | 1838.8319 | 1807.1279 | 1775.9706 | 1745.3504 | 1715.2581 | 1685.6847 | 1656.6212 | 1628.0588 | 1599.9888 | 0
F2_Industrial_Food Products_Existing_Space Heating_Natural Gas_All | F2 | Industrial | All | Food Products | Existing | Space Heating | Natural Gas | Usage (GWh) | 0.4271 | 0.41876 | 0.41056 | 0.40253 | 0.39465 | 0.38693 | 0.37938 | 0.37199 | 0.36478 | 0.35773 | 0.35086 | 0.34416 | 0.33761 | 0.33123 | 0.325 | 0.31891 | 0.31297 | 0.30716 | 0.30149 | 0.29594 | 0.29051 | 0.2852 | 0
F3_Industrial_Food Products_Existing_Space Heating_Natural Gas_All | F3 | Industrial | All | Food Products | Existing | Space Heating | Natural Gas | Summer Peak Demand (MW) | 0 | 0 | 0 | 0 | 0 | 0 | 0 | 0 | 0 | 0 | 0 | 0 | 0 | 0 | 0 | 0 | 0 | 0 | 0 | 0 | 0 | 0 | 0
F4_Industrial_Food Products_Existing_Space Heating_Natural Gas_All | F4 | Industrial | All | Food Products | Existing | Space Heating | Natural Gas | Winter Peak Demand (MW) | 0 | 0 | 0 | 0 | 0 | 0 | 0 | 0 | 0 | 0 | 0 | 0 | 0 | 0 | 0 | 0 | 0 | 0 | 0 | 0 | 0 | 0 | 0
F1_Industrial_Food Products_Existing_Process_Natural Gas_All | F1 | Industrial | All | Food Products | Existing | Process | Natural Gas | Units | 9483.7668 | 9320.2535 | 9159.5595 | 9001.6361 | 8846.4355 | 8693.9107 | 8544.0157 | 8396.7051 | 8251.9343 | 8109.6596 | 7969.8379 | 7832.4269 | 7697.385 | 7564.6715 | 7434.2461 | 7306.0695 | 7180.1027 | 7056.3079 | 6934.6474 | 6815.0845 | 6697.583 | 6582.1075 | 0
F2_Industrial_Food Products_Existing_Process_Natural Gas_All | F2 | Industrial | All | Food Products | Existing | Process | Natural Gas | Usage (GWh) | 6.6624 | 6.5475 | 6.4346 | 6.3237 | 6.2147 | 6.1075 | 6.0022 | 5.8987 | 5.797 | 5.6971 | 5.5989 | 5.5023 | 5.4075 | 5.3142 | 5.2226 | 5.1326 | 5.0441 | 4.9571 | 4.8716 | 4.7876 | 4.7051 | 4.624 | 0
F3_Industrial_Food Products_Existing_Process_Natural Gas_All | F3 | Industrial | All | Food Products | Existing | Process | Natural Gas | Summer Peak Demand (MW) | 0 | 0 | 0 | 0 | 0 | 0 | 0 | 0 | 0 | 0 | 0 | 0 | 0 | 0 | 0 | 0 | 0 | 0 | 0 | 0 | 0 | 0 | 0
F4_Industrial_Food Products_Existing_Process_Natural Gas_All | F4 | Industrial | All | Food Products | Existing | Process | Natural Gas | Winter Peak Demand (MW) | 0 | 0 | 0 | 0 | 0 | 0 | 0 | 0 | 0 | 0 | 0 | 0 | 0 | 0 | 0 | 0 | 0 | 0 | 0 | 0 | 0 | 0 | 0
F1_Industrial_Food Products_Existing_Miscellaneous_Natural Gas_All | F1 | Industrial | All | Food Products | Existing | Miscellaneous | Natural Gas | Units | 2370.9417 | 2330.0634 | 2289.8899 | 2250.409 | 2211.6089 | 2173.4777 | 2136.0039 | 2099.1763 | 2062.9836 | 2027.4149 | 1992.4595 | 1958.1067 | 1924.3463 | 1891.1679 | 1858.5615 | 1826.5174 | 1795.0257 | 1764.077 | 1733.6618 | 1703.7711 | 1674.3958 | 1645.5269 | 0
F2_Industrial_Food Products_Existing_Miscellaneous_Natural Gas_All | F2 | Industrial | All | Food Products | Existing | Miscellaneous | Natural Gas | Usage (GWh) | 0.15397 | 0.15132 | 0.14871 | 0.14615 | 0.14363 | 0.14115 | 0.13872 | 0.13632 | 0.13397 | 0.13166 | 0.12939 | 0.12716 | 0.12497 | 0.12282 | 0.1207 | 0.11862 | 0.11657 | 0.11456 | 0.11259 | 0.11065 | 0.10874 | 0.10686 | 0
F3_Industrial_Food Products_Existing_Miscellaneous_Natural Gas_All | F3 | Industrial | All | Food Products | Existing | Miscellaneous | Natural Gas | Summer Peak Demand (MW) | 0 | 0 | 0 | 0 | 0 | 0 | 0 | 0 | 0 | 0 | 0 | 0 | 0 | 0 | 0 | 0 | 0 | 0 | 0 | 0 | 0 | 0 | 0
F4_Industrial_Food Products_Existing_Miscellaneous_Natural Gas_All | F4 | Industrial | All | Food Products | Existing | Miscellaneous | Natural Gas | Winter Peak Demand (MW) | 0 | 0 | 0 | 0 | 0 | 0 | 0 | 0 | 0 | 0 | 0 | 0 | 0 | 0 | 0 | 0 | 0 | 0 | 0 | 0 | 0 | 0 | 0
F1_Industrial_Food Products_New_Space Heating_Natural Gas_All | F1 | Industrial | All | Food Products | New | Space Heating | Natural Gas | Units | 0 | 120.2817 | 123.1617 | 214.9404 | 306.4938 | 409.1108 | 470.9109 | 542.6526 | 613.4902 | 693.1715 | 752.5177 | 820.774 | 888.125 | 966.254 | 1019.2805 | 1083.7268 | 1148.1243 | 1223.0917 | 1272.6099 | 1333.628 | 1392.9843 | 1452.1652 | 0
F2_Industrial_Food Products_New_Space Heating_Natural Gas_All | F2 | Industrial | All | Food Products | New | Space Heating | Natural Gas | Usage (GWh) | 0 | 0.021095 | 0.0216 | 0.037697 | 0.053754 | 0.071751 | 0.08259 | 0.095172 | 0.1076 | 0.12157 | 0.13198 | 0.14395 | 0.15576 | 0.16946 | 0.17876 | 0.19007 | 0.20136 | 0.21451 | 0.22319 | 0.23389 | 0.24431 | 0.25468 | 0
F3_Industrial_Food Products_New_Space Heating_Natural Gas_All | F3 | Industrial | All | Food Products | New | Space Heating | Natural Gas | Summer Peak Demand (MW) | 0 | 0 | 0 | 0 | 0 | 0 | 0 | 0 | 0 | 0 | 0 | 0 | 0 | 0 | 0 | 0 | 0 | 0 | 0 | 0 | 0 | 0 | 0
F4_Industrial_Food Products_New_Space Heating_Natural Gas_All | F4 | Industrial | All | Food Products | New | Space Heating | Natural Gas | Winter Peak Demand (MW) | 0 | 0 | 0 | 0 | 0 | 0 | 0 | 0 | 0 | 0 | 0 | 0 | 0 | 0 | 0 | 0 | 0 | 0 | 0 | 0 | 0 | 0 | 0
F1_Industrial_Food Products_New_Process_Natural Gas_All | F1 | Industrial | All | Food Products | New | Process | Natural Gas | Units | 0 | 494.8206 | 506.6682 | 884.2318 | 1260.8683 | 1683.0187 | 1937.255 | 2232.3892 | 2523.8041 | 2851.6008 | 3095.7419 | 3376.5377 | 3653.6094 | 3975.0202 | 4193.163 | 4458.2852 | 4723.2066 | 5031.611 | 5235.3212 | 5486.3403 | 5730.5228 | 5973.9841 | 0
F2_Industrial_Food Products_New_Process_Natural Gas_All | F2 | Industrial | All | Food Products | New | Process | Natural Gas | Usage (GWh) | 0 | 0.34761 | 0.35594 | 0.62118 | 0.88577 | 1.1823 | 1.3609 | 1.5683 | 1.773 | 2.0033 | 2.1748 | 2.372 | 2.5667 | 2.7925 | 2.9457 | 3.132 | 3.3181 | 3.5347 | 3.6778 | 3.8542 | 4.0257 | 4.1968 | 0
F3_Industrial_Food Products_New_Process_Natural Gas_All | F3 | Industrial | All | Food Products | New | Process | Natural Gas | Summer Peak Demand (MW) | 0 | 0 | 0 | 0 | 0 | 0 | 0 | 0 | 0 | 0 | 0 | 0 | 0 | 0 | 0 | 0 | 0 | 0 | 0 | 0 | 0 | 0 | 0
F4_Industrial_Food Products_New_Process_Natural Gas_All | F4 | Industrial | All | Food Products | New | Process | Natural Gas | Winter Peak Demand (MW) | 0 | 0 | 0 | 0 | 0 | 0 | 0 | 0 | 0 | 0 | 0 | 0 | 0 | 0 | 0 | 0 | 0 | 0 | 0 | 0 | 0 | 0 | 0
F1_Industrial_Food Products_New_Miscellaneous_Natural Gas_All | F1 | Industrial | All | Food Products | New | Miscellaneous | Natural Gas | Units | 0 | 123.7051 | 126.6671 | 221.058 | 315.2171 | 420.7547 | 484.3137 | 558.0973 | 630.951 | 712.9002 | 773.9355 | 844.1344 | 913.4023 | 993.7551 | 1048.2907 | 1114.5713 | 1180.8016 | 1257.9028 | 1308.8303 | 1371.5851 | 1432.6307 | 1493.496 | 0
F2_Industrial_Food Products_New_Miscellaneous_Natural Gas_All | F2 | Industrial | All | Food Products | New | Miscellaneous | Natural Gas | Usage (GWh) | 0 | 0.0080336 | 0.008226 | 0.014356 | 0.020471 | 0.027324 | 0.031452 | 0.036244 | 0.040975 | 0.046297 | 0.050261 | 0.054819 | 0.059318 | 0.064536 | 0.068078 | 0.072382 | 0.076683 | 0.08169 | 0.084998 | 0.089073 | 0.093037 | 0.09699 | 0
F3_Industrial_Food Products_New_Miscellaneous_Natural Gas_All | F3 | Industrial | All | Food Products | New | Miscellaneous | Natural Gas | Summer Peak Demand (MW) | 0 | 0 | 0 | 0 | 0 | 0 | 0 | 0 | 0 | 0 | 0 | 0 | 0 | 0 | 0 | 0 | 0 | 0 | 0 | 0 | 0 | 0 | 0
F4_Industrial_Food Products_New_Miscellaneous_Natural Gas_All | F4 | Industrial | All | Food Products | New | Miscellaneous | Natural Gas | Winter Peak Demand (MW) | 0 | 0 | 0 | 0 | 0 | 0 | 0 | 0 | 0 | 0 | 0 | 0 | 0 | 0 | 0 | 0 | 0 | 0 | 0 | 0 | 0 | 0 | 0
F1_Industrial_Agriculture_Existing_Space Heating_Natural Gas_All | F1 | Industrial | All | Agriculture | Existing | Space Heating | Natural Gas | Units | 11425.2817 | 11228.2941 | 11034.7028 | 10844.4493 | 10657.476 | 10473.7264 | 10293.1449 | 10115.6769 | 9941.2687 | 9769.8675 | 9601.4215 | 9435.8798 | 9273.1922 | 9113.3096 | 8956.1835 | 8801.7666 | 8650.012 | 8500.8738 | 8354.3071 | 8210.2673 | 8068.711 | 7929.5952 | 0
F2_Industrial_Agriculture_Existing_Space Heating_Natural Gas_All | F2 | Industrial | All | Agriculture | Existing | Space Heating | Natural Gas | Usage (GWh) | 1.0998 | 1.0784 | 1.0573 | 1.0366 | 1.0163 | 0.99641 | 0.97696 | 0.95795 | 0.93937 | 0.92123 | 0.90352 | 0.88626 | 0.86942 | 0.85298 | 0.83693 | 0.82126 | 0.80595 | 0.791 | 0.77638 | 0.76209 | 0.74811 | 0.73445 | 0
F3_Industrial_Agriculture_Existing_Space Heating_Natural Gas_All | F3 | Industrial | All | Agriculture | Existing | Space Heating | Natural Gas | Summer Peak Demand (MW) | 0 | 0 | 0 | 0 | 0 | 0 | 0 | 0 | 0 | 0 | 0 | 0 | 0 | 0 | 0 | 0 | 0 | 0 | 0 | 0 | 0 | 0 | 0
F4_Industrial_Agriculture_Existing_Space Heating_Natural Gas_All | F4 | Industrial | All | Agriculture | Existing | Space Heating | Natural Gas | Winter Peak Demand (MW) | 0 | 0 | 0 | 0 | 0 | 0 | 0 | 0 | 0 | 0 | 0 | 0 | 0 | 0 | 0 | 0 | 0 | 0 | 0 | 0 | 0 | 0 | 0
F1_Industrial_Agriculture_Existing_Process_Natural Gas_All | F1 | Industrial | All | Agriculture | Existing | Process | Natural Gas | Units | 69116.2659 | 67924.6061 | 66753.4922 | 65602.57 | 64471.4912 | 63359.9137 | 62267.5014 | 61193.9238 | 60138.8562 | 59101.9793 | 58082.9797 | 57081.549 | 56097.3844 | 55130.1881 | 54179.6676 | 53245.5354 | 52327.5089 | 51425.3105 | 50538.6672 | 49667.3109 | 48810.9779 | 47969.4094 | 0
F2_Industrial_Agriculture_Existing_Process_Natural Gas_All | F2 | Industrial | All | Agriculture | Existing | Process | Natural Gas | Usage (GWh) | 2.2608 | 2.2219 | 2.1836 | 2.1459 | 2.1089 | 2.0725 | 2.0368 | 2.0017 | 1.9672 | 1.9333 | 1.8999 | 1.8672 | 1.835 | 1.8033 | 1.7723 | 1.7417 | 1.7117 | 1.6822 | 1.6532 | 1.6247 | 1.5966 | 1.5691 | 0
F3_Industrial_Agriculture_Existing_Process_Natural Gas_All | F3 | Industrial | All | Agriculture | Existing | Process | Natural Gas | Summer Peak Demand (MW) | 0 | 0 | 0 | 0 | 0 | 0 | 0 | 0 | 0 | 0 | 0 | 0 | 0 | 0 | 0 | 0 | 0 | 0 | 0 | 0 | 0 | 0 | 0
F4_Industrial_Agriculture_Existing_Process_Natural Gas_All | F4 | Industrial | All | Agriculture | Existing | Process | Natural Gas | Winter Peak Demand (MW) | 0 | 0 | 0 | 0 | 0 | 0 | 0 | 0 | 0 | 0 | 0 | 0 | 0 | 0 | 0 | 0 | 0 | 0 | 0 | 0 | 0 | 0 | 0
F1_Industrial_Agriculture_Existing_Miscellaneous_Natural Gas_All | F1 | Industrial | All | Agriculture | Existing | Miscellaneous | Natural Gas | Units | 17279.0665 | 16981.1515 | 16688.3731 | 16400.6425 | 16117.8728 | 15839.9784 | 15566.8754 | 15298.481 | 15034.714 | 14775.4948 | 14520.7449 | 14270.3873 | 14024.3461 | 13782.547 | 13544.9169 | 13311.3839 | 13081.8772 | 12856.3276 | 12634.6668 | 12416.8277 | 12202.7445 | 11992.3523 | 0
F2_Industrial_Agriculture_Existing_Miscellaneous_Natural Gas_All | F2 | Industrial | All | Agriculture | Existing | Miscellaneous | Natural Gas | Usage (GWh) | 0.3608 | 0.35458 | 0.34847 | 0.34246 | 0.33655 | 0.33075 | 0.32505 | 0.31944 | 0.31394 | 0.30852 | 0.3032 | 0.29798 | 0.29284 | 0.28779 | 0.28283 | 0.27795 | 0.27316 | 0.26845 | 0.26382 | 0.25927 | 0.2548 | 0.25041 | 0
F3_Industrial_Agriculture_Existing_Miscellaneous_Natural Gas_All | F3 | Industrial | All | Agriculture | Existing | Miscellaneous | Natural Gas | Summer Peak Demand (MW) | 0 | 0 | 0 | 0 | 0 | 0 | 0 | 0 | 0 | 0 | 0 | 0 | 0 | 0 | 0 | 0 | 0 | 0 | 0 | 0 | 0 | 0 | 0
F4_Industrial_Agriculture_Existing_Miscellaneous_Natural Gas_All | F4 | Industrial | All | Agriculture | Existing | Miscellaneous | Natural Gas | Winter Peak Demand (MW) | 0 | 0 | 0 | 0 | 0 | 0 | 0 | 0 | 0 | 0 | 0 | 0 | 0 | 0 | 0 | 0 | 0 | 0 | 0 | 0 | 0 | 0 | 0
F1_Industrial_Agriculture_New_Space Heating_Natural Gas_All | F1 | Industrial | All | Agriculture | New | Space Heating | Natural Gas | Units | 0 | 596.1202 | 610.3932 | 1065.2516 | 1518.993 | 2027.566 | 2333.8494 | 2689.4035 | 3040.4768 | 3435.3799 | 3729.5016 | 4067.7819 | 4401.5756 | 4788.7856 | 5051.5865 | 5370.9845 | 5690.1405 | 6061.6814 | 6307.0951 | 6609.5028 | 6903.6743 | 7196.9769 | 0
F2_Industrial_Agriculture_New_Space Heating_Natural Gas_All | F2 | Industrial | All | Agriculture | New | Space Heating | Natural Gas | Usage (GWh) | 0 | 0.054324 | 0.055625 | 0.097076 | 0.13842 | 0.18477 | 0.21268 | 0.24508 | 0.27708 | 0.31306 | 0.33987 | 0.37069 | 0.40111 | 0.4364 | 0.46035 | 0.48945 | 0.51854 | 0.5524 | 0.57476 | 0.60232 | 0.62913 | 0.65586 | 0
F3_Industrial_Agriculture_New_Space Heating_Natural Gas_All | F3 | Industrial | All | Agriculture | New | Space Heating | Natural Gas | Summer Peak Demand (MW) | 0 | 0 | 0 | 0 | 0 | 0 | 0 | 0 | 0 | 0 | 0 | 0 | 0 | 0 | 0 | 0 | 0 | 0 | 0 | 0 | 0 | 0 | 0
F4_Industrial_Agriculture_New_Space Heating_Natural Gas_All | F4 | Industrial | All | Agriculture | New | Space Heating | Natural Gas | Winter Peak Demand (MW) | 0 | 0 | 0 | 0 | 0 | 0 | 0 | 0 | 0 | 0 | 0 | 0 | 0 | 0 | 0 | 0 | 0 | 0 | 0 | 0 | 0 | 0 | 0
F1_Industrial_Agriculture_New_Process_Natural Gas_All | F1 | Industrial | All | Agriculture | New | Process | Natural Gas | Units | 0 | 3606.1781 | 3692.5217 | 6444.1486 | 9189.0184 | 12265.5874 | 14118.4227 | 16269.3171 | 18393.1047 | 20782.0376 | 22561.3015 | 24607.6993 | 26626.9557 | 28969.3495 | 30559.1412 | 32491.3119 | 34422.0192 | 36669.6243 | 38154.2334 | 39983.6228 | 41763.1885 | 43537.4974 | 0
F2_Industrial_Agriculture_New_Process_Natural Gas_All | F2 | Industrial | All | Agriculture | New | Process | Natural Gas | Usage (GWh) | 0 | 0.11796 | 0.12078 | 0.21079 | 0.30058 | 0.40122 | 0.46182 | 0.53218 | 0.60165 | 0.67979 | 0.738 | 0.80493 | 0.87099 | 0.94761 | 0.99961 | 1.0628 | 1.126 | 1.1995 | 1.2481 | 1.3079 | 1.3661 | 1.4241 | 0
F3_Industrial_Agriculture_New_Process_Natural Gas_All | F3 | Industrial | All | Agriculture | New | Process | Natural Gas | Summer Peak Demand (MW) | 0 | 0 | 0 | 0 | 0 | 0 | 0 | 0 | 0 | 0 | 0 | 0 | 0 | 0 | 0 | 0 | 0 | 0 | 0 | 0 | 0 | 0 | 0
F4_Industrial_Agriculture_New_Process_Natural Gas_All | F4 | Industrial | All | Agriculture | New | Process | Natural Gas | Winter Peak Demand (MW) | 0 | 0 | 0 | 0 | 0 | 0 | 0 | 0 | 0 | 0 | 0 | 0 | 0 | 0 | 0 | 0 | 0 | 0 | 0 | 0 | 0 | 0 | 0
F1_Industrial_Agriculture_New_Miscellaneous_Natural Gas_All | F1 | Industrial | All | Agriculture | New | Miscellaneous | Natural Gas | Units | 0 | 901.5445 | 923.1304 | 1611.0371 | 2297.2546 | 3066.3969 | 3529.6057 | 4067.3293 | 4598.2762 | 5195.5094 | 5640.3254 | 6151.9248 | 6656.7389 | 7242.3374 | 7639.7853 | 8122.828 | 8605.5048 | 9167.4061 | 9538.5584 | 9995.9057 | 10440.7971 | 10884.3743 | 0
F2_Industrial_Agriculture_New_Miscellaneous_Natural Gas_All | F2 | Industrial | All | Agriculture | New | Miscellaneous | Natural Gas | Usage (GWh) | 0 | 0.018825 | 0.019276 | 0.03364 | 0.047968 | 0.064029 | 0.073701 | 0.084929 | 0.096015 | 0.10849 | 0.11777 | 0.12846 | 0.139 | 0.15123 | 0.15952 | 0.16961 | 0.17969 | 0.19142 | 0.19917 | 0.20872 | 0.21801 | 0.22727 | 0
F3_Industrial_Agriculture_New_Miscellaneous_Natural Gas_All | F3 | Industrial | All | Agriculture | New | Miscellaneous | Natural Gas | Summer Peak Demand (MW) | 0 | 0 | 0 | 0 | 0 | 0 | 0 | 0 | 0 | 0 | 0 | 0 | 0 | 0 | 0 | 0 | 0 | 0 | 0 | 0 | 0 | 0 | 0
F4_Industrial_Agriculture_New_Miscellaneous_Natural Gas_All | F4 | Industrial | All | Agriculture | New | Miscellaneous | Natural Gas | Winter Peak Demand (MW) | 0 | 0 | 0 | 0 | 0 | 0 | 0 | 0 | 0 | 0 | 0 | 0 | 0 | 0 | 0 | 0 | 0 | 0 | 0 | 0 | 0 | 0 | 0
F1_Industrial_Primary Metals_Existing_Space Heating_Natural Gas_All | F1 | Industrial | All | Primary Metals | Existing | Space Heating | Natural Gas | Units | 258.9237 | 254.4595 | 250.0723 | 245.7607 | 241.5235 | 237.3593 | 233.2669 | 229.245 | 225.2925 | 221.4082 | 217.5908 | 213.8392 | 210.1523 | 206.529 | 202.9682 | 199.4687 | 196.0296 | 192.6498 | 189.3282 | 186.064 | 182.856 | 179.7033 | 0
F2_Industrial_Primary Metals_Existing_Space Heating_Natural Gas_All | F2 | Industrial | All | Primary Metals | Existing | Space Heating | Natural Gas | Usage (GWh) | 0.099674 | 0.097728 | 0.095816 | 0.09394 | 0.092101 | 0.0903 | 0.088538 | 0.086814 | 0.085131 | 0.083487 | 0.081882 | 0.080318 | 0.078791 | 0.077301 | 0.075847 | 0.074427 | 0.07304 | 0.071684 | 0.07036 | 0.069065 | 0.067798 | 0.066559 | 0
F3_Industrial_Primary Metals_Existing_Space Heating_Natural Gas_All | F3 | Industrial | All | Primary Metals | Existing | Space Heating | Natural Gas | Summer Peak Demand (MW) | 0 | 0 | 0 | 0 | 0 | 0 | 0 | 0 | 0 | 0 | 0 | 0 | 0 | 0 | 0 | 0 | 0 | 0 | 0 | 0 | 0 | 0 | 0
F4_Industrial_Primary Metals_Existing_Space Heating_Natural Gas_All | F4 | Industrial | All | Primary Metals | Existing | Space Heating | Natural Gas | Winter Peak Demand (MW) | 0 | 0 | 0 | 0 | 0 | 0 | 0 | 0 | 0 | 0 | 0 | 0 | 0 | 0 | 0 | 0 | 0 | 0 | 0 | 0 | 0 | 0 | 0
F1_Industrial_Primary Metals_Existing_Process_Natural Gas_All | F1 | Industrial | All | Primary Metals | Existing | Process | Natural Gas | Units | 1097.1957 | 1078.2785 | 1059.6875 | 1041.417 | 1023.4616 | 1005.8157 | 988.474 | 971.4314 | 954.6825 | 938.2225 | 922.0463 | 906.1489 | 890.5256 | 875.1718 | 860.0826 | 845.2536 | 830.6802 | 816.3582 | 802.283 | 788.4506 | 774.8566 | 761.497 | 0
F2_Industrial_Primary Metals_Existing_Process_Natural Gas_All | F2 | Industrial | All | Primary Metals | Existing | Process | Natural Gas | Usage (GWh) | 2.5718 | 2.5274 | 2.4838 | 2.441 | 2.3989 | 2.3576 | 2.3169 | 2.277 | 2.2377 | 2.1991 | 2.1612 | 2.124 | 2.0873 | 2.0513 | 2.016 | 1.9812 | 1.9471 | 1.9135 | 1.8805 | 1.8481 | 1.8162 | 1.7849 | 0
F3_Industrial_Primary Metals_Existing_Process_Natural Gas_All | F3 | Industrial | All | Primary Metals | Existing | Process | Natural Gas | Summer Peak Demand (MW) | 0 | 0 | 0 | 0 | 0 | 0 | 0 | 0 | 0 | 0 | 0 | 0 | 0 | 0 | 0 | 0 | 0 | 0 | 0 | 0 | 0 | 0 | 0
F4_Industrial_Primary Metals_Existing_Process_Natural Gas_All | F4 | Industrial | All | Primary Metals | Existing | Process | Natural Gas | Winter Peak Demand (MW) | 0 | 0 | 0 | 0 | 0 | 0 | 0 | 0 | 0 | 0 | 0 | 0 | 0 | 0 | 0 | 0 | 0 | 0 | 0 | 0 | 0 | 0 | 0
F1_Industrial_Primary Metals_Existing_Miscellaneous_Natural Gas_All | F1 | Industrial | All | Primary Metals | Existing | Miscellaneous | Natural Gas | Units | 274.2989 | 269.5696 | 264.9219 | 260.3543 | 255.8654 | 251.4539 | 247.1185 | 242.8578 | 238.6706 | 234.5556 | 230.5116 | 226.5372 | 222.6314 | 218.7929 | 215.0206 | 211.3134 | 207.6701 | 204.0895 | 200.5708 | 197.1126 | 193.7141 | 190.3742 | 0
F2_Industrial_Primary Metals_Existing_Miscellaneous_Natural Gas_All | F2 | Industrial | All | Primary Metals | Existing | Miscellaneous | Natural Gas | Usage (GWh) | 0.10853 | 0.10666 | 0.10482 | 0.10302 | 0.10124 | 0.099494 | 0.097779 | 0.096093 | 0.094436 | 0.092808 | 0.091208 | 0.089635 | 0.08809 | 0.086571 | 0.085078 | 0.083611 | 0.08217 | 0.080753 | 0.079361 | 0.077993 | 0.076648 | 0.075326 | 0
F3_Industrial_Primary Metals_Existing_Miscellaneous_Natural Gas_All | F3 | Industrial | All | Primary Metals | Existing | Miscellaneous | Natural Gas | Summer Peak Demand (MW) | 0 | 0 | 0 | 0 | 0 | 0 | 0 | 0 | 0 | 0 | 0 | 0 | 0 | 0 | 0 | 0 | 0 | 0 | 0 | 0 | 0 | 0 | 0
F4_Industrial_Primary Metals_Existing_Miscellaneous_Natural Gas_All | F4 | Industrial | All | Primary Metals | Existing | Miscellaneous | Natural Gas | Winter Peak Demand (MW) | 0 | 0 | 0 | 0 | 0 | 0 | 0 | 0 | 0 | 0 | 0 | 0 | 0 | 0 | 0 | 0 | 0 | 0 | 0 | 0 | 0 | 0 | 0
F1_Industrial_Primary Metals_New_Space Heating_Natural Gas_All | F1 | Industrial | All | Primary Metals | New | Space Heating | Natural Gas | Units | 0 | 13.5095 | 13.8329 | 24.1411 | 34.424 | 45.9494 | 52.8905 | 60.9482 | 68.9044 | 77.8538 | 84.5193 | 92.1855 | 99.7501 | 108.5251 | 114.4808 | 121.7191 | 128.952 | 137.372 | 142.9336 | 149.7869 | 156.4535 | 163.1004 | 0
F2_Industrial_Primary Metals_New_Space Heating_Natural Gas_All | F2 | Industrial | All | Primary Metals | New | Space Heating | Natural Gas | Usage (GWh) | 0 | 0.0049231 | 0.005041 | 0.0087975 | 0.012545 | 0.016745 | 0.019274 | 0.022211 | 0.02511 | 0.028372 | 0.030801 | 0.033594 | 0.036351 | 0.039549 | 0.041719 | 0.044357 | 0.046993 | 0.050061 | 0.052088 | 0.054585 | 0.057015 | 0.059437 | 0
F3_Industrial_Primary Metals_New_Space Heating_Natural Gas_All | F3 | Industrial | All | Primary Metals | New | Space Heating | Natural Gas | Summer Peak Demand (MW) | 0 | 0 | 0 | 0 | 0 | 0 | 0 | 0 | 0 | 0 | 0 | 0 | 0 | 0 | 0 | 0 | 0 | 0 | 0 | 0 | 0 | 0 | 0
F4_Industrial_Primary Metals_New_Space Heating_Natural Gas_All | F4 | Industrial | All | Primary Metals | New | Space Heating | Natural Gas | Winter Peak Demand (MW) | 0 | 0 | 0 | 0 | 0 | 0 | 0 | 0 | 0 | 0 | 0 | 0 | 0 | 0 | 0 | 0 | 0 | 0 | 0 | 0 | 0 | 0 | 0
F1_Industrial_Primary Metals_New_Process_Natural Gas_All | F1 | Industrial | All | Primary Metals | New | Process | Natural Gas | Units | 0 | 57.2468 | 58.6174 | 102.2985 | 145.8723 | 194.7118 | 224.1248 | 258.2695 | 291.9839 | 329.9073 | 358.1525 | 390.6383 | 422.6933 | 459.8779 | 485.1153 | 515.7878 | 546.4371 | 582.117 | 605.6846 | 634.7255 | 662.9755 | 691.142 | 0
F2_Industrial_Primary Metals_New_Process_Natural Gas_All | F2 | Industrial | All | Primary Metals | New | Process | Natural Gas | Usage (GWh) | 0 | 0.13418 | 0.1374 | 0.23978 | 0.34191 | 0.45639 | 0.52533 | 0.60537 | 0.68439 | 0.77328 | 0.83948 | 0.91563 | 0.99076 | 1.0779 | 1.1371 | 1.209 | 1.2808 | 1.3644 | 1.4197 | 1.4878 | 1.554 | 1.62 | 0
F3_Industrial_Primary Metals_New_Process_Natural Gas_All | F3 | Industrial | All | Primary Metals | New | Process | Natural Gas | Summer Peak Demand (MW) | 0 | 0 | 0 | 0 | 0 | 0 | 0 | 0 | 0 | 0 | 0 | 0 | 0 | 0 | 0 | 0 | 0 | 0 | 0 | 0 | 0 | 0 | 0
F4_Industrial_Primary Metals_New_Process_Natural Gas_All | F4 | Industrial | All | Primary Metals | New | Process | Natural Gas | Winter Peak Demand (MW) | 0 | 0 | 0 | 0 | 0 | 0 | 0 | 0 | 0 | 0 | 0 | 0 | 0 | 0 | 0 | 0 | 0 | 0 | 0 | 0 | 0 | 0 | 0
F1_Industrial_Primary Metals_New_Miscellaneous_Natural Gas_All | F1 | Industrial | All | Primary Metals | New | Miscellaneous | Natural Gas | Units | 0 | 14.3117 | 14.6544 | 25.5746 | 36.4681 | 48.6779 | 56.0312 | 64.5674 | 72.996 | 82.4768 | 89.5381 | 97.6596 | 105.6733 | 114.9695 | 121.2788 | 128.9469 | 136.6093 | 145.5292 | 151.4212 | 158.6814 | 165.7439 | 172.7855 | 0
F2_Industrial_Primary Metals_New_Miscellaneous_Natural Gas_All | F2 | Industrial | All | Primary Metals | New | Miscellaneous | Natural Gas | Usage (GWh) | 0 | 0.0056628 | 0.0057984 | 0.010119 | 0.01443 | 0.019261 | 0.02217 | 0.025548 | 0.028883 | 0.032634 | 0.035428 | 0.038641 | 0.041812 | 0.045491 | 0.047987 | 0.051021 | 0.054053 | 0.057582 | 0.059914 | 0.062786 | 0.065581 | 0.068367 | 0
F3_Industrial_Primary Metals_New_Miscellaneous_Natural Gas_All | F3 | Industrial | All | Primary Metals | New | Miscellaneous | Natural Gas | Summer Peak Demand (MW) | 0 | 0 | 0 | 0 | 0 | 0 | 0 | 0 | 0 | 0 | 0 | 0 | 0 | 0 | 0 | 0 | 0 | 0 | 0 | 0 | 0 | 0 | 0
F4_Industrial_Primary Metals_New_Miscellaneous_Natural Gas_All | F4 | Industrial | All | Primary Metals | New | Miscellaneous | Natural Gas | Winter Peak Demand (MW) | 0 | 0 | 0 | 0 | 0 | 0 | 0 | 0 | 0 | 0 | 0 | 0 | 0 | 0 | 0 | 0 | 0 | 0 | 0 | 0 | 0 | 0 | 0
F1_Industrial_Stone, Clay, and Glass_Existing_Space Heating_Natural Gas_All | F1 | Industrial | All | Stone, Clay, and Glass | Existing | Space Heating | Natural Gas | Units | 222.3705 | 218.5365 | 214.7687 | 211.0657 | 207.4267 | 203.8504 | 200.3357 | 196.8816 | 193.4871 | 190.1511 | 186.8727 | 183.6507 | 180.4843 | 177.3725 | 174.3144 | 171.309 | 168.3554 | 165.4527 | 162.6001 | 159.7966 | 157.0415 | 154.3339 | 0
F2_Industrial_Stone, Clay, and Glass_Existing_Space Heating_Natural Gas_All | F2 | Industrial | All | Stone, Clay, and Glass | Existing | Space Heating | Natural Gas | Usage (GWh) | 0.102 | 0.1 | 0.098048 | 0.096128 | 0.094246 | 0.092403 | 0.0906 | 0.088837 | 0.087114 | 0.085431 | 0.083789 | 0.082188 | 0.080626 | 0.079102 | 0.077614 | 0.076161 | 0.074741 | 0.073354 | 0.071998 | 0.070673 | 0.069377 | 0.06811 | 0
F3_Industrial_Stone, Clay, and Glass_Existing_Space Heating_Natural Gas_All | F3 | Industrial | All | Stone, Clay, and Glass | Existing | Space Heating | Natural Gas | Summer Peak Demand (MW) | 0 | 0 | 0 | 0 | 0 | 0 | 0 | 0 | 0 | 0 | 0 | 0 | 0 | 0 | 0 | 0 | 0 | 0 | 0 | 0 | 0 | 0 | 0
F4_Industrial_Stone, Clay, and Glass_Existing_Space Heating_Natural Gas_All | F4 | Industrial | All | Stone, Clay, and Glass | Existing | Space Heating | Natural Gas | Winter Peak Demand (MW) | 0 | 0 | 0 | 0 | 0 | 0 | 0 | 0 | 0 | 0 | 0 | 0 | 0 | 0 | 0 | 0 | 0 | 0 | 0 | 0 | 0 | 0 | 0
F1_Industrial_Stone, Clay, and Glass_Existing_Process_Natural Gas_All | F1 | Industrial | All | Stone, Clay, and Glass | Existing | Process | Natural Gas | Units | 1411.8318 | 1387.4899 | 1363.5676 | 1340.0579 | 1316.9534 | 1294.2473 | 1271.9327 | 1250.0028 | 1228.4511 | 1207.2709 | 1186.4559 | 1165.9997 | 1145.8963 | 1126.1394 | 1106.7233 | 1087.6418 | 1068.8894 | 1050.4602 | 1032.3489 | 1014.5497 | 997.0575 | 979.8669 | 0
F2_Industrial_Stone, Clay, and Glass_Existing_Process_Natural Gas_All | F2 | Industrial | All | Stone, Clay, and Glass | Existing | Process | Natural Gas | Usage (GWh) | 1.9875 | 1.9533 | 1.9196 | 1.8865 | 1.854 | 1.822 | 1.7906 | 1.7597 | 1.7294 | 1.6996 | 1.6703 | 1.6415 | 1.6132 | 1.5853 | 1.558 | 1.5312 | 1.5048 | 1.4788 | 1.4533 | 1.4283 | 1.4036 | 1.3794 | 0
F3_Industrial_Stone, Clay, and Glass_Existing_Process_Natural Gas_All | F3 | Industrial | All | Stone, Clay, and Glass | Existing | Process | Natural Gas | Summer Peak Demand (MW) | 0 | 0 | 0 | 0 | 0 | 0 | 0 | 0 | 0 | 0 | 0 | 0 | 0 | 0 | 0 | 0 | 0 | 0 | 0 | 0 | 0 | 0 | 0
F4_Industrial_Stone, Clay, and Glass_Existing_Process_Natural Gas_All | F4 | Industrial | All | Stone, Clay, and Glass | Existing | Process | Natural Gas | Winter Peak Demand (MW) | 0 | 0 | 0 | 0 | 0 | 0 | 0 | 0 | 0 | 0 | 0 | 0 | 0 | 0 | 0 | 0 | 0 | 0 | 0 | 0 | 0 | 0 | 0
F1_Industrial_Stone, Clay, and Glass_Existing_Miscellaneous_Natural Gas_All | F1 | Industrial | All | Stone, Clay, and Glass | Existing | Miscellaneous | Natural Gas | Units | 352.958 | 346.8725 | 340.8919 | 335.0145 | 329.2384 | 323.5618 | 317.9832 | 312.5007 | 307.1128 | 301.8177 | 296.614 | 291.4999 | 286.4741 | 281.5349 | 276.6808 | 271.9105 | 267.2223 | 262.6151 | 258.0872 | 253.6374 | 249.2644 | 244.9667 | 0
F2_Industrial_Stone, Clay, and Glass_Existing_Miscellaneous_Natural Gas_All | F2 | Industrial | All | Stone, Clay, and Glass | Existing | Miscellaneous | Natural Gas | Usage (GWh) | 0.13347 | 0.13117 | 0.12891 | 0.12669 | 0.1245 | 0.12236 | 0.12025 | 0.11818 | 0.11614 | 0.11414 | 0.11217 | 0.11023 | 0.10833 | 0.10647 | 0.10463 | 0.10283 | 0.10105 | 0.099311 | 0.097598 | 0.095916 | 0.094262 | 0.092637 | 0
F3_Industrial_Stone, Clay, and Glass_Existing_Miscellaneous_Natural Gas_All | F3 | Industrial | All | Stone, Clay, and Glass | Existing | Miscellaneous | Natural Gas | Summer Peak Demand (MW) | 0 | 0 | 0 | 0 | 0 | 0 | 0 | 0 | 0 | 0 | 0 | 0 | 0 | 0 | 0 | 0 | 0 | 0 | 0 | 0 | 0 | 0 | 0
F4_Industrial_Stone, Clay, and Glass_Existing_Miscellaneous_Natural Gas_All | F4 | Industrial | All | Stone, Clay, and Glass | Existing | Miscellaneous | Natural Gas | Winter Peak Demand (MW) | 0 | 0 | 0 | 0 | 0 | 0 | 0 | 0 | 0 | 0 | 0 | 0 | 0 | 0 | 0 | 0 | 0 | 0 | 0 | 0 | 0 | 0 | 0
F1_Industrial_Stone, Clay, and Glass_New_Space Heating_Natural Gas_All | F1 | Industrial | All | Stone, Clay, and Glass | New | Space Heating | Natural Gas | Units | 0 | 11.6023 | 11.8801 | 20.733 | 29.5642 | 39.4626 | 45.4238 | 52.3439 | 59.1769 | 66.8629 | 72.5874 | 79.1713 | 85.668 | 93.2042 | 98.3191 | 104.5356 | 110.7473 | 117.9786 | 122.7551 | 128.6409 | 134.3664 | 140.0749 | 0
F2_Industrial_Stone, Clay, and Glass_New_Space Heating_Natural Gas_All | F2 | Industrial | All | Stone, Clay, and Glass | New | Space Heating | Natural Gas | Usage (GWh) | 0 | 0.0050378 | 0.0051584 | 0.0090024 | 0.012837 | 0.017135 | 0.019723 | 0.022728 | 0.025695 | 0.029032 | 0.031518 | 0.034377 | 0.037198 | 0.04047 | 0.042691 | 0.04539 | 0.048087 | 0.051227 | 0.053301 | 0.055857 | 0.058343 | 0.060822 | 0
F3_Industrial_Stone, Clay, and Glass_New_Space Heating_Natural Gas_All | F3 | Industrial | All | Stone, Clay, and Glass | New | Space Heating | Natural Gas | Summer Peak Demand (MW) | 0 | 0 | 0 | 0 | 0 | 0 | 0 | 0 | 0 | 0 | 0 | 0 | 0 | 0 | 0 | 0 | 0 | 0 | 0 | 0 | 0 | 0 | 0
F4_Industrial_Stone, Clay, and Glass_New_Space Heating_Natural Gas_All | F4 | Industrial | All | Stone, Clay, and Glass | New | Space Heating | Natural Gas | Winter Peak Demand (MW) | 0 | 0 | 0 | 0 | 0 | 0 | 0 | 0 | 0 | 0 | 0 | 0 | 0 | 0 | 0 | 0 | 0 | 0 | 0 | 0 | 0 | 0 | 0
F1_Industrial_Stone, Clay, and Glass_New_Process_Natural Gas_All | F1 | Industrial | All | Stone, Clay, and Glass | New | Process | Natural Gas | Units | 0 | 73.6631 | 75.4268 | 131.6341 | 187.7033 | 250.5481 | 288.3958 | 332.3319 | 375.7143 | 424.5128 | 460.8577 | 502.6593 | 543.9065 | 591.7543 | 624.2289 | 663.6971 | 703.1355 | 749.0472 | 779.3731 | 816.7419 | 853.0929 | 889.3366 | 0
F2_Industrial_Stone, Clay, and Glass_New_Process_Natural Gas_All | F2 | Industrial | All | Stone, Clay, and Glass | New | Process | Natural Gas | Usage (GWh) | 0 | 0.1037 | 0.10618 | 0.18531 | 0.26424 | 0.35271 | 0.406 | 0.46785 | 0.52892 | 0.59762 | 0.64878 | 0.70763 | 0.7657 | 0.83305 | 0.87877 | 0.93433 | 0.98985 | 1.0545 | 1.0972 | 1.1498 | 1.201 | 1.252 | 0
F3_Industrial_Stone, Clay, and Glass_New_Process_Natural Gas_All | F3 | Industrial | All | Stone, Clay, and Glass | New | Process | Natural Gas | Summer Peak Demand (MW) | 0 | 0 | 0 | 0 | 0 | 0 | 0 | 0 | 0 | 0 | 0 | 0 | 0 | 0 | 0 | 0 | 0 | 0 | 0 | 0 | 0 | 0 | 0
F4_Industrial_Stone, Clay, and Glass_New_Process_Natural Gas_All | F4 | Industrial | All | Stone, Clay, and Glass | New | Process | Natural Gas | Winter Peak Demand (MW) | 0 | 0 | 0 | 0 | 0 | 0 | 0 | 0 | 0 | 0 | 0 | 0 | 0 | 0 | 0 | 0 | 0 | 0 | 0 | 0 | 0 | 0 | 0
F1_Industrial_Stone, Clay, and Glass_New_Miscellaneous_Natural Gas_All | F1 | Industrial | All | Stone, Clay, and Glass | New | Miscellaneous | Natural Gas | Units | 0 | 18.4158 | 18.8567 | 32.9085 | 46.9258 | 62.637 | 72.0989 | 83.083 | 93.9286 | 106.1282 | 115.2144 | 125.6648 | 135.9766 | 147.9386 | 156.0572 | 165.9243 | 175.7839 | 187.2618 | 194.8433 | 204.1855 | 213.2732 | 222.3341 | 0
F2_Industrial_Stone, Clay, and Glass_New_Miscellaneous_Natural Gas_All | F2 | Industrial | All | Stone, Clay, and Glass | New | Miscellaneous | Natural Gas | Usage (GWh) | 0 | 0.0069641 | 0.0071309 | 0.012445 | 0.017745 | 0.023687 | 0.027265 | 0.031419 | 0.03552 | 0.040133 | 0.04357 | 0.047521 | 0.051421 | 0.055945 | 0.059015 | 0.062746 | 0.066475 | 0.070815 | 0.073682 | 0.077215 | 0.080652 | 0.084078 | 0
F3_Industrial_Stone, Clay, and Glass_New_Miscellaneous_Natural Gas_All | F3 | Industrial | All | Stone, Clay, and Glass | New | Miscellaneous | Natural Gas | Summer Peak Demand (MW) | 0 | 0 | 0 | 0 | 0 | 0 | 0 | 0 | 0 | 0 | 0 | 0 | 0 | 0 | 0 | 0 | 0 | 0 | 0 | 0 | 0 | 0 | 0
F4_Industrial_Stone, Clay, and Glass_New_Miscellaneous_Natural Gas_All | F4 | Industrial | All | Stone, Clay, and Glass | New | Miscellaneous | Natural Gas | Winter Peak Demand (MW) | 0 | 0 | 0 | 0 | 0 | 0 | 0 | 0 | 0 | 0 | 0 | 0 | 0 | 0 | 0 | 0 | 0 | 0 | 0 | 0 | 0 | 0 | 0
F1_Industrial_Petroleum_Existing_Space Heating_Natural Gas_All | F1 | Industrial | All | Petroleum | Existing | Space Heating | Natural Gas | Units | 0.29709 | 0.29197 | 0.28694 | 0.28199 | 0.27713 | 0.27235 | 0.26765 | 0.26304 | 0.2585 | 0.25405 | 0.24967 | 0.24536 | 0.24113 | 0.23697 | 0.23289 | 0.22887 | 0.22493 | 0.22105 | 0.21724 | 0.21349 | 0.20981 | 0.20619 | 0
F2_Industrial_Petroleum_Existing_Space Heating_Natural Gas_All | F2 | Industrial | All | Petroleum | Existing | Space Heating | Natural Gas | Usage (GWh) | 0.0056769 | 0.0055524 | 0.0054301 | 0.0053104 | 0.0051932 | 0.0050788 | 0.0049672 | 0.0048586 | 0.004753 | 0.0046504 | 0.004551 | 0.0044547 | 0.0043613 | 0.0042708 | 0.004183 | 0.0040977 | 0.0040149 | 0.0039345 | 0.0038563 | 0.0037802 | 0.0037062 | 0.0036341 | 0
F3_Industrial_Petroleum_Existing_Space Heating_Natural Gas_All | F3 | Industrial | All | Petroleum | Existing | Space Heating | Natural Gas | Summer Peak Demand (MW) | 0 | 0 | 0 | 0 | 0 | 0 | 0 | 0 | 0 | 0 | 0 | 0 | 0 | 0 | 0 | 0 | 0 | 0 | 0 | 0 | 0 | 0 | 0
F4_Industrial_Petroleum_Existing_Space Heating_Natural Gas_All | F4 | Industrial | All | Petroleum | Existing | Space Heating | Natural Gas | Winter Peak Demand (MW) | 0 | 0 | 0 | 0 | 0 | 0 | 0 | 0 | 0 | 0 | 0 | 0 | 0 | 0 | 0 | 0 | 0 | 0 | 0 | 0 | 0 | 0 | 0
F1_Industrial_Petroleum_Existing_Process_Natural Gas_All | F1 | Industrial | All | Petroleum | Existing | Process | Natural Gas | Units | 76.9366 | 75.6102 | 74.3065 | 73.0254 | 71.7663 | 70.529 | 69.313 | 68.1179 | 66.9435 | 65.7893 | 64.655 | 63.5402 | 62.4447 | 61.3681 | 60.31 | 59.2702 | 58.2483 | 57.244 | 56.257 | 55.2871 | 54.3339 | 53.3971 | 0
F2_Industrial_Petroleum_Existing_Process_Natural Gas_All | F2 | Industrial | All | Petroleum | Existing | Process | Natural Gas | Usage (GWh) | 1.376 | 1.3523 | 1.329 | 1.306 | 1.2835 | 1.2614 | 1.2396 | 1.2183 | 1.1973 | 1.1766 | 1.1563 | 1.1364 | 1.1168 | 1.0976 | 1.0786 | 1.06 | 1.0418 | 1.0238 | 1.0061 | 0.98879 | 0.97175 | 0.95499 | 0
F3_Industrial_Petroleum_Existing_Process_Natural Gas_All | F3 | Industrial | All | Petroleum | Existing | Process | Natural Gas | Summer Peak Demand (MW) | 0 | 0 | 0 | 0 | 0 | 0 | 0 | 0 | 0 | 0 | 0 | 0 | 0 | 0 | 0 | 0 | 0 | 0 | 0 | 0 | 0 | 0 | 0
F4_Industrial_Petroleum_Existing_Process_Natural Gas_All | F4 | Industrial | All | Petroleum | Existing | Process | Natural Gas | Winter Peak Demand (MW) | 0 | 0 | 0 | 0 | 0 | 0 | 0 | 0 | 0 | 0 | 0 | 0 | 0 | 0 | 0 | 0 | 0 | 0 | 0 | 0 | 0 | 0 | 0
F1_Industrial_Petroleum_Existing_Miscellaneous_Natural Gas_All | F1 | Industrial | All | Petroleum | Existing | Miscellaneous | Natural Gas | Units | 19.2342 | 18.9025 | 18.5766 | 18.2563 | 17.9416 | 17.6322 | 17.3282 | 17.0295 | 16.7359 | 16.4473 | 16.1637 | 15.8851 | 15.6112 | 15.342 | 15.0775 | 14.8175 | 14.5621 | 14.311 | 14.0643 | 13.8218 | 13.5835 | 13.3493 | 0
F2_Industrial_Petroleum_Existing_Miscellaneous_Natural Gas_All | F2 | Industrial | All | Petroleum | Existing | Miscellaneous | Natural Gas | Usage (GWh) | 0.071914 | 0.070675 | 0.069456 | 0.068258 | 0.067082 | 0.065925 | 0.064788 | 0.063671 | 0.062574 | 0.061495 | 0.060434 | 0.059392 | 0.058368 | 0.057362 | 0.056373 | 0.055401 | 0.054446 | 0.053507 | 0.052585 | 0.051678 | 0.050787 | 0.049911 | 0
F3_Industrial_Petroleum_Existing_Miscellaneous_Natural Gas_All | F3 | Industrial | All | Petroleum | Existing | Miscellaneous | Natural Gas | Summer Peak Demand (MW) | 0 | 0 | 0 | 0 | 0 | 0 | 0 | 0 | 0 | 0 | 0 | 0 | 0 | 0 | 0 | 0 | 0 | 0 | 0 | 0 | 0 | 0 | 0
F4_Industrial_Petroleum_Existing_Miscellaneous_Natural Gas_All | F4 | Industrial | All | Petroleum | Existing | Miscellaneous | Natural Gas | Winter Peak Demand (MW) | 0 | 0 | 0 | 0 | 0 | 0 | 0 | 0 | 0 | 0 | 0 | 0 | 0 | 0 | 0 | 0 | 0 | 0 | 0 | 0 | 0 | 0 | 0
F1_Industrial_Petroleum_New_Space Heating_Natural Gas_All | F1 | Industrial | All | Petroleum | New | Space Heating | Natural Gas | Units | 0 | 0.015501 | 0.015872 | 0.0277 | 0.039498 | 0.052723 | 0.060687 | 0.069933 | 0.079062 | 0.08933 | 0.096978 | 0.10577 | 0.11445 | 0.12452 | 0.13136 | 0.13966 | 0.14796 | 0.15762 | 0.164 | 0.17187 | 0.17952 | 0.18714 | 0
F2_Industrial_Petroleum_New_Space Heating_Natural Gas_All | F2 | Industrial | All | Petroleum | New | Space Heating | Natural Gas | Usage (GWh) | 0 | 0.00026379 | 0.00027011 | 0.00047139 | 0.00067217 | 0.00089722 | 0.0010328 | 0.0011901 | 0.0013455 | 0.0015202 | 0.0016504 | 0.0018 | 0.0019478 | 0.0021191 | 0.0022354 | 0.0023767 | 0.002518 | 0.0026824 | 0.002791 | 0.0029248 | 0.003055 | 0.0031848 | 0
F3_Industrial_Petroleum_New_Space Heating_Natural Gas_All | F3 | Industrial | All | Petroleum | New | Space Heating | Natural Gas | Summer Peak Demand (MW) | 0 | 0 | 0 | 0 | 0 | 0 | 0 | 0 | 0 | 0 | 0 | 0 | 0 | 0 | 0 | 0 | 0 | 0 | 0 | 0 | 0 | 0 | 0
F4_Industrial_Petroleum_New_Space Heating_Natural Gas_All | F4 | Industrial | All | Petroleum | New | Space Heating | Natural Gas | Winter Peak Demand (MW) | 0 | 0 | 0 | 0 | 0 | 0 | 0 | 0 | 0 | 0 | 0 | 0 | 0 | 0 | 0 | 0 | 0 | 0 | 0 | 0 | 0 | 0 | 0
F1_Industrial_Petroleum_New_Process_Natural Gas_All | F1 | Industrial | All | Petroleum | New | Process | Natural Gas | Units | 0 | 4.0142 | 4.1103 | 7.1733 | 10.2287 | 13.6534 | 15.7159 | 18.1102 | 20.4743 | 23.1335 | 25.1141 | 27.392 | 29.6397 | 32.2472 | 34.0169 | 36.1676 | 38.3168 | 40.8187 | 42.4713 | 44.5077 | 46.4886 | 48.4637 | 0
F2_Industrial_Petroleum_New_Process_Natural Gas_All | F2 | Industrial | All | Petroleum | New | Process | Natural Gas | Usage (GWh) | 0 | 0.071793 | 0.073512 | 0.12829 | 0.18294 | 0.24419 | 0.28107 | 0.3239 | 0.36618 | 0.41374 | 0.44916 | 0.4899 | 0.5301 | 0.57673 | 0.60838 | 0.64685 | 0.68529 | 0.73003 | 0.75959 | 0.79601 | 0.83144 | 0.86676 | 0
F3_Industrial_Petroleum_New_Process_Natural Gas_All | F3 | Industrial | All | Petroleum | New | Process | Natural Gas | Summer Peak Demand (MW) | 0 | 0 | 0 | 0 | 0 | 0 | 0 | 0 | 0 | 0 | 0 | 0 | 0 | 0 | 0 | 0 | 0 | 0 | 0 | 0 | 0 | 0 | 0
F4_Industrial_Petroleum_New_Process_Natural Gas_All | F4 | Industrial | All | Petroleum | New | Process | Natural Gas | Winter Peak Demand (MW) | 0 | 0 | 0 | 0 | 0 | 0 | 0 | 0 | 0 | 0 | 0 | 0 | 0 | 0 | 0 | 0 | 0 | 0 | 0 | 0 | 0 | 0 | 0
F1_Industrial_Petroleum_New_Miscellaneous_Natural Gas_All | F1 | Industrial | All | Petroleum | New | Miscellaneous | Natural Gas | Units | 0 | 1.0036 | 1.0276 | 1.7933 | 2.5572 | 3.4134 | 3.929 | 4.5275 | 5.1186 | 5.7834 | 6.2785 | 6.848 | 7.4099 | 8.0618 | 8.5042 | 9.0419 | 9.5792 | 10.2047 | 10.6178 | 11.1269 | 11.6222 | 12.1159 | 0
F2_Industrial_Petroleum_New_Miscellaneous_Natural Gas_All | F2 | Industrial | All | Petroleum | New | Miscellaneous | Natural Gas | Usage (GWh) | 0 | 0.0037522 | 0.003842 | 0.006705 | 0.009561 | 0.012762 | 0.01469 | 0.016928 | 0.019138 | 0.021623 | 0.023475 | 0.025604 | 0.027705 | 0.030142 | 0.031796 | 0.033807 | 0.035816 | 0.038154 | 0.039699 | 0.041602 | 0.043454 | 0.0453 | 0
F3_Industrial_Petroleum_New_Miscellaneous_Natural Gas_All | F3 | Industrial | All | Petroleum | New | Miscellaneous | Natural Gas | Summer Peak Demand (MW) | 0 | 0 | 0 | 0 | 0 | 0 | 0 | 0 | 0 | 0 | 0 | 0 | 0 | 0 | 0 | 0 | 0 | 0 | 0 | 0 | 0 | 0 | 0
F4_Industrial_Petroleum_New_Miscellaneous_Natural Gas_All | F4 | Industrial | All | Petroleum | New | Miscellaneous | Natural Gas | Winter Peak Demand (MW) | 0 | 0 | 0 | 0 | 0 | 0 | 0 | 0 | 0 | 0 | 0 | 0 | 0 | 0 | 0 | 0 | 0 | 0 | 0 | 0 | 0 | 0 | 0
F1_Industrial_Paper and Printing_Existing_Space Heating_Natural Gas_All | F1 | Industrial | All | Paper and Printing | Existing | Space Heating | Natural Gas | Units | 54.0248 | 53.0933 | 52.1779 | 51.2783 | 50.3942 | 49.5253 | 48.6715 | 47.8323 | 47.0076 | 46.1971 | 45.4006 | 44.6179 | 43.8486 | 43.0926 | 42.3496 | 41.6194 | 40.9019 | 40.1966 | 39.5036 | 38.8225 | 38.1532 | 37.4953 | 0
F2_Industrial_Paper and Printing_Existing_Space Heating_Natural Gas_All | F2 | Industrial | All | Paper and Printing | Existing | Space Heating | Natural Gas | Usage (GWh) | 0.071598 | 0.070199 | 0.068826 | 0.067479 | 0.066158 | 0.064864 | 0.063598 | 0.06236 | 0.061151 | 0.05997 | 0.058817 | 0.057693 | 0.056597 | 0.055527 | 0.054482 | 0.053462 | 0.052466 | 0.051492 | 0.05054 | 0.04961 | 0.048701 | 0.047811 | 0
F3_Industrial_Paper and Printing_Existing_Space Heating_Natural Gas_All | F3 | Industrial | All | Paper and Printing | Existing | Space Heating | Natural Gas | Summer Peak Demand (MW) | 0 | 0 | 0 | 0 | 0 | 0 | 0 | 0 | 0 | 0 | 0 | 0 | 0 | 0 | 0 | 0 | 0 | 0 | 0 | 0 | 0 | 0 | 0
F4_Industrial_Paper and Printing_Existing_Space Heating_Natural Gas_All | F4 | Industrial | All | Paper and Printing | Existing | Space Heating | Natural Gas | Winter Peak Demand (MW) | 0 | 0 | 0 | 0 | 0 | 0 | 0 | 0 | 0 | 0 | 0 | 0 | 0 | 0 | 0 | 0 | 0 | 0 | 0 | 0 | 0 | 0 | 0
F1_Industrial_Paper and Printing_Existing_Process_Natural Gas_All | F1 | Industrial | All | Paper and Printing | Existing | Process | Natural Gas | Units | 250.5617 | 246.2417 | 241.9962 | 237.8238 | 233.7234 | 229.6937 | 225.7335 | 221.8415 | 218.0166 | 214.2577 | 210.5636 | 206.9332 | 203.3654 | 199.8591 | 196.4133 | 193.0268 | 189.6988 | 186.4281 | 183.2138 | 180.055 | 176.9506 | 173.8997 | 0
F2_Industrial_Paper and Printing_Existing_Process_Natural Gas_All | F2 | Industrial | All | Paper and Printing | Existing | Process | Natural Gas | Usage (GWh) | 0.33149 | 0.32577 | 0.32015 | 0.31463 | 0.30921 | 0.30388 | 0.29864 | 0.29349 | 0.28843 | 0.28346 | 0.27857 | 0.27377 | 0.26905 | 0.26441 | 0.25985 | 0.25537 | 0.25097 | 0.24664 | 0.24239 | 0.23821 | 0.2341 | 0.23006 | 0
F3_Industrial_Paper and Printing_Existing_Process_Natural Gas_All | F3 | Industrial | All | Paper and Printing | Existing | Process | Natural Gas | Summer Peak Demand (MW) | 0 | 0 | 0 | 0 | 0 | 0 | 0 | 0 | 0 | 0 | 0 | 0 | 0 | 0 | 0 | 0 | 0 | 0 | 0 | 0 | 0 | 0 | 0
F4_Industrial_Paper and Printing_Existing_Process_Natural Gas_All | F4 | Industrial | All | Paper and Printing | Existing | Process | Natural Gas | Winter Peak Demand (MW) | 0 | 0 | 0 | 0 | 0 | 0 | 0 | 0 | 0 | 0 | 0 | 0 | 0 | 0 | 0 | 0 | 0 | 0 | 0 | 0 | 0 | 0 | 0
F1_Industrial_Paper and Printing_Existing_Miscellaneous_Natural Gas_All | F1 | Industrial | All | Paper and Printing | Existing | Miscellaneous | Natural Gas | Units | 62.6404 | 61.5604 | 60.499 | 59.456 | 58.4309 | 57.4234 | 56.4334 | 55.4604 | 54.5042 | 53.5644 | 52.6409 | 51.7333 | 50.8414 | 49.9648 | 49.1033 | 48.2567 | 47.4247 | 46.607 | 45.8035 | 45.0137 | 44.2376 | 43.4749 | 0
F2_Industrial_Paper and Printing_Existing_Miscellaneous_Natural Gas_All | F2 | Industrial | All | Paper and Printing | Existing | Miscellaneous | Natural Gas | Usage (GWh) | 0.02625 | 0.025797 | 0.025352 | 0.024915 | 0.024486 | 0.024063 | 0.023648 | 0.023241 | 0.02284 | 0.022446 | 0.022059 | 0.021679 | 0.021305 | 0.020938 | 0.020577 | 0.020222 | 0.019873 | 0.019531 | 0.019194 | 0.018863 | 0.018538 | 0.018218 | 0
F3_Industrial_Paper and Printing_Existing_Miscellaneous_Natural Gas_All | F3 | Industrial | All | Paper and Printing | Existing | Miscellaneous | Natural Gas | Summer Peak Demand (MW) | 0 | 0 | 0 | 0 | 0 | 0 | 0 | 0 | 0 | 0 | 0 | 0 | 0 | 0 | 0 | 0 | 0 | 0 | 0 | 0 | 0 | 0 | 0
F4_Industrial_Paper and Printing_Existing_Miscellaneous_Natural Gas_All | F4 | Industrial | All | Paper and Printing | Existing | Miscellaneous | Natural Gas | Winter Peak Demand (MW) | 0 | 0 | 0 | 0 | 0 | 0 | 0 | 0 | 0 | 0 | 0 | 0 | 0 | 0 | 0 | 0 | 0 | 0 | 0 | 0 | 0 | 0 | 0
F1_Industrial_Paper and Printing_New_Space Heating_Natural Gas_All | F1 | Industrial | All | Paper and Printing | New | Space Heating | Natural Gas | Units | 0 | 2.8188 | 2.8863 | 5.0371 | 7.1826 | 9.5874 | 11.0357 | 12.7169 | 14.377 | 16.2443 | 17.6351 | 19.2346 | 20.813 | 22.6439 | 23.8866 | 25.3969 | 26.906 | 28.6629 | 29.8233 | 31.2532 | 32.6442 | 34.0311 | 0
F2_Industrial_Paper and Printing_New_Space Heating_Natural Gas_All | F2 | Industrial | All | Paper and Printing | New | Space Heating | Natural Gas | Usage (GWh) | 0 | 0.0035364 | 0.003621 | 0.0063194 | 0.0090111 | 0.012028 | 0.013845 | 0.015954 | 0.018037 | 0.02038 | 0.022125 | 0.024131 | 0.026112 | 0.028409 | 0.029968 | 0.031862 | 0.033756 | 0.03596 | 0.037416 | 0.03921 | 0.040955 | 0.042695 | 0
F3_Industrial_Paper and Printing_New_Space Heating_Natural Gas_All | F3 | Industrial | All | Paper and Printing | New | Space Heating | Natural Gas | Summer Peak Demand (MW) | 0 | 0 | 0 | 0 | 0 | 0 | 0 | 0 | 0 | 0 | 0 | 0 | 0 | 0 | 0 | 0 | 0 | 0 | 0 | 0 | 0 | 0 | 0
F4_Industrial_Paper and Printing_New_Space Heating_Natural Gas_All | F4 | Industrial | All | Paper and Printing | New | Space Heating | Natural Gas | Winter Peak Demand (MW) | 0 | 0 | 0 | 0 | 0 | 0 | 0 | 0 | 0 | 0 | 0 | 0 | 0 | 0 | 0 | 0 | 0 | 0 | 0 | 0 | 0 | 0 | 0
F1_Industrial_Paper and Printing_New_Process_Natural Gas_All | F1 | Industrial | All | Paper and Printing | New | Process | Natural Gas | Units | 0 | 13.0732 | 13.3862 | 23.3615 | 33.3122 | 44.4655 | 51.1824 | 58.9799 | 66.6791 | 75.3395 | 81.7897 | 89.2083 | 96.5286 | 105.0203 | 110.7836 | 117.7882 | 124.7874 | 132.9355 | 138.3175 | 144.9495 | 151.4008 | 157.833 | 0
F2_Industrial_Paper and Printing_New_Process_Natural Gas_All | F2 | Industrial | All | Paper and Printing | New | Process | Natural Gas | Usage (GWh) | 0 | 0.017295 | 0.01771 | 0.030907 | 0.044071 | 0.058826 | 0.067713 | 0.078029 | 0.088214 | 0.099672 | 0.10821 | 0.11802 | 0.1277 | 0.13894 | 0.14656 | 0.15583 | 0.16509 | 0.17587 | 0.18299 | 0.19176 | 0.2003 | 0.20881 | 0
F3_Industrial_Paper and Printing_New_Process_Natural Gas_All | F3 | Industrial | All | Paper and Printing | New | Process | Natural Gas | Summer Peak Demand (MW) | 0 | 0 | 0 | 0 | 0 | 0 | 0 | 0 | 0 | 0 | 0 | 0 | 0 | 0 | 0 | 0 | 0 | 0 | 0 | 0 | 0 | 0 | 0
F4_Industrial_Paper and Printing_New_Process_Natural Gas_All | F4 | Industrial | All | Paper and Printing | New | Process | Natural Gas | Winter Peak Demand (MW) | 0 | 0 | 0 | 0 | 0 | 0 | 0 | 0 | 0 | 0 | 0 | 0 | 0 | 0 | 0 | 0 | 0 | 0 | 0 | 0 | 0 | 0 | 0
F1_Industrial_Paper and Printing_New_Miscellaneous_Natural Gas_All | F1 | Industrial | All | Paper and Printing | New | Miscellaneous | Natural Gas | Units | 0 | 3.2683 | 3.3466 | 5.8404 | 8.3281 | 11.1164 | 12.7956 | 14.745 | 16.6698 | 18.8349 | 20.4474 | 22.3021 | 24.1321 | 26.2551 | 27.6959 | 29.447 | 31.1969 | 33.2339 | 34.5794 | 36.2374 | 37.8502 | 39.4583 | 0
F2_Industrial_Paper and Printing_New_Miscellaneous_Natural Gas_All | F2 | Industrial | All | Paper and Printing | New | Miscellaneous | Natural Gas | Usage (GWh) | 0 | 0.0013696 | 0.0014024 | 0.0024474 | 0.0034899 | 0.0046583 | 0.005362 | 0.0061789 | 0.0069855 | 0.0078928 | 0.0085685 | 0.0093457 | 0.010113 | 0.011002 | 0.011606 | 0.01234 | 0.013073 | 0.013927 | 0.014491 | 0.015185 | 0.015861 | 0.016535 | 0
F3_Industrial_Paper and Printing_New_Miscellaneous_Natural Gas_All | F3 | Industrial | All | Paper and Printing | New | Miscellaneous | Natural Gas | Summer Peak Demand (MW) | 0 | 0 | 0 | 0 | 0 | 0 | 0 | 0 | 0 | 0 | 0 | 0 | 0 | 0 | 0 | 0 | 0 | 0 | 0 | 0 | 0 | 0 | 0
F4_Industrial_Paper and Printing_New_Miscellaneous_Natural Gas_All | F4 | Industrial | All | Paper and Printing | New | Miscellaneous | Natural Gas | Winter Peak Demand (MW) | 0 | 0 | 0 | 0 | 0 | 0 | 0 | 0 | 0 | 0 | 0 | 0 | 0 | 0 | 0 | 0 | 0 | 0 | 0 | 0 | 0 | 0 | 0
F1_Industrial_Instruments_Existing_Space Heating_Natural Gas_All | F1 | Industrial | All | Instruments | Existing | Space Heating | Natural Gas | Units | 6108.9483 | 6003.6216 | 5900.1109 | 5798.3848 | 5698.4127 | 5600.1642 | 5503.6096 | 5408.7198 | 5315.466 | 5223.82 | 5133.7542 | 5045.2412 | 4958.2543 | 4872.7671 | 4788.7539 | 4706.1892 | 4625.048 | 4545.3058 | 4466.9384 | 4389.9222 | 4314.2339 | 4239.8506 | 0
F2_Industrial_Instruments_Existing_Space Heating_Natural Gas_All | F2 | Industrial | All | Instruments | Existing | Space Heating | Natural Gas | Usage (GWh) | 0.45822 | 0.44928 | 0.44049 | 0.43186 | 0.42341 | 0.41513 | 0.40703 | 0.3991 | 0.39136 | 0.38381 | 0.37643 | 0.36924 | 0.36222 | 0.35537 | 0.34869 | 0.34216 | 0.33578 | 0.32955 | 0.32346 | 0.3175 | 0.31168 | 0.30599 | 0
F3_Industrial_Instruments_Existing_Space Heating_Natural Gas_All | F3 | Industrial | All | Instruments | Existing | Space Heating | Natural Gas | Summer Peak Demand (MW) | 0 | 0 | 0 | 0 | 0 | 0 | 0 | 0 | 0 | 0 | 0 | 0 | 0 | 0 | 0 | 0 | 0 | 0 | 0 | 0 | 0 | 0 | 0
F4_Industrial_Instruments_Existing_Space Heating_Natural Gas_All | F4 | Industrial | All | Instruments | Existing | Space Heating | Natural Gas | Winter Peak Demand (MW) | 0 | 0 | 0 | 0 | 0 | 0 | 0 | 0 | 0 | 0 | 0 | 0 | 0 | 0 | 0 | 0 | 0 | 0 | 0 | 0 | 0 | 0 | 0
F1_Industrial_Instruments_Existing_Process_Natural Gas_All | F1 | Industrial | All | Instruments | Existing | Process | Natural Gas | Units | 29832.497 | 29318.1436 | 28812.6583 | 28315.8884 | 27827.6834 | 27347.8957 | 26876.3803 | 26412.9944 | 25957.598 | 25510.0532 | 25070.2247 | 24637.9794 | 24213.1867 | 23795.7179 | 23385.4469 | 22982.2496 | 22586.0039 | 22196.59 | 21813.8902 | 21437.7887 | 21068.1716 | 20704.9273 | 0
F2_Industrial_Instruments_Existing_Process_Natural Gas_All | F2 | Industrial | All | Instruments | Existing | Process | Natural Gas | Usage (GWh) | 1.179 | 1.1587 | 1.1387 | 1.1191 | 1.0998 | 1.0808 | 1.0622 | 1.0438 | 1.0259 | 1.0082 | 0.99078 | 0.9737 | 0.95691 | 0.94041 | 0.9242 | 0.90826 | 0.8926 | 0.87721 | 0.86209 | 0.84723 | 0.83262 | 0.81826 | 0
F3_Industrial_Instruments_Existing_Process_Natural Gas_All | F3 | Industrial | All | Instruments | Existing | Process | Natural Gas | Summer Peak Demand (MW) | 0 | 0 | 0 | 0 | 0 | 0 | 0 | 0 | 0 | 0 | 0 | 0 | 0 | 0 | 0 | 0 | 0 | 0 | 0 | 0 | 0 | 0 | 0
F4_Industrial_Instruments_Existing_Process_Natural Gas_All | F4 | Industrial | All | Instruments | Existing | Process | Natural Gas | Winter Peak Demand (MW) | 0 | 0 | 0 | 0 | 0 | 0 | 0 | 0 | 0 | 0 | 0 | 0 | 0 | 0 | 0 | 0 | 0 | 0 | 0 | 0 | 0 | 0 | 0
F1_Industrial_Instruments_Existing_Miscellaneous_Natural Gas_All | F1 | Industrial | All | Instruments | Existing | Miscellaneous | Natural Gas | Units | 7458.1242 | 7329.5359 | 7203.1646 | 7078.9721 | 6956.9208 | 6836.9739 | 6719.0951 | 6603.2486 | 6489.3995 | 6377.5133 | 6267.5562 | 6159.4949 | 6053.2967 | 5948.9295 | 5846.3617 | 5745.5624 | 5646.501 | 5549.1475 | 5453.4726 | 5359.4472 | 5267.0429 | 5176.2318 | 0
F2_Industrial_Instruments_Existing_Miscellaneous_Natural Gas_All | F2 | Industrial | All | Instruments | Existing | Miscellaneous | Natural Gas | Usage (GWh) | 0.19344 | 0.1901 | 0.18683 | 0.1836 | 0.18044 | 0.17733 | 0.17427 | 0.17127 | 0.16831 | 0.16541 | 0.16256 | 0.15976 | 0.157 | 0.1543 | 0.15163 | 0.14902 | 0.14645 | 0.14393 | 0.14144 | 0.13901 | 0.13661 | 0.13425 | 0
F3_Industrial_Instruments_Existing_Miscellaneous_Natural Gas_All | F3 | Industrial | All | Instruments | Existing | Miscellaneous | Natural Gas | Summer Peak Demand (MW) | 0 | 0 | 0 | 0 | 0 | 0 | 0 | 0 | 0 | 0 | 0 | 0 | 0 | 0 | 0 | 0 | 0 | 0 | 0 | 0 | 0 | 0 | 0
F4_Industrial_Instruments_Existing_Miscellaneous_Natural Gas_All | F4 | Industrial | All | Instruments | Existing | Miscellaneous | Natural Gas | Winter Peak Demand (MW) | 0 | 0 | 0 | 0 | 0 | 0 | 0 | 0 | 0 | 0 | 0 | 0 | 0 | 0 | 0 | 0 | 0 | 0 | 0 | 0 | 0 | 0 | 0
F1_Industrial_Instruments_New_Space Heating_Natural Gas_All | F1 | Industrial | All | Instruments | New | Space Heating | Natural Gas | Units | 0 | 318.7376 | 326.3693 | 569.5761 | 812.1856 | 1084.113 | 1247.8787 | 1437.9888 | 1625.7031 | 1836.8526 | 1994.1156 | 2174.9896 | 2353.4647 | 2560.5009 | 2701.0171 | 2871.795 | 3042.4435 | 3241.1016 | 3372.3211 | 3534.0145 | 3691.3041 | 3848.1292 | 0
F2_Industrial_Instruments_New_Space Heating_Natural Gas_All | F2 | Industrial | All | Instruments | New | Space Heating | Natural Gas | Usage (GWh) | 0 | 0.022633 | 0.023175 | 0.040444 | 0.057671 | 0.07698 | 0.088609 | 0.10211 | 0.11544 | 0.13043 | 0.1416 | 0.15444 | 0.16711 | 0.18181 | 0.19179 | 0.20392 | 0.21604 | 0.23014 | 0.23946 | 0.25094 | 0.26211 | 0.27325 | 0
F3_Industrial_Instruments_New_Space Heating_Natural Gas_All | F3 | Industrial | All | Instruments | New | Space Heating | Natural Gas | Summer Peak Demand (MW) | 0 | 0 | 0 | 0 | 0 | 0 | 0 | 0 | 0 | 0 | 0 | 0 | 0 | 0 | 0 | 0 | 0 | 0 | 0 | 0 | 0 | 0 | 0
F4_Industrial_Instruments_New_Space Heating_Natural Gas_All | F4 | Industrial | All | Instruments | New | Space Heating | Natural Gas | Winter Peak Demand (MW) | 0 | 0 | 0 | 0 | 0 | 0 | 0 | 0 | 0 | 0 | 0 | 0 | 0 | 0 | 0 | 0 | 0 | 0 | 0 | 0 | 0 | 0 | 0
F1_Industrial_Instruments_New_Process_Natural Gas_All | F1 | Industrial | All | Instruments | New | Process | Natural Gas | Units | 0 | 1556.5265 | 1593.7948 | 2781.4732 | 3966.2351 | 5294.1677 | 6093.9028 | 7022.2884 | 7938.974 | 8970.1037 | 9738.0834 | 10621.3654 | 11492.9324 | 12503.9746 | 13190.1728 | 14024.1512 | 14857.498 | 15827.6267 | 16468.4252 | 17258.0404 | 18026.1503 | 18791.9912 | 0
F2_Industrial_Instruments_New_Process_Natural Gas_All | F2 | Industrial | All | Instruments | New | Process | Natural Gas | Usage (GWh) | 0 | 0.061514 | 0.062987 | 0.10992 | 0.15675 | 0.20923 | 0.24083 | 0.27752 | 0.31375 | 0.3545 | 0.38485 | 0.41976 | 0.4542 | 0.49416 | 0.52128 | 0.55424 | 0.58717 | 0.62551 | 0.65084 | 0.68204 | 0.7124 | 0.74266 | 0
F3_Industrial_Instruments_New_Process_Natural Gas_All | F3 | Industrial | All | Instruments | New | Process | Natural Gas | Summer Peak Demand (MW) | 0 | 0 | 0 | 0 | 0 | 0 | 0 | 0 | 0 | 0 | 0 | 0 | 0 | 0 | 0 | 0 | 0 | 0 | 0 | 0 | 0 | 0 | 0
F4_Industrial_Instruments_New_Process_Natural Gas_All | F4 | Industrial | All | Instruments | New | Process | Natural Gas | Winter Peak Demand (MW) | 0 | 0 | 0 | 0 | 0 | 0 | 0 | 0 | 0 | 0 | 0 | 0 | 0 | 0 | 0 | 0 | 0 | 0 | 0 | 0 | 0 | 0 | 0
F1_Industrial_Instruments_New_Miscellaneous_Natural Gas_All | F1 | Industrial | All | Instruments | New | Miscellaneous | Natural Gas | Units | 0 | 389.1316 | 398.4487 | 695.3683 | 991.5588 | 1323.5419 | 1523.4757 | 1755.5721 | 1984.7435 | 2242.5259 | 2434.5208 | 2655.3413 | 2873.2331 | 3125.9936 | 3297.5432 | 3506.0378 | 3714.3745 | 3956.9067 | 4117.1063 | 4314.5101 | 4506.5376 | 4697.9978 | 0
F2_Industrial_Instruments_New_Miscellaneous_Natural Gas_All | F2 | Industrial | All | Instruments | New | Miscellaneous | Natural Gas | Usage (GWh) | 0 | 0.010093 | 0.010334 | 0.018036 | 0.025718 | 0.034328 | 0.039514 | 0.045534 | 0.051478 | 0.058164 | 0.063143 | 0.068871 | 0.074522 | 0.081078 | 0.085527 | 0.090935 | 0.096338 | 0.10263 | 0.10678 | 0.1119 | 0.11688 | 0.12185 | 0
F3_Industrial_Instruments_New_Miscellaneous_Natural Gas_All | F3 | Industrial | All | Instruments | New | Miscellaneous | Natural Gas | Summer Peak Demand (MW) | 0 | 0 | 0 | 0 | 0 | 0 | 0 | 0 | 0 | 0 | 0 | 0 | 0 | 0 | 0 | 0 | 0 | 0 | 0 | 0 | 0 | 0 | 0
F4_Industrial_Instruments_New_Miscellaneous_Natural Gas_All | F4 | Industrial | All | Instruments | New | Miscellaneous | Natural Gas | Winter Peak Demand (MW) | 0 | 0 | 0 | 0 | 0 | 0 | 0 | 0 | 0 | 0 | 0 | 0 | 0 | 0 | 0 | 0 | 0 | 0 | 0 | 0 | 0 | 0 | 0
F1_Industrial_Wood and Lumber Products_Existing_Space Heating_Natural Gas_All | F1 | Industrial | All | Wood and Lumber Products | Existing | Space Heating | Natural Gas | Units | 742.4462 | 729.6454 | 717.0653 | 704.7021 | 692.5521 | 680.6115 | 668.8769 | 657.3445 | 646.011 | 634.8728 | 623.9268 | 613.1694 | 602.5975 | 592.2079 | 581.9974 | 571.963 | 562.1016 | 552.4102 | 542.8858 | 533.5257 | 524.327 | 515.2869 | 0
F2_Industrial_Wood and Lumber Products_Existing_Space Heating_Natural Gas_All | F2 | Industrial | All | Wood and Lumber Products | Existing | Space Heating | Natural Gas | Usage (GWh) | 0.097456 | 0.095553 | 0.093683 | 0.091849 | 0.090051 | 0.08829 | 0.086567 | 0.084882 | 0.083236 | 0.081628 | 0.08006 | 0.07853 | 0.077037 | 0.075581 | 0.074159 | 0.07277 | 0.071414 | 0.070089 | 0.068794 | 0.067527 | 0.066289 | 0.065078 | 0
F3_Industrial_Wood and Lumber Products_Existing_Space Heating_Natural Gas_All | F3 | Industrial | All | Wood and Lumber Products | Existing | Space Heating | Natural Gas | Summer Peak Demand (MW) | 0 | 0 | 0 | 0 | 0 | 0 | 0 | 0 | 0 | 0 | 0 | 0 | 0 | 0 | 0 | 0 | 0 | 0 | 0 | 0 | 0 | 0 | 0
F4_Industrial_Wood and Lumber Products_Existing_Space Heating_Natural Gas_All | F4 | Industrial | All | Wood and Lumber Products | Existing | Space Heating | Natural Gas | Winter Peak Demand (MW) | 0 | 0 | 0 | 0 | 0 | 0 | 0 | 0 | 0 | 0 | 0 | 0 | 0 | 0 | 0 | 0 | 0 | 0 | 0 | 0 | 0 | 0 | 0
F1_Industrial_Wood and Lumber Products_Existing_Process_Natural Gas_All | F1 | Industrial | All | Wood and Lumber Products | Existing | Process | Natural Gas | Units | 3320.1996 | 3262.9548 | 3206.6969 | 3151.4091 | 3097.0744 | 3043.6766 | 2991.1994 | 2939.627 | 2888.9438 | 2839.1344 | 2790.1838 | 2742.0772 | 2694.8 | 2648.3379 | 2602.6769 | 2557.8032 | 2513.7031 | 2470.3634 | 2427.771 | 2385.9128 | 2344.7764 | 2304.3492 | 0
F2_Industrial_Wood and Lumber Products_Existing_Process_Natural Gas_All | F2 | Industrial | All | Wood and Lumber Products | Existing | Process | Natural Gas | Usage (GWh) | 0.69071 | 0.6788 | 0.6671 | 0.6556 | 0.64429 | 0.63319 | 0.62227 | 0.61154 | 0.601 | 0.59063 | 0.58045 | 0.57044 | 0.56061 | 0.55094 | 0.54144 | 0.53211 | 0.52293 | 0.51392 | 0.50506 | 0.49635 | 0.48779 | 0.47938 | 0
F3_Industrial_Wood and Lumber Products_Existing_Process_Natural Gas_All | F3 | Industrial | All | Wood and Lumber Products | Existing | Process | Natural Gas | Summer Peak Demand (MW) | 0 | 0 | 0 | 0 | 0 | 0 | 0 | 0 | 0 | 0 | 0 | 0 | 0 | 0 | 0 | 0 | 0 | 0 | 0 | 0 | 0 | 0 | 0
F4_Industrial_Wood and Lumber Products_Existing_Process_Natural Gas_All | F4 | Industrial | All | Wood and Lumber Products | Existing | Process | Natural Gas | Winter Peak Demand (MW) | 0 | 0 | 0 | 0 | 0 | 0 | 0 | 0 | 0 | 0 | 0 | 0 | 0 | 0 | 0 | 0 | 0 | 0 | 0 | 0 | 0 | 0 | 0
F1_Industrial_Wood and Lumber Products_Existing_Miscellaneous_Natural Gas_All | F1 | Industrial | All | Wood and Lumber Products | Existing | Miscellaneous | Natural Gas | Units | 830.0499 | 815.7387 | 801.6742 | 787.8523 | 774.2686 | 760.9191 | 747.7999 | 734.9068 | 722.2359 | 709.7836 | 697.546 | 685.5193 | 673.7 | 662.0845 | 650.6692 | 639.4508 | 628.4258 | 617.5909 | 606.9427 | 596.4782 | 586.1941 | 576.0873 | 0
F2_Industrial_Wood and Lumber Products_Existing_Miscellaneous_Natural Gas_All | F2 | Industrial | All | Wood and Lumber Products | Existing | Miscellaneous | Natural Gas | Usage (GWh) | 0.06564 | 0.064509 | 0.063396 | 0.062303 | 0.061229 | 0.060174 | 0.059136 | 0.058116 | 0.057114 | 0.05613 | 0.055162 | 0.054211 | 0.053276 | 0.052358 | 0.051455 | 0.050568 | 0.049696 | 0.048839 | 0.047997 | 0.04717 | 0.046356 | 0.045557 | 0
F3_Industrial_Wood and Lumber Products_Existing_Miscellaneous_Natural Gas_All | F3 | Industrial | All | Wood and Lumber Products | Existing | Miscellaneous | Natural Gas | Summer Peak Demand (MW) | 0 | 0 | 0 | 0 | 0 | 0 | 0 | 0 | 0 | 0 | 0 | 0 | 0 | 0 | 0 | 0 | 0 | 0 | 0 | 0 | 0 | 0 | 0
F4_Industrial_Wood and Lumber Products_Existing_Miscellaneous_Natural Gas_All | F4 | Industrial | All | Wood and Lumber Products | Existing | Miscellaneous | Natural Gas | Winter Peak Demand (MW) | 0 | 0 | 0 | 0 | 0 | 0 | 0 | 0 | 0 | 0 | 0 | 0 | 0 | 0 | 0 | 0 | 0 | 0 | 0 | 0 | 0 | 0 | 0
F1_Industrial_Wood and Lumber Products_New_Space Heating_Natural Gas_All | F1 | Industrial | All | Wood and Lumber Products | New | Space Heating | Natural Gas | Units | 0 | 38.7375 | 39.665 | 69.223 | 98.7083 | 131.7568 | 151.66 | 174.7648 | 197.5785 | 223.2404 | 242.3533 | 264.3356 | 286.0265 | 311.1885 | 328.266 | 349.0213 | 369.761 | 393.9047 | 409.8524 | 429.5037 | 448.6197 | 467.6793 | 0
F2_Industrial_Wood and Lumber Products_New_Space Heating_Natural Gas_All | F2 | Industrial | All | Wood and Lumber Products | New | Space Heating | Natural Gas | Usage (GWh) | 0 | 0.0048136 | 0.0049288 | 0.0086017 | 0.012266 | 0.016372 | 0.018845 | 0.021716 | 0.024551 | 0.02774 | 0.030115 | 0.032847 | 0.035542 | 0.038669 | 0.040791 | 0.04337 | 0.045947 | 0.048947 | 0.050929 | 0.053371 | 0.055746 | 0.058114 | 0
F3_Industrial_Wood and Lumber Products_New_Space Heating_Natural Gas_All | F3 | Industrial | All | Wood and Lumber Products | New | Space Heating | Natural Gas | Summer Peak Demand (MW) | 0 | 0 | 0 | 0 | 0 | 0 | 0 | 0 | 0 | 0 | 0 | 0 | 0 | 0 | 0 | 0 | 0 | 0 | 0 | 0 | 0 | 0 | 0
F4_Industrial_Wood and Lumber Products_New_Space Heating_Natural Gas_All | F4 | Industrial | All | Wood and Lumber Products | New | Space Heating | Natural Gas | Winter Peak Demand (MW) | 0 | 0 | 0 | 0 | 0 | 0 | 0 | 0 | 0 | 0 | 0 | 0 | 0 | 0 | 0 | 0 | 0 | 0 | 0 | 0 | 0 | 0 | 0
F1_Industrial_Wood and Lumber Products_New_Process_Natural Gas_All | F1 | Industrial | All | Wood and Lumber Products | New | Process | Natural Gas | Units | 0 | 173.2332 | 177.381 | 309.5633 | 441.4211 | 589.2129 | 678.2192 | 781.5437 | 883.5659 | 998.3252 | 1083.7973 | 1182.102 | 1279.1028 | 1391.6264 | 1467.9967 | 1560.8141 | 1653.5612 | 1761.5314 | 1832.8489 | 1920.7289 | 2006.2155 | 2091.4495 | 0
F2_Industrial_Wood and Lumber Products_New_Process_Natural Gas_All | F2 | Industrial | All | Wood and Lumber Products | New | Process | Natural Gas | Usage (GWh) | 0 | 0.036038 | 0.036901 | 0.064399 | 0.09183 | 0.12258 | 0.14109 | 0.16259 | 0.18381 | 0.20768 | 0.22547 | 0.24592 | 0.2661 | 0.2895 | 0.30539 | 0.3247 | 0.344 | 0.36646 | 0.38129 | 0.39958 | 0.41736 | 0.43509 | 0
F3_Industrial_Wood and Lumber Products_New_Process_Natural Gas_All | F3 | Industrial | All | Wood and Lumber Products | New | Process | Natural Gas | Summer Peak Demand (MW) | 0 | 0 | 0 | 0 | 0 | 0 | 0 | 0 | 0 | 0 | 0 | 0 | 0 | 0 | 0 | 0 | 0 | 0 | 0 | 0 | 0 | 0 | 0
F4_Industrial_Wood and Lumber Products_New_Process_Natural Gas_All | F4 | Industrial | All | Wood and Lumber Products | New | Process | Natural Gas | Winter Peak Demand (MW) | 0 | 0 | 0 | 0 | 0 | 0 | 0 | 0 | 0 | 0 | 0 | 0 | 0 | 0 | 0 | 0 | 0 | 0 | 0 | 0 | 0 | 0 | 0
F1_Industrial_Wood and Lumber Products_New_Miscellaneous_Natural Gas_All | F1 | Industrial | All | Wood and Lumber Products | New | Miscellaneous | Natural Gas | Units | 0 | 43.3083 | 44.3452 | 77.3908 | 110.3553 | 147.3032 | 169.5548 | 195.3859 | 220.8915 | 249.5813 | 270.9493 | 295.5255 | 319.7757 | 347.9066 | 366.9992 | 390.2035 | 413.3903 | 440.3828 | 458.2122 | 480.1822 | 501.5539 | 522.8624 | 0
F2_Industrial_Wood and Lumber Products_New_Miscellaneous_Natural Gas_All | F2 | Industrial | All | Wood and Lumber Products | New | Miscellaneous | Natural Gas | Usage (GWh) | 0 | 0.0034248 | 0.0035068 | 0.0061201 | 0.0087269 | 0.011649 | 0.013408 | 0.015451 | 0.017468 | 0.019737 | 0.021427 | 0.02337 | 0.025288 | 0.027512 | 0.029022 | 0.030857 | 0.032691 | 0.034826 | 0.036235 | 0.037973 | 0.039663 | 0.041348 | 0
F3_Industrial_Wood and Lumber Products_New_Miscellaneous_Natural Gas_All | F3 | Industrial | All | Wood and Lumber Products | New | Miscellaneous | Natural Gas | Summer Peak Demand (MW) | 0 | 0 | 0 | 0 | 0 | 0 | 0 | 0 | 0 | 0 | 0 | 0 | 0 | 0 | 0 | 0 | 0 | 0 | 0 | 0 | 0 | 0 | 0
F4_Industrial_Wood and Lumber Products_New_Miscellaneous_Natural Gas_All | F4 | Industrial | All | Wood and Lumber Products | New | Miscellaneous | Natural Gas | Winter Peak Demand (MW) | 0 | 0 | 0 | 0 | 0 | 0 | 0 | 0 | 0 | 0 | 0 | 0 | 0 | 0 | 0 | 0 | 0 | 0 | 0 | 0 | 0 | 0 | 0
F1_Industrial_Other Industrial_Existing_Space Heating_Natural Gas_All | F1 | Industrial | All | Other Industrial | Existing | Space Heating | Natural Gas | Units | 13088.9738 | 12863.3018 | 12641.5207 | 12423.5635 | 12209.3641 | 11998.8578 | 11791.981 | 11588.671 | 11388.8663 | 11192.5065 | 10999.5323 | 10809.8852 | 10623.5078 | 10440.3439 | 10260.338 | 10083.4356 | 9909.5833 | 9738.7284 | 9570.8193 | 9405.8051 | 9243.6361 | 9084.263 | 0
F2_Industrial_Other Industrial_Existing_Space Heating_Natural Gas_All | F2 | Industrial | All | Other Industrial | Existing | Space Heating | Natural Gas | Usage (GWh) | 0.96891 | 0.94999 | 0.9314 | 0.91317 | 0.89529 | 0.87779 | 0.86065 | 0.8439 | 0.82753 | 0.81155 | 0.79596 | 0.78075 | 0.76591 | 0.75143 | 0.73729 | 0.72349 | 0.71 | 0.69683 | 0.68395 | 0.67136 | 0.65905 | 0.64701 | 0
F3_Industrial_Other Industrial_Existing_Space Heating_Natural Gas_All | F3 | Industrial | All | Other Industrial | Existing | Space Heating | Natural Gas | Summer Peak Demand (MW) | 0 | 0 | 0 | 0 | 0 | 0 | 0 | 0 | 0 | 0 | 0 | 0 | 0 | 0 | 0 | 0 | 0 | 0 | 0 | 0 | 0 | 0 | 0
F4_Industrial_Other Industrial_Existing_Space Heating_Natural Gas_All | F4 | Industrial | All | Other Industrial | Existing | Space Heating | Natural Gas | Winter Peak Demand (MW) | 0 | 0 | 0 | 0 | 0 | 0 | 0 | 0 | 0 | 0 | 0 | 0 | 0 | 0 | 0 | 0 | 0 | 0 | 0 | 0 | 0 | 0 | 0
F1_Industrial_Other Industrial_Existing_Process_Natural Gas_All | F1 | Industrial | All | Other Industrial | Existing | Process | Natural Gas | Units | 60887.7529 | 59837.9641 | 58806.2751 | 57792.3738 | 56795.9535 | 55816.7129 | 54854.3558 | 53908.5911 | 52979.1326 | 52065.6993 | 51168.0148 | 50285.8077 | 49418.811 | 48566.7625 | 47729.4045 | 46906.4838 | 46097.7513 | 45302.9625 | 44521.8769 | 43754.2583 | 42999.8746 | 42258.4974 | 0
F2_Industrial_Other Industrial_Existing_Process_Natural Gas_All | F2 | Industrial | All | Other Industrial | Existing | Process | Natural Gas | Usage (GWh) | 1.9917 | 1.9573 | 1.9236 | 1.8904 | 1.8578 | 1.8258 | 1.7943 | 1.7634 | 1.733 | 1.7031 | 1.6737 | 1.6449 | 1.6165 | 1.5887 | 1.5613 | 1.5343 | 1.5079 | 1.4819 | 1.4563 | 1.4312 | 1.4066 | 1.3823 | 0
F3_Industrial_Other Industrial_Existing_Process_Natural Gas_All | F3 | Industrial | All | Other Industrial | Existing | Process | Natural Gas | Summer Peak Demand (MW) | 0 | 0 | 0 | 0 | 0 | 0 | 0 | 0 | 0 | 0 | 0 | 0 | 0 | 0 | 0 | 0 | 0 | 0 | 0 | 0 | 0 | 0 | 0
F4_Industrial_Other Industrial_Existing_Process_Natural Gas_All | F4 | Industrial | All | Other Industrial | Existing | Process | Natural Gas | Winter Peak Demand (MW) | 0 | 0 | 0 | 0 | 0 | 0 | 0 | 0 | 0 | 0 | 0 | 0 | 0 | 0 | 0 | 0 | 0 | 0 | 0 | 0 | 0 | 0 | 0
F1_Industrial_Other Industrial_Existing_Miscellaneous_Natural Gas_All | F1 | Industrial | All | Other Industrial | Existing | Miscellaneous | Natural Gas | Units | 15221.9382 | 14959.491 | 14701.5688 | 14448.0934 | 14198.9884 | 13954.1782 | 13713.589 | 13477.1478 | 13244.7831 | 13016.4248 | 12792.0037 | 12571.4519 | 12354.7027 | 12141.6906 | 11932.3511 | 11726.6209 | 11524.4378 | 11325.7406 | 11130.4692 | 10938.5646 | 10749.9686 | 10564.6244 | 0
F2_Industrial_Other Industrial_Existing_Miscellaneous_Natural Gas_All | F2 | Industrial | All | Other Industrial | Existing | Miscellaneous | Natural Gas | Usage (GWh) | 0.31784 | 0.31236 | 0.30698 | 0.30169 | 0.29649 | 0.29137 | 0.28635 | 0.28141 | 0.27656 | 0.27179 | 0.26711 | 0.2625 | 0.25798 | 0.25353 | 0.24916 | 0.24486 | 0.24064 | 0.23649 | 0.23241 | 0.22841 | 0.22447 | 0.2206 | 0
F3_Industrial_Other Industrial_Existing_Miscellaneous_Natural Gas_All | F3 | Industrial | All | Other Industrial | Existing | Miscellaneous | Natural Gas | Summer Peak Demand (MW) | 0 | 0 | 0 | 0 | 0 | 0 | 0 | 0 | 0 | 0 | 0 | 0 | 0 | 0 | 0 | 0 | 0 | 0 | 0 | 0 | 0 | 0 | 0
F4_Industrial_Other Industrial_Existing_Miscellaneous_Natural Gas_All | F4 | Industrial | All | Other Industrial | Existing | Miscellaneous | Natural Gas | Winter Peak Demand (MW) | 0 | 0 | 0 | 0 | 0 | 0 | 0 | 0 | 0 | 0 | 0 | 0 | 0 | 0 | 0 | 0 | 0 | 0 | 0 | 0 | 0 | 0 | 0
F1_Industrial_Other Industrial_New_Space Heating_Natural Gas_All | F1 | Industrial | All | Other Industrial | New | Space Heating | Natural Gas | Units | 0 | 682.9242 | 699.2756 | 1220.3682 | 1740.1811 | 2322.81 | 2673.6928 | 3081.021 | 3483.2157 | 3935.6227 | 4272.5729 | 4660.1119 | 5042.5109 | 5486.1045 | 5787.1731 | 6153.0802 | 6518.7102 | 6944.353 | 7225.5026 | 7571.9454 | 7908.9527 | 8244.9645 | 0
F2_Industrial_Other Industrial_New_Space Heating_Natural Gas_All | F2 | Industrial | All | Other Industrial | New | Space Heating | Natural Gas | Usage (GWh) | 0 | 0.047857 | 0.049002 | 0.085519 | 0.12194 | 0.16277 | 0.18736 | 0.21591 | 0.24409 | 0.27579 | 0.2994 | 0.32656 | 0.35336 | 0.38444 | 0.40554 | 0.43118 | 0.45681 | 0.48663 | 0.50633 | 0.53061 | 0.55423 | 0.57777 | 0
F3_Industrial_Other Industrial_New_Space Heating_Natural Gas_All | F3 | Industrial | All | Other Industrial | New | Space Heating | Natural Gas | Summer Peak Demand (MW) | 0 | 0 | 0 | 0 | 0 | 0 | 0 | 0 | 0 | 0 | 0 | 0 | 0 | 0 | 0 | 0 | 0 | 0 | 0 | 0 | 0 | 0 | 0
F4_Industrial_Other Industrial_New_Space Heating_Natural Gas_All | F4 | Industrial | All | Other Industrial | New | Space Heating | Natural Gas | Winter Peak Demand (MW) | 0 | 0 | 0 | 0 | 0 | 0 | 0 | 0 | 0 | 0 | 0 | 0 | 0 | 0 | 0 | 0 | 0 | 0 | 0 | 0 | 0 | 0 | 0
F1_Industrial_Other Industrial_New_Process_Natural Gas_All | F1 | Industrial | All | Other Industrial | New | Process | Natural Gas | Units | 0 | 3176.851 | 3252.9152 | 5676.9521 | 8095.0363 | 10805.3299 | 12437.5793 | 14332.4027 | 16203.3466 | 18307.8694 | 19875.3063 | 21678.0738 | 23456.9313 | 25520.4556 | 26920.9775 | 28623.117 | 30323.9675 | 32303.988 | 33611.8496 | 35223.4444 | 36791.1471 | 38354.2188 | 0
F2_Industrial_Other Industrial_New_Process_Natural Gas_All | F2 | Industrial | All | Other Industrial | New | Process | Natural Gas | Usage (GWh) | 0 | 0.10392 | 0.10641 | 0.1857 | 0.26479 | 0.35345 | 0.40684 | 0.46882 | 0.53002 | 0.59886 | 0.65013 | 0.7091 | 0.76729 | 0.83479 | 0.8806 | 0.93628 | 0.99192 | 1.0567 | 1.0995 | 1.1522 | 1.2035 | 1.2546 | 0
F3_Industrial_Other Industrial_New_Process_Natural Gas_All | F3 | Industrial | All | Other Industrial | New | Process | Natural Gas | Summer Peak Demand (MW) | 0 | 0 | 0 | 0 | 0 | 0 | 0 | 0 | 0 | 0 | 0 | 0 | 0 | 0 | 0 | 0 | 0 | 0 | 0 | 0 | 0 | 0 | 0
F4_Industrial_Other Industrial_New_Process_Natural Gas_All | F4 | Industrial | All | Other Industrial | New | Process | Natural Gas | Winter Peak Demand (MW) | 0 | 0 | 0 | 0 | 0 | 0 | 0 | 0 | 0 | 0 | 0 | 0 | 0 | 0 | 0 | 0 | 0 | 0 | 0 | 0 | 0 | 0 | 0
F1_Industrial_Other Industrial_New_Miscellaneous_Natural Gas_All | F1 | Industrial | All | Other Industrial | New | Miscellaneous | Natural Gas | Units | 0 | 794.2128 | 813.2288 | 1419.238 | 2023.7591 | 2701.3325 | 3109.3948 | 3583.1007 | 4050.8367 | 4576.9674 | 4968.8266 | 5419.5185 | 5864.2328 | 6380.1139 | 6730.2444 | 7155.7793 | 7580.9919 | 8075.997 | 8402.9624 | 8805.8611 | 9197.7868 | 9588.5547 | 0
F2_Industrial_Other Industrial_New_Miscellaneous_Natural Gas_All | F2 | Industrial | All | Other Industrial | New | Miscellaneous | Natural Gas | Usage (GWh) | 0 | 0.016584 | 0.016981 | 0.029635 | 0.042258 | 0.056406 | 0.064926 | 0.074818 | 0.084584 | 0.09557 | 0.10375 | 0.11316 | 0.12245 | 0.13322 | 0.14053 | 0.14942 | 0.1583 | 0.16863 | 0.17546 | 0.18387 | 0.19206 | 0.20022 | 0
F3_Industrial_Other Industrial_New_Miscellaneous_Natural Gas_All | F3 | Industrial | All | Other Industrial | New | Miscellaneous | Natural Gas | Summer Peak Demand (MW) | 0 | 0 | 0 | 0 | 0 | 0 | 0 | 0 | 0 | 0 | 0 | 0 | 0 | 0 | 0 | 0 | 0 | 0 | 0 | 0 | 0 | 0 | 0
F4_Industrial_Other Industrial_New_Miscellaneous_Natural Gas_All | F4 | Industrial | All | Other Industrial | New | Miscellaneous | Natural Gas | Winter Peak Demand (MW) | 0 | 0 | 0 | 0 | 0 | 0 | 0 | 0 | 0 | 0 | 0 | 0 | 0 | 0 | 0 | 0 | 0 | 0 | 0 | 0 | 0 | 0 | 0
F1_Industrial_Food Products_Existing_Space Heating_Natural Gas_Market | F1 | Industrial | Market | Food Products | Existing | Space Heating | Natural Gas | Units | 2370.9417 | 2330.0634 | 2289.8899 | 2250.409 | 2211.6089 | 2173.4777 | 2136.0039 | 2099.1763 | 2062.9836 | 2027.4149 | 1992.4595 | 1958.1067 | 1924.3463 | 1891.1679 | 1858.5615 | 1826.5174 | 1795.0257 | 1764.077 | 1733.6618 | 1703.7711 | 1674.3958 | 1645.5269 | 0
F2_Industrial_Food Products_Existing_Space Heating_Natural Gas_Market | F2 | Industrial | Market | Food Products | Existing | Space Heating | Natural Gas | Usage (GWh) | 0.4271 | 0.41876 | 0.41056 | 0.40253 | 0.39465 | 0.38693 | 0.37938 | 0.37199 | 0.36478 | 0.35773 | 0.35086 | 0.34416 | 0.33761 | 0.33123 | 0.325 | 0.31891 | 0.31297 | 0.30716 | 0.30149 | 0.29594 | 0.29051 | 0.2852 | 0
F3_Industrial_Food Products_Existing_Space Heating_Natural Gas_Market | F3 | Industrial | Market | Food Products | Existing | Space Heating | Natural Gas | Summer Peak Demand (MW) | 0 | 0 | 0 | 0 | 0 | 0 | 0 | 0 | 0 | 0 | 0 | 0 | 0 | 0 | 0 | 0 | 0 | 0 | 0 | 0 | 0 | 0 | 0
F4_Industrial_Food Products_Existing_Space Heating_Natural Gas_Market | F4 | Industrial | Market | Food Products | Existing | Space Heating | Natural Gas | Winter Peak Demand (MW) | 0 | 0 | 0 | 0 | 0 | 0 | 0 | 0 | 0 | 0 | 0 | 0 | 0 | 0 | 0 | 0 | 0 | 0 | 0 | 0 | 0 | 0 | 0
F1_Industrial_Food Products_Existing_Process_Natural Gas_Market | F1 | Industrial | Market | Food Products | Existing | Process | Natural Gas | Units | 2370.9417 | 2330.0634 | 2289.8899 | 2250.409 | 2211.6089 | 2173.4777 | 2136.0039 | 2099.1763 | 2062.9836 | 2027.4149 | 1992.4595 | 1958.1067 | 1924.3463 | 1891.1679 | 1858.5615 | 1826.5174 | 1795.0257 | 1764.077 | 1733.6618 | 1703.7711 | 1674.3958 | 1645.5269 | 0
F2_Industrial_Food Products_Existing_Process_Natural Gas_Market | F2 | Industrial | Market | Food Products | Existing | Process | Natural Gas | Usage (GWh) | 6.6624 | 6.5475 | 6.4346 | 6.3237 | 6.2147 | 6.1075 | 6.0022 | 5.8987 | 5.797 | 5.6971 | 5.5989 | 5.5023 | 5.4075 | 5.3142 | 5.2226 | 5.1326 | 5.0441 | 4.9571 | 4.8716 | 4.7876 | 4.7051 | 4.624 | 0
F3_Industrial_Food Products_Existing_Process_Natural Gas_Market | F3 | Industrial | Market | Food Products | Existing | Process | Natural Gas | Summer Peak Demand (MW) | 0 | 0 | 0 | 0 | 0 | 0 | 0 | 0 | 0 | 0 | 0 | 0 | 0 | 0 | 0 | 0 | 0 | 0 | 0 | 0 | 0 | 0 | 0
F4_Industrial_Food Products_Existing_Process_Natural Gas_Market | F4 | Industrial | Market | Food Products | Existing | Process | Natural Gas | Winter Peak Demand (MW) | 0 | 0 | 0 | 0 | 0 | 0 | 0 | 0 | 0 | 0 | 0 | 0 | 0 | 0 | 0 | 0 | 0 | 0 | 0 | 0 | 0 | 0 | 0
F1_Industrial_Food Products_Existing_Miscellaneous_Natural Gas_Market | F1 | Industrial | Market | Food Products | Existing | Miscellaneous | Natural Gas | Units | 2370.9417 | 2330.0634 | 2289.8899 | 2250.409 | 2211.6089 | 2173.4777 | 2136.0039 | 2099.1763 | 2062.9836 | 2027.4149 | 1992.4595 | 1958.1067 | 1924.3463 | 1891.1679 | 1858.5615 | 1826.5174 | 1795.0257 | 1764.077 | 1733.6618 | 1703.7711 | 1674.3958 | 1645.5269 | 0
F2_Industrial_Food Products_Existing_Miscellaneous_Natural Gas_Market | F2 | Industrial | Market | Food Products | Existing | Miscellaneous | Natural Gas | Usage (GWh) | 0.15397 | 0.15132 | 0.14871 | 0.14615 | 0.14363 | 0.14115 | 0.13872 | 0.13632 | 0.13397 | 0.13166 | 0.12939 | 0.12716 | 0.12497 | 0.12282 | 0.1207 | 0.11862 | 0.11657 | 0.11456 | 0.11259 | 0.11065 | 0.10874 | 0.10686 | 0
F3_Industrial_Food Products_Existing_Miscellaneous_Natural Gas_Market | F3 | Industrial | Market | Food Products | Existing | Miscellaneous | Natural Gas | Summer Peak Demand (MW) | 0 | 0 | 0 | 0 | 0 | 0 | 0 | 0 | 0 | 0 | 0 | 0 | 0 | 0 | 0 | 0 | 0 | 0 | 0 | 0 | 0 | 0 | 0
F4_Industrial_Food Products_Existing_Miscellaneous_Natural Gas_Market | F4 | Industrial | Market | Food Products | Existing | Miscellaneous | Natural Gas | Winter Peak Demand (MW) | 0 | 0 | 0 | 0 | 0 | 0 | 0 | 0 | 0 | 0 | 0 | 0 | 0 | 0 | 0 | 0 | 0 | 0 | 0 | 0 | 0 | 0 | 0
F1_Industrial_Food Products_New_Space Heating_Natural Gas_Market | F1 | Industrial | Market | Food Products | New | Space Heating | Natural Gas | Units | 0 | 123.7051 | 126.6671 | 221.058 | 315.2171 | 420.7547 | 484.3137 | 558.0973 | 630.951 | 712.9002 | 773.9355 | 844.1344 | 913.4023 | 993.7551 | 1048.2907 | 1114.5713 | 1180.8016 | 1257.9028 | 1308.8303 | 1371.5851 | 1432.6307 | 1493.496 | 0
F2_Industrial_Food Products_New_Space Heating_Natural Gas_Market | F2 | Industrial | Market | Food Products | New | Space Heating | Natural Gas | Usage (GWh) | 0 | 0.021095 | 0.0216 | 0.037697 | 0.053754 | 0.071751 | 0.08259 | 0.095172 | 0.1076 | 0.12157 | 0.13198 | 0.14395 | 0.15576 | 0.16946 | 0.17876 | 0.19007 | 0.20136 | 0.21451 | 0.22319 | 0.23389 | 0.24431 | 0.25468 | 0
F3_Industrial_Food Products_New_Space Heating_Natural Gas_Market | F3 | Industrial | Market | Food Products | New | Space Heating | Natural Gas | Summer Peak Demand (MW) | 0 | 0 | 0 | 0 | 0 | 0 | 0 | 0 | 0 | 0 | 0 | 0 | 0 | 0 | 0 | 0 | 0 | 0 | 0 | 0 | 0 | 0 | 0
F4_Industrial_Food Products_New_Space Heating_Natural Gas_Market | F4 | Industrial | Market | Food Products | New | Space Heating | Natural Gas | Winter Peak Demand (MW) | 0 | 0 | 0 | 0 | 0 | 0 | 0 | 0 | 0 | 0 | 0 | 0 | 0 | 0 | 0 | 0 | 0 | 0 | 0 | 0 | 0 | 0 | 0
F1_Industrial_Food Products_New_Process_Natural Gas_Market | F1 | Industrial | Market | Food Products | New | Process | Natural Gas | Units | 0 | 123.7051 | 126.6671 | 221.058 | 315.2171 | 420.7547 | 484.3137 | 558.0973 | 630.951 | 712.9002 | 773.9355 | 844.1344 | 913.4023 | 993.7551 | 1048.2907 | 1114.5713 | 1180.8016 | 1257.9028 | 1308.8303 | 1371.5851 | 1432.6307 | 1493.496 | 0
F2_Industrial_Food Products_New_Process_Natural Gas_Market | F2 | Industrial | Market | Food Products | New | Process | Natural Gas | Usage (GWh) | 0 | 0.34761 | 0.35594 | 0.62118 | 0.88577 | 1.1823 | 1.3609 | 1.5683 | 1.773 | 2.0033 | 2.1748 | 2.372 | 2.5667 | 2.7925 | 2.9457 | 3.132 | 3.3181 | 3.5347 | 3.6778 | 3.8542 | 4.0257 | 4.1968 | 0
F3_Industrial_Food Products_New_Process_Natural Gas_Market | F3 | Industrial | Market | Food Products | New | Process | Natural Gas | Summer Peak Demand (MW) | 0 | 0 | 0 | 0 | 0 | 0 | 0 | 0 | 0 | 0 | 0 | 0 | 0 | 0 | 0 | 0 | 0 | 0 | 0 | 0 | 0 | 0 | 0
F4_Industrial_Food Products_New_Process_Natural Gas_Market | F4 | Industrial | Market | Food Products | New | Process | Natural Gas | Winter Peak Demand (MW) | 0 | 0 | 0 | 0 | 0 | 0 | 0 | 0 | 0 | 0 | 0 | 0 | 0 | 0 | 0 | 0 | 0 | 0 | 0 | 0 | 0 | 0 | 0
F1_Industrial_Food Products_New_Miscellaneous_Natural Gas_Market | F1 | Industrial | Market | Food Products | New | Miscellaneous | Natural Gas | Units | 0 | 123.7051 | 126.6671 | 221.058 | 315.2171 | 420.7547 | 484.3137 | 558.0973 | 630.951 | 712.9002 | 773.9355 | 844.1344 | 913.4023 | 993.7551 | 1048.2907 | 1114.5713 | 1180.8016 | 1257.9028 | 1308.8303 | 1371.5851 | 1432.6307 | 1493.496 | 0
F2_Industrial_Food Products_New_Miscellaneous_Natural Gas_Market | F2 | Industrial | Market | Food Products | New | Miscellaneous | Natural Gas | Usage (GWh) | 0 | 0.0080336 | 0.008226 | 0.014356 | 0.020471 | 0.027324 | 0.031452 | 0.036244 | 0.040975 | 0.046297 | 0.050261 | 0.054819 | 0.059318 | 0.064536 | 0.068078 | 0.072382 | 0.076683 | 0.08169 | 0.084998 | 0.089073 | 0.093037 | 0.09699 | 0
F3_Industrial_Food Products_New_Miscellaneous_Natural Gas_Market | F3 | Industrial | Market | Food Products | New | Miscellaneous | Natural Gas | Summer Peak Demand (MW) | 0 | 0 | 0 | 0 | 0 | 0 | 0 | 0 | 0 | 0 | 0 | 0 | 0 | 0 | 0 | 0 | 0 | 0 | 0 | 0 | 0 | 0 | 0
F4_Industrial_Food Products_New_Miscellaneous_Natural Gas_Market | F4 | Industrial | Market | Food Products | New | Miscellaneous | Natural Gas | Winter Peak Demand (MW) | 0 | 0 | 0 | 0 | 0 | 0 | 0 | 0 | 0 | 0 | 0 | 0 | 0 | 0 | 0 | 0 | 0 | 0 | 0 | 0 | 0 | 0 | 0
F1_Industrial_Agriculture_Existing_Space Heating_Natural Gas_Market | F1 | Industrial | Market | Agriculture | Existing | Space Heating | Natural Gas | Units | 17279.0665 | 16981.1515 | 16688.3731 | 16400.6425 | 16117.8728 | 15839.9784 | 15566.8754 | 15298.481 | 15034.714 | 14775.4948 | 14520.7449 | 14270.3873 | 14024.3461 | 13782.547 | 13544.9169 | 13311.3839 | 13081.8772 | 12856.3276 | 12634.6668 | 12416.8277 | 12202.7445 | 11992.3523 | 0
F2_Industrial_Agriculture_Existing_Space Heating_Natural Gas_Market | F2 | Industrial | Market | Agriculture | Existing | Space Heating | Natural Gas | Usage (GWh) | 1.0998 | 1.0784 | 1.0573 | 1.0366 | 1.0163 | 0.99641 | 0.97696 | 0.95795 | 0.93937 | 0.92123 | 0.90352 | 0.88626 | 0.86942 | 0.85298 | 0.83693 | 0.82126 | 0.80595 | 0.791 | 0.77638 | 0.76209 | 0.74811 | 0.73445 | 0
F3_Industrial_Agriculture_Existing_Space Heating_Natural Gas_Market | F3 | Industrial | Market | Agriculture | Existing | Space Heating | Natural Gas | Summer Peak Demand (MW) | 0 | 0 | 0 | 0 | 0 | 0 | 0 | 0 | 0 | 0 | 0 | 0 | 0 | 0 | 0 | 0 | 0 | 0 | 0 | 0 | 0 | 0 | 0
F4_Industrial_Agriculture_Existing_Space Heating_Natural Gas_Market | F4 | Industrial | Market | Agriculture | Existing | Space Heating | Natural Gas | Winter Peak Demand (MW) | 0 | 0 | 0 | 0 | 0 | 0 | 0 | 0 | 0 | 0 | 0 | 0 | 0 | 0 | 0 | 0 | 0 | 0 | 0 | 0 | 0 | 0 | 0
F1_Industrial_Agriculture_Existing_Process_Natural Gas_Market | F1 | Industrial | Market | Agriculture | Existing | Process | Natural Gas | Units | 17279.0665 | 16981.1515 | 16688.3731 | 16400.6425 | 16117.8728 | 15839.9784 | 15566.8754 | 15298.481 | 15034.714 | 14775.4948 | 14520.7449 | 14270.3873 | 14024.3461 | 13782.547 | 13544.9169 | 13311.3839 | 13081.8772 | 12856.3276 | 12634.6668 | 12416.8277 | 12202.7445 | 11992.3523 | 0
F2_Industrial_Agriculture_Existing_Process_Natural Gas_Market | F2 | Industrial | Market | Agriculture | Existing | Process | Natural Gas | Usage (GWh) | 2.2608 | 2.2219 | 2.1836 | 2.1459 | 2.1089 | 2.0725 | 2.0368 | 2.0017 | 1.9672 | 1.9333 | 1.8999 | 1.8672 | 1.835 | 1.8033 | 1.7723 | 1.7417 | 1.7117 | 1.6822 | 1.6532 | 1.6247 | 1.5966 | 1.5691 | 0
F3_Industrial_Agriculture_Existing_Process_Natural Gas_Market | F3 | Industrial | Market | Agriculture | Existing | Process | Natural Gas | Summer Peak Demand (MW) | 0 | 0 | 0 | 0 | 0 | 0 | 0 | 0 | 0 | 0 | 0 | 0 | 0 | 0 | 0 | 0 | 0 | 0 | 0 | 0 | 0 | 0 | 0
F4_Industrial_Agriculture_Existing_Process_Natural Gas_Market | F4 | Industrial | Market | Agriculture | Existing | Process | Natural Gas | Winter Peak Demand (MW) | 0 | 0 | 0 | 0 | 0 | 0 | 0 | 0 | 0 | 0 | 0 | 0 | 0 | 0 | 0 | 0 | 0 | 0 | 0 | 0 | 0 | 0 | 0
F1_Industrial_Agriculture_Existing_Miscellaneous_Natural Gas_Market | F1 | Industrial | Market | Agriculture | Existing | Miscellaneous | Natural Gas | Units | 17279.0665 | 16981.1515 | 16688.3731 | 16400.6425 | 16117.8728 | 15839.9784 | 15566.8754 | 15298.481 | 15034.714 | 14775.4948 | 14520.7449 | 14270.3873 | 14024.3461 | 13782.547 | 13544.9169 | 13311.3839 | 13081.8772 | 12856.3276 | 12634.6668 | 12416.8277 | 12202.7445 | 11992.3523 | 0
F2_Industrial_Agriculture_Existing_Miscellaneous_Natural Gas_Market | F2 | Industrial | Market | Agriculture | Existing | Miscellaneous | Natural Gas | Usage (GWh) | 0.3608 | 0.35458 | 0.34847 | 0.34246 | 0.33655 | 0.33075 | 0.32505 | 0.31944 | 0.31394 | 0.30852 | 0.3032 | 0.29798 | 0.29284 | 0.28779 | 0.28283 | 0.27795 | 0.27316 | 0.26845 | 0.26382 | 0.25927 | 0.2548 | 0.25041 | 0
F3_Industrial_Agriculture_Existing_Miscellaneous_Natural Gas_Market | F3 | Industrial | Market | Agriculture | Existing | Miscellaneous | Natural Gas | Summer Peak Demand (MW) | 0 | 0 | 0 | 0 | 0 | 0 | 0 | 0 | 0 | 0 | 0 | 0 | 0 | 0 | 0 | 0 | 0 | 0 | 0 | 0 | 0 | 0 | 0
F4_Industrial_Agriculture_Existing_Miscellaneous_Natural Gas_Market | F4 | Industrial | Market | Agriculture | Existing | Miscellaneous | Natural Gas | Winter Peak Demand (MW) | 0 | 0 | 0 | 0 | 0 | 0 | 0 | 0 | 0 | 0 | 0 | 0 | 0 | 0 | 0 | 0 | 0 | 0 | 0 | 0 | 0 | 0 | 0
F1_Industrial_Agriculture_New_Space Heating_Natural Gas_Market | F1 | Industrial | Market | Agriculture | New | Space Heating | Natural Gas | Units | 0 | 901.5445 | 923.1304 | 1611.0371 | 2297.2546 | 3066.3969 | 3529.6057 | 4067.3293 | 4598.2762 | 5195.5094 | 5640.3254 | 6151.9248 | 6656.7389 | 7242.3374 | 7639.7853 | 8122.828 | 8605.5048 | 9167.4061 | 9538.5584 | 9995.9057 | 10440.7971 | 10884.3743 | 0
F2_Industrial_Agriculture_New_Space Heating_Natural Gas_Market | F2 | Industrial | Market | Agriculture | New | Space Heating | Natural Gas | Usage (GWh) | 0 | 0.054324 | 0.055625 | 0.097076 | 0.13842 | 0.18477 | 0.21268 | 0.24508 | 0.27708 | 0.31306 | 0.33987 | 0.37069 | 0.40111 | 0.4364 | 0.46035 | 0.48945 | 0.51854 | 0.5524 | 0.57476 | 0.60232 | 0.62913 | 0.65586 | 0
F3_Industrial_Agriculture_New_Space Heating_Natural Gas_Market | F3 | Industrial | Market | Agriculture | New | Space Heating | Natural Gas | Summer Peak Demand (MW) | 0 | 0 | 0 | 0 | 0 | 0 | 0 | 0 | 0 | 0 | 0 | 0 | 0 | 0 | 0 | 0 | 0 | 0 | 0 | 0 | 0 | 0 | 0
F4_Industrial_Agriculture_New_Space Heating_Natural Gas_Market | F4 | Industrial | Market | Agriculture | New | Space Heating | Natural Gas | Winter Peak Demand (MW) | 0 | 0 | 0 | 0 | 0 | 0 | 0 | 0 | 0 | 0 | 0 | 0 | 0 | 0 | 0 | 0 | 0 | 0 | 0 | 0 | 0 | 0 | 0
F1_Industrial_Agriculture_New_Process_Natural Gas_Market | F1 | Industrial | Market | Agriculture | New | Process | Natural Gas | Units | 0 | 901.5445 | 923.1304 | 1611.0371 | 2297.2546 | 3066.3969 | 3529.6057 | 4067.3293 | 4598.2762 | 5195.5094 | 5640.3254 | 6151.9248 | 6656.7389 | 7242.3374 | 7639.7853 | 8122.828 | 8605.5048 | 9167.4061 | 9538.5584 | 9995.9057 | 10440.7971 | 10884.3743 | 0
F2_Industrial_Agriculture_New_Process_Natural Gas_Market | F2 | Industrial | Market | Agriculture | New | Process | Natural Gas | Usage (GWh) | 0 | 0.11796 | 0.12078 | 0.21079 | 0.30058 | 0.40122 | 0.46182 | 0.53218 | 0.60165 | 0.67979 | 0.738 | 0.80493 | 0.87099 | 0.94761 | 0.99961 | 1.0628 | 1.126 | 1.1995 | 1.2481 | 1.3079 | 1.3661 | 1.4241 | 0
F3_Industrial_Agriculture_New_Process_Natural Gas_Market | F3 | Industrial | Market | Agriculture | New | Process | Natural Gas | Summer Peak Demand (MW) | 0 | 0 | 0 | 0 | 0 | 0 | 0 | 0 | 0 | 0 | 0 | 0 | 0 | 0 | 0 | 0 | 0 | 0 | 0 | 0 | 0 | 0 | 0
F4_Industrial_Agriculture_New_Process_Natural Gas_Market | F4 | Industrial | Market | Agriculture | New | Process | Natural Gas | Winter Peak Demand (MW) | 0 | 0 | 0 | 0 | 0 | 0 | 0 | 0 | 0 | 0 | 0 | 0 | 0 | 0 | 0 | 0 | 0 | 0 | 0 | 0 | 0 | 0 | 0
F1_Industrial_Agriculture_New_Miscellaneous_Natural Gas_Market | F1 | Industrial | Market | Agriculture | New | Miscellaneous | Natural Gas | Units | 0 | 901.5445 | 923.1304 | 1611.0371 | 2297.2546 | 3066.3969 | 3529.6057 | 4067.3293 | 4598.2762 | 5195.5094 | 5640.3254 | 6151.9248 | 6656.7389 | 7242.3374 | 7639.7853 | 8122.828 | 8605.5048 | 9167.4061 | 9538.5584 | 9995.9057 | 10440.7971 | 10884.3743 | 0
F2_Industrial_Agriculture_New_Miscellaneous_Natural Gas_Market | F2 | Industrial | Market | Agriculture | New | Miscellaneous | Natural Gas | Usage (GWh) | 0 | 0.018825 | 0.019276 | 0.03364 | 0.047968 | 0.064029 | 0.073701 | 0.084929 | 0.096015 | 0.10849 | 0.11777 | 0.12846 | 0.139 | 0.15123 | 0.15952 | 0.16961 | 0.17969 | 0.19142 | 0.19917 | 0.20872 | 0.21801 | 0.22727 | 0
F3_Industrial_Agriculture_New_Miscellaneous_Natural Gas_Market | F3 | Industrial | Market | Agriculture | New | Miscellaneous | Natural Gas | Summer Peak Demand (MW) | 0 | 0 | 0 | 0 | 0 | 0 | 0 | 0 | 0 | 0 | 0 | 0 | 0 | 0 | 0 | 0 | 0 | 0 | 0 | 0 | 0 | 0 | 0
F4_Industrial_Agriculture_New_Miscellaneous_Natural Gas_Market | F4 | Industrial | Market | Agriculture | New | Miscellaneous | Natural Gas | Winter Peak Demand (MW) | 0 | 0 | 0 | 0 | 0 | 0 | 0 | 0 | 0 | 0 | 0 | 0 | 0 | 0 | 0 | 0 | 0 | 0 | 0 | 0 | 0 | 0 | 0
F1_Industrial_Primary Metals_Existing_Space Heating_Natural Gas_Market | F1 | Industrial | Market | Primary Metals | Existing | Space Heating | Natural Gas | Units | 274.2989 | 269.5696 | 264.9219 | 260.3543 | 255.8654 | 251.4539 | 247.1185 | 242.8578 | 238.6706 | 234.5556 | 230.5116 | 226.5372 | 222.6314 | 218.7929 | 215.0206 | 211.3134 | 207.6701 | 204.0895 | 200.5708 | 197.1126 | 193.7141 | 190.3742 | 0
F2_Industrial_Primary Metals_Existing_Space Heating_Natural Gas_Market | F2 | Industrial | Market | Primary Metals | Existing | Space Heating | Natural Gas | Usage (GWh) | 0.099674 | 0.097728 | 0.095816 | 0.09394 | 0.092101 | 0.0903 | 0.088538 | 0.086814 | 0.085131 | 0.083487 | 0.081882 | 0.080318 | 0.078791 | 0.077301 | 0.075847 | 0.074427 | 0.07304 | 0.071684 | 0.07036 | 0.069065 | 0.067798 | 0.066559 | 0
F3_Industrial_Primary Metals_Existing_Space Heating_Natural Gas_Market | F3 | Industrial | Market | Primary Metals | Existing | Space Heating | Natural Gas | Summer Peak Demand (MW) | 0 | 0 | 0 | 0 | 0 | 0 | 0 | 0 | 0 | 0 | 0 | 0 | 0 | 0 | 0 | 0 | 0 | 0 | 0 | 0 | 0 | 0 | 0
F4_Industrial_Primary Metals_Existing_Space Heating_Natural Gas_Market | F4 | Industrial | Market | Primary Metals | Existing | Space Heating | Natural Gas | Winter Peak Demand (MW) | 0 | 0 | 0 | 0 | 0 | 0 | 0 | 0 | 0 | 0 | 0 | 0 | 0 | 0 | 0 | 0 | 0 | 0 | 0 | 0 | 0 | 0 | 0
F1_Industrial_Primary Metals_Existing_Process_Natural Gas_Market | F1 | Industrial | Market | Primary Metals | Existing | Process | Natural Gas | Units | 274.2989 | 269.5696 | 264.9219 | 260.3543 | 255.8654 | 251.4539 | 247.1185 | 242.8578 | 238.6706 | 234.5556 | 230.5116 | 226.5372 | 222.6314 | 218.7929 | 215.0206 | 211.3134 | 207.6701 | 204.0895 | 200.5708 | 197.1126 | 193.7141 | 190.3742 | 0
F2_Industrial_Primary Metals_Existing_Process_Natural Gas_Market | F2 | Industrial | Market | Primary Metals | Existing | Process | Natural Gas | Usage (GWh) | 2.5718 | 2.5274 | 2.4838 | 2.441 | 2.3989 | 2.3576 | 2.3169 | 2.277 | 2.2377 | 2.1991 | 2.1612 | 2.124 | 2.0873 | 2.0513 | 2.016 | 1.9812 | 1.9471 | 1.9135 | 1.8805 | 1.8481 | 1.8162 | 1.7849 | 0
F3_Industrial_Primary Metals_Existing_Process_Natural Gas_Market | F3 | Industrial | Market | Primary Metals | Existing | Process | Natural Gas | Summer Peak Demand (MW) | 0 | 0 | 0 | 0 | 0 | 0 | 0 | 0 | 0 | 0 | 0 | 0 | 0 | 0 | 0 | 0 | 0 | 0 | 0 | 0 | 0 | 0 | 0
F4_Industrial_Primary Metals_Existing_Process_Natural Gas_Market | F4 | Industrial | Market | Primary Metals | Existing | Process | Natural Gas | Winter Peak Demand (MW) | 0 | 0 | 0 | 0 | 0 | 0 | 0 | 0 | 0 | 0 | 0 | 0 | 0 | 0 | 0 | 0 | 0 | 0 | 0 | 0 | 0 | 0 | 0
F1_Industrial_Primary Metals_Existing_Miscellaneous_Natural Gas_Market | F1 | Industrial | Market | Primary Metals | Existing | Miscellaneous | Natural Gas | Units | 274.2989 | 269.5696 | 264.9219 | 260.3543 | 255.8654 | 251.4539 | 247.1185 | 242.8578 | 238.6706 | 234.5556 | 230.5116 | 226.5372 | 222.6314 | 218.7929 | 215.0206 | 211.3134 | 207.6701 | 204.0895 | 200.5708 | 197.1126 | 193.7141 | 190.3742 | 0
F2_Industrial_Primary Metals_Existing_Miscellaneous_Natural Gas_Market | F2 | Industrial | Market | Primary Metals | Existing | Miscellaneous | Natural Gas | Usage (GWh) | 0.10853 | 0.10666 | 0.10482 | 0.10302 | 0.10124 | 0.099494 | 0.097779 | 0.096093 | 0.094436 | 0.092808 | 0.091208 | 0.089635 | 0.08809 | 0.086571 | 0.085078 | 0.083611 | 0.08217 | 0.080753 | 0.079361 | 0.077993 | 0.076648 | 0.075326 | 0
F3_Industrial_Primary Metals_Existing_Miscellaneous_Natural Gas_Market | F3 | Industrial | Market | Primary Metals | Existing | Miscellaneous | Natural Gas | Summer Peak Demand (MW) | 0 | 0 | 0 | 0 | 0 | 0 | 0 | 0 | 0 | 0 | 0 | 0 | 0 | 0 | 0 | 0 | 0 | 0 | 0 | 0 | 0 | 0 | 0
F4_Industrial_Primary Metals_Existing_Miscellaneous_Natural Gas_Market | F4 | Industrial | Market | Primary Metals | Existing | Miscellaneous | Natural Gas | Winter Peak Demand (MW) | 0 | 0 | 0 | 0 | 0 | 0 | 0 | 0 | 0 | 0 | 0 | 0 | 0 | 0 | 0 | 0 | 0 | 0 | 0 | 0 | 0 | 0 | 0
F1_Industrial_Primary Metals_New_Space Heating_Natural Gas_Market | F1 | Industrial | Market | Primary Metals | New | Space Heating | Natural Gas | Units | 0 | 14.3117 | 14.6544 | 25.5746 | 36.4681 | 48.6779 | 56.0312 | 64.5674 | 72.996 | 82.4768 | 89.5381 | 97.6596 | 105.6733 | 114.9695 | 121.2788 | 128.9469 | 136.6093 | 145.5292 | 151.4212 | 158.6814 | 165.7439 | 172.7855 | 0
F2_Industrial_Primary Metals_New_Space Heating_Natural Gas_Market | F2 | Industrial | Market | Primary Metals | New | Space Heating | Natural Gas | Usage (GWh) | 0 | 0.0049231 | 0.005041 | 0.0087975 | 0.012545 | 0.016745 | 0.019274 | 0.022211 | 0.02511 | 0.028372 | 0.030801 | 0.033594 | 0.036351 | 0.039549 | 0.041719 | 0.044357 | 0.046993 | 0.050061 | 0.052088 | 0.054585 | 0.057015 | 0.059437 | 0
F3_Industrial_Primary Metals_New_Space Heating_Natural Gas_Market | F3 | Industrial | Market | Primary Metals | New | Space Heating | Natural Gas | Summer Peak Demand (MW) | 0 | 0 | 0 | 0 | 0 | 0 | 0 | 0 | 0 | 0 | 0 | 0 | 0 | 0 | 0 | 0 | 0 | 0 | 0 | 0 | 0 | 0 | 0
F4_Industrial_Primary Metals_New_Space Heating_Natural Gas_Market | F4 | Industrial | Market | Primary Metals | New | Space Heating | Natural Gas | Winter Peak Demand (MW) | 0 | 0 | 0 | 0 | 0 | 0 | 0 | 0 | 0 | 0 | 0 | 0 | 0 | 0 | 0 | 0 | 0 | 0 | 0 | 0 | 0 | 0 | 0
F1_Industrial_Primary Metals_New_Process_Natural Gas_Market | F1 | Industrial | Market | Primary Metals | New | Process | Natural Gas | Units | 0 | 14.3117 | 14.6544 | 25.5746 | 36.4681 | 48.6779 | 56.0312 | 64.5674 | 72.996 | 82.4768 | 89.5381 | 97.6596 | 105.6733 | 114.9695 | 121.2788 | 128.9469 | 136.6093 | 145.5292 | 151.4212 | 158.6814 | 165.7439 | 172.7855 | 0
F2_Industrial_Primary Metals_New_Process_Natural Gas_Market | F2 | Industrial | Market | Primary Metals | New | Process | Natural Gas | Usage (GWh) | 0 | 0.13418 | 0.1374 | 0.23978 | 0.34191 | 0.45639 | 0.52533 | 0.60537 | 0.68439 | 0.77328 | 0.83948 | 0.91563 | 0.99076 | 1.0779 | 1.1371 | 1.209 | 1.2808 | 1.3644 | 1.4197 | 1.4878 | 1.554 | 1.62 | 0
F3_Industrial_Primary Metals_New_Process_Natural Gas_Market | F3 | Industrial | Market | Primary Metals | New | Process | Natural Gas | Summer Peak Demand (MW) | 0 | 0 | 0 | 0 | 0 | 0 | 0 | 0 | 0 | 0 | 0 | 0 | 0 | 0 | 0 | 0 | 0 | 0 | 0 | 0 | 0 | 0 | 0
F4_Industrial_Primary Metals_New_Process_Natural Gas_Market | F4 | Industrial | Market | Primary Metals | New | Process | Natural Gas | Winter Peak Demand (MW) | 0 | 0 | 0 | 0 | 0 | 0 | 0 | 0 | 0 | 0 | 0 | 0 | 0 | 0 | 0 | 0 | 0 | 0 | 0 | 0 | 0 | 0 | 0
F1_Industrial_Primary Metals_New_Miscellaneous_Natural Gas_Market | F1 | Industrial | Market | Primary Metals | New | Miscellaneous | Natural Gas | Units | 0 | 14.3117 | 14.6544 | 25.5746 | 36.4681 | 48.6779 | 56.0312 | 64.5674 | 72.996 | 82.4768 | 89.5381 | 97.6596 | 105.6733 | 114.9695 | 121.2788 | 128.9469 | 136.6093 | 145.5292 | 151.4212 | 158.6814 | 165.7439 | 172.7855 | 0
F2_Industrial_Primary Metals_New_Miscellaneous_Natural Gas_Market | F2 | Industrial | Market | Primary Metals | New | Miscellaneous | Natural Gas | Usage (GWh) | 0 | 0.0056628 | 0.0057984 | 0.010119 | 0.01443 | 0.019261 | 0.02217 | 0.025548 | 0.028883 | 0.032634 | 0.035428 | 0.038641 | 0.041812 | 0.045491 | 0.047987 | 0.051021 | 0.054053 | 0.057582 | 0.059914 | 0.062786 | 0.065581 | 0.068367 | 0
F3_Industrial_Primary Metals_New_Miscellaneous_Natural Gas_Market | F3 | Industrial | Market | Primary Metals | New | Miscellaneous | Natural Gas | Summer Peak Demand (MW) | 0 | 0 | 0 | 0 | 0 | 0 | 0 | 0 | 0 | 0 | 0 | 0 | 0 | 0 | 0 | 0 | 0 | 0 | 0 | 0 | 0 | 0 | 0
F4_Industrial_Primary Metals_New_Miscellaneous_Natural Gas_Market | F4 | Industrial | Market | Primary Metals | New | Miscellaneous | Natural Gas | Winter Peak Demand (MW) | 0 | 0 | 0 | 0 | 0 | 0 | 0 | 0 | 0 | 0 | 0 | 0 | 0 | 0 | 0 | 0 | 0 | 0 | 0 | 0 | 0 | 0 | 0
F1_Industrial_Stone, Clay, and Glass_Existing_Space Heating_Natural Gas_Market | F1 | Industrial | Market | Stone, Clay, and Glass | Existing | Space Heating | Natural Gas | Units | 352.958 | 346.8725 | 340.8919 | 335.0145 | 329.2384 | 323.5618 | 317.9832 | 312.5007 | 307.1128 | 301.8177 | 296.614 | 291.4999 | 286.4741 | 281.5349 | 276.6808 | 271.9105 | 267.2223 | 262.6151 | 258.0872 | 253.6374 | 249.2644 | 244.9667 | 0
F2_Industrial_Stone, Clay, and Glass_Existing_Space Heating_Natural Gas_Market | F2 | Industrial | Market | Stone, Clay, and Glass | Existing | Space Heating | Natural Gas | Usage (GWh) | 0.102 | 0.1 | 0.098048 | 0.096128 | 0.094246 | 0.092403 | 0.0906 | 0.088837 | 0.087114 | 0.085431 | 0.083789 | 0.082188 | 0.080626 | 0.079102 | 0.077614 | 0.076161 | 0.074741 | 0.073354 | 0.071998 | 0.070673 | 0.069377 | 0.06811 | 0
F3_Industrial_Stone, Clay, and Glass_Existing_Space Heating_Natural Gas_Market | F3 | Industrial | Market | Stone, Clay, and Glass | Existing | Space Heating | Natural Gas | Summer Peak Demand (MW) | 0 | 0 | 0 | 0 | 0 | 0 | 0 | 0 | 0 | 0 | 0 | 0 | 0 | 0 | 0 | 0 | 0 | 0 | 0 | 0 | 0 | 0 | 0
F4_Industrial_Stone, Clay, and Glass_Existing_Space Heating_Natural Gas_Market | F4 | Industrial | Market | Stone, Clay, and Glass | Existing | Space Heating | Natural Gas | Winter Peak Demand (MW) | 0 | 0 | 0 | 0 | 0 | 0 | 0 | 0 | 0 | 0 | 0 | 0 | 0 | 0 | 0 | 0 | 0 | 0 | 0 | 0 | 0 | 0 | 0
F1_Industrial_Stone, Clay, and Glass_Existing_Process_Natural Gas_Market | F1 | Industrial | Market | Stone, Clay, and Glass | Existing | Process | Natural Gas | Units | 352.958 | 346.8725 | 340.8919 | 335.0145 | 329.2384 | 323.5618 | 317.9832 | 312.5007 | 307.1128 | 301.8177 | 296.614 | 291.4999 | 286.4741 | 281.5349 | 276.6808 | 271.9105 | 267.2223 | 262.6151 | 258.0872 | 253.6374 | 249.2644 | 244.9667 | 0
F2_Industrial_Stone, Clay, and Glass_Existing_Process_Natural Gas_Market | F2 | Industrial | Market | Stone, Clay, and Glass | Existing | Process | Natural Gas | Usage (GWh) | 1.9875 | 1.9533 | 1.9196 | 1.8865 | 1.854 | 1.822 | 1.7906 | 1.7597 | 1.7294 | 1.6996 | 1.6703 | 1.6415 | 1.6132 | 1.5853 | 1.558 | 1.5312 | 1.5048 | 1.4788 | 1.4533 | 1.4283 | 1.4036 | 1.3794 | 0
F3_Industrial_Stone, Clay, and Glass_Existing_Process_Natural Gas_Market | F3 | Industrial | Market | Stone, Clay, and Glass | Existing | Process | Natural Gas | Summer Peak Demand (MW) | 0 | 0 | 0 | 0 | 0 | 0 | 0 | 0 | 0 | 0 | 0 | 0 | 0 | 0 | 0 | 0 | 0 | 0 | 0 | 0 | 0 | 0 | 0
F4_Industrial_Stone, Clay, and Glass_Existing_Process_Natural Gas_Market | F4 | Industrial | Market | Stone, Clay, and Glass | Existing | Process | Natural Gas | Winter Peak Demand (MW) | 0 | 0 | 0 | 0 | 0 | 0 | 0 | 0 | 0 | 0 | 0 | 0 | 0 | 0 | 0 | 0 | 0 | 0 | 0 | 0 | 0 | 0 | 0
F1_Industrial_Stone, Clay, and Glass_Existing_Miscellaneous_Natural Gas_Market | F1 | Industrial | Market | Stone, Clay, and Glass | Existing | Miscellaneous | Natural Gas | Units | 352.958 | 346.8725 | 340.8919 | 335.0145 | 329.2384 | 323.5618 | 317.9832 | 312.5007 | 307.1128 | 301.8177 | 296.614 | 291.4999 | 286.4741 | 281.5349 | 276.6808 | 271.9105 | 267.2223 | 262.6151 | 258.0872 | 253.6374 | 249.2644 | 244.9667 | 0
F2_Industrial_Stone, Clay, and Glass_Existing_Miscellaneous_Natural Gas_Market | F2 | Industrial | Market | Stone, Clay, and Glass | Existing | Miscellaneous | Natural Gas | Usage (GWh) | 0.13347 | 0.13117 | 0.12891 | 0.12669 | 0.1245 | 0.12236 | 0.12025 | 0.11818 | 0.11614 | 0.11414 | 0.11217 | 0.11023 | 0.10833 | 0.10647 | 0.10463 | 0.10283 | 0.10105 | 0.099311 | 0.097598 | 0.095916 | 0.094262 | 0.092637 | 0
F3_Industrial_Stone, Clay, and Glass_Existing_Miscellaneous_Natural Gas_Market | F3 | Industrial | Market | Stone, Clay, and Glass | Existing | Miscellaneous | Natural Gas | Summer Peak Demand (MW) | 0 | 0 | 0 | 0 | 0 | 0 | 0 | 0 | 0 | 0 | 0 | 0 | 0 | 0 | 0 | 0 | 0 | 0 | 0 | 0 | 0 | 0 | 0
F4_Industrial_Stone, Clay, and Glass_Existing_Miscellaneous_Natural Gas_Market | F4 | Industrial | Market | Stone, Clay, and Glass | Existing | Miscellaneous | Natural Gas | Winter Peak Demand (MW) | 0 | 0 | 0 | 0 | 0 | 0 | 0 | 0 | 0 | 0 | 0 | 0 | 0 | 0 | 0 | 0 | 0 | 0 | 0 | 0 | 0 | 0 | 0
F1_Industrial_Stone, Clay, and Glass_New_Space Heating_Natural Gas_Market | F1 | Industrial | Market | Stone, Clay, and Glass | New | Space Heating | Natural Gas | Units | 0 | 18.4158 | 18.8567 | 32.9085 | 46.9258 | 62.637 | 72.0989 | 83.083 | 93.9286 | 106.1282 | 115.2144 | 125.6648 | 135.9766 | 147.9386 | 156.0572 | 165.9243 | 175.7839 | 187.2618 | 194.8433 | 204.1855 | 213.2732 | 222.3341 | 0
F2_Industrial_Stone, Clay, and Glass_New_Space Heating_Natural Gas_Market | F2 | Industrial | Market | Stone, Clay, and Glass | New | Space Heating | Natural Gas | Usage (GWh) | 0 | 0.0050378 | 0.0051584 | 0.0090024 | 0.012837 | 0.017135 | 0.019723 | 0.022728 | 0.025695 | 0.029032 | 0.031518 | 0.034377 | 0.037198 | 0.04047 | 0.042691 | 0.04539 | 0.048087 | 0.051227 | 0.053301 | 0.055857 | 0.058343 | 0.060822 | 0
F3_Industrial_Stone, Clay, and Glass_New_Space Heating_Natural Gas_Market | F3 | Industrial | Market | Stone, Clay, and Glass | New | Space Heating | Natural Gas | Summer Peak Demand (MW) | 0 | 0 | 0 | 0 | 0 | 0 | 0 | 0 | 0 | 0 | 0 | 0 | 0 | 0 | 0 | 0 | 0 | 0 | 0 | 0 | 0 | 0 | 0
F4_Industrial_Stone, Clay, and Glass_New_Space Heating_Natural Gas_Market | F4 | Industrial | Market | Stone, Clay, and Glass | New | Space Heating | Natural Gas | Winter Peak Demand (MW) | 0 | 0 | 0 | 0 | 0 | 0 | 0 | 0 | 0 | 0 | 0 | 0 | 0 | 0 | 0 | 0 | 0 | 0 | 0 | 0 | 0 | 0 | 0
F1_Industrial_Stone, Clay, and Glass_New_Process_Natural Gas_Market | F1 | Industrial | Market | Stone, Clay, and Glass | New | Process | Natural Gas | Units | 0 | 18.4158 | 18.8567 | 32.9085 | 46.9258 | 62.637 | 72.0989 | 83.083 | 93.9286 | 106.1282 | 115.2144 | 125.6648 | 135.9766 | 147.9386 | 156.0572 | 165.9243 | 175.7839 | 187.2618 | 194.8433 | 204.1855 | 213.2732 | 222.3341 | 0
F2_Industrial_Stone, Clay, and Glass_New_Process_Natural Gas_Market | F2 | Industrial | Market | Stone, Clay, and Glass | New | Process | Natural Gas | Usage (GWh) | 0 | 0.1037 | 0.10618 | 0.18531 | 0.26424 | 0.35271 | 0.406 | 0.46785 | 0.52892 | 0.59762 | 0.64878 | 0.70763 | 0.7657 | 0.83305 | 0.87877 | 0.93433 | 0.98985 | 1.0545 | 1.0972 | 1.1498 | 1.201 | 1.252 | 0
F3_Industrial_Stone, Clay, and Glass_New_Process_Natural Gas_Market | F3 | Industrial | Market | Stone, Clay, and Glass | New | Process | Natural Gas | Summer Peak Demand (MW) | 0 | 0 | 0 | 0 | 0 | 0 | 0 | 0 | 0 | 0 | 0 | 0 | 0 | 0 | 0 | 0 | 0 | 0 | 0 | 0 | 0 | 0 | 0
F4_Industrial_Stone, Clay, and Glass_New_Process_Natural Gas_Market | F4 | Industrial | Market | Stone, Clay, and Glass | New | Process | Natural Gas | Winter Peak Demand (MW) | 0 | 0 | 0 | 0 | 0 | 0 | 0 | 0 | 0 | 0 | 0 | 0 | 0 | 0 | 0 | 0 | 0 | 0 | 0 | 0 | 0 | 0 | 0
F1_Industrial_Stone, Clay, and Glass_New_Miscellaneous_Natural Gas_Market | F1 | Industrial | Market | Stone, Clay, and Glass | New | Miscellaneous | Natural Gas | Units | 0 | 18.4158 | 18.8567 | 32.9085 | 46.9258 | 62.637 | 72.0989 | 83.083 | 93.9286 | 106.1282 | 115.2144 | 125.6648 | 135.9766 | 147.9386 | 156.0572 | 165.9243 | 175.7839 | 187.2618 | 194.8433 | 204.1855 | 213.2732 | 222.3341 | 0
F2_Industrial_Stone, Clay, and Glass_New_Miscellaneous_Natural Gas_Market | F2 | Industrial | Market | Stone, Clay, and Glass | New | Miscellaneous | Natural Gas | Usage (GWh) | 0 | 0.0069641 | 0.0071309 | 0.012445 | 0.017745 | 0.023687 | 0.027265 | 0.031419 | 0.03552 | 0.040133 | 0.04357 | 0.047521 | 0.051421 | 0.055945 | 0.059015 | 0.062746 | 0.066475 | 0.070815 | 0.073682 | 0.077215 | 0.080652 | 0.084078 | 0
F3_Industrial_Stone, Clay, and Glass_New_Miscellaneous_Natural Gas_Market | F3 | Industrial | Market | Stone, Clay, and Glass | New | Miscellaneous | Natural Gas | Summer Peak Demand (MW) | 0 | 0 | 0 | 0 | 0 | 0 | 0 | 0 | 0 | 0 | 0 | 0 | 0 | 0 | 0 | 0 | 0 | 0 | 0 | 0 | 0 | 0 | 0
F4_Industrial_Stone, Clay, and Glass_New_Miscellaneous_Natural Gas_Market | F4 | Industrial | Market | Stone, Clay, and Glass | New | Miscellaneous | Natural Gas | Winter Peak Demand (MW) | 0 | 0 | 0 | 0 | 0 | 0 | 0 | 0 | 0 | 0 | 0 | 0 | 0 | 0 | 0 | 0 | 0 | 0 | 0 | 0 | 0 | 0 | 0
F1_Industrial_Petroleum_Existing_Space Heating_Natural Gas_Market | F1 | Industrial | Market | Petroleum | Existing | Space Heating | Natural Gas | Units | 19.2342 | 18.9025 | 18.5766 | 18.2563 | 17.9416 | 17.6322 | 17.3282 | 17.0295 | 16.7359 | 16.4473 | 16.1637 | 15.8851 | 15.6112 | 15.342 | 15.0775 | 14.8175 | 14.5621 | 14.311 | 14.0643 | 13.8218 | 13.5835 | 13.3493 | 0
F2_Industrial_Petroleum_Existing_Space Heating_Natural Gas_Market | F2 | Industrial | Market | Petroleum | Existing | Space Heating | Natural Gas | Usage (GWh) | 0.0056769 | 0.0055524 | 0.0054301 | 0.0053104 | 0.0051932 | 0.0050788 | 0.0049672 | 0.0048586 | 0.004753 | 0.0046504 | 0.004551 | 0.0044547 | 0.0043613 | 0.0042708 | 0.004183 | 0.0040977 | 0.0040149 | 0.0039345 | 0.0038563 | 0.0037802 | 0.0037062 | 0.0036341 | 0
F3_Industrial_Petroleum_Existing_Space Heating_Natural Gas_Market | F3 | Industrial | Market | Petroleum | Existing | Space Heating | Natural Gas | Summer Peak Demand (MW) | 0 | 0 | 0 | 0 | 0 | 0 | 0 | 0 | 0 | 0 | 0 | 0 | 0 | 0 | 0 | 0 | 0 | 0 | 0 | 0 | 0 | 0 | 0
F4_Industrial_Petroleum_Existing_Space Heating_Natural Gas_Market | F4 | Industrial | Market | Petroleum | Existing | Space Heating | Natural Gas | Winter Peak Demand (MW) | 0 | 0 | 0 | 0 | 0 | 0 | 0 | 0 | 0 | 0 | 0 | 0 | 0 | 0 | 0 | 0 | 0 | 0 | 0 | 0 | 0 | 0 | 0
F1_Industrial_Petroleum_Existing_Process_Natural Gas_Market | F1 | Industrial | Market | Petroleum | Existing | Process | Natural Gas | Units | 19.2342 | 18.9025 | 18.5766 | 18.2563 | 17.9416 | 17.6322 | 17.3282 | 17.0295 | 16.7359 | 16.4473 | 16.1637 | 15.8851 | 15.6112 | 15.342 | 15.0775 | 14.8175 | 14.5621 | 14.311 | 14.0643 | 13.8218 | 13.5835 | 13.3493 | 0
F2_Industrial_Petroleum_Existing_Process_Natural Gas_Market | F2 | Industrial | Market | Petroleum | Existing | Process | Natural Gas | Usage (GWh) | 1.376 | 1.3523 | 1.329 | 1.306 | 1.2835 | 1.2614 | 1.2396 | 1.2183 | 1.1973 | 1.1766 | 1.1563 | 1.1364 | 1.1168 | 1.0976 | 1.0786 | 1.06 | 1.0418 | 1.0238 | 1.0061 | 0.98879 | 0.97175 | 0.95499 | 0
F3_Industrial_Petroleum_Existing_Process_Natural Gas_Market | F3 | Industrial | Market | Petroleum | Existing | Process | Natural Gas | Summer Peak Demand (MW) | 0 | 0 | 0 | 0 | 0 | 0 | 0 | 0 | 0 | 0 | 0 | 0 | 0 | 0 | 0 | 0 | 0 | 0 | 0 | 0 | 0 | 0 | 0
F4_Industrial_Petroleum_Existing_Process_Natural Gas_Market | F4 | Industrial | Market | Petroleum | Existing | Process | Natural Gas | Winter Peak Demand (MW) | 0 | 0 | 0 | 0 | 0 | 0 | 0 | 0 | 0 | 0 | 0 | 0 | 0 | 0 | 0 | 0 | 0 | 0 | 0 | 0 | 0 | 0 | 0
F1_Industrial_Petroleum_Existing_Miscellaneous_Natural Gas_Market | F1 | Industrial | Market | Petroleum | Existing | Miscellaneous | Natural Gas | Units | 19.2342 | 18.9025 | 18.5766 | 18.2563 | 17.9416 | 17.6322 | 17.3282 | 17.0295 | 16.7359 | 16.4473 | 16.1637 | 15.8851 | 15.6112 | 15.342 | 15.0775 | 14.8175 | 14.5621 | 14.311 | 14.0643 | 13.8218 | 13.5835 | 13.3493 | 0
F2_Industrial_Petroleum_Existing_Miscellaneous_Natural Gas_Market | F2 | Industrial | Market | Petroleum | Existing | Miscellaneous | Natural Gas | Usage (GWh) | 0.071914 | 0.070675 | 0.069456 | 0.068258 | 0.067082 | 0.065925 | 0.064788 | 0.063671 | 0.062574 | 0.061495 | 0.060434 | 0.059392 | 0.058368 | 0.057362 | 0.056373 | 0.055401 | 0.054446 | 0.053507 | 0.052585 | 0.051678 | 0.050787 | 0.049911 | 0
F3_Industrial_Petroleum_Existing_Miscellaneous_Natural Gas_Market | F3 | Industrial | Market | Petroleum | Existing | Miscellaneous | Natural Gas | Summer Peak Demand (MW) | 0 | 0 | 0 | 0 | 0 | 0 | 0 | 0 | 0 | 0 | 0 | 0 | 0 | 0 | 0 | 0 | 0 | 0 | 0 | 0 | 0 | 0 | 0
F4_Industrial_Petroleum_Existing_Miscellaneous_Natural Gas_Market | F4 | Industrial | Market | Petroleum | Existing | Miscellaneous | Natural Gas | Winter Peak Demand (MW) | 0 | 0 | 0 | 0 | 0 | 0 | 0 | 0 | 0 | 0 | 0 | 0 | 0 | 0 | 0 | 0 | 0 | 0 | 0 | 0 | 0 | 0 | 0
F1_Industrial_Petroleum_New_Space Heating_Natural Gas_Market | F1 | Industrial | Market | Petroleum | New | Space Heating | Natural Gas | Units | 0 | 1.0036 | 1.0276 | 1.7933 | 2.5572 | 3.4134 | 3.929 | 4.5275 | 5.1186 | 5.7834 | 6.2785 | 6.848 | 7.4099 | 8.0618 | 8.5042 | 9.0419 | 9.5792 | 10.2047 | 10.6178 | 11.1269 | 11.6222 | 12.1159 | 0
F2_Industrial_Petroleum_New_Space Heating_Natural Gas_Market | F2 | Industrial | Market | Petroleum | New | Space Heating | Natural Gas | Usage (GWh) | 0 | 0.00026379 | 0.00027011 | 0.00047139 | 0.00067217 | 0.00089722 | 0.0010328 | 0.0011901 | 0.0013455 | 0.0015202 | 0.0016504 | 0.0018 | 0.0019478 | 0.0021191 | 0.0022354 | 0.0023767 | 0.002518 | 0.0026824 | 0.002791 | 0.0029248 | 0.003055 | 0.0031848 | 0
F3_Industrial_Petroleum_New_Space Heating_Natural Gas_Market | F3 | Industrial | Market | Petroleum | New | Space Heating | Natural Gas | Summer Peak Demand (MW) | 0 | 0 | 0 | 0 | 0 | 0 | 0 | 0 | 0 | 0 | 0 | 0 | 0 | 0 | 0 | 0 | 0 | 0 | 0 | 0 | 0 | 0 | 0
F4_Industrial_Petroleum_New_Space Heating_Natural Gas_Market | F4 | Industrial | Market | Petroleum | New | Space Heating | Natural Gas | Winter Peak Demand (MW) | 0 | 0 | 0 | 0 | 0 | 0 | 0 | 0 | 0 | 0 | 0 | 0 | 0 | 0 | 0 | 0 | 0 | 0 | 0 | 0 | 0 | 0 | 0
F1_Industrial_Petroleum_New_Process_Natural Gas_Market | F1 | Industrial | Market | Petroleum | New | Process | Natural Gas | Units | 0 | 1.0036 | 1.0276 | 1.7933 | 2.5572 | 3.4134 | 3.929 | 4.5275 | 5.1186 | 5.7834 | 6.2785 | 6.848 | 7.4099 | 8.0618 | 8.5042 | 9.0419 | 9.5792 | 10.2047 | 10.6178 | 11.1269 | 11.6222 | 12.1159 | 0
F2_Industrial_Petroleum_New_Process_Natural Gas_Market | F2 | Industrial | Market | Petroleum | New | Process | Natural Gas | Usage (GWh) | 0 | 0.071793 | 0.073512 | 0.12829 | 0.18294 | 0.24419 | 0.28107 | 0.3239 | 0.36618 | 0.41374 | 0.44916 | 0.4899 | 0.5301 | 0.57673 | 0.60838 | 0.64685 | 0.68529 | 0.73003 | 0.75959 | 0.79601 | 0.83144 | 0.86676 | 0
F3_Industrial_Petroleum_New_Process_Natural Gas_Market | F3 | Industrial | Market | Petroleum | New | Process | Natural Gas | Summer Peak Demand (MW) | 0 | 0 | 0 | 0 | 0 | 0 | 0 | 0 | 0 | 0 | 0 | 0 | 0 | 0 | 0 | 0 | 0 | 0 | 0 | 0 | 0 | 0 | 0
F4_Industrial_Petroleum_New_Process_Natural Gas_Market | F4 | Industrial | Market | Petroleum | New | Process | Natural Gas | Winter Peak Demand (MW) | 0 | 0 | 0 | 0 | 0 | 0 | 0 | 0 | 0 | 0 | 0 | 0 | 0 | 0 | 0 | 0 | 0 | 0 | 0 | 0 | 0 | 0 | 0
F1_Industrial_Petroleum_New_Miscellaneous_Natural Gas_Market | F1 | Industrial | Market | Petroleum | New | Miscellaneous | Natural Gas | Units | 0 | 1.0036 | 1.0276 | 1.7933 | 2.5572 | 3.4134 | 3.929 | 4.5275 | 5.1186 | 5.7834 | 6.2785 | 6.848 | 7.4099 | 8.0618 | 8.5042 | 9.0419 | 9.5792 | 10.2047 | 10.6178 | 11.1269 | 11.6222 | 12.1159 | 0
F2_Industrial_Petroleum_New_Miscellaneous_Natural Gas_Market | F2 | Industrial | Market | Petroleum | New | Miscellaneous | Natural Gas | Usage (GWh) | 0 | 0.0037522 | 0.003842 | 0.006705 | 0.009561 | 0.012762 | 0.01469 | 0.016928 | 0.019138 | 0.021623 | 0.023475 | 0.025604 | 0.027705 | 0.030142 | 0.031796 | 0.033807 | 0.035816 | 0.038154 | 0.039699 | 0.041602 | 0.043454 | 0.0453 | 0
F3_Industrial_Petroleum_New_Miscellaneous_Natural Gas_Market | F3 | Industrial | Market | Petroleum | New | Miscellaneous | Natural Gas | Summer Peak Demand (MW) | 0 | 0 | 0 | 0 | 0 | 0 | 0 | 0 | 0 | 0 | 0 | 0 | 0 | 0 | 0 | 0 | 0 | 0 | 0 | 0 | 0 | 0 | 0
F4_Industrial_Petroleum_New_Miscellaneous_Natural Gas_Market | F4 | Industrial | Market | Petroleum | New | Miscellaneous | Natural Gas | Winter Peak Demand (MW) | 0 | 0 | 0 | 0 | 0 | 0 | 0 | 0 | 0 | 0 | 0 | 0 | 0 | 0 | 0 | 0 | 0 | 0 | 0 | 0 | 0 | 0 | 0
F1_Industrial_Paper and Printing_Existing_Space Heating_Natural Gas_Market | F1 | Industrial | Market | Paper and Printing | Existing | Space Heating | Natural Gas | Units | 62.6404 | 61.5604 | 60.499 | 59.456 | 58.4309 | 57.4234 | 56.4334 | 55.4604 | 54.5042 | 53.5644 | 52.6409 | 51.7333 | 50.8414 | 49.9648 | 49.1033 | 48.2567 | 47.4247 | 46.607 | 45.8035 | 45.0137 | 44.2376 | 43.4749 | 0
F2_Industrial_Paper and Printing_Existing_Space Heating_Natural Gas_Market | F2 | Industrial | Market | Paper and Printing | Existing | Space Heating | Natural Gas | Usage (GWh) | 0.071598 | 0.070199 | 0.068826 | 0.067479 | 0.066158 | 0.064864 | 0.063598 | 0.06236 | 0.061151 | 0.05997 | 0.058817 | 0.057693 | 0.056597 | 0.055527 | 0.054482 | 0.053462 | 0.052466 | 0.051492 | 0.05054 | 0.04961 | 0.048701 | 0.047811 | 0
F3_Industrial_Paper and Printing_Existing_Space Heating_Natural Gas_Market | F3 | Industrial | Market | Paper and Printing | Existing | Space Heating | Natural Gas | Summer Peak Demand (MW) | 0 | 0 | 0 | 0 | 0 | 0 | 0 | 0 | 0 | 0 | 0 | 0 | 0 | 0 | 0 | 0 | 0 | 0 | 0 | 0 | 0 | 0 | 0
F4_Industrial_Paper and Printing_Existing_Space Heating_Natural Gas_Market | F4 | Industrial | Market | Paper and Printing | Existing | Space Heating | Natural Gas | Winter Peak Demand (MW) | 0 | 0 | 0 | 0 | 0 | 0 | 0 | 0 | 0 | 0 | 0 | 0 | 0 | 0 | 0 | 0 | 0 | 0 | 0 | 0 | 0 | 0 | 0
F1_Industrial_Paper and Printing_Existing_Process_Natural Gas_Market | F1 | Industrial | Market | Paper and Printing | Existing | Process | Natural Gas | Units | 62.6404 | 61.5604 | 60.499 | 59.456 | 58.4309 | 57.4234 | 56.4334 | 55.4604 | 54.5042 | 53.5644 | 52.6409 | 51.7333 | 50.8414 | 49.9648 | 49.1033 | 48.2567 | 47.4247 | 46.607 | 45.8035 | 45.0137 | 44.2376 | 43.4749 | 0
F2_Industrial_Paper and Printing_Existing_Process_Natural Gas_Market | F2 | Industrial | Market | Paper and Printing | Existing | Process | Natural Gas | Usage (GWh) | 0.33149 | 0.32577 | 0.32015 | 0.31463 | 0.30921 | 0.30388 | 0.29864 | 0.29349 | 0.28843 | 0.28346 | 0.27857 | 0.27377 | 0.26905 | 0.26441 | 0.25985 | 0.25537 | 0.25097 | 0.24664 | 0.24239 | 0.23821 | 0.2341 | 0.23006 | 0
F3_Industrial_Paper and Printing_Existing_Process_Natural Gas_Market | F3 | Industrial | Market | Paper and Printing | Existing | Process | Natural Gas | Summer Peak Demand (MW) | 0 | 0 | 0 | 0 | 0 | 0 | 0 | 0 | 0 | 0 | 0 | 0 | 0 | 0 | 0 | 0 | 0 | 0 | 0 | 0 | 0 | 0 | 0
F4_Industrial_Paper and Printing_Existing_Process_Natural Gas_Market | F4 | Industrial | Market | Paper and Printing | Existing | Process | Natural Gas | Winter Peak Demand (MW) | 0 | 0 | 0 | 0 | 0 | 0 | 0 | 0 | 0 | 0 | 0 | 0 | 0 | 0 | 0 | 0 | 0 | 0 | 0 | 0 | 0 | 0 | 0
F1_Industrial_Paper and Printing_Existing_Miscellaneous_Natural Gas_Market | F1 | Industrial | Market | Paper and Printing | Existing | Miscellaneous | Natural Gas | Units | 62.6404 | 61.5604 | 60.499 | 59.456 | 58.4309 | 57.4234 | 56.4334 | 55.4604 | 54.5042 | 53.5644 | 52.6409 | 51.7333 | 50.8414 | 49.9648 | 49.1033 | 48.2567 | 47.4247 | 46.607 | 45.8035 | 45.0137 | 44.2376 | 43.4749 | 0
F2_Industrial_Paper and Printing_Existing_Miscellaneous_Natural Gas_Market | F2 | Industrial | Market | Paper and Printing | Existing | Miscellaneous | Natural Gas | Usage (GWh) | 0.02625 | 0.025797 | 0.025352 | 0.024915 | 0.024486 | 0.024063 | 0.023648 | 0.023241 | 0.02284 | 0.022446 | 0.022059 | 0.021679 | 0.021305 | 0.020938 | 0.020577 | 0.020222 | 0.019873 | 0.019531 | 0.019194 | 0.018863 | 0.018538 | 0.018218 | 0
F3_Industrial_Paper and Printing_Existing_Miscellaneous_Natural Gas_Market | F3 | Industrial | Market | Paper and Printing | Existing | Miscellaneous | Natural Gas | Summer Peak Demand (MW) | 0 | 0 | 0 | 0 | 0 | 0 | 0 | 0 | 0 | 0 | 0 | 0 | 0 | 0 | 0 | 0 | 0 | 0 | 0 | 0 | 0 | 0 | 0
F4_Industrial_Paper and Printing_Existing_Miscellaneous_Natural Gas_Market | F4 | Industrial | Market | Paper and Printing | Existing | Miscellaneous | Natural Gas | Winter Peak Demand (MW) | 0 | 0 | 0 | 0 | 0 | 0 | 0 | 0 | 0 | 0 | 0 | 0 | 0 | 0 | 0 | 0 | 0 | 0 | 0 | 0 | 0 | 0 | 0
F1_Industrial_Paper and Printing_New_Space Heating_Natural Gas_Market | F1 | Industrial | Market | Paper and Printing | New | Space Heating | Natural Gas | Units | 0 | 3.2683 | 3.3466 | 5.8404 | 8.3281 | 11.1164 | 12.7956 | 14.745 | 16.6698 | 18.8349 | 20.4474 | 22.3021 | 24.1321 | 26.2551 | 27.6959 | 29.447 | 31.1969 | 33.2339 | 34.5794 | 36.2374 | 37.8502 | 39.4583 | 0
F2_Industrial_Paper and Printing_New_Space Heating_Natural Gas_Market | F2 | Industrial | Market | Paper and Printing | New | Space Heating | Natural Gas | Usage (GWh) | 0 | 0.0035364 | 0.003621 | 0.0063194 | 0.0090111 | 0.012028 | 0.013845 | 0.015954 | 0.018037 | 0.02038 | 0.022125 | 0.024131 | 0.026112 | 0.028409 | 0.029968 | 0.031862 | 0.033756 | 0.03596 | 0.037416 | 0.03921 | 0.040955 | 0.042695 | 0
F3_Industrial_Paper and Printing_New_Space Heating_Natural Gas_Market | F3 | Industrial | Market | Paper and Printing | New | Space Heating | Natural Gas | Summer Peak Demand (MW) | 0 | 0 | 0 | 0 | 0 | 0 | 0 | 0 | 0 | 0 | 0 | 0 | 0 | 0 | 0 | 0 | 0 | 0 | 0 | 0 | 0 | 0 | 0
F4_Industrial_Paper and Printing_New_Space Heating_Natural Gas_Market | F4 | Industrial | Market | Paper and Printing | New | Space Heating | Natural Gas | Winter Peak Demand (MW) | 0 | 0 | 0 | 0 | 0 | 0 | 0 | 0 | 0 | 0 | 0 | 0 | 0 | 0 | 0 | 0 | 0 | 0 | 0 | 0 | 0 | 0 | 0
F1_Industrial_Paper and Printing_New_Process_Natural Gas_Market | F1 | Industrial | Market | Paper and Printing | New | Process | Natural Gas | Units | 0 | 3.2683 | 3.3466 | 5.8404 | 8.3281 | 11.1164 | 12.7956 | 14.745 | 16.6698 | 18.8349 | 20.4474 | 22.3021 | 24.1321 | 26.2551 | 27.6959 | 29.447 | 31.1969 | 33.2339 | 34.5794 | 36.2374 | 37.8502 | 39.4583 | 0
F2_Industrial_Paper and Printing_New_Process_Natural Gas_Market | F2 | Industrial | Market | Paper and Printing | New | Process | Natural Gas | Usage (GWh) | 0 | 0.017295 | 0.01771 | 0.030907 | 0.044071 | 0.058826 | 0.067713 | 0.078029 | 0.088214 | 0.099672 | 0.10821 | 0.11802 | 0.1277 | 0.13894 | 0.14656 | 0.15583 | 0.16509 | 0.17587 | 0.18299 | 0.19176 | 0.2003 | 0.20881 | 0
F3_Industrial_Paper and Printing_New_Process_Natural Gas_Market | F3 | Industrial | Market | Paper and Printing | New | Process | Natural Gas | Summer Peak Demand (MW) | 0 | 0 | 0 | 0 | 0 | 0 | 0 | 0 | 0 | 0 | 0 | 0 | 0 | 0 | 0 | 0 | 0 | 0 | 0 | 0 | 0 | 0 | 0
F4_Industrial_Paper and Printing_New_Process_Natural Gas_Market | F4 | Industrial | Market | Paper and Printing | New | Process | Natural Gas | Winter Peak Demand (MW) | 0 | 0 | 0 | 0 | 0 | 0 | 0 | 0 | 0 | 0 | 0 | 0 | 0 | 0 | 0 | 0 | 0 | 0 | 0 | 0 | 0 | 0 | 0
F1_Industrial_Paper and Printing_New_Miscellaneous_Natural Gas_Market | F1 | Industrial | Market | Paper and Printing | New | Miscellaneous | Natural Gas | Units | 0 | 3.2683 | 3.3466 | 5.8404 | 8.3281 | 11.1164 | 12.7956 | 14.745 | 16.6698 | 18.8349 | 20.4474 | 22.3021 | 24.1321 | 26.2551 | 27.6959 | 29.447 | 31.1969 | 33.2339 | 34.5794 | 36.2374 | 37.8502 | 39.4583 | 0
F2_Industrial_Paper and Printing_New_Miscellaneous_Natural Gas_Market | F2 | Industrial | Market | Paper and Printing | New | Miscellaneous | Natural Gas | Usage (GWh) | 0 | 0.0013696 | 0.0014024 | 0.0024474 | 0.0034899 | 0.0046583 | 0.005362 | 0.0061789 | 0.0069855 | 0.0078928 | 0.0085685 | 0.0093457 | 0.010113 | 0.011002 | 0.011606 | 0.01234 | 0.013073 | 0.013927 | 0.014491 | 0.015185 | 0.015861 | 0.016535 | 0
F3_Industrial_Paper and Printing_New_Miscellaneous_Natural Gas_Market | F3 | Industrial | Market | Paper and Printing | New | Miscellaneous | Natural Gas | Summer Peak Demand (MW) | 0 | 0 | 0 | 0 | 0 | 0 | 0 | 0 | 0 | 0 | 0 | 0 | 0 | 0 | 0 | 0 | 0 | 0 | 0 | 0 | 0 | 0 | 0
F4_Industrial_Paper and Printing_New_Miscellaneous_Natural Gas_Market | F4 | Industrial | Market | Paper and Printing | New | Miscellaneous | Natural Gas | Winter Peak Demand (MW) | 0 | 0 | 0 | 0 | 0 | 0 | 0 | 0 | 0 | 0 | 0 | 0 | 0 | 0 | 0 | 0 | 0 | 0 | 0 | 0 | 0 | 0 | 0
F1_Industrial_Instruments_Existing_Space Heating_Natural Gas_Market | F1 | Industrial | Market | Instruments | Existing | Space Heating | Natural Gas | Units | 7458.1242 | 7329.5359 | 7203.1646 | 7078.9721 | 6956.9208 | 6836.9739 | 6719.0951 | 6603.2486 | 6489.3995 | 6377.5133 | 6267.5562 | 6159.4949 | 6053.2967 | 5948.9295 | 5846.3617 | 5745.5624 | 5646.501 | 5549.1475 | 5453.4726 | 5359.4472 | 5267.0429 | 5176.2318 | 0
F2_Industrial_Instruments_Existing_Space Heating_Natural Gas_Market | F2 | Industrial | Market | Instruments | Existing | Space Heating | Natural Gas | Usage (GWh) | 0.45822 | 0.44928 | 0.44049 | 0.43186 | 0.42341 | 0.41513 | 0.40703 | 0.3991 | 0.39136 | 0.38381 | 0.37643 | 0.36924 | 0.36222 | 0.35537 | 0.34869 | 0.34216 | 0.33578 | 0.32955 | 0.32346 | 0.3175 | 0.31168 | 0.30599 | 0
F3_Industrial_Instruments_Existing_Space Heating_Natural Gas_Market | F3 | Industrial | Market | Instruments | Existing | Space Heating | Natural Gas | Summer Peak Demand (MW) | 0 | 0 | 0 | 0 | 0 | 0 | 0 | 0 | 0 | 0 | 0 | 0 | 0 | 0 | 0 | 0 | 0 | 0 | 0 | 0 | 0 | 0 | 0
F4_Industrial_Instruments_Existing_Space Heating_Natural Gas_Market | F4 | Industrial | Market | Instruments | Existing | Space Heating | Natural Gas | Winter Peak Demand (MW) | 0 | 0 | 0 | 0 | 0 | 0 | 0 | 0 | 0 | 0 | 0 | 0 | 0 | 0 | 0 | 0 | 0 | 0 | 0 | 0 | 0 | 0 | 0
F1_Industrial_Instruments_Existing_Process_Natural Gas_Market | F1 | Industrial | Market | Instruments | Existing | Process | Natural Gas | Units | 7458.1242 | 7329.5359 | 7203.1646 | 7078.9721 | 6956.9208 | 6836.9739 | 6719.0951 | 6603.2486 | 6489.3995 | 6377.5133 | 6267.5562 | 6159.4949 | 6053.2967 | 5948.9295 | 5846.3617 | 5745.5624 | 5646.501 | 5549.1475 | 5453.4726 | 5359.4472 | 5267.0429 | 5176.2318 | 0
F2_Industrial_Instruments_Existing_Process_Natural Gas_Market | F2 | Industrial | Market | Instruments | Existing | Process | Natural Gas | Usage (GWh) | 1.179 | 1.1587 | 1.1387 | 1.1191 | 1.0998 | 1.0808 | 1.0622 | 1.0438 | 1.0259 | 1.0082 | 0.99078 | 0.9737 | 0.95691 | 0.94041 | 0.9242 | 0.90826 | 0.8926 | 0.87721 | 0.86209 | 0.84723 | 0.83262 | 0.81826 | 0
F3_Industrial_Instruments_Existing_Process_Natural Gas_Market | F3 | Industrial | Market | Instruments | Existing | Process | Natural Gas | Summer Peak Demand (MW) | 0 | 0 | 0 | 0 | 0 | 0 | 0 | 0 | 0 | 0 | 0 | 0 | 0 | 0 | 0 | 0 | 0 | 0 | 0 | 0 | 0 | 0 | 0
F4_Industrial_Instruments_Existing_Process_Natural Gas_Market | F4 | Industrial | Market | Instruments | Existing | Process | Natural Gas | Winter Peak Demand (MW) | 0 | 0 | 0 | 0 | 0 | 0 | 0 | 0 | 0 | 0 | 0 | 0 | 0 | 0 | 0 | 0 | 0 | 0 | 0 | 0 | 0 | 0 | 0
F1_Industrial_Instruments_Existing_Miscellaneous_Natural Gas_Market | F1 | Industrial | Market | Instruments | Existing | Miscellaneous | Natural Gas | Units | 7458.1242 | 7329.5359 | 7203.1646 | 7078.9721 | 6956.9208 | 6836.9739 | 6719.0951 | 6603.2486 | 6489.3995 | 6377.5133 | 6267.5562 | 6159.4949 | 6053.2967 | 5948.9295 | 5846.3617 | 5745.5624 | 5646.501 | 5549.1475 | 5453.4726 | 5359.4472 | 5267.0429 | 5176.2318 | 0
F2_Industrial_Instruments_Existing_Miscellaneous_Natural Gas_Market | F2 | Industrial | Market | Instruments | Existing | Miscellaneous | Natural Gas | Usage (GWh) | 0.19344 | 0.1901 | 0.18683 | 0.1836 | 0.18044 | 0.17733 | 0.17427 | 0.17127 | 0.16831 | 0.16541 | 0.16256 | 0.15976 | 0.157 | 0.1543 | 0.15163 | 0.14902 | 0.14645 | 0.14393 | 0.14144 | 0.13901 | 0.13661 | 0.13425 | 0
F3_Industrial_Instruments_Existing_Miscellaneous_Natural Gas_Market | F3 | Industrial | Market | Instruments | Existing | Miscellaneous | Natural Gas | Summer Peak Demand (MW) | 0 | 0 | 0 | 0 | 0 | 0 | 0 | 0 | 0 | 0 | 0 | 0 | 0 | 0 | 0 | 0 | 0 | 0 | 0 | 0 | 0 | 0 | 0
F4_Industrial_Instruments_Existing_Miscellaneous_Natural Gas_Market | F4 | Industrial | Market | Instruments | Existing | Miscellaneous | Natural Gas | Winter Peak Demand (MW) | 0 | 0 | 0 | 0 | 0 | 0 | 0 | 0 | 0 | 0 | 0 | 0 | 0 | 0 | 0 | 0 | 0 | 0 | 0 | 0 | 0 | 0 | 0
F1_Industrial_Instruments_New_Space Heating_Natural Gas_Market | F1 | Industrial | Market | Instruments | New | Space Heating | Natural Gas | Units | 0 | 389.1316 | 398.4487 | 695.3683 | 991.5588 | 1323.5419 | 1523.4757 | 1755.5721 | 1984.7435 | 2242.5259 | 2434.5208 | 2655.3413 | 2873.2331 | 3125.9936 | 3297.5432 | 3506.0378 | 3714.3745 | 3956.9067 | 4117.1063 | 4314.5101 | 4506.5376 | 4697.9978 | 0
F2_Industrial_Instruments_New_Space Heating_Natural Gas_Market | F2 | Industrial | Market | Instruments | New | Space Heating | Natural Gas | Usage (GWh) | 0 | 0.022633 | 0.023175 | 0.040444 | 0.057671 | 0.07698 | 0.088609 | 0.10211 | 0.11544 | 0.13043 | 0.1416 | 0.15444 | 0.16711 | 0.18181 | 0.19179 | 0.20392 | 0.21604 | 0.23014 | 0.23946 | 0.25094 | 0.26211 | 0.27325 | 0
F3_Industrial_Instruments_New_Space Heating_Natural Gas_Market | F3 | Industrial | Market | Instruments | New | Space Heating | Natural Gas | Summer Peak Demand (MW) | 0 | 0 | 0 | 0 | 0 | 0 | 0 | 0 | 0 | 0 | 0 | 0 | 0 | 0 | 0 | 0 | 0 | 0 | 0 | 0 | 0 | 0 | 0
F4_Industrial_Instruments_New_Space Heating_Natural Gas_Market | F4 | Industrial | Market | Instruments | New | Space Heating | Natural Gas | Winter Peak Demand (MW) | 0 | 0 | 0 | 0 | 0 | 0 | 0 | 0 | 0 | 0 | 0 | 0 | 0 | 0 | 0 | 0 | 0 | 0 | 0 | 0 | 0 | 0 | 0
F1_Industrial_Instruments_New_Process_Natural Gas_Market | F1 | Industrial | Market | Instruments | New | Process | Natural Gas | Units | 0 | 389.1316 | 398.4487 | 695.3683 | 991.5588 | 1323.5419 | 1523.4757 | 1755.5721 | 1984.7435 | 2242.5259 | 2434.5208 | 2655.3413 | 2873.2331 | 3125.9936 | 3297.5432 | 3506.0378 | 3714.3745 | 3956.9067 | 4117.1063 | 4314.5101 | 4506.5376 | 4697.9978 | 0
F2_Industrial_Instruments_New_Process_Natural Gas_Market | F2 | Industrial | Market | Instruments | New | Process | Natural Gas | Usage (GWh) | 0 | 0.061514 | 0.062987 | 0.10992 | 0.15675 | 0.20923 | 0.24083 | 0.27752 | 0.31375 | 0.3545 | 0.38485 | 0.41976 | 0.4542 | 0.49416 | 0.52128 | 0.55424 | 0.58717 | 0.62551 | 0.65084 | 0.68204 | 0.7124 | 0.74266 | 0
F3_Industrial_Instruments_New_Process_Natural Gas_Market | F3 | Industrial | Market | Instruments | New | Process | Natural Gas | Summer Peak Demand (MW) | 0 | 0 | 0 | 0 | 0 | 0 | 0 | 0 | 0 | 0 | 0 | 0 | 0 | 0 | 0 | 0 | 0 | 0 | 0 | 0 | 0 | 0 | 0
F4_Industrial_Instruments_New_Process_Natural Gas_Market | F4 | Industrial | Market | Instruments | New | Process | Natural Gas | Winter Peak Demand (MW) | 0 | 0 | 0 | 0 | 0 | 0 | 0 | 0 | 0 | 0 | 0 | 0 | 0 | 0 | 0 | 0 | 0 | 0 | 0 | 0 | 0 | 0 | 0
F1_Industrial_Instruments_New_Miscellaneous_Natural Gas_Market | F1 | Industrial | Market | Instruments | New | Miscellaneous | Natural Gas | Units | 0 | 389.1316 | 398.4487 | 695.3683 | 991.5588 | 1323.5419 | 1523.4757 | 1755.5721 | 1984.7435 | 2242.5259 | 2434.5208 | 2655.3413 | 2873.2331 | 3125.9936 | 3297.5432 | 3506.0378 | 3714.3745 | 3956.9067 | 4117.1063 | 4314.5101 | 4506.5376 | 4697.9978 | 0
F2_Industrial_Instruments_New_Miscellaneous_Natural Gas_Market | F2 | Industrial | Market | Instruments | New | Miscellaneous | Natural Gas | Usage (GWh) | 0 | 0.010093 | 0.010334 | 0.018036 | 0.025718 | 0.034328 | 0.039514 | 0.045534 | 0.051478 | 0.058164 | 0.063143 | 0.068871 | 0.074522 | 0.081078 | 0.085527 | 0.090935 | 0.096338 | 0.10263 | 0.10678 | 0.1119 | 0.11688 | 0.12185 | 0
F3_Industrial_Instruments_New_Miscellaneous_Natural Gas_Market | F3 | Industrial | Market | Instruments | New | Miscellaneous | Natural Gas | Summer Peak Demand (MW) | 0 | 0 | 0 | 0 | 0 | 0 | 0 | 0 | 0 | 0 | 0 | 0 | 0 | 0 | 0 | 0 | 0 | 0 | 0 | 0 | 0 | 0 | 0
F4_Industrial_Instruments_New_Miscellaneous_Natural Gas_Market | F4 | Industrial | Market | Instruments | New | Miscellaneous | Natural Gas | Winter Peak Demand (MW) | 0 | 0 | 0 | 0 | 0 | 0 | 0 | 0 | 0 | 0 | 0 | 0 | 0 | 0 | 0 | 0 | 0 | 0 | 0 | 0 | 0 | 0 | 0
F1_Industrial_Wood and Lumber Products_Existing_Space Heating_Natural Gas_Market | F1 | Industrial | Market | Wood and Lumber Products | Existing | Space Heating | Natural Gas | Units | 830.0499 | 815.7387 | 801.6742 | 787.8523 | 774.2686 | 760.9191 | 747.7999 | 734.9068 | 722.2359 | 709.7836 | 697.546 | 685.5193 | 673.7 | 662.0845 | 650.6692 | 639.4508 | 628.4258 | 617.5909 | 606.9427 | 596.4782 | 586.1941 | 576.0873 | 0
F2_Industrial_Wood and Lumber Products_Existing_Space Heating_Natural Gas_Market | F2 | Industrial | Market | Wood and Lumber Products | Existing | Space Heating | Natural Gas | Usage (GWh) | 0.097456 | 0.095553 | 0.093683 | 0.091849 | 0.090051 | 0.08829 | 0.086567 | 0.084882 | 0.083236 | 0.081628 | 0.08006 | 0.07853 | 0.077037 | 0.075581 | 0.074159 | 0.07277 | 0.071414 | 0.070089 | 0.068794 | 0.067527 | 0.066289 | 0.065078 | 0
F3_Industrial_Wood and Lumber Products_Existing_Space Heating_Natural Gas_Market | F3 | Industrial | Market | Wood and Lumber Products | Existing | Space Heating | Natural Gas | Summer Peak Demand (MW) | 0 | 0 | 0 | 0 | 0 | 0 | 0 | 0 | 0 | 0 | 0 | 0 | 0 | 0 | 0 | 0 | 0 | 0 | 0 | 0 | 0 | 0 | 0
F4_Industrial_Wood and Lumber Products_Existing_Space Heating_Natural Gas_Market | F4 | Industrial | Market | Wood and Lumber Products | Existing | Space Heating | Natural Gas | Winter Peak Demand (MW) | 0 | 0 | 0 | 0 | 0 | 0 | 0 | 0 | 0 | 0 | 0 | 0 | 0 | 0 | 0 | 0 | 0 | 0 | 0 | 0 | 0 | 0 | 0
F1_Industrial_Wood and Lumber Products_Existing_Process_Natural Gas_Market | F1 | Industrial | Market | Wood and Lumber Products | Existing | Process | Natural Gas | Units | 830.0499 | 815.7387 | 801.6742 | 787.8523 | 774.2686 | 760.9191 | 747.7999 | 734.9068 | 722.2359 | 709.7836 | 697.546 | 685.5193 | 673.7 | 662.0845 | 650.6692 | 639.4508 | 628.4258 | 617.5909 | 606.9427 | 596.4782 | 586.1941 | 576.0873 | 0
F2_Industrial_Wood and Lumber Products_Existing_Process_Natural Gas_Market | F2 | Industrial | Market | Wood and Lumber Products | Existing | Process | Natural Gas | Usage (GWh) | 0.69071 | 0.6788 | 0.6671 | 0.6556 | 0.64429 | 0.63319 | 0.62227 | 0.61154 | 0.601 | 0.59063 | 0.58045 | 0.57044 | 0.56061 | 0.55094 | 0.54144 | 0.53211 | 0.52293 | 0.51392 | 0.50506 | 0.49635 | 0.48779 | 0.47938 | 0
F3_Industrial_Wood and Lumber Products_Existing_Process_Natural Gas_Market | F3 | Industrial | Market | Wood and Lumber Products | Existing | Process | Natural Gas | Summer Peak Demand (MW) | 0 | 0 | 0 | 0 | 0 | 0 | 0 | 0 | 0 | 0 | 0 | 0 | 0 | 0 | 0 | 0 | 0 | 0 | 0 | 0 | 0 | 0 | 0
F4_Industrial_Wood and Lumber Products_Existing_Process_Natural Gas_Market | F4 | Industrial | Market | Wood and Lumber Products | Existing | Process | Natural Gas | Winter Peak Demand (MW) | 0 | 0 | 0 | 0 | 0 | 0 | 0 | 0 | 0 | 0 | 0 | 0 | 0 | 0 | 0 | 0 | 0 | 0 | 0 | 0 | 0 | 0 | 0
F1_Industrial_Wood and Lumber Products_Existing_Miscellaneous_Natural Gas_Market | F1 | Industrial | Market | Wood and Lumber Products | Existing | Miscellaneous | Natural Gas | Units | 830.0499 | 815.7387 | 801.6742 | 787.8523 | 774.2686 | 760.9191 | 747.7999 | 734.9068 | 722.2359 | 709.7836 | 697.546 | 685.5193 | 673.7 | 662.0845 | 650.6692 | 639.4508 | 628.4258 | 617.5909 | 606.9427 | 596.4782 | 586.1941 | 576.0873 | 0
F2_Industrial_Wood and Lumber Products_Existing_Miscellaneous_Natural Gas_Market | F2 | Industrial | Market | Wood and Lumber Products | Existing | Miscellaneous | Natural Gas | Usage (GWh) | 0.06564 | 0.064509 | 0.063396 | 0.062303 | 0.061229 | 0.060174 | 0.059136 | 0.058116 | 0.057114 | 0.05613 | 0.055162 | 0.054211 | 0.053276 | 0.052358 | 0.051455 | 0.050568 | 0.049696 | 0.048839 | 0.047997 | 0.04717 | 0.046356 | 0.045557 | 0
F3_Industrial_Wood and Lumber Products_Existing_Miscellaneous_Natural Gas_Market | F3 | Industrial | Market | Wood and Lumber Products | Existing | Miscellaneous | Natural Gas | Summer Peak Demand (MW) | 0 | 0 | 0 | 0 | 0 | 0 | 0 | 0 | 0 | 0 | 0 | 0 | 0 | 0 | 0 | 0 | 0 | 0 | 0 | 0 | 0 | 0 | 0
F4_Industrial_Wood and Lumber Products_Existing_Miscellaneous_Natural Gas_Market | F4 | Industrial | Market | Wood and Lumber Products | Existing | Miscellaneous | Natural Gas | Winter Peak Demand (MW) | 0 | 0 | 0 | 0 | 0 | 0 | 0 | 0 | 0 | 0 | 0 | 0 | 0 | 0 | 0 | 0 | 0 | 0 | 0 | 0 | 0 | 0 | 0
F1_Industrial_Wood and Lumber Products_New_Space Heating_Natural Gas_Market | F1 | Industrial | Market | Wood and Lumber Products | New | Space Heating | Natural Gas | Units | 0 | 43.3083 | 44.3452 | 77.3908 | 110.3553 | 147.3032 | 169.5548 | 195.3859 | 220.8915 | 249.5813 | 270.9493 | 295.5255 | 319.7757 | 347.9066 | 366.9992 | 390.2035 | 413.3903 | 440.3828 | 458.2122 | 480.1822 | 501.5539 | 522.8624 | 0
F2_Industrial_Wood and Lumber Products_New_Space Heating_Natural Gas_Market | F2 | Industrial | Market | Wood and Lumber Products | New | Space Heating | Natural Gas | Usage (GWh) | 0 | 0.0048136 | 0.0049288 | 0.0086017 | 0.012266 | 0.016372 | 0.018845 | 0.021716 | 0.024551 | 0.02774 | 0.030115 | 0.032847 | 0.035542 | 0.038669 | 0.040791 | 0.04337 | 0.045947 | 0.048947 | 0.050929 | 0.053371 | 0.055746 | 0.058114 | 0
F3_Industrial_Wood and Lumber Products_New_Space Heating_Natural Gas_Market | F3 | Industrial | Market | Wood and Lumber Products | New | Space Heating | Natural Gas | Summer Peak Demand (MW) | 0 | 0 | 0 | 0 | 0 | 0 | 0 | 0 | 0 | 0 | 0 | 0 | 0 | 0 | 0 | 0 | 0 | 0 | 0 | 0 | 0 | 0 | 0
F4_Industrial_Wood and Lumber Products_New_Space Heating_Natural Gas_Market | F4 | Industrial | Market | Wood and Lumber Products | New | Space Heating | Natural Gas | Winter Peak Demand (MW) | 0 | 0 | 0 | 0 | 0 | 0 | 0 | 0 | 0 | 0 | 0 | 0 | 0 | 0 | 0 | 0 | 0 | 0 | 0 | 0 | 0 | 0 | 0
F1_Industrial_Wood and Lumber Products_New_Process_Natural Gas_Market | F1 | Industrial | Market | Wood and Lumber Products | New | Process | Natural Gas | Units | 0 | 43.3083 | 44.3452 | 77.3908 | 110.3553 | 147.3032 | 169.5548 | 195.3859 | 220.8915 | 249.5813 | 270.9493 | 295.5255 | 319.7757 | 347.9066 | 366.9992 | 390.2035 | 413.3903 | 440.3828 | 458.2122 | 480.1822 | 501.5539 | 522.8624 | 0
F2_Industrial_Wood and Lumber Products_New_Process_Natural Gas_Market | F2 | Industrial | Market | Wood and Lumber Products | New | Process | Natural Gas | Usage (GWh) | 0 | 0.036038 | 0.036901 | 0.064399 | 0.09183 | 0.12258 | 0.14109 | 0.16259 | 0.18381 | 0.20768 | 0.22547 | 0.24592 | 0.2661 | 0.2895 | 0.30539 | 0.3247 | 0.344 | 0.36646 | 0.38129 | 0.39958 | 0.41736 | 0.43509 | 0
F3_Industrial_Wood and Lumber Products_New_Process_Natural Gas_Market | F3 | Industrial | Market | Wood and Lumber Products | New | Process | Natural Gas | Summer Peak Demand (MW) | 0 | 0 | 0 | 0 | 0 | 0 | 0 | 0 | 0 | 0 | 0 | 0 | 0 | 0 | 0 | 0 | 0 | 0 | 0 | 0 | 0 | 0 | 0
F4_Industrial_Wood and Lumber Products_New_Process_Natural Gas_Market | F4 | Industrial | Market | Wood and Lumber Products | New | Process | Natural Gas | Winter Peak Demand (MW) | 0 | 0 | 0 | 0 | 0 | 0 | 0 | 0 | 0 | 0 | 0 | 0 | 0 | 0 | 0 | 0 | 0 | 0 | 0 | 0 | 0 | 0 | 0
F1_Industrial_Wood and Lumber Products_New_Miscellaneous_Natural Gas_Market | F1 | Industrial | Market | Wood and Lumber Products | New | Miscellaneous | Natural Gas | Units | 0 | 43.3083 | 44.3452 | 77.3908 | 110.3553 | 147.3032 | 169.5548 | 195.3859 | 220.8915 | 249.5813 | 270.9493 | 295.5255 | 319.7757 | 347.9066 | 366.9992 | 390.2035 | 413.3903 | 440.3828 | 458.2122 | 480.1822 | 501.5539 | 522.8624 | 0
F2_Industrial_Wood and Lumber Products_New_Miscellaneous_Natural Gas_Market | F2 | Industrial | Market | Wood and Lumber Products | New | Miscellaneous | Natural Gas | Usage (GWh) | 0 | 0.0034248 | 0.0035068 | 0.0061201 | 0.0087269 | 0.011649 | 0.013408 | 0.015451 | 0.017468 | 0.019737 | 0.021427 | 0.02337 | 0.025288 | 0.027512 | 0.029022 | 0.030857 | 0.032691 | 0.034826 | 0.036235 | 0.037973 | 0.039663 | 0.041348 | 0
F3_Industrial_Wood and Lumber Products_New_Miscellaneous_Natural Gas_Market | F3 | Industrial | Market | Wood and Lumber Products | New | Miscellaneous | Natural Gas | Summer Peak Demand (MW) | 0 | 0 | 0 | 0 | 0 | 0 | 0 | 0 | 0 | 0 | 0 | 0 | 0 | 0 | 0 | 0 | 0 | 0 | 0 | 0 | 0 | 0 | 0
F4_Industrial_Wood and Lumber Products_New_Miscellaneous_Natural Gas_Market | F4 | Industrial | Market | Wood and Lumber Products | New | Miscellaneous | Natural Gas | Winter Peak Demand (MW) | 0 | 0 | 0 | 0 | 0 | 0 | 0 | 0 | 0 | 0 | 0 | 0 | 0 | 0 | 0 | 0 | 0 | 0 | 0 | 0 | 0 | 0 | 0
F1_Industrial_Other Industrial_Existing_Space Heating_Natural Gas_Market | F1 | Industrial | Market | Other Industrial | Existing | Space Heating | Natural Gas | Units | 15221.9382 | 14959.491 | 14701.5688 | 14448.0934 | 14198.9884 | 13954.1782 | 13713.589 | 13477.1478 | 13244.7831 | 13016.4248 | 12792.0037 | 12571.4519 | 12354.7027 | 12141.6906 | 11932.3511 | 11726.6209 | 11524.4378 | 11325.7406 | 11130.4692 | 10938.5646 | 10749.9686 | 10564.6244 | 0
F2_Industrial_Other Industrial_Existing_Space Heating_Natural Gas_Market | F2 | Industrial | Market | Other Industrial | Existing | Space Heating | Natural Gas | Usage (GWh) | 0.96891 | 0.94999 | 0.9314 | 0.91317 | 0.89529 | 0.87779 | 0.86065 | 0.8439 | 0.82753 | 0.81155 | 0.79596 | 0.78075 | 0.76591 | 0.75143 | 0.73729 | 0.72349 | 0.71 | 0.69683 | 0.68395 | 0.67136 | 0.65905 | 0.64701 | 0
F3_Industrial_Other Industrial_Existing_Space Heating_Natural Gas_Market | F3 | Industrial | Market | Other Industrial | Existing | Space Heating | Natural Gas | Summer Peak Demand (MW) | 0 | 0 | 0 | 0 | 0 | 0 | 0 | 0 | 0 | 0 | 0 | 0 | 0 | 0 | 0 | 0 | 0 | 0 | 0 | 0 | 0 | 0 | 0
F4_Industrial_Other Industrial_Existing_Space Heating_Natural Gas_Market | F4 | Industrial | Market | Other Industrial | Existing | Space Heating | Natural Gas | Winter Peak Demand (MW) | 0 | 0 | 0 | 0 | 0 | 0 | 0 | 0 | 0 | 0 | 0 | 0 | 0 | 0 | 0 | 0 | 0 | 0 | 0 | 0 | 0 | 0 | 0
F1_Industrial_Other Industrial_Existing_Process_Natural Gas_Market | F1 | Industrial | Market | Other Industrial | Existing | Process | Natural Gas | Units | 15221.9382 | 14959.491 | 14701.5688 | 14448.0934 | 14198.9884 | 13954.1782 | 13713.589 | 13477.1478 | 13244.7831 | 13016.4248 | 12792.0037 | 12571.4519 | 12354.7027 | 12141.6906 | 11932.3511 | 11726.6209 | 11524.4378 | 11325.7406 | 11130.4692 | 10938.5646 | 10749.9686 | 10564.6244 | 0
F2_Industrial_Other Industrial_Existing_Process_Natural Gas_Market | F2 | Industrial | Market | Other Industrial | Existing | Process | Natural Gas | Usage (GWh) | 1.9917 | 1.9573 | 1.9236 | 1.8904 | 1.8578 | 1.8258 | 1.7943 | 1.7634 | 1.733 | 1.7031 | 1.6737 | 1.6449 | 1.6165 | 1.5887 | 1.5613 | 1.5343 | 1.5079 | 1.4819 | 1.4563 | 1.4312 | 1.4066 | 1.3823 | 0
F3_Industrial_Other Industrial_Existing_Process_Natural Gas_Market | F3 | Industrial | Market | Other Industrial | Existing | Process | Natural Gas | Summer Peak Demand (MW) | 0 | 0 | 0 | 0 | 0 | 0 | 0 | 0 | 0 | 0 | 0 | 0 | 0 | 0 | 0 | 0 | 0 | 0 | 0 | 0 | 0 | 0 | 0
F4_Industrial_Other Industrial_Existing_Process_Natural Gas_Market | F4 | Industrial | Market | Other Industrial | Existing | Process | Natural Gas | Winter Peak Demand (MW) | 0 | 0 | 0 | 0 | 0 | 0 | 0 | 0 | 0 | 0 | 0 | 0 | 0 | 0 | 0 | 0 | 0 | 0 | 0 | 0 | 0 | 0 | 0
F1_Industrial_Other Industrial_Existing_Miscellaneous_Natural Gas_Market | F1 | Industrial | Market | Other Industrial | Existing | Miscellaneous | Natural Gas | Units | 15221.9382 | 14959.491 | 14701.5688 | 14448.0934 | 14198.9884 | 13954.1782 | 13713.589 | 13477.1478 | 13244.7831 | 13016.4248 | 12792.0037 | 12571.4519 | 12354.7027 | 12141.6906 | 11932.3511 | 11726.6209 | 11524.4378 | 11325.7406 | 11130.4692 | 10938.5646 | 10749.9686 | 10564.6244 | 0
F2_Industrial_Other Industrial_Existing_Miscellaneous_Natural Gas_Market | F2 | Industrial | Market | Other Industrial | Existing | Miscellaneous | Natural Gas | Usage (GWh) | 0.31784 | 0.31236 | 0.30698 | 0.30169 | 0.29649 | 0.29137 | 0.28635 | 0.28141 | 0.27656 | 0.27179 | 0.26711 | 0.2625 | 0.25798 | 0.25353 | 0.24916 | 0.24486 | 0.24064 | 0.23649 | 0.23241 | 0.22841 | 0.22447 | 0.2206 | 0
F3_Industrial_Other Industrial_Existing_Miscellaneous_Natural Gas_Market | F3 | Industrial | Market | Other Industrial | Existing | Miscellaneous | Natural Gas | Summer Peak Demand (MW) | 0 | 0 | 0 | 0 | 0 | 0 | 0 | 0 | 0 | 0 | 0 | 0 | 0 | 0 | 0 | 0 | 0 | 0 | 0 | 0 | 0 | 0 | 0
F4_Industrial_Other Industrial_Existing_Miscellaneous_Natural Gas_Market | F4 | Industrial | Market | Other Industrial | Existing | Miscellaneous | Natural Gas | Winter Peak Demand (MW) | 0 | 0 | 0 | 0 | 0 | 0 | 0 | 0 | 0 | 0 | 0 | 0 | 0 | 0 | 0 | 0 | 0 | 0 | 0 | 0 | 0 | 0 | 0
F1_Industrial_Other Industrial_New_Space Heating_Natural Gas_Market | F1 | Industrial | Market | Other Industrial | New | Space Heating | Natural Gas | Units | 0 | 794.2128 | 813.2288 | 1419.238 | 2023.7591 | 2701.3325 | 3109.3948 | 3583.1007 | 4050.8367 | 4576.9674 | 4968.8266 | 5419.5185 | 5864.2328 | 6380.1139 | 6730.2444 | 7155.7793 | 7580.9919 | 8075.997 | 8402.9624 | 8805.8611 | 9197.7868 | 9588.5547 | 0
F2_Industrial_Other Industrial_New_Space Heating_Natural Gas_Market | F2 | Industrial | Market | Other Industrial | New | Space Heating | Natural Gas | Usage (GWh) | 0 | 0.047857 | 0.049002 | 0.085519 | 0.12194 | 0.16277 | 0.18736 | 0.21591 | 0.24409 | 0.27579 | 0.2994 | 0.32656 | 0.35336 | 0.38444 | 0.40554 | 0.43118 | 0.45681 | 0.48663 | 0.50633 | 0.53061 | 0.55423 | 0.57777 | 0
F3_Industrial_Other Industrial_New_Space Heating_Natural Gas_Market | F3 | Industrial | Market | Other Industrial | New | Space Heating | Natural Gas | Summer Peak Demand (MW) | 0 | 0 | 0 | 0 | 0 | 0 | 0 | 0 | 0 | 0 | 0 | 0 | 0 | 0 | 0 | 0 | 0 | 0 | 0 | 0 | 0 | 0 | 0
F4_Industrial_Other Industrial_New_Space Heating_Natural Gas_Market | F4 | Industrial | Market | Other Industrial | New | Space Heating | Natural Gas | Winter Peak Demand (MW) | 0 | 0 | 0 | 0 | 0 | 0 | 0 | 0 | 0 | 0 | 0 | 0 | 0 | 0 | 0 | 0 | 0 | 0 | 0 | 0 | 0 | 0 | 0
F1_Industrial_Other Industrial_New_Process_Natural Gas_Market | F1 | Industrial | Market | Other Industrial | New | Process | Natural Gas | Units | 0 | 794.2128 | 813.2288 | 1419.238 | 2023.7591 | 2701.3325 | 3109.3948 | 3583.1007 | 4050.8367 | 4576.9674 | 4968.8266 | 5419.5185 | 5864.2328 | 6380.1139 | 6730.2444 | 7155.7793 | 7580.9919 | 8075.997 | 8402.9624 | 8805.8611 | 9197.7868 | 9588.5547 | 0
F2_Industrial_Other Industrial_New_Process_Natural Gas_Market | F2 | Industrial | Market | Other Industrial | New | Process | Natural Gas | Usage (GWh) | 0 | 0.10392 | 0.10641 | 0.1857 | 0.26479 | 0.35345 | 0.40684 | 0.46882 | 0.53002 | 0.59886 | 0.65013 | 0.7091 | 0.76729 | 0.83479 | 0.8806 | 0.93628 | 0.99192 | 1.0567 | 1.0995 | 1.1522 | 1.2035 | 1.2546 | 0
F3_Industrial_Other Industrial_New_Process_Natural Gas_Market | F3 | Industrial | Market | Other Industrial | New | Process | Natural Gas | Summer Peak Demand (MW) | 0 | 0 | 0 | 0 | 0 | 0 | 0 | 0 | 0 | 0 | 0 | 0 | 0 | 0 | 0 | 0 | 0 | 0 | 0 | 0 | 0 | 0 | 0
F4_Industrial_Other Industrial_New_Process_Natural Gas_Market | F4 | Industrial | Market | Other Industrial | New | Process | Natural Gas | Winter Peak Demand (MW) | 0 | 0 | 0 | 0 | 0 | 0 | 0 | 0 | 0 | 0 | 0 | 0 | 0 | 0 | 0 | 0 | 0 | 0 | 0 | 0 | 0 | 0 | 0
F1_Industrial_Other Industrial_New_Miscellaneous_Natural Gas_Market | F1 | Industrial | Market | Other Industrial | New | Miscellaneous | Natural Gas | Units | 0 | 794.2128 | 813.2288 | 1419.238 | 2023.7591 | 2701.3325 | 3109.3948 | 3583.1007 | 4050.8367 | 4576.9674 | 4968.8266 | 5419.5185 | 5864.2328 | 6380.1139 | 6730.2444 | 7155.7793 | 7580.9919 | 8075.997 | 8402.9624 | 8805.8611 | 9197.7868 | 9588.5547 | 0
F2_Industrial_Other Industrial_New_Miscellaneous_Natural Gas_Market | F2 | Industrial | Market | Other Industrial | New | Miscellaneous | Natural Gas | Usage (GWh) | 0 | 0.016584 | 0.016981 | 0.029635 | 0.042258 | 0.056406 | 0.064926 | 0.074818 | 0.084584 | 0.09557 | 0.10375 | 0.11316 | 0.12245 | 0.13322 | 0.14053 | 0.14942 | 0.1583 | 0.16863 | 0.17546 | 0.18387 | 0.19206 | 0.20022 | 0
F3_Industrial_Other Industrial_New_Miscellaneous_Natural Gas_Market | F3 | Industrial | Market | Other Industrial | New | Miscellaneous | Natural Gas | Summer Peak Demand (MW) | 0 | 0 | 0 | 0 | 0 | 0 | 0 | 0 | 0 | 0 | 0 | 0 | 0 | 0 | 0 | 0 | 0 | 0 | 0 | 0 | 0 | 0 | 0
F4_Industrial_Other Industrial_New_Miscellaneous_Natural Gas_Market | F4 | Industrial | Market | Other Industrial | New | Miscellaneous | Natural Gas | Winter Peak Demand (MW) | 0 | 0 | 0 | 0 | 0 | 0 | 0 | 0 | 0 | 0 | 0 | 0 | 0 | 0 | 0 | 0 | 0 | 0 | 0 | 0 | 0 | 0 | 0

## Raw Equipment Results (hidden)
Key | Field | Sector | Segment | Vintage | End Use | Fuel | Technology | Case | Label | 2013 | 2014 | 2015 | 2016 | 2017 | 2018 | 2019 | 2020 | 2021 | 2022 | 2023 | 2024 | 2025 | 2026 | 2027 | 2028 | 2029 | 2030 | 2031 | 2032 | 2033 | 2034 | 2035 | 2036 | 2037 | 2038 | 2039 | 2040
[10 empty] | 5345.0347 | 5482.6426 | 5623.7933 | 5768.5779 | 5917.0899 | 6069.4254 | 6225.6828 | 6385.9631 | 6550.3697 | 6719.009 | 6891.9899 | 7069.4243 | 7251.4266 | 7438.1146 | 7629.6089 | 7826.0333 | 8027.5145 | 8234.1829 | 8446.172 | 8663.6188 | 8886.6637 | 9115.4509 | 9350.1282 | 9590.8473 | 9837.7637 | 10091.037 | 10350.8308 | 10617.313
[10 empty] | 25.0977 | 25.4622 | 25.9035 | 26.3679 | 26.857 | 27.262 | 27.6926 | 28.1502 | 28.6361 | 29.1459 | 29.6825 | 30.2437 | 30.8336 | 31.4558 | 32.1107 | 32.7888 | 33.4897 | 34.2133 | 34.9753 | 35.7739 | 36.6076 | 37.4621 | 38.3346 | 39.2428 | 40.1856 | 41.1947 | 42.2333 | 43.3019
[10 empty] | 5.8302 | 5.9149 | 6.0174 | 6.1253 | 6.2389 | 6.333 | 6.4331 | 6.5394 | 6.6522 | 6.7707 | 6.8953 | 7.0257 | 7.1627 | 7.3073 | 7.4594 | 7.6169 | 7.7797 | 7.9478 | 8.1248 | 8.3104 | 8.504 | 8.7025 | 8.9052 | 9.1162 | 9.3352 | 9.5696 | 9.8109 | 10.0591
[10 empty] | 5.8302 | 5.9149 | 6.0174 | 6.1253 | 6.2389 | 6.333 | 6.4331 | 6.5394 | 6.6522 | 6.7707 | 6.8953 | 7.0257 | 7.1627 | 7.3073 | 7.4594 | 7.6169 | 7.7797 | 7.9478 | 8.1248 | 8.3104 | 8.504 | 8.7025 | 8.9052 | 9.1162 | 9.3352 | 9.5696 | 9.8109 | 10.0591
[10 empty] | 0 | 345.2994 | 354.686 | 363.329 | 371.7453 | 379.5877 | 386.9544 | 393.9299 | 400.5873 | 421.274 | 439.7191 | 474.3741 | 504.8293 | 531.7039 | 536.5507 | 542.8564 | 550.3272 | 558.7856 | 568.0307 | 577.9044 | 588.2844 | 699.6818 | 701.2181 | 705.9464 | 715.9026 | 729.6648 | 746.2334 | 762.1129
[10 empty] | 4191.3515 | 4199.1457 | 4360.1143 | 4360.1143 | 4360.1143 | 4069.44 | 4069.44 | 4069.44 | 4069.44 | 4069.44 | 4069.44 | 4069.44 | 4069.44 | 4069.44 | 4069.44 | 4069.44 | 4069.44 | 4069.44 | 4069.44 | 4069.44 | 4069.44 | 4069.44 | 4069.44 | 4069.44 | 4069.44 | 4069.44 | 4069.44 | 4069.44
[10 empty] | 0.97366 | 0.97547 | 1.0129 | 1.0129 | 1.0129 | 0.94534 | 0.94534 | 0.94534 | 0.94534 | 0.94534 | 0.94534 | 0.94534 | 0.94534 | 0.94534 | 0.94534 | 0.94534 | 0.94534 | 0.94534 | 0.94534 | 0.94534 | 0.94534 | 0.94534 | 0.94534 | 0.94534 | 0.94534 | 0.94534 | 0.94534 | 0.94534
[10 empty] | 0.97366 | 0.97547 | 1.0129 | 1.0129 | 1.0129 | 0.94534 | 0.94534 | 0.94534 | 0.94534 | 0.94534 | 0.94534 | 0.94534 | 0.94534 | 0.94534 | 0.94534 | 0.94534 | 0.94534 | 0.94534 | 0.94534 | 0.94534 | 0.94534 | 0.94534 | 0.94534 | 0.94534 | 0.94534 | 0.94534 | 0.94534 | 0.94534
[10 empty] | 18074.695 | 18045.7754 | 18016.9022 | 17988.0752 | 17959.2942 | 17930.5594 | 17901.8705 | 17873.2275 | 17844.6303 | 17816.0789 | 17787.5732 | 17759.1131 | 17730.6985 | 17702.3294 | 17674.0056 | 17645.7272 | 17617.4941 | 17589.3061 | 17561.1632 | 17533.0653 | 17505.0124 | 17477.0044 | 17449.0412 | 17421.1227 | 17393.2489 | 17365.4197 | 17337.6351 | 17309.8948
[10 empty] | 50.8745 | 48.4936 | 47.1049 | 46.1095 | 45.39 | 44.8522 | 44.4613 | 44.2034 | 44.0747 | 44.0725 | 44.1861 | 44.238 | 44.2488 | 44.3141 | 44.2521 | 44.1873 | 44.1205 | 44.0526 | 43.9838 | 43.9146 | 43.8451 | 43.7755 | 43.7058 | 43.6361 | 43.5664 | 43.4968 | 43.4273 | 43.3579
[10 empty] | 11.8183 | 11.2652 | 10.9426 | 10.7114 | 10.5442 | 10.4193 | 10.3285 | 10.2686 | 10.2387 | 10.2382 | 10.2646 | 10.2766 | 10.2791 | 10.2943 | 10.2799 | 10.2648 | 10.2493 | 10.2335 | 10.2176 | 10.2015 | 10.1854 | 10.1692 | 10.153 | 10.1368 | 10.1206 | 10.1044 | 10.0883 | 10.0722
[10 empty] | 11.8183 | 11.2652 | 10.9426 | 10.7114 | 10.5442 | 10.4193 | 10.3285 | 10.2686 | 10.2387 | 10.2382 | 10.2646 | 10.2766 | 10.2791 | 10.2943 | 10.2799 | 10.2648 | 10.2493 | 10.2335 | 10.2176 | 10.2015 | 10.1854 | 10.1692 | 10.153 | 10.1368 | 10.1206 | 10.1044 | 10.0883 | 10.0722
[10 empty] | 0 | 2557.1648 | 1925.5408 | 1504.7743 | 1224.3551 | 1224.7048 | 1224.2819 | 1462.5393 | 1620.0872 | 1723.9164 | 1987.6309 | 1955.6304 | 1796.0822 | 2093.2568 | 1674.0677 | 1435.5788 | 1382.1882 | 1452.734 | 1533.6543 | 1720.4112 | 1818.637 | 1821.2341 | 1951.6169 | 1843.4499 | 1668.3701 | 1622.7452 | 1476.8373 | 1441.1931
[10 empty] | 2339.186 | 2339.7702 | 2504.8073 | 2504.8073 | 2504.8073 | 2504.8073 | 2504.8073 | 2504.8073 | 2504.8073 | 2504.8073 | 2504.8073 | 2504.8073 | 2504.8073 | 2504.8073 | 2504.8073 | 2504.8073 | 2504.8073 | 2504.8073 | 2504.8073 | 2504.8073 | 2504.8073 | 2504.8073 | 2504.8073 | 2504.8073 | 2504.8073 | 2504.8073 | 2504.8073 | 2504.8073
[10 empty] | 0.5434 | 0.54354 | 0.58187 | 0.58187 | 0.58187 | 0.58187 | 0.58187 | 0.58187 | 0.58187 | 0.58187 | 0.58187 | 0.58187 | 0.58187 | 0.58187 | 0.58187 | 0.58187 | 0.58187 | 0.58187 | 0.58187 | 0.58187 | 0.58187 | 0.58187 | 0.58187 | 0.58187 | 0.58187 | 0.58187 | 0.58187 | 0.58187
[10 empty] | 0.5434 | 0.54354 | 0.58187 | 0.58187 | 0.58187 | 0.58187 | 0.58187 | 0.58187 | 0.58187 | 0.58187 | 0.58187 | 0.58187 | 0.58187 | 0.58187 | 0.58187 | 0.58187 | 0.58187 | 0.58187 | 0.58187 | 0.58187 | 0.58187 | 0.58187 | 0.58187 | 0.58187 | 0.58187 | 0.58187 | 0.58187 | 0.58187
[10 empty] | 29119.3007 | 29591.6009 | 30071.5615 | 30559.3069 | 31054.9633 | 31558.6589 | 32070.5243 | 32590.6918 | 33119.2962 | 33656.4743 | 34202.3651 | 34757.11 | 35320.8526 | 35893.7388 | 36475.9169 | 37067.5377 | 37668.7542 | 38279.7222 | 38900.5997 | 39531.5476 | 40172.7291 | 40824.3103 | 41486.4598 | 42159.349 | 42843.1521 | 43538.0462 | 44244.2111 | 44961.8296
[10 empty] | 99.3783 | 100.6612 | 103.1733 | 105.7282 | 108.3275 | 110.9725 | 113.6646 | 116.4049 | 119.1945 | 122.0344 | 124.9256 | 127.8689 | 130.8652 | 133.9154 | 137.055 | 140.1074 | 143.0907 | 146.0209 | 148.9115 | 151.7745 | 154.6199 | 157.8028 | 160.5891 | 163.3882 | 166.205 | 169.0436 | 171.9078 | 174.801
[10 empty] | 23.0859 | 23.3839 | 23.9675 | 24.561 | 25.1648 | 25.7793 | 26.4046 | 27.0412 | 27.6892 | 28.349 | 29.0206 | 29.7043 | 30.4004 | 31.109 | 31.8383 | 32.5474 | 33.2404 | 33.9211 | 34.5926 | 35.2577 | 35.9187 | 36.6581 | 37.3053 | 37.9556 | 38.6099 | 39.2693 | 39.9347 | 40.6068
[10 empty] | 23.0859 | 23.3839 | 23.9675 | 24.561 | 25.1648 | 25.7793 | 26.4046 | 27.0412 | 27.6892 | 28.349 | 29.0206 | 29.7043 | 30.4004 | 31.109 | 31.8383 | 32.5474 | 33.2404 | 33.9211 | 34.5926 | 35.2577 | 35.9187 | 36.6581 | 37.3053 | 37.9556 | 38.6099 | 39.2693 | 39.9347 | 40.6068
[10 empty] | 0 | 2004.895 | 2012.5554 | 2020.3402 | 2028.2511 | 2036.2904 | 2044.4601 | 2052.7623 | 2061.1992 | 2069.7729 | 2078.4856 | 2087.3397 | 2096.3374 | 2105.481 | 2182.2444 | 2250.614 | 2311.8308 | 2366.9589 | 2416.9113 | 2462.4711 | 2504.3103 | 3127.1462 | 3081.9761 | 3046.221 | 3018.5838 | 2997.9537 | 2983.3793 | 2983.6847
[10 empty] | 3296.894 | 3307.7529 | 3900.3429 | 3900.3429 | 3900.3429 | 3900.3429 | 3900.3429 | 3900.3429 | 3900.3429 | 3900.3429 | 3900.3429 | 3900.3429 | 3900.3429 | 3900.3429 | 3900.3429 | 3900.3429 | 3900.3429 | 3900.3429 | 3900.3429 | 3900.3429 | 3900.3429 | 3900.3429 | 3900.3429 | 3900.3429 | 3900.3429 | 3900.3429 | 3900.3429 | 3900.3429
[10 empty] | 0.76588 | 0.7684 | 0.90606 | 0.90606 | 0.90606 | 0.90606 | 0.90606 | 0.90606 | 0.90606 | 0.90606 | 0.90606 | 0.90606 | 0.90606 | 0.90606 | 0.90606 | 0.90606 | 0.90606 | 0.90606 | 0.90606 | 0.90606 | 0.90606 | 0.90606 | 0.90606 | 0.90606 | 0.90606 | 0.90606 | 0.90606 | 0.90606
[10 empty] | 0.76588 | 0.7684 | 0.90606 | 0.90606 | 0.90606 | 0.90606 | 0.90606 | 0.90606 | 0.90606 | 0.90606 | 0.90606 | 0.90606 | 0.90606 | 0.90606 | 0.90606 | 0.90606 | 0.90606 | 0.90606 | 0.90606 | 0.90606 | 0.90606 | 0.90606 | 0.90606 | 0.90606 | 0.90606 | 0.90606 | 0.90606 | 0.90606
[10 empty] | 2777.3088 | 2772.8651 | 2768.4285 | 2763.999 | 2759.5766 | 2755.1613 | 2750.753 | 2746.3518 | 2741.9577 | 2737.5705 | 2733.1904 | 2728.8173 | 2724.4512 | 2720.0921 | 2715.7399 | 2711.3948 | 2707.0565 | 2702.7252 | 2698.4009 | 2694.0834 | 2689.7729 | 2685.4693 | 2681.1725 | 2676.8826 | 2672.5996 | 2668.3235 | 2664.0542 | 2659.7917
[10 empty] | 1.2422 | 1.2336 | 1.2252 | 1.2171 | 1.2092 | 1.2016 | 1.1943 | 1.1872 | 1.1804 | 1.1738 | 1.1676 | 1.1616 | 1.156 | 1.1507 | 1.1456 | 1.1408 | 1.1363 | 1.1319 | 1.1278 | 1.1239 | 1.1201 | 1.1165 | 1.1131 | 1.1097 | 1.1065 | 1.1035 | 1.1005 | 1.0976
[10 empty] | 0 | 0 | 0 | 0 | 0 | 0 | 0 | 0 | 0 | 0 | 0 | 0 | 0 | 0 | 0 | 0 | 0 | 0 | 0 | 0 | 0 | 0 | 0 | 0 | 0 | 0 | 0 | 0
[10 empty] | 0 | 0 | 0 | 0 | 0 | 0 | 0 | 0 | 0 | 0 | 0 | 0 | 0 | 0 | 0 | 0 | 0 | 0 | 0 | 0 | 0 | 0 | 0 | 0 | 0 | 0 | 0 | 0
[10 empty] | 0 | 110.9146 | 110.7371 | 110.56 | 110.3831 | 110.2065 | 110.0301 | 109.8541 | 109.6783 | 109.5028 | 109.3276 | 109.1527 | 108.978 | 108.8037 | 108.6296 | 108.4558 | 108.2823 | 108.109 | 107.936 | 107.7633 | 107.5909 | 107.4188 | 107.2469 | 107.0753 | 106.904 | 106.7329 | 106.5622 | 141.0844
[10 empty] | 407.6562 | 407.6562 | 407.6562 | 407.6562 | 407.6562 | 407.6562 | 407.6562 | 407.6562 | 407.6562 | 407.6562 | 407.6562 | 407.6562 | 407.6562 | 407.6562 | 407.6562 | 407.6562 | 407.6562 | 407.6562 | 407.6562 | 407.6562 | 407.6562 | 407.6562 | 407.6562 | 407.6562 | 407.6562 | 407.6562 | 407.6562 | 407.6562
[10 empty] | 0 | 0 | 0 | 0 | 0 | 0 | 0 | 0 | 0 | 0 | 0 | 0 | 0 | 0 | 0 | 0 | 0 | 0 | 0 | 0 | 0 | 0 | 0 | 0 | 0 | 0 | 0 | 0
[10 empty] | 0 | 0 | 0 | 0 | 0 | 0 | 0 | 0 | 0 | 0 | 0 | 0 | 0 | 0 | 0 | 0 | 0 | 0 | 0 | 0 | 0 | 0 | 0 | 0 | 0 | 0 | 0 | 0
[10 empty] | 52076.3602 | 51993.038 | 51909.8492 | 51826.7934 | 51743.8705 | 51661.0803 | 51578.4226 | 51495.8971 | 51413.5037 | 51331.2421 | 51249.1121 | 51167.1135 | 51085.2462 | 51003.5098 | 50921.9041 | 50840.4291 | 50759.0844 | 50677.8699 | 50596.7853 | 50515.8304 | 50435.0051 | 50354.3091 | 50273.7422 | 50193.3042 | 50112.9949 | 50032.8141 | 49952.7616 | 49872.8372
[10 empty] | 99.0873 | 98.7726 | 99.1629 | 99.5753 | 100.0076 | 100.4586 | 100.9273 | 101.4128 | 101.9144 | 102.421 | 102.933 | 103.4841 | 104.0713 | 104.6918 | 105.1713 | 105.5126 | 105.8546 | 106.1351 | 106.3615 | 106.5404 | 106.6775 | 106.7776 | 106.8463 | 106.7478 | 106.6018 | 106.7839 | 106.7519 | 106.7072
[10 empty] | 18.6101 | 18.551 | 18.6243 | 18.7018 | 18.783 | 18.8677 | 18.9557 | 19.0469 | 19.1411 | 19.2362 | 19.3324 | 19.4359 | 19.5462 | 19.6627 | 19.7528 | 19.8169 | 19.8811 | 19.9338 | 19.9763 | 20.0099 | 20.0357 | 20.0545 | 20.0674 | 20.0489 | 20.0215 | 20.0556 | 20.0496 | 20.0412
[10 empty] | 18.6101 | 18.551 | 18.6243 | 18.7018 | 18.783 | 18.8677 | 18.9557 | 19.0469 | 19.1411 | 19.2362 | 19.3324 | 19.4359 | 19.5462 | 19.6627 | 19.7528 | 19.8169 | 19.8811 | 19.9338 | 19.9763 | 20.0099 | 20.0357 | 20.0545 | 20.0674 | 20.0489 | 20.0215 | 20.0556 | 20.0496 | 20.0412
[10 empty] | 0 | 2067.7888 | 2133.6678 | 2191.6555 | 2239.6883 | 2281.8443 | 2318.7857 | 2351.1 | 2379.3086 | 2370.7405 | 2362.7218 | 2459.5258 | 2544.8558 | 2620.0039 | 2481.2437 | 2398.6412 | 2399.4009 | 2371.2346 | 2351.0863 | 2337.4078 | 2328.9469 | 2324.6514 | 2320.5867 | 2743.0913 | 2811.8851 | 2972.4277 | 2842.6333 | 2807.9832
[10 empty] | 1860.1303 | 1860.1303 | 2189.1664 | 2189.1664 | 2189.1664 | 2189.1664 | 2189.1664 | 2189.1664 | 2189.1664 | 2189.1664 | 2189.1664 | 2189.1664 | 2189.1664 | 2189.1664 | 2189.1664 | 2189.1664 | 2189.1664 | 2189.1664 | 2189.1664 | 2189.1664 | 2189.1664 | 2189.1664 | 2189.1664 | 2189.1664 | 2189.1664 | 2189.1664 | 2189.1664 | 2189.1664
[10 empty] | 0.34936 | 0.34936 | 0.41116 | 0.41116 | 0.41116 | 0.41116 | 0.41116 | 0.41116 | 0.41116 | 0.41116 | 0.41116 | 0.41116 | 0.41116 | 0.41116 | 0.41116 | 0.41116 | 0.41116 | 0.41116 | 0.41116 | 0.41116 | 0.41116 | 0.41116 | 0.41116 | 0.41116 | 0.41116 | 0.41116 | 0.41116 | 0.41116
[10 empty] | 0.34936 | 0.34936 | 0.41116 | 0.41116 | 0.41116 | 0.41116 | 0.41116 | 0.41116 | 0.41116 | 0.41116 | 0.41116 | 0.41116 | 0.41116 | 0.41116 | 0.41116 | 0.41116 | 0.41116 | 0.41116 | 0.41116 | 0.41116 | 0.41116 | 0.41116 | 0.41116 | 0.41116 | 0.41116 | 0.41116 | 0.41116 | 0.41116
[10 empty] | 13207.3978 | 13186.266 | 13165.168 | 13144.1037 | 13123.0731 | 13102.0762 | 13081.1129 | 13060.1831 | 13039.2868 | 13018.424 | 12997.5945 | 12976.7983 | 12956.0354 | 12935.3058 | 12914.6093 | 12893.9459 | 12873.3156 | 12852.7183 | 12832.154 | 12811.6225 | 12791.1239 | 12770.6581 | 12750.2251 | 12729.8247 | 12709.457 | 12689.1219 | 12668.8193 | 12648.5492
[10 empty] | 26.2068 | 24.9111 | 23.7631 | 22.6792 | 21.6624 | 20.7141 | 19.8356 | 19.0276 | 18.2912 | 17.6302 | 17.0436 | 16.5267 | 16.083 | 15.7151 | 15.3889 | 15.0965 | 14.8488 | 14.6319 | 14.4417 | 14.2745 | 14.1271 | 13.9802 | 13.8468 | 13.7291 | 13.6243 | 13.5733 | 13.5053 | 13.4443
[10 empty] | 4.922 | 4.6787 | 4.4631 | 4.2595 | 4.0685 | 3.8904 | 3.7254 | 3.5737 | 3.4354 | 3.3112 | 3.201 | 3.104 | 3.0206 | 2.9515 | 2.8903 | 2.8354 | 2.7888 | 2.7481 | 2.7124 | 2.681 | 2.6533 | 2.6257 | 2.6006 | 2.5785 | 2.5589 | 2.5493 | 2.5365 | 2.525
[10 empty] | 4.922 | 4.6787 | 4.4631 | 4.2595 | 4.0685 | 3.8904 | 3.7254 | 3.5737 | 3.4354 | 3.3112 | 3.201 | 3.104 | 3.0206 | 2.9515 | 2.8903 | 2.8354 | 2.7888 | 2.7481 | 2.7124 | 2.681 | 2.6533 | 2.6257 | 2.6006 | 2.5785 | 2.5589 | 2.5493 | 2.5365 | 2.525
[10 empty] | 0 | 674.2598 | 674.3707 | 674.3098 | 673.1394 | 671.9841 | 670.8419 | 669.7113 | 668.5907 | 656.6747 | 646.3422 | 671.3859 | 692.6284 | 710.6183 | 673.1917 | 655.8129 | 663.6291 | 659.553 | 656.206 | 653.4344 | 651.1283 | 780.4175 | 788.3379 | 764.5144 | 746.756 | 796.0125 | 749.8775 | 736.1719
[10 empty] | 935.558 | 935.558 | 1062.7044 | 1062.7044 | 1062.7044 | 1062.7044 | 1062.7044 | 1062.7044 | 1062.7044 | 1062.7044 | 1062.7044 | 1062.7044 | 1062.7044 | 1062.7044 | 1062.7044 | 1062.7044 | 1062.7044 | 1062.7044 | 1062.7044 | 1062.7044 | 1062.7044 | 1062.7044 | 1062.7044 | 1062.7044 | 1062.7044 | 1062.7044 | 1062.7044 | 1062.7044
[10 empty] | 0.17571 | 0.17571 | 0.19959 | 0.19959 | 0.19959 | 0.19959 | 0.19959 | 0.19959 | 0.19959 | 0.19959 | 0.19959 | 0.19959 | 0.19959 | 0.19959 | 0.19959 | 0.19959 | 0.19959 | 0.19959 | 0.19959 | 0.19959 | 0.19959 | 0.19959 | 0.19959 | 0.19959 | 0.19959 | 0.19959 | 0.19959 | 0.19959
[10 empty] | 0.17571 | 0.17571 | 0.19959 | 0.19959 | 0.19959 | 0.19959 | 0.19959 | 0.19959 | 0.19959 | 0.19959 | 0.19959 | 0.19959 | 0.19959 | 0.19959 | 0.19959 | 0.19959 | 0.19959 | 0.19959 | 0.19959 | 0.19959 | 0.19959 | 0.19959 | 0.19959 | 0.19959 | 0.19959 | 0.19959 | 0.19959 | 0.19959
[10 empty] | 77801.7951 | 77677.3122 | 77553.0285 | 77428.9437 | 77305.0574 | 77181.3693 | 77057.8791 | 76934.5865 | 76811.4911 | 76688.5928 | 76565.891 | 76443.3856 | 76321.0762 | 76198.9625 | 76077.0441 | 75955.3208 | 75833.7923 | 75712.4583 | 75591.3183 | 75470.3722 | 75349.6196 | 75229.0602 | 75108.6937 | 74988.5198 | 74868.5382 | 74748.7485 | 74629.1505 | 74509.7439
[10 empty] | 42.2552 | 41.713 | 40.8572 | 40.0373 | 38.8574 | 37.7104 | 36.6012 | 35.2233 | 34.1279 | 33.0729 | 32.0333 | 31.0056 | 29.9621 | 28.957 | 28.0018 | 27.1041 | 26.284 | 25.5215 | 24.9455 | 24.4558 | 24.0447 | 23.7293 | 23.4466 | 23.3864 | 23.2572 | 23.1699 | 23.0936 | 23.0354
[10 empty] | 14.1174 | 13.9362 | 13.6503 | 13.3764 | 12.9822 | 12.599 | 12.2284 | 11.768 | 11.4021 | 11.0496 | 10.7023 | 10.3589 | 10.0103 | 9.6745 | 9.3553 | 9.0554 | 8.7814 | 8.5267 | 8.3343 | 8.1707 | 8.0333 | 7.9279 | 7.8335 | 7.8133 | 7.7702 | 7.741 | 7.7155 | 7.6961
[10 empty] | 14.1174 | 13.9362 | 13.6503 | 13.3764 | 12.9822 | 12.599 | 12.2284 | 11.768 | 11.4021 | 11.0496 | 10.7023 | 10.3589 | 10.0103 | 9.6745 | 9.3553 | 9.0554 | 8.7814 | 8.5267 | 8.3343 | 8.1707 | 8.0333 | 7.9279 | 7.8335 | 7.8133 | 7.7702 | 7.741 | 7.7155 | 7.6961
[10 empty] | 0 | 5975.1779 | 5965.6176 | 5956.0726 | 6391.2163 | 7444.4888 | 8140.4421 | 8951.1228 | 9047.7716 | 8638.4636 | 8445.0065 | 8291.1078 | 7961.2289 | 7629.1908 | 7217.0704 | 6751.4379 | 6638.5539 | 6329.9098 | 6589.9832 | 6501.3975 | 6399.1965 | 6802.7831 | 6655.8535 | 7513.9353 | 7210.1466 | 7293.4031 | 7522.6088 | 7705.435
[10 empty] | 490.1603 | 490.1603 | 432.281 | 432.281 | 432.281 | 432.281 | 432.281 | 425.0779 | 425.0779 | 425.0779 | 425.0779 | 425.0779 | 418.6894 | 418.6894 | 418.6894 | 418.6894 | 418.6894 | 418.6894 | 418.6894 | 418.6894 | 418.6894 | 418.6894 | 418.6894 | 418.6894 | 418.6894 | 418.6894 | 418.6894 | 418.6894
[10 empty] | 0.16376 | 0.16376 | 0.14442 | 0.14442 | 0.14442 | 0.14442 | 0.14442 | 0.14202 | 0.14202 | 0.14202 | 0.14202 | 0.14202 | 0.13988 | 0.13988 | 0.13988 | 0.13988 | 0.13988 | 0.13988 | 0.13988 | 0.13988 | 0.13988 | 0.13988 | 0.13988 | 0.13988 | 0.13988 | 0.13988 | 0.13988 | 0.13988
[10 empty] | 0.16376 | 0.16376 | 0.14442 | 0.14442 | 0.14442 | 0.14442 | 0.14442 | 0.14202 | 0.14202 | 0.14202 | 0.14202 | 0.14202 | 0.13988 | 0.13988 | 0.13988 | 0.13988 | 0.13988 | 0.13988 | 0.13988 | 0.13988 | 0.13988 | 0.13988 | 0.13988 | 0.13988 | 0.13988 | 0.13988 | 0.13988 | 0.13988
[10 empty] | 77801.7951 | 77677.3122 | 76720.4191 | 75766.3892 | 74815.2158 | 73866.8922 | 72921.4117 | 71978.7676 | 71038.9533 | 70101.9622 | 69167.7875 | 68236.4228 | 67307.8613 | 66382.0966 | 65459.122 | 64538.931 | 63621.517 | 62706.8736 | 61794.9941 | 60885.8721 | 59979.5011 | 59115.7613 | 58286.4903 | 57485.1676 | 56706.584 | 55736.2067 | 54875.6258 | 54051.2077
[10 empty] | 14.8849 | 14.7553 | 14.502 | 14.253 | 14.0088 | 13.7694 | 13.5352 | 13.3063 | 13.0827 | 12.8646 | 12.652 | 12.445 | 12.2436 | 12.0478 | 11.8576 | 11.6731 | 11.4942 | 11.321 | 11.1533 | 10.9913 | 10.8338 | 10.6827 | 10.5368 | 10.3951 | 10.2568 | 10.0892 | 9.9339 | 9.7851
[10 empty] | 4.973 | 4.9297 | 4.8451 | 4.7619 | 4.6803 | 4.6003 | 4.5221 | 4.4456 | 4.3709 | 4.298 | 4.227 | 4.1578 | 4.0906 | 4.0251 | 3.9616 | 3.9 | 3.8402 | 3.7823 | 3.7263 | 3.6722 | 3.6196 | 3.5691 | 3.5203 | 3.473 | 3.4268 | 3.3708 | 3.3189 | 3.2692
[10 empty] | 4.973 | 4.9297 | 4.8451 | 4.7619 | 4.6803 | 4.6003 | 4.5221 | 4.4456 | 4.3709 | 4.298 | 4.227 | 4.1578 | 4.0906 | 4.0251 | 3.9616 | 3.9 | 3.8402 | 3.7823 | 3.7263 | 3.6722 | 3.6196 | 3.5691 | 3.5203 | 3.473 | 3.4268 | 3.3708 | 3.3189 | 3.2692
[10 empty] | 0 | 3377.2744 | 2539.2614 | 2535.1986 | 2531.1423 | 2527.0924 | 2523.0491 | 2519.0122 | 2514.9818 | 2510.9578 | 2506.9403 | 2502.9292 | 2498.9245 | 2494.9262 | 2490.9343 | 2486.9488 | 2482.9697 | 2478.997 | 2475.0306 | 2471.0705 | 2467.1168 | 2341.5243 | 2240.6175 | 2159.4286 | 2093.9896 | 2682.714 | 2352.5965 | 2246.5073
[10 empty] | 174.0897 | 174.0897 | 136.3543 | 136.3543 | 136.3543 | 136.3543 | 136.3543 | 136.3543 | 136.3543 | 136.3543 | 136.3543 | 136.3543 | 136.3543 | 136.3543 | 136.3543 | 136.3543 | 136.3543 | 136.3543 | 136.3543 | 136.3543 | 136.3543 | 136.3543 | 136.3543 | 136.3543 | 136.3543 | 136.3543 | 136.3543 | 136.3543
[10 empty] | 0.058163 | 0.058163 | 0.045556 | 0.045556 | 0.045556 | 0.045556 | 0.045556 | 0.045556 | 0.045556 | 0.045556 | 0.045556 | 0.045556 | 0.045556 | 0.045556 | 0.045556 | 0.045556 | 0.045556 | 0.045556 | 0.045556 | 0.045556 | 0.045556 | 0.045556 | 0.045556 | 0.045556 | 0.045556 | 0.045556 | 0.045556 | 0.045556
[10 empty] | 0.058163 | 0.058163 | 0.045556 | 0.045556 | 0.045556 | 0.045556 | 0.045556 | 0.045556 | 0.045556 | 0.045556 | 0.045556 | 0.045556 | 0.045556 | 0.045556 | 0.045556 | 0.045556 | 0.045556 | 0.045556 | 0.045556 | 0.045556 | 0.045556 | 0.045556 | 0.045556 | 0.045556 | 0.045556 | 0.045556 | 0.045556 | 0.045556
[10 empty] | 77801.7951 | 77677.3122 | 77553.0285 | 77428.9437 | 77305.0574 | 77181.3693 | 77057.8791 | 76934.5865 | 76811.4911 | 76688.5928 | 76565.891 | 76443.3856 | 76321.0762 | 76198.9625 | 76077.0441 | 75955.3208 | 75833.7923 | 75712.4583 | 75591.3183 | 75470.3722 | 75349.6196 | 75229.0602 | 75108.6937 | 74988.5198 | 74868.5382 | 74748.7485 | 74629.1505 | 74509.7439
[10 empty] | 11.861 | 11.5672 | 11.8874 | 12.1571 | 12.3767 | 12.5508 | 12.4964 | 12.2501 | 11.8985 | 11.5335 | 11.2243 | 10.9517 | 10.7101 | 10.516 | 10.3604 | 10.3845 | 10.335 | 10.2964 | 10.2817 | 10.277 | 10.262 | 10.2519 | 10.2297 | 10.2089 | 10.1894 | 10.1668 | 10.1467 | 10.1255
[10 empty] | 3.9628 | 3.8646 | 3.9716 | 4.0616 | 4.135 | 4.1932 | 4.175 | 4.0928 | 3.9753 | 3.8533 | 3.75 | 3.6589 | 3.5782 | 3.5134 | 3.4614 | 3.4694 | 3.4529 | 3.44 | 3.4351 | 3.4335 | 3.4285 | 3.4251 | 3.4177 | 3.4108 | 3.4042 | 3.3967 | 3.39 | 3.3829
[10 empty] | 3.9628 | 3.8646 | 3.9716 | 4.0616 | 4.135 | 4.1932 | 4.175 | 4.0928 | 3.9753 | 3.8533 | 3.75 | 3.6589 | 3.5782 | 3.5134 | 3.4614 | 3.4694 | 3.4529 | 3.44 | 3.4351 | 3.4335 | 3.4285 | 3.4251 | 3.4177 | 3.4108 | 3.4042 | 3.3967 | 3.39 | 3.3829
[10 empty] | 0 | 11096.7589 | 11079.0041 | 12832.1358 | 15268.9842 | 17154.8864 | 16917.8858 | 16711.6577 | 15991.9684 | 16027.881 | 16026.7012 | 15647.182 | 15461.4992 | 15243.3019 | 15208.9883 | 15987.3434 | 15306.2202 | 15476.336 | 15465.8717 | 15505.808 | 15591.3955 | 15428.4873 | 15429.2132 | 15403.3548 | 15389.9852 | 15362.9943 | 15308.243 | 15284.6186
[10 empty] | 137.5879 | 137.5879 | 189.6345 | 189.6345 | 189.6345 | 189.6345 | 189.6345 | 188.8672 | 188.8672 | 188.8672 | 188.8672 | 188.8672 | 188.4548 | 188.4548 | 188.4548 | 188.4548 | 188.4548 | 188.4548 | 188.4548 | 188.4548 | 188.4548 | 188.4548 | 188.4548 | 188.4548 | 188.4548 | 188.4548 | 188.4548 | 188.4548
[10 empty] | 0.045968 | 0.045968 | 0.063357 | 0.063357 | 0.063357 | 0.063357 | 0.063357 | 0.0631 | 0.0631 | 0.0631 | 0.0631 | 0.0631 | 0.062962 | 0.062962 | 0.062962 | 0.062962 | 0.062962 | 0.062962 | 0.062962 | 0.062962 | 0.062962 | 0.062962 | 0.062962 | 0.062962 | 0.062962 | 0.062962 | 0.062962 | 0.062962
[10 empty] | 0.045968 | 0.045968 | 0.063357 | 0.063357 | 0.063357 | 0.063357 | 0.063357 | 0.0631 | 0.0631 | 0.0631 | 0.0631 | 0.0631 | 0.062962 | 0.062962 | 0.062962 | 0.062962 | 0.062962 | 0.062962 | 0.062962 | 0.062962 | 0.062962 | 0.062962 | 0.062962 | 0.062962 | 0.062962 | 0.062962 | 0.062962 | 0.062962
[10 empty] | 77801.7951 | 77677.3122 | 77553.0285 | 77428.9437 | 77305.0574 | 77181.3693 | 77057.8791 | 76934.5865 | 76811.4911 | 76688.5928 | 76565.891 | 76443.3856 | 76321.0762 | 76198.9625 | 76077.0441 | 75955.3208 | 75833.7923 | 75712.4583 | 75591.3183 | 75470.3722 | 75349.6196 | 75229.0602 | 75108.6937 | 74988.5198 | 74868.5382 | 74748.7485 | 74629.1505 | 74509.7439
[10 empty] | 24.1563 | 23.797 | 22.9878 | 21.9335 | 20.9552 | 20.0308 | 18.981 | 18.1603 | 17.4044 | 16.7141 | 16.1018 | 15.5441 | 15.0095 | 14.5303 | 14.1005 | 13.7185 | 13.3833 | 13.0903 | 12.834 | 12.6924 | 12.5271 | 12.3791 | 12.2595 | 12.159 | 12.0708 | 12.0124 | 11.9533 | 11.8996
[10 empty] | 8.0706 | 7.9505 | 7.6802 | 7.3279 | 7.0011 | 6.6922 | 6.3415 | 6.0673 | 5.8148 | 5.5841 | 5.3796 | 5.1932 | 5.0147 | 4.8545 | 4.7109 | 4.5833 | 4.4713 | 4.3735 | 4.2878 | 4.2405 | 4.1853 | 4.1358 | 4.0959 | 4.0623 | 4.0328 | 4.0133 | 3.9936 | 3.9756
[10 empty] | 8.0706 | 7.9505 | 7.6802 | 7.3279 | 7.0011 | 6.6922 | 6.3415 | 6.0673 | 5.8148 | 5.5841 | 5.3796 | 5.1932 | 5.0147 | 4.8545 | 4.7109 | 4.5833 | 4.4713 | 4.3735 | 4.2878 | 4.2405 | 4.1853 | 4.1358 | 4.0959 | 4.0623 | 4.0328 | 4.0133 | 3.9936 | 3.9756
[10 empty] | 0 | 7061.5738 | 7050.2753 | 7812.7342 | 9335.9633 | 10427.8594 | 11965.7798 | 12102.4715 | 12004.1279 | 12248.3104 | 12182.1506 | 12178.7882 | 11968.3593 | 11793.4323 | 11695.199 | 11552.8821 | 11442.0872 | 11316.7822 | 11216.7863 | 12199.0282 | 11469.3558 | 11649.0638 | 11684.5628 | 11725.6029 | 11946.2354 | 11788.9361 | 11823.5303 | 11832.0724
[10 empty] | 280.2126 | 280.2126 | 212.718 | 212.718 | 212.718 | 212.718 | 212.718 | 208.1322 | 208.1322 | 208.1322 | 208.1322 | 208.1322 | 205.109 | 205.109 | 205.109 | 205.109 | 205.109 | 205.109 | 205.109 | 205.109 | 205.109 | 205.109 | 205.109 | 205.109 | 205.109 | 205.109 | 205.109 | 205.109
[10 empty] | 0.093619 | 0.093619 | 0.071069 | 0.071069 | 0.071069 | 0.071069 | 0.071069 | 0.069537 | 0.069537 | 0.069537 | 0.069537 | 0.069537 | 0.068527 | 0.068527 | 0.068527 | 0.068527 | 0.068527 | 0.068527 | 0.068527 | 0.068527 | 0.068527 | 0.068527 | 0.068527 | 0.068527 | 0.068527 | 0.068527 | 0.068527 | 0.068527
[10 empty] | 0.093619 | 0.093619 | 0.071069 | 0.071069 | 0.071069 | 0.071069 | 0.071069 | 0.069537 | 0.069537 | 0.069537 | 0.069537 | 0.069537 | 0.068527 | 0.068527 | 0.068527 | 0.068527 | 0.068527 | 0.068527 | 0.068527 | 0.068527 | 0.068527 | 0.068527 | 0.068527 | 0.068527 | 0.068527 | 0.068527 | 0.068527 | 0.068527
[10 empty] | 77468.432 | 77344.4825 | 77220.7313 | 77097.1782 | 76973.8227 | 76850.6646 | 76727.7035 | 76604.9392 | 76482.3713 | 76359.9995 | 76237.8235 | 76115.843 | 75994.0576 | 75872.4671 | 75751.0712 | 75629.8695 | 75508.8617 | 75388.0475 | 75267.4266 | 75146.9987 | 75026.7635 | 74906.7207 | 74786.87 | 74667.211 | 74547.7434 | 74428.4671 | 74309.3815 | 74190.4865
[10 empty] | 41.3315 | 40.84 | 40.4567 | 40.0882 | 39.7374 | 39.4072 | 39.0999 | 38.8177 | 38.5622 | 38.3382 | 38.1494 | 37.9988 | 37.869 | 37.7472 | 37.6325 | 37.5241 | 37.4212 | 37.3234 | 37.23 | 37.1405 | 37.0546 | 37.0006 | 36.9173 | 36.8368 | 36.7589 | 36.6832 | 36.6096 | 36.5378
[10 empty] | 5.2365 | 5.1742 | 5.1257 | 5.079 | 5.0345 | 4.9927 | 4.9537 | 4.918 | 4.8856 | 4.8573 | 4.8333 | 4.8142 | 4.7978 | 4.7824 | 4.7678 | 4.7541 | 4.7411 | 4.7287 | 4.7168 | 4.7055 | 4.6946 | 4.6878 | 4.6772 | 4.667 | 4.6572 | 4.6476 | 4.6382 | 4.6291
[10 empty] | 5.2365 | 5.1742 | 5.1257 | 5.079 | 5.0345 | 4.9927 | 4.9537 | 4.918 | 4.8856 | 4.8573 | 4.8333 | 4.8142 | 4.7978 | 4.7824 | 4.7678 | 4.7541 | 4.7411 | 4.7287 | 4.7168 | 4.7055 | 4.6946 | 4.6878 | 4.6772 | 4.667 | 4.6572 | 4.6476 | 4.6382 | 4.6291
[10 empty] | 0 | 3033.7261 | 3178.2847 | 3305.7982 | 3418.1858 | 3517.151 | 3604.2056 | 3639.8357 | 3670.7503 | 3993.3424 | 4278.455 | 4530.3077 | 4351.6924 | 4208.9589 | 4096.2084 | 4008.4156 | 3941.3066 | 3891.2534 | 3850.7226 | 3818.1279 | 3824.4189 | 4765.9072 | 4768.7234 | 4746.7085 | 4707.1383 | 4655.7626 | 4597.0788 | 4522.3773
[10 empty] | 459.0264 | 459.1252 | 491.0547 | 491.0547 | 491.0547 | 491.0547 | 491.0547 | 491.0547 | 491.0547 | 491.0547 | 491.0547 | 491.0547 | 491.0547 | 491.0547 | 491.0547 | 491.0547 | 491.0547 | 491.0547 | 491.0547 | 491.0547 | 491.0547 | 491.0547 | 491.0547 | 491.0547 | 491.0547 | 491.0547 | 491.0547 | 491.0547
[10 empty] | 0.058156 | 0.058169 | 0.062214 | 0.062214 | 0.062214 | 0.062214 | 0.062214 | 0.062214 | 0.062214 | 0.062214 | 0.062214 | 0.062214 | 0.062214 | 0.062214 | 0.062214 | 0.062214 | 0.062214 | 0.062214 | 0.062214 | 0.062214 | 0.062214 | 0.062214 | 0.062214 | 0.062214 | 0.062214 | 0.062214 | 0.062214 | 0.062214
[10 empty] | 0.058156 | 0.058169 | 0.062214 | 0.062214 | 0.062214 | 0.062214 | 0.062214 | 0.062214 | 0.062214 | 0.062214 | 0.062214 | 0.062214 | 0.062214 | 0.062214 | 0.062214 | 0.062214 | 0.062214 | 0.062214 | 0.062214 | 0.062214 | 0.062214 | 0.062214 | 0.062214 | 0.062214 | 0.062214 | 0.062214 | 0.062214 | 0.062214
[10 empty] | 32482.3361 | 32393.1686 | 32304.246 | 32215.5674 | 32127.1323 | 32038.9399 | 31950.9897 | 31863.2808 | 31775.8128 | 31688.5848 | 31601.5963 | 31514.8466 | 31428.335 | 31342.0609 | 31256.0237 | 31170.2226 | 31084.6571 | 30999.3264 | 30914.23 | 30829.3672 | 30744.7373 | 30660.3398 | 30576.1739 | 30492.2391 | 30408.5347 | 30325.06 | 30241.8146 | 30158.7976
[10 empty] | 23.7337 | 22.3271 | 21.263 | 20.3811 | 19.6533 | 19.0562 | 18.5726 | 18.1889 | 17.8736 | 17.6127 | 17.3954 | 17.2129 | 17.0737 | 16.9548 | 16.852 | 16.762 | 16.682 | 16.6099 | 16.5442 | 16.4833 | 16.4263 | 16.4145 | 16.3582 | 16.3043 | 16.2524 | 16.2021 | 16.153 | 16.1051
[10 empty] | 3.0069 | 2.8287 | 2.6939 | 2.5822 | 2.49 | 2.4143 | 2.3531 | 2.3044 | 2.2645 | 2.2314 | 2.2039 | 2.1808 | 2.1631 | 2.1481 | 2.1351 | 2.1237 | 2.1135 | 2.1044 | 2.0961 | 2.0884 | 2.0811 | 2.0796 | 2.0725 | 2.0657 | 2.0591 | 2.0527 | 2.0465 | 2.0404
[10 empty] | 3.0069 | 2.8287 | 2.6939 | 2.5822 | 2.49 | 2.4143 | 2.3531 | 2.3044 | 2.2645 | 2.2314 | 2.2039 | 2.1808 | 2.1631 | 2.1481 | 2.1351 | 2.1237 | 2.1135 | 2.1044 | 2.0961 | 2.0884 | 2.0811 | 2.0796 | 2.0725 | 2.0657 | 2.0591 | 2.0527 | 2.0465 | 2.0404
[10 empty] | 0 | 4342.8703 | 3932.9778 | 3450.8119 | 3065.2787 | 2787.2693 | 2564.5342 | 2385.8995 | 2329.4903 | 2630.0809 | 2775.298 | 2815.5156 | 3027.1434 | 3489.7071 | 3718.8876 | 3320.7103 | 3084.3378 | 2949.6111 | 2862.3871 | 2844.0591 | 2949.92 | 3801.7494 | 3155.1395 | 3134.4268 | 3134.9745 | 3182.0933 | 3157.2164 | 2999.1761
[10 empty] | 500.294 | 500.3224 | 533.5273 | 533.5273 | 533.5273 | 533.5273 | 533.5273 | 533.5273 | 533.5273 | 533.5273 | 533.5273 | 533.5273 | 533.5273 | 533.5273 | 533.5273 | 533.5273 | 533.5273 | 533.5273 | 533.5273 | 533.5273 | 533.5273 | 533.5273 | 533.5273 | 533.5273 | 533.5273 | 533.5273 | 533.5273 | 533.5273
[10 empty] | 0.063385 | 0.063388 | 0.067595 | 0.067595 | 0.067595 | 0.067595 | 0.067595 | 0.067595 | 0.067595 | 0.067595 | 0.067595 | 0.067595 | 0.067595 | 0.067595 | 0.067595 | 0.067595 | 0.067595 | 0.067595 | 0.067595 | 0.067595 | 0.067595 | 0.067595 | 0.067595 | 0.067595 | 0.067595 | 0.067595 | 0.067595 | 0.067595
[10 empty] | 0.063385 | 0.063388 | 0.067595 | 0.067595 | 0.067595 | 0.067595 | 0.067595 | 0.067595 | 0.067595 | 0.067595 | 0.067595 | 0.067595 | 0.067595 | 0.067595 | 0.067595 | 0.067595 | 0.067595 | 0.067595 | 0.067595 | 0.067595 | 0.067595 | 0.067595 | 0.067595 | 0.067595 | 0.067595 | 0.067595 | 0.067595 | 0.067595
[10 empty] | 21405.5949 | 21623.1417 | 21842.8995 | 22064.8908 | 22289.1381 | 22515.6645 | 22744.4931 | 22975.6473 | 23209.1507 | 23445.0273 | 23683.301 | 23923.9964 | 24167.138 | 24412.7507 | 24660.8595 | 24911.4899 | 25164.6675 | 25420.4181 | 25678.7679 | 25939.7434 | 26203.3712 | 26469.6783 | 26738.6918 | 27010.4394 | 27284.9488 | 27562.248 | 27842.3655 | 28125.3298
[10 empty] | 9.4417 | 9.4761 | 9.5158 | 9.5553 | 9.5955 | 9.6372 | 9.6797 | 9.7238 | 9.7707 | 9.8209 | 9.8752 | 9.9339 | 9.9977 | 10.0669 | 10.1423 | 10.2244 | 10.3113 | 10.4016 | 10.4948 | 10.5907 | 10.6892 | 10.79 | 10.8929 | 10.9998 | 11.1063 | 11.2147 | 11.3248 | 11.4366
[10 empty] | 1.1848 | 1.1891 | 1.1941 | 1.1991 | 1.2041 | 1.2093 | 1.2147 | 1.2202 | 1.2261 | 1.2324 | 1.2392 | 1.2466 | 1.2546 | 1.2633 | 1.2727 | 1.283 | 1.2939 | 1.3053 | 1.317 | 1.329 | 1.3414 | 1.354 | 1.3669 | 1.3803 | 1.3937 | 1.4073 | 1.4211 | 1.4351
[10 empty] | 1.1848 | 1.1891 | 1.1941 | 1.1991 | 1.2041 | 1.2093 | 1.2147 | 1.2202 | 1.2261 | 1.2324 | 1.2392 | 1.2466 | 1.2546 | 1.2633 | 1.2727 | 1.283 | 1.2939 | 1.3053 | 1.317 | 1.329 | 1.3414 | 1.354 | 1.3669 | 1.3803 | 1.3937 | 1.4073 | 1.4211 | 1.4351
[10 empty] | 0 | 748.7709 | 813.8067 | 869.8899 | 918.303 | 960.1452 | 1033.1718 | 1096.1184 | 1150.4284 | 1197.3394 | 1237.9119 | 1285.533 | 1326.7216 | 1413.8011 | 1488.8188 | 1553.5017 | 1476.8917 | 1420.9066 | 1381.3249 | 1354.7117 | 1338.2796 | 1335.0331 | 1341.6528 | 1573.6593 | 1580.4308 | 1589.8453 | 1602.91 | 1618.5092
[10 empty] | 397.0412 | 397.0756 | 405.972 | 405.972 | 405.972 | 405.972 | 405.972 | 405.972 | 405.972 | 405.972 | 405.972 | 405.972 | 405.972 | 405.972 | 405.972 | 405.972 | 405.972 | 405.972 | 405.972 | 405.972 | 405.972 | 405.972 | 405.972 | 405.972 | 405.972 | 405.972 | 405.972 | 405.972
[10 empty] | 0.049823 | 0.049828 | 0.050944 | 0.050944 | 0.050944 | 0.050944 | 0.050944 | 0.050944 | 0.050944 | 0.050944 | 0.050944 | 0.050944 | 0.050944 | 0.050944 | 0.050944 | 0.050944 | 0.050944 | 0.050944 | 0.050944 | 0.050944 | 0.050944 | 0.050944 | 0.050944 | 0.050944 | 0.050944 | 0.050944 | 0.050944 | 0.050944
[10 empty] | 0.049823 | 0.049828 | 0.050944 | 0.050944 | 0.050944 | 0.050944 | 0.050944 | 0.050944 | 0.050944 | 0.050944 | 0.050944 | 0.050944 | 0.050944 | 0.050944 | 0.050944 | 0.050944 | 0.050944 | 0.050944 | 0.050944 | 0.050944 | 0.050944 | 0.050944 | 0.050944 | 0.050944 | 0.050944 | 0.050944 | 0.050944 | 0.050944
[10 empty] | 75743.979 | 75633.8039 | 75523.789 | 75413.9342 | 75304.2392 | 75194.7037 | 75085.3276 | 74976.1105 | 74867.0523 | 74758.1528 | 74649.4116 | 74540.8286 | 74432.4036 | 74324.1363 | 74216.0264 | 74108.0739 | 74000.2783 | 73892.6395 | 73785.1573 | 73677.8315 | 73570.6617 | 73463.6479 | 73356.7897 | 73250.0869 | 73143.5393 | 73037.1467 | 72930.9089 | 72824.8256
[10 empty] | 4.5651 | 4.4477 | 4.3403 | 4.2425 | 4.1536 | 4.0694 | 3.9909 | 3.9193 | 3.8555 | 3.8001 | 3.752 | 3.71 | 3.6734 | 3.6414 | 3.6132 | 3.5884 | 3.5664 | 3.5469 | 3.5295 | 3.5138 | 3.4997 | 3.487 | 3.4753 | 3.4646 | 3.4548 | 3.4456 | 3.4371 | 3.429
[10 empty] | 0.38572 | 0.3758 | 0.36673 | 0.35846 | 0.35095 | 0.34384 | 0.33721 | 0.33116 | 0.32576 | 0.32108 | 0.31702 | 0.31347 | 0.31038 | 0.30767 | 0.30529 | 0.3032 | 0.30134 | 0.29969 | 0.29822 | 0.2969 | 0.29571 | 0.29463 | 0.29364 | 0.29274 | 0.2919 | 0.29113 | 0.29041 | 0.28973
[10 empty] | 0.38572 | 0.3758 | 0.36673 | 0.35846 | 0.35095 | 0.34384 | 0.33721 | 0.33116 | 0.32576 | 0.32108 | 0.31702 | 0.31347 | 0.31038 | 0.30767 | 0.30529 | 0.3032 | 0.30134 | 0.29969 | 0.29822 | 0.2969 | 0.29571 | 0.29463 | 0.29364 | 0.29274 | 0.2919 | 0.29113 | 0.29041 | 0.28973
[10 empty] | 0 | 4429.9503 | 4252.4788 | 4099.9112 | 3968.6598 | 4388.9981 | 4747.3207 | 5052.5665 | 5312.386 | 5533.3275 | 5360.5667 | 5187.6783 | 5018.1921 | 4854.6233 | 4773.8922 | 4755.3175 | 4782.4585 | 6103.3069 | 5955.3006 | 5811.279 | 5669.6392 | 5681.4685 | 5651.0516 | 5598.6751 | 5538.4231 | 5479.7214 | 5503.7397 | 5503.3205
[10 empty] | 46.8369 | 46.8369 | 46.8369 | 46.8369 | 46.8369 | 46.8369 | 46.8369 | 46.8369 | 46.8369 | 46.8369 | 46.8369 | 46.8369 | 46.8369 | 46.8369 | 46.8369 | 46.8369 | 46.8369 | 46.8369 | 46.8369 | 46.8369 | 46.8369 | 46.8369 | 46.8369 | 46.8369 | 46.8369 | 46.8369 | 46.8369 | 46.8369
[10 empty] | 0.0039574 | 0.0039574 | 0.0039574 | 0.0039574 | 0.0039574 | 0.0039574 | 0.0039574 | 0.0039574 | 0.0039574 | 0.0039574 | 0.0039574 | 0.0039574 | 0.0039574 | 0.0039574 | 0.0039574 | 0.0039574 | 0.0039574 | 0.0039574 | 0.0039574 | 0.0039574 | 0.0039574 | 0.0039574 | 0.0039574 | 0.0039574 | 0.0039574 | 0.0039574 | 0.0039574 | 0.0039574
[10 empty] | 0.0039574 | 0.0039574 | 0.0039574 | 0.0039574 | 0.0039574 | 0.0039574 | 0.0039574 | 0.0039574 | 0.0039574 | 0.0039574 | 0.0039574 | 0.0039574 | 0.0039574 | 0.0039574 | 0.0039574 | 0.0039574 | 0.0039574 | 0.0039574 | 0.0039574 | 0.0039574 | 0.0039574 | 0.0039574 | 0.0039574 | 0.0039574 | 0.0039574 | 0.0039574 | 0.0039574 | 0.0039574
[10 empty] | 63548.7579 | 63679.3818 | 63810.2741 | 63941.4355 | 64072.8665 | 64204.5676 | 64336.5395 | 64468.7826 | 64601.2975 | 64734.0848 | 64867.1451 | 65000.4789 | 65134.0867 | 65267.9692 | 65402.1269 | 65536.5603 | 65671.27 | 65806.2567 | 65941.5208 | 66077.0629 | 66212.8837 | 66348.9836 | 66485.3633 | 66622.0233 | 66758.9642 | 66896.1866 | 67033.691 | 67171.4781
[10 empty] | 47.7151 | 47.2223 | 46.7499 | 46.2975 | 45.8683 | 45.4649 | 45.0899 | 44.7374 | 44.4122 | 44.1187 | 43.8606 | 43.6415 | 43.4568 | 43.3021 | 43.1743 | 43.0702 | 42.9874 | 42.9235 | 42.8763 | 42.8441 | 42.8252 | 42.8193 | 42.8226 | 42.8354 | 42.8566 | 42.8852 | 42.9205 | 42.9617
[10 empty] | 6.1772 | 6.1134 | 6.0523 | 5.9937 | 5.9382 | 5.8859 | 5.8374 | 5.7917 | 5.7496 | 5.7116 | 5.6782 | 5.6499 | 5.626 | 5.6059 | 5.5894 | 5.5759 | 5.5652 | 5.5569 | 5.5508 | 5.5466 | 5.5442 | 5.5434 | 5.5439 | 5.5455 | 5.5483 | 5.552 | 5.5565 | 5.5619
[10 empty] | 6.1772 | 6.1134 | 6.0523 | 5.9937 | 5.9382 | 5.8859 | 5.8374 | 5.7917 | 5.7496 | 5.7116 | 5.6782 | 5.6499 | 5.626 | 5.6059 | 5.5894 | 5.5759 | 5.5652 | 5.5569 | 5.5508 | 5.5466 | 5.5442 | 5.5434 | 5.5439 | 5.5455 | 5.5483 | 5.552 | 5.5565 | 5.5619
[10 empty] | 0 | 2813.4948 | 2882.6742 | 2944.1974 | 2998.9151 | 3047.5836 | 3090.875 | 3270.992 | 3431.1267 | 3573.4994 | 3700.0838 | 3812.6341 | 3716.7076 | 3639.1571 | 3577.0904 | 3528.0309 | 3489.8612 | 3460.7741 | 3454.9632 | 3467.622 | 3494.725 | 4399.3179 | 4370.8363 | 4332.5348 | 4287.8083 | 4239.3241 | 4189.1519 | 4182.4802
[10 empty] | 632.7283 | 632.7432 | 634.0898 | 634.0898 | 634.0898 | 634.0898 | 634.0898 | 634.0898 | 634.0898 | 634.0898 | 634.0898 | 634.0898 | 634.0898 | 634.0898 | 634.0898 | 634.0898 | 634.0898 | 634.0898 | 634.0898 | 634.0898 | 634.0898 | 634.0898 | 634.0898 | 634.0898 | 634.0898 | 634.0898 | 634.0898 | 634.0898
[10 empty] | 0.081914 | 0.081916 | 0.08209 | 0.08209 | 0.08209 | 0.08209 | 0.08209 | 0.08209 | 0.08209 | 0.08209 | 0.08209 | 0.08209 | 0.08209 | 0.08209 | 0.08209 | 0.08209 | 0.08209 | 0.08209 | 0.08209 | 0.08209 | 0.08209 | 0.08209 | 0.08209 | 0.08209 | 0.08209 | 0.08209 | 0.08209 | 0.08209
[10 empty] | 0.081914 | 0.081916 | 0.08209 | 0.08209 | 0.08209 | 0.08209 | 0.08209 | 0.08209 | 0.08209 | 0.08209 | 0.08209 | 0.08209 | 0.08209 | 0.08209 | 0.08209 | 0.08209 | 0.08209 | 0.08209 | 0.08209 | 0.08209 | 0.08209 | 0.08209 | 0.08209 | 0.08209 | 0.08209 | 0.08209 | 0.08209 | 0.08209
[10 empty] | 35641.0964 | 36459.6106 | 37296.9223 | 38153.4633 | 39029.6751 | 39926.0095 | 40842.9287 | 41780.9053 | 42740.423 | 43721.9765 | 44726.0718 | 45753.2266 | 46803.9705 | 47878.8452 | 48978.4049 | 50103.2165 | 51253.8599 | 52430.9283 | 53635.0287 | 54866.7818 | 56126.8226 | 57415.8009 | 58734.3812 | 60083.2433 | 61463.0826 | 62874.6105 | 64318.5549 | 65795.66
[10 empty] | 3.9482 | 4.028 | 4.1527 | 4.2802 | 4.4106 | 4.5441 | 4.6808 | 4.8206 | 4.9637 | 5.1102 | 5.2616 | 5.4116 | 5.5609 | 5.71 | 5.8595 | 6.0098 | 6.1613 | 6.3266 | 6.4798 | 6.6354 | 6.7935 | 6.9545 | 7.1185 | 7.2856 | 7.456 | 7.63 | 7.8075 | 7.9887
[10 empty] | 0.75415 | 0.76939 | 0.7932 | 0.81756 | 0.84248 | 0.86798 | 0.89407 | 0.92078 | 0.94812 | 0.9761 | 1.005 | 1.0337 | 1.0622 | 1.0907 | 1.1192 | 1.1479 | 1.1769 | 1.2084 | 1.2377 | 1.2674 | 1.2976 | 1.3284 | 1.3597 | 1.3916 | 1.4242 | 1.4574 | 1.4913 | 1.5259
[10 empty] | 0.75415 | 0.76939 | 0.7932 | 0.81756 | 0.84248 | 0.86798 | 0.89407 | 0.92078 | 0.94812 | 0.9761 | 1.005 | 1.0337 | 1.0622 | 1.0907 | 1.1192 | 1.1479 | 1.1769 | 1.2084 | 1.2377 | 1.2674 | 1.2976 | 1.3284 | 1.3597 | 1.3916 | 1.4242 | 1.4574 | 1.4913 | 1.5259
[10 empty] | 0 | 3194.5873 | 3213.3848 | 3232.6141 | 3252.2849 | 3272.4075 | 3292.9923 | 3314.0497 | 3335.5908 | 3357.6266 | 3497.099 | 3623.0701 | 3737.6161 | 3842.5202 | 3939.314 | 4029.3142 | 4113.6528 | 5124.0696 | 5072.3819 | 5052.6111 | 5058.3747 | 5084.5011 | 5126.8145 | 5181.9572 | 5247.2419 | 5320.5294 | 5567.1632 | 5772.6214
[10 empty] | 108.3852 | 108.3852 | 121.572 | 121.572 | 121.572 | 121.572 | 121.572 | 121.572 | 121.572 | 121.572 | 121.572 | 121.572 | 121.572 | 121.572 | 121.572 | 121.572 | 121.572 | 121.572 | 121.572 | 121.572 | 121.572 | 121.572 | 121.572 | 121.572 | 121.572 | 121.572 | 121.572 | 121.572
[10 empty] | 0.020703 | 0.020703 | 0.023221 | 0.023221 | 0.023221 | 0.023221 | 0.023221 | 0.023221 | 0.023221 | 0.023221 | 0.023221 | 0.023221 | 0.023221 | 0.023221 | 0.023221 | 0.023221 | 0.023221 | 0.023221 | 0.023221 | 0.023221 | 0.023221 | 0.023221 | 0.023221 | 0.023221 | 0.023221 | 0.023221 | 0.023221 | 0.023221
[10 empty] | 0.020703 | 0.020703 | 0.023221 | 0.023221 | 0.023221 | 0.023221 | 0.023221 | 0.023221 | 0.023221 | 0.023221 | 0.023221 | 0.023221 | 0.023221 | 0.023221 | 0.023221 | 0.023221 | 0.023221 | 0.023221 | 0.023221 | 0.023221 | 0.023221 | 0.023221 | 0.023221 | 0.023221 | 0.023221 | 0.023221 | 0.023221 | 0.023221
[10 empty] | 66061.086 | 65738.1401 | 65416.7729 | 65096.9768 | 64778.744 | 64462.067 | 64146.938 | 63833.3496 | 63521.2942 | 63210.7643 | 62901.7525 | 62594.2513 | 62288.2533 | 61983.7513 | 61680.7378 | 61379.2056 | 61079.1475 | 60780.5563 | 60483.4248 | 60187.7458 | 59893.5123 | 59600.7171 | 59309.3534 | 59019.4139 | 58730.8919 | 58443.7804 | 58158.0724 | 57873.7611
[10 empty] | 17.7889 | 17.6985 | 17.6105 | 17.523 | 17.4361 | 17.3497 | 17.2639 | 17.1787 | 17.0941 | 17.0101 | 16.9267 | 16.8439 | 16.7618 | 16.6803 | 16.5992 | 16.5188 | 16.4388 | 16.3594 | 16.2805 | 16.2019 | 16.1234 | 16.0453 | 15.9674 | 15.8898 | 15.8126 | 15.7361 | 15.6594 | 15.583
[10 empty] | 4.4738 | 4.451 | 4.4289 | 4.4069 | 4.3851 | 4.3633 | 4.3417 | 4.3203 | 4.299 | 4.2779 | 4.2569 | 4.2361 | 4.2155 | 4.195 | 4.1746 | 4.1543 | 4.1342 | 4.1143 | 4.0944 | 4.0747 | 4.0549 | 4.0353 | 4.0157 | 3.9962 | 3.9767 | 3.9575 | 3.9382 | 3.919
[10 empty] | 4.4738 | 4.451 | 4.4289 | 4.4069 | 4.3851 | 4.3633 | 4.3417 | 4.3203 | 4.299 | 4.2779 | 4.2569 | 4.2361 | 4.2155 | 4.195 | 4.1746 | 4.1543 | 4.1342 | 4.1143 | 4.0944 | 4.0747 | 4.0549 | 4.0353 | 4.0157 | 3.9962 | 3.9767 | 3.9575 | 3.9382 | 3.919
[10 empty] | 0 | 2164.0297 | 2060.9954 | 2249.1612 | 2407.2562 | 2539.7141 | 2650.3164 | 2742.2886 | 2868.8795 | 2974.2653 | 3061.577 | 3133.4848 | 3192.2663 | 3060.2015 | 2945.9073 | 2846.7787 | 2760.5936 | 2685.4567 | 2575.0031 | 2467.2488 | 2400.0716 | 2363.5523 | 2349.8131 | 2352.6315 | 2367.1242 | 2956.6687 | 2888.8813 | 2917.8364
[10 empty] | 268.443 | 268.443 | 269.28 | 269.28 | 269.28 | 269.28 | 269.28 | 269.28 | 269.28 | 269.28 | 269.28 | 269.28 | 269.28 | 269.28 | 269.28 | 269.28 | 269.28 | 269.28 | 269.28 | 269.28 | 269.28 | 269.28 | 269.28 | 269.28 | 269.28 | 269.28 | 269.28 | 269.28
[10 empty] | 0.067511 | 0.067511 | 0.067722 | 0.067722 | 0.067722 | 0.067722 | 0.067722 | 0.067722 | 0.067722 | 0.067722 | 0.067722 | 0.067722 | 0.067722 | 0.067722 | 0.067722 | 0.067722 | 0.067722 | 0.067722 | 0.067722 | 0.067722 | 0.067722 | 0.067722 | 0.067722 | 0.067722 | 0.067722 | 0.067722 | 0.067722 | 0.067722
[10 empty] | 0.067511 | 0.067511 | 0.067722 | 0.067722 | 0.067722 | 0.067722 | 0.067722 | 0.067722 | 0.067722 | 0.067722 | 0.067722 | 0.067722 | 0.067722 | 0.067722 | 0.067722 | 0.067722 | 0.067722 | 0.067722 | 0.067722 | 0.067722 | 0.067722 | 0.067722 | 0.067722 | 0.067722 | 0.067722 | 0.067722 | 0.067722 | 0.067722
[10 empty] | 76248.697 | 76703.0181 | 77160.0463 | 77619.7976 | 78082.2883 | 78547.5348 | 79015.5533 | 79486.3605 | 79959.973 | 80436.4075 | 80915.6807 | 81397.8097 | 81882.8113 | 82370.7029 | 82861.5014 | 83355.2244 | 83851.8892 | 84351.5132 | 84854.1143 | 85359.7101 | 85868.3184 | 86379.9572 | 86894.6445 | 87412.3986 | 87933.2377 | 88457.1802 | 88984.2445 | 89514.4492
[10 empty] | 9.2124 | 9.235 | 9.26 | 9.2874 | 9.3174 | 9.3486 | 9.3815 | 9.4166 | 9.4543 | 9.4948 | 9.5379 | 9.5831 | 9.6302 | 9.6791 | 9.7294 | 9.7812 | 9.8341 | 9.8881 | 9.943 | 9.9989 | 10.0556 | 10.113 | 10.1711 | 10.2299 | 10.2893 | 10.3493 | 10.4098 | 10.4708
[10 empty] | 2.3169 | 2.3225 | 2.3288 | 2.3357 | 2.3433 | 2.3511 | 2.3594 | 2.3682 | 2.3777 | 2.3879 | 2.3987 | 2.4101 | 2.4219 | 2.4342 | 2.4469 | 2.4599 | 2.4732 | 2.4868 | 2.5006 | 2.5146 | 2.5289 | 2.5433 | 2.558 | 2.5727 | 2.5877 | 2.6028 | 2.618 | 2.6333
[10 empty] | 2.3169 | 2.3225 | 2.3288 | 2.3357 | 2.3433 | 2.3511 | 2.3594 | 2.3682 | 2.3777 | 2.3879 | 2.3987 | 2.4101 | 2.4219 | 2.4342 | 2.4469 | 2.4599 | 2.4732 | 2.4868 | 2.5006 | 2.5146 | 2.5289 | 2.5433 | 2.558 | 2.5727 | 2.5877 | 2.6028 | 2.618 | 2.6333
[10 empty] | 0 | 4413.8477 | 4394.9376 | 4379.1318 | 4365.9893 | 4871.3135 | 5304.8586 | 5676.8813 | 5996.1728 | 6270.2688 | 6075.9666 | 5907.1429 | 5760.6039 | 5633.5491 | 5597.2641 | 5628.5304 | 5708.9113 | 7109.8662 | 7058.766 | 6988.5558 | 6905.4796 | 6964.8446 | 6977.1158 | 6964.9791 | 6944.1356 | 6925.0437 | 6972.8064 | 7014.3337
[10 empty] | 116.91 | 116.91 | 116.91 | 116.91 | 116.91 | 116.91 | 116.91 | 116.91 | 116.91 | 116.91 | 116.91 | 116.91 | 116.91 | 116.91 | 116.91 | 116.91 | 116.91 | 116.91 | 116.91 | 116.91 | 116.91 | 116.91 | 116.91 | 116.91 | 116.91 | 116.91 | 116.91 | 116.91
[10 empty] | 0.029402 | 0.029402 | 0.029402 | 0.029402 | 0.029402 | 0.029402 | 0.029402 | 0.029402 | 0.029402 | 0.029402 | 0.029402 | 0.029402 | 0.029402 | 0.029402 | 0.029402 | 0.029402 | 0.029402 | 0.029402 | 0.029402 | 0.029402 | 0.029402 | 0.029402 | 0.029402 | 0.029402 | 0.029402 | 0.029402 | 0.029402 | 0.029402
[10 empty] | 0.029402 | 0.029402 | 0.029402 | 0.029402 | 0.029402 | 0.029402 | 0.029402 | 0.029402 | 0.029402 | 0.029402 | 0.029402 | 0.029402 | 0.029402 | 0.029402 | 0.029402 | 0.029402 | 0.029402 | 0.029402 | 0.029402 | 0.029402 | 0.029402 | 0.029402 | 0.029402 | 0.029402 | 0.029402 | 0.029402 | 0.029402 | 0.029402
[10 empty] | 50369.7541 | 49315.2781 | 48282.8773 | 47272.0895 | 46282.4622 | 45313.5525 | 44364.9267 | 43436.16 | 42526.8368 | 41636.55 | 40764.9011 | 39911.4999 | 39075.9644 | 38257.9206 | 37457.0023 | 36672.851 | 35905.1156 | 35153.4526 | 34417.5254 | 33697.0047 | 32991.5678 | 32300.8991 | 31624.6892 | 30962.6357 | 30314.442 | 29679.8181 | 29058.4799 | 28450.1492
[10 empty] | 10.1266 | 9.6171 | 9.7578 | 9.0827 | 8.498 | 7.9485 | 7.2632 | 6.7725 | 6.3462 | 5.936 | 5.7812 | 5.6403 | 5.5092 | 5.3854 | 5.2671 | 5.1532 | 5.043 | 4.9359 | 4.8315 | 4.7297 | 4.6303 | 4.5331 | 4.438 | 4.345 | 4.2539 | 4.1648 | 4.0776 | 3.9922
[10 empty] | 1.265 | 1.2014 | 1.219 | 1.1346 | 1.0616 | 0.99296 | 0.90735 | 0.84604 | 0.79279 | 0.74155 | 0.72221 | 0.7046 | 0.68823 | 0.67276 | 0.65799 | 0.64376 | 0.62999 | 0.61661 | 0.60357 | 0.59086 | 0.57843 | 0.56629 | 0.55441 | 0.54279 | 0.53142 | 0.52028 | 0.50939 | 0.49872
[10 empty] | 1.265 | 1.2014 | 1.219 | 1.1346 | 1.0616 | 0.99296 | 0.90735 | 0.84604 | 0.79279 | 0.74155 | 0.72221 | 0.7046 | 0.68823 | 0.67276 | 0.65799 | 0.64376 | 0.62999 | 0.61661 | 0.60357 | 0.59086 | 0.57843 | 0.56629 | 0.55441 | 0.54279 | 0.53142 | 0.52028 | 0.50939 | 0.49872
[10 empty] | 0 | 9393.3863 | 8430.3437 | 7753.6231 | 7264.7957 | 7618.8572 | 7554.9914 | 7306.0364 | 8593.8897 | 7812.3115 | 7327.9442 | 6965.1341 | 7264.6086 | 7150.7661 | 6896.3497 | 6880.0584 | 6613.2351 | 6452.0483 | 6287.8949 | 6287.2804 | 6135.8188 | 5963.2379 | 5839.97 | 5716.5897 | 5606.7105 | 5481.0522 | 5388.5504 | 5264.6866
[10 empty] | 179.9321 | 179.9321 | 247.3768 | 140.3218 | 140.3218 | 140.3218 | 140.3218 | 140.3218 | 140.3218 | 140.3218 | 140.3218 | 140.3218 | 140.3218 | 140.3218 | 140.3218 | 140.3218 | 140.3218 | 140.3218 | 140.3218 | 140.3218 | 140.3218 | 140.3218 | 140.3218 | 140.3218 | 140.3218 | 140.3218 | 140.3218 | 140.3218
[10 empty] | 0.022478 | 0.022478 | 0.030903 | 0.017529 | 0.017529 | 0.017529 | 0.017529 | 0.017529 | 0.017529 | 0.017529 | 0.017529 | 0.017529 | 0.017529 | 0.017529 | 0.017529 | 0.017529 | 0.017529 | 0.017529 | 0.017529 | 0.017529 | 0.017529 | 0.017529 | 0.017529 | 0.017529 | 0.017529 | 0.017529 | 0.017529 | 0.017529
[10 empty] | 0.022478 | 0.022478 | 0.030903 | 0.017529 | 0.017529 | 0.017529 | 0.017529 | 0.017529 | 0.017529 | 0.017529 | 0.017529 | 0.017529 | 0.017529 | 0.017529 | 0.017529 | 0.017529 | 0.017529 | 0.017529 | 0.017529 | 0.017529 | 0.017529 | 0.017529 | 0.017529 | 0.017529 | 0.017529 | 0.017529 | 0.017529 | 0.017529
[10 empty] | 57446.7906 | 56244.1589 | 55066.704 | 53913.8988 | 52785.2272 | 51680.184 | 50598.2746 | 49539.0146 | 48501.93 | 47486.5563 | 46492.4393 | 45519.1338 | 44566.2041 | 43633.2237 | 42719.7751 | 41825.4491 | 40949.8457 | 40092.5727 | 39253.2465 | 38431.4914 | 37626.9394 | 36839.2305 | 36068.0121 | 35312.9389 | 34573.6729 | 33849.8833 | 33141.2459 | 32447.4437
[10 empty] | 1.8478 | 1.809 | 1.7903 | 1.7473 | 1.7046 | 1.6625 | 1.6212 | 1.5807 | 1.5425 | 1.5001 | 1.4622 | 1.4268 | 1.3905 | 1.3609 | 1.3321 | 1.304 | 1.2765 | 1.2497 | 1.2235 | 1.1978 | 1.1727 | 1.1482 | 1.1241 | 1.1006 | 1.0775 | 1.055 | 1.0329 | 1.0113
[10 empty] | 0.23084 | 0.22599 | 0.22365 | 0.21828 | 0.21295 | 0.20769 | 0.20252 | 0.19746 | 0.1927 | 0.1874 | 0.18266 | 0.17825 | 0.17371 | 0.17001 | 0.16641 | 0.1629 | 0.15947 | 0.15612 | 0.15284 | 0.14964 | 0.1465 | 0.14343 | 0.14043 | 0.13749 | 0.13461 | 0.13179 | 0.12903 | 0.12633
[10 empty] | 0.23084 | 0.22599 | 0.22365 | 0.21828 | 0.21295 | 0.20769 | 0.20252 | 0.19746 | 0.1927 | 0.1874 | 0.18266 | 0.17825 | 0.17371 | 0.17001 | 0.16641 | 0.1629 | 0.15947 | 0.15612 | 0.15284 | 0.14964 | 0.1465 | 0.14343 | 0.14043 | 0.13749 | 0.13461 | 0.13179 | 0.12903 | 0.12633
[10 empty] | 0 | 2678.2933 | 4370.3733 | 5419.9158 | 6051.2165 | 6410.6519 | 6593.7395 | 6662.8017 | 5118.7505 | 4597.3188 | 4558.6645 | 5143.0646 | 5479.1309 | 5654.0572 | 5724.7358 | 5285.6841 | 4822.237 | 4491.0133 | 4185.1572 | 4240.4364 | 4402.2339 | 4627.632 | 4610.803 | 4441.9654 | 4220.4735 | 3906.7344 | 3712.4743 | 3651.774
[10 empty] | 32.1395 | 32.1395 | 36.5735 | 31.1662 | 31.1662 | 31.1662 | 31.1662 | 31.1662 | 31.1662 | 31.1662 | 31.1662 | 31.1662 | 31.1662 | 31.1662 | 31.1662 | 31.1662 | 31.1662 | 31.1662 | 31.1662 | 31.1662 | 31.1662 | 31.1662 | 31.1662 | 31.1662 | 31.1662 | 31.1662 | 31.1662 | 31.1662
[10 empty] | 0.004015 | 0.004015 | 0.0045689 | 0.0038934 | 0.0038934 | 0.0038934 | 0.0038934 | 0.0038934 | 0.0038934 | 0.0038934 | 0.0038934 | 0.0038934 | 0.0038934 | 0.0038934 | 0.0038934 | 0.0038934 | 0.0038934 | 0.0038934 | 0.0038934 | 0.0038934 | 0.0038934 | 0.0038934 | 0.0038934 | 0.0038934 | 0.0038934 | 0.0038934 | 0.0038934 | 0.0038934
[10 empty] | 0.004015 | 0.004015 | 0.0045689 | 0.0038934 | 0.0038934 | 0.0038934 | 0.0038934 | 0.0038934 | 0.0038934 | 0.0038934 | 0.0038934 | 0.0038934 | 0.0038934 | 0.0038934 | 0.0038934 | 0.0038934 | 0.0038934 | 0.0038934 | 0.0038934 | 0.0038934 | 0.0038934 | 0.0038934 | 0.0038934 | 0.0038934 | 0.0038934 | 0.0038934 | 0.0038934 | 0.0038934
[10 empty] | 109199.2648 | 109255.5659 | 109311.8959 | 109368.255 | 109424.6432 | 109481.0604 | 109537.5067 | 109593.9821 | 109650.4867 | 109707.0204 | 109763.5832 | 109820.1752 | 109876.7963 | 109933.4467 | 109990.1262 | 110046.835 | 110103.573 | 110160.3403 | 110217.1368 | 110273.9627 | 110330.8178 | 110387.7022 | 110444.616 | 110501.5591 | 110558.5316 | 110615.5334 | 110672.5646 | 110729.6253
[10 empty] | 3.3533 | 3.3533 | 3.6611 | 3.6158 | 3.5709 | 3.5261 | 3.379 | 3.2815 | 3.2079 | 3.0987 | 3.0962 | 3.0951 | 3.0948 | 3.0952 | 3.096 | 3.0971 | 3.0983 | 3.0997 | 3.1011 | 3.1026 | 3.1041 | 3.1057 | 3.1073 | 3.1088 | 3.1104 | 3.112 | 3.1136 | 3.1152
[10 empty] | 0.4189 | 0.41891 | 0.45736 | 0.4517 | 0.44608 | 0.4405 | 0.42212 | 0.40994 | 0.40075 | 0.3871 | 0.38679 | 0.38665 | 0.38662 | 0.38667 | 0.38677 | 0.3869 | 0.38705 | 0.38722 | 0.3874 | 0.38759 | 0.38778 | 0.38797 | 0.38817 | 0.38837 | 0.38857 | 0.38876 | 0.38896 | 0.38916
[10 empty] | 0.4189 | 0.41891 | 0.45736 | 0.4517 | 0.44608 | 0.4405 | 0.42212 | 0.40994 | 0.40075 | 0.3871 | 0.38679 | 0.38665 | 0.38662 | 0.38667 | 0.38677 | 0.3869 | 0.38705 | 0.38722 | 0.3874 | 0.38759 | 0.38778 | 0.38797 | 0.38817 | 0.38837 | 0.38857 | 0.38876 | 0.38896 | 0.38916
[10 empty] | 0 | 18256.1785 | 18256.2075 | 18256.2366 | 18256.2656 | 18275.0617 | 18287.6118 | 18295.9979 | 21907.7668 | 20715.7348 | 19925.2399 | 19401.0484 | 20259.2272 | 20432.7784 | 20284.1681 | 20722.1531 | 20351.3135 | 20241.2633 | 20170.9726 | 20543.1777 | 20532.4759 | 20425.0309 | 20445.8512 | 20424.0417 | 20457.4585 | 20451.7849 | 20542.359 | 20519.8458
[10 empty] | 30.6499 | 30.6499 | 47.4906 | 28.1335 | 28.1335 | 28.1335 | 28.1335 | 28.1335 | 28.1335 | 28.1335 | 28.1335 | 28.1335 | 28.1335 | 28.1335 | 28.1335 | 28.1335 | 28.1335 | 28.1335 | 28.1335 | 28.1335 | 28.1335 | 28.1335 | 28.1335 | 28.1335 | 28.1335 | 28.1335 | 28.1335 | 28.1335
[10 empty] | 0.0038289 | 0.0038289 | 0.0059327 | 0.0035145 | 0.0035145 | 0.0035145 | 0.0035145 | 0.0035145 | 0.0035145 | 0.0035145 | 0.0035145 | 0.0035145 | 0.0035145 | 0.0035145 | 0.0035145 | 0.0035145 | 0.0035145 | 0.0035145 | 0.0035145 | 0.0035145 | 0.0035145 | 0.0035145 | 0.0035145 | 0.0035145 | 0.0035145 | 0.0035145 | 0.0035145 | 0.0035145
[10 empty] | 0.0038289 | 0.0038289 | 0.0059327 | 0.0035145 | 0.0035145 | 0.0035145 | 0.0035145 | 0.0035145 | 0.0035145 | 0.0035145 | 0.0035145 | 0.0035145 | 0.0035145 | 0.0035145 | 0.0035145 | 0.0035145 | 0.0035145 | 0.0035145 | 0.0035145 | 0.0035145 | 0.0035145 | 0.0035145 | 0.0035145 | 0.0035145 | 0.0035145 | 0.0035145 | 0.0035145 | 0.0035145
[10 empty] | 67790.5696 | 66929.5851 | 66079.5357 | 65240.2825 | 64411.6883 | 63593.6178 | 62785.9374 | 61988.515 | 61201.2204 | 60423.925 | 59656.5017 | 58898.8252 | 58150.7717 | 57412.2189 | 56683.0463 | 55963.1346 | 55252.3663 | 54550.6252 | 53857.7966 | 53173.7675 | 52498.4259 | 51831.6616 | 51173.3657 | 50523.4306 | 49881.75 | 49248.2193 | 48622.7347 | 48005.1943
[10 empty] | 1.2392 | 1.2199 | 1.3588 | 1.4943 | 1.6266 | 1.7558 | 1.8818 | 1.9751 | 2.0425 | 2.0896 | 2.1208 | 2.1763 | 2.1774 | 2.1724 | 2.1627 | 2.1494 | 2.1333 | 2.1151 | 2.0952 | 2.0741 | 2.0521 | 2.0295 | 2.0064 | 1.9831 | 1.9596 | 1.936 | 1.9125 | 1.889
[10 empty] | 0.15481 | 0.15239 | 0.16974 | 0.18668 | 0.20321 | 0.21934 | 0.23508 | 0.24673 | 0.25516 | 0.26104 | 0.26494 | 0.27187 | 0.272 | 0.27138 | 0.27018 | 0.26851 | 0.2665 | 0.26422 | 0.26174 | 0.2591 | 0.25635 | 0.25353 | 0.25065 | 0.24773 | 0.2448 | 0.24185 | 0.23891 | 0.23598
[10 empty] | 0.15481 | 0.15239 | 0.16974 | 0.18668 | 0.20321 | 0.21934 | 0.23508 | 0.24673 | 0.25516 | 0.26104 | 0.26494 | 0.27187 | 0.272 | 0.27138 | 0.27018 | 0.26851 | 0.2665 | 0.26422 | 0.26174 | 0.2591 | 0.25635 | 0.25353 | 0.25065 | 0.24773 | 0.2448 | 0.24185 | 0.23891 | 0.23598
[10 empty] | 0 | 7436.6206 | 7342.1706 | 7248.9203 | 7156.8543 | 7065.9575 | 6976.2153 | 6887.6128 | 6800.1356 | 6713.7694 | 6628.5002 | 8259.8665 | 7816.208 | 7449.3768 | 7143.4351 | 6885.7923 | 6988.3693 | 6986.1504 | 6915.5737 | 6802.4294 | 6664.7251 | 6970.9666 | 6738.5246 | 6558.1146 | 6407.3637 | 6272.7045 | 6306.1459 | 6265.0742
[10 empty] | 17.9558 | 17.9558 | 39.42 | 39.42 | 39.42 | 39.42 | 39.42 | 39.42 | 39.42 | 39.42 | 39.42 | 39.42 | 39.42 | 39.42 | 39.42 | 39.42 | 39.42 | 39.42 | 39.42 | 39.42 | 39.42 | 39.42 | 39.42 | 39.42 | 39.42 | 39.42 | 39.42 | 39.42
[10 empty] | 0.0022431 | 0.0022431 | 0.0049245 | 0.0049245 | 0.0049245 | 0.0049245 | 0.0049245 | 0.0049245 | 0.0049245 | 0.0049245 | 0.0049245 | 0.0049245 | 0.0049245 | 0.0049245 | 0.0049245 | 0.0049245 | 0.0049245 | 0.0049245 | 0.0049245 | 0.0049245 | 0.0049245 | 0.0049245 | 0.0049245 | 0.0049245 | 0.0049245 | 0.0049245 | 0.0049245 | 0.0049245
[10 empty] | 0.0022431 | 0.0022431 | 0.0049245 | 0.0049245 | 0.0049245 | 0.0049245 | 0.0049245 | 0.0049245 | 0.0049245 | 0.0049245 | 0.0049245 | 0.0049245 | 0.0049245 | 0.0049245 | 0.0049245 | 0.0049245 | 0.0049245 | 0.0049245 | 0.0049245 | 0.0049245 | 0.0049245 | 0.0049245 | 0.0049245 | 0.0049245 | 0.0049245 | 0.0049245 | 0.0049245 | 0.0049245
[10 empty] | 121542.3313 | 121347.8636 | 121153.707 | 120959.8611 | 120766.3253 | 120573.0992 | 120380.1822 | 120187.5739 | 119995.2738 | 119803.2813 | 119611.5961 | 119420.2175 | 119229.1452 | 119038.3786 | 118847.9172 | 118657.7605 | 118467.9081 | 118278.3594 | 118089.114 | 117900.1715 | 117711.5312 | 117523.1927 | 117335.1556 | 117147.4194 | 116959.9835 | 116772.8475 | 116586.011 | 116399.4734
[10 empty] | 15.3929 | 15.3683 | 15.5005 | 15.6878 | 15.919 | 16.1849 | 16.4782 | 16.7932 | 17.1253 | 17.4707 | 17.7577 | 17.9808 | 18.153 | 18.2844 | 18.3834 | 18.4787 | 18.5264 | 18.5586 | 18.5782 | 18.5878 | 18.5896 | 18.585 | 18.5753 | 18.5616 | 18.5447 | 18.5253 | 18.5038 | 18.4807
[10 empty] | 2.3503 | 2.3465 | 2.3667 | 2.3953 | 2.4306 | 2.4712 | 2.516 | 2.5641 | 2.6148 | 2.6675 | 2.7114 | 2.7454 | 2.7717 | 2.7918 | 2.8069 | 2.8215 | 2.8287 | 2.8336 | 2.8366 | 2.8381 | 2.8384 | 2.8377 | 2.8362 | 2.8341 | 2.8315 | 2.8286 | 2.8253 | 2.8218
[10 empty] | 2.3503 | 2.3465 | 2.3667 | 2.3953 | 2.4306 | 2.4712 | 2.516 | 2.5641 | 2.6148 | 2.6675 | 2.7114 | 2.7454 | 2.7717 | 2.7918 | 2.8069 | 2.8215 | 2.8287 | 2.8336 | 2.8366 | 2.8381 | 2.8384 | 2.8377 | 2.8362 | 2.8341 | 2.8315 | 2.8286 | 2.8253 | 2.8218
[10 empty] | 0 | 2696.6192 | 4846.1483 | 6558.7125 | 7922.2709 | 9007.0784 | 9869.2489 | 10553.6014 | 11095.9342 | 11524.8397 | 9736.727 | 8732.2804 | 8267.6208 | 8165.2976 | 8297.4272 | 9264.1602 | 10032.0902 | 10641.2391 | 11123.573 | 11085.4234 | 10800.3134 | 10435.7612 | 10088.2905 | 9807.9539 | 9206.5054 | 9077.6507 | 9232.7716 | 9544.4443
[10 empty] | 126.6466 | 126.6466 | 158.994 | 158.994 | 158.994 | 158.994 | 158.994 | 158.994 | 158.994 | 158.994 | 158.994 | 158.994 | 158.994 | 158.994 | 158.994 | 158.994 | 158.994 | 158.994 | 158.994 | 158.994 | 158.994 | 158.994 | 158.994 | 158.994 | 158.994 | 158.994 | 158.994 | 158.994
[10 empty] | 0.019337 | 0.019337 | 0.024276 | 0.024276 | 0.024276 | 0.024276 | 0.024276 | 0.024276 | 0.024276 | 0.024276 | 0.024276 | 0.024276 | 0.024276 | 0.024276 | 0.024276 | 0.024276 | 0.024276 | 0.024276 | 0.024276 | 0.024276 | 0.024276 | 0.024276 | 0.024276 | 0.024276 | 0.024276 | 0.024276 | 0.024276 | 0.024276
[10 empty] | 0.019337 | 0.019337 | 0.024276 | 0.024276 | 0.024276 | 0.024276 | 0.024276 | 0.024276 | 0.024276 | 0.024276 | 0.024276 | 0.024276 | 0.024276 | 0.024276 | 0.024276 | 0.024276 | 0.024276 | 0.024276 | 0.024276 | 0.024276 | 0.024276 | 0.024276 | 0.024276 | 0.024276 | 0.024276 | 0.024276 | 0.024276 | 0.024276
[10 empty] | 121425.3841 | 118883.3795 | 116394.5909 | 113957.9044 | 111572.2293 | 109236.4975 | 106949.6636 | 104710.7039 | 102518.6162 | 100372.4192 | 98271.1521 | 96213.8745 | 94199.6654 | 92227.6231 | 90296.865 | 88406.5267 | 86555.7621 | 84743.7428 | 82969.6575 | 81232.7121 | 79532.1292 | 77867.1475 | 76237.0217 | 74641.0221 | 73078.4343 | 71548.5588 | 70050.7108 | 68584.2198
[10 empty] | 8.6314 | 8.4507 | 8.3489 | 8.2476 | 8.147 | 8.0469 | 7.9474 | 7.8261 | 7.6916 | 7.5626 | 7.4126 | 7.2629 | 7.1144 | 6.9678 | 6.8234 | 6.6816 | 6.5423 | 6.4058 | 6.272 | 6.1408 | 6.0124 | 5.8866 | 5.7634 | 5.6428 | 5.5247 | 5.409 | 5.2958 | 5.185
[10 empty] | 1.0783 | 1.0557 | 1.043 | 1.0303 | 1.0177 | 1.0052 | 0.99282 | 0.97766 | 0.96086 | 0.94474 | 0.92601 | 0.9073 | 0.88875 | 0.87044 | 0.85241 | 0.83468 | 0.81729 | 0.80023 | 0.78352 | 0.76713 | 0.75109 | 0.73538 | 0.71999 | 0.70492 | 0.69016 | 0.67572 | 0.66157 | 0.64772
[10 empty] | 1.0783 | 1.0557 | 1.043 | 1.0303 | 1.0177 | 1.0052 | 0.99282 | 0.97766 | 0.96086 | 0.94474 | 0.92601 | 0.9073 | 0.88875 | 0.87044 | 0.85241 | 0.83468 | 0.81729 | 0.80023 | 0.78352 | 0.76713 | 0.75109 | 0.73538 | 0.71999 | 0.70492 | 0.69016 | 0.67572 | 0.66157 | 0.64772
[10 empty] | 0 | 16983.3399 | 16627.7987 | 16279.7006 | 15938.8899 | 15605.2139 | 15278.5234 | 14958.672 | 14645.5166 | 17171.2957 | 15887.4585 | 14951.5192 | 14244.7074 | 13689.4573 | 14084.4523 | 13957.2818 | 13593.6135 | 13616.657 | 12838.6669 | 12502.8511 | 12280.4705 | 12049.075 | 12061.4884 | 11750.5883 | 11407.0729 | 11179.3947 | 10827.8866 | 10673.203
[10 empty] | 71.0842 | 71.0842 | 75.6 | 75.6 | 75.6 | 75.6 | 75.6 | 75.6 | 75.6 | 75.6 | 75.6 | 75.6 | 75.6 | 75.6 | 75.6 | 75.6 | 75.6 | 75.6 | 75.6 | 75.6 | 75.6 | 75.6 | 75.6 | 75.6 | 75.6 | 75.6 | 75.6 | 75.6
[10 empty] | 0.0088801 | 0.0088801 | 0.0094442 | 0.0094442 | 0.0094442 | 0.0094442 | 0.0094442 | 0.0094442 | 0.0094442 | 0.0094442 | 0.0094442 | 0.0094442 | 0.0094442 | 0.0094442 | 0.0094442 | 0.0094442 | 0.0094442 | 0.0094442 | 0.0094442 | 0.0094442 | 0.0094442 | 0.0094442 | 0.0094442 | 0.0094442 | 0.0094442 | 0.0094442 | 0.0094442 | 0.0094442
[10 empty] | 0.0088801 | 0.0088801 | 0.0094442 | 0.0094442 | 0.0094442 | 0.0094442 | 0.0094442 | 0.0094442 | 0.0094442 | 0.0094442 | 0.0094442 | 0.0094442 | 0.0094442 | 0.0094442 | 0.0094442 | 0.0094442 | 0.0094442 | 0.0094442 | 0.0094442 | 0.0094442 | 0.0094442 | 0.0094442 | 0.0094442 | 0.0094442 | 0.0094442 | 0.0094442 | 0.0094442 | 0.0094442
[10 empty] | 77801.7951 | 77677.3122 | 77553.0285 | 77428.9437 | 77305.0574 | 77181.3693 | 77057.8791 | 76934.5865 | 76811.4911 | 76688.5928 | 76565.891 | 76443.3856 | 76321.0762 | 76198.9625 | 76077.0441 | 75955.3208 | 75833.7923 | 75712.4583 | 75591.3183 | 75470.3722 | 75349.6196 | 75229.0602 | 75108.6937 | 74988.5198 | 74868.5382 | 74748.7485 | 74629.1505 | 74509.7439
[10 empty] | 7.5422 | 7.5302 | 7.5181 | 7.5061 | 7.4941 | 7.4821 | 7.4701 | 7.4582 | 7.4462 | 7.4343 | 7.4224 | 7.4105 | 7.3987 | 7.3868 | 7.375 | 7.3632 | 7.3514 | 7.3397 | 7.3279 | 7.3162 | 7.3045 | 7.2928 | 7.2812 | 7.2695 | 7.2579 | 7.2463 | 7.2347 | 7.2231
[10 empty] | 0.9422 | 0.94069 | 0.93919 | 0.93769 | 0.93619 | 0.93469 | 0.93319 | 0.9317 | 0.93021 | 0.92872 | 0.92723 | 0.92575 | 0.92427 | 0.92279 | 0.92131 | 0.91984 | 0.91837 | 0.9169 | 0.91543 | 0.91397 | 0.91251 | 0.91105 | 0.90959 | 0.90813 | 0.90668 | 0.90523 | 0.90378 | 0.90233
[10 empty] | 0.9422 | 0.94069 | 0.93919 | 0.93769 | 0.93619 | 0.93469 | 0.93319 | 0.9317 | 0.93021 | 0.92872 | 0.92723 | 0.92575 | 0.92427 | 0.92279 | 0.92131 | 0.91984 | 0.91837 | 0.9169 | 0.91543 | 0.91397 | 0.91251 | 0.91105 | 0.90959 | 0.90813 | 0.90668 | 0.90523 | 0.90378 | 0.90233
[10 empty] | 0 | 11096.7589 | 11079.0041 | 11061.2777 | 11043.5796 | 11025.9099 | 11008.2684 | 10990.6552 | 10973.0702 | 13119.5653 | 12378.3774 | 11879.2092 | 11541.1386 | 11310.3039 | 11866.453 | 11991.5334 | 11909.7243 | 12165.5067 | 11696.9479 | 11615.9463 | 11634.6537 | 11640.8603 | 11882.9752 | 11805.2941 | 11686.4966 | 11679.4213 | 11535.5857 | 11595.344
[10 empty] | 96.9416 | 96.9416 | 96.9416 | 96.9416 | 96.9416 | 96.9416 | 96.9416 | 96.9416 | 96.9416 | 96.9416 | 96.9416 | 96.9416 | 96.9416 | 96.9416 | 96.9416 | 96.9416 | 96.9416 | 96.9416 | 96.9416 | 96.9416 | 96.9416 | 96.9416 | 96.9416 | 96.9416 | 96.9416 | 96.9416 | 96.9416 | 96.9416
[10 empty] | 0.01211 | 0.01211 | 0.01211 | 0.01211 | 0.01211 | 0.01211 | 0.01211 | 0.01211 | 0.01211 | 0.01211 | 0.01211 | 0.01211 | 0.01211 | 0.01211 | 0.01211 | 0.01211 | 0.01211 | 0.01211 | 0.01211 | 0.01211 | 0.01211 | 0.01211 | 0.01211 | 0.01211 | 0.01211 | 0.01211 | 0.01211 | 0.01211
[10 empty] | 0.01211 | 0.01211 | 0.01211 | 0.01211 | 0.01211 | 0.01211 | 0.01211 | 0.01211 | 0.01211 | 0.01211 | 0.01211 | 0.01211 | 0.01211 | 0.01211 | 0.01211 | 0.01211 | 0.01211 | 0.01211 | 0.01211 | 0.01211 | 0.01211 | 0.01211 | 0.01211 | 0.01211 | 0.01211 | 0.01211 | 0.01211 | 0.01211
[10 empty] | 1260.7676 | 1525.7581 | 1843.2134 | 2228.0885 | 2672.4652 | 3183.6349 | 3829.3852 | 4480.6168 | 5363.6111 | 6394.4021 | 7579.7933 | 8889.004 | 10381.3957 | 11831.571 | 13635.7172 | 15583.2533 | 17688.3725 | 19980.0468 | 22464.7883 | 25030.472 | 28061.4999 | 31659.0552 | 35901.537 | 40756.3631 | 46316.1497 | 52634.3755 | 59814.5033 | 67974.1095
[10 empty] | 3.8124 | 4.6137 | 5.5907 | 6.7743 | 8.1402 | 9.7109 | 11.694 | 13.694 | 16.4043 | 19.5675 | 23.2068 | 27.2243 | 31.8023 | 36.2501 | 41.7822 | 47.7571 | 54.21 | 61.2344 | 68.8505 | 76.7145 | 86.0047 | 97.0312 | 110.0342 | 124.914 | 141.9544 | 161.3194 | 183.3259 | 208.3345
[10 empty] | 0.47167 | 0.5708 | 0.69167 | 0.8381 | 1.0071 | 1.2014 | 1.4468 | 1.6942 | 2.0295 | 2.4209 | 2.8711 | 3.3682 | 3.9345 | 4.4848 | 5.1692 | 5.9084 | 6.7068 | 7.5758 | 8.5181 | 9.491 | 10.6404 | 12.0045 | 13.6133 | 15.4542 | 17.5624 | 19.9582 | 22.6808 | 25.7748
[10 empty] | 0.47167 | 0.5708 | 0.69167 | 0.8381 | 1.0071 | 1.2014 | 1.4468 | 1.6942 | 2.0295 | 2.4209 | 2.8711 | 3.3682 | 3.9345 | 4.4848 | 5.1692 | 5.9084 | 6.7068 | 7.5758 | 8.5181 | 9.491 | 10.6404 | 12.0045 | 13.6133 | 15.4542 | 17.5624 | 19.9582 | 22.6808 | 25.7748
[10 empty] | 0 | 361.9726 | 414.4374 | 481.8573 | 541.3588 | 608.1518 | 742.7324 | 748.2137 | 979.9764 | 1127.7731 | 1335.3713 | 1512.0824 | 1751.0605 | 1765.3821 | 2177.942 | 2490.0081 | 2702.493 | 2983.2422 | 3279.1485 | 3485.793 | 4104.8112 | 4808.231 | 5624.854 | 6435.0562 | 7376.3929 | 8358.3333 | 9471.5088 | 10652.295
[10 empty] | 3023.8925 | 3023.8925 | 3064.9133 | 3064.9133 | 3064.9133 | 3064.9133 | 3064.9133 | 3064.9133 | 3064.9133 | 3064.9133 | 3064.9133 | 3064.9133 | 3064.9133 | 3064.9133 | 3064.9133 | 3064.9133 | 3064.9133 | 3064.9133 | 3064.9133 | 3064.9133 | 3064.9133 | 3064.9133 | 3064.9133 | 3064.9133 | 3064.9133 | 3064.9133 | 3064.9133 | 3064.9133
[10 empty] | 0.37411 | 0.37411 | 0.37919 | 0.37919 | 0.37919 | 0.37919 | 0.37919 | 0.37919 | 0.37919 | 0.37919 | 0.37919 | 0.37919 | 0.37919 | 0.37919 | 0.37919 | 0.37919 | 0.37919 | 0.37919 | 0.37919 | 0.37919 | 0.37919 | 0.37919 | 0.37919 | 0.37919 | 0.37919 | 0.37919 | 0.37919 | 0.37919
[10 empty] | 0.37411 | 0.37411 | 0.37919 | 0.37919 | 0.37919 | 0.37919 | 0.37919 | 0.37919 | 0.37919 | 0.37919 | 0.37919 | 0.37919 | 0.37919 | 0.37919 | 0.37919 | 0.37919 | 0.37919 | 0.37919 | 0.37919 | 0.37919 | 0.37919 | 0.37919 | 0.37919 | 0.37919 | 0.37919 | 0.37919 | 0.37919 | 0.37919
[10 empty] | 3470.7148 | 3465.1617 | 3459.6174 | 3454.082 | 3448.5555 | 3443.0378 | 3437.5289 | 3432.0289 | 3426.5376 | 3421.0552 | 3415.5815 | 3410.1166 | 3404.6604 | 3399.2129 | 3393.7742 | 3388.3441 | 3382.9228 | 3377.5101 | 3372.1061 | 3366.7107 | 3361.324 | 3355.9459 | 3350.5764 | 3345.2154 | 3339.8631 | 3334.5193 | 3329.1841 | 3323.8574
[10 empty] | 5.8036 | 5.7881 | 5.846 | 5.9039 | 5.9621 | 6.0203 | 6.0788 | 6.1375 | 6.1964 | 6.2555 | 6.3149 | 6.3744 | 6.4238 | 6.4645 | 6.4978 | 6.5248 | 6.5463 | 6.5632 | 6.5968 | 6.6033 | 6.6074 | 6.6093 | 6.6094 | 6.608 | 6.6053 | 6.6014 | 6.5966 | 6.591
[10 empty] | 1.3482 | 1.3446 | 1.358 | 1.3715 | 1.385 | 1.3985 | 1.4121 | 1.4258 | 1.4394 | 1.4532 | 1.467 | 1.4808 | 1.4923 | 1.5017 | 1.5095 | 1.5157 | 1.5207 | 1.5246 | 1.5325 | 1.534 | 1.5349 | 1.5354 | 1.5354 | 1.5351 | 1.5344 | 1.5335 | 1.5324 | 1.5311
[10 empty] | 1.3482 | 1.3446 | 1.358 | 1.3715 | 1.385 | 1.3985 | 1.4121 | 1.4258 | 1.4394 | 1.4532 | 1.467 | 1.4808 | 1.4923 | 1.5017 | 1.5095 | 1.5157 | 1.5207 | 1.5246 | 1.5325 | 1.534 | 1.5349 | 1.5354 | 1.5354 | 1.5351 | 1.5344 | 1.5335 | 1.5324 | 1.5311
[10 empty] | 0 | 216.5726 | 216.2261 | 215.8801 | 215.5347 | 215.1899 | 214.8456 | 214.5018 | 214.1586 | 213.8159 | 213.4738 | 213.1323 | 212.7913 | 212.4508 | 212.1109 | 211.7715 | 211.4327 | 211.0944 | 272.1621 | 262.9685 | 255.0527 | 248.2306 | 242.3445 | 237.2595 | 232.8601 | 229.0475 | 225.7372 | 222.8567
[10 empty] | 1654.4236 | 1654.4236 | 1991.7897 | 1991.7897 | 1991.7897 | 1991.7897 | 1991.7897 | 1991.7897 | 1991.7897 | 1991.7897 | 1991.7897 | 1991.7897 | 1991.7897 | 1991.7897 | 1991.7897 | 1991.7897 | 1991.7897 | 1991.7897 | 1991.7897 | 1991.7897 | 1991.7897 | 1991.7897 | 1991.7897 | 1991.7897 | 1991.7897 | 1991.7897 | 1991.7897 | 1991.7897
[10 empty] | 0.38433 | 0.38433 | 0.4627 | 0.4627 | 0.4627 | 0.4627 | 0.4627 | 0.4627 | 0.4627 | 0.4627 | 0.4627 | 0.4627 | 0.4627 | 0.4627 | 0.4627 | 0.4627 | 0.4627 | 0.4627 | 0.4627 | 0.4627 | 0.4627 | 0.4627 | 0.4627 | 0.4627 | 0.4627 | 0.4627 | 0.4627 | 0.4627
[10 empty] | 0.38433 | 0.38433 | 0.4627 | 0.4627 | 0.4627 | 0.4627 | 0.4627 | 0.4627 | 0.4627 | 0.4627 | 0.4627 | 0.4627 | 0.4627 | 0.4627 | 0.4627 | 0.4627 | 0.4627 | 0.4627 | 0.4627 | 0.4627 | 0.4627 | 0.4627 | 0.4627 | 0.4627 | 0.4627 | 0.4627 | 0.4627 | 0.4627
[10 empty] | 7726.5893 | 7714.2268 | 7701.884 | 7689.561 | 7677.2577 | 7664.9741 | 7652.7101 | 7640.4658 | 7628.241 | 7616.0359 | 7603.8502 | 7591.684 | 7579.5373 | 7567.4101 | 7555.3022 | 7543.2137 | 7531.1446 | 7519.0948 | 7507.0642 | 7495.0529 | 7483.0608 | 7471.0879 | 7459.1342 | 7447.1996 | 7435.2841 | 7423.3876 | 7411.5102 | 7399.6518
[10 empty] | 3.3646 | 3.3323 | 3.3746 | 3.4188 | 3.4648 | 3.5128 | 3.563 | 3.6153 | 3.6695 | 3.715 | 3.753 | 3.7846 | 3.8107 | 3.8321 | 3.8495 | 3.8843 | 3.8924 | 3.8984 | 3.9027 | 3.9054 | 3.9068 | 3.9071 | 3.9064 | 3.905 | 3.9029 | 3.9001 | 3.8969 | 3.8932
[10 empty] | 0.42031 | 0.41628 | 0.42157 | 0.42709 | 0.43283 | 0.43883 | 0.4451 | 0.45164 | 0.45841 | 0.46409 | 0.46883 | 0.47278 | 0.47604 | 0.47872 | 0.4809 | 0.48525 | 0.48626 | 0.48701 | 0.48753 | 0.48787 | 0.48805 | 0.48809 | 0.48801 | 0.48783 | 0.48756 | 0.48722 | 0.48682 | 0.48636
[10 empty] | 0.42031 | 0.41628 | 0.42157 | 0.42709 | 0.43283 | 0.43883 | 0.4451 | 0.45164 | 0.45841 | 0.46409 | 0.46883 | 0.47278 | 0.47604 | 0.47872 | 0.4809 | 0.48525 | 0.48626 | 0.48701 | 0.48753 | 0.48787 | 0.48805 | 0.48809 | 0.48801 | 0.48783 | 0.48756 | 0.48722 | 0.48682 | 0.48636
[10 empty] | 0 | 593.4021 | 592.4526 | 591.5047 | 590.5583 | 589.6134 | 588.67 | 587.7281 | 586.7878 | 585.8489 | 584.9116 | 583.9757 | 583.0413 | 582.1085 | 581.1771 | 749.3064 | 723.9948 | 702.2015 | 683.4192 | 667.2138 | 653.214 | 641.1017 | 654.4872 | 662.3664 | 666.0306 | 666.513 | 664.6366 | 661.0532
[10 empty] | 405.2201 | 405.2201 | 528.228 | 528.228 | 528.228 | 528.228 | 528.228 | 528.228 | 528.228 | 528.228 | 528.228 | 528.228 | 528.228 | 528.228 | 528.228 | 528.228 | 528.228 | 528.228 | 528.228 | 528.228 | 528.228 | 528.228 | 528.228 | 528.228 | 528.228 | 528.228 | 528.228 | 528.228
[10 empty] | 0.050622 | 0.050622 | 0.065988 | 0.065988 | 0.065988 | 0.065988 | 0.065988 | 0.065988 | 0.065988 | 0.065988 | 0.065988 | 0.065988 | 0.065988 | 0.065988 | 0.065988 | 0.065988 | 0.065988 | 0.065988 | 0.065988 | 0.065988 | 0.065988 | 0.065988 | 0.065988 | 0.065988 | 0.065988 | 0.065988 | 0.065988 | 0.065988
[10 empty] | 0.050622 | 0.050622 | 0.065988 | 0.065988 | 0.065988 | 0.065988 | 0.065988 | 0.065988 | 0.065988 | 0.065988 | 0.065988 | 0.065988 | 0.065988 | 0.065988 | 0.065988 | 0.065988 | 0.065988 | 0.065988 | 0.065988 | 0.065988 | 0.065988 | 0.065988 | 0.065988 | 0.065988 | 0.065988 | 0.065988 | 0.065988 | 0.065988
[10 empty] | 74639.519 | 74520.0958 | 74400.8637 | 74281.8223 | 74162.9714 | 74044.3106 | 73925.8397 | 73807.5584 | 73689.4663 | 73571.5631 | 73453.8486 | 73336.3225 | 73218.9844 | 73101.834 | 72984.871 | 72868.0952 | 72751.5063 | 72635.1039 | 72518.8877 | 72402.8575 | 72287.0129 | 72171.3537 | 72055.8795 | 71940.5901 | 71825.4852 | 71710.5644 | 71595.8275 | 71481.2742
[10 empty] | 2.3144 | 2.3073 | 2.3097 | 2.3126 | 2.316 | 2.3198 | 2.322 | 2.3231 | 2.3232 | 2.3225 | 2.3236 | 2.3213 | 2.3188 | 2.316 | 2.313 | 2.3099 | 2.3067 | 2.3034 | 2.3 | 2.2966 | 2.2931 | 2.2896 | 2.2861 | 2.2825 | 2.2789 | 2.2753 | 2.2718 | 2.2682
[10 empty] | 0.28912 | 0.28823 | 0.28854 | 0.2889 | 0.28932 | 0.28979 | 0.29008 | 0.29021 | 0.29022 | 0.29013 | 0.29027 | 0.28999 | 0.28967 | 0.28932 | 0.28895 | 0.28857 | 0.28816 | 0.28775 | 0.28733 | 0.2869 | 0.28646 | 0.28603 | 0.28558 | 0.28514 | 0.28469 | 0.28424 | 0.2838 | 0.28335
[10 empty] | 0.28912 | 0.28823 | 0.28854 | 0.2889 | 0.28932 | 0.28979 | 0.29008 | 0.29021 | 0.29022 | 0.29013 | 0.29027 | 0.28999 | 0.28967 | 0.28932 | 0.28895 | 0.28857 | 0.28816 | 0.28775 | 0.28733 | 0.2869 | 0.28646 | 0.28603 | 0.28558 | 0.28514 | 0.28469 | 0.28424 | 0.2838 | 0.28335
[10 empty] | 0 | 9315.012 | 9300.108 | 9285.2278 | 9270.3714 | 9255.5388 | 9240.73 | 9225.9448 | 9211.1833 | 9196.4454 | 11588.6668 | 11089.508 | 10687.8864 | 10364.1745 | 10581.0089 | 10655.0045 | 10634.2948 | 10553.4245 | 10531.9218 | 11151.3875 | 10895.9278 | 10700.8128 | 10560.6627 | 10711.3639 | 10744.1472 | 10707.1175 | 10634.1364 | 10621.0994
[10 empty] | 30.753 | 30.753 | 31.7331 | 31.7331 | 31.7331 | 31.7331 | 31.7331 | 31.7331 | 31.7331 | 31.7331 | 31.7331 | 31.7331 | 31.7331 | 31.7331 | 31.7331 | 31.7331 | 31.7331 | 31.7331 | 31.7331 | 31.7331 | 31.7331 | 31.7331 | 31.7331 | 31.7331 | 31.7331 | 31.7331 | 31.7331 | 31.7331
[10 empty] | 0.0038418 | 0.0038418 | 0.0039642 | 0.0039642 | 0.0039642 | 0.0039642 | 0.0039642 | 0.0039642 | 0.0039642 | 0.0039642 | 0.0039642 | 0.0039642 | 0.0039642 | 0.0039642 | 0.0039642 | 0.0039642 | 0.0039642 | 0.0039642 | 0.0039642 | 0.0039642 | 0.0039642 | 0.0039642 | 0.0039642 | 0.0039642 | 0.0039642 | 0.0039642 | 0.0039642 | 0.0039642
[10 empty] | 0.0038418 | 0.0038418 | 0.0039642 | 0.0039642 | 0.0039642 | 0.0039642 | 0.0039642 | 0.0039642 | 0.0039642 | 0.0039642 | 0.0039642 | 0.0039642 | 0.0039642 | 0.0039642 | 0.0039642 | 0.0039642 | 0.0039642 | 0.0039642 | 0.0039642 | 0.0039642 | 0.0039642 | 0.0039642 | 0.0039642 | 0.0039642 | 0.0039642 | 0.0039642 | 0.0039642 | 0.0039642
[10 empty] | 6730.7842 | 6921.6154 | 7117.857 | 7319.6625 | 7527.1896 | 7740.6005 | 7960.062 | 8185.7457 | 8417.8279 | 8656.4902 | 8901.919 | 9154.3062 | 9413.8491 | 9680.7505 | 9955.2192 | 10237.4695 | 10527.7223 | 10826.2043 | 11133.1488 | 11448.7958 | 11773.3921 | 12107.1913 | 12450.4544 | 12803.4497 | 13166.4531 | 13539.7484 | 13923.6273 | 14318.39
[10 empty] | 13.0558 | 13.2916 | 13.7419 | 13.1772 | 12.6232 | 12.0802 | 11.549 | 11.0299 | 10.5234 | 9.995 | 9.4191 | 8.9496 | 8.5721 | 8.274 | 8.0448 | 7.8753 | 7.519 | 7.1824 | 7.2219 | 7.2859 | 7.3718 | 7.4775 | 7.6008 | 7.7404 | 7.8947 | 8.0628 | 8.2435 | 8.4362
[10 empty] | 1.1914 | 1.2129 | 1.254 | 1.2025 | 1.1519 | 1.1024 | 1.0539 | 1.0065 | 0.96032 | 0.9121 | 0.85954 | 0.8167 | 0.78225 | 0.75505 | 0.73413 | 0.71867 | 0.68615 | 0.65543 | 0.65904 | 0.66488 | 0.67272 | 0.68236 | 0.69362 | 0.70635 | 0.72044 | 0.73577 | 0.75227 | 0.76985
[10 empty] | 1.1914 | 1.2129 | 1.254 | 1.2025 | 1.1519 | 1.1024 | 1.0539 | 1.0065 | 0.96032 | 0.9121 | 0.85954 | 0.8167 | 0.78225 | 0.75505 | 0.73413 | 0.71867 | 0.68615 | 0.65543 | 0.65904 | 0.66488 | 0.67272 | 0.68236 | 0.69362 | 0.70635 | 0.72044 | 0.73577 | 0.75227 | 0.76985
[10 empty] | 0 | 671.6015 | 677.0119 | 682.5758 | 688.2974 | 694.1812 | 700.2318 | 706.454 | 712.8526 | 746.6942 | 777.6007 | 806.0454 | 832.4352 | 857.1208 | 880.404 | 902.5456 | 1119.4463 | 1117.4663 | 1121.638 | 1130.7721 | 1143.9085 | 1160.2755 | 1179.2562 | 1200.3602 | 1259.0971 | 1310.0185 | 1355.3061 | 1396.6423
[10 empty] | 1795.3821 | 1795.3821 | 2088.7442 | 574.8529 | 574.8529 | 574.8529 | 574.8529 | 574.8529 | 574.8529 | 574.8529 | 574.8529 | 574.8529 | 574.8529 | 574.8529 | 574.8529 | 574.8529 | 574.8529 | 574.8529 | 574.8529 | 574.8529 | 574.8529 | 574.8529 | 574.8529 | 574.8529 | 574.8529 | 574.8529 | 574.8529 | 574.8529
[10 empty] | 0.16384 | 0.16384 | 0.19061 | 0.052459 | 0.052459 | 0.052459 | 0.052459 | 0.052459 | 0.052459 | 0.052459 | 0.052459 | 0.052459 | 0.052459 | 0.052459 | 0.052459 | 0.052459 | 0.052459 | 0.052459 | 0.052459 | 0.052459 | 0.052459 | 0.052459 | 0.052459 | 0.052459 | 0.052459 | 0.052459 | 0.052459 | 0.052459
[10 empty] | 0.16384 | 0.16384 | 0.19061 | 0.052459 | 0.052459 | 0.052459 | 0.052459 | 0.052459 | 0.052459 | 0.052459 | 0.052459 | 0.052459 | 0.052459 | 0.052459 | 0.052459 | 0.052459 | 0.052459 | 0.052459 | 0.052459 | 0.052459 | 0.052459 | 0.052459 | 0.052459 | 0.052459 | 0.052459 | 0.052459 | 0.052459 | 0.052459
[10 empty] | 4004.4639 | 4019.3758 | 4034.3433 | 4049.3665 | 4064.4456 | 4079.5809 | 4094.7726 | 4110.0208 | 4125.3258 | 4140.6878 | 4156.107 | 4171.5836 | 4187.1179 | 4202.71 | 4218.3601 | 4234.0686 | 4249.8355 | 4265.6611 | 4281.5457 | 4297.4895 | 4313.4926 | 4329.5553 | 4345.6778 | 4361.8603 | 4378.1031 | 4394.4064 | 4410.7704 | 4427.1954
[10 empty] | 3.3845 | 3.3971 | 3.4325 | 3.4678 | 3.5032 | 3.5387 | 3.5742 | 3.6098 | 3.6455 | 3.6789 | 3.7103 | 3.7398 | 3.7676 | 3.794 | 3.8192 | 3.8432 | 3.8662 | 3.8953 | 3.9159 | 3.9358 | 3.9553 | 3.9743 | 3.9929 | 4.0111 | 4.029 | 4.0467 | 4.0641 | 4.0814
[10 empty] | 0.42281 | 0.42438 | 0.42879 | 0.43321 | 0.43764 | 0.44207 | 0.4465 | 0.45095 | 0.45541 | 0.45959 | 0.4635 | 0.46718 | 0.47066 | 0.47396 | 0.4771 | 0.4801 | 0.48298 | 0.48661 | 0.48918 | 0.49168 | 0.49411 | 0.49648 | 0.4988 | 0.50108 | 0.50332 | 0.50553 | 0.50771 | 0.50986
[10 empty] | 0.42281 | 0.42438 | 0.42879 | 0.43321 | 0.43764 | 0.44207 | 0.4465 | 0.45095 | 0.45541 | 0.45959 | 0.4635 | 0.46718 | 0.47066 | 0.47396 | 0.4771 | 0.4801 | 0.48298 | 0.48661 | 0.48918 | 0.49168 | 0.49411 | 0.49648 | 0.4988 | 0.50108 | 0.50332 | 0.50553 | 0.50771 | 0.50986
[10 empty] | 0 | 281.8762 | 281.9317 | 281.9875 | 282.0434 | 282.0995 | 282.1559 | 282.2125 | 283.9261 | 285.4621 | 286.8401 | 288.0778 | 289.1908 | 290.193 | 291.0968 | 292.0973 | 293.1639 | 381.0745 | 372.576 | 365.1523 | 358.6716 | 353.0183 | 348.1112 | 343.8748 | 350.3941 | 355.197 | 358.5997 | 360.868
[10 empty] | 845.1927 | 845.1927 | 925.5627 | 925.5627 | 925.5627 | 925.5627 | 925.5627 | 925.5627 | 925.5627 | 925.5627 | 925.5627 | 925.5627 | 925.5627 | 925.5627 | 925.5627 | 925.5627 | 925.5627 | 925.5627 | 925.5627 | 925.5627 | 925.5627 | 925.5627 | 925.5627 | 925.5627 | 925.5627 | 925.5627 | 925.5627 | 925.5627
[10 empty] | 0.10558 | 0.10558 | 0.11562 | 0.11562 | 0.11562 | 0.11562 | 0.11562 | 0.11562 | 0.11562 | 0.11562 | 0.11562 | 0.11562 | 0.11562 | 0.11562 | 0.11562 | 0.11562 | 0.11562 | 0.11562 | 0.11562 | 0.11562 | 0.11562 | 0.11562 | 0.11562 | 0.11562 | 0.11562 | 0.11562 | 0.11562 | 0.11562
[10 empty] | 0.10558 | 0.10558 | 0.11562 | 0.11562 | 0.11562 | 0.11562 | 0.11562 | 0.11562 | 0.11562 | 0.11562 | 0.11562 | 0.11562 | 0.11562 | 0.11562 | 0.11562 | 0.11562 | 0.11562 | 0.11562 | 0.11562 | 0.11562 | 0.11562 | 0.11562 | 0.11562 | 0.11562 | 0.11562 | 0.11562 | 0.11562 | 0.11562
[10 empty] | 4667.2166 | 4659.7491 | 4652.2935 | 4644.8498 | 4637.4181 | 4629.9982 | 4622.5902 | 4615.1941 | 4607.8097 | 4600.4372 | 4593.0765 | 4585.7276 | 4578.3905 | 4571.065 | 4563.7513 | 4556.4493 | 4549.159 | 4541.8804 | 4534.6133 | 4527.358 | 4520.1142 | 4512.882 | 4505.6614 | 4498.4523 | 4491.2548 | 4484.0688 | 4476.8943 | 4469.7313
[10 empty] | 2.3565 | 2.3527 | 2.3521 | 2.3514 | 2.3507 | 2.3501 | 2.3494 | 2.3488 | 2.3481 | 2.3474 | 2.3467 | 2.346 | 2.3454 | 2.3447 | 2.344 | 2.3433 | 2.3426 | 2.3419 | 2.3409 | 2.3396 | 2.3382 | 2.3365 | 2.3346 | 2.3326 | 2.3304 | 2.3281 | 2.3256 | 2.323
[10 empty] | 0.29438 | 0.29391 | 0.29383 | 0.29375 | 0.29366 | 0.29358 | 0.2935 | 0.29341 | 0.29333 | 0.29325 | 0.29316 | 0.29308 | 0.29299 | 0.2929 | 0.29282 | 0.29273 | 0.29264 | 0.29255 | 0.29243 | 0.29228 | 0.29209 | 0.29188 | 0.29165 | 0.29139 | 0.29112 | 0.29083 | 0.29052 | 0.2902
[10 empty] | 0.29438 | 0.29391 | 0.29383 | 0.29375 | 0.29366 | 0.29358 | 0.2935 | 0.29341 | 0.29333 | 0.29325 | 0.29316 | 0.29308 | 0.29299 | 0.2929 | 0.29282 | 0.29273 | 0.29264 | 0.29255 | 0.29243 | 0.29228 | 0.29209 | 0.29188 | 0.29165 | 0.29139 | 0.29112 | 0.29083 | 0.29052 | 0.2902
[10 empty] | 0 | 179.2211 | 178.9344 | 178.6481 | 178.3622 | 178.0769 | 177.7919 | 177.5075 | 177.2235 | 176.9399 | 176.6568 | 176.3741 | 176.0919 | 175.8102 | 175.5289 | 175.2481 | 174.9677 | 174.6877 | 174.4082 | 174.1292 | 173.8505 | 173.5724 | 173.2947 | 173.0174 | 172.7406 | 172.4642 | 172.1882 | 171.9127
[10 empty] | 504.9 | 504.9 | 522.3103 | 522.3103 | 522.3103 | 522.3103 | 522.3103 | 522.3103 | 522.3103 | 522.3103 | 522.3103 | 522.3103 | 522.3103 | 522.3103 | 522.3103 | 522.3103 | 522.3103 | 522.3103 | 522.3103 | 522.3103 | 522.3103 | 522.3103 | 522.3103 | 522.3103 | 522.3103 | 522.3103 | 522.3103 | 522.3103
[10 empty] | 0.063074 | 0.063074 | 0.065249 | 0.065249 | 0.065249 | 0.065249 | 0.065249 | 0.065249 | 0.065249 | 0.065249 | 0.065249 | 0.065249 | 0.065249 | 0.065249 | 0.065249 | 0.065249 | 0.065249 | 0.065249 | 0.065249 | 0.065249 | 0.065249 | 0.065249 | 0.065249 | 0.065249 | 0.065249 | 0.065249 | 0.065249 | 0.065249
[10 empty] | 0.063074 | 0.063074 | 0.065249 | 0.065249 | 0.065249 | 0.065249 | 0.065249 | 0.065249 | 0.065249 | 0.065249 | 0.065249 | 0.065249 | 0.065249 | 0.065249 | 0.065249 | 0.065249 | 0.065249 | 0.065249 | 0.065249 | 0.065249 | 0.065249 | 0.065249 | 0.065249 | 0.065249 | 0.065249 | 0.065249 | 0.065249 | 0.065249
[10 empty] | 77801.7951 | 77677.3122 | 77553.0285 | 77428.9437 | 77305.0574 | 77181.3693 | 77057.8791 | 76934.5865 | 76811.4911 | 76688.5928 | 76565.891 | 76443.3856 | 76321.0762 | 76198.9625 | 76077.0441 | 75955.3208 | 75833.7923 | 75712.4583 | 75591.3183 | 75470.3722 | 75349.6196 | 75229.0602 | 75108.6937 | 74988.5198 | 74868.5382 | 74748.7485 | 74629.1505 | 74509.7439
[10 empty] | 16.4544 | 16.4281 | 16.4018 | 16.3756 | 16.3494 | 16.3232 | 16.2971 | 16.271 | 16.245 | 16.219 | 16.193 | 16.1671 | 16.1413 | 16.1154 | 16.0896 | 16.0639 | 16.0382 | 16.0125 | 15.9869 | 15.9613 | 15.9358 | 15.9103 | 15.8848 | 15.8594 | 15.8341 | 15.8087 | 15.7834 | 15.7582
[10 empty] | 2.0555 | 2.0523 | 2.049 | 2.0457 | 2.0424 | 2.0392 | 2.0359 | 2.0326 | 2.0294 | 2.0261 | 2.0229 | 2.0197 | 2.0164 | 2.0132 | 2.01 | 2.0068 | 2.0035 | 2.0003 | 1.9971 | 1.9939 | 1.9908 | 1.9876 | 1.9844 | 1.9812 | 1.978 | 1.9749 | 1.9717 | 1.9686
[10 empty] | 2.0555 | 2.0523 | 2.049 | 2.0457 | 2.0424 | 2.0392 | 2.0359 | 2.0326 | 2.0294 | 2.0261 | 2.0229 | 2.0197 | 2.0164 | 2.0132 | 2.01 | 2.0068 | 2.0035 | 2.0003 | 1.9971 | 1.9939 | 1.9908 | 1.9876 | 1.9844 | 1.9812 | 1.978 | 1.9749 | 1.9717 | 1.9686
[10 empty] | 0 | 8630.8125 | 8617.0032 | 8603.216 | 8589.4508 | 8575.7077 | 8561.9866 | 8548.2874 | 8534.6101 | 8520.9548 | 8507.3212 | 10968.4125 | 10597.8997 | 10278.8871 | 10355.7848 | 10368.9149 | 10334.7965 | 10316.5316 | 10302.7678 | 10286.1384 | 10269.3107 | 10962.522 | 10742.6146 | 10566.6283 | 10627.9525 | 10630.9184 | 10594.8946 | 10577.3151
[10 empty] | 211.4914 | 211.4914 | 211.4914 | 211.4914 | 211.4914 | 211.4914 | 211.4914 | 211.4914 | 211.4914 | 211.4914 | 211.4914 | 211.4914 | 211.4914 | 211.4914 | 211.4914 | 211.4914 | 211.4914 | 211.4914 | 211.4914 | 211.4914 | 211.4914 | 211.4914 | 211.4914 | 211.4914 | 211.4914 | 211.4914 | 211.4914 | 211.4914
[10 empty] | 0.02642 | 0.02642 | 0.02642 | 0.02642 | 0.02642 | 0.02642 | 0.02642 | 0.02642 | 0.02642 | 0.02642 | 0.02642 | 0.02642 | 0.02642 | 0.02642 | 0.02642 | 0.02642 | 0.02642 | 0.02642 | 0.02642 | 0.02642 | 0.02642 | 0.02642 | 0.02642 | 0.02642 | 0.02642 | 0.02642 | 0.02642 | 0.02642
[10 empty] | 0.02642 | 0.02642 | 0.02642 | 0.02642 | 0.02642 | 0.02642 | 0.02642 | 0.02642 | 0.02642 | 0.02642 | 0.02642 | 0.02642 | 0.02642 | 0.02642 | 0.02642 | 0.02642 | 0.02642 | 0.02642 | 0.02642 | 0.02642 | 0.02642 | 0.02642 | 0.02642 | 0.02642 | 0.02642 | 0.02642 | 0.02642 | 0.02642
[10 empty] | 3543.64 | 5597.2213 | 7270.6433 | 8551.0346 | 9418.7205 | 9972.1295 | 10630.4981 | 11429.7932 | 12368.8728 | 13445.8069 | 14622.9572 | 15896.9098 | 17266.5313 | 18700.7427 | 20183.7493 | 21699.4169 | 23252.8063 | 24816.766 | 26373.3064 | 27933.0479 | 29488.852 | 31032.9866 | 32565.03 | 34088.4905 | 35619.163 | 37154.1247 | 38690.5209 | 40224.2217
[10 empty] | 0 | 0 | 0 | 0 | 0 | 0 | 0 | 0 | 0 | 0 | 0 | 0 | 0 | 0 | 0 | 0 | 0 | 0 | 0 | 0 | 0 | 0 | 0 | 0 | 0 | 0 | 0 | 0
[10 empty] | 0 | 0 | 0 | 0 | 0 | 0 | 0 | 0 | 0 | 0 | 0 | 0 | 0 | 0 | 0 | 0 | 0 | 0 | 0 | 0 | 0 | 0 | 0 | 0 | 0 | 0 | 0 | 0
[10 empty] | 0 | 0 | 0 | 0 | 0 | 0 | 0 | 0 | 0 | 0 | 0 | 0 | 0 | 0 | 0 | 0 | 0 | 0 | 0 | 0 | 0 | 0 | 0 | 0 | 0 | 0 | 0 | 0
[10 empty] | 0 | 2074.5968 | 1694.4375 | 1301.4068 | 888.7013 | 574.4245 | 679.384 | 821.4886 | 962.2547 | 1100.9273 | 1201.8253 | 1299.1956 | 1412.3244 | 1491.4644 | 1552.3845 | 1595.1496 | 1641.2916 | 1691.4102 | 1716.948 | 1747.6132 | 1766.5626 | 1773.9654 | 1753.4383 | 1737.8254 | 1739.1792 | 1738.5864 | 1735.9528 | 2045.764
[10 empty] | 0 | 0 | 0 | 0 | 0 | 0 | 0 | 0 | 0 | 0 | 0 | 0 | 0 | 0 | 0 | 0 | 0 | 0 | 0 | 0 | 0 | 0 | 0 | 0 | 0 | 0 | 0 | 0
[10 empty] | 0 | 0 | 0 | 0 | 0 | 0 | 0 | 0 | 0 | 0 | 0 | 0 | 0 | 0 | 0 | 0 | 0 | 0 | 0 | 0 | 0 | 0 | 0 | 0 | 0 | 0 | 0 | 0
[10 empty] | 0 | 0 | 0 | 0 | 0 | 0 | 0 | 0 | 0 | 0 | 0 | 0 | 0 | 0 | 0 | 0 | 0 | 0 | 0 | 0 | 0 | 0 | 0 | 0 | 0 | 0 | 0 | 0
[10 empty] | 3543.64 | 5597.2213 | 7270.6433 | 8551.0346 | 9418.7205 | 9972.1295 | 10630.4981 | 11429.7932 | 12368.8728 | 13445.8069 | 14622.9572 | 15896.9098 | 17266.5313 | 18700.7427 | 20183.7493 | 21699.4169 | 23252.8063 | 24816.766 | 26373.3064 | 27933.0479 | 29488.852 | 31032.9866 | 32565.03 | 34088.4905 | 35619.163 | 37154.1247 | 38690.5209 | 40224.2217
[10 empty] | 0 | 0 | 0 | 0 | 0 | 0 | 0 | 0 | 0 | 0 | 0 | 0 | 0 | 0 | 0 | 0 | 0 | 0 | 0 | 0 | 0 | 0 | 0 | 0 | 0 | 0 | 0 | 0
[10 empty] | 0 | 0 | 0 | 0 | 0 | 0 | 0 | 0 | 0 | 0 | 0 | 0 | 0 | 0 | 0 | 0 | 0 | 0 | 0 | 0 | 0 | 0 | 0 | 0 | 0 | 0 | 0 | 0
[10 empty] | 0 | 0 | 0 | 0 | 0 | 0 | 0 | 0 | 0 | 0 | 0 | 0 | 0 | 0 | 0 | 0 | 0 | 0 | 0 | 0 | 0 | 0 | 0 | 0 | 0 | 0 | 0 | 0
[10 empty] | 0 | 2074.5968 | 1694.4375 | 1301.4068 | 888.7013 | 574.4245 | 679.384 | 821.4886 | 962.2547 | 1100.9273 | 1201.8253 | 1299.1956 | 1412.3244 | 1491.4644 | 1552.3845 | 1595.1496 | 1641.2916 | 1691.4102 | 1716.948 | 1747.6132 | 1766.5626 | 1773.9654 | 1753.4383 | 1737.8254 | 1739.1792 | 1738.5864 | 1735.9528 | 2045.764
[10 empty] | 0 | 0 | 0 | 0 | 0 | 0 | 0 | 0 | 0 | 0 | 0 | 0 | 0 | 0 | 0 | 0 | 0 | 0 | 0 | 0 | 0 | 0 | 0 | 0 | 0 | 0 | 0 | 0
[10 empty] | 0 | 0 | 0 | 0 | 0 | 0 | 0 | 0 | 0 | 0 | 0 | 0 | 0 | 0 | 0 | 0 | 0 | 0 | 0 | 0 | 0 | 0 | 0 | 0 | 0 | 0 | 0 | 0
[10 empty] | 0 | 0 | 0 | 0 | 0 | 0 | 0 | 0 | 0 | 0 | 0 | 0 | 0 | 0 | 0 | 0 | 0 | 0 | 0 | 0 | 0 | 0 | 0 | 0 | 0 | 0 | 0 | 0
[10 empty] | 3543.64 | 5597.2213 | 7270.6433 | 8551.0346 | 9418.7205 | 9972.1295 | 10630.4981 | 11429.7932 | 12368.8728 | 13445.8069 | 14622.9572 | 15896.9098 | 17266.5313 | 18700.7427 | 20183.7493 | 21699.4169 | 23252.8063 | 24816.766 | 26373.3064 | 27933.0479 | 29488.852 | 31032.9866 | 32565.03 | 34088.4905 | 35619.163 | 37154.1247 | 38690.5209 | 40224.2217
[10 empty] | 0 | 0 | 0 | 0 | 0 | 0 | 0 | 0 | 0 | 0 | 0 | 0 | 0 | 0 | 0 | 0 | 0 | 0 | 0 | 0 | 0 | 0 | 0 | 0 | 0 | 0 | 0 | 0
[10 empty] | 0 | 0 | 0 | 0 | 0 | 0 | 0 | 0 | 0 | 0 | 0 | 0 | 0 | 0 | 0 | 0 | 0 | 0 | 0 | 0 | 0 | 0 | 0 | 0 | 0 | 0 | 0 | 0
[10 empty] | 0 | 0 | 0 | 0 | 0 | 0 | 0 | 0 | 0 | 0 | 0 | 0 | 0 | 0 | 0 | 0 | 0 | 0 | 0 | 0 | 0 | 0 | 0 | 0 | 0 | 0 | 0 | 0
[10 empty] | 0 | 2074.5968 | 1694.4375 | 1301.4068 | 888.7013 | 574.4245 | 679.384 | 821.4886 | 962.2547 | 1100.9273 | 1201.8253 | 1299.1956 | 1412.3244 | 1491.4644 | 1552.3845 | 1595.1496 | 1641.2916 | 1691.4102 | 1716.948 | 1747.6132 | 1766.5626 | 1773.9654 | 1753.4383 | 1737.8254 | 1739.1792 | 1738.5864 | 1735.9528 | 2045.764
[10 empty] | 0 | 0 | 0 | 0 | 0 | 0 | 0 | 0 | 0 | 0 | 0 | 0 | 0 | 0 | 0 | 0 | 0 | 0 | 0 | 0 | 0 | 0 | 0 | 0 | 0 | 0 | 0 | 0
[10 empty] | 0 | 0 | 0 | 0 | 0 | 0 | 0 | 0 | 0 | 0 | 0 | 0 | 0 | 0 | 0 | 0 | 0 | 0 | 0 | 0 | 0 | 0 | 0 | 0 | 0 | 0 | 0 | 0
[10 empty] | 0 | 0 | 0 | 0 | 0 | 0 | 0 | 0 | 0 | 0 | 0 | 0 | 0 | 0 | 0 | 0 | 0 | 0 | 0 | 0 | 0 | 0 | 0 | 0 | 0 | 0 | 0 | 0
[10 empty] | 3543.64 | 5597.2213 | 7270.6433 | 8551.0346 | 9418.7205 | 9972.1295 | 10630.4981 | 11429.7932 | 12368.8728 | 13445.8069 | 14622.9572 | 15896.9098 | 17266.5313 | 18700.7427 | 20183.7493 | 21699.4169 | 23252.8063 | 24816.766 | 26373.3064 | 27933.0479 | 29488.852 | 31032.9866 | 32565.03 | 34088.4905 | 35619.163 | 37154.1247 | 38690.5209 | 40224.2217
[10 empty] | 0 | 0 | 0 | 0 | 0 | 0 | 0 | 0 | 0 | 0 | 0 | 0 | 0 | 0 | 0 | 0 | 0 | 0 | 0 | 0 | 0 | 0 | 0 | 0 | 0 | 0 | 0 | 0
[10 empty] | 0 | 0 | 0 | 0 | 0 | 0 | 0 | 0 | 0 | 0 | 0 | 0 | 0 | 0 | 0 | 0 | 0 | 0 | 0 | 0 | 0 | 0 | 0 | 0 | 0 | 0 | 0 | 0
[10 empty] | 0 | 0 | 0 | 0 | 0 | 0 | 0 | 0 | 0 | 0 | 0 | 0 | 0 | 0 | 0 | 0 | 0 | 0 | 0 | 0 | 0 | 0 | 0 | 0 | 0 | 0 | 0 | 0
[10 empty] | 0 | 2074.5968 | 1694.4375 | 1301.4068 | 888.7013 | 574.4245 | 679.384 | 821.4886 | 962.2547 | 1100.9273 | 1201.8253 | 1299.1956 | 1412.3244 | 1491.4644 | 1552.3845 | 1595.1496 | 1641.2916 | 1691.4102 | 1716.948 | 1747.6132 | 1766.5626 | 1773.9654 | 1753.4383 | 1737.8254 | 1739.1792 | 1738.5864 | 1735.9528 | 2045.764
[10 empty] | 0 | 0 | 0 | 0 | 0 | 0 | 0 | 0 | 0 | 0 | 0 | 0 | 0 | 0 | 0 | 0 | 0 | 0 | 0 | 0 | 0 | 0 | 0 | 0 | 0 | 0 | 0 | 0
[10 empty] | 0 | 0 | 0 | 0 | 0 | 0 | 0 | 0 | 0 | 0 | 0 | 0 | 0 | 0 | 0 | 0 | 0 | 0 | 0 | 0 | 0 | 0 | 0 | 0 | 0 | 0 | 0 | 0
[10 empty] | 0 | 0 | 0 | 0 | 0 | 0 | 0 | 0 | 0 | 0 | 0 | 0 | 0 | 0 | 0 | 0 | 0 | 0 | 0 | 0 | 0 | 0 | 0 | 0 | 0 | 0 | 0 | 0
[10 empty] | 3543.64 | 5597.2213 | 7270.6433 | 8551.0346 | 9418.7205 | 9972.1295 | 10630.4981 | 11429.7932 | 12368.8728 | 13445.8069 | 14622.9572 | 15896.9098 | 17266.5313 | 18700.7427 | 20183.7493 | 21699.4169 | 23252.8063 | 24816.766 | 26373.3064 | 27933.0479 | 29488.852 | 31032.9866 | 32565.03 | 34088.4905 | 35619.163 | 37154.1247 | 38690.5209 | 40224.2217
[10 empty] | 0 | 0 | 0 | 0 | 0 | 0 | 0 | 0 | 0 | 0 | 0 | 0 | 0 | 0 | 0 | 0 | 0 | 0 | 0 | 0 | 0 | 0 | 0 | 0 | 0 | 0 | 0 | 0
[10 empty] | 0 | 0 | 0 | 0 | 0 | 0 | 0 | 0 | 0 | 0 | 0 | 0 | 0 | 0 | 0 | 0 | 0 | 0 | 0 | 0 | 0 | 0 | 0 | 0 | 0 | 0 | 0 | 0
[10 empty] | 0 | 0 | 0 | 0 | 0 | 0 | 0 | 0 | 0 | 0 | 0 | 0 | 0 | 0 | 0 | 0 | 0 | 0 | 0 | 0 | 0 | 0 | 0 | 0 | 0 | 0 | 0 | 0
[10 empty] | 0 | 2074.5968 | 1694.4375 | 1301.4068 | 888.7013 | 574.4245 | 679.384 | 821.4886 | 962.2547 | 1100.9273 | 1201.8253 | 1299.1956 | 1412.3244 | 1491.4644 | 1552.3845 | 1595.1496 | 1641.2916 | 1691.4102 | 1716.948 | 1747.6132 | 1766.5626 | 1773.9654 | 1753.4383 | 1737.8254 | 1739.1792 | 1738.5864 | 1735.9528 | 2045.764
[10 empty] | 0 | 0 | 0 | 0 | 0 | 0 | 0 | 0 | 0 | 0 | 0 | 0 | 0 | 0 | 0 | 0 | 0 | 0 | 0 | 0 | 0 | 0 | 0 | 0 | 0 | 0 | 0 | 0
[10 empty] | 0 | 0 | 0 | 0 | 0 | 0 | 0 | 0 | 0 | 0 | 0 | 0 | 0 | 0 | 0 | 0 | 0 | 0 | 0 | 0 | 0 | 0 | 0 | 0 | 0 | 0 | 0 | 0
[10 empty] | 0 | 0 | 0 | 0 | 0 | 0 | 0 | 0 | 0 | 0 | 0 | 0 | 0 | 0 | 0 | 0 | 0 | 0 | 0 | 0 | 0 | 0 | 0 | 0 | 0 | 0 | 0 | 0
[10 empty] | 3543.64 | 5597.2213 | 7270.6433 | 8551.0346 | 9418.7205 | 9972.1295 | 10630.4981 | 11429.7932 | 12368.8728 | 13445.8069 | 14622.9572 | 15896.9098 | 17266.5313 | 18700.7427 | 20183.7493 | 21699.4169 | 23252.8063 | 24816.766 | 26373.3064 | 27933.0479 | 29488.852 | 31032.9866 | 32565.03 | 34088.4905 | 35619.163 | 37154.1247 | 38690.5209 | 40224.2217
[10 empty] | 0 | 0 | 0 | 0 | 0 | 0 | 0 | 0 | 0 | 0 | 0 | 0 | 0 | 0 | 0 | 0 | 0 | 0 | 0 | 0 | 0 | 0 | 0 | 0 | 0 | 0 | 0 | 0
[10 empty] | 0 | 0 | 0 | 0 | 0 | 0 | 0 | 0 | 0 | 0 | 0 | 0 | 0 | 0 | 0 | 0 | 0 | 0 | 0 | 0 | 0 | 0 | 0 | 0 | 0 | 0 | 0 | 0
[10 empty] | 0 | 0 | 0 | 0 | 0 | 0 | 0 | 0 | 0 | 0 | 0 | 0 | 0 | 0 | 0 | 0 | 0 | 0 | 0 | 0 | 0 | 0 | 0 | 0 | 0 | 0 | 0 | 0
[10 empty] | 0 | 2074.5968 | 1694.4375 | 1301.4068 | 888.7013 | 574.4245 | 679.384 | 821.4886 | 962.2547 | 1100.9273 | 1201.8253 | 1299.1956 | 1412.3244 | 1491.4644 | 1552.3845 | 1595.1496 | 1641.2916 | 1691.4102 | 1716.948 | 1747.6132 | 1766.5626 | 1773.9654 | 1753.4383 | 1737.8254 | 1739.1792 | 1738.5864 | 1735.9528 | 2045.764
[10 empty] | 0 | 0 | 0 | 0 | 0 | 0 | 0 | 0 | 0 | 0 | 0 | 0 | 0 | 0 | 0 | 0 | 0 | 0 | 0 | 0 | 0 | 0 | 0 | 0 | 0 | 0 | 0 | 0
[10 empty] | 0 | 0 | 0 | 0 | 0 | 0 | 0 | 0 | 0 | 0 | 0 | 0 | 0 | 0 | 0 | 0 | 0 | 0 | 0 | 0 | 0 | 0 | 0 | 0 | 0 | 0 | 0 | 0
[10 empty] | 0 | 0 | 0 | 0 | 0 | 0 | 0 | 0 | 0 | 0 | 0 | 0 | 0 | 0 | 0 | 0 | 0 | 0 | 0 | 0 | 0 | 0 | 0 | 0 | 0 | 0 | 0 | 0
[10 empty] | 3543.64 | 5597.2213 | 7270.6433 | 8551.0346 | 9418.7205 | 9972.1295 | 10630.4981 | 11429.7932 | 12368.8728 | 13445.8069 | 14622.9572 | 15896.9098 | 17266.5313 | 18700.7427 | 20183.7493 | 21699.4169 | 23252.8063 | 24816.766 | 26373.3064 | 27933.0479 | 29488.852 | 31032.9866 | 32565.03 | 34088.4905 | 35619.163 | 37154.1247 | 38690.5209 | 40224.2217
[10 empty] | 0 | 0 | 0 | 0 | 0 | 0 | 0 | 0 | 0 | 0 | 0 | 0 | 0 | 0 | 0 | 0 | 0 | 0 | 0 | 0 | 0 | 0 | 0 | 0 | 0 | 0 | 0 | 0
[10 empty] | 0 | 0 | 0 | 0 | 0 | 0 | 0 | 0 | 0 | 0 | 0 | 0 | 0 | 0 | 0 | 0 | 0 | 0 | 0 | 0 | 0 | 0 | 0 | 0 | 0 | 0 | 0 | 0
[10 empty] | 0 | 0 | 0 | 0 | 0 | 0 | 0 | 0 | 0 | 0 | 0 | 0 | 0 | 0 | 0 | 0 | 0 | 0 | 0 | 0 | 0 | 0 | 0 | 0 | 0 | 0 | 0 | 0
[10 empty] | 0 | 2074.5968 | 1694.4375 | 1301.4068 | 888.7013 | 574.4245 | 679.384 | 821.4886 | 962.2547 | 1100.9273 | 1201.8253 | 1299.1956 | 1412.3244 | 1491.4644 | 1552.3845 | 1595.1496 | 1641.2916 | 1691.4102 | 1716.948 | 1747.6132 | 1766.5626 | 1773.9654 | 1753.4383 | 1737.8254 | 1739.1792 | 1738.5864 | 1735.9528 | 2045.764
[10 empty] | 0 | 0 | 0 | 0 | 0 | 0 | 0 | 0 | 0 | 0 | 0 | 0 | 0 | 0 | 0 | 0 | 0 | 0 | 0 | 0 | 0 | 0 | 0 | 0 | 0 | 0 | 0 | 0
[10 empty] | 0 | 0 | 0 | 0 | 0 | 0 | 0 | 0 | 0 | 0 | 0 | 0 | 0 | 0 | 0 | 0 | 0 | 0 | 0 | 0 | 0 | 0 | 0 | 0 | 0 | 0 | 0 | 0
[10 empty] | 0 | 0 | 0 | 0 | 0 | 0 | 0 | 0 | 0 | 0 | 0 | 0 | 0 | 0 | 0 | 0 | 0 | 0 | 0 | 0 | 0 | 0 | 0 | 0 | 0 | 0 | 0 | 0
[10 empty] | 3543.64 | 5597.2213 | 7270.6433 | 8551.0346 | 9418.7205 | 9972.1295 | 10630.4981 | 11429.7932 | 12368.8728 | 13445.8069 | 14622.9572 | 15896.9098 | 17266.5313 | 18700.7427 | 20183.7493 | 21699.4169 | 23252.8063 | 24816.766 | 26373.3064 | 27933.0479 | 29488.852 | 31032.9866 | 32565.03 | 34088.4905 | 35619.163 | 37154.1247 | 38690.5209 | 40224.2217
[10 empty] | 0 | 0 | 0 | 0 | 0 | 0 | 0 | 0 | 0 | 0 | 0 | 0 | 0 | 0 | 0 | 0 | 0 | 0 | 0 | 0 | 0 | 0 | 0 | 0 | 0 | 0 | 0 | 0
[10 empty] | 0 | 0 | 0 | 0 | 0 | 0 | 0 | 0 | 0 | 0 | 0 | 0 | 0 | 0 | 0 | 0 | 0 | 0 | 0 | 0 | 0 | 0 | 0 | 0 | 0 | 0 | 0 | 0
[10 empty] | 0 | 0 | 0 | 0 | 0 | 0 | 0 | 0 | 0 | 0 | 0 | 0 | 0 | 0 | 0 | 0 | 0 | 0 | 0 | 0 | 0 | 0 | 0 | 0 | 0 | 0 | 0 | 0
[10 empty] | 0 | 2074.5968 | 1694.4375 | 1301.4068 | 888.7013 | 574.4245 | 679.384 | 821.4886 | 962.2547 | 1100.9273 | 1201.8253 | 1299.1956 | 1412.3244 | 1491.4644 | 1552.3845 | 1595.1496 | 1641.2916 | 1691.4102 | 1716.948 | 1747.6132 | 1766.5626 | 1773.9654 | 1753.4383 | 1737.8254 | 1739.1792 | 1738.5864 | 1735.9528 | 2045.764
[10 empty] | 0 | 0 | 0 | 0 | 0 | 0 | 0 | 0 | 0 | 0 | 0 | 0 | 0 | 0 | 0 | 0 | 0 | 0 | 0 | 0 | 0 | 0 | 0 | 0 | 0 | 0 | 0 | 0
[10 empty] | 0 | 0 | 0 | 0 | 0 | 0 | 0 | 0 | 0 | 0 | 0 | 0 | 0 | 0 | 0 | 0 | 0 | 0 | 0 | 0 | 0 | 0 | 0 | 0 | 0 | 0 | 0 | 0
[10 empty] | 0 | 0 | 0 | 0 | 0 | 0 | 0 | 0 | 0 | 0 | 0 | 0 | 0 | 0 | 0 | 0 | 0 | 0 | 0 | 0 | 0 | 0 | 0 | 0 | 0 | 0 | 0 | 0
[10 empty] | 3543.64 | 5597.2213 | 7270.6433 | 8551.0346 | 9418.7205 | 9972.1295 | 10630.4981 | 11429.7932 | 12368.8728 | 13445.8069 | 14622.9572 | 15896.9098 | 17266.5313 | 18700.7427 | 20183.7493 | 21699.4169 | 23252.8063 | 24816.766 | 26373.3064 | 27933.0479 | 29488.852 | 31032.9866 | 32565.03 | 34088.4905 | 35619.163 | 37154.1247 | 38690.5209 | 40224.2217
[10 empty] | -30.7677 | -50.3919 | -66.6074 | -79.5048 | -88.5197 | -94.4994 | -101.6141 | -110.2529 | -120.4031 | -132.0436 | -144.7667 | -158.5354 | -173.3371 | -188.8354 | -204.8591 | -221.2335 | -238.0134 | -254.9048 | -271.713 | -288.5529 | -305.3473 | -322.0124 | -338.5439 | -354.9796 | -371.8536 | -389.0581 | -406.72 | -424.6147
[10 empty] | 0 | 0 | 0 | 0 | 0 | 0 | 0 | 0 | 0 | 0 | 0 | 0 | 0 | 0 | 0 | 0 | 0 | 0 | 0 | 0 | 0 | 0 | 0 | 0 | 0 | 0 | 0 | 0
[10 empty] | 0 | 0 | 0 | 0 | 0 | 0 | 0 | 0 | 0 | 0 | 0 | 0 | 0 | 0 | 0 | 0 | 0 | 0 | 0 | 0 | 0 | 0 | 0 | 0 | 0 | 0 | 0 | 0
[10 empty] | 0 | 2053.5813 | 1673.422 | 1280.3913 | 867.6858 | 553.4091 | 658.3686 | 799.2951 | 939.0796 | 1076.9341 | 1177.1503 | 1273.9526 | 1369.6214 | 1434.2114 | 1483.0066 | 1515.6676 | 1553.3894 | 1563.9597 | 1556.5404 | 1559.7415 | 1555.8041 | 1544.1346 | 1532.0434 | 1523.4605 | 1649.7677 | 1780.5433 | 2066.2235 | 2317.487
[10 empty] | -9120.9919 | -9556.0761 | -9692.0547 | -10077.8202 | -10399.2553 | -10823.2749 | -10823.2749 | -10823.2749 | -10823.2749 | -10823.2749 | -10823.2749 | -10823.2749 | -10823.2749 | -10823.2749 | -10823.2749 | -10823.2749 | -10823.2749 | -10823.2749 | -10823.2749 | -10823.2749 | -10823.2749 | -10823.2749 | -10823.2749 | -10823.2749 | -10823.2749 | -10823.2749 | -10823.2749 | -10823.2749
[10 empty] | 0 | 0 | 0 | 0 | 0 | 0 | 0 | 0 | 0 | 0 | 0 | 0 | 0 | 0 | 0 | 0 | 0 | 0 | 0 | 0 | 0 | 0 | 0 | 0 | 0 | 0 | 0 | 0
[10 empty] | 0 | 0 | 0 | 0 | 0 | 0 | 0 | 0 | 0 | 0 | 0 | 0 | 0 | 0 | 0 | 0 | 0 | 0 | 0 | 0 | 0 | 0 | 0 | 0 | 0 | 0 | 0 | 0
[10 empty] | 0 | 36.0003 | 82.6804 | 131.5023 | 181.5882 | 232.9997 | 285.8014 | 345.4514 | 406.6594 | 469.4565 | 533.8747 | 599.9461 | 667.7038 | 737.1812 | 808.4125 | 881.4323 | 956.2761 | 1032.9798 | 1111.5799 | 1192.1138 | 1274.6194 | 1359.1352 | 1445.7005 | 1534.3553 | 1625.1403 | 1718.0968 | 1813.267 | 1910.6938
[10 empty] | 0 | 0 | 0 | 0 | 0 | 0 | 0 | 0 | 0 | 0 | 0 | 0 | 0 | 0 | 0 | 0 | 0 | 0 | 0 | 0 | 0 | 0 | 0 | 0 | 0 | 0 | 0 | 0
[10 empty] | 0 | 0 | 0 | 0 | 0 | 0 | 0 | 0 | 0 | 0 | 0 | 0 | 0 | 0 | 0 | 0 | 0 | 0 | 0 | 0 | 0 | 0 | 0 | 0 | 0 | 0 | 0 | 0
[10 empty] | 0 | 0 | 0 | 0 | 0 | 0 | 0 | 0 | 0 | 0 | 0 | 0 | 0 | 0 | 0 | 0 | 0 | 0 | 0 | 0 | 0 | 0 | 0 | 0 | 0 | 0 | 0 | 0
[10 empty] | 0 | 36.0003 | 46.68 | 48.8219 | 50.0858 | 51.4116 | 52.8016 | 59.65 | 61.208 | 62.7972 | 64.4181 | 66.0714 | 67.7577 | 69.4774 | 76.3742 | 84.0966 | 91.3127 | 97.975 | 104.1773 | 110.0002 | 116.2838 | 132.7016 | 139.95 | 144.2398 | 148.2363 | 152.2664 | 156.3376 | 162.7619
[10 empty] | 0 | 0 | 0 | 0 | 0 | 0 | 0 | 0 | 0 | 0 | 0 | 0 | 0 | 0 | 0 | 0 | 0 | 0 | 0 | 0 | 0 | 0 | 0 | 0 | 0 | 0 | 0 | 0
[10 empty] | 0 | 0 | 0 | 0 | 0 | 0 | 0 | 0 | 0 | 0 | 0 | 0 | 0 | 0 | 0 | 0 | 0 | 0 | 0 | 0 | 0 | 0 | 0 | 0 | 0 | 0 | 0 | 0
[10 empty] | 0 | 0 | 0 | 0 | 0 | 0 | 0 | 0 | 0 | 0 | 0 | 0 | 0 | 0 | 0 | 0 | 0 | 0 | 0 | 0 | 0 | 0 | 0 | 0 | 0 | 0 | 0 | 0
[10 empty] | 110360.6814 | 110184.1043 | 110007.8097 | 109831.7972 | 109656.0663 | 109480.6166 | 109305.4476 | 109130.5589 | 108955.95 | 108781.6205 | 108607.5699 | 108433.7978 | 108260.3037 | 108087.0872 | 107914.1479 | 107741.4853 | 107569.0989 | 107396.9883 | 107225.1531 | 107053.5929 | 106882.3071 | 106711.2955 | 106540.5574
[10 empty] | 89.7294 | 87.1253 | 86.8852 | 86.5002 | 83.137 | 78.4215 | 69.4326 | 58.4111 | 49.896 | 44.517 | 40.5761 | 37.835 | 36.5471 | 35.2813 | 34.1514 | 33.1704 | 32.2941 | 31.4662 | 30.6489 | 29.889 | 29.2567 | 28.646 | 28.1362
[10 empty] | 5.9784 | 5.8049 | 5.7889 | 5.7633 | 5.5392 | 5.225 | 4.6261 | 3.8918 | 3.3244 | 2.9661 | 2.7035 | 2.5208 | 2.435 | 2.3507 | 2.2754 | 2.2101 | 2.1517 | 2.0965 | 2.0421 | 1.9914 | 1.9493 | 1.9086 | 1.8746
[10 empty] | 32.547 | 31.6024 | 31.5153 | 31.3757 | 30.1558 | 28.4453 | 25.1849 | 21.1871 | 18.0985 | 16.1474 | 14.7179 | 13.7236 | 13.2565 | 12.7974 | 12.3875 | 12.0317 | 11.7138 | 11.4135 | 11.1171 | 10.8414 | 10.6121 | 10.3906 | 10.2057
[10 empty] | 0 | 31830.9635 | 23631.3073 | 18169.7047 | 16564.996 | 14288.2559 | 16518.3535 | 19269.6155 | 16627.0924 | 17758.4123 | 16321.388 | 15283.9047 | 15565.1552 | 15131.9392 | 14757.8575 | 15897.3297 | 14705.2816 | 14164.8526 | 13969.284 | 13587.9864 | 13610.4685 | 13619.985 | 13082.498
[10 empty] | 793.5276 | 777.0043 | 774.1577 | 766.8278 | 765.1979 | 752.2569 | 385.4962 | 382.076 | 378.3328 | 374.6824 | 363.0987 | 358.8558 | 354.2958 | 349.8671 | 345.606 | 341.3851 | 337.4464 | 333.5025 | 329.633 | 325.6885 | 321.6033 | 317.3265 | 318.2488
[10 empty] | 0.052871 | 0.05177 | 0.05158 | 0.051092 | 0.050983 | 0.050121 | 0.025685 | 0.025457 | 0.025207 | 0.024964 | 0.024192 | 0.02391 | 0.023606 | 0.023311 | 0.023027 | 0.022746 | 0.022483 | 0.02222 | 0.021963 | 0.0217 | 0.021428 | 0.021143 | 0.021204
[10 empty] | 0.28783 | 0.28184 | 0.28081 | 0.27815 | 0.27756 | 0.27286 | 0.13983 | 0.13859 | 0.13723 | 0.13591 | 0.1317 | 0.13017 | 0.12851 | 0.12691 | 0.12536 | 0.12383 | 0.1224 | 0.12097 | 0.11957 | 0.11813 | 0.11665 | 0.1151 | 0.11544
[10 empty] | 176634.54 | 176351.9247 | #DIV/0! | #DIV/0! | #DIV/0! | #DIV/0! | #DIV/0! | #DIV/0! | #DIV/0! | #DIV/0! | #DIV/0! | #DIV/0! | #DIV/0! | #DIV/0! | #DIV/0! | #DIV/0! | #DIV/0! | #DIV/0! | #DIV/0! | #DIV/0! | #DIV/0! | #DIV/0!
[10 empty] | 43.4244 | 43.6223 | #DIV/0! | #DIV/0! | #DIV/0! | #DIV/0! | #DIV/0! | #DIV/0! | #DIV/0! | #DIV/0! | #DIV/0! | #DIV/0! | #DIV/0! | #DIV/0! | #DIV/0! | #DIV/0! | #DIV/0! | #DIV/0! | #DIV/0! | #DIV/0! | #DIV/0! | #DIV/0!
[10 empty] | 0 | 0 | #DIV/0! | #DIV/0! | #DIV/0! | #DIV/0! | #DIV/0! | #DIV/0! | #DIV/0! | #DIV/0! | #DIV/0! | #DIV/0! | #DIV/0! | #DIV/0! | #DIV/0! | #DIV/0! | #DIV/0! | #DIV/0! | #DIV/0! | #DIV/0! | #DIV/0! | #DIV/0!
[10 empty] | 0 | 0 | #DIV/0! | #DIV/0! | #DIV/0! | #DIV/0! | #DIV/0! | #DIV/0! | #DIV/0! | #DIV/0! | #DIV/0! | #DIV/0! | #DIV/0! | #DIV/0! | #DIV/0! | #DIV/0! | #DIV/0! | #DIV/0! | #DIV/0! | #DIV/0! | #DIV/0! | #DIV/0!
[10 empty] | 0 | 9447.4245 | #DIV/0! | #DIV/0! | #DIV/0! | #DIV/0! | #DIV/0! | #DIV/0! | #DIV/0! | #DIV/0! | #DIV/0! | #DIV/0! | #DIV/0! | #DIV/0! | #DIV/0! | #DIV/0! | #DIV/0! | #DIV/0! | #DIV/0! | #DIV/0! | #DIV/0! | #DIV/0!
[10 empty] | 245.1732 | 230.4661 | #DIV/0! | #DIV/0! | #DIV/0! | #DIV/0! | #DIV/0! | #DIV/0! | #DIV/0! | #DIV/0! | #DIV/0! | #DIV/0! | #DIV/0! | #DIV/0! | #DIV/0! | #DIV/0! | #DIV/0! | #DIV/0! | #DIV/0! | #DIV/0! | #DIV/0! | #DIV/0!
[10 empty] | 0 | 0 | #DIV/0! | #DIV/0! | #DIV/0! | #DIV/0! | #DIV/0! | #DIV/0! | #DIV/0! | #DIV/0! | #DIV/0! | #DIV/0! | #DIV/0! | #DIV/0! | #DIV/0! | #DIV/0! | #DIV/0! | #DIV/0! | #DIV/0! | #DIV/0! | #DIV/0! | #DIV/0!
[10 empty] | 0 | 0 | #DIV/0! | #DIV/0! | #DIV/0! | #DIV/0! | #DIV/0! | #DIV/0! | #DIV/0! | #DIV/0! | #DIV/0! | #DIV/0! | #DIV/0! | #DIV/0! | #DIV/0! | #DIV/0! | #DIV/0! | #DIV/0! | #DIV/0! | #DIV/0! | #DIV/0! | #DIV/0!
[10 empty] | 5345.0347 | 5482.6426 | 5623.7933 | 5768.5779 | 5917.0899 | 6069.4254 | 6225.6828 | 6385.9631 | 6550.3697 | 6719.009 | 6891.9899 | 7069.4243 | 7251.4266 | 7438.1146 | 7629.6089 | 7826.0333 | 8027.5145 | 8234.1829 | 8446.172 | 8663.6188 | 8886.6637 | 9115.4509 | 9350.1282 | 9590.8473 | 9837.7637 | 10091.037 | 10350.8308 | 10617.313
[10 empty] | 25.0977 | 25.5178 | 25.9591 | 26.4235 | 26.9126 | 27.3176 | 27.7482 | 28.2058 | 28.6917 | 29.2015 | 29.7381 | 30.2993 | 30.8892 | 31.5113 | 32.1584 | 32.8297 | 33.5247 | 34.2433 | 35.001 | 35.7959 | 36.6264 | 37.4621 | 38.3346 | 39.2428 | 40.1856 | 41.1947 | 42.2333 | 43.3019
[10 empty] | 5.8302 | 5.9278 | 6.0304 | 6.1382 | 6.2519 | 6.3459 | 6.446 | 6.5523 | 6.6651 | 6.7836 | 6.9082 | 7.0386 | 7.1756 | 7.3202 | 7.4705 | 7.6264 | 7.7879 | 7.9548 | 8.1308 | 8.3155 | 8.5084 | 8.7025 | 8.9052 | 9.1162 | 9.3352 | 9.5696 | 9.8109 | 10.0591
[10 empty] | 5.8302 | 5.9278 | 6.0304 | 6.1382 | 6.2519 | 6.3459 | 6.446 | 6.5523 | 6.6651 | 6.7836 | 6.9082 | 7.0386 | 7.1756 | 7.3202 | 7.4705 | 7.6264 | 7.7879 | 7.9548 | 8.1308 | 8.3155 | 8.5084 | 8.7025 | 8.9052 | 9.1162 | 9.3352 | 9.5696 | 9.8109 | 10.0591
[10 empty] | 0 | 345.2994 | 354.686 | 363.329 | 371.7453 | 379.5877 | 386.9544 | 393.9299 | 400.5873 | 421.274 | 439.7191 | 474.3741 | 504.8293 | 531.7039 | 536.5507 | 542.8564 | 550.3272 | 558.7856 | 568.0307 | 577.9044 | 588.2844 | 699.6818 | 701.2181 | 705.9464 | 715.9026 | 729.6648 | 746.2334 | 762.1129
[10 empty] | 4360.1143 | 4360.1143 | 4360.1143 | 4360.1143 | 4360.1143 | 4069.44 | 4069.44 | 4069.44 | 4069.44 | 4069.44 | 4069.44 | 4069.44 | 4069.44 | 4069.44 | 4069.44 | 4069.44 | 4069.44 | 4069.44 | 4069.44 | 4069.44 | 4069.44 | 4069.44 | 4069.44 | 4069.44 | 4069.44 | 4069.44 | 4069.44 | 4069.44
[10 empty] | 1.0129 | 1.0129 | 1.0129 | 1.0129 | 1.0129 | 0.94534 | 0.94534 | 0.94534 | 0.94534 | 0.94534 | 0.94534 | 0.94534 | 0.94534 | 0.94534 | 0.94534 | 0.94534 | 0.94534 | 0.94534 | 0.94534 | 0.94534 | 0.94534 | 0.94534 | 0.94534 | 0.94534 | 0.94534 | 0.94534 | 0.94534 | 0.94534
[10 empty] | 1.0129 | 1.0129 | 1.0129 | 1.0129 | 1.0129 | 0.94534 | 0.94534 | 0.94534 | 0.94534 | 0.94534 | 0.94534 | 0.94534 | 0.94534 | 0.94534 | 0.94534 | 0.94534 | 0.94534 | 0.94534 | 0.94534 | 0.94534 | 0.94534 | 0.94534 | 0.94534 | 0.94534 | 0.94534 | 0.94534 | 0.94534 | 0.94534
[10 empty] | 18074.695 | 18045.7754 | 18016.9022 | 17988.0752 | 17959.2942 | 17930.5594 | 17901.8705 | 17873.2275 | 17844.6303 | 17816.0789 | 17787.5732 | 17759.1131 | 17730.6985 | 17702.3294 | 17674.0056 | 17645.7272 | 17617.4941 | 17589.3061 | 17561.1632 | 17533.0653 | 17505.0124 | 17477.0044 | 17449.0412 | 17421.1227 | 17393.2489 | 17365.4197 | 17337.6351 | 17309.8948
[10 empty] | 50.8745 | 48.9157 | 47.5263 | 46.5301 | 45.81 | 45.2715 | 44.8799 | 44.6214 | 44.492 | 44.4892 | 44.4635 | 44.4226 | 44.3717 | 44.3141 | 44.2521 | 44.1873 | 44.1205 | 44.0526 | 43.9838 | 43.9146 | 43.8451 | 43.7755 | 43.7058 | 43.6361 | 43.5664 | 43.4968 | 43.4273 | 43.3579
[10 empty] | 11.8183 | 11.3633 | 11.0405 | 10.8091 | 10.6418 | 10.5167 | 10.4257 | 10.3657 | 10.3356 | 10.335 | 10.329 | 10.3195 | 10.3077 | 10.2943 | 10.2799 | 10.2648 | 10.2493 | 10.2335 | 10.2176 | 10.2015 | 10.1854 | 10.1692 | 10.153 | 10.1368 | 10.1206 | 10.1044 | 10.0883 | 10.0722
[10 empty] | 11.8183 | 11.3633 | 11.0405 | 10.8091 | 10.6418 | 10.5167 | 10.4257 | 10.3657 | 10.3356 | 10.335 | 10.329 | 10.3195 | 10.3077 | 10.2943 | 10.2799 | 10.2648 | 10.2493 | 10.2335 | 10.2176 | 10.2015 | 10.1854 | 10.1692 | 10.153 | 10.1368 | 10.1206 | 10.1044 | 10.0883 | 10.0722
[10 empty] | 0 | 2557.1648 | 1925.5408 | 1504.7743 | 1224.3551 | 1224.7048 | 1224.2819 | 1462.5393 | 1620.0872 | 1723.9164 | 1987.6309 | 1955.6304 | 1796.0822 | 2093.2568 | 1674.0677 | 1435.5788 | 1382.1882 | 1452.734 | 1533.6543 | 1720.4112 | 1818.637 | 1821.2341 | 1951.6169 | 1843.4499 | 1668.3701 | 1622.7452 | 1476.8373 | 1441.1931
[10 empty] | 2504.8073 | 2504.8073 | 2504.8073 | 2504.8073 | 2504.8073 | 2504.8073 | 2504.8073 | 2504.8073 | 2504.8073 | 2504.8073 | 2504.8073 | 2504.8073 | 2504.8073 | 2504.8073 | 2504.8073 | 2504.8073 | 2504.8073 | 2504.8073 | 2504.8073 | 2504.8073 | 2504.8073 | 2504.8073 | 2504.8073 | 2504.8073 | 2504.8073 | 2504.8073 | 2504.8073 | 2504.8073
[10 empty] | 0.58187 | 0.58187 | 0.58187 | 0.58187 | 0.58187 | 0.58187 | 0.58187 | 0.58187 | 0.58187 | 0.58187 | 0.58187 | 0.58187 | 0.58187 | 0.58187 | 0.58187 | 0.58187 | 0.58187 | 0.58187 | 0.58187 | 0.58187 | 0.58187 | 0.58187 | 0.58187 | 0.58187 | 0.58187 | 0.58187 | 0.58187 | 0.58187
[10 empty] | 0.58187 | 0.58187 | 0.58187 | 0.58187 | 0.58187 | 0.58187 | 0.58187 | 0.58187 | 0.58187 | 0.58187 | 0.58187 | 0.58187 | 0.58187 | 0.58187 | 0.58187 | 0.58187 | 0.58187 | 0.58187 | 0.58187 | 0.58187 | 0.58187 | 0.58187 | 0.58187 | 0.58187 | 0.58187 | 0.58187 | 0.58187 | 0.58187
[10 empty] | 29119.3007 | 29591.6009 | 30071.5615 | 30559.3069 | 31054.9633 | 31558.6589 | 32070.5243 | 32590.6918 | 33119.2962 | 33656.4743 | 34202.3651 | 34757.11 | 35320.8526 | 35893.7388 | 36475.9169 | 37067.5377 | 37668.7542 | 38279.7222 | 38900.5997 | 39531.5476 | 40172.7291 | 40824.3103 | 41486.4598 | 42159.349 | 42843.1521 | 43538.0462 | 44244.2111 | 44961.8296
[10 empty] | 99.3783 | 101.8493 | 104.3613 | 106.9163 | 109.5156 | 112.1606 | 114.8527 | 117.593 | 120.3826 | 123.2225 | 126.1137 | 129.057 | 132.0533 | 135.1035 | 138.0734 | 140.9802 | 143.8389 | 146.6622 | 149.4612 | 152.2456 | 155.0237 | 157.8028 | 160.5891 | 163.3882 | 166.205 | 169.0436 | 171.9078 | 174.801
[10 empty] | 23.0859 | 23.6599 | 24.2434 | 24.837 | 25.4408 | 26.0552 | 26.6806 | 27.3172 | 27.9652 | 28.625 | 29.2966 | 29.9803 | 30.6764 | 31.3849 | 32.0749 | 32.7501 | 33.4142 | 34.0701 | 34.7203 | 35.3671 | 36.0125 | 36.6581 | 37.3053 | 37.9556 | 38.6099 | 39.2693 | 39.9347 | 40.6068
[10 empty] | 23.0859 | 23.6599 | 24.2434 | 24.837 | 25.4408 | 26.0552 | 26.6806 | 27.3172 | 27.9652 | 28.625 | 29.2966 | 29.9803 | 30.6764 | 31.3849 | 32.0749 | 32.7501 | 33.4142 | 34.0701 | 34.7203 | 35.3671 | 36.0125 | 36.6581 | 37.3053 | 37.9556 | 38.6099 | 39.2693 | 39.9347 | 40.6068
[10 empty] | 0 | 2004.895 | 2012.5554 | 2020.3402 | 2028.2511 | 2036.2904 | 2044.4601 | 2052.7623 | 2061.1992 | 2069.7729 | 2078.4856 | 2087.3397 | 2096.3374 | 2105.481 | 2182.2444 | 2250.614 | 2311.8308 | 2366.9589 | 2416.9113 | 2462.4711 | 2504.3103 | 3127.1462 | 3081.9761 | 3046.221 | 3018.5838 | 2997.9537 | 2983.3793 | 2983.6847
[10 empty] | 3900.3429 | 3900.3429 | 3900.3429 | 3900.3429 | 3900.3429 | 3900.3429 | 3900.3429 | 3900.3429 | 3900.3429 | 3900.3429 | 3900.3429 | 3900.3429 | 3900.3429 | 3900.3429 | 3900.3429 | 3900.3429 | 3900.3429 | 3900.3429 | 3900.3429 | 3900.3429 | 3900.3429 | 3900.3429 | 3900.3429 | 3900.3429 | 3900.3429 | 3900.3429 | 3900.3429 | 3900.3429
[10 empty] | 0.90606 | 0.90606 | 0.90606 | 0.90606 | 0.90606 | 0.90606 | 0.90606 | 0.90606 | 0.90606 | 0.90606 | 0.90606 | 0.90606 | 0.90606 | 0.90606 | 0.90606 | 0.90606 | 0.90606 | 0.90606 | 0.90606 | 0.90606 | 0.90606 | 0.90606 | 0.90606 | 0.90606 | 0.90606 | 0.90606 | 0.90606 | 0.90606
[10 empty] | 0.90606 | 0.90606 | 0.90606 | 0.90606 | 0.90606 | 0.90606 | 0.90606 | 0.90606 | 0.90606 | 0.90606 | 0.90606 | 0.90606 | 0.90606 | 0.90606 | 0.90606 | 0.90606 | 0.90606 | 0.90606 | 0.90606 | 0.90606 | 0.90606 | 0.90606 | 0.90606 | 0.90606 | 0.90606 | 0.90606 | 0.90606 | 0.90606
[10 empty] | 2777.3088 | 2772.8651 | 2768.4285 | 2763.999 | 2759.5766 | 2755.1613 | 2750.753 | 2746.3518 | 2741.9577 | 2737.5705 | 2733.1904 | 2728.8173 | 2724.4512 | 2720.0921 | 2715.7399 | 2711.3948 | 2707.0565 | 2702.7252 | 2698.4009 | 2694.0834 | 2689.7729 | 2685.4693 | 2681.1725 | 2676.8826 | 2672.5996 | 2668.3235 | 2664.0542 | 2659.7917
[10 empty] | 1.2422 | 1.2336 | 1.2252 | 1.2171 | 1.2092 | 1.2016 | 1.1943 | 1.1872 | 1.1804 | 1.1738 | 1.1676 | 1.1616 | 1.156 | 1.1507 | 1.1456 | 1.1408 | 1.1363 | 1.1319 | 1.1278 | 1.1239 | 1.1201 | 1.1165 | 1.1131 | 1.1097 | 1.1065 | 1.1035 | 1.1005 | 1.0976
[10 empty] | 0 | 0 | 0 | 0 | 0 | 0 | 0 | 0 | 0 | 0 | 0 | 0 | 0 | 0 | 0 | 0 | 0 | 0 | 0 | 0 | 0 | 0 | 0 | 0 | 0 | 0 | 0 | 0
[10 empty] | 0 | 0 | 0 | 0 | 0 | 0 | 0 | 0 | 0 | 0 | 0 | 0 | 0 | 0 | 0 | 0 | 0 | 0 | 0 | 0 | 0 | 0 | 0 | 0 | 0 | 0 | 0 | 0
[10 empty] | 0 | 110.9146 | 110.7371 | 110.56 | 110.3831 | 110.2065 | 110.0301 | 109.8541 | 109.6783 | 109.5028 | 109.3276 | 109.1527 | 108.978 | 108.8037 | 108.6296 | 108.4558 | 108.2823 | 108.109 | 107.936 | 107.7633 | 107.5909 | 107.4188 | 107.2469 | 107.0753 | 106.904 | 106.7329 | 106.5622 | 141.0844
[10 empty] | 407.6562 | 407.6562 | 407.6562 | 407.6562 | 407.6562 | 407.6562 | 407.6562 | 407.6562 | 407.6562 | 407.6562 | 407.6562 | 407.6562 | 407.6562 | 407.6562 | 407.6562 | 407.6562 | 407.6562 | 407.6562 | 407.6562 | 407.6562 | 407.6562 | 407.6562 | 407.6562 | 407.6562 | 407.6562 | 407.6562 | 407.6562 | 407.6562
[10 empty] | 0 | 0 | 0 | 0 | 0 | 0 | 0 | 0 | 0 | 0 | 0 | 0 | 0 | 0 | 0 | 0 | 0 | 0 | 0 | 0 | 0 | 0 | 0 | 0 | 0 | 0 | 0 | 0
[10 empty] | 0 | 0 | 0 | 0 | 0 | 0 | 0 | 0 | 0 | 0 | 0 | 0 | 0 | 0 | 0 | 0 | 0 | 0 | 0 | 0 | 0 | 0 | 0 | 0 | 0 | 0 | 0 | 0
[10 empty] | 52076.3602 | 51993.038 | 51909.8492 | 51826.7934 | 51743.8705 | 51661.0803 | 51578.4226 | 51495.8971 | 51413.5037 | 51331.2421 | 51249.1121 | 51167.1135 | 51085.2462 | 51003.5098 | 50921.9041 | 50840.4291 | 50759.0844 | 50677.8699 | 50596.7853 | 50515.8304 | 50435.0051 | 50354.3091 | 50273.7422 | 50193.3042 | 50112.9949 | 50032.8141 | 49952.7616 | 49872.8372
[10 empty] | 99.0873 | 100.1334 | 101.2236 | 102.3538 | 103.5185 | 104.7147 | 105.9396 | 107.1907 | 108.4659 | 109.7421 | 111.0198 | 112.3672 | 113.7775 | 115.2446 | 116.5237 | 117.636 | 118.6005 | 119.4337 | 120.1504 | 120.7638 | 121.2856 | 121.7261 | 122.0944 | 122.3988 | 122.6465 | 122.8439 | 122.9967 | 123.1099
[10 empty] | 18.6101 | 18.8066 | 19.0113 | 19.2236 | 19.4424 | 19.667 | 19.8971 | 20.1321 | 20.3716 | 20.6112 | 20.8512 | 21.1043 | 21.3692 | 21.6447 | 21.8849 | 22.0938 | 22.275 | 22.4315 | 22.5661 | 22.6813 | 22.7793 | 22.862 | 22.9312 | 22.9884 | 23.0349 | 23.072 | 23.1007 | 23.1219
[10 empty] | 18.6101 | 18.8066 | 19.0113 | 19.2236 | 19.4424 | 19.667 | 19.8971 | 20.1321 | 20.3716 | 20.6112 | 20.8512 | 21.1043 | 21.3692 | 21.6447 | 21.8849 | 22.0938 | 22.275 | 22.4315 | 22.5661 | 22.6813 | 22.7793 | 22.862 | 22.9312 | 22.9884 | 23.0349 | 23.072 | 23.1007 | 23.1219
[10 empty] | 0 | 2067.7888 | 2133.6678 | 2191.6555 | 2239.6883 | 2281.8443 | 2318.7857 | 2351.1 | 2379.3086 | 2370.7405 | 2362.7218 | 2459.5258 | 2544.8558 | 2620.0039 | 2550.1872 | 2495.3962 | 2453.0814 | 2420.7555 | 2396.6548 | 2379.2863 | 2367.3888 | 2359.8999 | 2352.3214 | 2959.449 | 2914.6315 | 2881.8286 | 2857.963 | 2827.4613
[10 empty] | 2518.2025 | 2518.2025 | 2518.2025 | 2518.2025 | 2518.2025 | 2518.2025 | 2518.2025 | 2518.2025 | 2518.2025 | 2518.2025 | 2518.2025 | 2518.2025 | 2518.2025 | 2518.2025 | 2518.2025 | 2518.2025 | 2518.2025 | 2518.2025 | 2518.2025 | 2518.2025 | 2518.2025 | 2518.2025 | 2518.2025 | 2518.2025 | 2518.2025 | 2518.2025 | 2518.2025 | 2518.2025
[10 empty] | 0.47296 | 0.47296 | 0.47296 | 0.47296 | 0.47296 | 0.47296 | 0.47296 | 0.47296 | 0.47296 | 0.47296 | 0.47296 | 0.47296 | 0.47296 | 0.47296 | 0.47296 | 0.47296 | 0.47296 | 0.47296 | 0.47296 | 0.47296 | 0.47296 | 0.47296 | 0.47296 | 0.47296 | 0.47296 | 0.47296 | 0.47296 | 0.47296
[10 empty] | 0.47296 | 0.47296 | 0.47296 | 0.47296 | 0.47296 | 0.47296 | 0.47296 | 0.47296 | 0.47296 | 0.47296 | 0.47296 | 0.47296 | 0.47296 | 0.47296 | 0.47296 | 0.47296 | 0.47296 | 0.47296 | 0.47296 | 0.47296 | 0.47296 | 0.47296 | 0.47296 | 0.47296 | 0.47296 | 0.47296 | 0.47296 | 0.47296
[10 empty] | 13207.3978 | 13186.266 | 13165.168 | 13144.1037 | 13123.0731 | 13102.0762 | 13081.1129 | 13060.1831 | 13039.2868 | 13018.424 | 12997.5945 | 12976.7983 | 12956.0354 | 12935.3058 | 12914.6093 | 12893.9459 | 12873.3156 | 12852.7183 | 12832.154 | 12811.6225 | 12791.1239 | 12770.6581 | 12750.2251 | 12729.8247 | 12709.457 | 12689.1219 | 12668.8193 | 12648.5492
[10 empty] | 26.2068 | 25.0826 | 24.02 | 23.0215 | 22.0897 | 21.2262 | 20.4321 | 19.7084 | 19.0558 | 18.4771 | 17.9713 | 17.5383 | 17.181 | 16.9018 | 16.6592 | 16.4482 | 16.2641 | 16.103 | 15.9617 | 15.8373 | 15.7273 | 15.6297 | 15.5427 | 15.4648 | 15.3947 | 15.3312 | 15.2734 | 15.2206
[10 empty] | 4.922 | 4.7109 | 4.5113 | 4.3238 | 4.1488 | 3.9866 | 3.8375 | 3.7015 | 3.579 | 3.4703 | 3.3753 | 3.294 | 3.2269 | 3.1744 | 3.1289 | 3.0892 | 3.0546 | 3.0244 | 2.9979 | 2.9745 | 2.9538 | 2.9355 | 2.9192 | 2.9045 | 2.8914 | 2.8794 | 2.8686 | 2.8587
[10 empty] | 4.922 | 4.7109 | 4.5113 | 4.3238 | 4.1488 | 3.9866 | 3.8375 | 3.7015 | 3.579 | 3.4703 | 3.3753 | 3.294 | 3.2269 | 3.1744 | 3.1289 | 3.0892 | 3.0546 | 3.0244 | 2.9979 | 2.9745 | 2.9538 | 2.9355 | 2.9192 | 2.9045 | 2.8914 | 2.8794 | 2.8686 | 2.8587
[10 empty] | 0 | 674.2598 | 674.3707 | 674.3098 | 673.1394 | 671.9841 | 670.8419 | 669.7113 | 668.5907 | 656.6747 | 646.3422 | 671.3859 | 692.6284 | 710.6183 | 702.4652 | 695.5036 | 689.5376 | 684.2682 | 679.5972 | 675.4401 | 671.7244 | 858.6464 | 827.0188 | 798.4587 | 777.2087 | 761.9994 | 751.5039 | 741.3841
[10 empty] | 1189.8507 | 1189.8507 | 1189.8507 | 1189.8507 | 1189.8507 | 1189.8507 | 1189.8507 | 1189.8507 | 1189.8507 | 1189.8507 | 1189.8507 | 1189.8507 | 1189.8507 | 1189.8507 | 1189.8507 | 1189.8507 | 1189.8507 | 1189.8507 | 1189.8507 | 1189.8507 | 1189.8507 | 1189.8507 | 1189.8507 | 1189.8507 | 1189.8507 | 1189.8507 | 1189.8507 | 1189.8507
[10 empty] | 0.22347 | 0.22347 | 0.22347 | 0.22347 | 0.22347 | 0.22347 | 0.22347 | 0.22347 | 0.22347 | 0.22347 | 0.22347 | 0.22347 | 0.22347 | 0.22347 | 0.22347 | 0.22347 | 0.22347 | 0.22347 | 0.22347 | 0.22347 | 0.22347 | 0.22347 | 0.22347 | 0.22347 | 0.22347 | 0.22347 | 0.22347 | 0.22347
[10 empty] | 0.22347 | 0.22347 | 0.22347 | 0.22347 | 0.22347 | 0.22347 | 0.22347 | 0.22347 | 0.22347 | 0.22347 | 0.22347 | 0.22347 | 0.22347 | 0.22347 | 0.22347 | 0.22347 | 0.22347 | 0.22347 | 0.22347 | 0.22347 | 0.22347 | 0.22347 | 0.22347 | 0.22347 | 0.22347 | 0.22347 | 0.22347 | 0.22347
[10 empty] | 77801.7951 | 77677.3122 | 77553.0285 | 77428.9437 | 77305.0574 | 77181.3693 | 77057.8791 | 76934.5865 | 76811.4911 | 76688.5928 | 76565.891 | 76443.3856 | 76321.0762 | 76198.9625 | 76077.0441 | 75955.3208 | 75833.7923 | 75712.4583 | 75591.3183 | 75470.3722 | 75349.6196 | 75229.0602 | 75108.6937 | 74988.5198 | 74868.5382 | 74748.7485 | 74629.1505 | 74509.7439
[10 empty] | 42.2552 | 46.7215 | 46.5552 | 46.4225 | 44.7817 | 43.6982 | 43.0004 | 41.6635 | 41.6808 | 41.686 | 41.6808 | 41.6667 | 41.6451 | 41.617 | 41.5834 | 41.5451 | 41.5028 | 41.4571 | 41.4085 | 41.3573 | 41.3041 | 41.2491 | 41.1926 | 41.1348 | 41.076 | 41.0162 | 40.9557 | 40.8945
[10 empty] | 14.1174 | 15.6096 | 15.554 | 15.5097 | 14.9615 | 14.5995 | 14.3664 | 13.9197 | 13.9255 | 13.9272 | 13.9255 | 13.9208 | 13.9136 | 13.9042 | 13.893 | 13.8802 | 13.866 | 13.8507 | 13.8345 | 13.8174 | 13.7996 | 13.7813 | 13.7624 | 13.7431 | 13.7234 | 13.7034 | 13.6832 | 13.6628
[10 empty] | 14.1174 | 15.6096 | 15.554 | 15.5097 | 14.9615 | 14.5995 | 14.3664 | 13.9197 | 13.9255 | 13.9272 | 13.9255 | 13.9208 | 13.9136 | 13.9042 | 13.893 | 13.8802 | 13.866 | 13.8507 | 13.8345 | 13.8174 | 13.7996 | 13.7813 | 13.7624 | 13.7431 | 13.7234 | 13.7034 | 13.6832 | 13.6628
[10 empty] | 0 | 5975.1779 | 5965.6176 | 5956.0726 | 7928.7238 | 9235.3775 | 10098.7534 | 12493.6508 | 12504.9233 | 12636.5179 | 13767.4692 | 14275.4151 | 14469.1141 | 15186.0601 | 15291.6742 | 15386.0154 | 15827.6425 | 15988.402 | 16025.4217 | 16264.8012 | 16328.8215 | 16356.4999 | 16500.8765 | 16545.0608 | 16543.7991 | 16617.0251 | 16634.6956 | 16629.1125
[10 empty] | 1328.3731 | 1328.3731 | 549.1982 | 549.1982 | 549.1982 | 549.1982 | 549.1982 | 549.1982 | 549.1982 | 549.1982 | 549.1982 | 549.1982 | 549.1982 | 549.1982 | 549.1982 | 549.1982 | 549.1982 | 549.1982 | 549.1982 | 549.1982 | 549.1982 | 549.1982 | 549.1982 | 549.1982 | 549.1982 | 549.1982 | 549.1982 | 549.1982
[10 empty] | 0.44381 | 0.44381 | 0.18349 | 0.18349 | 0.18349 | 0.18349 | 0.18349 | 0.18349 | 0.18349 | 0.18349 | 0.18349 | 0.18349 | 0.18349 | 0.18349 | 0.18349 | 0.18349 | 0.18349 | 0.18349 | 0.18349 | 0.18349 | 0.18349 | 0.18349 | 0.18349 | 0.18349 | 0.18349 | 0.18349 | 0.18349 | 0.18349
[10 empty] | 0.44381 | 0.44381 | 0.18349 | 0.18349 | 0.18349 | 0.18349 | 0.18349 | 0.18349 | 0.18349 | 0.18349 | 0.18349 | 0.18349 | 0.18349 | 0.18349 | 0.18349 | 0.18349 | 0.18349 | 0.18349 | 0.18349 | 0.18349 | 0.18349 | 0.18349 | 0.18349 | 0.18349 | 0.18349 | 0.18349 | 0.18349 | 0.18349
[10 empty] | 77801.7951 | 77677.3122 | 77553.0285 | 77428.9437 | 77305.0574 | 77181.3693 | 77057.8791 | 76934.5865 | 76811.4911 | 76688.5928 | 76565.891 | 76443.3856 | 76321.0762 | 76198.9625 | 76077.0441 | 75955.3208 | 75833.7923 | 75712.4583 | 75591.3183 | 75470.3722 | 75349.6196 | 75229.0602 | 75108.6937 | 74988.5198 | 74868.5382 | 74748.7485 | 74629.1505 | 74509.7439
[10 empty] | 14.8849 | 14.8171 | 14.7144 | 14.6156 | 14.5211 | 14.4309 | 14.3455 | 14.2648 | 14.189 | 14.1182 | 14.0524 | 13.9918 | 13.9362 | 13.8859 | 13.8407 | 13.8006 | 13.7658 | 13.736 | 13.7115 | 13.6921 | 13.6647 | 13.6386 | 13.6133 | 13.5888 | 13.5648 | 13.5317 | 13.5106 | 13.4894
[10 empty] | 4.973 | 4.9504 | 4.9161 | 4.8831 | 4.8515 | 4.8214 | 4.7928 | 4.7658 | 4.7405 | 4.7169 | 4.6949 | 4.6746 | 4.6561 | 4.6392 | 4.6241 | 4.6108 | 4.5991 | 4.5892 | 4.581 | 4.5745 | 4.5654 | 4.5566 | 4.5482 | 4.54 | 4.532 | 4.5209 | 4.5139 | 4.5068
[10 empty] | 4.973 | 4.9504 | 4.9161 | 4.8831 | 4.8515 | 4.8214 | 4.7928 | 4.7658 | 4.7405 | 4.7169 | 4.6949 | 4.6746 | 4.6561 | 4.6392 | 4.6241 | 4.6108 | 4.5991 | 4.5892 | 4.581 | 4.5745 | 4.5654 | 4.5566 | 4.5482 | 4.54 | 4.532 | 4.5209 | 4.5139 | 4.5068
[10 empty] | 0 | 3377.2744 | 3371.8708 | 3366.4758 | 3361.0895 | 3355.7117 | 3350.3426 | 3344.982 | 3339.63 | 3334.2866 | 3328.9518 | 3323.6255 | 3318.3077 | 3312.9984 | 3307.6976 | 3302.4053 | 3297.1214 | 3291.846 | 3286.5791 | 3281.3205 | 3276.0704 | 3270.8287 | 3265.5954 | 3260.3704 | 3255.1538 | 4101.8993 | 3925.2182 | 3783.0611
[10 empty] | 192.3807 | 192.3807 | 181.0642 | 181.0642 | 181.0642 | 181.0642 | 181.0642 | 181.0642 | 181.0642 | 181.0642 | 181.0642 | 181.0642 | 181.0642 | 181.0642 | 181.0642 | 181.0642 | 181.0642 | 181.0642 | 181.0642 | 181.0642 | 181.0642 | 181.0642 | 181.0642 | 181.0642 | 181.0642 | 181.0642 | 181.0642 | 181.0642
[10 empty] | 0.064274 | 0.064274 | 0.060493 | 0.060493 | 0.060493 | 0.060493 | 0.060493 | 0.060493 | 0.060493 | 0.060493 | 0.060493 | 0.060493 | 0.060493 | 0.060493 | 0.060493 | 0.060493 | 0.060493 | 0.060493 | 0.060493 | 0.060493 | 0.060493 | 0.060493 | 0.060493 | 0.060493 | 0.060493 | 0.060493 | 0.060493 | 0.060493
[10 empty] | 0.064274 | 0.064274 | 0.060493 | 0.060493 | 0.060493 | 0.060493 | 0.060493 | 0.060493 | 0.060493 | 0.060493 | 0.060493 | 0.060493 | 0.060493 | 0.060493 | 0.060493 | 0.060493 | 0.060493 | 0.060493 | 0.060493 | 0.060493 | 0.060493 | 0.060493 | 0.060493 | 0.060493 | 0.060493 | 0.060493 | 0.060493 | 0.060493
[10 empty] | 77801.7951 | 77677.3122 | 77553.0285 | 77428.9437 | 77305.0574 | 77181.3693 | 77057.8791 | 76934.5865 | 76811.4911 | 76688.5928 | 76565.891 | 76443.3856 | 76321.0762 | 76198.9625 | 76077.0441 | 75955.3208 | 75833.7923 | 75712.4583 | 75591.3183 | 75470.3722 | 75349.6196 | 75229.0602 | 75108.6937 | 74988.5198 | 74868.5382 | 74748.7485 | 74629.1505 | 74509.7439
[10 empty] | 11.861 | 12.7222 | 13.6173 | 14.552 | 15.5304 | 16.5548 | 17.2267 | 17.6639 | 17.9451 | 18.1223 | 18.2304 | 18.2924 | 18.3239 | 18.335 | 18.3326 | 18.3211 | 18.3038 | 18.2824 | 18.2584 | 18.2327 | 18.2059 | 18.1783 | 18.1503 | 18.1219 | 18.0934 | 18.0647 | 18.036 | 18.0073
[10 empty] | 3.9628 | 4.2505 | 4.5495 | 4.8618 | 5.1887 | 5.5309 | 5.7554 | 5.9015 | 5.9954 | 6.0546 | 6.0907 | 6.1115 | 6.122 | 6.1257 | 6.1249 | 6.1211 | 6.1153 | 6.1081 | 6.1001 | 6.0915 | 6.0826 | 6.0733 | 6.064 | 6.0545 | 6.045 | 6.0354 | 6.0258 | 6.0162
[10 empty] | 3.9628 | 4.2505 | 4.5495 | 4.8618 | 5.1887 | 5.5309 | 5.7554 | 5.9015 | 5.9954 | 6.0546 | 6.0907 | 6.1115 | 6.122 | 6.1257 | 6.1249 | 6.1211 | 6.1153 | 6.1081 | 6.1001 | 6.0915 | 6.0826 | 6.0733 | 6.064 | 6.0545 | 6.045 | 6.0354 | 6.0258 | 6.0162
[10 empty] | 0 | 11096.7589 | 11079.0041 | 14748.3702 | 17178.9016 | 20009.9846 | 21201.1096 | 20760.1265 | 21584.887 | 21745.717 | 22206.0589 | 22245.4297 | 22105.1441 | 22272.7431 | 22207.8423 | 22279.0734 | 22222.5731 | 22173.442 | 22182.2548 | 22126.2889 | 22118.6216 | 22069.9153 | 22036.375 | 22009.2062 | 21967.2873 | 21939.8055 | 21899.5412 | 21866.5665
[10 empty] | 241.681 | 241.681 | 241.681 | 241.681 | 241.681 | 241.681 | 241.681 | 241.681 | 241.681 | 241.681 | 241.681 | 241.681 | 241.681 | 241.681 | 241.681 | 241.681 | 241.681 | 241.681 | 241.681 | 241.681 | 241.681 | 241.681 | 241.681 | 241.681 | 241.681 | 241.681 | 241.681 | 241.681
[10 empty] | 0.080745 | 0.080745 | 0.080745 | 0.080745 | 0.080745 | 0.080745 | 0.080745 | 0.080745 | 0.080745 | 0.080745 | 0.080745 | 0.080745 | 0.080745 | 0.080745 | 0.080745 | 0.080745 | 0.080745 | 0.080745 | 0.080745 | 0.080745 | 0.080745 | 0.080745 | 0.080745 | 0.080745 | 0.080745 | 0.080745 | 0.080745 | 0.080745
[10 empty] | 0.080745 | 0.080745 | 0.080745 | 0.080745 | 0.080745 | 0.080745 | 0.080745 | 0.080745 | 0.080745 | 0.080745 | 0.080745 | 0.080745 | 0.080745 | 0.080745 | 0.080745 | 0.080745 | 0.080745 | 0.080745 | 0.080745 | 0.080745 | 0.080745 | 0.080745 | 0.080745 | 0.080745 | 0.080745 | 0.080745 | 0.080745 | 0.080745
[10 empty] | 77801.7951 | 77677.3122 | 77553.0285 | 77428.9437 | 77305.0574 | 77181.3693 | 77057.8791 | 76934.5865 | 76811.4911 | 76688.5928 | 76565.891 | 76443.3856 | 76321.0762 | 76198.9625 | 76077.0441 | 75955.3208 | 75833.7923 | 75712.4583 | 75591.3183 | 75470.3722 | 75349.6196 | 75229.0602 | 75108.6937 | 74988.5198 | 74868.5382 | 74748.7485 | 74629.1505 | 74509.7439
[10 empty] | 24.1563 | 25.8346 | 25.2868 | 24.0212 | 23.0386 | 22.2568 | 21.1807 | 20.8313 | 20.5354 | 20.2841 | 20.0699 | 19.8865 | 19.7289 | 19.5927 | 19.4742 | 19.3706 | 19.2793 | 19.1983 | 19.1259 | 19.0605 | 19.0012 | 18.9467 | 18.8964 | 18.8495 | 18.8055 | 18.7639 | 18.7243 | 18.6864
[10 empty] | 8.0706 | 8.6313 | 8.4483 | 8.0255 | 7.6971 | 7.4359 | 7.0765 | 6.9597 | 6.8608 | 6.7769 | 6.7053 | 6.6441 | 6.5914 | 6.5459 | 6.5063 | 6.4717 | 6.4412 | 6.4141 | 6.3899 | 6.3681 | 6.3483 | 6.3301 | 6.3133 | 6.2976 | 6.2829 | 6.269 | 6.2558 | 6.2431
[10 empty] | 8.0706 | 8.6313 | 8.4483 | 8.0255 | 7.6971 | 7.4359 | 7.0765 | 6.9597 | 6.8608 | 6.7769 | 6.7053 | 6.6441 | 6.5914 | 6.5459 | 6.5063 | 6.4717 | 6.4412 | 6.4141 | 6.3899 | 6.3681 | 6.3483 | 6.3301 | 6.3133 | 6.2976 | 6.2829 | 6.269 | 6.2558 | 6.2431
[10 empty] | 0 | 7061.5738 | 7050.2753 | 9385.3265 | 10932.0283 | 12733.6266 | 15826.7024 | 15930.8992 | 17291.9247 | 17915.7616 | 18698.0847 | 19566.9305 | 19726.6184 | 20289.8378 | 20508.789 | 20818.87 | 21070.2453 | 21164.4886 | 21358.7394 | 21426.1653 | 21531.9673 | 21595.4598 | 21627.2482 | 21676.7206 | 21685.0962 | 21706.0604 | 21707.3929 | 21703.1067
[10 empty] | 568.7646 | 568.7646 | 250.2564 | 250.2564 | 250.2564 | 250.2564 | 250.2564 | 250.2564 | 250.2564 | 250.2564 | 250.2564 | 250.2564 | 250.2564 | 250.2564 | 250.2564 | 250.2564 | 250.2564 | 250.2564 | 250.2564 | 250.2564 | 250.2564 | 250.2564 | 250.2564 | 250.2564 | 250.2564 | 250.2564 | 250.2564 | 250.2564
[10 empty] | 0.19002 | 0.19002 | 0.08361 | 0.08361 | 0.08361 | 0.08361 | 0.08361 | 0.08361 | 0.08361 | 0.08361 | 0.08361 | 0.08361 | 0.08361 | 0.08361 | 0.08361 | 0.08361 | 0.08361 | 0.08361 | 0.08361 | 0.08361 | 0.08361 | 0.08361 | 0.08361 | 0.08361 | 0.08361 | 0.08361 | 0.08361 | 0.08361
[10 empty] | 0.19002 | 0.19002 | 0.08361 | 0.08361 | 0.08361 | 0.08361 | 0.08361 | 0.08361 | 0.08361 | 0.08361 | 0.08361 | 0.08361 | 0.08361 | 0.08361 | 0.08361 | 0.08361 | 0.08361 | 0.08361 | 0.08361 | 0.08361 | 0.08361 | 0.08361 | 0.08361 | 0.08361 | 0.08361 | 0.08361 | 0.08361 | 0.08361
[10 empty] | 77468.432 | 77344.4825 | 77220.7313 | 77097.1782 | 76973.8227 | 76850.6646 | 76727.7035 | 76604.9392 | 76482.3713 | 76359.9995 | 76237.8235 | 76115.843 | 75994.0576 | 75872.4671 | 75751.0712 | 75629.8695 | 75508.8617 | 75388.0475 | 75267.4266 | 75146.9987 | 75026.7635 | 74906.7207 | 74786.87 | 74667.211 | 74547.7434 | 74428.4671 | 74309.3815 | 74190.4865
[10 empty] | 41.3315 | 40.9368 | 40.5534 | 40.1847 | 39.8338 | 39.5035 | 39.1959 | 38.9136 | 38.6579 | 38.4339 | 38.2449 | 38.0941 | 37.9536 | 37.8223 | 37.6991 | 37.5832 | 37.4737 | 37.37 | 37.2713 | 37.1772 | 37.0871 | 37.0006 | 36.9173 | 36.8368 | 36.7589 | 36.6832 | 36.6096 | 36.5378
[10 empty] | 5.2365 | 5.1865 | 5.1379 | 5.0912 | 5.0467 | 5.0049 | 4.9659 | 4.9302 | 4.8978 | 4.8694 | 4.8454 | 4.8263 | 4.8085 | 4.7919 | 4.7763 | 4.7616 | 4.7477 | 4.7346 | 4.7221 | 4.7102 | 4.6987 | 4.6878 | 4.6772 | 4.667 | 4.6572 | 4.6476 | 4.6382 | 4.6291
[10 empty] | 5.2365 | 5.1865 | 5.1379 | 5.0912 | 5.0467 | 5.0049 | 4.9659 | 4.9302 | 4.8978 | 4.8694 | 4.8454 | 4.8263 | 4.8085 | 4.7919 | 4.7763 | 4.7616 | 4.7477 | 4.7346 | 4.7221 | 4.7102 | 4.6987 | 4.6878 | 4.6772 | 4.667 | 4.6572 | 4.6476 | 4.6382 | 4.6291
[10 empty] | 0 | 3033.7261 | 3178.2847 | 3305.7982 | 3418.1858 | 3517.151 | 3604.2056 | 3639.8357 | 3670.7503 | 3993.3424 | 4278.455 | 4530.3077 | 4351.6924 | 4208.9589 | 4096.2084 | 4008.4156 | 3941.3066 | 3891.2534 | 3850.7226 | 3818.1279 | 3824.4189 | 4765.9072 | 4768.7234 | 4746.7085 | 4707.1383 | 4655.7626 | 4597.0788 | 4522.3773
[10 empty] | 491.0547 | 491.0547 | 491.0547 | 491.0547 | 491.0547 | 491.0547 | 491.0547 | 491.0547 | 491.0547 | 491.0547 | 491.0547 | 491.0547 | 491.0547 | 491.0547 | 491.0547 | 491.0547 | 491.0547 | 491.0547 | 491.0547 | 491.0547 | 491.0547 | 491.0547 | 491.0547 | 491.0547 | 491.0547 | 491.0547 | 491.0547 | 491.0547
[10 empty] | 0.062214 | 0.062214 | 0.062214 | 0.062214 | 0.062214 | 0.062214 | 0.062214 | 0.062214 | 0.062214 | 0.062214 | 0.062214 | 0.062214 | 0.062214 | 0.062214 | 0.062214 | 0.062214 | 0.062214 | 0.062214 | 0.062214 | 0.062214 | 0.062214 | 0.062214 | 0.062214 | 0.062214 | 0.062214 | 0.062214 | 0.062214 | 0.062214
[10 empty] | 0.062214 | 0.062214 | 0.062214 | 0.062214 | 0.062214 | 0.062214 | 0.062214 | 0.062214 | 0.062214 | 0.062214 | 0.062214 | 0.062214 | 0.062214 | 0.062214 | 0.062214 | 0.062214 | 0.062214 | 0.062214 | 0.062214 | 0.062214 | 0.062214 | 0.062214 | 0.062214 | 0.062214 | 0.062214 | 0.062214 | 0.062214 | 0.062214
[10 empty] | 32482.3361 | 32393.1686 | 32304.246 | 32215.5674 | 32127.1323 | 32038.9399 | 31950.9897 | 31863.2808 | 31775.8128 | 31688.5848 | 31601.5963 | 31514.8466 | 31428.335 | 31342.0609 | 31256.0237 | 31170.2226 | 31084.6571 | 30999.3264 | 30914.23 | 30829.3672 | 30744.7373 | 30660.3398 | 30576.1739 | 30492.2391 | 30408.5347 | 30325.06 | 30241.8146 | 30158.7976
[10 empty] | 23.7337 | 22.4713 | 21.4068 | 20.5245 | 19.7963 | 19.1988 | 18.7149 | 18.3308 | 18.015 | 17.7538 | 17.5361 | 17.3532 | 17.198 | 17.065 | 16.9497 | 16.8486 | 16.7588 | 16.678 | 16.6045 | 16.5368 | 16.4738 | 16.4145 | 16.3582 | 16.3043 | 16.2524 | 16.2021 | 16.153 | 16.1051
[10 empty] | 3.0069 | 2.847 | 2.7121 | 2.6003 | 2.5081 | 2.4324 | 2.3711 | 2.3224 | 2.2824 | 2.2493 | 2.2217 | 2.1986 | 2.1789 | 2.162 | 2.1474 | 2.1346 | 2.1233 | 2.113 | 2.1037 | 2.0951 | 2.0871 | 2.0796 | 2.0725 | 2.0657 | 2.0591 | 2.0527 | 2.0465 | 2.0404
[10 empty] | 3.0069 | 2.847 | 2.7121 | 2.6003 | 2.5081 | 2.4324 | 2.3711 | 2.3224 | 2.2824 | 2.2493 | 2.2217 | 2.1986 | 2.1789 | 2.162 | 2.1474 | 2.1346 | 2.1233 | 2.113 | 2.1037 | 2.0951 | 2.0871 | 2.0796 | 2.0725 | 2.0657 | 2.0591 | 2.0527 | 2.0465 | 2.0404
[10 empty] | 0 | 4342.8703 | 3932.9778 | 3450.8119 | 3065.2787 | 2787.2693 | 2564.5342 | 2385.8995 | 2755.5006 | 2969.9536 | 3046.4497 | 3031.8415 | 2965.6448 | 3970.651 | 3534.9462 | 3241.2339 | 3073.1563 | 2981.0746 | 2918.5716 | 2866.7499 | 3161.5059 | 3272.089 | 3267.8479 | 3208.4353 | 3129.8754 | 3326.589 | 3108.6421 | 3028.3022
[10 empty] | 533.5273 | 533.5273 | 533.5273 | 533.5273 | 533.5273 | 533.5273 | 533.5273 | 533.5273 | 533.5273 | 533.5273 | 533.5273 | 533.5273 | 533.5273 | 533.5273 | 533.5273 | 533.5273 | 533.5273 | 533.5273 | 533.5273 | 533.5273 | 533.5273 | 533.5273 | 533.5273 | 533.5273 | 533.5273 | 533.5273 | 533.5273 | 533.5273
[10 empty] | 0.067595 | 0.067595 | 0.067595 | 0.067595 | 0.067595 | 0.067595 | 0.067595 | 0.067595 | 0.067595 | 0.067595 | 0.067595 | 0.067595 | 0.067595 | 0.067595 | 0.067595 | 0.067595 | 0.067595 | 0.067595 | 0.067595 | 0.067595 | 0.067595 | 0.067595 | 0.067595 | 0.067595 | 0.067595 | 0.067595 | 0.067595 | 0.067595
[10 empty] | 0.067595 | 0.067595 | 0.067595 | 0.067595 | 0.067595 | 0.067595 | 0.067595 | 0.067595 | 0.067595 | 0.067595 | 0.067595 | 0.067595 | 0.067595 | 0.067595 | 0.067595 | 0.067595 | 0.067595 | 0.067595 | 0.067595 | 0.067595 | 0.067595 | 0.067595 | 0.067595 | 0.067595 | 0.067595 | 0.067595 | 0.067595 | 0.067595
[10 empty] | 21405.5949 | 21623.1417 | 21842.8995 | 22064.8908 | 22289.1381 | 22515.6645 | 22744.4931 | 22975.6473 | 23209.1507 | 23445.0273 | 23683.301 | 23923.9964 | 24167.138 | 24412.7507 | 24660.8595 | 24911.4899 | 25164.6675 | 25420.4181 | 25678.7679 | 25939.7434 | 26203.3712 | 26469.6783 | 26738.6918 | 27010.4394 | 27284.9488 | 27562.248 | 27842.3655 | 28125.3298
[10 empty] | 9.4417 | 9.4828 | 9.5225 | 9.5619 | 9.6021 | 9.6439 | 9.6863 | 9.7305 | 9.7773 | 9.8276 | 9.8819 | 9.9406 | 10.0044 | 10.0736 | 10.1489 | 10.2311 | 10.317 | 10.4064 | 10.499 | 10.5943 | 10.6923 | 10.7926 | 10.8952 | 10.9998 | 11.1063 | 11.2147 | 11.3248 | 11.4366
[10 empty] | 1.1848 | 1.19 | 1.1949 | 1.1999 | 1.2049 | 1.2102 | 1.2155 | 1.221 | 1.2269 | 1.2332 | 1.24 | 1.2474 | 1.2554 | 1.2641 | 1.2736 | 1.2839 | 1.2946 | 1.3059 | 1.3175 | 1.3294 | 1.3417 | 1.3543 | 1.3672 | 1.3803 | 1.3937 | 1.4073 | 1.4211 | 1.4351
[10 empty] | 1.1848 | 1.19 | 1.1949 | 1.1999 | 1.2049 | 1.2102 | 1.2155 | 1.221 | 1.2269 | 1.2332 | 1.24 | 1.2474 | 1.2554 | 1.2641 | 1.2736 | 1.2839 | 1.2946 | 1.3059 | 1.3175 | 1.3294 | 1.3417 | 1.3543 | 1.3672 | 1.3803 | 1.3937 | 1.4073 | 1.4211 | 1.4351
[10 empty] | 0 | 748.7709 | 813.8067 | 869.8899 | 918.303 | 960.1452 | 1033.1718 | 1096.1184 | 1150.4284 | 1197.3394 | 1237.9119 | 1285.533 | 1326.7216 | 1413.8011 | 1488.8188 | 1553.5017 | 1476.8917 | 1420.9066 | 1381.3249 | 1354.7117 | 1338.2796 | 1335.0331 | 1341.6528 | 1573.6593 | 1580.4308 | 1589.8453 | 1602.91 | 1618.5092
[10 empty] | 405.972 | 405.972 | 405.972 | 405.972 | 405.972 | 405.972 | 405.972 | 405.972 | 405.972 | 405.972 | 405.972 | 405.972 | 405.972 | 405.972 | 405.972 | 405.972 | 405.972 | 405.972 | 405.972 | 405.972 | 405.972 | 405.972 | 405.972 | 405.972 | 405.972 | 405.972 | 405.972 | 405.972
[10 empty] | 0.050944 | 0.050944 | 0.050944 | 0.050944 | 0.050944 | 0.050944 | 0.050944 | 0.050944 | 0.050944 | 0.050944 | 0.050944 | 0.050944 | 0.050944 | 0.050944 | 0.050944 | 0.050944 | 0.050944 | 0.050944 | 0.050944 | 0.050944 | 0.050944 | 0.050944 | 0.050944 | 0.050944 | 0.050944 | 0.050944 | 0.050944 | 0.050944
[10 empty] | 0.050944 | 0.050944 | 0.050944 | 0.050944 | 0.050944 | 0.050944 | 0.050944 | 0.050944 | 0.050944 | 0.050944 | 0.050944 | 0.050944 | 0.050944 | 0.050944 | 0.050944 | 0.050944 | 0.050944 | 0.050944 | 0.050944 | 0.050944 | 0.050944 | 0.050944 | 0.050944 | 0.050944 | 0.050944 | 0.050944 | 0.050944 | 0.050944
[10 empty] | 75743.979 | 75633.8039 | 75523.789 | 75413.9342 | 75304.2392 | 75194.7037 | 75085.3276 | 74976.1105 | 74867.0523 | 74758.1528 | 74649.4116 | 74540.8286 | 74432.4036 | 74324.1363 | 74216.0264 | 74108.0739 | 74000.2783 | 73892.6395 | 73785.1573 | 73677.8315 | 73570.6617 | 73463.6479 | 73356.7897 | 73250.0869 | 73143.5393 | 73037.1467 | 72930.9089 | 72824.8256
[10 empty] | 4.5651 | 4.4477 | 4.3403 | 4.2425 | 4.1536 | 4.0694 | 3.9909 | 3.9193 | 3.8555 | 3.8001 | 3.752 | 3.71 | 3.6734 | 3.6414 | 3.6132 | 3.5884 | 3.5664 | 3.5469 | 3.5295 | 3.5138 | 3.4997 | 3.487 | 3.4753 | 3.4646 | 3.4548 | 3.4456 | 3.4371 | 3.429
[10 empty] | 0.38572 | 0.3758 | 0.36673 | 0.35846 | 0.35095 | 0.34384 | 0.33721 | 0.33116 | 0.32576 | 0.32108 | 0.31702 | 0.31347 | 0.31038 | 0.30767 | 0.30529 | 0.3032 | 0.30134 | 0.29969 | 0.29822 | 0.2969 | 0.29571 | 0.29463 | 0.29364 | 0.29274 | 0.2919 | 0.29113 | 0.29041 | 0.28973
[10 empty] | 0.38572 | 0.3758 | 0.36673 | 0.35846 | 0.35095 | 0.34384 | 0.33721 | 0.33116 | 0.32576 | 0.32108 | 0.31702 | 0.31347 | 0.31038 | 0.30767 | 0.30529 | 0.3032 | 0.30134 | 0.29969 | 0.29822 | 0.2969 | 0.29571 | 0.29463 | 0.29364 | 0.29274 | 0.2919 | 0.29113 | 0.29041 | 0.28973
[10 empty] | 0 | 4429.9503 | 4252.4788 | 4099.9112 | 3968.6598 | 4388.9981 | 4747.3207 | 5052.5665 | 5312.386 | 5533.3275 | 5360.5667 | 5187.6783 | 5018.1921 | 4854.6233 | 4773.8922 | 4755.3175 | 4782.4585 | 6103.3069 | 5955.3006 | 5811.279 | 5669.6392 | 5681.4685 | 5651.0516 | 5598.6751 | 5538.4231 | 5479.7214 | 5503.7397 | 5503.3205
[10 empty] | 46.8369 | 46.8369 | 46.8369 | 46.8369 | 46.8369 | 46.8369 | 46.8369 | 46.8369 | 46.8369 | 46.8369 | 46.8369 | 46.8369 | 46.8369 | 46.8369 | 46.8369 | 46.8369 | 46.8369 | 46.8369 | 46.8369 | 46.8369 | 46.8369 | 46.8369 | 46.8369 | 46.8369 | 46.8369 | 46.8369 | 46.8369 | 46.8369
[10 empty] | 0.0039574 | 0.0039574 | 0.0039574 | 0.0039574 | 0.0039574 | 0.0039574 | 0.0039574 | 0.0039574 | 0.0039574 | 0.0039574 | 0.0039574 | 0.0039574 | 0.0039574 | 0.0039574 | 0.0039574 | 0.0039574 | 0.0039574 | 0.0039574 | 0.0039574 | 0.0039574 | 0.0039574 | 0.0039574 | 0.0039574 | 0.0039574 | 0.0039574 | 0.0039574 | 0.0039574 | 0.0039574
[10 empty] | 0.0039574 | 0.0039574 | 0.0039574 | 0.0039574 | 0.0039574 | 0.0039574 | 0.0039574 | 0.0039574 | 0.0039574 | 0.0039574 | 0.0039574 | 0.0039574 | 0.0039574 | 0.0039574 | 0.0039574 | 0.0039574 | 0.0039574 | 0.0039574 | 0.0039574 | 0.0039574 | 0.0039574 | 0.0039574 | 0.0039574 | 0.0039574 | 0.0039574 | 0.0039574 | 0.0039574 | 0.0039574
[10 empty] | 63548.7579 | 63679.3818 | 63810.2741 | 63941.4355 | 64072.8665 | 64204.5676 | 64336.5395 | 64468.7826 | 64601.2975 | 64734.0848 | 64867.1451 | 65000.4789 | 65134.0867 | 65267.9692 | 65402.1269 | 65536.5603 | 65671.27 | 65806.2567 | 65941.5208 | 66077.0629 | 66212.8837 | 66348.9836 | 66485.3633 | 66622.0233 | 66758.9642 | 66896.1866 | 67033.691 | 67171.4781
[10 empty] | 47.7151 | 47.2261 | 46.7537 | 46.3013 | 45.8721 | 45.4687 | 45.0937 | 44.7411 | 44.416 | 44.1224 | 43.8644 | 43.6453 | 43.4601 | 43.3051 | 43.1769 | 43.0726 | 42.9895 | 42.9253 | 42.878 | 42.8456 | 42.8265 | 42.8193 | 42.8226 | 42.8354 | 42.8566 | 42.8852 | 42.9205 | 42.9617
[10 empty] | 6.1772 | 6.1139 | 6.0528 | 5.9942 | 5.9386 | 5.8864 | 5.8379 | 5.7922 | 5.7501 | 5.7121 | 5.6787 | 5.6504 | 5.6264 | 5.6063 | 5.5897 | 5.5762 | 5.5655 | 5.5572 | 5.551 | 5.5468 | 5.5444 | 5.5434 | 5.5439 | 5.5455 | 5.5483 | 5.552 | 5.5565 | 5.5619
[10 empty] | 6.1772 | 6.1139 | 6.0528 | 5.9942 | 5.9386 | 5.8864 | 5.8379 | 5.7922 | 5.7501 | 5.7121 | 5.6787 | 5.6504 | 5.6264 | 5.6063 | 5.5897 | 5.5762 | 5.5655 | 5.5572 | 5.551 | 5.5468 | 5.5444 | 5.5434 | 5.5439 | 5.5455 | 5.5483 | 5.552 | 5.5565 | 5.5619
[10 empty] | 0 | 2813.4948 | 2882.6742 | 2944.1974 | 2998.9151 | 3047.5836 | 3090.875 | 3270.992 | 3431.1267 | 3573.4994 | 3700.0838 | 3812.6341 | 3716.7076 | 3639.1571 | 3577.0904 | 3528.0309 | 3489.8612 | 3460.7741 | 3454.9632 | 3467.622 | 3494.725 | 4399.3179 | 4370.8363 | 4332.5348 | 4287.8083 | 4239.3241 | 4189.1519 | 4182.4802
[10 empty] | 634.0898 | 634.0898 | 634.0898 | 634.0898 | 634.0898 | 634.0898 | 634.0898 | 634.0898 | 634.0898 | 634.0898 | 634.0898 | 634.0898 | 634.0898 | 634.0898 | 634.0898 | 634.0898 | 634.0898 | 634.0898 | 634.0898 | 634.0898 | 634.0898 | 634.0898 | 634.0898 | 634.0898 | 634.0898 | 634.0898 | 634.0898 | 634.0898
[10 empty] | 0.08209 | 0.08209 | 0.08209 | 0.08209 | 0.08209 | 0.08209 | 0.08209 | 0.08209 | 0.08209 | 0.08209 | 0.08209 | 0.08209 | 0.08209 | 0.08209 | 0.08209 | 0.08209 | 0.08209 | 0.08209 | 0.08209 | 0.08209 | 0.08209 | 0.08209 | 0.08209 | 0.08209 | 0.08209 | 0.08209 | 0.08209 | 0.08209
[10 empty] | 0.08209 | 0.08209 | 0.08209 | 0.08209 | 0.08209 | 0.08209 | 0.08209 | 0.08209 | 0.08209 | 0.08209 | 0.08209 | 0.08209 | 0.08209 | 0.08209 | 0.08209 | 0.08209 | 0.08209 | 0.08209 | 0.08209 | 0.08209 | 0.08209 | 0.08209 | 0.08209 | 0.08209 | 0.08209 | 0.08209 | 0.08209 | 0.08209
[10 empty] | 35641.0964 | 36459.6106 | 37296.9223 | 38153.4633 | 39029.6751 | 39926.0095 | 40842.9287 | 41780.9053 | 42740.423 | 43721.9765 | 44726.0718 | 45753.2266 | 46803.9705 | 47878.8452 | 48978.4049 | 50103.2165 | 51253.8599 | 52430.9283 | 53635.0287 | 54866.7818 | 56126.8226 | 57415.8009 | 58734.3812 | 60083.2433 | 61463.0826 | 62874.6105 | 64318.5549 | 65795.66
[10 empty] | 3.9482 | 4.0702 | 4.1948 | 4.3223 | 4.4528 | 4.5863 | 4.7229 | 4.8627 | 5.0059 | 5.1524 | 5.2977 | 5.4425 | 5.5874 | 5.7327 | 5.879 | 6.0265 | 6.1756 | 6.3266 | 6.4798 | 6.6354 | 6.7935 | 6.9545 | 7.1185 | 7.2856 | 7.456 | 7.63 | 7.8075 | 7.9887
[10 empty] | 0.75415 | 0.77744 | 0.80125 | 0.8256 | 0.85052 | 0.87602 | 0.90212 | 0.92883 | 0.95617 | 0.98415 | 1.0119 | 1.0396 | 1.0672 | 1.095 | 1.1229 | 1.1511 | 1.1796 | 1.2084 | 1.2377 | 1.2674 | 1.2976 | 1.3284 | 1.3597 | 1.3916 | 1.4242 | 1.4574 | 1.4913 | 1.5259
[10 empty] | 0.75415 | 0.77744 | 0.80125 | 0.8256 | 0.85052 | 0.87602 | 0.90212 | 0.92883 | 0.95617 | 0.98415 | 1.0119 | 1.0396 | 1.0672 | 1.095 | 1.1229 | 1.1511 | 1.1796 | 1.2084 | 1.2377 | 1.2674 | 1.2976 | 1.3284 | 1.3597 | 1.3916 | 1.4242 | 1.4574 | 1.4913 | 1.5259
[10 empty] | 0 | 3194.5873 | 3213.3848 | 3232.6141 | 3252.2849 | 3272.4075 | 3292.9923 | 3314.0497 | 3335.5908 | 3357.6266 | 3497.099 | 3623.0701 | 3737.6161 | 3842.5202 | 3939.314 | 4029.3142 | 4113.6528 | 5124.0696 | 5072.3819 | 5052.6111 | 5058.3747 | 5084.5011 | 5126.8145 | 5181.9572 | 5247.2419 | 5320.5294 | 5567.1632 | 5772.6214
[10 empty] | 121.572 | 121.572 | 121.572 | 121.572 | 121.572 | 121.572 | 121.572 | 121.572 | 121.572 | 121.572 | 121.572 | 121.572 | 121.572 | 121.572 | 121.572 | 121.572 | 121.572 | 121.572 | 121.572 | 121.572 | 121.572 | 121.572 | 121.572 | 121.572 | 121.572 | 121.572 | 121.572 | 121.572
[10 empty] | 0.023221 | 0.023221 | 0.023221 | 0.023221 | 0.023221 | 0.023221 | 0.023221 | 0.023221 | 0.023221 | 0.023221 | 0.023221 | 0.023221 | 0.023221 | 0.023221 | 0.023221 | 0.023221 | 0.023221 | 0.023221 | 0.023221 | 0.023221 | 0.023221 | 0.023221 | 0.023221 | 0.023221 | 0.023221 | 0.023221 | 0.023221 | 0.023221
[10 empty] | 0.023221 | 0.023221 | 0.023221 | 0.023221 | 0.023221 | 0.023221 | 0.023221 | 0.023221 | 0.023221 | 0.023221 | 0.023221 | 0.023221 | 0.023221 | 0.023221 | 0.023221 | 0.023221 | 0.023221 | 0.023221 | 0.023221 | 0.023221 | 0.023221 | 0.023221 | 0.023221 | 0.023221 | 0.023221 | 0.023221 | 0.023221 | 0.023221
[10 empty] | 66061.086 | 65738.1401 | 65416.7729 | 65096.9768 | 64778.744 | 64462.067 | 64146.938 | 63833.3496 | 63521.2942 | 63210.7643 | 62901.7525 | 62594.2513 | 62288.2533 | 61983.7513 | 61680.7378 | 61379.2056 | 61079.1475 | 60780.5563 | 60483.4248 | 60187.7458 | 59893.5123 | 59600.7171 | 59309.3534 | 59019.4139 | 58730.8919 | 58443.7804 | 58158.0724 | 57873.7611
[10 empty] | 17.7889 | 17.7003 | 17.6123 | 17.5248 | 17.4379 | 17.3515 | 17.2657 | 17.1804 | 17.0958 | 17.0118 | 16.9284 | 16.8457 | 16.7635 | 16.682 | 16.6009 | 16.5204 | 16.4405 | 16.3611 | 16.282 | 16.2031 | 16.1245 | 16.0462 | 15.9682 | 15.8905 | 15.8131 | 15.7361 | 15.6594 | 15.583
[10 empty] | 4.4738 | 4.4515 | 4.4294 | 4.4074 | 4.3855 | 4.3638 | 4.3422 | 4.3208 | 4.2995 | 4.2783 | 4.2574 | 4.2366 | 4.2159 | 4.1954 | 4.175 | 4.1548 | 4.1347 | 4.1147 | 4.0948 | 4.075 | 4.0552 | 4.0355 | 4.0159 | 3.9963 | 3.9769 | 3.9575 | 3.9382 | 3.919
[10 empty] | 4.4738 | 4.4515 | 4.4294 | 4.4074 | 4.3855 | 4.3638 | 4.3422 | 4.3208 | 4.2995 | 4.2783 | 4.2574 | 4.2366 | 4.2159 | 4.1954 | 4.175 | 4.1548 | 4.1347 | 4.1147 | 4.0948 | 4.075 | 4.0552 | 4.0355 | 4.0159 | 3.9963 | 3.9769 | 3.9575 | 3.9382 | 3.919
[10 empty] | 0 | 2164.0297 | 2060.9954 | 2249.1612 | 2407.2562 | 2539.7141 | 2650.3164 | 2742.2886 | 2868.8795 | 2974.2653 | 3061.577 | 3133.4848 | 3192.2663 | 3060.2015 | 2945.9073 | 2846.7787 | 2760.5936 | 2685.4567 | 2575.0031 | 2467.2488 | 2400.0716 | 2363.5523 | 2349.8131 | 2352.6315 | 2367.1242 | 2956.6687 | 2888.8813 | 2917.8364
[10 empty] | 269.28 | 269.28 | 269.28 | 269.28 | 269.28 | 269.28 | 269.28 | 269.28 | 269.28 | 269.28 | 269.28 | 269.28 | 269.28 | 269.28 | 269.28 | 269.28 | 269.28 | 269.28 | 269.28 | 269.28 | 269.28 | 269.28 | 269.28 | 269.28 | 269.28 | 269.28 | 269.28 | 269.28
[10 empty] | 0.067722 | 0.067722 | 0.067722 | 0.067722 | 0.067722 | 0.067722 | 0.067722 | 0.067722 | 0.067722 | 0.067722 | 0.067722 | 0.067722 | 0.067722 | 0.067722 | 0.067722 | 0.067722 | 0.067722 | 0.067722 | 0.067722 | 0.067722 | 0.067722 | 0.067722 | 0.067722 | 0.067722 | 0.067722 | 0.067722 | 0.067722 | 0.067722
[10 empty] | 0.067722 | 0.067722 | 0.067722 | 0.067722 | 0.067722 | 0.067722 | 0.067722 | 0.067722 | 0.067722 | 0.067722 | 0.067722 | 0.067722 | 0.067722 | 0.067722 | 0.067722 | 0.067722 | 0.067722 | 0.067722 | 0.067722 | 0.067722 | 0.067722 | 0.067722 | 0.067722 | 0.067722 | 0.067722 | 0.067722 | 0.067722 | 0.067722
[10 empty] | 76248.697 | 76703.0181 | 77160.0463 | 77619.7976 | 78082.2883 | 78547.5348 | 79015.5533 | 79486.3605 | 79959.973 | 80436.4075 | 80915.6807 | 81397.8097 | 81882.8113 | 82370.7029 | 82861.5014 | 83355.2244 | 83851.8892 | 84351.5132 | 84854.1143 | 85359.7101 | 85868.3184 | 86379.9572 | 86894.6445 | 87412.3986 | 87933.2377 | 88457.1802 | 88984.2445 | 89514.4492
[10 empty] | 9.2124 | 9.235 | 9.26 | 9.2874 | 9.3174 | 9.3486 | 9.3815 | 9.4166 | 9.4543 | 9.4948 | 9.5379 | 9.5831 | 9.6302 | 9.6791 | 9.7294 | 9.7812 | 9.8341 | 9.8881 | 9.943 | 9.9989 | 10.0556 | 10.113 | 10.1711 | 10.2299 | 10.2893 | 10.3493 | 10.4098 | 10.4708
[10 empty] | 2.3169 | 2.3225 | 2.3288 | 2.3357 | 2.3433 | 2.3511 | 2.3594 | 2.3682 | 2.3777 | 2.3879 | 2.3987 | 2.4101 | 2.4219 | 2.4342 | 2.4469 | 2.4599 | 2.4732 | 2.4868 | 2.5006 | 2.5146 | 2.5289 | 2.5433 | 2.558 | 2.5727 | 2.5877 | 2.6028 | 2.618 | 2.6333
[10 empty] | 2.3169 | 2.3225 | 2.3288 | 2.3357 | 2.3433 | 2.3511 | 2.3594 | 2.3682 | 2.3777 | 2.3879 | 2.3987 | 2.4101 | 2.4219 | 2.4342 | 2.4469 | 2.4599 | 2.4732 | 2.4868 | 2.5006 | 2.5146 | 2.5289 | 2.5433 | 2.558 | 2.5727 | 2.5877 | 2.6028 | 2.618 | 2.6333
[10 empty] | 0 | 4413.8477 | 4394.9376 | 4379.1318 | 4365.9893 | 4871.3135 | 5304.8586 | 5676.8813 | 5996.1728 | 6270.2688 | 6075.9666 | 5907.1429 | 5760.6039 | 5633.5491 | 5597.2641 | 5628.5304 | 5708.9113 | 7109.8662 | 7058.766 | 6988.5558 | 6905.4796 | 6964.8446 | 6977.1158 | 6964.9791 | 6944.1356 | 6925.0437 | 6972.8064 | 7014.3337
[10 empty] | 116.91 | 116.91 | 116.91 | 116.91 | 116.91 | 116.91 | 116.91 | 116.91 | 116.91 | 116.91 | 116.91 | 116.91 | 116.91 | 116.91 | 116.91 | 116.91 | 116.91 | 116.91 | 116.91 | 116.91 | 116.91 | 116.91 | 116.91 | 116.91 | 116.91 | 116.91 | 116.91 | 116.91
[10 empty] | 0.029402 | 0.029402 | 0.029402 | 0.029402 | 0.029402 | 0.029402 | 0.029402 | 0.029402 | 0.029402 | 0.029402 | 0.029402 | 0.029402 | 0.029402 | 0.029402 | 0.029402 | 0.029402 | 0.029402 | 0.029402 | 0.029402 | 0.029402 | 0.029402 | 0.029402 | 0.029402 | 0.029402 | 0.029402 | 0.029402 | 0.029402 | 0.029402
[10 empty] | 0.029402 | 0.029402 | 0.029402 | 0.029402 | 0.029402 | 0.029402 | 0.029402 | 0.029402 | 0.029402 | 0.029402 | 0.029402 | 0.029402 | 0.029402 | 0.029402 | 0.029402 | 0.029402 | 0.029402 | 0.029402 | 0.029402 | 0.029402 | 0.029402 | 0.029402 | 0.029402 | 0.029402 | 0.029402 | 0.029402 | 0.029402 | 0.029402
[10 empty] | 50369.7541 | 49315.2781 | 48282.8773 | 47272.0895 | 46282.4622 | 45313.5525 | 44364.9267 | 43436.16 | 42526.8368 | 41636.55 | 40764.9011 | 39911.4999 | 39075.9644 | 38257.9206 | 37457.0023 | 36672.851 | 35905.1156 | 35153.4526 | 34417.5254 | 33697.0047 | 32991.5678 | 32300.8991 | 31624.6892 | 30962.6357 | 30314.442 | 29679.8181 | 29058.4799 | 28450.1492
[10 empty] | 10.1266 | 10.2506 | 10.3781 | 9.69 | 9.0925 | 8.3366 | 7.5165 | 6.9378 | 6.3462 | 5.936 | 5.7812 | 5.6403 | 5.5092 | 5.3854 | 5.2671 | 5.1532 | 5.043 | 4.9359 | 4.8315 | 4.7297 | 4.6303 | 4.5331 | 4.438 | 4.345 | 4.2539 | 4.1648 | 4.0776 | 3.9922
[10 empty] | 1.265 | 1.2805 | 1.2965 | 1.2105 | 1.1359 | 1.0414 | 0.93899 | 0.86669 | 0.79279 | 0.74155 | 0.72221 | 0.7046 | 0.68823 | 0.67276 | 0.65799 | 0.64376 | 0.62999 | 0.61661 | 0.60357 | 0.59086 | 0.57843 | 0.56629 | 0.55441 | 0.54279 | 0.53142 | 0.52028 | 0.50939 | 0.49872
[10 empty] | 1.265 | 1.2805 | 1.2965 | 1.2105 | 1.1359 | 1.0414 | 0.93899 | 0.86669 | 0.79279 | 0.74155 | 0.72221 | 0.7046 | 0.68823 | 0.67276 | 0.65799 | 0.64376 | 0.62999 | 0.61661 | 0.60357 | 0.59086 | 0.57843 | 0.56629 | 0.55441 | 0.54279 | 0.53142 | 0.52028 | 0.50939 | 0.49872
[10 empty] | 0 | 9393.3863 | 8430.3437 | 7753.6231 | 7264.7957 | 7618.8572 | 7554.9914 | 7306.0364 | 8593.8897 | 7812.3115 | 7327.9442 | 6965.1341 | 7264.6086 | 7150.7661 | 6896.3497 | 6880.0584 | 6613.2351 | 6452.0483 | 6287.8949 | 6287.2804 | 6135.8188 | 5963.2379 | 5839.97 | 5716.5897 | 5606.7105 | 5481.0522 | 5388.5504 | 5264.6866
[10 empty] | 247.3768 | 247.3768 | 247.3768 | 140.3218 | 140.3218 | 140.3218 | 140.3218 | 140.3218 | 140.3218 | 140.3218 | 140.3218 | 140.3218 | 140.3218 | 140.3218 | 140.3218 | 140.3218 | 140.3218 | 140.3218 | 140.3218 | 140.3218 | 140.3218 | 140.3218 | 140.3218 | 140.3218 | 140.3218 | 140.3218 | 140.3218 | 140.3218
[10 empty] | 0.030903 | 0.030903 | 0.030903 | 0.017529 | 0.017529 | 0.017529 | 0.017529 | 0.017529 | 0.017529 | 0.017529 | 0.017529 | 0.017529 | 0.017529 | 0.017529 | 0.017529 | 0.017529 | 0.017529 | 0.017529 | 0.017529 | 0.017529 | 0.017529 | 0.017529 | 0.017529 | 0.017529 | 0.017529 | 0.017529 | 0.017529 | 0.017529
[10 empty] | 0.030903 | 0.030903 | 0.030903 | 0.017529 | 0.017529 | 0.017529 | 0.017529 | 0.017529 | 0.017529 | 0.017529 | 0.017529 | 0.017529 | 0.017529 | 0.017529 | 0.017529 | 0.017529 | 0.017529 | 0.017529 | 0.017529 | 0.017529 | 0.017529 | 0.017529 | 0.017529 | 0.017529 | 0.017529 | 0.017529 | 0.017529 | 0.017529
[10 empty] | 57446.7906 | 56244.1589 | 55066.704 | 53913.8988 | 52785.2272 | 51680.184 | 50598.2746 | 49539.0146 | 48501.93 | 47486.5563 | 46492.4393 | 45519.1338 | 44566.2041 | 43633.2237 | 42719.7751 | 41825.4491 | 40949.8457 | 40092.5727 | 39253.2465 | 38431.4914 | 37626.9394 | 36839.2305 | 36068.0121 | 35312.9389 | 34573.6729 | 33849.8833 | 33141.2459 | 32447.4437
[10 empty] | 1.8478 | 1.8209 | 1.8019 | 1.7587 | 1.7158 | 1.6734 | 1.6319 | 1.5911 | 1.5493 | 1.5046 | 1.4651 | 1.4268 | 1.3905 | 1.3609 | 1.3321 | 1.304 | 1.2765 | 1.2497 | 1.2235 | 1.1978 | 1.1727 | 1.1482 | 1.1241 | 1.1006 | 1.0775 | 1.055 | 1.0329 | 1.0113
[10 empty] | 0.23084 | 0.22747 | 0.22511 | 0.21971 | 0.21434 | 0.20905 | 0.20386 | 0.19877 | 0.19355 | 0.18796 | 0.18302 | 0.17825 | 0.17371 | 0.17001 | 0.16641 | 0.1629 | 0.15947 | 0.15612 | 0.15284 | 0.14964 | 0.1465 | 0.14343 | 0.14043 | 0.13749 | 0.13461 | 0.13179 | 0.12903 | 0.12633
[10 empty] | 0.23084 | 0.22747 | 0.22511 | 0.21971 | 0.21434 | 0.20905 | 0.20386 | 0.19877 | 0.19355 | 0.18796 | 0.18302 | 0.17825 | 0.17371 | 0.17001 | 0.16641 | 0.1629 | 0.15947 | 0.15612 | 0.15284 | 0.14964 | 0.1465 | 0.14343 | 0.14043 | 0.13749 | 0.13461 | 0.13179 | 0.12903 | 0.12633
[10 empty] | 0 | 2678.2933 | 4370.3733 | 5419.9158 | 6051.2165 | 6410.6519 | 6593.7395 | 6662.8017 | 5118.7505 | 4597.3188 | 4558.6645 | 5143.0646 | 5479.1309 | 5654.0572 | 5724.7358 | 5285.6841 | 4822.237 | 4491.0133 | 4185.1572 | 4240.4364 | 4402.2339 | 4627.632 | 4610.803 | 4441.9654 | 4220.4735 | 3906.7344 | 3712.4743 | 3651.774
[10 empty] | 36.5735 | 36.5735 | 36.5735 | 31.1662 | 31.1662 | 31.1662 | 31.1662 | 31.1662 | 31.1662 | 31.1662 | 31.1662 | 31.1662 | 31.1662 | 31.1662 | 31.1662 | 31.1662 | 31.1662 | 31.1662 | 31.1662 | 31.1662 | 31.1662 | 31.1662 | 31.1662 | 31.1662 | 31.1662 | 31.1662 | 31.1662 | 31.1662
[10 empty] | 0.0045689 | 0.0045689 | 0.0045689 | 0.0038934 | 0.0038934 | 0.0038934 | 0.0038934 | 0.0038934 | 0.0038934 | 0.0038934 | 0.0038934 | 0.0038934 | 0.0038934 | 0.0038934 | 0.0038934 | 0.0038934 | 0.0038934 | 0.0038934 | 0.0038934 | 0.0038934 | 0.0038934 | 0.0038934 | 0.0038934 | 0.0038934 | 0.0038934 | 0.0038934 | 0.0038934 | 0.0038934
[10 empty] | 0.0045689 | 0.0045689 | 0.0045689 | 0.0038934 | 0.0038934 | 0.0038934 | 0.0038934 | 0.0038934 | 0.0038934 | 0.0038934 | 0.0038934 | 0.0038934 | 0.0038934 | 0.0038934 | 0.0038934 | 0.0038934 | 0.0038934 | 0.0038934 | 0.0038934 | 0.0038934 | 0.0038934 | 0.0038934 | 0.0038934 | 0.0038934 | 0.0038934 | 0.0038934 | 0.0038934 | 0.0038934
[10 empty] | 109199.2648 | 109255.5659 | 109311.8959 | 109368.255 | 109424.6432 | 109481.0604 | 109537.5067 | 109593.9821 | 109650.4867 | 109707.0204 | 109763.5832 | 109820.1752 | 109876.7963 | 109933.4467 | 109990.1262 | 110046.835 | 110103.573 | 110160.3403 | 110217.1368 | 110273.9627 | 110330.8178 | 110387.7022 | 110444.616 | 110501.5591 | 110558.5316 | 110615.5334 | 110672.5646 | 110729.6253
[10 empty] | 3.3533 | 3.6608 | 3.9685 | 3.9232 | 3.8783 | 3.7311 | 3.5157 | 3.3726 | 3.2079 | 3.0987 | 3.0962 | 3.0951 | 3.0948 | 3.0952 | 3.096 | 3.0971 | 3.0983 | 3.0997 | 3.1011 | 3.1026 | 3.1041 | 3.1057 | 3.1073 | 3.1088 | 3.1104 | 3.112 | 3.1136 | 3.1152
[10 empty] | 0.4189 | 0.45732 | 0.49576 | 0.4901 | 0.48449 | 0.4661 | 0.43919 | 0.42132 | 0.40075 | 0.3871 | 0.38679 | 0.38665 | 0.38662 | 0.38667 | 0.38677 | 0.3869 | 0.38705 | 0.38722 | 0.3874 | 0.38759 | 0.38778 | 0.38797 | 0.38817 | 0.38837 | 0.38857 | 0.38876 | 0.38896 | 0.38916
[10 empty] | 0.4189 | 0.45732 | 0.49576 | 0.4901 | 0.48449 | 0.4661 | 0.43919 | 0.42132 | 0.40075 | 0.3871 | 0.38679 | 0.38665 | 0.38662 | 0.38667 | 0.38677 | 0.3869 | 0.38705 | 0.38722 | 0.3874 | 0.38759 | 0.38778 | 0.38797 | 0.38817 | 0.38837 | 0.38857 | 0.38876 | 0.38896 | 0.38916
[10 empty] | 0 | 18256.1785 | 18256.2075 | 18256.2366 | 18256.2656 | 18275.0617 | 18287.6118 | 18295.9979 | 21907.7668 | 20715.7348 | 19925.2399 | 19401.0484 | 20259.2272 | 20432.7784 | 20284.1681 | 20722.1531 | 20351.3135 | 20241.2633 | 20170.9726 | 20543.1777 | 20532.4759 | 20425.0309 | 20445.8512 | 20424.0417 | 20457.4585 | 20451.7849 | 20542.359 | 20519.8458
[10 empty] | 47.4906 | 47.4906 | 47.4906 | 28.1335 | 28.1335 | 28.1335 | 28.1335 | 28.1335 | 28.1335 | 28.1335 | 28.1335 | 28.1335 | 28.1335 | 28.1335 | 28.1335 | 28.1335 | 28.1335 | 28.1335 | 28.1335 | 28.1335 | 28.1335 | 28.1335 | 28.1335 | 28.1335 | 28.1335 | 28.1335 | 28.1335 | 28.1335
[10 empty] | 0.0059327 | 0.0059327 | 0.0059327 | 0.0035145 | 0.0035145 | 0.0035145 | 0.0035145 | 0.0035145 | 0.0035145 | 0.0035145 | 0.0035145 | 0.0035145 | 0.0035145 | 0.0035145 | 0.0035145 | 0.0035145 | 0.0035145 | 0.0035145 | 0.0035145 | 0.0035145 | 0.0035145 | 0.0035145 | 0.0035145 | 0.0035145 | 0.0035145 | 0.0035145 | 0.0035145 | 0.0035145
[10 empty] | 0.0059327 | 0.0059327 | 0.0059327 | 0.0035145 | 0.0035145 | 0.0035145 | 0.0035145 | 0.0035145 | 0.0035145 | 0.0035145 | 0.0035145 | 0.0035145 | 0.0035145 | 0.0035145 | 0.0035145 | 0.0035145 | 0.0035145 | 0.0035145 | 0.0035145 | 0.0035145 | 0.0035145 | 0.0035145 | 0.0035145 | 0.0035145 | 0.0035145 | 0.0035145 | 0.0035145 | 0.0035145
[10 empty] | 67790.5696 | 66929.5851 | 66079.5357 | 65240.2825 | 64411.6883 | 63593.6178 | 62785.9374 | 61988.515 | 61201.2204 | 60423.925 | 59656.5017 | 58898.8252 | 58150.7717 | 57412.2189 | 56683.0463 | 55963.1346 | 55252.3663 | 54550.6252 | 53857.7966 | 53173.7675 | 52498.4259 | 51831.6616 | 51173.3657 | 50523.4306 | 49881.75 | 49248.2193 | 48622.7347 | 48005.1943
[10 empty] | 1.2392 | 1.3795 | 1.5164 | 1.6499 | 1.7803 | 1.9075 | 2.0016 | 2.0697 | 2.1172 | 2.1486 | 2.1674 | 2.1763 | 2.1774 | 2.1724 | 2.1627 | 2.1494 | 2.1333 | 2.1151 | 2.0952 | 2.0741 | 2.0521 | 2.0295 | 2.0064 | 1.9831 | 1.9596 | 1.936 | 1.9125 | 1.889
[10 empty] | 0.15481 | 0.17233 | 0.18943 | 0.20611 | 0.2224 | 0.23829 | 0.25005 | 0.25855 | 0.26449 | 0.26842 | 0.27076 | 0.27187 | 0.272 | 0.27138 | 0.27018 | 0.26851 | 0.2665 | 0.26422 | 0.26174 | 0.2591 | 0.25635 | 0.25353 | 0.25065 | 0.24773 | 0.2448 | 0.24185 | 0.23891 | 0.23598
[10 empty] | 0.15481 | 0.17233 | 0.18943 | 0.20611 | 0.2224 | 0.23829 | 0.25005 | 0.25855 | 0.26449 | 0.26842 | 0.27076 | 0.27187 | 0.272 | 0.27138 | 0.27018 | 0.26851 | 0.2665 | 0.26422 | 0.26174 | 0.2591 | 0.25635 | 0.25353 | 0.25065 | 0.24773 | 0.2448 | 0.24185 | 0.23891 | 0.23598
[10 empty] | 0 | 7436.6206 | 7342.1706 | 7248.9203 | 7156.8543 | 7065.9575 | 6976.2153 | 6887.6128 | 6800.1356 | 6713.7694 | 6628.5002 | 8259.8665 | 7816.208 | 7449.3768 | 7143.4351 | 6885.7923 | 6988.3693 | 6986.1504 | 6915.5737 | 6802.4294 | 6664.7251 | 6970.9666 | 6738.5246 | 6558.1146 | 6407.3637 | 6272.7045 | 6306.1459 | 6265.0742
[10 empty] | 39.42 | 39.42 | 39.42 | 39.42 | 39.42 | 39.42 | 39.42 | 39.42 | 39.42 | 39.42 | 39.42 | 39.42 | 39.42 | 39.42 | 39.42 | 39.42 | 39.42 | 39.42 | 39.42 | 39.42 | 39.42 | 39.42 | 39.42 | 39.42 | 39.42 | 39.42 | 39.42 | 39.42
[10 empty] | 0.0049245 | 0.0049245 | 0.0049245 | 0.0049245 | 0.0049245 | 0.0049245 | 0.0049245 | 0.0049245 | 0.0049245 | 0.0049245 | 0.0049245 | 0.0049245 | 0.0049245 | 0.0049245 | 0.0049245 | 0.0049245 | 0.0049245 | 0.0049245 | 0.0049245 | 0.0049245 | 0.0049245 | 0.0049245 | 0.0049245 | 0.0049245 | 0.0049245 | 0.0049245 | 0.0049245 | 0.0049245
[10 empty] | 0.0049245 | 0.0049245 | 0.0049245 | 0.0049245 | 0.0049245 | 0.0049245 | 0.0049245 | 0.0049245 | 0.0049245 | 0.0049245 | 0.0049245 | 0.0049245 | 0.0049245 | 0.0049245 | 0.0049245 | 0.0049245 | 0.0049245 | 0.0049245 | 0.0049245 | 0.0049245 | 0.0049245 | 0.0049245 | 0.0049245 | 0.0049245 | 0.0049245 | 0.0049245 | 0.0049245 | 0.0049245
[10 empty] | 121542.3313 | 121347.8636 | 121153.707 | 120959.8611 | 120766.3253 | 120573.0992 | 120380.1822 | 120187.5739 | 119995.2738 | 119803.2813 | 119611.5961 | 119420.2175 | 119229.1452 | 119038.3786 | 118847.9172 | 118657.7605 | 118467.9081 | 118278.3594 | 118089.114 | 117900.1715 | 117711.5312 | 117523.1927 | 117335.1556 | 117147.4194 | 116959.9835 | 116772.8475 | 116586.011 | 116399.4734
[10 empty] | 15.3929 | 15.4555 | 15.5876 | 15.7748 | 16.0058 | 16.2715 | 16.5648 | 16.8796 | 17.2115 | 17.5568 | 17.8265 | 18.0358 | 18.1969 | 18.3195 | 18.4114 | 18.4787 | 18.5264 | 18.5586 | 18.5782 | 18.5878 | 18.5896 | 18.585 | 18.5753 | 18.5616 | 18.5447 | 18.5253 | 18.5038 | 18.4807
[10 empty] | 2.3503 | 2.3599 | 2.38 | 2.4086 | 2.4439 | 2.4844 | 2.5292 | 2.5773 | 2.628 | 2.6807 | 2.7219 | 2.7538 | 2.7784 | 2.7971 | 2.8112 | 2.8215 | 2.8287 | 2.8336 | 2.8366 | 2.8381 | 2.8384 | 2.8377 | 2.8362 | 2.8341 | 2.8315 | 2.8286 | 2.8253 | 2.8218
[10 empty] | 2.3503 | 2.3599 | 2.38 | 2.4086 | 2.4439 | 2.4844 | 2.5292 | 2.5773 | 2.628 | 2.6807 | 2.7219 | 2.7538 | 2.7784 | 2.7971 | 2.8112 | 2.8215 | 2.8287 | 2.8336 | 2.8366 | 2.8381 | 2.8384 | 2.8377 | 2.8362 | 2.8341 | 2.8315 | 2.8286 | 2.8253 | 2.8218
[10 empty] | 0 | 2696.6192 | 4846.1483 | 6558.7125 | 7922.2709 | 9007.0784 | 9869.2489 | 10553.6014 | 11095.9342 | 11524.8397 | 9736.727 | 8732.2804 | 8267.6208 | 8165.2976 | 8297.4272 | 9264.1602 | 10032.0902 | 10641.2391 | 11123.573 | 11085.4234 | 10800.3134 | 10435.7612 | 10088.2905 | 9807.9539 | 9206.5054 | 9077.6507 | 9232.7716 | 9544.4443
[10 empty] | 158.994 | 158.994 | 158.994 | 158.994 | 158.994 | 158.994 | 158.994 | 158.994 | 158.994 | 158.994 | 158.994 | 158.994 | 158.994 | 158.994 | 158.994 | 158.994 | 158.994 | 158.994 | 158.994 | 158.994 | 158.994 | 158.994 | 158.994 | 158.994 | 158.994 | 158.994 | 158.994 | 158.994
[10 empty] | 0.024276 | 0.024276 | 0.024276 | 0.024276 | 0.024276 | 0.024276 | 0.024276 | 0.024276 | 0.024276 | 0.024276 | 0.024276 | 0.024276 | 0.024276 | 0.024276 | 0.024276 | 0.024276 | 0.024276 | 0.024276 | 0.024276 | 0.024276 | 0.024276 | 0.024276 | 0.024276 | 0.024276 | 0.024276 | 0.024276 | 0.024276 | 0.024276
[10 empty] | 0.024276 | 0.024276 | 0.024276 | 0.024276 | 0.024276 | 0.024276 | 0.024276 | 0.024276 | 0.024276 | 0.024276 | 0.024276 | 0.024276 | 0.024276 | 0.024276 | 0.024276 | 0.024276 | 0.024276 | 0.024276 | 0.024276 | 0.024276 | 0.024276 | 0.024276 | 0.024276 | 0.024276 | 0.024276 | 0.024276 | 0.024276 | 0.024276
[10 empty] | 121425.3841 | 118883.3795 | 116394.5909 | 113957.9044 | 111572.2293 | 109236.4975 | 106949.6636 | 104710.7039 | 102518.6162 | 100372.4192 | 98271.1521 | 96213.8745 | 94199.6654 | 92227.6231 | 90296.865 | 88406.5267 | 86555.7621 | 84743.7428 | 82969.6575 | 81232.7121 | 79532.1292 | 77867.1475 | 76237.0217 | 74641.0221 | 73078.4343 | 71548.5588 | 70050.7108 | 68584.2198
[10 empty] | 8.6314 | 8.5274 | 8.424 | 8.3212 | 8.2189 | 8.1173 | 7.9934 | 7.8561 | 7.7112 | 7.5626 | 7.4126 | 7.2629 | 7.1144 | 6.9678 | 6.8234 | 6.6816 | 6.5423 | 6.4058 | 6.272 | 6.1408 | 6.0124 | 5.8866 | 5.7634 | 5.6428 | 5.5247 | 5.409 | 5.2958 | 5.185
[10 empty] | 1.0783 | 1.0653 | 1.0524 | 1.0395 | 1.0267 | 1.014 | 0.99856 | 0.98141 | 0.96331 | 0.94474 | 0.92601 | 0.9073 | 0.88875 | 0.87044 | 0.85241 | 0.83468 | 0.81729 | 0.80023 | 0.78352 | 0.76713 | 0.75109 | 0.73538 | 0.71999 | 0.70492 | 0.69016 | 0.67572 | 0.66157 | 0.64772
[10 empty] | 1.0783 | 1.0653 | 1.0524 | 1.0395 | 1.0267 | 1.014 | 0.99856 | 0.98141 | 0.96331 | 0.94474 | 0.92601 | 0.9073 | 0.88875 | 0.87044 | 0.85241 | 0.83468 | 0.81729 | 0.80023 | 0.78352 | 0.76713 | 0.75109 | 0.73538 | 0.71999 | 0.70492 | 0.69016 | 0.67572 | 0.66157 | 0.64772
[10 empty] | 0 | 16983.3399 | 16627.7987 | 16279.7006 | 15938.8899 | 15605.2139 | 15278.5234 | 14958.672 | 14645.5166 | 17171.2957 | 15887.4585 | 14951.5192 | 14244.7074 | 13689.4573 | 14084.4523 | 13957.2818 | 13593.6135 | 13616.657 | 12838.6669 | 12502.8511 | 12280.4705 | 12049.075 | 12061.4884 | 11750.5883 | 11407.0729 | 11179.3947 | 10827.8866 | 10673.203
[10 empty] | 75.6 | 75.6 | 75.6 | 75.6 | 75.6 | 75.6 | 75.6 | 75.6 | 75.6 | 75.6 | 75.6 | 75.6 | 75.6 | 75.6 | 75.6 | 75.6 | 75.6 | 75.6 | 75.6 | 75.6 | 75.6 | 75.6 | 75.6 | 75.6 | 75.6 | 75.6 | 75.6 | 75.6
[10 empty] | 0.0094442 | 0.0094442 | 0.0094442 | 0.0094442 | 0.0094442 | 0.0094442 | 0.0094442 | 0.0094442 | 0.0094442 | 0.0094442 | 0.0094442 | 0.0094442 | 0.0094442 | 0.0094442 | 0.0094442 | 0.0094442 | 0.0094442 | 0.0094442 | 0.0094442 | 0.0094442 | 0.0094442 | 0.0094442 | 0.0094442 | 0.0094442 | 0.0094442 | 0.0094442 | 0.0094442 | 0.0094442
[10 empty] | 0.0094442 | 0.0094442 | 0.0094442 | 0.0094442 | 0.0094442 | 0.0094442 | 0.0094442 | 0.0094442 | 0.0094442 | 0.0094442 | 0.0094442 | 0.0094442 | 0.0094442 | 0.0094442 | 0.0094442 | 0.0094442 | 0.0094442 | 0.0094442 | 0.0094442 | 0.0094442 | 0.0094442 | 0.0094442 | 0.0094442 | 0.0094442 | 0.0094442 | 0.0094442 | 0.0094442 | 0.0094442
[10 empty] | 77801.7951 | 77677.3122 | 77553.0285 | 77428.9437 | 77305.0574 | 77181.3693 | 77057.8791 | 76934.5865 | 76811.4911 | 76688.5928 | 76565.891 | 76443.3856 | 76321.0762 | 76198.9625 | 76077.0441 | 75955.3208 | 75833.7923 | 75712.4583 | 75591.3183 | 75470.3722 | 75349.6196 | 75229.0602 | 75108.6937 | 74988.5198 | 74868.5382 | 74748.7485 | 74629.1505 | 74509.7439
[10 empty] | 7.5422 | 7.5302 | 7.5181 | 7.5061 | 7.4941 | 7.4821 | 7.4701 | 7.4582 | 7.4462 | 7.4343 | 7.4224 | 7.4105 | 7.3987 | 7.3868 | 7.375 | 7.3632 | 7.3514 | 7.3397 | 7.3279 | 7.3162 | 7.3045 | 7.2928 | 7.2812 | 7.2695 | 7.2579 | 7.2463 | 7.2347 | 7.2231
[10 empty] | 0.9422 | 0.94069 | 0.93919 | 0.93769 | 0.93619 | 0.93469 | 0.93319 | 0.9317 | 0.93021 | 0.92872 | 0.92723 | 0.92575 | 0.92427 | 0.92279 | 0.92131 | 0.91984 | 0.91837 | 0.9169 | 0.91543 | 0.91397 | 0.91251 | 0.91105 | 0.90959 | 0.90813 | 0.90668 | 0.90523 | 0.90378 | 0.90233
[10 empty] | 0.9422 | 0.94069 | 0.93919 | 0.93769 | 0.93619 | 0.93469 | 0.93319 | 0.9317 | 0.93021 | 0.92872 | 0.92723 | 0.92575 | 0.92427 | 0.92279 | 0.92131 | 0.91984 | 0.91837 | 0.9169 | 0.91543 | 0.91397 | 0.91251 | 0.91105 | 0.90959 | 0.90813 | 0.90668 | 0.90523 | 0.90378 | 0.90233
[10 empty] | 0 | 11096.7589 | 11079.0041 | 11061.2777 | 11043.5796 | 11025.9099 | 11008.2684 | 10990.6552 | 10973.0702 | 13119.5653 | 12378.3774 | 11879.2092 | 11541.1386 | 11310.3039 | 11866.453 | 11991.5334 | 11909.7243 | 12165.5067 | 11696.9479 | 11615.9463 | 11634.6537 | 11640.8603 | 11882.9752 | 11805.2941 | 11686.4966 | 11679.4213 | 11535.5857 | 11595.344
[10 empty] | 96.9416 | 96.9416 | 96.9416 | 96.9416 | 96.9416 | 96.9416 | 96.9416 | 96.9416 | 96.9416 | 96.9416 | 96.9416 | 96.9416 | 96.9416 | 96.9416 | 96.9416 | 96.9416 | 96.9416 | 96.9416 | 96.9416 | 96.9416 | 96.9416 | 96.9416 | 96.9416 | 96.9416 | 96.9416 | 96.9416 | 96.9416 | 96.9416
[10 empty] | 0.01211 | 0.01211 | 0.01211 | 0.01211 | 0.01211 | 0.01211 | 0.01211 | 0.01211 | 0.01211 | 0.01211 | 0.01211 | 0.01211 | 0.01211 | 0.01211 | 0.01211 | 0.01211 | 0.01211 | 0.01211 | 0.01211 | 0.01211 | 0.01211 | 0.01211 | 0.01211 | 0.01211 | 0.01211 | 0.01211 | 0.01211 | 0.01211
[10 empty] | 0.01211 | 0.01211 | 0.01211 | 0.01211 | 0.01211 | 0.01211 | 0.01211 | 0.01211 | 0.01211 | 0.01211 | 0.01211 | 0.01211 | 0.01211 | 0.01211 | 0.01211 | 0.01211 | 0.01211 | 0.01211 | 0.01211 | 0.01211 | 0.01211 | 0.01211 | 0.01211 | 0.01211 | 0.01211 | 0.01211 | 0.01211 | 0.01211
[10 empty] | 1260.7676 | 1525.7581 | 1843.2134 | 2228.0885 | 2672.4652 | 3183.6349 | 3829.3852 | 4480.6168 | 5363.6111 | 6394.4021 | 7579.7933 | 8889.004 | 10381.3957 | 11831.571 | 13635.7172 | 15583.2533 | 17688.3725 | 19980.0468 | 22464.7883 | 25030.472 | 28061.4999 | 31659.0552 | 35901.537 | 40756.3631 | 46316.1497 | 52634.3755 | 59814.5033 | 67974.1095
[10 empty] | 3.8124 | 4.6286 | 5.6055 | 6.7891 | 8.1551 | 9.7257 | 11.7089 | 13.7088 | 16.4191 | 19.5824 | 23.2187 | 27.2338 | 31.8099 | 36.2562 | 41.7871 | 47.7571 | 54.21 | 61.2344 | 68.8505 | 76.7145 | 86.0047 | 97.0312 | 110.0342 | 124.914 | 141.9544 | 161.3194 | 183.3259 | 208.3345
[10 empty] | 0.47167 | 0.57264 | 0.69351 | 0.83994 | 1.0089 | 1.2033 | 1.4486 | 1.696 | 2.0313 | 2.4227 | 2.8726 | 3.3693 | 3.9355 | 4.4856 | 5.1698 | 5.9084 | 6.7068 | 7.5758 | 8.5181 | 9.491 | 10.6404 | 12.0045 | 13.6133 | 15.4542 | 17.5624 | 19.9582 | 22.6808 | 25.7748
[10 empty] | 0.47167 | 0.57264 | 0.69351 | 0.83994 | 1.0089 | 1.2033 | 1.4486 | 1.696 | 2.0313 | 2.4227 | 2.8726 | 3.3693 | 3.9355 | 4.4856 | 5.1698 | 5.9084 | 6.7068 | 7.5758 | 8.5181 | 9.491 | 10.6404 | 12.0045 | 13.6133 | 15.4542 | 17.5624 | 19.9582 | 22.6808 | 25.7748
[10 empty] | 0 | 361.9726 | 414.4374 | 481.8573 | 541.3588 | 608.1518 | 742.7324 | 748.2137 | 979.9764 | 1127.7731 | 1335.3713 | 1512.0824 | 1751.0605 | 1765.3821 | 2177.942 | 2490.0081 | 2702.493 | 2983.2422 | 3279.1485 | 3485.793 | 4104.8112 | 4808.231 | 5624.854 | 6435.0562 | 7376.3929 | 8358.3333 | 9471.5088 | 10652.295
[10 empty] | 3064.9133 | 3064.9133 | 3064.9133 | 3064.9133 | 3064.9133 | 3064.9133 | 3064.9133 | 3064.9133 | 3064.9133 | 3064.9133 | 3064.9133 | 3064.9133 | 3064.9133 | 3064.9133 | 3064.9133 | 3064.9133 | 3064.9133 | 3064.9133 | 3064.9133 | 3064.9133 | 3064.9133 | 3064.9133 | 3064.9133 | 3064.9133 | 3064.9133 | 3064.9133 | 3064.9133 | 3064.9133
[10 empty] | 0.37919 | 0.37919 | 0.37919 | 0.37919 | 0.37919 | 0.37919 | 0.37919 | 0.37919 | 0.37919 | 0.37919 | 0.37919 | 0.37919 | 0.37919 | 0.37919 | 0.37919 | 0.37919 | 0.37919 | 0.37919 | 0.37919 | 0.37919 | 0.37919 | 0.37919 | 0.37919 | 0.37919 | 0.37919 | 0.37919 | 0.37919 | 0.37919
[10 empty] | 0.37919 | 0.37919 | 0.37919 | 0.37919 | 0.37919 | 0.37919 | 0.37919 | 0.37919 | 0.37919 | 0.37919 | 0.37919 | 0.37919 | 0.37919 | 0.37919 | 0.37919 | 0.37919 | 0.37919 | 0.37919 | 0.37919 | 0.37919 | 0.37919 | 0.37919 | 0.37919 | 0.37919 | 0.37919 | 0.37919 | 0.37919 | 0.37919
[10 empty] | 3470.7148 | 3465.1617 | 3459.6174 | 3454.082 | 3448.5555 | 3443.0378 | 3437.5289 | 3432.0289 | 3426.5376 | 3421.0552 | 3415.5815 | 3410.1166 | 3404.6604 | 3399.2129 | 3393.7742 | 3388.3441 | 3382.9228 | 3377.5101 | 3372.1061 | 3366.7107 | 3361.324 | 3355.9459 | 3350.5764 | 3345.2154 | 3339.8631 | 3334.5193 | 3329.1841 | 3323.8574
[10 empty] | 5.8036 | 5.8612 | 5.9189 | 5.9768 | 6.0348 | 6.0929 | 6.1513 | 6.2099 | 6.2686 | 6.3277 | 6.3869 | 6.436 | 6.4766 | 6.5097 | 6.5365 | 6.5578 | 6.5746 | 6.5874 | 6.5968 | 6.6033 | 6.6074 | 6.6093 | 6.6094 | 6.608 | 6.6053 | 6.6014 | 6.5966 | 6.591
[10 empty] | 1.3482 | 1.3616 | 1.375 | 1.3884 | 1.4019 | 1.4154 | 1.429 | 1.4426 | 1.4562 | 1.4699 | 1.4837 | 1.4951 | 1.5045 | 1.5122 | 1.5184 | 1.5234 | 1.5273 | 1.5303 | 1.5325 | 1.534 | 1.5349 | 1.5354 | 1.5354 | 1.5351 | 1.5344 | 1.5335 | 1.5324 | 1.5311
[10 empty] | 1.3482 | 1.3616 | 1.375 | 1.3884 | 1.4019 | 1.4154 | 1.429 | 1.4426 | 1.4562 | 1.4699 | 1.4837 | 1.4951 | 1.5045 | 1.5122 | 1.5184 | 1.5234 | 1.5273 | 1.5303 | 1.5325 | 1.534 | 1.5349 | 1.5354 | 1.5354 | 1.5351 | 1.5344 | 1.5335 | 1.5324 | 1.5311
[10 empty] | 0 | 216.5726 | 216.2261 | 215.8801 | 215.5347 | 215.1899 | 214.8456 | 214.5018 | 214.1586 | 213.8159 | 213.4738 | 213.1323 | 212.7913 | 212.4508 | 212.1109 | 211.7715 | 211.4327 | 211.0944 | 272.1621 | 262.9685 | 255.0527 | 248.2306 | 242.3445 | 237.2595 | 232.8601 | 229.0475 | 225.7372 | 222.8567
[10 empty] | 1991.7897 | 1991.7897 | 1991.7897 | 1991.7897 | 1991.7897 | 1991.7897 | 1991.7897 | 1991.7897 | 1991.7897 | 1991.7897 | 1991.7897 | 1991.7897 | 1991.7897 | 1991.7897 | 1991.7897 | 1991.7897 | 1991.7897 | 1991.7897 | 1991.7897 | 1991.7897 | 1991.7897 | 1991.7897 | 1991.7897 | 1991.7897 | 1991.7897 | 1991.7897 | 1991.7897 | 1991.7897
[10 empty] | 0.4627 | 0.4627 | 0.4627 | 0.4627 | 0.4627 | 0.4627 | 0.4627 | 0.4627 | 0.4627 | 0.4627 | 0.4627 | 0.4627 | 0.4627 | 0.4627 | 0.4627 | 0.4627 | 0.4627 | 0.4627 | 0.4627 | 0.4627 | 0.4627 | 0.4627 | 0.4627 | 0.4627 | 0.4627 | 0.4627 | 0.4627 | 0.4627
[10 empty] | 0.4627 | 0.4627 | 0.4627 | 0.4627 | 0.4627 | 0.4627 | 0.4627 | 0.4627 | 0.4627 | 0.4627 | 0.4627 | 0.4627 | 0.4627 | 0.4627 | 0.4627 | 0.4627 | 0.4627 | 0.4627 | 0.4627 | 0.4627 | 0.4627 | 0.4627 | 0.4627 | 0.4627 | 0.4627 | 0.4627 | 0.4627 | 0.4627
[10 empty] | 7726.5893 | 7714.2268 | 7701.884 | 7689.561 | 7677.2577 | 7664.9741 | 7652.7101 | 7640.4658 | 7628.241 | 7616.0359 | 7603.8502 | 7591.684 | 7579.5373 | 7567.4101 | 7555.3022 | 7543.2137 | 7531.1446 | 7519.0948 | 7507.0642 | 7495.0529 | 7483.0608 | 7471.0879 | 7459.1342 | 7447.1996 | 7435.2841 | 7423.3876 | 7411.5102 | 7399.6518
[10 empty] | 3.3646 | 3.4053 | 3.4475 | 3.4915 | 3.5374 | 3.5853 | 3.6354 | 3.6876 | 3.7314 | 3.7679 | 3.7983 | 3.8233 | 3.8439 | 3.8605 | 3.8738 | 3.8843 | 3.8924 | 3.8984 | 3.9027 | 3.9054 | 3.9068 | 3.9071 | 3.9064 | 3.905 | 3.9029 | 3.9001 | 3.8969 | 3.8932
[10 empty] | 0.42031 | 0.4254 | 0.43068 | 0.43617 | 0.44191 | 0.44789 | 0.45414 | 0.46067 | 0.46614 | 0.4707 | 0.47449 | 0.47762 | 0.48019 | 0.48227 | 0.48393 | 0.48525 | 0.48626 | 0.48701 | 0.48753 | 0.48787 | 0.48805 | 0.48809 | 0.48801 | 0.48783 | 0.48756 | 0.48722 | 0.48682 | 0.48636
[10 empty] | 0.42031 | 0.4254 | 0.43068 | 0.43617 | 0.44191 | 0.44789 | 0.45414 | 0.46067 | 0.46614 | 0.4707 | 0.47449 | 0.47762 | 0.48019 | 0.48227 | 0.48393 | 0.48525 | 0.48626 | 0.48701 | 0.48753 | 0.48787 | 0.48805 | 0.48809 | 0.48801 | 0.48783 | 0.48756 | 0.48722 | 0.48682 | 0.48636
[10 empty] | 0 | 593.4021 | 592.4526 | 591.5047 | 590.5583 | 589.6134 | 588.67 | 587.7281 | 586.7878 | 585.8489 | 584.9116 | 583.9757 | 583.0413 | 582.1085 | 581.1771 | 749.3064 | 723.9948 | 702.2015 | 683.4192 | 667.2138 | 653.214 | 641.1017 | 654.4872 | 662.3664 | 666.0306 | 666.513 | 664.6366 | 661.0532
[10 empty] | 528.228 | 528.228 | 528.228 | 528.228 | 528.228 | 528.228 | 528.228 | 528.228 | 528.228 | 528.228 | 528.228 | 528.228 | 528.228 | 528.228 | 528.228 | 528.228 | 528.228 | 528.228 | 528.228 | 528.228 | 528.228 | 528.228 | 528.228 | 528.228 | 528.228 | 528.228 | 528.228 | 528.228
[10 empty] | 0.065988 | 0.065988 | 0.065988 | 0.065988 | 0.065988 | 0.065988 | 0.065988 | 0.065988 | 0.065988 | 0.065988 | 0.065988 | 0.065988 | 0.065988 | 0.065988 | 0.065988 | 0.065988 | 0.065988 | 0.065988 | 0.065988 | 0.065988 | 0.065988 | 0.065988 | 0.065988 | 0.065988 | 0.065988 | 0.065988 | 0.065988 | 0.065988
[10 empty] | 0.065988 | 0.065988 | 0.065988 | 0.065988 | 0.065988 | 0.065988 | 0.065988 | 0.065988 | 0.065988 | 0.065988 | 0.065988 | 0.065988 | 0.065988 | 0.065988 | 0.065988 | 0.065988 | 0.065988 | 0.065988 | 0.065988 | 0.065988 | 0.065988 | 0.065988 | 0.065988 | 0.065988 | 0.065988 | 0.065988 | 0.065988 | 0.065988
[10 empty] | 74639.519 | 74520.0958 | 74400.8637 | 74281.8223 | 74162.9714 | 74044.3106 | 73925.8397 | 73807.5584 | 73689.4663 | 73571.5631 | 73453.8486 | 73336.3225 | 73218.9844 | 73101.834 | 72984.871 | 72868.0952 | 72751.5063 | 72635.1039 | 72518.8877 | 72402.8575 | 72287.0129 | 72171.3537 | 72055.8795 | 71940.5901 | 71825.4852 | 71710.5644 | 71595.8275 | 71481.2742
[10 empty] | 2.3144 | 2.3164 | 2.3189 | 2.3217 | 2.3251 | 2.327 | 2.3278 | 2.3277 | 2.3269 | 2.3254 | 2.3236 | 2.3213 | 2.3188 | 2.316 | 2.313 | 2.3099 | 2.3067 | 2.3034 | 2.3 | 2.2966 | 2.2931 | 2.2896 | 2.2861 | 2.2825 | 2.2789 | 2.2753 | 2.2718 | 2.2682
[10 empty] | 0.28912 | 0.28937 | 0.28968 | 0.29004 | 0.29046 | 0.2907 | 0.2908 | 0.29079 | 0.29068 | 0.2905 | 0.29027 | 0.28999 | 0.28967 | 0.28932 | 0.28895 | 0.28857 | 0.28816 | 0.28775 | 0.28733 | 0.2869 | 0.28646 | 0.28603 | 0.28558 | 0.28514 | 0.28469 | 0.28424 | 0.2838 | 0.28335
[10 empty] | 0.28912 | 0.28937 | 0.28968 | 0.29004 | 0.29046 | 0.2907 | 0.2908 | 0.29079 | 0.29068 | 0.2905 | 0.29027 | 0.28999 | 0.28967 | 0.28932 | 0.28895 | 0.28857 | 0.28816 | 0.28775 | 0.28733 | 0.2869 | 0.28646 | 0.28603 | 0.28558 | 0.28514 | 0.28469 | 0.28424 | 0.2838 | 0.28335
[10 empty] | 0 | 9315.012 | 9300.108 | 9285.2278 | 9270.3714 | 9255.5388 | 9240.73 | 9225.9448 | 9211.1833 | 9196.4454 | 11588.6668 | 11089.508 | 10687.8864 | 10364.1745 | 10581.0089 | 10655.0045 | 10634.2948 | 10553.4245 | 10531.9218 | 11151.3875 | 10895.9278 | 10700.8128 | 10560.6627 | 10711.3639 | 10744.1472 | 10707.1175 | 10634.1364 | 10621.0994
[10 empty] | 31.7331 | 31.7331 | 31.7331 | 31.7331 | 31.7331 | 31.7331 | 31.7331 | 31.7331 | 31.7331 | 31.7331 | 31.7331 | 31.7331 | 31.7331 | 31.7331 | 31.7331 | 31.7331 | 31.7331 | 31.7331 | 31.7331 | 31.7331 | 31.7331 | 31.7331 | 31.7331 | 31.7331 | 31.7331 | 31.7331 | 31.7331 | 31.7331
[10 empty] | 0.0039642 | 0.0039642 | 0.0039642 | 0.0039642 | 0.0039642 | 0.0039642 | 0.0039642 | 0.0039642 | 0.0039642 | 0.0039642 | 0.0039642 | 0.0039642 | 0.0039642 | 0.0039642 | 0.0039642 | 0.0039642 | 0.0039642 | 0.0039642 | 0.0039642 | 0.0039642 | 0.0039642 | 0.0039642 | 0.0039642 | 0.0039642 | 0.0039642 | 0.0039642 | 0.0039642 | 0.0039642
[10 empty] | 0.0039642 | 0.0039642 | 0.0039642 | 0.0039642 | 0.0039642 | 0.0039642 | 0.0039642 | 0.0039642 | 0.0039642 | 0.0039642 | 0.0039642 | 0.0039642 | 0.0039642 | 0.0039642 | 0.0039642 | 0.0039642 | 0.0039642 | 0.0039642 | 0.0039642 | 0.0039642 | 0.0039642 | 0.0039642 | 0.0039642 | 0.0039642 | 0.0039642 | 0.0039642 | 0.0039642 | 0.0039642
[10 empty] | 6730.7842 | 6921.6154 | 7117.857 | 7319.6625 | 7527.1896 | 7740.6005 | 7960.062 | 8185.7457 | 8417.8279 | 8656.4902 | 8901.919 | 9154.3062 | 9413.8491 | 9680.7505 | 9955.2192 | 10237.4695 | 10527.7223 | 10826.2043 | 11133.1488 | 11448.7958 | 11773.3921 | 12107.1913 | 12450.4544 | 12803.4497 | 13166.4531 | 13539.7484 | 13923.6273 | 14318.39
[10 empty] | 13.0558 | 13.4887 | 13.9389 | 13.3743 | 12.8202 | 12.2773 | 11.7461 | 11.227 | 10.7204 | 10.1638 | 9.5638 | 9.0737 | 8.6784 | 8.3652 | 8.1229 | 7.9423 | 7.519 | 7.1824 | 7.2219 | 7.2859 | 7.3718 | 7.4775 | 7.6008 | 7.7404 | 7.8947 | 8.0628 | 8.2435 | 8.4362
[10 empty] | 1.1914 | 1.2309 | 1.272 | 1.2205 | 1.1699 | 1.1204 | 1.0719 | 1.0245 | 0.9783 | 0.92751 | 0.87275 | 0.82803 | 0.79196 | 0.76337 | 0.74126 | 0.72478 | 0.68615 | 0.65543 | 0.65904 | 0.66488 | 0.67272 | 0.68236 | 0.69362 | 0.70635 | 0.72044 | 0.73577 | 0.75227 | 0.76985
[10 empty] | 1.1914 | 1.2309 | 1.272 | 1.2205 | 1.1699 | 1.1204 | 1.0719 | 1.0245 | 0.9783 | 0.92751 | 0.87275 | 0.82803 | 0.79196 | 0.76337 | 0.74126 | 0.72478 | 0.68615 | 0.65543 | 0.65904 | 0.66488 | 0.67272 | 0.68236 | 0.69362 | 0.70635 | 0.72044 | 0.73577 | 0.75227 | 0.76985
[10 empty] | 0 | 671.6015 | 677.0119 | 682.5758 | 688.2974 | 694.1812 | 700.2318 | 706.454 | 712.8526 | 746.6942 | 777.6007 | 806.0454 | 832.4352 | 857.1208 | 880.404 | 902.5456 | 1119.4463 | 1117.4663 | 1121.638 | 1130.7721 | 1143.9085 | 1160.2755 | 1179.2562 | 1200.3602 | 1259.0971 | 1310.0185 | 1355.3061 | 1396.6423
[10 empty] | 2088.7442 | 2088.7442 | 2088.7442 | 574.8529 | 574.8529 | 574.8529 | 574.8529 | 574.8529 | 574.8529 | 574.8529 | 574.8529 | 574.8529 | 574.8529 | 574.8529 | 574.8529 | 574.8529 | 574.8529 | 574.8529 | 574.8529 | 574.8529 | 574.8529 | 574.8529 | 574.8529 | 574.8529 | 574.8529 | 574.8529 | 574.8529 | 574.8529
[10 empty] | 0.19061 | 0.19061 | 0.19061 | 0.052459 | 0.052459 | 0.052459 | 0.052459 | 0.052459 | 0.052459 | 0.052459 | 0.052459 | 0.052459 | 0.052459 | 0.052459 | 0.052459 | 0.052459 | 0.052459 | 0.052459 | 0.052459 | 0.052459 | 0.052459 | 0.052459 | 0.052459 | 0.052459 | 0.052459 | 0.052459 | 0.052459 | 0.052459
[10 empty] | 0.19061 | 0.19061 | 0.19061 | 0.052459 | 0.052459 | 0.052459 | 0.052459 | 0.052459 | 0.052459 | 0.052459 | 0.052459 | 0.052459 | 0.052459 | 0.052459 | 0.052459 | 0.052459 | 0.052459 | 0.052459 | 0.052459 | 0.052459 | 0.052459 | 0.052459 | 0.052459 | 0.052459 | 0.052459 | 0.052459 | 0.052459 | 0.052459
[10 empty] | 4004.4639 | 4019.3758 | 4034.3433 | 4049.3665 | 4064.4456 | 4079.5809 | 4094.7726 | 4110.0208 | 4125.3258 | 4140.6878 | 4156.107 | 4171.5836 | 4187.1179 | 4202.71 | 4218.3601 | 4234.0686 | 4249.8355 | 4265.6611 | 4281.5457 | 4297.4895 | 4313.4926 | 4329.5553 | 4345.6778 | 4361.8603 | 4378.1031 | 4394.4064 | 4410.7704 | 4427.1954
[10 empty] | 3.3845 | 3.4198 | 3.4551 | 3.4905 | 3.5259 | 3.5613 | 3.5969 | 3.6324 | 3.6657 | 3.6968 | 3.7262 | 3.7539 | 3.7802 | 3.8052 | 3.8291 | 3.852 | 3.874 | 3.8953 | 3.9159 | 3.9358 | 3.9553 | 3.9743 | 3.9929 | 4.0111 | 4.029 | 4.0467 | 4.0641 | 4.0814
[10 empty] | 0.42281 | 0.42721 | 0.43162 | 0.43604 | 0.44047 | 0.4449 | 0.44933 | 0.45378 | 0.45793 | 0.46182 | 0.46549 | 0.46895 | 0.47223 | 0.47536 | 0.47834 | 0.48121 | 0.48396 | 0.48661 | 0.48918 | 0.49168 | 0.49411 | 0.49648 | 0.4988 | 0.50108 | 0.50332 | 0.50553 | 0.50771 | 0.50986
[10 empty] | 0.42281 | 0.42721 | 0.43162 | 0.43604 | 0.44047 | 0.4449 | 0.44933 | 0.45378 | 0.45793 | 0.46182 | 0.46549 | 0.46895 | 0.47223 | 0.47536 | 0.47834 | 0.48121 | 0.48396 | 0.48661 | 0.48918 | 0.49168 | 0.49411 | 0.49648 | 0.4988 | 0.50108 | 0.50332 | 0.50553 | 0.50771 | 0.50986
[10 empty] | 0 | 281.8762 | 281.9317 | 281.9875 | 282.0434 | 282.0995 | 282.1559 | 282.2125 | 283.9261 | 285.4621 | 286.8401 | 288.0778 | 289.1908 | 290.193 | 291.0968 | 292.0973 | 293.1639 | 381.0745 | 372.576 | 365.1523 | 358.6716 | 353.0183 | 348.1112 | 343.8748 | 350.3941 | 355.197 | 358.5997 | 360.868
[10 empty] | 925.5627 | 925.5627 | 925.5627 | 925.5627 | 925.5627 | 925.5627 | 925.5627 | 925.5627 | 925.5627 | 925.5627 | 925.5627 | 925.5627 | 925.5627 | 925.5627 | 925.5627 | 925.5627 | 925.5627 | 925.5627 | 925.5627 | 925.5627 | 925.5627 | 925.5627 | 925.5627 | 925.5627 | 925.5627 | 925.5627 | 925.5627 | 925.5627
[10 empty] | 0.11562 | 0.11562 | 0.11562 | 0.11562 | 0.11562 | 0.11562 | 0.11562 | 0.11562 | 0.11562 | 0.11562 | 0.11562 | 0.11562 | 0.11562 | 0.11562 | 0.11562 | 0.11562 | 0.11562 | 0.11562 | 0.11562 | 0.11562 | 0.11562 | 0.11562 | 0.11562 | 0.11562 | 0.11562 | 0.11562 | 0.11562 | 0.11562
[10 empty] | 0.11562 | 0.11562 | 0.11562 | 0.11562 | 0.11562 | 0.11562 | 0.11562 | 0.11562 | 0.11562 | 0.11562 | 0.11562 | 0.11562 | 0.11562 | 0.11562 | 0.11562 | 0.11562 | 0.11562 | 0.11562 | 0.11562 | 0.11562 | 0.11562 | 0.11562 | 0.11562 | 0.11562 | 0.11562 | 0.11562 | 0.11562 | 0.11562
[10 empty] | 4667.2166 | 4659.7491 | 4652.2935 | 4644.8498 | 4637.4181 | 4629.9982 | 4622.5902 | 4615.1941 | 4607.8097 | 4600.4372 | 4593.0765 | 4585.7276 | 4578.3905 | 4571.065 | 4563.7513 | 4556.4493 | 4549.159 | 4541.8804 | 4534.6133 | 4527.358 | 4520.1142 | 4512.882 | 4505.6614 | 4498.4523 | 4491.2548 | 4484.0688 | 4476.8943 | 4469.7313
[10 empty] | 2.3565 | 2.3558 | 2.3552 | 2.3545 | 2.3539 | 2.3532 | 2.3525 | 2.3518 | 2.3512 | 2.3505 | 2.3498 | 2.3491 | 2.3484 | 2.3477 | 2.347 | 2.3463 | 2.3456 | 2.3446 | 2.3434 | 2.3419 | 2.3402 | 2.3384 | 2.3363 | 2.3341 | 2.3318 | 2.3293 | 2.3268 | 2.3241
[10 empty] | 0.29438 | 0.2943 | 0.29422 | 0.29413 | 0.29405 | 0.29397 | 0.29388 | 0.2938 | 0.29372 | 0.29363 | 0.29355 | 0.29346 | 0.29337 | 0.29329 | 0.2932 | 0.29311 | 0.29302 | 0.2929 | 0.29274 | 0.29256 | 0.29235 | 0.29212 | 0.29186 | 0.29159 | 0.2913 | 0.29099 | 0.29067 | 0.29033
[10 empty] | 0.29438 | 0.2943 | 0.29422 | 0.29413 | 0.29405 | 0.29397 | 0.29388 | 0.2938 | 0.29372 | 0.29363 | 0.29355 | 0.29346 | 0.29337 | 0.29329 | 0.2932 | 0.29311 | 0.29302 | 0.2929 | 0.29274 | 0.29256 | 0.29235 | 0.29212 | 0.29186 | 0.29159 | 0.2913 | 0.29099 | 0.29067 | 0.29033
[10 empty] | 0 | 179.2211 | 178.9344 | 178.6481 | 178.3622 | 178.0769 | 177.7919 | 177.5075 | 177.2235 | 176.9399 | 176.6568 | 176.3741 | 176.0919 | 175.8102 | 175.5289 | 175.2481 | 174.9677 | 174.6877 | 174.4082 | 174.1292 | 173.8505 | 173.5724 | 173.2947 | 173.0174 | 172.7406 | 172.4642 | 172.1882 | 171.9127
[10 empty] | 522.3103 | 522.3103 | 522.3103 | 522.3103 | 522.3103 | 522.3103 | 522.3103 | 522.3103 | 522.3103 | 522.3103 | 522.3103 | 522.3103 | 522.3103 | 522.3103 | 522.3103 | 522.3103 | 522.3103 | 522.3103 | 522.3103 | 522.3103 | 522.3103 | 522.3103 | 522.3103 | 522.3103 | 522.3103 | 522.3103 | 522.3103 | 522.3103
[10 empty] | 0.065249 | 0.065249 | 0.065249 | 0.065249 | 0.065249 | 0.065249 | 0.065249 | 0.065249 | 0.065249 | 0.065249 | 0.065249 | 0.065249 | 0.065249 | 0.065249 | 0.065249 | 0.065249 | 0.065249 | 0.065249 | 0.065249 | 0.065249 | 0.065249 | 0.065249 | 0.065249 | 0.065249 | 0.065249 | 0.065249 | 0.065249 | 0.065249
[10 empty] | 0.065249 | 0.065249 | 0.065249 | 0.065249 | 0.065249 | 0.065249 | 0.065249 | 0.065249 | 0.065249 | 0.065249 | 0.065249 | 0.065249 | 0.065249 | 0.065249 | 0.065249 | 0.065249 | 0.065249 | 0.065249 | 0.065249 | 0.065249 | 0.065249 | 0.065249 | 0.065249 | 0.065249 | 0.065249 | 0.065249 | 0.065249 | 0.065249
[10 empty] | 77801.7951 | 77677.3122 | 77553.0285 | 77428.9437 | 77305.0574 | 77181.3693 | 77057.8791 | 76934.5865 | 76811.4911 | 76688.5928 | 76565.891 | 76443.3856 | 76321.0762 | 76198.9625 | 76077.0441 | 75955.3208 | 75833.7923 | 75712.4583 | 75591.3183 | 75470.3722 | 75349.6196 | 75229.0602 | 75108.6937 | 74988.5198 | 74868.5382 | 74748.7485 | 74629.1505 | 74509.7439
[10 empty] | 16.4544 | 16.4281 | 16.4018 | 16.3756 | 16.3494 | 16.3232 | 16.2971 | 16.271 | 16.245 | 16.219 | 16.193 | 16.1671 | 16.1413 | 16.1154 | 16.0896 | 16.0639 | 16.0382 | 16.0125 | 15.9869 | 15.9613 | 15.9358 | 15.9103 | 15.8848 | 15.8594 | 15.8341 | 15.8087 | 15.7834 | 15.7582
[10 empty] | 2.0555 | 2.0523 | 2.049 | 2.0457 | 2.0424 | 2.0392 | 2.0359 | 2.0326 | 2.0294 | 2.0261 | 2.0229 | 2.0197 | 2.0164 | 2.0132 | 2.01 | 2.0068 | 2.0035 | 2.0003 | 1.9971 | 1.9939 | 1.9908 | 1.9876 | 1.9844 | 1.9812 | 1.978 | 1.9749 | 1.9717 | 1.9686
[10 empty] | 2.0555 | 2.0523 | 2.049 | 2.0457 | 2.0424 | 2.0392 | 2.0359 | 2.0326 | 2.0294 | 2.0261 | 2.0229 | 2.0197 | 2.0164 | 2.0132 | 2.01 | 2.0068 | 2.0035 | 2.0003 | 1.9971 | 1.9939 | 1.9908 | 1.9876 | 1.9844 | 1.9812 | 1.978 | 1.9749 | 1.9717 | 1.9686
[10 empty] | 0 | 8630.8125 | 8617.0032 | 8603.216 | 8589.4508 | 8575.7077 | 8561.9866 | 8548.2874 | 8534.6101 | 8520.9548 | 8507.3212 | 10968.4125 | 10597.8997 | 10278.8871 | 10355.7848 | 10368.9149 | 10334.7965 | 10316.5316 | 10302.7678 | 10286.1384 | 10269.3107 | 10962.522 | 10742.6146 | 10566.6283 | 10627.9525 | 10630.9184 | 10594.8946 | 10577.3151
[10 empty] | 211.4914 | 211.4914 | 211.4914 | 211.4914 | 211.4914 | 211.4914 | 211.4914 | 211.4914 | 211.4914 | 211.4914 | 211.4914 | 211.4914 | 211.4914 | 211.4914 | 211.4914 | 211.4914 | 211.4914 | 211.4914 | 211.4914 | 211.4914 | 211.4914 | 211.4914 | 211.4914 | 211.4914 | 211.4914 | 211.4914 | 211.4914 | 211.4914
[10 empty] | 0.02642 | 0.02642 | 0.02642 | 0.02642 | 0.02642 | 0.02642 | 0.02642 | 0.02642 | 0.02642 | 0.02642 | 0.02642 | 0.02642 | 0.02642 | 0.02642 | 0.02642 | 0.02642 | 0.02642 | 0.02642 | 0.02642 | 0.02642 | 0.02642 | 0.02642 | 0.02642 | 0.02642 | 0.02642 | 0.02642 | 0.02642 | 0.02642
[10 empty] | 0.02642 | 0.02642 | 0.02642 | 0.02642 | 0.02642 | 0.02642 | 0.02642 | 0.02642 | 0.02642 | 0.02642 | 0.02642 | 0.02642 | 0.02642 | 0.02642 | 0.02642 | 0.02642 | 0.02642 | 0.02642 | 0.02642 | 0.02642 | 0.02642 | 0.02642 | 0.02642 | 0.02642 | 0.02642 | 0.02642 | 0.02642 | 0.02642
[10 empty] | 3543.64 | 5597.2213 | 7270.6433 | 8551.0346 | 9418.7205 | 9972.1295 | 10630.4981 | 11429.7932 | 12368.8728 | 13445.8069 | 14622.9572 | 15896.9098 | 17266.5313 | 18700.7427 | 20183.7493 | 21699.4169 | 23252.8063 | 24816.766 | 26373.3064 | 27933.0479 | 29488.852 | 31032.9866 | 32565.03 | 34088.4905 | 35619.163 | 37154.1247 | 38690.5209 | 40224.2217
[10 empty] | 0 | 0 | 0 | 0 | 0 | 0 | 0 | 0 | 0 | 0 | 0 | 0 | 0 | 0 | 0 | 0 | 0 | 0 | 0 | 0 | 0 | 0 | 0 | 0 | 0 | 0 | 0 | 0
[10 empty] | 0 | 0 | 0 | 0 | 0 | 0 | 0 | 0 | 0 | 0 | 0 | 0 | 0 | 0 | 0 | 0 | 0 | 0 | 0 | 0 | 0 | 0 | 0 | 0 | 0 | 0 | 0 | 0
[10 empty] | 0 | 0 | 0 | 0 | 0 | 0 | 0 | 0 | 0 | 0 | 0 | 0 | 0 | 0 | 0 | 0 | 0 | 0 | 0 | 0 | 0 | 0 | 0 | 0 | 0 | 0 | 0 | 0
[10 empty] | 0 | 2074.5968 | 1694.4375 | 1301.4068 | 888.7013 | 574.4245 | 679.384 | 821.4886 | 962.2547 | 1100.9273 | 1201.8253 | 1299.1956 | 1412.3244 | 1491.4644 | 1552.3845 | 1595.1496 | 1641.2916 | 1691.4102 | 1716.948 | 1747.6132 | 1766.5626 | 1773.9654 | 1753.4383 | 1737.8254 | 1739.1792 | 1738.5864 | 1735.9528 | 2045.764
[10 empty] | 0 | 0 | 0 | 0 | 0 | 0 | 0 | 0 | 0 | 0 | 0 | 0 | 0 | 0 | 0 | 0 | 0 | 0 | 0 | 0 | 0 | 0 | 0 | 0 | 0 | 0 | 0 | 0
[10 empty] | 0 | 0 | 0 | 0 | 0 | 0 | 0 | 0 | 0 | 0 | 0 | 0 | 0 | 0 | 0 | 0 | 0 | 0 | 0 | 0 | 0 | 0 | 0 | 0 | 0 | 0 | 0 | 0
[10 empty] | 0 | 0 | 0 | 0 | 0 | 0 | 0 | 0 | 0 | 0 | 0 | 0 | 0 | 0 | 0 | 0 | 0 | 0 | 0 | 0 | 0 | 0 | 0 | 0 | 0 | 0 | 0 | 0
[10 empty] | 3543.64 | 5597.2213 | 7270.6433 | 8551.0346 | 9418.7205 | 9972.1295 | 10630.4981 | 11429.7932 | 12368.8728 | 13445.8069 | 14622.9572 | 15896.9098 | 17266.5313 | 18700.7427 | 20183.7493 | 21699.4169 | 23252.8063 | 24816.766 | 26373.3064 | 27933.0479 | 29488.852 | 31032.9866 | 32565.03 | 34088.4905 | 35619.163 | 37154.1247 | 38690.5209 | 40224.2217
[10 empty] | 0 | 0 | 0 | 0 | 0 | 0 | 0 | 0 | 0 | 0 | 0 | 0 | 0 | 0 | 0 | 0 | 0 | 0 | 0 | 0 | 0 | 0 | 0 | 0 | 0 | 0 | 0 | 0
[10 empty] | 0 | 0 | 0 | 0 | 0 | 0 | 0 | 0 | 0 | 0 | 0 | 0 | 0 | 0 | 0 | 0 | 0 | 0 | 0 | 0 | 0 | 0 | 0 | 0 | 0 | 0 | 0 | 0
[10 empty] | 0 | 0 | 0 | 0 | 0 | 0 | 0 | 0 | 0 | 0 | 0 | 0 | 0 | 0 | 0 | 0 | 0 | 0 | 0 | 0 | 0 | 0 | 0 | 0 | 0 | 0 | 0 | 0
[10 empty] | 0 | 2074.5968 | 1694.4375 | 1301.4068 | 888.7013 | 574.4245 | 679.384 | 821.4886 | 962.2547 | 1100.9273 | 1201.8253 | 1299.1956 | 1412.3244 | 1491.4644 | 1552.3845 | 1595.1496 | 1641.2916 | 1691.4102 | 1716.948 | 1747.6132 | 1766.5626 | 1773.9654 | 1753.4383 | 1737.8254 | 1739.1792 | 1738.5864 | 1735.9528 | 2045.764
[10 empty] | 0 | 0 | 0 | 0 | 0 | 0 | 0 | 0 | 0 | 0 | 0 | 0 | 0 | 0 | 0 | 0 | 0 | 0 | 0 | 0 | 0 | 0 | 0 | 0 | 0 | 0 | 0 | 0
[10 empty] | 0 | 0 | 0 | 0 | 0 | 0 | 0 | 0 | 0 | 0 | 0 | 0 | 0 | 0 | 0 | 0 | 0 | 0 | 0 | 0 | 0 | 0 | 0 | 0 | 0 | 0 | 0 | 0
[10 empty] | 0 | 0 | 0 | 0 | 0 | 0 | 0 | 0 | 0 | 0 | 0 | 0 | 0 | 0 | 0 | 0 | 0 | 0 | 0 | 0 | 0 | 0 | 0 | 0 | 0 | 0 | 0 | 0
[10 empty] | 3543.64 | 5597.2213 | 7270.6433 | 8551.0346 | 9418.7205 | 9972.1295 | 10630.4981 | 11429.7932 | 12368.8728 | 13445.8069 | 14622.9572 | 15896.9098 | 17266.5313 | 18700.7427 | 20183.7493 | 21699.4169 | 23252.8063 | 24816.766 | 26373.3064 | 27933.0479 | 29488.852 | 31032.9866 | 32565.03 | 34088.4905 | 35619.163 | 37154.1247 | 38690.5209 | 40224.2217
[10 empty] | 0 | 0 | 0 | 0 | 0 | 0 | 0 | 0 | 0 | 0 | 0 | 0 | 0 | 0 | 0 | 0 | 0 | 0 | 0 | 0 | 0 | 0 | 0 | 0 | 0 | 0 | 0 | 0
[10 empty] | 0 | 0 | 0 | 0 | 0 | 0 | 0 | 0 | 0 | 0 | 0 | 0 | 0 | 0 | 0 | 0 | 0 | 0 | 0 | 0 | 0 | 0 | 0 | 0 | 0 | 0 | 0 | 0
[10 empty] | 0 | 0 | 0 | 0 | 0 | 0 | 0 | 0 | 0 | 0 | 0 | 0 | 0 | 0 | 0 | 0 | 0 | 0 | 0 | 0 | 0 | 0 | 0 | 0 | 0 | 0 | 0 | 0
[10 empty] | 0 | 2074.5968 | 1694.4375 | 1301.4068 | 888.7013 | 574.4245 | 679.384 | 821.4886 | 962.2547 | 1100.9273 | 1201.8253 | 1299.1956 | 1412.3244 | 1491.4644 | 1552.3845 | 1595.1496 | 1641.2916 | 1691.4102 | 1716.948 | 1747.6132 | 1766.5626 | 1773.9654 | 1753.4383 | 1737.8254 | 1739.1792 | 1738.5864 | 1735.9528 | 2045.764
[10 empty] | 0 | 0 | 0 | 0 | 0 | 0 | 0 | 0 | 0 | 0 | 0 | 0 | 0 | 0 | 0 | 0 | 0 | 0 | 0 | 0 | 0 | 0 | 0 | 0 | 0 | 0 | 0 | 0
[10 empty] | 0 | 0 | 0 | 0 | 0 | 0 | 0 | 0 | 0 | 0 | 0 | 0 | 0 | 0 | 0 | 0 | 0 | 0 | 0 | 0 | 0 | 0 | 0 | 0 | 0 | 0 | 0 | 0
[10 empty] | 0 | 0 | 0 | 0 | 0 | 0 | 0 | 0 | 0 | 0 | 0 | 0 | 0 | 0 | 0 | 0 | 0 | 0 | 0 | 0 | 0 | 0 | 0 | 0 | 0 | 0 | 0 | 0
[10 empty] | 3543.64 | 5597.2213 | 7270.6433 | 8551.0346 | 9418.7205 | 9972.1295 | 10630.4981 | 11429.7932 | 12368.8728 | 13445.8069 | 14622.9572 | 15896.9098 | 17266.5313 | 18700.7427 | 20183.7493 | 21699.4169 | 23252.8063 | 24816.766 | 26373.3064 | 27933.0479 | 29488.852 | 31032.9866 | 32565.03 | 34088.4905 | 35619.163 | 37154.1247 | 38690.5209 | 40224.2217
[10 empty] | 0 | 0 | 0 | 0 | 0 | 0 | 0 | 0 | 0 | 0 | 0 | 0 | 0 | 0 | 0 | 0 | 0 | 0 | 0 | 0 | 0 | 0 | 0 | 0 | 0 | 0 | 0 | 0
[10 empty] | 0 | 0 | 0 | 0 | 0 | 0 | 0 | 0 | 0 | 0 | 0 | 0 | 0 | 0 | 0 | 0 | 0 | 0 | 0 | 0 | 0 | 0 | 0 | 0 | 0 | 0 | 0 | 0
[10 empty] | 0 | 0 | 0 | 0 | 0 | 0 | 0 | 0 | 0 | 0 | 0 | 0 | 0 | 0 | 0 | 0 | 0 | 0 | 0 | 0 | 0 | 0 | 0 | 0 | 0 | 0 | 0 | 0
[10 empty] | 0 | 2074.5968 | 1694.4375 | 1301.4068 | 888.7013 | 574.4245 | 679.384 | 821.4886 | 962.2547 | 1100.9273 | 1201.8253 | 1299.1956 | 1412.3244 | 1491.4644 | 1552.3845 | 1595.1496 | 1641.2916 | 1691.4102 | 1716.948 | 1747.6132 | 1766.5626 | 1773.9654 | 1753.4383 | 1737.8254 | 1739.1792 | 1738.5864 | 1735.9528 | 2045.764
[10 empty] | 0 | 0 | 0 | 0 | 0 | 0 | 0 | 0 | 0 | 0 | 0 | 0 | 0 | 0 | 0 | 0 | 0 | 0 | 0 | 0 | 0 | 0 | 0 | 0 | 0 | 0 | 0 | 0
[10 empty] | 0 | 0 | 0 | 0 | 0 | 0 | 0 | 0 | 0 | 0 | 0 | 0 | 0 | 0 | 0 | 0 | 0 | 0 | 0 | 0 | 0 | 0 | 0 | 0 | 0 | 0 | 0 | 0
[10 empty] | 0 | 0 | 0 | 0 | 0 | 0 | 0 | 0 | 0 | 0 | 0 | 0 | 0 | 0 | 0 | 0 | 0 | 0 | 0 | 0 | 0 | 0 | 0 | 0 | 0 | 0 | 0 | 0
[10 empty] | 3543.64 | 5597.2213 | 7270.6433 | 8551.0346 | 9418.7205 | 9972.1295 | 10630.4981 | 11429.7932 | 12368.8728 | 13445.8069 | 14622.9572 | 15896.9098 | 17266.5313 | 18700.7427 | 20183.7493 | 21699.4169 | 23252.8063 | 24816.766 | 26373.3064 | 27933.0479 | 29488.852 | 31032.9866 | 32565.03 | 34088.4905 | 35619.163 | 37154.1247 | 38690.5209 | 40224.2217
[10 empty] | 0 | 0 | 0 | 0 | 0 | 0 | 0 | 0 | 0 | 0 | 0 | 0 | 0 | 0 | 0 | 0 | 0 | 0 | 0 | 0 | 0 | 0 | 0 | 0 | 0 | 0 | 0 | 0
[10 empty] | 0 | 0 | 0 | 0 | 0 | 0 | 0 | 0 | 0 | 0 | 0 | 0 | 0 | 0 | 0 | 0 | 0 | 0 | 0 | 0 | 0 | 0 | 0 | 0 | 0 | 0 | 0 | 0
[10 empty] | 0 | 0 | 0 | 0 | 0 | 0 | 0 | 0 | 0 | 0 | 0 | 0 | 0 | 0 | 0 | 0 | 0 | 0 | 0 | 0 | 0 | 0 | 0 | 0 | 0 | 0 | 0 | 0
[10 empty] | 0 | 2074.5968 | 1694.4375 | 1301.4068 | 888.7013 | 574.4245 | 679.384 | 821.4886 | 962.2547 | 1100.9273 | 1201.8253 | 1299.1956 | 1412.3244 | 1491.4644 | 1552.3845 | 1595.1496 | 1641.2916 | 1691.4102 | 1716.948 | 1747.6132 | 1766.5626 | 1773.9654 | 1753.4383 | 1737.8254 | 1739.1792 | 1738.5864 | 1735.9528 | 2045.764
[10 empty] | 0 | 0 | 0 | 0 | 0 | 0 | 0 | 0 | 0 | 0 | 0 | 0 | 0 | 0 | 0 | 0 | 0 | 0 | 0 | 0 | 0 | 0 | 0 | 0 | 0 | 0 | 0 | 0
[10 empty] | 0 | 0 | 0 | 0 | 0 | 0 | 0 | 0 | 0 | 0 | 0 | 0 | 0 | 0 | 0 | 0 | 0 | 0 | 0 | 0 | 0 | 0 | 0 | 0 | 0 | 0 | 0 | 0
[10 empty] | 0 | 0 | 0 | 0 | 0 | 0 | 0 | 0 | 0 | 0 | 0 | 0 | 0 | 0 | 0 | 0 | 0 | 0 | 0 | 0 | 0 | 0 | 0 | 0 | 0 | 0 | 0 | 0
[10 empty] | 3543.64 | 5597.2213 | 7270.6433 | 8551.0346 | 9418.7205 | 9972.1295 | 10630.4981 | 11429.7932 | 12368.8728 | 13445.8069 | 14622.9572 | 15896.9098 | 17266.5313 | 18700.7427 | 20183.7493 | 21699.4169 | 23252.8063 | 24816.766 | 26373.3064 | 27933.0479 | 29488.852 | 31032.9866 | 32565.03 | 34088.4905 | 35619.163 | 37154.1247 | 38690.5209 | 40224.2217
[10 empty] | 0 | 0 | 0 | 0 | 0 | 0 | 0 | 0 | 0 | 0 | 0 | 0 | 0 | 0 | 0 | 0 | 0 | 0 | 0 | 0 | 0 | 0 | 0 | 0 | 0 | 0 | 0 | 0
[10 empty] | 0 | 0 | 0 | 0 | 0 | 0 | 0 | 0 | 0 | 0 | 0 | 0 | 0 | 0 | 0 | 0 | 0 | 0 | 0 | 0 | 0 | 0 | 0 | 0 | 0 | 0 | 0 | 0
[10 empty] | 0 | 0 | 0 | 0 | 0 | 0 | 0 | 0 | 0 | 0 | 0 | 0 | 0 | 0 | 0 | 0 | 0 | 0 | 0 | 0 | 0 | 0 | 0 | 0 | 0 | 0 | 0 | 0
[10 empty] | 0 | 2074.5968 | 1694.4375 | 1301.4068 | 888.7013 | 574.4245 | 679.384 | 821.4886 | 962.2547 | 1100.9273 | 1201.8253 | 1299.1956 | 1412.3244 | 1491.4644 | 1552.3845 | 1595.1496 | 1641.2916 | 1691.4102 | 1716.948 | 1747.6132 | 1766.5626 | 1773.9654 | 1753.4383 | 1737.8254 | 1739.1792 | 1738.5864 | 1735.9528 | 2045.764
[10 empty] | 0 | 0 | 0 | 0 | 0 | 0 | 0 | 0 | 0 | 0 | 0 | 0 | 0 | 0 | 0 | 0 | 0 | 0 | 0 | 0 | 0 | 0 | 0 | 0 | 0 | 0 | 0 | 0
[10 empty] | 0 | 0 | 0 | 0 | 0 | 0 | 0 | 0 | 0 | 0 | 0 | 0 | 0 | 0 | 0 | 0 | 0 | 0 | 0 | 0 | 0 | 0 | 0 | 0 | 0 | 0 | 0 | 0
[10 empty] | 0 | 0 | 0 | 0 | 0 | 0 | 0 | 0 | 0 | 0 | 0 | 0 | 0 | 0 | 0 | 0 | 0 | 0 | 0 | 0 | 0 | 0 | 0 | 0 | 0 | 0 | 0 | 0
[10 empty] | 3543.64 | 5597.2213 | 7270.6433 | 8551.0346 | 9418.7205 | 9972.1295 | 10630.4981 | 11429.7932 | 12368.8728 | 13445.8069 | 14622.9572 | 15896.9098 | 17266.5313 | 18700.7427 | 20183.7493 | 21699.4169 | 23252.8063 | 24816.766 | 26373.3064 | 27933.0479 | 29488.852 | 31032.9866 | 32565.03 | 34088.4905 | 35619.163 | 37154.1247 | 38690.5209 | 40224.2217
[10 empty] | 0 | 0 | 0 | 0 | 0 | 0 | 0 | 0 | 0 | 0 | 0 | 0 | 0 | 0 | 0 | 0 | 0 | 0 | 0 | 0 | 0 | 0 | 0 | 0 | 0 | 0 | 0 | 0
[10 empty] | 0 | 0 | 0 | 0 | 0 | 0 | 0 | 0 | 0 | 0 | 0 | 0 | 0 | 0 | 0 | 0 | 0 | 0 | 0 | 0 | 0 | 0 | 0 | 0 | 0 | 0 | 0 | 0
[10 empty] | 0 | 0 | 0 | 0 | 0 | 0 | 0 | 0 | 0 | 0 | 0 | 0 | 0 | 0 | 0 | 0 | 0 | 0 | 0 | 0 | 0 | 0 | 0 | 0 | 0 | 0 | 0 | 0
[10 empty] | 0 | 2074.5968 | 1694.4375 | 1301.4068 | 888.7013 | 574.4245 | 679.384 | 821.4886 | 962.2547 | 1100.9273 | 1201.8253 | 1299.1956 | 1412.3244 | 1491.4644 | 1552.3845 | 1595.1496 | 1641.2916 | 1691.4102 | 1716.948 | 1747.6132 | 1766.5626 | 1773.9654 | 1753.4383 | 1737.8254 | 1739.1792 | 1738.5864 | 1735.9528 | 2045.764
[10 empty] | 0 | 0 | 0 | 0 | 0 | 0 | 0 | 0 | 0 | 0 | 0 | 0 | 0 | 0 | 0 | 0 | 0 | 0 | 0 | 0 | 0 | 0 | 0 | 0 | 0 | 0 | 0 | 0
[10 empty] | 0 | 0 | 0 | 0 | 0 | 0 | 0 | 0 | 0 | 0 | 0 | 0 | 0 | 0 | 0 | 0 | 0 | 0 | 0 | 0 | 0 | 0 | 0 | 0 | 0 | 0 | 0 | 0
[10 empty] | 0 | 0 | 0 | 0 | 0 | 0 | 0 | 0 | 0 | 0 | 0 | 0 | 0 | 0 | 0 | 0 | 0 | 0 | 0 | 0 | 0 | 0 | 0 | 0 | 0 | 0 | 0 | 0
[10 empty] | 3543.64 | 5597.2213 | 7270.6433 | 8551.0346 | 9418.7205 | 9972.1295 | 10630.4981 | 11429.7932 | 12368.8728 | 13445.8069 | 14622.9572 | 15896.9098 | 17266.5313 | 18700.7427 | 20183.7493 | 21699.4169 | 23252.8063 | 24816.766 | 26373.3064 | 27933.0479 | 29488.852 | 31032.9866 | 32565.03 | 34088.4905 | 35619.163 | 37154.1247 | 38690.5209 | 40224.2217
[10 empty] | 0 | 0 | 0 | 0 | 0 | 0 | 0 | 0 | 0 | 0 | 0 | 0 | 0 | 0 | 0 | 0 | 0 | 0 | 0 | 0 | 0 | 0 | 0 | 0 | 0 | 0 | 0 | 0
[10 empty] | 0 | 0 | 0 | 0 | 0 | 0 | 0 | 0 | 0 | 0 | 0 | 0 | 0 | 0 | 0 | 0 | 0 | 0 | 0 | 0 | 0 | 0 | 0 | 0 | 0 | 0 | 0 | 0
[10 empty] | 0 | 0 | 0 | 0 | 0 | 0 | 0 | 0 | 0 | 0 | 0 | 0 | 0 | 0 | 0 | 0 | 0 | 0 | 0 | 0 | 0 | 0 | 0 | 0 | 0 | 0 | 0 | 0
[10 empty] | 0 | 2074.5968 | 1694.4375 | 1301.4068 | 888.7013 | 574.4245 | 679.384 | 821.4886 | 962.2547 | 1100.9273 | 1201.8253 | 1299.1956 | 1412.3244 | 1491.4644 | 1552.3845 | 1595.1496 | 1641.2916 | 1691.4102 | 1716.948 | 1747.6132 | 1766.5626 | 1773.9654 | 1753.4383 | 1737.8254 | 1739.1792 | 1738.5864 | 1735.9528 | 2045.764
[10 empty] | 0 | 0 | 0 | 0 | 0 | 0 | 0 | 0 | 0 | 0 | 0 | 0 | 0 | 0 | 0 | 0 | 0 | 0 | 0 | 0 | 0 | 0 | 0 | 0 | 0 | 0 | 0 | 0
[10 empty] | 0 | 0 | 0 | 0 | 0 | 0 | 0 | 0 | 0 | 0 | 0 | 0 | 0 | 0 | 0 | 0 | 0 | 0 | 0 | 0 | 0 | 0 | 0 | 0 | 0 | 0 | 0 | 0
[10 empty] | 0 | 0 | 0 | 0 | 0 | 0 | 0 | 0 | 0 | 0 | 0 | 0 | 0 | 0 | 0 | 0 | 0 | 0 | 0 | 0 | 0 | 0 | 0 | 0 | 0 | 0 | 0 | 0
[10 empty] | 3543.64 | 5597.2213 | 7270.6433 | 8551.0346 | 9418.7205 | 9972.1295 | 10630.4981 | 11429.7932 | 12368.8728 | 13445.8069 | 14622.9572 | 15896.9098 | 17266.5313 | 18700.7427 | 20183.7493 | 21699.4169 | 23252.8063 | 24816.766 | 26373.3064 | 27933.0479 | 29488.852 | 31032.9866 | 32565.03 | 34088.4905 | 35619.163 | 37154.1247 | 38690.5209 | 40224.2217
[10 empty] | -30.7677 | -30.7677 | -30.7677 | -30.7677 | -30.7677 | -30.7677 | -30.7677 | -30.7677 | -30.7677 | -30.7677 | -30.7677 | -30.7677 | -30.7677 | -30.7677 | -30.7677 | -30.7677 | -30.7677 | -30.7677 | -30.7677 | -30.2132 | -29.019 | -26.381 | -23.9827 | -21.8024 | -19.8204 | -18.0185 | -16.3805 | -14.8914
[10 empty] | 0 | 0 | 0 | 0 | 0 | 0 | 0 | 0 | 0 | 0 | 0 | 0 | 0 | 0 | 0 | 0 | 0 | 0 | 0 | 0 | 0 | 0 | 0 | 0 | 0 | 0 | 0 | 0
[10 empty] | 0 | 0 | 0 | 0 | 0 | 0 | 0 | 0 | 0 | 0 | 0 | 0 | 0 | 0 | 0 | 0 | 0 | 0 | 0 | 0 | 0 | 0 | 0 | 0 | 0 | 0 | 0 | 0
[10 empty] | 0 | 2053.5813 | 1673.422 | 1280.3913 | 867.6858 | 553.4091 | 658.3686 | 799.2951 | 939.0796 | 1076.9341 | 1177.1503 | 1273.9526 | 1369.6214 | 1434.2114 | 1483.0066 | 1515.6676 | 1553.3894 | 1563.9597 | 1556.5404 | 1624.7025 | 1694.679 | 1847.7531 | 1994.7495 | 2096.2316 | 2167.7728 | 2193.0242 | 2184.9449 | 2183.1422
[10 empty] | 0 | 0 | 0 | 0 | 0 | 0 | 0 | 0 | 0 | 0 | 0 | 0 | 0 | 0 | 0 | 0 | 0 | 0 | 0 | 0 | 0 | 0 | 0 | 0 | 0 | 0 | 0 | 0
[10 empty] | 0 | 0 | 0 | 0 | 0 | 0 | 0 | 0 | 0 | 0 | 0 | 0 | 0 | 0 | 0 | 0 | 0 | 0 | 0 | 0 | 0 | 0 | 0 | 0 | 0 | 0 | 0 | 0
[10 empty] | 0 | 0 | 0 | 0 | 0 | 0 | 0 | 0 | 0 | 0 | 0 | 0 | 0 | 0 | 0 | 0 | 0 | 0 | 0 | 0 | 0 | 0 | 0 | 0 | 0 | 0 | 0 | 0
[10 empty] | 176634.54 | 176351.9247 | #DIV/0! | #DIV/0! | #DIV/0! | #DIV/0! | #DIV/0! | #DIV/0! | #DIV/0! | #DIV/0! | #DIV/0! | #DIV/0! | #DIV/0! | #DIV/0! | #DIV/0! | #DIV/0! | #DIV/0! | #DIV/0! | #DIV/0! | #DIV/0! | #DIV/0! | #DIV/0!
[10 empty] | 43.4244 | 43.6223 | #DIV/0! | #DIV/0! | #DIV/0! | #DIV/0! | #DIV/0! | #DIV/0! | #DIV/0! | #DIV/0! | #DIV/0! | #DIV/0! | #DIV/0! | #DIV/0! | #DIV/0! | #DIV/0! | #DIV/0! | #DIV/0! | #DIV/0! | #DIV/0! | #DIV/0! | #DIV/0!
[10 empty] | 0 | 0 | #DIV/0! | #DIV/0! | #DIV/0! | #DIV/0! | #DIV/0! | #DIV/0! | #DIV/0! | #DIV/0! | #DIV/0! | #DIV/0! | #DIV/0! | #DIV/0! | #DIV/0! | #DIV/0! | #DIV/0! | #DIV/0! | #DIV/0! | #DIV/0! | #DIV/0! | #DIV/0!
[10 empty] | 0 | 0 | #DIV/0! | #DIV/0! | #DIV/0! | #DIV/0! | #DIV/0! | #DIV/0! | #DIV/0! | #DIV/0! | #DIV/0! | #DIV/0! | #DIV/0! | #DIV/0! | #DIV/0! | #DIV/0! | #DIV/0! | #DIV/0! | #DIV/0! | #DIV/0! | #DIV/0! | #DIV/0!
[10 empty] | 0 | 9447.4245 | #DIV/0! | #DIV/0! | #DIV/0! | #DIV/0! | #DIV/0! | #DIV/0! | #DIV/0! | #DIV/0! | #DIV/0! | #DIV/0! | #DIV/0! | #DIV/0! | #DIV/0! | #DIV/0! | #DIV/0! | #DIV/0! | #DIV/0! | #DIV/0! | #DIV/0! | #DIV/0!
[10 empty] | 245.1732 | 230.4661 | #DIV/0! | #DIV/0! | #DIV/0! | #DIV/0! | #DIV/0! | #DIV/0! | #DIV/0! | #DIV/0! | #DIV/0! | #DIV/0! | #DIV/0! | #DIV/0! | #DIV/0! | #DIV/0! | #DIV/0! | #DIV/0! | #DIV/0! | #DIV/0! | #DIV/0! | #DIV/0!
[10 empty] | 0 | 0 | #DIV/0! | #DIV/0! | #DIV/0! | #DIV/0! | #DIV/0! | #DIV/0! | #DIV/0! | #DIV/0! | #DIV/0! | #DIV/0! | #DIV/0! | #DIV/0! | #DIV/0! | #DIV/0! | #DIV/0! | #DIV/0! | #DIV/0! | #DIV/0! | #DIV/0! | #DIV/0!
[10 empty] | 0 | 0 | #DIV/0! | #DIV/0! | #DIV/0! | #DIV/0! | #DIV/0! | #DIV/0! | #DIV/0! | #DIV/0! | #DIV/0! | #DIV/0! | #DIV/0! | #DIV/0! | #DIV/0! | #DIV/0! | #DIV/0! | #DIV/0! | #DIV/0! | #DIV/0! | #DIV/0! | #DIV/0!
[10 empty] | 176634.54 | 176351.9247 | #DIV/0! | #DIV/0! | #DIV/0! | #DIV/0! | #DIV/0! | #DIV/0! | #DIV/0! | #DIV/0! | #DIV/0! | #DIV/0! | #DIV/0! | #DIV/0! | #DIV/0! | #DIV/0! | #DIV/0! | #DIV/0! | #DIV/0! | #DIV/0! | #DIV/0! | #DIV/0!
[10 empty] | 43.4244 | 43.6223 | #DIV/0! | #DIV/0! | #DIV/0! | #DIV/0! | #DIV/0! | #DIV/0! | #DIV/0! | #DIV/0! | #DIV/0! | #DIV/0! | #DIV/0! | #DIV/0! | #DIV/0! | #DIV/0! | #DIV/0! | #DIV/0! | #DIV/0! | #DIV/0! | #DIV/0! | #DIV/0!
[10 empty] | 0 | 0 | #DIV/0! | #DIV/0! | #DIV/0! | #DIV/0! | #DIV/0! | #DIV/0! | #DIV/0! | #DIV/0! | #DIV/0! | #DIV/0! | #DIV/0! | #DIV/0! | #DIV/0! | #DIV/0! | #DIV/0! | #DIV/0! | #DIV/0! | #DIV/0! | #DIV/0! | #DIV/0!
[10 empty] | 0 | 0 | #DIV/0! | #DIV/0! | #DIV/0! | #DIV/0! | #DIV/0! | #DIV/0! | #DIV/0! | #DIV/0! | #DIV/0! | #DIV/0! | #DIV/0! | #DIV/0! | #DIV/0! | #DIV/0! | #DIV/0! | #DIV/0! | #DIV/0! | #DIV/0! | #DIV/0! | #DIV/0!
[10 empty] | 0 | 9447.4245 | #DIV/0! | #DIV/0! | #DIV/0! | #DIV/0! | #DIV/0! | #DIV/0! | #DIV/0! | #DIV/0! | #DIV/0! | #DIV/0! | #DIV/0! | #DIV/0! | #DIV/0! | #DIV/0! | #DIV/0! | #DIV/0! | #DIV/0! | #DIV/0! | #DIV/0! | #DIV/0!
[10 empty] | 245.1732 | 230.4661 | #DIV/0! | #DIV/0! | #DIV/0! | #DIV/0! | #DIV/0! | #DIV/0! | #DIV/0! | #DIV/0! | #DIV/0! | #DIV/0! | #DIV/0! | #DIV/0! | #DIV/0! | #DIV/0! | #DIV/0! | #DIV/0! | #DIV/0! | #DIV/0! | #DIV/0! | #DIV/0!
[10 empty] | 0 | 0 | #DIV/0! | #DIV/0! | #DIV/0! | #DIV/0! | #DIV/0! | #DIV/0! | #DIV/0! | #DIV/0! | #DIV/0! | #DIV/0! | #DIV/0! | #DIV/0! | #DIV/0! | #DIV/0! | #DIV/0! | #DIV/0! | #DIV/0! | #DIV/0! | #DIV/0! | #DIV/0!
[10 empty] | 0 | 0 | #DIV/0! | #DIV/0! | #DIV/0! | #DIV/0! | #DIV/0! | #DIV/0! | #DIV/0! | #DIV/0! | #DIV/0! | #DIV/0! | #DIV/0! | #DIV/0! | #DIV/0! | #DIV/0! | #DIV/0! | #DIV/0! | #DIV/0! | #DIV/0! | #DIV/0! | #DIV/0!
[10 empty] | 110360.6814 | 110184.1043 | 110007.8097 | 109831.7972 | 109656.0663 | 109480.6166 | 109305.4476 | 109130.5589 | 108955.95 | 108781.6205 | 108607.5699 | 108433.7978 | 108260.3037 | 108087.0872 | 107914.1479 | 107741.4853 | 107569.0989 | 107396.9883 | 107225.1531 | 107053.5929 | 106882.3071 | 106711.2955 | 106540.5574
[10 empty] | 89.7294 | 87.1253 | 86.8852 | 82.7961 | 76.0239 | 68.4129 | 59.1009 | 48.194 | 40.3741 | 35.8854 | 32.4116 | 29.9281 | 28.422 | 27.0589 | 25.9072 | 24.9496 | 24.2411 | 23.6157 | 23.0274 | 22.512 | 22.1805 | 21.8328 | 21.5076
[10 empty] | 5.9784 | 5.8049 | 5.7889 | 5.5165 | 5.0653 | 4.5582 | 3.9377 | 3.211 | 2.69 | 2.391 | 2.1595 | 1.994 | 1.8937 | 1.8029 | 1.7261 | 1.6623 | 1.6151 | 1.5735 | 1.5343 | 1.4999 | 1.4778 | 1.4547 | 1.433
[10 empty] | 32.547 | 31.6024 | 31.5153 | 30.0321 | 27.5757 | 24.815 | 21.4373 | 17.4811 | 14.6446 | 13.0165 | 11.7564 | 10.8557 | 10.3093 | 9.8149 | 9.3971 | 9.0498 | 8.7928 | 8.566 | 8.3526 | 8.1657 | 8.0454 | 7.9193 | 7.8013
[10 empty] | 0 | 31830.9635 | 23631.3073 | 18169.7047 | 16564.996 | 14288.2559 | 15528.4037 | 17704.4559 | 13743.8712 | 13327.9856 | 11460.0676 | 9400.2419 | 10398.7041 | 10659.5104 | 10492.7629 | 11883.7175 | 11392.655 | 12589.0588 | 12124.196 | 11400.3489 | 11279.2204 | 11391.805 | 10566.5413
[10 empty] | 793.5276 | 777.0043 | 774.1577 | 562.9654 | 559.8791 | 550.0657 | 297.2844 | 294.4518 | 291.4576 | 288.5505 | 269.0024 | 265.7227 | 262.2668 | 258.9532 | 255.8187 | 252.7627 | 249.9694 | 247.2236 | 244.5871 | 241.9484 | 239.2599 | 236.4834 | 237.1708
[10 empty] | 0.052871 | 0.05177 | 0.05158 | 0.037509 | 0.037303 | 0.036649 | 0.019807 | 0.019619 | 0.019419 | 0.019225 | 0.017923 | 0.017704 | 0.017474 | 0.017253 | 0.017045 | 0.016841 | 0.016655 | 0.016472 | 0.016296 | 0.01612 | 0.015941 | 0.015756 | 0.015802
[10 empty] | 0.28783 | 0.28184 | 0.28081 | 0.2042 | 0.20308 | 0.19952 | 0.10783 | 0.1068 | 0.10572 | 0.10466 | 0.097574 | 0.096384 | 0.09513 | 0.093929 | 0.092792 | 0.091683 | 0.09067 | 0.089674 | 0.088718 | 0.08776 | 0.086785 | 0.085778 | 0.086027
[10 empty] | 5345.0347 | 5482.6426 | 5623.7933 | 5768.5779 | 5917.0899 | 6069.4254 | 6225.6828 | 6385.9631 | 6550.3697 | 6719.009 | 6891.9899 | 7069.4243 | 7251.4266 | 7438.1146 | 7629.6089 | 7826.0333 | 8027.5145 | 8234.1829 | 8446.172 | 8663.6188 | 8886.6637 | 9115.4509 | 9350.1282 | 9590.8473 | 9837.7637 | 10091.037 | 10350.8308 | 10617.313
[10 empty] | 25.0977 | 25.5178 | 25.9591 | 26.4235 | 26.9126 | 27.4279 | 27.971 | 28.5431 | 29.1454 | 29.7777 | 30.4421 | 31.1412 | 31.8778 | 32.6545 | 33.4576 | 34.2866 | 35.1416 | 36.0226 | 36.9297 | 37.863 | 38.8228 | 39.8095 | 40.8234 | 41.865 | 42.9348 | 44.0332 | 45.1609 | 46.3185
[10 empty] | 5.8302 | 5.9278 | 6.0304 | 6.1382 | 6.2519 | 6.3716 | 6.4977 | 6.6306 | 6.7706 | 6.9174 | 7.0718 | 7.2342 | 7.4053 | 7.5857 | 7.7723 | 7.9649 | 8.1635 | 8.3681 | 8.5789 | 8.7957 | 9.0186 | 9.2479 | 9.4834 | 9.7254 | 9.9739 | 10.229 | 10.491 | 10.7599
[10 empty] | 5.8302 | 5.9278 | 6.0304 | 6.1382 | 6.2519 | 6.3716 | 6.4977 | 6.6306 | 6.7706 | 6.9174 | 7.0718 | 7.2342 | 7.4053 | 7.5857 | 7.7723 | 7.9649 | 8.1635 | 8.3681 | 8.5789 | 8.7957 | 9.0186 | 9.2479 | 9.4834 | 9.7254 | 9.9739 | 10.229 | 10.491 | 10.7599
[10 empty] | 0 | 345.2994 | 354.686 | 363.329 | 371.7453 | 379.5877 | 386.9544 | 393.9299 | 400.5873 | 421.274 | 439.7191 | 474.3741 | 504.8293 | 531.7039 | 536.5507 | 542.8564 | 550.3272 | 558.7856 | 568.0307 | 577.9044 | 588.2844 | 699.6818 | 701.2181 | 705.9464 | 715.9026 | 729.6648 | 746.2334 | 762.1129
[10 empty] | 4360.1143 | 4360.1143 | 4360.1143 | 4360.1143 | 4360.1143 | 4360.1143 | 4360.1143 | 4360.1143 | 4360.1143 | 4360.1143 | 4360.1143 | 4360.1143 | 4360.1143 | 4360.1143 | 4360.1143 | 4360.1143 | 4360.1143 | 4360.1143 | 4360.1143 | 4360.1143 | 4360.1143 | 4360.1143 | 4360.1143 | 4360.1143 | 4360.1143 | 4360.1143 | 4360.1143 | 4360.1143
[10 empty] | 1.0129 | 1.0129 | 1.0129 | 1.0129 | 1.0129 | 1.0129 | 1.0129 | 1.0129 | 1.0129 | 1.0129 | 1.0129 | 1.0129 | 1.0129 | 1.0129 | 1.0129 | 1.0129 | 1.0129 | 1.0129 | 1.0129 | 1.0129 | 1.0129 | 1.0129 | 1.0129 | 1.0129 | 1.0129 | 1.0129 | 1.0129 | 1.0129
[10 empty] | 1.0129 | 1.0129 | 1.0129 | 1.0129 | 1.0129 | 1.0129 | 1.0129 | 1.0129 | 1.0129 | 1.0129 | 1.0129 | 1.0129 | 1.0129 | 1.0129 | 1.0129 | 1.0129 | 1.0129 | 1.0129 | 1.0129 | 1.0129 | 1.0129 | 1.0129 | 1.0129 | 1.0129 | 1.0129 | 1.0129 | 1.0129 | 1.0129
[10 empty] | 18074.695 | 18045.7754 | 18016.9022 | 17988.0752 | 17959.2942 | 17930.5594 | 17901.8705 | 17873.2275 | 17844.6303 | 17816.0789 | 17787.5732 | 17759.1131 | 17730.6985 | 17702.3294 | 17674.0056 | 17645.7272 | 17617.4941 | 17589.3061 | 17561.1632 | 17533.0653 | 17505.0124 | 17477.0044 | 17449.0412 | 17421.1227 | 17393.2489 | 17365.4197 | 17337.6351 | 17309.8948
[10 empty] | 50.8745 | 48.9157 | 47.5263 | 46.5301 | 45.81 | 45.2715 | 44.8799 | 44.6214 | 44.492 | 44.4892 | 44.4635 | 44.4226 | 44.3717 | 44.3141 | 44.2521 | 44.1873 | 44.1205 | 44.0526 | 43.9838 | 43.9146 | 43.8451 | 43.7755 | 43.7058 | 43.6361 | 43.5664 | 43.4968 | 43.4273 | 43.3579
[10 empty] | 11.8183 | 11.3633 | 11.0405 | 10.8091 | 10.6418 | 10.5167 | 10.4257 | 10.3657 | 10.3356 | 10.335 | 10.329 | 10.3195 | 10.3077 | 10.2943 | 10.2799 | 10.2648 | 10.2493 | 10.2335 | 10.2176 | 10.2015 | 10.1854 | 10.1692 | 10.153 | 10.1368 | 10.1206 | 10.1044 | 10.0883 | 10.0722
[10 empty] | 11.8183 | 11.3633 | 11.0405 | 10.8091 | 10.6418 | 10.5167 | 10.4257 | 10.3657 | 10.3356 | 10.335 | 10.329 | 10.3195 | 10.3077 | 10.2943 | 10.2799 | 10.2648 | 10.2493 | 10.2335 | 10.2176 | 10.2015 | 10.1854 | 10.1692 | 10.153 | 10.1368 | 10.1206 | 10.1044 | 10.0883 | 10.0722
[10 empty] | 0 | 2557.1648 | 1925.5408 | 1504.7743 | 1224.3551 | 1224.7048 | 1224.2819 | 1462.5393 | 1620.0872 | 1723.9164 | 1987.6309 | 1955.6304 | 1796.0822 | 2093.2568 | 1674.0677 | 1435.5788 | 1382.1882 | 1452.734 | 1533.6543 | 1720.4112 | 1818.637 | 1821.2341 | 1951.6169 | 1843.4499 | 1668.3701 | 1622.7452 | 1476.8373 | 1441.1931
[10 empty] | 2504.8073 | 2504.8073 | 2504.8073 | 2504.8073 | 2504.8073 | 2504.8073 | 2504.8073 | 2504.8073 | 2504.8073 | 2504.8073 | 2504.8073 | 2504.8073 | 2504.8073 | 2504.8073 | 2504.8073 | 2504.8073 | 2504.8073 | 2504.8073 | 2504.8073 | 2504.8073 | 2504.8073 | 2504.8073 | 2504.8073 | 2504.8073 | 2504.8073 | 2504.8073 | 2504.8073 | 2504.8073
[10 empty] | 0.58187 | 0.58187 | 0.58187 | 0.58187 | 0.58187 | 0.58187 | 0.58187 | 0.58187 | 0.58187 | 0.58187 | 0.58187 | 0.58187 | 0.58187 | 0.58187 | 0.58187 | 0.58187 | 0.58187 | 0.58187 | 0.58187 | 0.58187 | 0.58187 | 0.58187 | 0.58187 | 0.58187 | 0.58187 | 0.58187 | 0.58187 | 0.58187
[10 empty] | 0.58187 | 0.58187 | 0.58187 | 0.58187 | 0.58187 | 0.58187 | 0.58187 | 0.58187 | 0.58187 | 0.58187 | 0.58187 | 0.58187 | 0.58187 | 0.58187 | 0.58187 | 0.58187 | 0.58187 | 0.58187 | 0.58187 | 0.58187 | 0.58187 | 0.58187 | 0.58187 | 0.58187 | 0.58187 | 0.58187 | 0.58187 | 0.58187
[10 empty] | 29119.3007 | 29591.6009 | 30071.5615 | 30559.3069 | 31054.9633 | 31558.6589 | 32070.5243 | 32590.6918 | 33119.2962 | 33656.4743 | 34202.3651 | 34757.11 | 35320.8526 | 35893.7388 | 36475.9169 | 37067.5377 | 37668.7542 | 38279.7222 | 38900.5997 | 39531.5476 | 40172.7291 | 40824.3103 | 41486.4598 | 42159.349 | 42843.1521 | 43538.0462 | 44244.2111 | 44961.8296
[10 empty] | 99.3783 | 101.8493 | 104.3613 | 106.9163 | 109.5156 | 112.1606 | 114.8527 | 117.593 | 120.3826 | 123.2225 | 126.1137 | 129.057 | 132.0533 | 135.1035 | 138.0734 | 140.9802 | 143.8389 | 146.6622 | 149.4612 | 152.2456 | 155.0237 | 157.8028 | 160.5891 | 163.3882 | 166.205 | 169.0436 | 171.9078 | 174.801
[10 empty] | 23.0859 | 23.6599 | 24.2434 | 24.837 | 25.4408 | 26.0552 | 26.6806 | 27.3172 | 27.9652 | 28.625 | 29.2966 | 29.9803 | 30.6764 | 31.3849 | 32.0749 | 32.7501 | 33.4142 | 34.0701 | 34.7203 | 35.3671 | 36.0125 | 36.6581 | 37.3053 | 37.9556 | 38.6099 | 39.2693 | 39.9347 | 40.6068
[10 empty] | 23.0859 | 23.6599 | 24.2434 | 24.837 | 25.4408 | 26.0552 | 26.6806 | 27.3172 | 27.9652 | 28.625 | 29.2966 | 29.9803 | 30.6764 | 31.3849 | 32.0749 | 32.7501 | 33.4142 | 34.0701 | 34.7203 | 35.3671 | 36.0125 | 36.6581 | 37.3053 | 37.9556 | 38.6099 | 39.2693 | 39.9347 | 40.6068
[10 empty] | 0 | 2004.895 | 2012.5554 | 2020.3402 | 2028.2511 | 2036.2904 | 2044.4601 | 2052.7623 | 2061.1992 | 2069.7729 | 2078.4856 | 2087.3397 | 2096.3374 | 2105.481 | 2182.2444 | 2250.614 | 2311.8308 | 2366.9589 | 2416.9113 | 2462.4711 | 2504.3103 | 3127.1462 | 3081.9761 | 3046.221 | 3018.5838 | 2997.9537 | 2983.3793 | 2983.6847
[10 empty] | 3900.3429 | 3900.3429 | 3900.3429 | 3900.3429 | 3900.3429 | 3900.3429 | 3900.3429 | 3900.3429 | 3900.3429 | 3900.3429 | 3900.3429 | 3900.3429 | 3900.3429 | 3900.3429 | 3900.3429 | 3900.3429 | 3900.3429 | 3900.3429 | 3900.3429 | 3900.3429 | 3900.3429 | 3900.3429 | 3900.3429 | 3900.3429 | 3900.3429 | 3900.3429 | 3900.3429 | 3900.3429
[10 empty] | 0.90606 | 0.90606 | 0.90606 | 0.90606 | 0.90606 | 0.90606 | 0.90606 | 0.90606 | 0.90606 | 0.90606 | 0.90606 | 0.90606 | 0.90606 | 0.90606 | 0.90606 | 0.90606 | 0.90606 | 0.90606 | 0.90606 | 0.90606 | 0.90606 | 0.90606 | 0.90606 | 0.90606 | 0.90606 | 0.90606 | 0.90606 | 0.90606
[10 empty] | 0.90606 | 0.90606 | 0.90606 | 0.90606 | 0.90606 | 0.90606 | 0.90606 | 0.90606 | 0.90606 | 0.90606 | 0.90606 | 0.90606 | 0.90606 | 0.90606 | 0.90606 | 0.90606 | 0.90606 | 0.90606 | 0.90606 | 0.90606 | 0.90606 | 0.90606 | 0.90606 | 0.90606 | 0.90606 | 0.90606 | 0.90606 | 0.90606
[10 empty] | 2777.3088 | 2772.8651 | 2768.4285 | 2763.999 | 2759.5766 | 2755.1613 | 2750.753 | 2746.3518 | 2741.9577 | 2737.5705 | 2733.1904 | 2728.8173 | 2724.4512 | 2720.0921 | 2715.7399 | 2711.3948 | 2707.0565 | 2702.7252 | 2698.4009 | 2694.0834 | 2689.7729 | 2685.4693 | 2681.1725 | 2676.8826 | 2672.5996 | 2668.3235 | 2664.0542 | 2659.7917
[10 empty] | 1.2422 | 1.2336 | 1.2252 | 1.2171 | 1.2092 | 1.2016 | 1.1943 | 1.1872 | 1.1804 | 1.1738 | 1.1676 | 1.1616 | 1.156 | 1.1507 | 1.1456 | 1.1408 | 1.1363 | 1.1319 | 1.1278 | 1.1239 | 1.1201 | 1.1165 | 1.1131 | 1.1097 | 1.1065 | 1.1035 | 1.1005 | 1.0976
[10 empty] | 0 | 0 | 0 | 0 | 0 | 0 | 0 | 0 | 0 | 0 | 0 | 0 | 0 | 0 | 0 | 0 | 0 | 0 | 0 | 0 | 0 | 0 | 0 | 0 | 0 | 0 | 0 | 0
[10 empty] | 0 | 0 | 0 | 0 | 0 | 0 | 0 | 0 | 0 | 0 | 0 | 0 | 0 | 0 | 0 | 0 | 0 | 0 | 0 | 0 | 0 | 0 | 0 | 0 | 0 | 0 | 0 | 0
[10 empty] | 0 | 110.9146 | 110.7371 | 110.56 | 110.3831 | 110.2065 | 110.0301 | 109.8541 | 109.6783 | 109.5028 | 109.3276 | 109.1527 | 108.978 | 108.8037 | 108.6296 | 108.4558 | 108.2823 | 108.109 | 107.936 | 107.7633 | 107.5909 | 107.4188 | 107.2469 | 107.0753 | 106.904 | 106.7329 | 106.5622 | 141.0844
[10 empty] | 407.6562 | 407.6562 | 407.6562 | 407.6562 | 407.6562 | 407.6562 | 407.6562 | 407.6562 | 407.6562 | 407.6562 | 407.6562 | 407.6562 | 407.6562 | 407.6562 | 407.6562 | 407.6562 | 407.6562 | 407.6562 | 407.6562 | 407.6562 | 407.6562 | 407.6562 | 407.6562 | 407.6562 | 407.6562 | 407.6562 | 407.6562 | 407.6562
[10 empty] | 0 | 0 | 0 | 0 | 0 | 0 | 0 | 0 | 0 | 0 | 0 | 0 | 0 | 0 | 0 | 0 | 0 | 0 | 0 | 0 | 0 | 0 | 0 | 0 | 0 | 0 | 0 | 0
[10 empty] | 0 | 0 | 0 | 0 | 0 | 0 | 0 | 0 | 0 | 0 | 0 | 0 | 0 | 0 | 0 | 0 | 0 | 0 | 0 | 0 | 0 | 0 | 0 | 0 | 0 | 0 | 0 | 0
[10 empty] | 52076.3602 | 51993.038 | 51909.8492 | 51826.7934 | 51743.8705 | 51661.0803 | 51578.4226 | 51495.8971 | 51413.5037 | 51331.2421 | 51249.1121 | 51167.1135 | 51085.2462 | 51003.5098 | 50921.9041 | 50840.4291 | 50759.0844 | 50677.8699 | 50596.7853 | 50515.8304 | 50435.0051 | 50354.3091 | 50273.7422 | 50193.3042 | 50112.9949 | 50032.8141 | 49952.7616 | 49872.8372
[10 empty] | 99.0873 | 100.1334 | 101.2236 | 102.3538 | 103.5185 | 104.7147 | 105.9396 | 107.1907 | 108.4659 | 109.7421 | 111.0198 | 112.3672 | 113.7775 | 115.2446 | 116.5237 | 117.636 | 118.6005 | 119.4337 | 120.1504 | 120.7638 | 121.2856 | 121.7261 | 122.0944 | 122.3988 | 122.6465 | 122.8439 | 122.9967 | 123.1099
[10 empty] | 18.6101 | 18.8066 | 19.0113 | 19.2236 | 19.4424 | 19.667 | 19.8971 | 20.1321 | 20.3716 | 20.6112 | 20.8512 | 21.1043 | 21.3692 | 21.6447 | 21.8849 | 22.0938 | 22.275 | 22.4315 | 22.5661 | 22.6813 | 22.7793 | 22.862 | 22.9312 | 22.9884 | 23.0349 | 23.072 | 23.1007 | 23.1219
[10 empty] | 18.6101 | 18.8066 | 19.0113 | 19.2236 | 19.4424 | 19.667 | 19.8971 | 20.1321 | 20.3716 | 20.6112 | 20.8512 | 21.1043 | 21.3692 | 21.6447 | 21.8849 | 22.0938 | 22.275 | 22.4315 | 22.5661 | 22.6813 | 22.7793 | 22.862 | 22.9312 | 22.9884 | 23.0349 | 23.072 | 23.1007 | 23.1219
[10 empty] | 0 | 2067.7888 | 2133.6678 | 2191.6555 | 2239.6883 | 2281.8443 | 2318.7857 | 2351.1 | 2379.3086 | 2370.7405 | 2362.7218 | 2459.5258 | 2544.8558 | 2620.0039 | 2550.1872 | 2495.3962 | 2453.0814 | 2420.7555 | 2396.6548 | 2379.2863 | 2367.3888 | 2359.8999 | 2352.3214 | 2959.449 | 2914.6315 | 2881.8286 | 2857.963 | 2827.4613
[10 empty] | 2518.2025 | 2518.2025 | 2518.2025 | 2518.2025 | 2518.2025 | 2518.2025 | 2518.2025 | 2518.2025 | 2518.2025 | 2518.2025 | 2518.2025 | 2518.2025 | 2518.2025 | 2518.2025 | 2518.2025 | 2518.2025 | 2518.2025 | 2518.2025 | 2518.2025 | 2518.2025 | 2518.2025 | 2518.2025 | 2518.2025 | 2518.2025 | 2518.2025 | 2518.2025 | 2518.2025 | 2518.2025
[10 empty] | 0.47296 | 0.47296 | 0.47296 | 0.47296 | 0.47296 | 0.47296 | 0.47296 | 0.47296 | 0.47296 | 0.47296 | 0.47296 | 0.47296 | 0.47296 | 0.47296 | 0.47296 | 0.47296 | 0.47296 | 0.47296 | 0.47296 | 0.47296 | 0.47296 | 0.47296 | 0.47296 | 0.47296 | 0.47296 | 0.47296 | 0.47296 | 0.47296
[10 empty] | 0.47296 | 0.47296 | 0.47296 | 0.47296 | 0.47296 | 0.47296 | 0.47296 | 0.47296 | 0.47296 | 0.47296 | 0.47296 | 0.47296 | 0.47296 | 0.47296 | 0.47296 | 0.47296 | 0.47296 | 0.47296 | 0.47296 | 0.47296 | 0.47296 | 0.47296 | 0.47296 | 0.47296 | 0.47296 | 0.47296 | 0.47296 | 0.47296
[10 empty] | 13207.3978 | 13186.266 | 13165.168 | 13144.1037 | 13123.0731 | 13102.0762 | 13081.1129 | 13060.1831 | 13039.2868 | 13018.424 | 12997.5945 | 12976.7983 | 12956.0354 | 12935.3058 | 12914.6093 | 12893.9459 | 12873.3156 | 12852.7183 | 12832.154 | 12811.6225 | 12791.1239 | 12770.6581 | 12750.2251 | 12729.8247 | 12709.457 | 12689.1219 | 12668.8193 | 12648.5492
[10 empty] | 26.2068 | 25.0826 | 24.02 | 23.0215 | 22.0897 | 21.2262 | 20.4321 | 19.7084 | 19.0558 | 18.4771 | 17.9713 | 17.5383 | 17.181 | 16.9018 | 16.6592 | 16.4482 | 16.2641 | 16.103 | 15.9617 | 15.8373 | 15.7273 | 15.6297 | 15.5427 | 15.4648 | 15.3947 | 15.3312 | 15.2734 | 15.2206
[10 empty] | 4.922 | 4.7109 | 4.5113 | 4.3238 | 4.1488 | 3.9866 | 3.8375 | 3.7015 | 3.579 | 3.4703 | 3.3753 | 3.294 | 3.2269 | 3.1744 | 3.1289 | 3.0892 | 3.0546 | 3.0244 | 2.9979 | 2.9745 | 2.9538 | 2.9355 | 2.9192 | 2.9045 | 2.8914 | 2.8794 | 2.8686 | 2.8587
[10 empty] | 4.922 | 4.7109 | 4.5113 | 4.3238 | 4.1488 | 3.9866 | 3.8375 | 3.7015 | 3.579 | 3.4703 | 3.3753 | 3.294 | 3.2269 | 3.1744 | 3.1289 | 3.0892 | 3.0546 | 3.0244 | 2.9979 | 2.9745 | 2.9538 | 2.9355 | 2.9192 | 2.9045 | 2.8914 | 2.8794 | 2.8686 | 2.8587
[10 empty] | 0 | 674.2598 | 674.3707 | 674.3098 | 673.1394 | 671.9841 | 670.8419 | 669.7113 | 668.5907 | 656.6747 | 646.3422 | 671.3859 | 692.6284 | 710.6183 | 702.4652 | 695.5036 | 689.5376 | 684.2682 | 679.5972 | 675.4401 | 671.7244 | 858.6464 | 827.0188 | 798.4587 | 777.2087 | 761.9994 | 751.5039 | 741.3841
[10 empty] | 1189.8507 | 1189.8507 | 1189.8507 | 1189.8507 | 1189.8507 | 1189.8507 | 1189.8507 | 1189.8507 | 1189.8507 | 1189.8507 | 1189.8507 | 1189.8507 | 1189.8507 | 1189.8507 | 1189.8507 | 1189.8507 | 1189.8507 | 1189.8507 | 1189.8507 | 1189.8507 | 1189.8507 | 1189.8507 | 1189.8507 | 1189.8507 | 1189.8507 | 1189.8507 | 1189.8507 | 1189.8507
[10 empty] | 0.22347 | 0.22347 | 0.22347 | 0.22347 | 0.22347 | 0.22347 | 0.22347 | 0.22347 | 0.22347 | 0.22347 | 0.22347 | 0.22347 | 0.22347 | 0.22347 | 0.22347 | 0.22347 | 0.22347 | 0.22347 | 0.22347 | 0.22347 | 0.22347 | 0.22347 | 0.22347 | 0.22347 | 0.22347 | 0.22347 | 0.22347 | 0.22347
[10 empty] | 0.22347 | 0.22347 | 0.22347 | 0.22347 | 0.22347 | 0.22347 | 0.22347 | 0.22347 | 0.22347 | 0.22347 | 0.22347 | 0.22347 | 0.22347 | 0.22347 | 0.22347 | 0.22347 | 0.22347 | 0.22347 | 0.22347 | 0.22347 | 0.22347 | 0.22347 | 0.22347 | 0.22347 | 0.22347 | 0.22347 | 0.22347 | 0.22347
[10 empty] | 77801.7951 | 77677.3122 | 77553.0285 | 77428.9437 | 77305.0574 | 77181.3693 | 77057.8791 | 76934.5865 | 76811.4911 | 76688.5928 | 76565.891 | 76443.3856 | 76321.0762 | 76198.9625 | 76077.0441 | 75955.3208 | 75833.7923 | 75712.4583 | 75591.3183 | 75470.3722 | 75349.6196 | 75229.0602 | 75108.6937 | 74988.5198 | 74868.5382 | 74748.7485 | 74629.1505 | 74509.7439
[10 empty] | 42.2552 | 46.7215 | 51.2034 | 55.7042 | 60.2263 | 64.7721 | 69.3434 | 73.9418 | 77.8536 | 81.1779 | 83.9995 | 86.3908 | 88.4141 | 90.1223 | 91.5611 | 92.7692 | 93.78 | 94.622 | 95.3196 | 95.8936 | 96.3619 | 96.7398 | 97.0404 | 97.2748 | 97.4526 | 97.582 | 97.6701 | 97.7228
[10 empty] | 14.1174 | 15.6096 | 17.107 | 18.6107 | 20.1215 | 21.6402 | 23.1675 | 24.7038 | 26.0108 | 27.1214 | 28.0641 | 28.863 | 29.539 | 30.1097 | 30.5904 | 30.994 | 31.3317 | 31.6131 | 31.8461 | 32.0379 | 32.1944 | 32.3206 | 32.421 | 32.4993 | 32.5587 | 32.602 | 32.6314 | 32.649
[10 empty] | 14.1174 | 15.6096 | 17.107 | 18.6107 | 20.1215 | 21.6402 | 23.1675 | 24.7038 | 26.0108 | 27.1214 | 28.0641 | 28.863 | 29.539 | 30.1097 | 30.5904 | 30.994 | 31.3317 | 31.6131 | 31.8461 | 32.0379 | 32.1944 | 32.3206 | 32.421 | 32.4993 | 32.5587 | 32.602 | 32.6314 | 32.649
[10 empty] | 0 | 5975.1779 | 5965.6176 | 5956.0726 | 7928.7238 | 9235.3775 | 10098.7534 | 12493.6508 | 12504.9233 | 12636.5179 | 13767.4692 | 14275.4151 | 14469.1141 | 15186.0601 | 15291.6742 | 15386.0154 | 15827.6425 | 15988.402 | 16025.4217 | 16264.8012 | 16328.8215 | 16356.4999 | 16500.8765 | 16545.0608 | 16543.7991 | 16617.0251 | 16634.6956 | 16629.1125
[10 empty] | 1328.3731 | 1328.3731 | 1328.3731 | 1328.3731 | 1328.3731 | 1328.3731 | 1328.3731 | 1328.3731 | 1328.3731 | 1328.3731 | 1328.3731 | 1328.3731 | 1328.3731 | 1328.3731 | 1328.3731 | 1328.3731 | 1328.3731 | 1328.3731 | 1328.3731 | 1328.3731 | 1328.3731 | 1328.3731 | 1328.3731 | 1328.3731 | 1328.3731 | 1328.3731 | 1328.3731 | 1328.3731
[10 empty] | 0.44381 | 0.44381 | 0.44381 | 0.44381 | 0.44381 | 0.44381 | 0.44381 | 0.44381 | 0.44381 | 0.44381 | 0.44381 | 0.44381 | 0.44381 | 0.44381 | 0.44381 | 0.44381 | 0.44381 | 0.44381 | 0.44381 | 0.44381 | 0.44381 | 0.44381 | 0.44381 | 0.44381 | 0.44381 | 0.44381 | 0.44381 | 0.44381
[10 empty] | 0.44381 | 0.44381 | 0.44381 | 0.44381 | 0.44381 | 0.44381 | 0.44381 | 0.44381 | 0.44381 | 0.44381 | 0.44381 | 0.44381 | 0.44381 | 0.44381 | 0.44381 | 0.44381 | 0.44381 | 0.44381 | 0.44381 | 0.44381 | 0.44381 | 0.44381 | 0.44381 | 0.44381 | 0.44381 | 0.44381 | 0.44381 | 0.44381
[10 empty] | 77801.7951 | 77677.3122 | 77553.0285 | 77428.9437 | 77305.0574 | 77181.3693 | 77057.8791 | 76934.5865 | 76811.4911 | 76688.5928 | 76565.891 | 76443.3856 | 76321.0762 | 76198.9625 | 76077.0441 | 75955.3208 | 75833.7923 | 75712.4583 | 75591.3183 | 75470.3722 | 75349.6196 | 75229.0602 | 75108.6937 | 74988.5198 | 74868.5382 | 74748.7485 | 74629.1505 | 74509.7439
[10 empty] | 14.8849 | 14.8171 | 14.7526 | 14.6918 | 14.6352 | 14.5828 | 14.535 | 14.4919 | 14.4535 | 14.42 | 14.3915 | 14.3679 | 14.3493 | 14.3358 | 14.3273 | 14.3238 | 14.3254 | 14.3321 | 14.3438 | 14.3605 | 14.3691 | 14.3714 | 14.3687 | 14.3618 | 14.3517 | 14.339 | 14.3243 | 14.308
[10 empty] | 4.973 | 4.9504 | 4.9288 | 4.9085 | 4.8896 | 4.8721 | 4.8561 | 4.8417 | 4.8289 | 4.8177 | 4.8082 | 4.8003 | 4.7941 | 4.7896 | 4.7867 | 4.7856 | 4.7861 | 4.7883 | 4.7922 | 4.7978 | 4.8007 | 4.8015 | 4.8005 | 4.7983 | 4.7949 | 4.7906 | 4.7857 | 4.7803
[10 empty] | 4.973 | 4.9504 | 4.9288 | 4.9085 | 4.8896 | 4.8721 | 4.8561 | 4.8417 | 4.8289 | 4.8177 | 4.8082 | 4.8003 | 4.7941 | 4.7896 | 4.7867 | 4.7856 | 4.7861 | 4.7883 | 4.7922 | 4.7978 | 4.8007 | 4.8015 | 4.8005 | 4.7983 | 4.7949 | 4.7906 | 4.7857 | 4.7803
[10 empty] | 0 | 3377.2744 | 3371.8708 | 3366.4758 | 3361.0895 | 3355.7117 | 3350.3426 | 3344.982 | 3339.63 | 3334.2866 | 3328.9518 | 3323.6255 | 3318.3077 | 3312.9984 | 3307.6976 | 3302.4053 | 3297.1214 | 3291.846 | 3286.5791 | 3281.3205 | 3276.0704 | 3270.8287 | 3265.5954 | 3260.3704 | 3255.1538 | 4101.8993 | 3925.2182 | 3783.0611
[10 empty] | 192.3807 | 192.3807 | 192.3807 | 192.3807 | 192.3807 | 192.3807 | 192.3807 | 192.3807 | 192.3807 | 192.3807 | 192.3807 | 192.3807 | 192.3807 | 192.3807 | 192.3807 | 192.3807 | 192.3807 | 192.3807 | 192.3807 | 192.3807 | 192.3807 | 192.3807 | 192.3807 | 192.3807 | 192.3807 | 192.3807 | 192.3807 | 192.3807
[10 empty] | 0.064274 | 0.064274 | 0.064274 | 0.064274 | 0.064274 | 0.064274 | 0.064274 | 0.064274 | 0.064274 | 0.064274 | 0.064274 | 0.064274 | 0.064274 | 0.064274 | 0.064274 | 0.064274 | 0.064274 | 0.064274 | 0.064274 | 0.064274 | 0.064274 | 0.064274 | 0.064274 | 0.064274 | 0.064274 | 0.064274 | 0.064274 | 0.064274
[10 empty] | 0.064274 | 0.064274 | 0.064274 | 0.064274 | 0.064274 | 0.064274 | 0.064274 | 0.064274 | 0.064274 | 0.064274 | 0.064274 | 0.064274 | 0.064274 | 0.064274 | 0.064274 | 0.064274 | 0.064274 | 0.064274 | 0.064274 | 0.064274 | 0.064274 | 0.064274 | 0.064274 | 0.064274 | 0.064274 | 0.064274 | 0.064274 | 0.064274
[10 empty] | 77801.7951 | 77677.3122 | 77553.0285 | 77428.9437 | 77305.0574 | 77181.3693 | 77057.8791 | 76934.5865 | 76811.4911 | 76688.5928 | 76565.891 | 76443.3856 | 76321.0762 | 76198.9625 | 76077.0441 | 75955.3208 | 75833.7923 | 75712.4583 | 75591.3183 | 75470.3722 | 75349.6196 | 75229.0602 | 75108.6937 | 74988.5198 | 74868.5382 | 74748.7485 | 74629.1505 | 74509.7439
[10 empty] | 11.861 | 12.7222 | 13.6173 | 14.552 | 15.5304 | 16.5548 | 17.2267 | 17.6639 | 17.9451 | 18.1223 | 18.2304 | 18.2924 | 18.3239 | 18.335 | 18.3326 | 18.3211 | 18.3038 | 18.2824 | 18.2584 | 18.2327 | 18.2059 | 18.1783 | 18.1503 | 18.1219 | 18.0934 | 18.0647 | 18.036 | 18.0073
[10 empty] | 3.9628 | 4.2505 | 4.5495 | 4.8618 | 5.1887 | 5.5309 | 5.7554 | 5.9015 | 5.9954 | 6.0546 | 6.0907 | 6.1115 | 6.122 | 6.1257 | 6.1249 | 6.1211 | 6.1153 | 6.1081 | 6.1001 | 6.0915 | 6.0826 | 6.0733 | 6.064 | 6.0545 | 6.045 | 6.0354 | 6.0258 | 6.0162
[10 empty] | 3.9628 | 4.2505 | 4.5495 | 4.8618 | 5.1887 | 5.5309 | 5.7554 | 5.9015 | 5.9954 | 6.0546 | 6.0907 | 6.1115 | 6.122 | 6.1257 | 6.1249 | 6.1211 | 6.1153 | 6.1081 | 6.1001 | 6.0915 | 6.0826 | 6.0733 | 6.064 | 6.0545 | 6.045 | 6.0354 | 6.0258 | 6.0162
[10 empty] | 0 | 11096.7589 | 11079.0041 | 14748.3702 | 17178.9016 | 20009.9846 | 21201.1096 | 20760.1265 | 21584.887 | 21745.717 | 22206.0589 | 22245.4297 | 22105.1441 | 22272.7431 | 22207.8423 | 22279.0734 | 22222.5731 | 22173.442 | 22182.2548 | 22126.2889 | 22118.6216 | 22069.9153 | 22036.375 | 22009.2062 | 21967.2873 | 21939.8055 | 21899.5412 | 21866.5665
[10 empty] | 241.681 | 241.681 | 241.681 | 241.681 | 241.681 | 241.681 | 241.681 | 241.681 | 241.681 | 241.681 | 241.681 | 241.681 | 241.681 | 241.681 | 241.681 | 241.681 | 241.681 | 241.681 | 241.681 | 241.681 | 241.681 | 241.681 | 241.681 | 241.681 | 241.681 | 241.681 | 241.681 | 241.681
[10 empty] | 0.080745 | 0.080745 | 0.080745 | 0.080745 | 0.080745 | 0.080745 | 0.080745 | 0.080745 | 0.080745 | 0.080745 | 0.080745 | 0.080745 | 0.080745 | 0.080745 | 0.080745 | 0.080745 | 0.080745 | 0.080745 | 0.080745 | 0.080745 | 0.080745 | 0.080745 | 0.080745 | 0.080745 | 0.080745 | 0.080745 | 0.080745 | 0.080745
[10 empty] | 0.080745 | 0.080745 | 0.080745 | 0.080745 | 0.080745 | 0.080745 | 0.080745 | 0.080745 | 0.080745 | 0.080745 | 0.080745 | 0.080745 | 0.080745 | 0.080745 | 0.080745 | 0.080745 | 0.080745 | 0.080745 | 0.080745 | 0.080745 | 0.080745 | 0.080745 | 0.080745 | 0.080745 | 0.080745 | 0.080745 | 0.080745 | 0.080745
[10 empty] | 77801.7951 | 77677.3122 | 77553.0285 | 77428.9437 | 77305.0574 | 77181.3693 | 77057.8791 | 76934.5865 | 76811.4911 | 76688.5928 | 76565.891 | 76443.3856 | 76321.0762 | 76198.9625 | 76077.0441 | 75955.3208 | 75833.7923 | 75712.4583 | 75591.3183 | 75470.3722 | 75349.6196 | 75229.0602 | 75108.6937 | 74988.5198 | 74868.5382 | 74748.7485 | 74629.1505 | 74509.7439
[10 empty] | 24.1563 | 25.8346 | 27.5324 | 29.2525 | 30.9973 | 32.7686 | 34.5681 | 36.0536 | 37.2779 | 38.2848 | 39.111 | 39.7867 | 40.3373 | 40.7839 | 41.1438 | 41.4318 | 41.6598 | 41.8381 | 41.9749 | 42.0773 | 42.151 | 42.2009 | 42.231 | 42.2447 | 42.2447 | 42.2333 | 42.2125 | 42.1839
[10 empty] | 8.0706 | 8.6313 | 9.1985 | 9.7732 | 10.3561 | 10.9479 | 11.5492 | 12.0455 | 12.4545 | 12.7909 | 13.0669 | 13.2927 | 13.4766 | 13.6258 | 13.7461 | 13.8423 | 13.9185 | 13.978 | 14.0237 | 14.0579 | 14.0826 | 14.0992 | 14.1093 | 14.1139 | 14.1139 | 14.1101 | 14.1031 | 14.0936
[10 empty] | 8.0706 | 8.6313 | 9.1985 | 9.7732 | 10.3561 | 10.9479 | 11.5492 | 12.0455 | 12.4545 | 12.7909 | 13.0669 | 13.2927 | 13.4766 | 13.6258 | 13.7461 | 13.8423 | 13.9185 | 13.978 | 14.0237 | 14.0579 | 14.0826 | 14.0992 | 14.1093 | 14.1139 | 14.1139 | 14.1101 | 14.1031 | 14.0936
[10 empty] | 0 | 7061.5738 | 7050.2753 | 9385.3265 | 10932.0283 | 12733.6266 | 15826.7024 | 15930.8992 | 17291.9247 | 17915.7616 | 18698.0847 | 19566.9305 | 19726.6184 | 20289.8378 | 20508.789 | 20818.87 | 21070.2453 | 21164.4886 | 21358.7394 | 21426.1653 | 21531.9673 | 21595.4598 | 21627.2482 | 21676.7206 | 21685.0962 | 21706.0604 | 21707.3929 | 21703.1067
[10 empty] | 568.7646 | 568.7646 | 568.7646 | 568.7646 | 568.7646 | 568.7646 | 568.7646 | 568.7646 | 568.7646 | 568.7646 | 568.7646 | 568.7646 | 568.7646 | 568.7646 | 568.7646 | 568.7646 | 568.7646 | 568.7646 | 568.7646 | 568.7646 | 568.7646 | 568.7646 | 568.7646 | 568.7646 | 568.7646 | 568.7646 | 568.7646 | 568.7646
[10 empty] | 0.19002 | 0.19002 | 0.19002 | 0.19002 | 0.19002 | 0.19002 | 0.19002 | 0.19002 | 0.19002 | 0.19002 | 0.19002 | 0.19002 | 0.19002 | 0.19002 | 0.19002 | 0.19002 | 0.19002 | 0.19002 | 0.19002 | 0.19002 | 0.19002 | 0.19002 | 0.19002 | 0.19002 | 0.19002 | 0.19002 | 0.19002 | 0.19002
[10 empty] | 0.19002 | 0.19002 | 0.19002 | 0.19002 | 0.19002 | 0.19002 | 0.19002 | 0.19002 | 0.19002 | 0.19002 | 0.19002 | 0.19002 | 0.19002 | 0.19002 | 0.19002 | 0.19002 | 0.19002 | 0.19002 | 0.19002 | 0.19002 | 0.19002 | 0.19002 | 0.19002 | 0.19002 | 0.19002 | 0.19002 | 0.19002 | 0.19002
[10 empty] | 77468.432 | 77344.4825 | 77220.7313 | 77097.1782 | 76973.8227 | 76850.6646 | 76727.7035 | 76604.9392 | 76482.3713 | 76359.9995 | 76237.8235 | 76115.843 | 75994.0576 | 75872.4671 | 75751.0712 | 75629.8695 | 75508.8617 | 75388.0475 | 75267.4266 | 75146.9987 | 75026.7635 | 74906.7207 | 74786.87 | 74667.211 | 74547.7434 | 74428.4671 | 74309.3815 | 74190.4865
[10 empty] | 41.3315 | 40.9368 | 40.5534 | 40.1847 | 39.8338 | 39.5035 | 39.1959 | 38.9136 | 38.6579 | 38.4339 | 38.2449 | 38.0941 | 37.9536 | 37.8223 | 37.6991 | 37.5832 | 37.4737 | 37.37 | 37.2713 | 37.1772 | 37.0871 | 37.0006 | 36.9173 | 36.8368 | 36.7589 | 36.6832 | 36.6096 | 36.5378
[10 empty] | 5.2365 | 5.1865 | 5.1379 | 5.0912 | 5.0467 | 5.0049 | 4.9659 | 4.9302 | 4.8978 | 4.8694 | 4.8454 | 4.8263 | 4.8085 | 4.7919 | 4.7763 | 4.7616 | 4.7477 | 4.7346 | 4.7221 | 4.7102 | 4.6987 | 4.6878 | 4.6772 | 4.667 | 4.6572 | 4.6476 | 4.6382 | 4.6291
[10 empty] | 5.2365 | 5.1865 | 5.1379 | 5.0912 | 5.0467 | 5.0049 | 4.9659 | 4.9302 | 4.8978 | 4.8694 | 4.8454 | 4.8263 | 4.8085 | 4.7919 | 4.7763 | 4.7616 | 4.7477 | 4.7346 | 4.7221 | 4.7102 | 4.6987 | 4.6878 | 4.6772 | 4.667 | 4.6572 | 4.6476 | 4.6382 | 4.6291
[10 empty] | 0 | 3033.7261 | 3178.2847 | 3305.7982 | 3418.1858 | 3517.151 | 3604.2056 | 3639.8357 | 3670.7503 | 3993.3424 | 4278.455 | 4530.3077 | 4351.6924 | 4208.9589 | 4096.2084 | 4008.4156 | 3941.3066 | 3891.2534 | 3850.7226 | 3818.1279 | 3824.4189 | 4765.9072 | 4768.7234 | 4746.7085 | 4707.1383 | 4655.7626 | 4597.0788 | 4522.3773
[10 empty] | 491.0547 | 491.0547 | 491.0547 | 491.0547 | 491.0547 | 491.0547 | 491.0547 | 491.0547 | 491.0547 | 491.0547 | 491.0547 | 491.0547 | 491.0547 | 491.0547 | 491.0547 | 491.0547 | 491.0547 | 491.0547 | 491.0547 | 491.0547 | 491.0547 | 491.0547 | 491.0547 | 491.0547 | 491.0547 | 491.0547 | 491.0547 | 491.0547
[10 empty] | 0.062214 | 0.062214 | 0.062214 | 0.062214 | 0.062214 | 0.062214 | 0.062214 | 0.062214 | 0.062214 | 0.062214 | 0.062214 | 0.062214 | 0.062214 | 0.062214 | 0.062214 | 0.062214 | 0.062214 | 0.062214 | 0.062214 | 0.062214 | 0.062214 | 0.062214 | 0.062214 | 0.062214 | 0.062214 | 0.062214 | 0.062214 | 0.062214
[10 empty] | 0.062214 | 0.062214 | 0.062214 | 0.062214 | 0.062214 | 0.062214 | 0.062214 | 0.062214 | 0.062214 | 0.062214 | 0.062214 | 0.062214 | 0.062214 | 0.062214 | 0.062214 | 0.062214 | 0.062214 | 0.062214 | 0.062214 | 0.062214 | 0.062214 | 0.062214 | 0.062214 | 0.062214 | 0.062214 | 0.062214 | 0.062214 | 0.062214
[10 empty] | 32482.3361 | 32393.1686 | 32304.246 | 32215.5674 | 32127.1323 | 32038.9399 | 31950.9897 | 31863.2808 | 31775.8128 | 31688.5848 | 31601.5963 | 31514.8466 | 31428.335 | 31342.0609 | 31256.0237 | 31170.2226 | 31084.6571 | 30999.3264 | 30914.23 | 30829.3672 | 30744.7373 | 30660.3398 | 30576.1739 | 30492.2391 | 30408.5347 | 30325.06 | 30241.8146 | 30158.7976
[10 empty] | 23.7337 | 22.4713 | 21.4068 | 20.5245 | 19.7963 | 19.1988 | 18.7149 | 18.3308 | 18.015 | 17.7538 | 17.5361 | 17.3532 | 17.198 | 17.065 | 16.9497 | 16.8486 | 16.7588 | 16.678 | 16.6045 | 16.5368 | 16.4738 | 16.4145 | 16.3582 | 16.3043 | 16.2524 | 16.2021 | 16.153 | 16.1051
[10 empty] | 3.0069 | 2.847 | 2.7121 | 2.6003 | 2.5081 | 2.4324 | 2.3711 | 2.3224 | 2.2824 | 2.2493 | 2.2217 | 2.1986 | 2.1789 | 2.162 | 2.1474 | 2.1346 | 2.1233 | 2.113 | 2.1037 | 2.0951 | 2.0871 | 2.0796 | 2.0725 | 2.0657 | 2.0591 | 2.0527 | 2.0465 | 2.0404
[10 empty] | 3.0069 | 2.847 | 2.7121 | 2.6003 | 2.5081 | 2.4324 | 2.3711 | 2.3224 | 2.2824 | 2.2493 | 2.2217 | 2.1986 | 2.1789 | 2.162 | 2.1474 | 2.1346 | 2.1233 | 2.113 | 2.1037 | 2.0951 | 2.0871 | 2.0796 | 2.0725 | 2.0657 | 2.0591 | 2.0527 | 2.0465 | 2.0404
[10 empty] | 0 | 4342.8703 | 3932.9778 | 3450.8119 | 3065.2787 | 2787.2693 | 2564.5342 | 2385.8995 | 2755.5006 | 2969.9536 | 3046.4497 | 3031.8415 | 2965.6448 | 3970.651 | 3534.9462 | 3241.2339 | 3073.1563 | 2981.0746 | 2918.5716 | 2866.7499 | 3161.5059 | 3272.089 | 3267.8479 | 3208.4353 | 3129.8754 | 3326.589 | 3108.6421 | 3028.3022
[10 empty] | 533.5273 | 533.5273 | 533.5273 | 533.5273 | 533.5273 | 533.5273 | 533.5273 | 533.5273 | 533.5273 | 533.5273 | 533.5273 | 533.5273 | 533.5273 | 533.5273 | 533.5273 | 533.5273 | 533.5273 | 533.5273 | 533.5273 | 533.5273 | 533.5273 | 533.5273 | 533.5273 | 533.5273 | 533.5273 | 533.5273 | 533.5273 | 533.5273
[10 empty] | 0.067595 | 0.067595 | 0.067595 | 0.067595 | 0.067595 | 0.067595 | 0.067595 | 0.067595 | 0.067595 | 0.067595 | 0.067595 | 0.067595 | 0.067595 | 0.067595 | 0.067595 | 0.067595 | 0.067595 | 0.067595 | 0.067595 | 0.067595 | 0.067595 | 0.067595 | 0.067595 | 0.067595 | 0.067595 | 0.067595 | 0.067595 | 0.067595
[10 empty] | 0.067595 | 0.067595 | 0.067595 | 0.067595 | 0.067595 | 0.067595 | 0.067595 | 0.067595 | 0.067595 | 0.067595 | 0.067595 | 0.067595 | 0.067595 | 0.067595 | 0.067595 | 0.067595 | 0.067595 | 0.067595 | 0.067595 | 0.067595 | 0.067595 | 0.067595 | 0.067595 | 0.067595 | 0.067595 | 0.067595 | 0.067595 | 0.067595
[10 empty] | 21405.5949 | 21623.1417 | 21842.8995 | 22064.8908 | 22289.1381 | 22515.6645 | 22744.4931 | 22975.6473 | 23209.1507 | 23445.0273 | 23683.301 | 23923.9964 | 24167.138 | 24412.7507 | 24660.8595 | 24911.4899 | 25164.6675 | 25420.4181 | 25678.7679 | 25939.7434 | 26203.3712 | 26469.6783 | 26738.6918 | 27010.4394 | 27284.9488 | 27562.248 | 27842.3655 | 28125.3298
[10 empty] | 9.4417 | 9.4828 | 9.5225 | 9.5619 | 9.6021 | 9.6439 | 9.6863 | 9.7305 | 9.7773 | 9.8276 | 9.8819 | 9.9406 | 10.0044 | 10.0736 | 10.1489 | 10.2311 | 10.317 | 10.4064 | 10.499 | 10.5943 | 10.6923 | 10.7926 | 10.8952 | 10.9998 | 11.1063 | 11.2147 | 11.3248 | 11.4366
[10 empty] | 1.1848 | 1.19 | 1.1949 | 1.1999 | 1.2049 | 1.2102 | 1.2155 | 1.221 | 1.2269 | 1.2332 | 1.24 | 1.2474 | 1.2554 | 1.2641 | 1.2736 | 1.2839 | 1.2946 | 1.3059 | 1.3175 | 1.3294 | 1.3417 | 1.3543 | 1.3672 | 1.3803 | 1.3937 | 1.4073 | 1.4211 | 1.4351
[10 empty] | 1.1848 | 1.19 | 1.1949 | 1.1999 | 1.2049 | 1.2102 | 1.2155 | 1.221 | 1.2269 | 1.2332 | 1.24 | 1.2474 | 1.2554 | 1.2641 | 1.2736 | 1.2839 | 1.2946 | 1.3059 | 1.3175 | 1.3294 | 1.3417 | 1.3543 | 1.3672 | 1.3803 | 1.3937 | 1.4073 | 1.4211 | 1.4351
[10 empty] | 0 | 748.7709 | 813.8067 | 869.8899 | 918.303 | 960.1452 | 1033.1718 | 1096.1184 | 1150.4284 | 1197.3394 | 1237.9119 | 1285.533 | 1326.7216 | 1413.8011 | 1488.8188 | 1553.5017 | 1476.8917 | 1420.9066 | 1381.3249 | 1354.7117 | 1338.2796 | 1335.0331 | 1341.6528 | 1573.6593 | 1580.4308 | 1589.8453 | 1602.91 | 1618.5092
[10 empty] | 405.972 | 405.972 | 405.972 | 405.972 | 405.972 | 405.972 | 405.972 | 405.972 | 405.972 | 405.972 | 405.972 | 405.972 | 405.972 | 405.972 | 405.972 | 405.972 | 405.972 | 405.972 | 405.972 | 405.972 | 405.972 | 405.972 | 405.972 | 405.972 | 405.972 | 405.972 | 405.972 | 405.972
[10 empty] | 0.050944 | 0.050944 | 0.050944 | 0.050944 | 0.050944 | 0.050944 | 0.050944 | 0.050944 | 0.050944 | 0.050944 | 0.050944 | 0.050944 | 0.050944 | 0.050944 | 0.050944 | 0.050944 | 0.050944 | 0.050944 | 0.050944 | 0.050944 | 0.050944 | 0.050944 | 0.050944 | 0.050944 | 0.050944 | 0.050944 | 0.050944 | 0.050944
[10 empty] | 0.050944 | 0.050944 | 0.050944 | 0.050944 | 0.050944 | 0.050944 | 0.050944 | 0.050944 | 0.050944 | 0.050944 | 0.050944 | 0.050944 | 0.050944 | 0.050944 | 0.050944 | 0.050944 | 0.050944 | 0.050944 | 0.050944 | 0.050944 | 0.050944 | 0.050944 | 0.050944 | 0.050944 | 0.050944 | 0.050944 | 0.050944 | 0.050944
[10 empty] | 75743.979 | 75633.8039 | 75523.789 | 75413.9342 | 75304.2392 | 75194.7037 | 75085.3276 | 74976.1105 | 74867.0523 | 74758.1528 | 74649.4116 | 74540.8286 | 74432.4036 | 74324.1363 | 74216.0264 | 74108.0739 | 74000.2783 | 73892.6395 | 73785.1573 | 73677.8315 | 73570.6617 | 73463.6479 | 73356.7897 | 73250.0869 | 73143.5393 | 73037.1467 | 72930.9089 | 72824.8256
[10 empty] | 4.5651 | 4.4477 | 4.3403 | 4.2425 | 4.1536 | 4.0694 | 3.9909 | 3.9193 | 3.8555 | 3.8001 | 3.752 | 3.71 | 3.6734 | 3.6414 | 3.6132 | 3.5884 | 3.5664 | 3.5469 | 3.5295 | 3.5138 | 3.4997 | 3.487 | 3.4753 | 3.4646 | 3.4548 | 3.4456 | 3.4371 | 3.429
[10 empty] | 0.38572 | 0.3758 | 0.36673 | 0.35846 | 0.35095 | 0.34384 | 0.33721 | 0.33116 | 0.32576 | 0.32108 | 0.31702 | 0.31347 | 0.31038 | 0.30767 | 0.30529 | 0.3032 | 0.30134 | 0.29969 | 0.29822 | 0.2969 | 0.29571 | 0.29463 | 0.29364 | 0.29274 | 0.2919 | 0.29113 | 0.29041 | 0.28973
[10 empty] | 0.38572 | 0.3758 | 0.36673 | 0.35846 | 0.35095 | 0.34384 | 0.33721 | 0.33116 | 0.32576 | 0.32108 | 0.31702 | 0.31347 | 0.31038 | 0.30767 | 0.30529 | 0.3032 | 0.30134 | 0.29969 | 0.29822 | 0.2969 | 0.29571 | 0.29463 | 0.29364 | 0.29274 | 0.2919 | 0.29113 | 0.29041 | 0.28973
[10 empty] | 0 | 4429.9503 | 4252.4788 | 4099.9112 | 3968.6598 | 4388.9981 | 4747.3207 | 5052.5665 | 5312.386 | 5533.3275 | 5360.5667 | 5187.6783 | 5018.1921 | 4854.6233 | 4773.8922 | 4755.3175 | 4782.4585 | 6103.3069 | 5955.3006 | 5811.279 | 5669.6392 | 5681.4685 | 5651.0516 | 5598.6751 | 5538.4231 | 5479.7214 | 5503.7397 | 5503.3205
[10 empty] | 46.8369 | 46.8369 | 46.8369 | 46.8369 | 46.8369 | 46.8369 | 46.8369 | 46.8369 | 46.8369 | 46.8369 | 46.8369 | 46.8369 | 46.8369 | 46.8369 | 46.8369 | 46.8369 | 46.8369 | 46.8369 | 46.8369 | 46.8369 | 46.8369 | 46.8369 | 46.8369 | 46.8369 | 46.8369 | 46.8369 | 46.8369 | 46.8369
[10 empty] | 0.0039574 | 0.0039574 | 0.0039574 | 0.0039574 | 0.0039574 | 0.0039574 | 0.0039574 | 0.0039574 | 0.0039574 | 0.0039574 | 0.0039574 | 0.0039574 | 0.0039574 | 0.0039574 | 0.0039574 | 0.0039574 | 0.0039574 | 0.0039574 | 0.0039574 | 0.0039574 | 0.0039574 | 0.0039574 | 0.0039574 | 0.0039574 | 0.0039574 | 0.0039574 | 0.0039574 | 0.0039574
[10 empty] | 0.0039574 | 0.0039574 | 0.0039574 | 0.0039574 | 0.0039574 | 0.0039574 | 0.0039574 | 0.0039574 | 0.0039574 | 0.0039574 | 0.0039574 | 0.0039574 | 0.0039574 | 0.0039574 | 0.0039574 | 0.0039574 | 0.0039574 | 0.0039574 | 0.0039574 | 0.0039574 | 0.0039574 | 0.0039574 | 0.0039574 | 0.0039574 | 0.0039574 | 0.0039574 | 0.0039574 | 0.0039574
[10 empty] | 63548.7579 | 63679.3818 | 63810.2741 | 63941.4355 | 64072.8665 | 64204.5676 | 64336.5395 | 64468.7826 | 64601.2975 | 64734.0848 | 64867.1451 | 65000.4789 | 65134.0867 | 65267.9692 | 65402.1269 | 65536.5603 | 65671.27 | 65806.2567 | 65941.5208 | 66077.0629 | 66212.8837 | 66348.9836 | 66485.3633 | 66622.0233 | 66758.9642 | 66896.1866 | 67033.691 | 67171.4781
[10 empty] | 47.7151 | 47.2261 | 46.7537 | 46.3013 | 45.8721 | 45.4687 | 45.0937 | 44.7411 | 44.416 | 44.1224 | 43.8644 | 43.6453 | 43.4601 | 43.3051 | 43.1769 | 43.0726 | 42.9895 | 42.9253 | 42.878 | 42.8456 | 42.8265 | 42.8193 | 42.8226 | 42.8354 | 42.8566 | 42.8852 | 42.9205 | 42.9617
[10 empty] | 6.1772 | 6.1139 | 6.0528 | 5.9942 | 5.9386 | 5.8864 | 5.8379 | 5.7922 | 5.7501 | 5.7121 | 5.6787 | 5.6504 | 5.6264 | 5.6063 | 5.5897 | 5.5762 | 5.5655 | 5.5572 | 5.551 | 5.5468 | 5.5444 | 5.5434 | 5.5439 | 5.5455 | 5.5483 | 5.552 | 5.5565 | 5.5619
[10 empty] | 6.1772 | 6.1139 | 6.0528 | 5.9942 | 5.9386 | 5.8864 | 5.8379 | 5.7922 | 5.7501 | 5.7121 | 5.6787 | 5.6504 | 5.6264 | 5.6063 | 5.5897 | 5.5762 | 5.5655 | 5.5572 | 5.551 | 5.5468 | 5.5444 | 5.5434 | 5.5439 | 5.5455 | 5.5483 | 5.552 | 5.5565 | 5.5619
[10 empty] | 0 | 2813.4948 | 2882.6742 | 2944.1974 | 2998.9151 | 3047.5836 | 3090.875 | 3270.992 | 3431.1267 | 3573.4994 | 3700.0838 | 3812.6341 | 3716.7076 | 3639.1571 | 3577.0904 | 3528.0309 | 3489.8612 | 3460.7741 | 3454.9632 | 3467.622 | 3494.725 | 4399.3179 | 4370.8363 | 4332.5348 | 4287.8083 | 4239.3241 | 4189.1519 | 4182.4802
[10 empty] | 634.0898 | 634.0898 | 634.0898 | 634.0898 | 634.0898 | 634.0898 | 634.0898 | 634.0898 | 634.0898 | 634.0898 | 634.0898 | 634.0898 | 634.0898 | 634.0898 | 634.0898 | 634.0898 | 634.0898 | 634.0898 | 634.0898 | 634.0898 | 634.0898 | 634.0898 | 634.0898 | 634.0898 | 634.0898 | 634.0898 | 634.0898 | 634.0898
[10 empty] | 0.08209 | 0.08209 | 0.08209 | 0.08209 | 0.08209 | 0.08209 | 0.08209 | 0.08209 | 0.08209 | 0.08209 | 0.08209 | 0.08209 | 0.08209 | 0.08209 | 0.08209 | 0.08209 | 0.08209 | 0.08209 | 0.08209 | 0.08209 | 0.08209 | 0.08209 | 0.08209 | 0.08209 | 0.08209 | 0.08209 | 0.08209 | 0.08209
[10 empty] | 0.08209 | 0.08209 | 0.08209 | 0.08209 | 0.08209 | 0.08209 | 0.08209 | 0.08209 | 0.08209 | 0.08209 | 0.08209 | 0.08209 | 0.08209 | 0.08209 | 0.08209 | 0.08209 | 0.08209 | 0.08209 | 0.08209 | 0.08209 | 0.08209 | 0.08209 | 0.08209 | 0.08209 | 0.08209 | 0.08209 | 0.08209 | 0.08209
[10 empty] | 35641.0964 | 36459.6106 | 37296.9223 | 38153.4633 | 39029.6751 | 39926.0095 | 40842.9287 | 41780.9053 | 42740.423 | 43721.9765 | 44726.0718 | 45753.2266 | 46803.9705 | 47878.8452 | 48978.4049 | 50103.2165 | 51253.8599 | 52430.9283 | 53635.0287 | 54866.7818 | 56126.8226 | 57415.8009 | 58734.3812 | 60083.2433 | 61463.0826 | 62874.6105 | 64318.5549 | 65795.66
[10 empty] | 3.9482 | 4.0702 | 4.1948 | 4.3223 | 4.4528 | 4.5863 | 4.7229 | 4.8627 | 5.0059 | 5.1524 | 5.2977 | 5.4425 | 5.5874 | 5.7327 | 5.879 | 6.0265 | 6.1756 | 6.3266 | 6.4798 | 6.6354 | 6.7935 | 6.9545 | 7.1185 | 7.2856 | 7.456 | 7.63 | 7.8075 | 7.9887
[10 empty] | 0.75415 | 0.77744 | 0.80125 | 0.8256 | 0.85052 | 0.87602 | 0.90212 | 0.92883 | 0.95617 | 0.98415 | 1.0119 | 1.0396 | 1.0672 | 1.095 | 1.1229 | 1.1511 | 1.1796 | 1.2084 | 1.2377 | 1.2674 | 1.2976 | 1.3284 | 1.3597 | 1.3916 | 1.4242 | 1.4574 | 1.4913 | 1.5259
[10 empty] | 0.75415 | 0.77744 | 0.80125 | 0.8256 | 0.85052 | 0.87602 | 0.90212 | 0.92883 | 0.95617 | 0.98415 | 1.0119 | 1.0396 | 1.0672 | 1.095 | 1.1229 | 1.1511 | 1.1796 | 1.2084 | 1.2377 | 1.2674 | 1.2976 | 1.3284 | 1.3597 | 1.3916 | 1.4242 | 1.4574 | 1.4913 | 1.5259
[10 empty] | 0 | 3194.5873 | 3213.3848 | 3232.6141 | 3252.2849 | 3272.4075 | 3292.9923 | 3314.0497 | 3335.5908 | 3357.6266 | 3497.099 | 3623.0701 | 3737.6161 | 3842.5202 | 3939.314 | 4029.3142 | 4113.6528 | 5124.0696 | 5072.3819 | 5052.6111 | 5058.3747 | 5084.5011 | 5126.8145 | 5181.9572 | 5247.2419 | 5320.5294 | 5567.1632 | 5772.6214
[10 empty] | 121.572 | 121.572 | 121.572 | 121.572 | 121.572 | 121.572 | 121.572 | 121.572 | 121.572 | 121.572 | 121.572 | 121.572 | 121.572 | 121.572 | 121.572 | 121.572 | 121.572 | 121.572 | 121.572 | 121.572 | 121.572 | 121.572 | 121.572 | 121.572 | 121.572 | 121.572 | 121.572 | 121.572
[10 empty] | 0.023221 | 0.023221 | 0.023221 | 0.023221 | 0.023221 | 0.023221 | 0.023221 | 0.023221 | 0.023221 | 0.023221 | 0.023221 | 0.023221 | 0.023221 | 0.023221 | 0.023221 | 0.023221 | 0.023221 | 0.023221 | 0.023221 | 0.023221 | 0.023221 | 0.023221 | 0.023221 | 0.023221 | 0.023221 | 0.023221 | 0.023221 | 0.023221
[10 empty] | 0.023221 | 0.023221 | 0.023221 | 0.023221 | 0.023221 | 0.023221 | 0.023221 | 0.023221 | 0.023221 | 0.023221 | 0.023221 | 0.023221 | 0.023221 | 0.023221 | 0.023221 | 0.023221 | 0.023221 | 0.023221 | 0.023221 | 0.023221 | 0.023221 | 0.023221 | 0.023221 | 0.023221 | 0.023221 | 0.023221 | 0.023221 | 0.023221
[10 empty] | 66061.086 | 65738.1401 | 65416.7729 | 65096.9768 | 64778.744 | 64462.067 | 64146.938 | 63833.3496 | 63521.2942 | 63210.7643 | 62901.7525 | 62594.2513 | 62288.2533 | 61983.7513 | 61680.7378 | 61379.2056 | 61079.1475 | 60780.5563 | 60483.4248 | 60187.7458 | 59893.5123 | 59600.7171 | 59309.3534 | 59019.4139 | 58730.8919 | 58443.7804 | 58158.0724 | 57873.7611
[10 empty] | 17.7889 | 17.7003 | 17.6123 | 17.5248 | 17.4379 | 17.3515 | 17.2657 | 17.1804 | 17.0958 | 17.0118 | 16.9284 | 16.8457 | 16.7635 | 16.682 | 16.6009 | 16.5204 | 16.4405 | 16.3611 | 16.282 | 16.2031 | 16.1245 | 16.0462 | 15.9682 | 15.8905 | 15.8131 | 15.7361 | 15.6594 | 15.583
[10 empty] | 4.4738 | 4.4515 | 4.4294 | 4.4074 | 4.3855 | 4.3638 | 4.3422 | 4.3208 | 4.2995 | 4.2783 | 4.2574 | 4.2366 | 4.2159 | 4.1954 | 4.175 | 4.1548 | 4.1347 | 4.1147 | 4.0948 | 4.075 | 4.0552 | 4.0355 | 4.0159 | 3.9963 | 3.9769 | 3.9575 | 3.9382 | 3.919
[10 empty] | 4.4738 | 4.4515 | 4.4294 | 4.4074 | 4.3855 | 4.3638 | 4.3422 | 4.3208 | 4.2995 | 4.2783 | 4.2574 | 4.2366 | 4.2159 | 4.1954 | 4.175 | 4.1548 | 4.1347 | 4.1147 | 4.0948 | 4.075 | 4.0552 | 4.0355 | 4.0159 | 3.9963 | 3.9769 | 3.9575 | 3.9382 | 3.919
[10 empty] | 0 | 2164.0297 | 2060.9954 | 2249.1612 | 2407.2562 | 2539.7141 | 2650.3164 | 2742.2886 | 2868.8795 | 2974.2653 | 3061.577 | 3133.4848 | 3192.2663 | 3060.2015 | 2945.9073 | 2846.7787 | 2760.5936 | 2685.4567 | 2575.0031 | 2467.2488 | 2400.0716 | 2363.5523 | 2349.8131 | 2352.6315 | 2367.1242 | 2956.6687 | 2888.8813 | 2917.8364
[10 empty] | 269.28 | 269.28 | 269.28 | 269.28 | 269.28 | 269.28 | 269.28 | 269.28 | 269.28 | 269.28 | 269.28 | 269.28 | 269.28 | 269.28 | 269.28 | 269.28 | 269.28 | 269.28 | 269.28 | 269.28 | 269.28 | 269.28 | 269.28 | 269.28 | 269.28 | 269.28 | 269.28 | 269.28
[10 empty] | 0.067722 | 0.067722 | 0.067722 | 0.067722 | 0.067722 | 0.067722 | 0.067722 | 0.067722 | 0.067722 | 0.067722 | 0.067722 | 0.067722 | 0.067722 | 0.067722 | 0.067722 | 0.067722 | 0.067722 | 0.067722 | 0.067722 | 0.067722 | 0.067722 | 0.067722 | 0.067722 | 0.067722 | 0.067722 | 0.067722 | 0.067722 | 0.067722
[10 empty] | 0.067722 | 0.067722 | 0.067722 | 0.067722 | 0.067722 | 0.067722 | 0.067722 | 0.067722 | 0.067722 | 0.067722 | 0.067722 | 0.067722 | 0.067722 | 0.067722 | 0.067722 | 0.067722 | 0.067722 | 0.067722 | 0.067722 | 0.067722 | 0.067722 | 0.067722 | 0.067722 | 0.067722 | 0.067722 | 0.067722 | 0.067722 | 0.067722
[10 empty] | 76248.697 | 76703.0181 | 77160.0463 | 77619.7976 | 78082.2883 | 78547.5348 | 79015.5533 | 79486.3605 | 79959.973 | 80436.4075 | 80915.6807 | 81397.8097 | 81882.8113 | 82370.7029 | 82861.5014 | 83355.2244 | 83851.8892 | 84351.5132 | 84854.1143 | 85359.7101 | 85868.3184 | 86379.9572 | 86894.6445 | 87412.3986 | 87933.2377 | 88457.1802 | 88984.2445 | 89514.4492
[10 empty] | 9.2124 | 9.235 | 9.26 | 9.2874 | 9.3174 | 9.3486 | 9.3815 | 9.4166 | 9.4543 | 9.4948 | 9.5379 | 9.5831 | 9.6302 | 9.6791 | 9.7294 | 9.7812 | 9.8341 | 9.8881 | 9.943 | 9.9989 | 10.0556 | 10.113 | 10.1711 | 10.2299 | 10.2893 | 10.3493 | 10.4098 | 10.4708
[10 empty] | 2.3169 | 2.3225 | 2.3288 | 2.3357 | 2.3433 | 2.3511 | 2.3594 | 2.3682 | 2.3777 | 2.3879 | 2.3987 | 2.4101 | 2.4219 | 2.4342 | 2.4469 | 2.4599 | 2.4732 | 2.4868 | 2.5006 | 2.5146 | 2.5289 | 2.5433 | 2.558 | 2.5727 | 2.5877 | 2.6028 | 2.618 | 2.6333
[10 empty] | 2.3169 | 2.3225 | 2.3288 | 2.3357 | 2.3433 | 2.3511 | 2.3594 | 2.3682 | 2.3777 | 2.3879 | 2.3987 | 2.4101 | 2.4219 | 2.4342 | 2.4469 | 2.4599 | 2.4732 | 2.4868 | 2.5006 | 2.5146 | 2.5289 | 2.5433 | 2.558 | 2.5727 | 2.5877 | 2.6028 | 2.618 | 2.6333
[10 empty] | 0 | 4413.8477 | 4394.9376 | 4379.1318 | 4365.9893 | 4871.3135 | 5304.8586 | 5676.8813 | 5996.1728 | 6270.2688 | 6075.9666 | 5907.1429 | 5760.6039 | 5633.5491 | 5597.2641 | 5628.5304 | 5708.9113 | 7109.8662 | 7058.766 | 6988.5558 | 6905.4796 | 6964.8446 | 6977.1158 | 6964.9791 | 6944.1356 | 6925.0437 | 6972.8064 | 7014.3337
[10 empty] | 116.91 | 116.91 | 116.91 | 116.91 | 116.91 | 116.91 | 116.91 | 116.91 | 116.91 | 116.91 | 116.91 | 116.91 | 116.91 | 116.91 | 116.91 | 116.91 | 116.91 | 116.91 | 116.91 | 116.91 | 116.91 | 116.91 | 116.91 | 116.91 | 116.91 | 116.91 | 116.91 | 116.91
[10 empty] | 0.029402 | 0.029402 | 0.029402 | 0.029402 | 0.029402 | 0.029402 | 0.029402 | 0.029402 | 0.029402 | 0.029402 | 0.029402 | 0.029402 | 0.029402 | 0.029402 | 0.029402 | 0.029402 | 0.029402 | 0.029402 | 0.029402 | 0.029402 | 0.029402 | 0.029402 | 0.029402 | 0.029402 | 0.029402 | 0.029402 | 0.029402 | 0.029402
[10 empty] | 0.029402 | 0.029402 | 0.029402 | 0.029402 | 0.029402 | 0.029402 | 0.029402 | 0.029402 | 0.029402 | 0.029402 | 0.029402 | 0.029402 | 0.029402 | 0.029402 | 0.029402 | 0.029402 | 0.029402 | 0.029402 | 0.029402 | 0.029402 | 0.029402 | 0.029402 | 0.029402 | 0.029402 | 0.029402 | 0.029402 | 0.029402 | 0.029402
[10 empty] | 50369.7541 | 49315.2781 | 48282.8773 | 47272.0895 | 46282.4622 | 45313.5525 | 44364.9267 | 43436.16 | 42526.8368 | 41636.55 | 40764.9011 | 39911.4999 | 39075.9644 | 38257.9206 | 37457.0023 | 36672.851 | 35905.1156 | 35153.4526 | 34417.5254 | 33697.0047 | 32991.5678 | 32300.8991 | 31624.6892 | 30962.6357 | 30314.442 | 29679.8181 | 29058.4799 | 28450.1492
[10 empty] | 10.1266 | 10.2506 | 10.3781 | 10.5201 | 10.683 | 10.7094 | 10.6484 | 10.532 | 10.3811 | 10.2091 | 10.025 | 9.8345 | 9.6412 | 9.4476 | 9.2552 | 9.065 | 8.8775 | 8.6932 | 8.5121 | 8.3346 | 8.1605 | 7.99 | 7.8229 | 7.6592 | 7.4989 | 7.342 | 7.1883 | 7.0379
[10 empty] | 1.265 | 1.2805 | 1.2965 | 1.3142 | 1.3346 | 1.3379 | 1.3302 | 1.3157 | 1.2968 | 1.2754 | 1.2524 | 1.2286 | 1.2044 | 1.1802 | 1.1562 | 1.1324 | 1.109 | 1.086 | 1.0634 | 1.0412 | 1.0194 | 0.99813 | 0.97726 | 0.95682 | 0.93679 | 0.91719 | 0.89799 | 0.8792
[10 empty] | 1.265 | 1.2805 | 1.2965 | 1.3142 | 1.3346 | 1.3379 | 1.3302 | 1.3157 | 1.2968 | 1.2754 | 1.2524 | 1.2286 | 1.2044 | 1.1802 | 1.1562 | 1.1324 | 1.109 | 1.086 | 1.0634 | 1.0412 | 1.0194 | 0.99813 | 0.97726 | 0.95682 | 0.93679 | 0.91719 | 0.89799 | 0.8792
[10 empty] | 0 | 9393.3863 | 8430.3437 | 7753.6231 | 7264.7957 | 7618.8572 | 7554.9914 | 7306.0364 | 8593.8897 | 7812.3115 | 7327.9442 | 6965.1341 | 7264.6086 | 7150.7661 | 6896.3497 | 6880.0584 | 6613.2351 | 6452.0483 | 6287.8949 | 6287.2804 | 6135.8188 | 5963.2379 | 5839.97 | 5716.5897 | 5606.7105 | 5481.0522 | 5388.5504 | 5264.6866
[10 empty] | 247.3768 | 247.3768 | 247.3768 | 247.3768 | 247.3768 | 247.3768 | 247.3768 | 247.3768 | 247.3768 | 247.3768 | 247.3768 | 247.3768 | 247.3768 | 247.3768 | 247.3768 | 247.3768 | 247.3768 | 247.3768 | 247.3768 | 247.3768 | 247.3768 | 247.3768 | 247.3768 | 247.3768 | 247.3768 | 247.3768 | 247.3768 | 247.3768
[10 empty] | 0.030903 | 0.030903 | 0.030903 | 0.030903 | 0.030903 | 0.030903 | 0.030903 | 0.030903 | 0.030903 | 0.030903 | 0.030903 | 0.030903 | 0.030903 | 0.030903 | 0.030903 | 0.030903 | 0.030903 | 0.030903 | 0.030903 | 0.030903 | 0.030903 | 0.030903 | 0.030903 | 0.030903 | 0.030903 | 0.030903 | 0.030903 | 0.030903
[10 empty] | 0.030903 | 0.030903 | 0.030903 | 0.030903 | 0.030903 | 0.030903 | 0.030903 | 0.030903 | 0.030903 | 0.030903 | 0.030903 | 0.030903 | 0.030903 | 0.030903 | 0.030903 | 0.030903 | 0.030903 | 0.030903 | 0.030903 | 0.030903 | 0.030903 | 0.030903 | 0.030903 | 0.030903 | 0.030903 | 0.030903 | 0.030903 | 0.030903
[10 empty] | 57446.7906 | 56244.1589 | 55066.704 | 53913.8988 | 52785.2272 | 51680.184 | 50598.2746 | 49539.0146 | 48501.93 | 47486.5563 | 46492.4393 | 45519.1338 | 44566.2041 | 43633.2237 | 42719.7751 | 41825.4491 | 40949.8457 | 40092.5727 | 39253.2465 | 38431.4914 | 37626.9394 | 36839.2305 | 36068.0121 | 35312.9389 | 34573.6729 | 33849.8833 | 33141.2459 | 32447.4437
[10 empty] | 1.8478 | 1.8209 | 1.8019 | 1.788 | 1.7772 | 1.7682 | 1.7603 | 1.7529 | 1.7354 | 1.7117 | 1.684 | 1.6541 | 1.623 | 1.5913 | 1.5594 | 1.5278 | 1.4964 | 1.4655 | 1.4351 | 1.4052 | 1.3759 | 1.3472 | 1.319 | 1.2915 | 1.2644 | 1.238 | 1.2121 | 1.1867
[10 empty] | 0.23084 | 0.22747 | 0.22511 | 0.22337 | 0.22201 | 0.22089 | 0.21991 | 0.21898 | 0.2168 | 0.21383 | 0.21037 | 0.20664 | 0.20275 | 0.19879 | 0.19481 | 0.19085 | 0.18694 | 0.18308 | 0.17928 | 0.17555 | 0.17188 | 0.1683 | 0.16478 | 0.16133 | 0.15796 | 0.15465 | 0.15142 | 0.14825
[10 empty] | 0.23084 | 0.22747 | 0.22511 | 0.22337 | 0.22201 | 0.22089 | 0.21991 | 0.21898 | 0.2168 | 0.21383 | 0.21037 | 0.20664 | 0.20275 | 0.19879 | 0.19481 | 0.19085 | 0.18694 | 0.18308 | 0.17928 | 0.17555 | 0.17188 | 0.1683 | 0.16478 | 0.16133 | 0.15796 | 0.15465 | 0.15142 | 0.14825
[10 empty] | 0 | 2678.2933 | 4370.3733 | 5419.9158 | 6051.2165 | 6410.6519 | 6593.7395 | 6662.8017 | 5118.7505 | 4597.3188 | 4558.6645 | 5143.0646 | 5479.1309 | 5654.0572 | 5724.7358 | 5285.6841 | 4822.237 | 4491.0133 | 4185.1572 | 4240.4364 | 4402.2339 | 4627.632 | 4610.803 | 4441.9654 | 4220.4735 | 3906.7344 | 3712.4743 | 3651.774
[10 empty] | 36.5735 | 36.5735 | 36.5735 | 36.5735 | 36.5735 | 36.5735 | 36.5735 | 36.5735 | 36.5735 | 36.5735 | 36.5735 | 36.5735 | 36.5735 | 36.5735 | 36.5735 | 36.5735 | 36.5735 | 36.5735 | 36.5735 | 36.5735 | 36.5735 | 36.5735 | 36.5735 | 36.5735 | 36.5735 | 36.5735 | 36.5735 | 36.5735
[10 empty] | 0.0045689 | 0.0045689 | 0.0045689 | 0.0045689 | 0.0045689 | 0.0045689 | 0.0045689 | 0.0045689 | 0.0045689 | 0.0045689 | 0.0045689 | 0.0045689 | 0.0045689 | 0.0045689 | 0.0045689 | 0.0045689 | 0.0045689 | 0.0045689 | 0.0045689 | 0.0045689 | 0.0045689 | 0.0045689 | 0.0045689 | 0.0045689 | 0.0045689 | 0.0045689 | 0.0045689 | 0.0045689
[10 empty] | 0.0045689 | 0.0045689 | 0.0045689 | 0.0045689 | 0.0045689 | 0.0045689 | 0.0045689 | 0.0045689 | 0.0045689 | 0.0045689 | 0.0045689 | 0.0045689 | 0.0045689 | 0.0045689 | 0.0045689 | 0.0045689 | 0.0045689 | 0.0045689 | 0.0045689 | 0.0045689 | 0.0045689 | 0.0045689 | 0.0045689 | 0.0045689 | 0.0045689 | 0.0045689 | 0.0045689 | 0.0045689
[10 empty] | 109199.2648 | 109255.5659 | 109311.8959 | 109368.255 | 109424.6432 | 109481.0604 | 109537.5067 | 109593.9821 | 109650.4867 | 109707.0204 | 109763.5832 | 109820.1752 | 109876.7963 | 109933.4467 | 109990.1262 | 110046.835 | 110103.573 | 110160.3403 | 110217.1368 | 110273.9627 | 110330.8178 | 110387.7022 | 110444.616 | 110501.5591 | 110558.5316 | 110615.5334 | 110672.5646 | 110729.6253
[10 empty] | 3.3533 | 3.6608 | 3.9685 | 4.2766 | 4.5851 | 4.7916 | 4.9302 | 5.0235 | 5.0866 | 5.1295 | 5.159 | 5.1796 | 5.1943 | 5.2049 | 5.2129 | 5.2191 | 5.2242 | 5.2284 | 5.2322 | 5.2356 | 5.2387 | 5.2418 | 5.2447 | 5.2475 | 5.2503 | 5.2531 | 5.2558 | 5.2586
[10 empty] | 0.4189 | 0.45732 | 0.49576 | 0.53425 | 0.57278 | 0.59859 | 0.6159 | 0.62755 | 0.63543 | 0.6408 | 0.64449 | 0.64706 | 0.64888 | 0.65021 | 0.65121 | 0.65199 | 0.65262 | 0.65316 | 0.65362 | 0.65405 | 0.65444 | 0.65482 | 0.65518 | 0.65554 | 0.65589 | 0.65623 | 0.65658 | 0.65692
[10 empty] | 0.4189 | 0.45732 | 0.49576 | 0.53425 | 0.57278 | 0.59859 | 0.6159 | 0.62755 | 0.63543 | 0.6408 | 0.64449 | 0.64706 | 0.64888 | 0.65021 | 0.65121 | 0.65199 | 0.65262 | 0.65316 | 0.65362 | 0.65405 | 0.65444 | 0.65482 | 0.65518 | 0.65554 | 0.65589 | 0.65623 | 0.65658 | 0.65692
[10 empty] | 0 | 18256.1785 | 18256.2075 | 18256.2366 | 18256.2656 | 18275.0617 | 18287.6118 | 18295.9979 | 21907.7668 | 20715.7348 | 19925.2399 | 19401.0484 | 20259.2272 | 20432.7784 | 20284.1681 | 20722.1531 | 20351.3135 | 20241.2633 | 20170.9726 | 20543.1777 | 20532.4759 | 20425.0309 | 20445.8512 | 20424.0417 | 20457.4585 | 20451.7849 | 20542.359 | 20519.8458
[10 empty] | 47.4906 | 47.4906 | 47.4906 | 47.4906 | 47.4906 | 47.4906 | 47.4906 | 47.4906 | 47.4906 | 47.4906 | 47.4906 | 47.4906 | 47.4906 | 47.4906 | 47.4906 | 47.4906 | 47.4906 | 47.4906 | 47.4906 | 47.4906 | 47.4906 | 47.4906 | 47.4906 | 47.4906 | 47.4906 | 47.4906 | 47.4906 | 47.4906
[10 empty] | 0.0059327 | 0.0059327 | 0.0059327 | 0.0059327 | 0.0059327 | 0.0059327 | 0.0059327 | 0.0059327 | 0.0059327 | 0.0059327 | 0.0059327 | 0.0059327 | 0.0059327 | 0.0059327 | 0.0059327 | 0.0059327 | 0.0059327 | 0.0059327 | 0.0059327 | 0.0059327 | 0.0059327 | 0.0059327 | 0.0059327 | 0.0059327 | 0.0059327 | 0.0059327 | 0.0059327 | 0.0059327
[10 empty] | 0.0059327 | 0.0059327 | 0.0059327 | 0.0059327 | 0.0059327 | 0.0059327 | 0.0059327 | 0.0059327 | 0.0059327 | 0.0059327 | 0.0059327 | 0.0059327 | 0.0059327 | 0.0059327 | 0.0059327 | 0.0059327 | 0.0059327 | 0.0059327 | 0.0059327 | 0.0059327 | 0.0059327 | 0.0059327 | 0.0059327 | 0.0059327 | 0.0059327 | 0.0059327 | 0.0059327 | 0.0059327
[10 empty] | 67790.5696 | 66929.5851 | 66079.5357 | 65240.2825 | 64411.6883 | 63593.6178 | 62785.9374 | 61988.515 | 61201.2204 | 60423.925 | 59656.5017 | 58898.8252 | 58150.7717 | 57412.2189 | 56683.0463 | 55963.1346 | 55252.3663 | 54550.6252 | 53857.7966 | 53173.7675 | 52498.4259 | 51831.6616 | 51173.3657 | 50523.4306 | 49881.75 | 49248.2193 | 48622.7347 | 48005.1943
[10 empty] | 1.2392 | 1.3795 | 1.5164 | 1.6499 | 1.7803 | 1.9075 | 2.0016 | 2.0697 | 2.1172 | 2.1486 | 2.1674 | 2.1763 | 2.1774 | 2.1724 | 2.1627 | 2.1494 | 2.1333 | 2.1151 | 2.0952 | 2.0741 | 2.0521 | 2.0295 | 2.0064 | 1.9831 | 1.9596 | 1.936 | 1.9125 | 1.889
[10 empty] | 0.15481 | 0.17233 | 0.18943 | 0.20611 | 0.2224 | 0.23829 | 0.25005 | 0.25855 | 0.26449 | 0.26842 | 0.27076 | 0.27187 | 0.272 | 0.27138 | 0.27018 | 0.26851 | 0.2665 | 0.26422 | 0.26174 | 0.2591 | 0.25635 | 0.25353 | 0.25065 | 0.24773 | 0.2448 | 0.24185 | 0.23891 | 0.23598
[10 empty] | 0.15481 | 0.17233 | 0.18943 | 0.20611 | 0.2224 | 0.23829 | 0.25005 | 0.25855 | 0.26449 | 0.26842 | 0.27076 | 0.27187 | 0.272 | 0.27138 | 0.27018 | 0.26851 | 0.2665 | 0.26422 | 0.26174 | 0.2591 | 0.25635 | 0.25353 | 0.25065 | 0.24773 | 0.2448 | 0.24185 | 0.23891 | 0.23598
[10 empty] | 0 | 7436.6206 | 7342.1706 | 7248.9203 | 7156.8543 | 7065.9575 | 6976.2153 | 6887.6128 | 6800.1356 | 6713.7694 | 6628.5002 | 8259.8665 | 7816.208 | 7449.3768 | 7143.4351 | 6885.7923 | 6988.3693 | 6986.1504 | 6915.5737 | 6802.4294 | 6664.7251 | 6970.9666 | 6738.5246 | 6558.1146 | 6407.3637 | 6272.7045 | 6306.1459 | 6265.0742
[10 empty] | 39.42 | 39.42 | 39.42 | 39.42 | 39.42 | 39.42 | 39.42 | 39.42 | 39.42 | 39.42 | 39.42 | 39.42 | 39.42 | 39.42 | 39.42 | 39.42 | 39.42 | 39.42 | 39.42 | 39.42 | 39.42 | 39.42 | 39.42 | 39.42 | 39.42 | 39.42 | 39.42 | 39.42
[10 empty] | 0.0049245 | 0.0049245 | 0.0049245 | 0.0049245 | 0.0049245 | 0.0049245 | 0.0049245 | 0.0049245 | 0.0049245 | 0.0049245 | 0.0049245 | 0.0049245 | 0.0049245 | 0.0049245 | 0.0049245 | 0.0049245 | 0.0049245 | 0.0049245 | 0.0049245 | 0.0049245 | 0.0049245 | 0.0049245 | 0.0049245 | 0.0049245 | 0.0049245 | 0.0049245 | 0.0049245 | 0.0049245
[10 empty] | 0.0049245 | 0.0049245 | 0.0049245 | 0.0049245 | 0.0049245 | 0.0049245 | 0.0049245 | 0.0049245 | 0.0049245 | 0.0049245 | 0.0049245 | 0.0049245 | 0.0049245 | 0.0049245 | 0.0049245 | 0.0049245 | 0.0049245 | 0.0049245 | 0.0049245 | 0.0049245 | 0.0049245 | 0.0049245 | 0.0049245 | 0.0049245 | 0.0049245 | 0.0049245 | 0.0049245 | 0.0049245
[10 empty] | 121542.3313 | 121347.8636 | 121153.707 | 120959.8611 | 120766.3253 | 120573.0992 | 120380.1822 | 120187.5739 | 119995.2738 | 119803.2813 | 119611.5961 | 119420.2175 | 119229.1452 | 119038.3786 | 118847.9172 | 118657.7605 | 118467.9081 | 118278.3594 | 118089.114 | 117900.1715 | 117711.5312 | 117523.1927 | 117335.1556 | 117147.4194 | 116959.9835 | 116772.8475 | 116586.011 | 116399.4734
[10 empty] | 15.3929 | 15.4555 | 15.5876 | 15.7748 | 16.0058 | 16.2715 | 16.5648 | 16.8796 | 17.2115 | 17.5568 | 17.8265 | 18.0358 | 18.1969 | 18.3195 | 18.4114 | 18.4787 | 18.5264 | 18.5586 | 18.5782 | 18.5878 | 18.5896 | 18.585 | 18.5753 | 18.5616 | 18.5447 | 18.5253 | 18.5038 | 18.4807
[10 empty] | 2.3503 | 2.3599 | 2.38 | 2.4086 | 2.4439 | 2.4844 | 2.5292 | 2.5773 | 2.628 | 2.6807 | 2.7219 | 2.7538 | 2.7784 | 2.7971 | 2.8112 | 2.8215 | 2.8287 | 2.8336 | 2.8366 | 2.8381 | 2.8384 | 2.8377 | 2.8362 | 2.8341 | 2.8315 | 2.8286 | 2.8253 | 2.8218
[10 empty] | 2.3503 | 2.3599 | 2.38 | 2.4086 | 2.4439 | 2.4844 | 2.5292 | 2.5773 | 2.628 | 2.6807 | 2.7219 | 2.7538 | 2.7784 | 2.7971 | 2.8112 | 2.8215 | 2.8287 | 2.8336 | 2.8366 | 2.8381 | 2.8384 | 2.8377 | 2.8362 | 2.8341 | 2.8315 | 2.8286 | 2.8253 | 2.8218
[10 empty] | 0 | 2696.6192 | 4846.1483 | 6558.7125 | 7922.2709 | 9007.0784 | 9869.2489 | 10553.6014 | 11095.9342 | 11524.8397 | 9736.727 | 8732.2804 | 8267.6208 | 8165.2976 | 8297.4272 | 9264.1602 | 10032.0902 | 10641.2391 | 11123.573 | 11085.4234 | 10800.3134 | 10435.7612 | 10088.2905 | 9807.9539 | 9206.5054 | 9077.6507 | 9232.7716 | 9544.4443
[10 empty] | 158.994 | 158.994 | 158.994 | 158.994 | 158.994 | 158.994 | 158.994 | 158.994 | 158.994 | 158.994 | 158.994 | 158.994 | 158.994 | 158.994 | 158.994 | 158.994 | 158.994 | 158.994 | 158.994 | 158.994 | 158.994 | 158.994 | 158.994 | 158.994 | 158.994 | 158.994 | 158.994 | 158.994
[10 empty] | 0.024276 | 0.024276 | 0.024276 | 0.024276 | 0.024276 | 0.024276 | 0.024276 | 0.024276 | 0.024276 | 0.024276 | 0.024276 | 0.024276 | 0.024276 | 0.024276 | 0.024276 | 0.024276 | 0.024276 | 0.024276 | 0.024276 | 0.024276 | 0.024276 | 0.024276 | 0.024276 | 0.024276 | 0.024276 | 0.024276 | 0.024276 | 0.024276
[10 empty] | 0.024276 | 0.024276 | 0.024276 | 0.024276 | 0.024276 | 0.024276 | 0.024276 | 0.024276 | 0.024276 | 0.024276 | 0.024276 | 0.024276 | 0.024276 | 0.024276 | 0.024276 | 0.024276 | 0.024276 | 0.024276 | 0.024276 | 0.024276 | 0.024276 | 0.024276 | 0.024276 | 0.024276 | 0.024276 | 0.024276 | 0.024276 | 0.024276
[10 empty] | 121425.3841 | 118883.3795 | 116394.5909 | 113957.9044 | 111572.2293 | 109236.4975 | 106949.6636 | 104710.7039 | 102518.6162 | 100372.4192 | 98271.1521 | 96213.8745 | 94199.6654 | 92227.6231 | 90296.865 | 88406.5267 | 86555.7621 | 84743.7428 | 82969.6575 | 81232.7121 | 79532.1292 | 77867.1475 | 76237.0217 | 74641.0221 | 73078.4343 | 71548.5588 | 70050.7108 | 68584.2198
[10 empty] | 8.6314 | 8.5274 | 8.424 | 8.3212 | 8.2189 | 8.1173 | 7.9934 | 7.8561 | 7.7112 | 7.5626 | 7.4126 | 7.2629 | 7.1144 | 6.9678 | 6.8234 | 6.6816 | 6.5423 | 6.4058 | 6.272 | 6.1408 | 6.0124 | 5.8866 | 5.7634 | 5.6428 | 5.5247 | 5.409 | 5.2958 | 5.185
[10 empty] | 1.0783 | 1.0653 | 1.0524 | 1.0395 | 1.0267 | 1.014 | 0.99856 | 0.98141 | 0.96331 | 0.94474 | 0.92601 | 0.9073 | 0.88875 | 0.87044 | 0.85241 | 0.83468 | 0.81729 | 0.80023 | 0.78352 | 0.76713 | 0.75109 | 0.73538 | 0.71999 | 0.70492 | 0.69016 | 0.67572 | 0.66157 | 0.64772
[10 empty] | 1.0783 | 1.0653 | 1.0524 | 1.0395 | 1.0267 | 1.014 | 0.99856 | 0.98141 | 0.96331 | 0.94474 | 0.92601 | 0.9073 | 0.88875 | 0.87044 | 0.85241 | 0.83468 | 0.81729 | 0.80023 | 0.78352 | 0.76713 | 0.75109 | 0.73538 | 0.71999 | 0.70492 | 0.69016 | 0.67572 | 0.66157 | 0.64772
[10 empty] | 0 | 16983.3399 | 16627.7987 | 16279.7006 | 15938.8899 | 15605.2139 | 15278.5234 | 14958.672 | 14645.5166 | 17171.2957 | 15887.4585 | 14951.5192 | 14244.7074 | 13689.4573 | 14084.4523 | 13957.2818 | 13593.6135 | 13616.657 | 12838.6669 | 12502.8511 | 12280.4705 | 12049.075 | 12061.4884 | 11750.5883 | 11407.0729 | 11179.3947 | 10827.8866 | 10673.203
[10 empty] | 75.6 | 75.6 | 75.6 | 75.6 | 75.6 | 75.6 | 75.6 | 75.6 | 75.6 | 75.6 | 75.6 | 75.6 | 75.6 | 75.6 | 75.6 | 75.6 | 75.6 | 75.6 | 75.6 | 75.6 | 75.6 | 75.6 | 75.6 | 75.6 | 75.6 | 75.6 | 75.6 | 75.6
[10 empty] | 0.0094442 | 0.0094442 | 0.0094442 | 0.0094442 | 0.0094442 | 0.0094442 | 0.0094442 | 0.0094442 | 0.0094442 | 0.0094442 | 0.0094442 | 0.0094442 | 0.0094442 | 0.0094442 | 0.0094442 | 0.0094442 | 0.0094442 | 0.0094442 | 0.0094442 | 0.0094442 | 0.0094442 | 0.0094442 | 0.0094442 | 0.0094442 | 0.0094442 | 0.0094442 | 0.0094442 | 0.0094442
[10 empty] | 0.0094442 | 0.0094442 | 0.0094442 | 0.0094442 | 0.0094442 | 0.0094442 | 0.0094442 | 0.0094442 | 0.0094442 | 0.0094442 | 0.0094442 | 0.0094442 | 0.0094442 | 0.0094442 | 0.0094442 | 0.0094442 | 0.0094442 | 0.0094442 | 0.0094442 | 0.0094442 | 0.0094442 | 0.0094442 | 0.0094442 | 0.0094442 | 0.0094442 | 0.0094442 | 0.0094442 | 0.0094442
[10 empty] | 77801.7951 | 77677.3122 | 77553.0285 | 77428.9437 | 77305.0574 | 77181.3693 | 77057.8791 | 76934.5865 | 76811.4911 | 76688.5928 | 76565.891 | 76443.3856 | 76321.0762 | 76198.9625 | 76077.0441 | 75955.3208 | 75833.7923 | 75712.4583 | 75591.3183 | 75470.3722 | 75349.6196 | 75229.0602 | 75108.6937 | 74988.5198 | 74868.5382 | 74748.7485 | 74629.1505 | 74509.7439
[10 empty] | 7.5422 | 7.5302 | 7.5181 | 7.5061 | 7.4941 | 7.4821 | 7.4701 | 7.4582 | 7.4462 | 7.4343 | 7.4224 | 7.4105 | 7.3987 | 7.3868 | 7.375 | 7.3632 | 7.3514 | 7.3397 | 7.3279 | 7.3162 | 7.3045 | 7.2928 | 7.2812 | 7.2695 | 7.2579 | 7.2463 | 7.2347 | 7.2231
[10 empty] | 0.9422 | 0.94069 | 0.93919 | 0.93769 | 0.93619 | 0.93469 | 0.93319 | 0.9317 | 0.93021 | 0.92872 | 0.92723 | 0.92575 | 0.92427 | 0.92279 | 0.92131 | 0.91984 | 0.91837 | 0.9169 | 0.91543 | 0.91397 | 0.91251 | 0.91105 | 0.90959 | 0.90813 | 0.90668 | 0.90523 | 0.90378 | 0.90233
[10 empty] | 0.9422 | 0.94069 | 0.93919 | 0.93769 | 0.93619 | 0.93469 | 0.93319 | 0.9317 | 0.93021 | 0.92872 | 0.92723 | 0.92575 | 0.92427 | 0.92279 | 0.92131 | 0.91984 | 0.91837 | 0.9169 | 0.91543 | 0.91397 | 0.91251 | 0.91105 | 0.90959 | 0.90813 | 0.90668 | 0.90523 | 0.90378 | 0.90233
[10 empty] | 0 | 11096.7589 | 11079.0041 | 11061.2777 | 11043.5796 | 11025.9099 | 11008.2684 | 10990.6552 | 10973.0702 | 13119.5653 | 12378.3774 | 11879.2092 | 11541.1386 | 11310.3039 | 11866.453 | 11991.5334 | 11909.7243 | 12165.5067 | 11696.9479 | 11615.9463 | 11634.6537 | 11640.8603 | 11882.9752 | 11805.2941 | 11686.4966 | 11679.4213 | 11535.5857 | 11595.344
[10 empty] | 96.9416 | 96.9416 | 96.9416 | 96.9416 | 96.9416 | 96.9416 | 96.9416 | 96.9416 | 96.9416 | 96.9416 | 96.9416 | 96.9416 | 96.9416 | 96.9416 | 96.9416 | 96.9416 | 96.9416 | 96.9416 | 96.9416 | 96.9416 | 96.9416 | 96.9416 | 96.9416 | 96.9416 | 96.9416 | 96.9416 | 96.9416 | 96.9416
[10 empty] | 0.01211 | 0.01211 | 0.01211 | 0.01211 | 0.01211 | 0.01211 | 0.01211 | 0.01211 | 0.01211 | 0.01211 | 0.01211 | 0.01211 | 0.01211 | 0.01211 | 0.01211 | 0.01211 | 0.01211 | 0.01211 | 0.01211 | 0.01211 | 0.01211 | 0.01211 | 0.01211 | 0.01211 | 0.01211 | 0.01211 | 0.01211 | 0.01211
[10 empty] | 0.01211 | 0.01211 | 0.01211 | 0.01211 | 0.01211 | 0.01211 | 0.01211 | 0.01211 | 0.01211 | 0.01211 | 0.01211 | 0.01211 | 0.01211 | 0.01211 | 0.01211 | 0.01211 | 0.01211 | 0.01211 | 0.01211 | 0.01211 | 0.01211 | 0.01211 | 0.01211 | 0.01211 | 0.01211 | 0.01211 | 0.01211 | 0.01211
[10 empty] | 1260.7676 | 1525.7581 | 1843.2134 | 2228.0885 | 2672.4652 | 3183.6349 | 3829.3852 | 4480.6168 | 5363.6111 | 6394.4021 | 7579.7933 | 8889.004 | 10381.3957 | 11831.571 | 13635.7172 | 15583.2533 | 17688.3725 | 19980.0468 | 22464.7883 | 25030.472 | 28061.4999 | 31659.0552 | 35901.537 | 40756.3631 | 46316.1497 | 52634.3755 | 59814.5033 | 67974.1095
[10 empty] | 3.8124 | 4.6286 | 5.6055 | 6.7891 | 8.1551 | 9.7257 | 11.7089 | 13.7088 | 16.4191 | 19.5824 | 23.2187 | 27.2338 | 31.8099 | 36.2562 | 41.7871 | 47.7571 | 54.21 | 61.2344 | 68.8505 | 76.7145 | 86.0047 | 97.0312 | 110.0342 | 124.914 | 141.9544 | 161.3194 | 183.3259 | 208.3345
[10 empty] | 0.47167 | 0.57264 | 0.69351 | 0.83994 | 1.0089 | 1.2033 | 1.4486 | 1.696 | 2.0313 | 2.4227 | 2.8726 | 3.3693 | 3.9355 | 4.4856 | 5.1698 | 5.9084 | 6.7068 | 7.5758 | 8.5181 | 9.491 | 10.6404 | 12.0045 | 13.6133 | 15.4542 | 17.5624 | 19.9582 | 22.6808 | 25.7748
[10 empty] | 0.47167 | 0.57264 | 0.69351 | 0.83994 | 1.0089 | 1.2033 | 1.4486 | 1.696 | 2.0313 | 2.4227 | 2.8726 | 3.3693 | 3.9355 | 4.4856 | 5.1698 | 5.9084 | 6.7068 | 7.5758 | 8.5181 | 9.491 | 10.6404 | 12.0045 | 13.6133 | 15.4542 | 17.5624 | 19.9582 | 22.6808 | 25.7748
[10 empty] | 0 | 361.9726 | 414.4374 | 481.8573 | 541.3588 | 608.1518 | 742.7324 | 748.2137 | 979.9764 | 1127.7731 | 1335.3713 | 1512.0824 | 1751.0605 | 1765.3821 | 2177.942 | 2490.0081 | 2702.493 | 2983.2422 | 3279.1485 | 3485.793 | 4104.8112 | 4808.231 | 5624.854 | 6435.0562 | 7376.3929 | 8358.3333 | 9471.5088 | 10652.295
[10 empty] | 3064.9133 | 3064.9133 | 3064.9133 | 3064.9133 | 3064.9133 | 3064.9133 | 3064.9133 | 3064.9133 | 3064.9133 | 3064.9133 | 3064.9133 | 3064.9133 | 3064.9133 | 3064.9133 | 3064.9133 | 3064.9133 | 3064.9133 | 3064.9133 | 3064.9133 | 3064.9133 | 3064.9133 | 3064.9133 | 3064.9133 | 3064.9133 | 3064.9133 | 3064.9133 | 3064.9133 | 3064.9133
[10 empty] | 0.37919 | 0.37919 | 0.37919 | 0.37919 | 0.37919 | 0.37919 | 0.37919 | 0.37919 | 0.37919 | 0.37919 | 0.37919 | 0.37919 | 0.37919 | 0.37919 | 0.37919 | 0.37919 | 0.37919 | 0.37919 | 0.37919 | 0.37919 | 0.37919 | 0.37919 | 0.37919 | 0.37919 | 0.37919 | 0.37919 | 0.37919 | 0.37919
[10 empty] | 0.37919 | 0.37919 | 0.37919 | 0.37919 | 0.37919 | 0.37919 | 0.37919 | 0.37919 | 0.37919 | 0.37919 | 0.37919 | 0.37919 | 0.37919 | 0.37919 | 0.37919 | 0.37919 | 0.37919 | 0.37919 | 0.37919 | 0.37919 | 0.37919 | 0.37919 | 0.37919 | 0.37919 | 0.37919 | 0.37919 | 0.37919 | 0.37919
[10 empty] | 3470.7148 | 3465.1617 | 3459.6174 | 3454.082 | 3448.5555 | 3443.0378 | 3437.5289 | 3432.0289 | 3426.5376 | 3421.0552 | 3415.5815 | 3410.1166 | 3404.6604 | 3399.2129 | 3393.7742 | 3388.3441 | 3382.9228 | 3377.5101 | 3372.1061 | 3366.7107 | 3361.324 | 3355.9459 | 3350.5764 | 3345.2154 | 3339.8631 | 3334.5193 | 3329.1841 | 3323.8574
[10 empty] | 5.8036 | 5.8612 | 5.9189 | 5.9768 | 6.0348 | 6.0929 | 6.1513 | 6.2099 | 6.2686 | 6.3277 | 6.3869 | 6.436 | 6.4766 | 6.5097 | 6.5365 | 6.5578 | 6.5746 | 6.5874 | 6.5968 | 6.6033 | 6.6074 | 6.6093 | 6.6094 | 6.608 | 6.6053 | 6.6014 | 6.5966 | 6.591
[10 empty] | 1.3482 | 1.3616 | 1.375 | 1.3884 | 1.4019 | 1.4154 | 1.429 | 1.4426 | 1.4562 | 1.4699 | 1.4837 | 1.4951 | 1.5045 | 1.5122 | 1.5184 | 1.5234 | 1.5273 | 1.5303 | 1.5325 | 1.534 | 1.5349 | 1.5354 | 1.5354 | 1.5351 | 1.5344 | 1.5335 | 1.5324 | 1.5311
[10 empty] | 1.3482 | 1.3616 | 1.375 | 1.3884 | 1.4019 | 1.4154 | 1.429 | 1.4426 | 1.4562 | 1.4699 | 1.4837 | 1.4951 | 1.5045 | 1.5122 | 1.5184 | 1.5234 | 1.5273 | 1.5303 | 1.5325 | 1.534 | 1.5349 | 1.5354 | 1.5354 | 1.5351 | 1.5344 | 1.5335 | 1.5324 | 1.5311
[10 empty] | 0 | 216.5726 | 216.2261 | 215.8801 | 215.5347 | 215.1899 | 214.8456 | 214.5018 | 214.1586 | 213.8159 | 213.4738 | 213.1323 | 212.7913 | 212.4508 | 212.1109 | 211.7715 | 211.4327 | 211.0944 | 272.1621 | 262.9685 | 255.0527 | 248.2306 | 242.3445 | 237.2595 | 232.8601 | 229.0475 | 225.7372 | 222.8567
[10 empty] | 1991.7897 | 1991.7897 | 1991.7897 | 1991.7897 | 1991.7897 | 1991.7897 | 1991.7897 | 1991.7897 | 1991.7897 | 1991.7897 | 1991.7897 | 1991.7897 | 1991.7897 | 1991.7897 | 1991.7897 | 1991.7897 | 1991.7897 | 1991.7897 | 1991.7897 | 1991.7897 | 1991.7897 | 1991.7897 | 1991.7897 | 1991.7897 | 1991.7897 | 1991.7897 | 1991.7897 | 1991.7897
[10 empty] | 0.4627 | 0.4627 | 0.4627 | 0.4627 | 0.4627 | 0.4627 | 0.4627 | 0.4627 | 0.4627 | 0.4627 | 0.4627 | 0.4627 | 0.4627 | 0.4627 | 0.4627 | 0.4627 | 0.4627 | 0.4627 | 0.4627 | 0.4627 | 0.4627 | 0.4627 | 0.4627 | 0.4627 | 0.4627 | 0.4627 | 0.4627 | 0.4627
[10 empty] | 0.4627 | 0.4627 | 0.4627 | 0.4627 | 0.4627 | 0.4627 | 0.4627 | 0.4627 | 0.4627 | 0.4627 | 0.4627 | 0.4627 | 0.4627 | 0.4627 | 0.4627 | 0.4627 | 0.4627 | 0.4627 | 0.4627 | 0.4627 | 0.4627 | 0.4627 | 0.4627 | 0.4627 | 0.4627 | 0.4627 | 0.4627 | 0.4627
[10 empty] | 7726.5893 | 7714.2268 | 7701.884 | 7689.561 | 7677.2577 | 7664.9741 | 7652.7101 | 7640.4658 | 7628.241 | 7616.0359 | 7603.8502 | 7591.684 | 7579.5373 | 7567.4101 | 7555.3022 | 7543.2137 | 7531.1446 | 7519.0948 | 7507.0642 | 7495.0529 | 7483.0608 | 7471.0879 | 7459.1342 | 7447.1996 | 7435.2841 | 7423.3876 | 7411.5102 | 7399.6518
[10 empty] | 3.3646 | 3.4053 | 3.4475 | 3.4915 | 3.5374 | 3.5853 | 3.6354 | 3.6876 | 3.7314 | 3.7679 | 3.7983 | 3.8233 | 3.8439 | 3.8605 | 3.8738 | 3.8843 | 3.8924 | 3.8984 | 3.9027 | 3.9054 | 3.9068 | 3.9071 | 3.9064 | 3.905 | 3.9029 | 3.9001 | 3.8969 | 3.8932
[10 empty] | 0.42031 | 0.4254 | 0.43068 | 0.43617 | 0.44191 | 0.44789 | 0.45414 | 0.46067 | 0.46614 | 0.4707 | 0.47449 | 0.47762 | 0.48019 | 0.48227 | 0.48393 | 0.48525 | 0.48626 | 0.48701 | 0.48753 | 0.48787 | 0.48805 | 0.48809 | 0.48801 | 0.48783 | 0.48756 | 0.48722 | 0.48682 | 0.48636
[10 empty] | 0.42031 | 0.4254 | 0.43068 | 0.43617 | 0.44191 | 0.44789 | 0.45414 | 0.46067 | 0.46614 | 0.4707 | 0.47449 | 0.47762 | 0.48019 | 0.48227 | 0.48393 | 0.48525 | 0.48626 | 0.48701 | 0.48753 | 0.48787 | 0.48805 | 0.48809 | 0.48801 | 0.48783 | 0.48756 | 0.48722 | 0.48682 | 0.48636
[10 empty] | 0 | 593.4021 | 592.4526 | 591.5047 | 590.5583 | 589.6134 | 588.67 | 587.7281 | 586.7878 | 585.8489 | 584.9116 | 583.9757 | 583.0413 | 582.1085 | 581.1771 | 749.3064 | 723.9948 | 702.2015 | 683.4192 | 667.2138 | 653.214 | 641.1017 | 654.4872 | 662.3664 | 666.0306 | 666.513 | 664.6366 | 661.0532
[10 empty] | 528.228 | 528.228 | 528.228 | 528.228 | 528.228 | 528.228 | 528.228 | 528.228 | 528.228 | 528.228 | 528.228 | 528.228 | 528.228 | 528.228 | 528.228 | 528.228 | 528.228 | 528.228 | 528.228 | 528.228 | 528.228 | 528.228 | 528.228 | 528.228 | 528.228 | 528.228 | 528.228 | 528.228
[10 empty] | 0.065988 | 0.065988 | 0.065988 | 0.065988 | 0.065988 | 0.065988 | 0.065988 | 0.065988 | 0.065988 | 0.065988 | 0.065988 | 0.065988 | 0.065988 | 0.065988 | 0.065988 | 0.065988 | 0.065988 | 0.065988 | 0.065988 | 0.065988 | 0.065988 | 0.065988 | 0.065988 | 0.065988 | 0.065988 | 0.065988 | 0.065988 | 0.065988
[10 empty] | 0.065988 | 0.065988 | 0.065988 | 0.065988 | 0.065988 | 0.065988 | 0.065988 | 0.065988 | 0.065988 | 0.065988 | 0.065988 | 0.065988 | 0.065988 | 0.065988 | 0.065988 | 0.065988 | 0.065988 | 0.065988 | 0.065988 | 0.065988 | 0.065988 | 0.065988 | 0.065988 | 0.065988 | 0.065988 | 0.065988 | 0.065988 | 0.065988
[10 empty] | 74639.519 | 74520.0958 | 74400.8637 | 74281.8223 | 74162.9714 | 74044.3106 | 73925.8397 | 73807.5584 | 73689.4663 | 73571.5631 | 73453.8486 | 73336.3225 | 73218.9844 | 73101.834 | 72984.871 | 72868.0952 | 72751.5063 | 72635.1039 | 72518.8877 | 72402.8575 | 72287.0129 | 72171.3537 | 72055.8795 | 71940.5901 | 71825.4852 | 71710.5644 | 71595.8275 | 71481.2742
[10 empty] | 2.3144 | 2.3164 | 2.3189 | 2.3217 | 2.3251 | 2.327 | 2.3278 | 2.3277 | 2.3269 | 2.3254 | 2.3236 | 2.3213 | 2.3188 | 2.316 | 2.313 | 2.3099 | 2.3067 | 2.3034 | 2.3 | 2.2966 | 2.2931 | 2.2896 | 2.2861 | 2.2825 | 2.2789 | 2.2753 | 2.2718 | 2.2682
[10 empty] | 0.28912 | 0.28937 | 0.28968 | 0.29004 | 0.29046 | 0.2907 | 0.2908 | 0.29079 | 0.29068 | 0.2905 | 0.29027 | 0.28999 | 0.28967 | 0.28932 | 0.28895 | 0.28857 | 0.28816 | 0.28775 | 0.28733 | 0.2869 | 0.28646 | 0.28603 | 0.28558 | 0.28514 | 0.28469 | 0.28424 | 0.2838 | 0.28335
[10 empty] | 0.28912 | 0.28937 | 0.28968 | 0.29004 | 0.29046 | 0.2907 | 0.2908 | 0.29079 | 0.29068 | 0.2905 | 0.29027 | 0.28999 | 0.28967 | 0.28932 | 0.28895 | 0.28857 | 0.28816 | 0.28775 | 0.28733 | 0.2869 | 0.28646 | 0.28603 | 0.28558 | 0.28514 | 0.28469 | 0.28424 | 0.2838 | 0.28335
[10 empty] | 0 | 9315.012 | 9300.108 | 9285.2278 | 9270.3714 | 9255.5388 | 9240.73 | 9225.9448 | 9211.1833 | 9196.4454 | 11588.6668 | 11089.508 | 10687.8864 | 10364.1745 | 10581.0089 | 10655.0045 | 10634.2948 | 10553.4245 | 10531.9218 | 11151.3875 | 10895.9278 | 10700.8128 | 10560.6627 | 10711.3639 | 10744.1472 | 10707.1175 | 10634.1364 | 10621.0994
[10 empty] | 31.7331 | 31.7331 | 31.7331 | 31.7331 | 31.7331 | 31.7331 | 31.7331 | 31.7331 | 31.7331 | 31.7331 | 31.7331 | 31.7331 | 31.7331 | 31.7331 | 31.7331 | 31.7331 | 31.7331 | 31.7331 | 31.7331 | 31.7331 | 31.7331 | 31.7331 | 31.7331 | 31.7331 | 31.7331 | 31.7331 | 31.7331 | 31.7331
[10 empty] | 0.0039642 | 0.0039642 | 0.0039642 | 0.0039642 | 0.0039642 | 0.0039642 | 0.0039642 | 0.0039642 | 0.0039642 | 0.0039642 | 0.0039642 | 0.0039642 | 0.0039642 | 0.0039642 | 0.0039642 | 0.0039642 | 0.0039642 | 0.0039642 | 0.0039642 | 0.0039642 | 0.0039642 | 0.0039642 | 0.0039642 | 0.0039642 | 0.0039642 | 0.0039642 | 0.0039642 | 0.0039642
[10 empty] | 0.0039642 | 0.0039642 | 0.0039642 | 0.0039642 | 0.0039642 | 0.0039642 | 0.0039642 | 0.0039642 | 0.0039642 | 0.0039642 | 0.0039642 | 0.0039642 | 0.0039642 | 0.0039642 | 0.0039642 | 0.0039642 | 0.0039642 | 0.0039642 | 0.0039642 | 0.0039642 | 0.0039642 | 0.0039642 | 0.0039642 | 0.0039642 | 0.0039642 | 0.0039642 | 0.0039642 | 0.0039642
[10 empty] | 6730.7842 | 6921.6154 | 7117.857 | 7319.6625 | 7527.1896 | 7740.6005 | 7960.062 | 8185.7457 | 8417.8279 | 8656.4902 | 8901.919 | 9154.3062 | 9413.8491 | 9680.7505 | 9955.2192 | 10237.4695 | 10527.7223 | 10826.2043 | 11133.1488 | 11448.7958 | 11773.3921 | 12107.1913 | 12450.4544 | 12803.4497 | 13166.4531 | 13539.7484 | 13923.6273 | 14318.39
[10 empty] | 13.0558 | 13.4887 | 13.9389 | 14.4076 | 14.8955 | 15.4035 | 15.9324 | 16.4828 | 17.0554 | 17.6293 | 18.2065 | 18.789 | 19.3785 | 19.9767 | 20.5848 | 21.2042 | 21.8361 | 22.4815 | 23.1414 | 23.8169 | 24.5087 | 25.2178 | 25.9449 | 26.6909 | 27.4566 | 28.2427 | 29.05 | 29.8793
[10 empty] | 1.1914 | 1.2309 | 1.272 | 1.3148 | 1.3593 | 1.4057 | 1.4539 | 1.5042 | 1.5564 | 1.6088 | 1.6614 | 1.7146 | 1.7684 | 1.823 | 1.8785 | 1.935 | 1.9927 | 2.0516 | 2.1118 | 2.1734 | 2.2366 | 2.3013 | 2.3676 | 2.4357 | 2.5056 | 2.5773 | 2.651 | 2.7267
[10 empty] | 1.1914 | 1.2309 | 1.272 | 1.3148 | 1.3593 | 1.4057 | 1.4539 | 1.5042 | 1.5564 | 1.6088 | 1.6614 | 1.7146 | 1.7684 | 1.823 | 1.8785 | 1.935 | 1.9927 | 2.0516 | 2.1118 | 2.1734 | 2.2366 | 2.3013 | 2.3676 | 2.4357 | 2.5056 | 2.5773 | 2.651 | 2.7267
[10 empty] | 0 | 671.6015 | 677.0119 | 682.5758 | 688.2974 | 694.1812 | 700.2318 | 706.454 | 712.8526 | 746.6942 | 777.6007 | 806.0454 | 832.4352 | 857.1208 | 880.404 | 902.5456 | 1119.4463 | 1117.4663 | 1121.638 | 1130.7721 | 1143.9085 | 1160.2755 | 1179.2562 | 1200.3602 | 1259.0971 | 1310.0185 | 1355.3061 | 1396.6423
[10 empty] | 2088.7442 | 2088.7442 | 2088.7442 | 2088.7442 | 2088.7442 | 2088.7442 | 2088.7442 | 2088.7442 | 2088.7442 | 2088.7442 | 2088.7442 | 2088.7442 | 2088.7442 | 2088.7442 | 2088.7442 | 2088.7442 | 2088.7442 | 2088.7442 | 2088.7442 | 2088.7442 | 2088.7442 | 2088.7442 | 2088.7442 | 2088.7442 | 2088.7442 | 2088.7442 | 2088.7442 | 2088.7442
[10 empty] | 0.19061 | 0.19061 | 0.19061 | 0.19061 | 0.19061 | 0.19061 | 0.19061 | 0.19061 | 0.19061 | 0.19061 | 0.19061 | 0.19061 | 0.19061 | 0.19061 | 0.19061 | 0.19061 | 0.19061 | 0.19061 | 0.19061 | 0.19061 | 0.19061 | 0.19061 | 0.19061 | 0.19061 | 0.19061 | 0.19061 | 0.19061 | 0.19061
[10 empty] | 0.19061 | 0.19061 | 0.19061 | 0.19061 | 0.19061 | 0.19061 | 0.19061 | 0.19061 | 0.19061 | 0.19061 | 0.19061 | 0.19061 | 0.19061 | 0.19061 | 0.19061 | 0.19061 | 0.19061 | 0.19061 | 0.19061 | 0.19061 | 0.19061 | 0.19061 | 0.19061 | 0.19061 | 0.19061 | 0.19061 | 0.19061 | 0.19061
[10 empty] | 4004.4639 | 4019.3758 | 4034.3433 | 4049.3665 | 4064.4456 | 4079.5809 | 4094.7726 | 4110.0208 | 4125.3258 | 4140.6878 | 4156.107 | 4171.5836 | 4187.1179 | 4202.71 | 4218.3601 | 4234.0686 | 4249.8355 | 4265.6611 | 4281.5457 | 4297.4895 | 4313.4926 | 4329.5553 | 4345.6778 | 4361.8603 | 4378.1031 | 4394.4064 | 4410.7704 | 4427.1954
[10 empty] | 3.3845 | 3.4198 | 3.4551 | 3.4905 | 3.5259 | 3.5613 | 3.5969 | 3.6324 | 3.6657 | 3.6968 | 3.7262 | 3.7539 | 3.7802 | 3.8052 | 3.8291 | 3.852 | 3.874 | 3.8953 | 3.9159 | 3.9358 | 3.9553 | 3.9743 | 3.9929 | 4.0111 | 4.029 | 4.0467 | 4.0641 | 4.0814
[10 empty] | 0.42281 | 0.42721 | 0.43162 | 0.43604 | 0.44047 | 0.4449 | 0.44933 | 0.45378 | 0.45793 | 0.46182 | 0.46549 | 0.46895 | 0.47223 | 0.47536 | 0.47834 | 0.48121 | 0.48396 | 0.48661 | 0.48918 | 0.49168 | 0.49411 | 0.49648 | 0.4988 | 0.50108 | 0.50332 | 0.50553 | 0.50771 | 0.50986
[10 empty] | 0.42281 | 0.42721 | 0.43162 | 0.43604 | 0.44047 | 0.4449 | 0.44933 | 0.45378 | 0.45793 | 0.46182 | 0.46549 | 0.46895 | 0.47223 | 0.47536 | 0.47834 | 0.48121 | 0.48396 | 0.48661 | 0.48918 | 0.49168 | 0.49411 | 0.49648 | 0.4988 | 0.50108 | 0.50332 | 0.50553 | 0.50771 | 0.50986
[10 empty] | 0 | 281.8762 | 281.9317 | 281.9875 | 282.0434 | 282.0995 | 282.1559 | 282.2125 | 283.9261 | 285.4621 | 286.8401 | 288.0778 | 289.1908 | 290.193 | 291.0968 | 292.0973 | 293.1639 | 381.0745 | 372.576 | 365.1523 | 358.6716 | 353.0183 | 348.1112 | 343.8748 | 350.3941 | 355.197 | 358.5997 | 360.868
[10 empty] | 925.5627 | 925.5627 | 925.5627 | 925.5627 | 925.5627 | 925.5627 | 925.5627 | 925.5627 | 925.5627 | 925.5627 | 925.5627 | 925.5627 | 925.5627 | 925.5627 | 925.5627 | 925.5627 | 925.5627 | 925.5627 | 925.5627 | 925.5627 | 925.5627 | 925.5627 | 925.5627 | 925.5627 | 925.5627 | 925.5627 | 925.5627 | 925.5627
[10 empty] | 0.11562 | 0.11562 | 0.11562 | 0.11562 | 0.11562 | 0.11562 | 0.11562 | 0.11562 | 0.11562 | 0.11562 | 0.11562 | 0.11562 | 0.11562 | 0.11562 | 0.11562 | 0.11562 | 0.11562 | 0.11562 | 0.11562 | 0.11562 | 0.11562 | 0.11562 | 0.11562 | 0.11562 | 0.11562 | 0.11562 | 0.11562 | 0.11562
[10 empty] | 0.11562 | 0.11562 | 0.11562 | 0.11562 | 0.11562 | 0.11562 | 0.11562 | 0.11562 | 0.11562 | 0.11562 | 0.11562 | 0.11562 | 0.11562 | 0.11562 | 0.11562 | 0.11562 | 0.11562 | 0.11562 | 0.11562 | 0.11562 | 0.11562 | 0.11562 | 0.11562 | 0.11562 | 0.11562 | 0.11562 | 0.11562 | 0.11562
[10 empty] | 4667.2166 | 4659.7491 | 4652.2935 | 4644.8498 | 4637.4181 | 4629.9982 | 4622.5902 | 4615.1941 | 4607.8097 | 4600.4372 | 4593.0765 | 4585.7276 | 4578.3905 | 4571.065 | 4563.7513 | 4556.4493 | 4549.159 | 4541.8804 | 4534.6133 | 4527.358 | 4520.1142 | 4512.882 | 4505.6614 | 4498.4523 | 4491.2548 | 4484.0688 | 4476.8943 | 4469.7313
[10 empty] | 2.3565 | 2.3558 | 2.3552 | 2.3545 | 2.3539 | 2.3532 | 2.3525 | 2.3518 | 2.3512 | 2.3505 | 2.3498 | 2.3491 | 2.3484 | 2.3477 | 2.347 | 2.3463 | 2.3456 | 2.3446 | 2.3434 | 2.3419 | 2.3402 | 2.3384 | 2.3363 | 2.3341 | 2.3318 | 2.3293 | 2.3268 | 2.3241
[10 empty] | 0.29438 | 0.2943 | 0.29422 | 0.29413 | 0.29405 | 0.29397 | 0.29388 | 0.2938 | 0.29372 | 0.29363 | 0.29355 | 0.29346 | 0.29337 | 0.29329 | 0.2932 | 0.29311 | 0.29302 | 0.2929 | 0.29274 | 0.29256 | 0.29235 | 0.29212 | 0.29186 | 0.29159 | 0.2913 | 0.29099 | 0.29067 | 0.29033
[10 empty] | 0.29438 | 0.2943 | 0.29422 | 0.29413 | 0.29405 | 0.29397 | 0.29388 | 0.2938 | 0.29372 | 0.29363 | 0.29355 | 0.29346 | 0.29337 | 0.29329 | 0.2932 | 0.29311 | 0.29302 | 0.2929 | 0.29274 | 0.29256 | 0.29235 | 0.29212 | 0.29186 | 0.29159 | 0.2913 | 0.29099 | 0.29067 | 0.29033
[10 empty] | 0 | 179.2211 | 178.9344 | 178.6481 | 178.3622 | 178.0769 | 177.7919 | 177.5075 | 177.2235 | 176.9399 | 176.6568 | 176.3741 | 176.0919 | 175.8102 | 175.5289 | 175.2481 | 174.9677 | 174.6877 | 174.4082 | 174.1292 | 173.8505 | 173.5724 | 173.2947 | 173.0174 | 172.7406 | 172.4642 | 172.1882 | 171.9127
[10 empty] | 522.3103 | 522.3103 | 522.3103 | 522.3103 | 522.3103 | 522.3103 | 522.3103 | 522.3103 | 522.3103 | 522.3103 | 522.3103 | 522.3103 | 522.3103 | 522.3103 | 522.3103 | 522.3103 | 522.3103 | 522.3103 | 522.3103 | 522.3103 | 522.3103 | 522.3103 | 522.3103 | 522.3103 | 522.3103 | 522.3103 | 522.3103 | 522.3103
[10 empty] | 0.065249 | 0.065249 | 0.065249 | 0.065249 | 0.065249 | 0.065249 | 0.065249 | 0.065249 | 0.065249 | 0.065249 | 0.065249 | 0.065249 | 0.065249 | 0.065249 | 0.065249 | 0.065249 | 0.065249 | 0.065249 | 0.065249 | 0.065249 | 0.065249 | 0.065249 | 0.065249 | 0.065249 | 0.065249 | 0.065249 | 0.065249 | 0.065249
[10 empty] | 0.065249 | 0.065249 | 0.065249 | 0.065249 | 0.065249 | 0.065249 | 0.065249 | 0.065249 | 0.065249 | 0.065249 | 0.065249 | 0.065249 | 0.065249 | 0.065249 | 0.065249 | 0.065249 | 0.065249 | 0.065249 | 0.065249 | 0.065249 | 0.065249 | 0.065249 | 0.065249 | 0.065249 | 0.065249 | 0.065249 | 0.065249 | 0.065249
[10 empty] | 77801.7951 | 77677.3122 | 77553.0285 | 77428.9437 | 77305.0574 | 77181.3693 | 77057.8791 | 76934.5865 | 76811.4911 | 76688.5928 | 76565.891 | 76443.3856 | 76321.0762 | 76198.9625 | 76077.0441 | 75955.3208 | 75833.7923 | 75712.4583 | 75591.3183 | 75470.3722 | 75349.6196 | 75229.0602 | 75108.6937 | 74988.5198 | 74868.5382 | 74748.7485 | 74629.1505 | 74509.7439
[10 empty] | 16.4544 | 16.4281 | 16.4018 | 16.3756 | 16.3494 | 16.3232 | 16.2971 | 16.271 | 16.245 | 16.219 | 16.193 | 16.1671 | 16.1413 | 16.1154 | 16.0896 | 16.0639 | 16.0382 | 16.0125 | 15.9869 | 15.9613 | 15.9358 | 15.9103 | 15.8848 | 15.8594 | 15.8341 | 15.8087 | 15.7834 | 15.7582
[10 empty] | 2.0555 | 2.0523 | 2.049 | 2.0457 | 2.0424 | 2.0392 | 2.0359 | 2.0326 | 2.0294 | 2.0261 | 2.0229 | 2.0197 | 2.0164 | 2.0132 | 2.01 | 2.0068 | 2.0035 | 2.0003 | 1.9971 | 1.9939 | 1.9908 | 1.9876 | 1.9844 | 1.9812 | 1.978 | 1.9749 | 1.9717 | 1.9686
[10 empty] | 2.0555 | 2.0523 | 2.049 | 2.0457 | 2.0424 | 2.0392 | 2.0359 | 2.0326 | 2.0294 | 2.0261 | 2.0229 | 2.0197 | 2.0164 | 2.0132 | 2.01 | 2.0068 | 2.0035 | 2.0003 | 1.9971 | 1.9939 | 1.9908 | 1.9876 | 1.9844 | 1.9812 | 1.978 | 1.9749 | 1.9717 | 1.9686
[10 empty] | 0 | 8630.8125 | 8617.0032 | 8603.216 | 8589.4508 | 8575.7077 | 8561.9866 | 8548.2874 | 8534.6101 | 8520.9548 | 8507.3212 | 10968.4125 | 10597.8997 | 10278.8871 | 10355.7848 | 10368.9149 | 10334.7965 | 10316.5316 | 10302.7678 | 10286.1384 | 10269.3107 | 10962.522 | 10742.6146 | 10566.6283 | 10627.9525 | 10630.9184 | 10594.8946 | 10577.3151
[10 empty] | 211.4914 | 211.4914 | 211.4914 | 211.4914 | 211.4914 | 211.4914 | 211.4914 | 211.4914 | 211.4914 | 211.4914 | 211.4914 | 211.4914 | 211.4914 | 211.4914 | 211.4914 | 211.4914 | 211.4914 | 211.4914 | 211.4914 | 211.4914 | 211.4914 | 211.4914 | 211.4914 | 211.4914 | 211.4914 | 211.4914 | 211.4914 | 211.4914
[10 empty] | 0.02642 | 0.02642 | 0.02642 | 0.02642 | 0.02642 | 0.02642 | 0.02642 | 0.02642 | 0.02642 | 0.02642 | 0.02642 | 0.02642 | 0.02642 | 0.02642 | 0.02642 | 0.02642 | 0.02642 | 0.02642 | 0.02642 | 0.02642 | 0.02642 | 0.02642 | 0.02642 | 0.02642 | 0.02642 | 0.02642 | 0.02642 | 0.02642
[10 empty] | 0.02642 | 0.02642 | 0.02642 | 0.02642 | 0.02642 | 0.02642 | 0.02642 | 0.02642 | 0.02642 | 0.02642 | 0.02642 | 0.02642 | 0.02642 | 0.02642 | 0.02642 | 0.02642 | 0.02642 | 0.02642 | 0.02642 | 0.02642 | 0.02642 | 0.02642 | 0.02642 | 0.02642 | 0.02642 | 0.02642 | 0.02642 | 0.02642
[10 empty] | 3543.64 | 5597.2213 | 7270.6433 | 8551.0346 | 9418.7205 | 9972.1295 | 10630.4981 | 11429.7932 | 12368.8728 | 13445.8069 | 14622.9572 | 15896.9098 | 17266.5313 | 18700.7427 | 20183.7493 | 21699.4169 | 23252.8063 | 24816.766 | 26373.3064 | 27933.0479 | 29488.852 | 31032.9866 | 32565.03 | 34088.4905 | 35619.163 | 37154.1247 | 38690.5209 | 40224.2217
[10 empty] | 0 | 0 | 0 | 0 | 0 | 0 | 0 | 0 | 0 | 0 | 0 | 0 | 0 | 0 | 0 | 0 | 0 | 0 | 0 | 0 | 0 | 0 | 0 | 0 | 0 | 0 | 0 | 0
[10 empty] | 0 | 0 | 0 | 0 | 0 | 0 | 0 | 0 | 0 | 0 | 0 | 0 | 0 | 0 | 0 | 0 | 0 | 0 | 0 | 0 | 0 | 0 | 0 | 0 | 0 | 0 | 0 | 0
[10 empty] | 0 | 0 | 0 | 0 | 0 | 0 | 0 | 0 | 0 | 0 | 0 | 0 | 0 | 0 | 0 | 0 | 0 | 0 | 0 | 0 | 0 | 0 | 0 | 0 | 0 | 0 | 0 | 0
[10 empty] | 0 | 2074.5968 | 1694.4375 | 1301.4068 | 888.7013 | 574.4245 | 679.384 | 821.4886 | 962.2547 | 1100.9273 | 1201.8253 | 1299.1956 | 1412.3244 | 1491.4644 | 1552.3845 | 1595.1496 | 1641.2916 | 1691.4102 | 1716.948 | 1747.6132 | 1766.5626 | 1773.9654 | 1753.4383 | 1737.8254 | 1739.1792 | 1738.5864 | 1735.9528 | 2045.764
[10 empty] | 0 | 0 | 0 | 0 | 0 | 0 | 0 | 0 | 0 | 0 | 0 | 0 | 0 | 0 | 0 | 0 | 0 | 0 | 0 | 0 | 0 | 0 | 0 | 0 | 0 | 0 | 0 | 0
[10 empty] | 0 | 0 | 0 | 0 | 0 | 0 | 0 | 0 | 0 | 0 | 0 | 0 | 0 | 0 | 0 | 0 | 0 | 0 | 0 | 0 | 0 | 0 | 0 | 0 | 0 | 0 | 0 | 0
[10 empty] | 0 | 0 | 0 | 0 | 0 | 0 | 0 | 0 | 0 | 0 | 0 | 0 | 0 | 0 | 0 | 0 | 0 | 0 | 0 | 0 | 0 | 0 | 0 | 0 | 0 | 0 | 0 | 0
[10 empty] | 3543.64 | 5597.2213 | 7270.6433 | 8551.0346 | 9418.7205 | 9972.1295 | 10630.4981 | 11429.7932 | 12368.8728 | 13445.8069 | 14622.9572 | 15896.9098 | 17266.5313 | 18700.7427 | 20183.7493 | 21699.4169 | 23252.8063 | 24816.766 | 26373.3064 | 27933.0479 | 29488.852 | 31032.9866 | 32565.03 | 34088.4905 | 35619.163 | 37154.1247 | 38690.5209 | 40224.2217
[10 empty] | 0 | 0 | 0 | 0 | 0 | 0 | 0 | 0 | 0 | 0 | 0 | 0 | 0 | 0 | 0 | 0 | 0 | 0 | 0 | 0 | 0 | 0 | 0 | 0 | 0 | 0 | 0 | 0
[10 empty] | 0 | 0 | 0 | 0 | 0 | 0 | 0 | 0 | 0 | 0 | 0 | 0 | 0 | 0 | 0 | 0 | 0 | 0 | 0 | 0 | 0 | 0 | 0 | 0 | 0 | 0 | 0 | 0
[10 empty] | 0 | 0 | 0 | 0 | 0 | 0 | 0 | 0 | 0 | 0 | 0 | 0 | 0 | 0 | 0 | 0 | 0 | 0 | 0 | 0 | 0 | 0 | 0 | 0 | 0 | 0 | 0 | 0
[10 empty] | 0 | 2074.5968 | 1694.4375 | 1301.4068 | 888.7013 | 574.4245 | 679.384 | 821.4886 | 962.2547 | 1100.9273 | 1201.8253 | 1299.1956 | 1412.3244 | 1491.4644 | 1552.3845 | 1595.1496 | 1641.2916 | 1691.4102 | 1716.948 | 1747.6132 | 1766.5626 | 1773.9654 | 1753.4383 | 1737.8254 | 1739.1792 | 1738.5864 | 1735.9528 | 2045.764
[10 empty] | 0 | 0 | 0 | 0 | 0 | 0 | 0 | 0 | 0 | 0 | 0 | 0 | 0 | 0 | 0 | 0 | 0 | 0 | 0 | 0 | 0 | 0 | 0 | 0 | 0 | 0 | 0 | 0
[10 empty] | 0 | 0 | 0 | 0 | 0 | 0 | 0 | 0 | 0 | 0 | 0 | 0 | 0 | 0 | 0 | 0 | 0 | 0 | 0 | 0 | 0 | 0 | 0 | 0 | 0 | 0 | 0 | 0
[10 empty] | 0 | 0 | 0 | 0 | 0 | 0 | 0 | 0 | 0 | 0 | 0 | 0 | 0 | 0 | 0 | 0 | 0 | 0 | 0 | 0 | 0 | 0 | 0 | 0 | 0 | 0 | 0 | 0
[10 empty] | 3543.64 | 5597.2213 | 7270.6433 | 8551.0346 | 9418.7205 | 9972.1295 | 10630.4981 | 11429.7932 | 12368.8728 | 13445.8069 | 14622.9572 | 15896.9098 | 17266.5313 | 18700.7427 | 20183.7493 | 21699.4169 | 23252.8063 | 24816.766 | 26373.3064 | 27933.0479 | 29488.852 | 31032.9866 | 32565.03 | 34088.4905 | 35619.163 | 37154.1247 | 38690.5209 | 40224.2217
[10 empty] | 0 | 0 | 0 | 0 | 0 | 0 | 0 | 0 | 0 | 0 | 0 | 0 | 0 | 0 | 0 | 0 | 0 | 0 | 0 | 0 | 0 | 0 | 0 | 0 | 0 | 0 | 0 | 0
[10 empty] | 0 | 0 | 0 | 0 | 0 | 0 | 0 | 0 | 0 | 0 | 0 | 0 | 0 | 0 | 0 | 0 | 0 | 0 | 0 | 0 | 0 | 0 | 0 | 0 | 0 | 0 | 0 | 0
[10 empty] | 0 | 0 | 0 | 0 | 0 | 0 | 0 | 0 | 0 | 0 | 0 | 0 | 0 | 0 | 0 | 0 | 0 | 0 | 0 | 0 | 0 | 0 | 0 | 0 | 0 | 0 | 0 | 0
[10 empty] | 0 | 2074.5968 | 1694.4375 | 1301.4068 | 888.7013 | 574.4245 | 679.384 | 821.4886 | 962.2547 | 1100.9273 | 1201.8253 | 1299.1956 | 1412.3244 | 1491.4644 | 1552.3845 | 1595.1496 | 1641.2916 | 1691.4102 | 1716.948 | 1747.6132 | 1766.5626 | 1773.9654 | 1753.4383 | 1737.8254 | 1739.1792 | 1738.5864 | 1735.9528 | 2045.764
[10 empty] | 0 | 0 | 0 | 0 | 0 | 0 | 0 | 0 | 0 | 0 | 0 | 0 | 0 | 0 | 0 | 0 | 0 | 0 | 0 | 0 | 0 | 0 | 0 | 0 | 0 | 0 | 0 | 0
[10 empty] | 0 | 0 | 0 | 0 | 0 | 0 | 0 | 0 | 0 | 0 | 0 | 0 | 0 | 0 | 0 | 0 | 0 | 0 | 0 | 0 | 0 | 0 | 0 | 0 | 0 | 0 | 0 | 0
[10 empty] | 0 | 0 | 0 | 0 | 0 | 0 | 0 | 0 | 0 | 0 | 0 | 0 | 0 | 0 | 0 | 0 | 0 | 0 | 0 | 0 | 0 | 0 | 0 | 0 | 0 | 0 | 0 | 0
[10 empty] | 3543.64 | 5597.2213 | 7270.6433 | 8551.0346 | 9418.7205 | 9972.1295 | 10630.4981 | 11429.7932 | 12368.8728 | 13445.8069 | 14622.9572 | 15896.9098 | 17266.5313 | 18700.7427 | 20183.7493 | 21699.4169 | 23252.8063 | 24816.766 | 26373.3064 | 27933.0479 | 29488.852 | 31032.9866 | 32565.03 | 34088.4905 | 35619.163 | 37154.1247 | 38690.5209 | 40224.2217
[10 empty] | 0 | 0 | 0 | 0 | 0 | 0 | 0 | 0 | 0 | 0 | 0 | 0 | 0 | 0 | 0 | 0 | 0 | 0 | 0 | 0 | 0 | 0 | 0 | 0 | 0 | 0 | 0 | 0
[10 empty] | 0 | 0 | 0 | 0 | 0 | 0 | 0 | 0 | 0 | 0 | 0 | 0 | 0 | 0 | 0 | 0 | 0 | 0 | 0 | 0 | 0 | 0 | 0 | 0 | 0 | 0 | 0 | 0
[10 empty] | 0 | 0 | 0 | 0 | 0 | 0 | 0 | 0 | 0 | 0 | 0 | 0 | 0 | 0 | 0 | 0 | 0 | 0 | 0 | 0 | 0 | 0 | 0 | 0 | 0 | 0 | 0 | 0
[10 empty] | 0 | 2074.5968 | 1694.4375 | 1301.4068 | 888.7013 | 574.4245 | 679.384 | 821.4886 | 962.2547 | 1100.9273 | 1201.8253 | 1299.1956 | 1412.3244 | 1491.4644 | 1552.3845 | 1595.1496 | 1641.2916 | 1691.4102 | 1716.948 | 1747.6132 | 1766.5626 | 1773.9654 | 1753.4383 | 1737.8254 | 1739.1792 | 1738.5864 | 1735.9528 | 2045.764
[10 empty] | 0 | 0 | 0 | 0 | 0 | 0 | 0 | 0 | 0 | 0 | 0 | 0 | 0 | 0 | 0 | 0 | 0 | 0 | 0 | 0 | 0 | 0 | 0 | 0 | 0 | 0 | 0 | 0
[10 empty] | 0 | 0 | 0 | 0 | 0 | 0 | 0 | 0 | 0 | 0 | 0 | 0 | 0 | 0 | 0 | 0 | 0 | 0 | 0 | 0 | 0 | 0 | 0 | 0 | 0 | 0 | 0 | 0
[10 empty] | 0 | 0 | 0 | 0 | 0 | 0 | 0 | 0 | 0 | 0 | 0 | 0 | 0 | 0 | 0 | 0 | 0 | 0 | 0 | 0 | 0 | 0 | 0 | 0 | 0 | 0 | 0 | 0
[10 empty] | 3543.64 | 5597.2213 | 7270.6433 | 8551.0346 | 9418.7205 | 9972.1295 | 10630.4981 | 11429.7932 | 12368.8728 | 13445.8069 | 14622.9572 | 15896.9098 | 17266.5313 | 18700.7427 | 20183.7493 | 21699.4169 | 23252.8063 | 24816.766 | 26373.3064 | 27933.0479 | 29488.852 | 31032.9866 | 32565.03 | 34088.4905 | 35619.163 | 37154.1247 | 38690.5209 | 40224.2217
[10 empty] | 0 | 0 | 0 | 0 | 0 | 0 | 0 | 0 | 0 | 0 | 0 | 0 | 0 | 0 | 0 | 0 | 0 | 0 | 0 | 0 | 0 | 0 | 0 | 0 | 0 | 0 | 0 | 0
[10 empty] | 0 | 0 | 0 | 0 | 0 | 0 | 0 | 0 | 0 | 0 | 0 | 0 | 0 | 0 | 0 | 0 | 0 | 0 | 0 | 0 | 0 | 0 | 0 | 0 | 0 | 0 | 0 | 0
[10 empty] | 0 | 0 | 0 | 0 | 0 | 0 | 0 | 0 | 0 | 0 | 0 | 0 | 0 | 0 | 0 | 0 | 0 | 0 | 0 | 0 | 0 | 0 | 0 | 0 | 0 | 0 | 0 | 0
[10 empty] | 0 | 2074.5968 | 1694.4375 | 1301.4068 | 888.7013 | 574.4245 | 679.384 | 821.4886 | 962.2547 | 1100.9273 | 1201.8253 | 1299.1956 | 1412.3244 | 1491.4644 | 1552.3845 | 1595.1496 | 1641.2916 | 1691.4102 | 1716.948 | 1747.6132 | 1766.5626 | 1773.9654 | 1753.4383 | 1737.8254 | 1739.1792 | 1738.5864 | 1735.9528 | 2045.764
[10 empty] | 0 | 0 | 0 | 0 | 0 | 0 | 0 | 0 | 0 | 0 | 0 | 0 | 0 | 0 | 0 | 0 | 0 | 0 | 0 | 0 | 0 | 0 | 0 | 0 | 0 | 0 | 0 | 0
[10 empty] | 0 | 0 | 0 | 0 | 0 | 0 | 0 | 0 | 0 | 0 | 0 | 0 | 0 | 0 | 0 | 0 | 0 | 0 | 0 | 0 | 0 | 0 | 0 | 0 | 0 | 0 | 0 | 0
[10 empty] | 0 | 0 | 0 | 0 | 0 | 0 | 0 | 0 | 0 | 0 | 0 | 0 | 0 | 0 | 0 | 0 | 0 | 0 | 0 | 0 | 0 | 0 | 0 | 0 | 0 | 0 | 0 | 0
[10 empty] | 3543.64 | 5597.2213 | 7270.6433 | 8551.0346 | 9418.7205 | 9972.1295 | 10630.4981 | 11429.7932 | 12368.8728 | 13445.8069 | 14622.9572 | 15896.9098 | 17266.5313 | 18700.7427 | 20183.7493 | 21699.4169 | 23252.8063 | 24816.766 | 26373.3064 | 27933.0479 | 29488.852 | 31032.9866 | 32565.03 | 34088.4905 | 35619.163 | 37154.1247 | 38690.5209 | 40224.2217
[10 empty] | 0 | 0 | 0 | 0 | 0 | 0 | 0 | 0 | 0 | 0 | 0 | 0 | 0 | 0 | 0 | 0 | 0 | 0 | 0 | 0 | 0 | 0 | 0 | 0 | 0 | 0 | 0 | 0
[10 empty] | 0 | 0 | 0 | 0 | 0 | 0 | 0 | 0 | 0 | 0 | 0 | 0 | 0 | 0 | 0 | 0 | 0 | 0 | 0 | 0 | 0 | 0 | 0 | 0 | 0 | 0 | 0 | 0
[10 empty] | 0 | 0 | 0 | 0 | 0 | 0 | 0 | 0 | 0 | 0 | 0 | 0 | 0 | 0 | 0 | 0 | 0 | 0 | 0 | 0 | 0 | 0 | 0 | 0 | 0 | 0 | 0 | 0
[10 empty] | 0 | 2074.5968 | 1694.4375 | 1301.4068 | 888.7013 | 574.4245 | 679.384 | 821.4886 | 962.2547 | 1100.9273 | 1201.8253 | 1299.1956 | 1412.3244 | 1491.4644 | 1552.3845 | 1595.1496 | 1641.2916 | 1691.4102 | 1716.948 | 1747.6132 | 1766.5626 | 1773.9654 | 1753.4383 | 1737.8254 | 1739.1792 | 1738.5864 | 1735.9528 | 2045.764
[10 empty] | 0 | 0 | 0 | 0 | 0 | 0 | 0 | 0 | 0 | 0 | 0 | 0 | 0 | 0 | 0 | 0 | 0 | 0 | 0 | 0 | 0 | 0 | 0 | 0 | 0 | 0 | 0 | 0
[10 empty] | 0 | 0 | 0 | 0 | 0 | 0 | 0 | 0 | 0 | 0 | 0 | 0 | 0 | 0 | 0 | 0 | 0 | 0 | 0 | 0 | 0 | 0 | 0 | 0 | 0 | 0 | 0 | 0
[10 empty] | 0 | 0 | 0 | 0 | 0 | 0 | 0 | 0 | 0 | 0 | 0 | 0 | 0 | 0 | 0 | 0 | 0 | 0 | 0 | 0 | 0 | 0 | 0 | 0 | 0 | 0 | 0 | 0
[10 empty] | 3543.64 | 5597.2213 | 7270.6433 | 8551.0346 | 9418.7205 | 9972.1295 | 10630.4981 | 11429.7932 | 12368.8728 | 13445.8069 | 14622.9572 | 15896.9098 | 17266.5313 | 18700.7427 | 20183.7493 | 21699.4169 | 23252.8063 | 24816.766 | 26373.3064 | 27933.0479 | 29488.852 | 31032.9866 | 32565.03 | 34088.4905 | 35619.163 | 37154.1247 | 38690.5209 | 40224.2217
[10 empty] | 0 | 0 | 0 | 0 | 0 | 0 | 0 | 0 | 0 | 0 | 0 | 0 | 0 | 0 | 0 | 0 | 0 | 0 | 0 | 0 | 0 | 0 | 0 | 0 | 0 | 0 | 0 | 0
[10 empty] | 0 | 0 | 0 | 0 | 0 | 0 | 0 | 0 | 0 | 0 | 0 | 0 | 0 | 0 | 0 | 0 | 0 | 0 | 0 | 0 | 0 | 0 | 0 | 0 | 0 | 0 | 0 | 0
[10 empty] | 0 | 0 | 0 | 0 | 0 | 0 | 0 | 0 | 0 | 0 | 0 | 0 | 0 | 0 | 0 | 0 | 0 | 0 | 0 | 0 | 0 | 0 | 0 | 0 | 0 | 0 | 0 | 0
[10 empty] | 0 | 2074.5968 | 1694.4375 | 1301.4068 | 888.7013 | 574.4245 | 679.384 | 821.4886 | 962.2547 | 1100.9273 | 1201.8253 | 1299.1956 | 1412.3244 | 1491.4644 | 1552.3845 | 1595.1496 | 1641.2916 | 1691.4102 | 1716.948 | 1747.6132 | 1766.5626 | 1773.9654 | 1753.4383 | 1737.8254 | 1739.1792 | 1738.5864 | 1735.9528 | 2045.764
[10 empty] | 0 | 0 | 0 | 0 | 0 | 0 | 0 | 0 | 0 | 0 | 0 | 0 | 0 | 0 | 0 | 0 | 0 | 0 | 0 | 0 | 0 | 0 | 0 | 0 | 0 | 0 | 0 | 0
[10 empty] | 0 | 0 | 0 | 0 | 0 | 0 | 0 | 0 | 0 | 0 | 0 | 0 | 0 | 0 | 0 | 0 | 0 | 0 | 0 | 0 | 0 | 0 | 0 | 0 | 0 | 0 | 0 | 0
[10 empty] | 0 | 0 | 0 | 0 | 0 | 0 | 0 | 0 | 0 | 0 | 0 | 0 | 0 | 0 | 0 | 0 | 0 | 0 | 0 | 0 | 0 | 0 | 0 | 0 | 0 | 0 | 0 | 0
[10 empty] | 3543.64 | 5597.2213 | 7270.6433 | 8551.0346 | 9418.7205 | 9972.1295 | 10630.4981 | 11429.7932 | 12368.8728 | 13445.8069 | 14622.9572 | 15896.9098 | 17266.5313 | 18700.7427 | 20183.7493 | 21699.4169 | 23252.8063 | 24816.766 | 26373.3064 | 27933.0479 | 29488.852 | 31032.9866 | 32565.03 | 34088.4905 | 35619.163 | 37154.1247 | 38690.5209 | 40224.2217
[10 empty] | 0 | 0 | 0 | 0 | 0 | 0 | 0 | 0 | 0 | 0 | 0 | 0 | 0 | 0 | 0 | 0 | 0 | 0 | 0 | 0 | 0 | 0 | 0 | 0 | 0 | 0 | 0 | 0
[10 empty] | 0 | 0 | 0 | 0 | 0 | 0 | 0 | 0 | 0 | 0 | 0 | 0 | 0 | 0 | 0 | 0 | 0 | 0 | 0 | 0 | 0 | 0 | 0 | 0 | 0 | 0 | 0 | 0
[10 empty] | 0 | 0 | 0 | 0 | 0 | 0 | 0 | 0 | 0 | 0 | 0 | 0 | 0 | 0 | 0 | 0 | 0 | 0 | 0 | 0 | 0 | 0 | 0 | 0 | 0 | 0 | 0 | 0
[10 empty] | 0 | 2074.5968 | 1694.4375 | 1301.4068 | 888.7013 | 574.4245 | 679.384 | 821.4886 | 962.2547 | 1100.9273 | 1201.8253 | 1299.1956 | 1412.3244 | 1491.4644 | 1552.3845 | 1595.1496 | 1641.2916 | 1691.4102 | 1716.948 | 1747.6132 | 1766.5626 | 1773.9654 | 1753.4383 | 1737.8254 | 1739.1792 | 1738.5864 | 1735.9528 | 2045.764
[10 empty] | 0 | 0 | 0 | 0 | 0 | 0 | 0 | 0 | 0 | 0 | 0 | 0 | 0 | 0 | 0 | 0 | 0 | 0 | 0 | 0 | 0 | 0 | 0 | 0 | 0 | 0 | 0 | 0
[10 empty] | 0 | 0 | 0 | 0 | 0 | 0 | 0 | 0 | 0 | 0 | 0 | 0 | 0 | 0 | 0 | 0 | 0 | 0 | 0 | 0 | 0 | 0 | 0 | 0 | 0 | 0 | 0 | 0
[10 empty] | 0 | 0 | 0 | 0 | 0 | 0 | 0 | 0 | 0 | 0 | 0 | 0 | 0 | 0 | 0 | 0 | 0 | 0 | 0 | 0 | 0 | 0 | 0 | 0 | 0 | 0 | 0 | 0
[10 empty] | 3543.64 | 5597.2213 | 7270.6433 | 8551.0346 | 9418.7205 | 9972.1295 | 10630.4981 | 11429.7932 | 12368.8728 | 13445.8069 | 14622.9572 | 15896.9098 | 17266.5313 | 18700.7427 | 20183.7493 | 20183.7493 | 21699.4169 | 23263.3766 | 24819.917 | 26379.6585 | 27935.4626 | 29479.5972 | 31011.6406 | 32535.1011 | 34065.7736 | 34065.7736 | 35600.7352 | 37134.4361
[10 empty] | -30.7677 | -30.7677 | -30.7677 | -30.7677 | -30.7677 | -30.7677 | -30.7677 | -30.7677 | -30.7677 | -30.7677 | -30.7677 | -30.7677 | -30.7677 | -30.7677 | -30.7677 | -30.7677 | -30.7677 | -30.7677 | -30.7677 | -30.7677 | -30.2132 | -29.019 | -26.381 | -23.9827 | -21.8024 | -21.8024 | -19.8204 | -18.0185
[10 empty] | 0 | 0 | 0 | 0 | 0 | 0 | 0 | 0 | 0 | 0 | 0 | 0 | 0 | 0 | 0 | 0 | 0 | 0 | 0 | 0 | 0 | 0 | 0 | 0 | 0 | 0 | 0 | 0
[10 empty] | 0 | 0 | 0 | 0 | 0 | 0 | 0 | 0 | 0 | 0 | 0 | 0 | 0 | 0 | 0 | 0 | 0 | 0 | 0 | 0 | 0 | 0 | 0 | 0 | 0 | 0 | 0 | 0
[10 empty] | 0 | 2053.5813 | 1673.422 | 1280.3913 | 867.6858 | 553.4091 | 658.3686 | 799.2951 | 939.0796 | 1076.9341 | 1177.1503 | 1273.9526 | 1369.6214 | 1434.2114 | 1483.0066 | 1483.0066 | 1515.6676 | 1563.9597 | 1556.5404 | 1559.7415 | 1620.7651 | 1683.0095 | 1835.662 | 1986.1666 | 2103.4437 | 2103.4437 | 2172.0619 | 2191.7634
[10 empty] | 0 | 0 | 0 | 0 | 0 | 0 | 0 | 0 | 0 | 0 | 0 | 0 | 0 | 0 | 0 | 0 | 0 | 0 | 0 | 0 | 0 | 0 | 0 | 0 | 0 | 0 | 0 | 0
[10 empty] | 0 | 0 | 0 | 0 | 0 | 0 | 0 | 0 | 0 | 0 | 0 | 0 | 0 | 0 | 0 | 0 | 0 | 0 | 0 | 0 | 0 | 0 | 0 | 0 | 0 | 0 | 0 | 0
[10 empty] | 0 | 0 | 0 | 0 | 0 | 0 | 0 | 0 | 0 | 0 | 0 | 0 | 0 | 0 | 0 | 0 | 0 | 0 | 0 | 0 | 0 | 0 | 0 | 0 | 0 | 0 | 0 | 0
[10 empty] | 0 | 36.0003 | 82.6804 | 131.5023 | 181.5882 | 232.9997 | 285.8014 | 345.4514 | 406.6594 | 469.4565 | 533.8747 | 599.9461 | 667.7038 | 737.1812 | 808.4125 | 881.4323 | 956.2761 | 1032.9798 | 1111.5799 | 1192.1138 | 1274.6194 | 1359.1352 | 1445.7005 | 1534.3553 | 1625.1403 | 1718.0968 | 1813.267 | 1910.6938
[10 empty] | 0 | 0 | 0 | 0 | 0 | 0 | 0 | 0 | 0 | 0 | 0 | 0 | 0 | 0 | 0 | 0 | 0 | 0 | 0 | 0 | 0 | 0 | 0 | 0 | 0 | 0 | 0 | 0
[10 empty] | 0 | 0 | 0 | 0 | 0 | 0 | 0 | 0 | 0 | 0 | 0 | 0 | 0 | 0 | 0 | 0 | 0 | 0 | 0 | 0 | 0 | 0 | 0 | 0 | 0 | 0 | 0 | 0
[10 empty] | 0 | 0 | 0 | 0 | 0 | 0 | 0 | 0 | 0 | 0 | 0 | 0 | 0 | 0 | 0 | 0 | 0 | 0 | 0 | 0 | 0 | 0 | 0 | 0 | 0 | 0 | 0 | 0
[10 empty] | 0 | 36.0003 | 46.68 | 48.8219 | 50.0858 | 51.4116 | 52.8016 | 59.65 | 61.208 | 62.7972 | 64.4181 | 66.0714 | 67.7577 | 69.4774 | 76.3742 | 84.0966 | 91.3127 | 97.975 | 104.1773 | 110.0002 | 116.2838 | 132.7016 | 139.95 | 144.2398 | 148.2363 | 152.2664 | 156.3376 | 162.7619
[10 empty] | 0 | 0 | 0 | 0 | 0 | 0 | 0 | 0 | 0 | 0 | 0 | 0 | 0 | 0 | 0 | 0 | 0 | 0 | 0 | 0 | 0 | 0 | 0 | 0 | 0 | 0 | 0 | 0
[10 empty] | 0 | 0 | 0 | 0 | 0 | 0 | 0 | 0 | 0 | 0 | 0 | 0 | 0 | 0 | 0 | 0 | 0 | 0 | 0 | 0 | 0 | 0 | 0 | 0 | 0 | 0 | 0 | 0
[10 empty] | 0 | 0 | 0 | 0 | 0 | 0 | 0 | 0 | 0 | 0 | 0 | 0 | 0 | 0 | 0 | 0 | 0 | 0 | 0 | 0 | 0 | 0 | 0 | 0 | 0 | 0 | 0 | 0
[10 empty] | 110360.6814 | 110184.1043 | 110007.8097 | 109831.7972 | 109656.0663 | 109480.6166 | 109305.4476 | 109130.5589 | 108955.95 | 108781.6205 | 108607.5699 | 108433.7978 | 108260.3037 | 108087.0872 | 107914.1479 | 107741.4853 | 107569.0989 | 107396.9883 | 107225.1531 | 107053.5929 | 106882.3071 | 106711.2955 | 106540.5574
[10 empty] | 89.7294 | 87.1253 | 86.8852 | 80.728 | 72.0759 | 62.8872 | 53.4971 | 42.8051 | 35.6082 | 31.953 | 29.1132 | 27.1745 | 25.8307 | 24.5868 | 23.5063 | 22.5829 | 21.9111 | 21.2015 | 20.5647 | 20.0313 | 19.7441 | 19.4363 | 19.151
[10 empty] | 5.9784 | 5.8049 | 5.7889 | 5.3787 | 4.8022 | 4.19 | 3.5644 | 2.852 | 2.3725 | 2.1289 | 1.9397 | 1.8106 | 1.721 | 1.6382 | 1.5662 | 1.5046 | 1.4599 | 1.4126 | 1.3702 | 1.3346 | 1.3155 | 1.295 | 1.276
[10 empty] | 32.547 | 31.6024 | 31.5153 | 29.282 | 26.1436 | 22.8107 | 19.4047 | 15.5264 | 12.916 | 11.5901 | 10.5601 | 9.8568 | 9.3694 | 8.9182 | 8.5263 | 8.1914 | 7.9477 | 7.6903 | 7.4593 | 7.2658 | 7.1616 | 7.05 | 6.9465
[10 empty] | 0 | 31830.9635 | 23631.3073 | 18169.7047 | 16564.996 | 14288.2559 | 14975.7078 | 16836.7985 | 12148.6126 | 10932.8055 | 8909.1568 | 6446.1087 | 8096.7757 | 8971.6234 | 9227.8646 | 10893.8339 | 10837.8953 | 12953.4448 | 12101.4552 | 10981.1316 | 10426.8739 | 10404.53 | 9251.2434
[10 empty] | 793.5276 | 777.0043 | 774.1577 | 449.1475 | 446.6489 | 439.9062 | 249.7973 | 247.8371 | 245.7796 | 243.7849 | 220.6542 | 218.408 | 216.0334 | 213.7829 | 211.6938 | 209.6794 | 207.896 | 206.1641 | 204.5367 | 202.92 | 201.2748 | 199.5677 | 200.1477
[10 empty] | 0.052871 | 0.05177 | 0.05158 | 0.029926 | 0.029759 | 0.02931 | 0.016643 | 0.016513 | 0.016376 | 0.016243 | 0.014702 | 0.014552 | 0.014394 | 0.014244 | 0.014105 | 0.01397 | 0.013852 | 0.013736 | 0.013628 | 0.01352 | 0.01341 | 0.013297 | 0.013335
[10 empty] | 0.28783 | 0.28184 | 0.28081 | 0.16292 | 0.16201 | 0.15956 | 0.090607 | 0.089896 | 0.08915 | 0.088427 | 0.080037 | 0.079222 | 0.07836 | 0.077544 | 0.076786 | 0.076056 | 0.075409 | 0.074781 | 0.07419 | 0.073604 | 0.073007 | 0.072388 | 0.072598
[10 empty] | 110360.6814 | 110184.1043 | 110007.8097 | 109831.7972 | 109656.0663 | 109480.6166 | 109305.4476 | 109130.5589 | 108955.95 | 108781.6205 | 108607.5699 | 108433.7978 | 108260.3037 | 108087.0872 | 107914.1479 | 107741.4853 | 107569.0989 | 107396.9883 | 107225.1531 | 107053.5929 | 106882.3071 | 106711.2955 | 106540.5574
[10 empty] | 89.7294 | 87.1253 | 86.8852 | 77.3364 | 65.6424 | 53.9361 | 44.5762 | 34.4614 | 28.6173 | 26.7741 | 25.4288 | 24.8094 | 23.9366 | 22.8992 | 21.7752 | 20.6819 | 19.7891 | 18.5811 | 17.6385 | 16.9608 | 16.7629 | 16.5935 | 16.5048
[10 empty] | 5.9784 | 5.8049 | 5.7889 | 5.1527 | 4.3736 | 3.5936 | 2.97 | 2.2961 | 1.9067 | 1.7839 | 1.6943 | 1.653 | 1.5948 | 1.5257 | 1.4508 | 1.378 | 1.3185 | 1.238 | 1.1752 | 1.1301 | 1.1169 | 1.1056 | 1.0997
[10 empty] | 32.547 | 31.6024 | 31.5153 | 28.0517 | 23.8101 | 19.5639 | 16.1688 | 12.5 | 10.3802 | 9.7116 | 9.2236 | 8.999 | 8.6824 | 8.3061 | 7.8984 | 7.5018 | 7.178 | 6.7398 | 6.3979 | 6.1521 | 6.0803 | 6.0189 | 5.9867
[10 empty] | 0 | 31830.9635 | 23631.3073 | 18169.7047 | 16564.996 | 14288.2559 | 14069.2558 | 15424.8654 | 9558.2073 | 7129.5757 | 4980.1339 | 2097.6887 | 5164.2371 | 7328.3586 | 8628.7915 | 10808.4487 | 11369.6796 | 14729.5259 | 12758.2908 | 10589.876 | 8818.0146 | 8412.0621 | 6664.503
[10 empty] | 793.5276 | 777.0043 | 774.1577 | 262.4799 | 263.4537 | 264.1199 | 175.0723 | 175.5175 | 175.9255 | 176.3178 | 148.8588 | 149.1958 | 149.4272 | 149.7089 | 150.0804 | 150.4749 | 151.0117 | 151.5602 | 152.162 | 152.7467 | 153.2842 | 153.7461 | 154.193
[10 empty] | 0.052871 | 0.05177 | 0.05158 | 0.017488 | 0.017553 | 0.017598 | 0.011665 | 0.011694 | 0.011721 | 0.011748 | 0.0099181 | 0.0099405 | 0.009956 | 0.0099747 | 0.0099995 | 0.010026 | 0.010062 | 0.010098 | 0.010138 | 0.010177 | 0.010213 | 0.010244 | 0.010273
[10 empty] | 0.28783 | 0.28184 | 0.28081 | 0.095208 | 0.095561 | 0.095803 | 0.063503 | 0.063664 | 0.063812 | 0.063955 | 0.053995 | 0.054117 | 0.054201 | 0.054303 | 0.054438 | 0.054581 | 0.054776 | 0.054974 | 0.055193 | 0.055405 | 0.0556 | 0.055767 | 0.055929
[10 empty] | 110360.6814 | 110184.1043 | 110007.8097 | 109831.7972 | 109656.0663 | 109480.6166 | 109305.4476 | 109130.5589 | 108955.95 | 108781.6205 | 108607.5699 | 108433.7978 | 108260.3037 | 108087.0872 | 107914.1479 | 107741.4853 | 107569.0989 | 107396.9883 | 107225.1531 | 107053.5929 | 106882.3071 | 106711.2955 | 106540.5574
[10 empty] | 89.7294 | 87.1253 | 86.8852 | 77.3364 | 65.6424 | 53.9361 | 44.5762 | 34.4614 | 28.6173 | 26.7741 | 25.4288 | 24.8094 | 23.9366 | 22.8992 | 21.7752 | 20.6819 | 19.7891 | 18.5811 | 17.6385 | 16.9608 | 16.7629 | 16.5935 | 16.5048
[10 empty] | 5.9784 | 5.8049 | 5.7889 | 5.1527 | 4.3736 | 3.5936 | 2.97 | 2.2961 | 1.9067 | 1.7839 | 1.6943 | 1.653 | 1.5948 | 1.5257 | 1.4508 | 1.378 | 1.3185 | 1.238 | 1.1752 | 1.1301 | 1.1169 | 1.1056 | 1.0997
[10 empty] | 32.547 | 31.6024 | 31.5153 | 28.0517 | 23.8101 | 19.5639 | 16.1688 | 12.5 | 10.3802 | 9.7116 | 9.2236 | 8.999 | 8.6824 | 8.3061 | 7.8984 | 7.5018 | 7.178 | 6.7398 | 6.3979 | 6.1521 | 6.0803 | 6.0189 | 5.9867
[10 empty] | 0 | 31830.9635 | 23631.3073 | 18169.7047 | 16564.996 | 14288.2559 | 14069.2558 | 15424.8654 | 9558.2073 | 7129.5757 | 4980.1339 | 2097.6887 | 5164.2371 | 7328.3586 | 8628.7915 | 10808.4487 | 11369.6796 | 14729.5259 | 12758.2908 | 10589.876 | 8818.0146 | 8412.0621 | 6664.503
[10 empty] | 793.5276 | 777.0043 | 774.1577 | 262.4799 | 263.4537 | 264.1199 | 175.0723 | 175.5175 | 175.9255 | 176.3178 | 148.8588 | 149.1958 | 149.4272 | 149.7089 | 150.0804 | 150.4749 | 151.0117 | 151.5602 | 152.162 | 152.7467 | 153.2842 | 153.7461 | 154.193
[10 empty] | 0.052871 | 0.05177 | 0.05158 | 0.017488 | 0.017553 | 0.017598 | 0.011665 | 0.011694 | 0.011721 | 0.011748 | 0.0099181 | 0.0099405 | 0.009956 | 0.0099747 | 0.0099995 | 0.010026 | 0.010062 | 0.010098 | 0.010138 | 0.010177 | 0.010213 | 0.010244 | 0.010273
[10 empty] | 0.28783 | 0.28184 | 0.28081 | 0.095208 | 0.095561 | 0.095803 | 0.063503 | 0.063664 | 0.063812 | 0.063955 | 0.053995 | 0.054117 | 0.054201 | 0.054303 | 0.054438 | 0.054581 | 0.054776 | 0.054974 | 0.055193 | 0.055405 | 0.0556 | 0.055767 | 0.055929

## Raw Equipment Purchases (hidden)
Key | Sector | Segment | Vintage | End Use | Fuel | Technology | Equipment | Label | Potential | 2013 | 2014 | 2015 | 2016 | 2017 | 2018 | 2019 | 2020 | 2021 | 2022 | 2023 | 2024 | 2025 | 2026 | 2027 | 2028 | 2029 | 2030 | 2031 | 2032 | 2033 | 2034 | 2035 | 2036 | 2037 | 2038 | 2039 | 2040
[10 empty] | 0 | 222.7935 | 354.686 | 363.329 | 371.7453 | 0 | 0 | 0 | 0 | 0 | 0 | 0 | 0 | 0 | 0 | 0 | 0 | 0 | 0 | 0 | 0 | 0 | 0 | 0 | 0 | 0 | 0 | 0
[10 empty] | 0 | 68.5172 | 0 | 0 | 0 | 379.5877 | 386.9544 | 393.9299 | 400.5873 | 421.274 | 439.7191 | 474.3741 | 504.8293 | 531.7039 | 536.5507 | 542.8564 | 550.3272 | 558.7856 | 568.0307 | 577.9044 | 588.2844 | 699.6818 | 701.2181 | 705.9464 | 715.9026 | 729.6648 | 746.2334 | 762.1129
[10 empty] | 0 | 0 | 0 | 0 | 0 | 0 | 0 | 0 | 0 | 0 | 0 | 0 | 0 | 0 | 0 | 0 | 0 | 0 | 0 | 0 | 0 | 0 | 0 | 0 | 0 | 0 | 0 | 0
[10 empty] | 0 | 53.9887 | 0 | 0 | 0 | 0 | 0 | 0 | 0 | 0 | 0 | 0 | 0 | 0 | 0 | 0 | 0 | 0 | 0 | 0 | 0 | 0 | 0 | 0 | 0 | 0 | 0 | 0
[10 empty] | 0 | 0 | 0 | 0 | 0 | 0 | 0 | 0 | 0 | 0 | 0 | 0 | 0 | 0 | 0 | 0 | 0 | 0 | 0 | 0 | 0 | 0 | 0 | 0 | 0 | 0 | 0 | 0
[10 empty] | 0 | 0 | 0 | 0 | 0 | 0 | 0 | 0 | 0 | 0 | 0 | 0 | 0 | 0 | 0 | 0 | 0 | 0 | 0 | 0 | 0 | 0 | 0 | 0 | 0 | 0 | 0 | 0
[10 empty] | 0 | 0 | 0 | 0 | 0 | 0 | 0 | 0 | 0 | 0 | 0 | 0 | 0 | 0 | 0 | 0 | 0 | 0 | 0 | 0 | 0 | 0 | 0 | 0 | 0 | 0 | 0 | 0
[10 empty] | 0 | 0 | 0 | 0 | 0 | 0 | 0 | 0 | 0 | 0 | 0 | 0 | 0 | 0 | 0 | 0 | 0 | 0 | 0 | 0 | 0 | 0 | 0 | 0 | 0 | 0 | 0 | 0
[10 empty] | 0 | 0 | 0 | 0 | 0 | 0 | 0 | 0 | 0 | 0 | 0 | 0 | 0 | 0 | 0 | 0 | 0 | 0 | 0 | 0 | 0 | 0 | 0 | 0 | 0 | 0 | 0 | 0
[10 empty] | 0 | 0 | 0 | 0 | 0 | 0 | 0 | 0 | 0 | 0 | 0 | 0 | 0 | 0 | 0 | 0 | 0 | 0 | 0 | 0 | 0 | 0 | 0 | 0 | 0 | 0 | 0 | 0
[10 empty] | 0 | 719.1259 | 1925.5408 | 1504.7743 | 1224.3551 | 1224.7048 | 1224.2819 | 1462.5393 | 1620.0872 | 1723.9164 | 1987.6309 | 1955.6304 | 1796.0822 | 2093.2568 | 1674.0677 | 1435.5788 | 1382.1882 | 1452.734 | 1533.6543 | 1720.4112 | 1818.637 | 1821.2341 | 1951.6169 | 1843.4499 | 1668.3701 | 1622.7452 | 1476.8373 | 1441.1931
[10 empty] | 0 | 0 | 0 | 0 | 0 | 0 | 0 | 0 | 0 | 0 | 0 | 0 | 0 | 0 | 0 | 0 | 0 | 0 | 0 | 0 | 0 | 0 | 0 | 0 | 0 | 0 | 0 | 0
[10 empty] | 0 | 0 | 0 | 0 | 0 | 0 | 0 | 0 | 0 | 0 | 0 | 0 | 0 | 0 | 0 | 0 | 0 | 0 | 0 | 0 | 0 | 0 | 0 | 0 | 0 | 0 | 0 | 0
[10 empty] | 0 | 1838.0388 | 0 | 0 | 0 | 0 | 0 | 0 | 0 | 0 | 0 | 0 | 0 | 0 | 0 | 0 | 0 | 0 | 0 | 0 | 0 | 0 | 0 | 0 | 0 | 0 | 0 | 0
[10 empty] | 0 | 0 | 0 | 0 | 0 | 0 | 0 | 0 | 0 | 0 | 0 | 0 | 0 | 0 | 0 | 0 | 0 | 0 | 0 | 0 | 0 | 0 | 0 | 0 | 0 | 0 | 0 | 0
[10 empty] | 0 | 0 | 0 | 0 | 0 | 0 | 0 | 0 | 0 | 0 | 0 | 0 | 0 | 0 | 0 | 0 | 0 | 0 | 0 | 0 | 0 | 0 | 0 | 0 | 0 | 0 | 0 | 0
[10 empty] | 0 | 0 | 0 | 0 | 0 | 0 | 0 | 0 | 0 | 0 | 0 | 0 | 0 | 0 | 0 | 0 | 0 | 0 | 0 | 0 | 0 | 0 | 0 | 0 | 0 | 0 | 0 | 0
[10 empty] | 0 | 0 | 0 | 0 | 0 | 0 | 0 | 0 | 0 | 0 | 0 | 0 | 0 | 0 | 0 | 0 | 0 | 0 | 0 | 0 | 0 | 0 | 0 | 0 | 0 | 0 | 0 | 0
[10 empty] | 0 | 0 | 0 | 0 | 0 | 0 | 0 | 0 | 0 | 0 | 0 | 0 | 0 | 0 | 0 | 0 | 0 | 0 | 0 | 0 | 0 | 0 | 0 | 0 | 0 | 0 | 0 | 0
[10 empty] | 0 | 0 | 0 | 0 | 0 | 0 | 0 | 0 | 0 | 0 | 0 | 0 | 0 | 0 | 0 | 0 | 0 | 0 | 0 | 0 | 0 | 0 | 0 | 0 | 0 | 0 | 0 | 0
[10 empty] | 0 | 845.7116 | 2012.5554 | 2020.3402 | 2028.2511 | 2036.2904 | 2044.4601 | 2052.7623 | 2061.1992 | 2069.7729 | 2078.4856 | 2087.3397 | 2096.3374 | 2105.481 | 2182.2444 | 2250.614 | 2311.8308 | 2366.9589 | 2416.9113 | 2462.4711 | 2504.3103 | 3127.1462 | 3081.9761 | 3046.221 | 3018.5838 | 2997.9537 | 2983.3793 | 2983.6847
[10 empty] | 0 | 845.7116 | 0 | 0 | 0 | 0 | 0 | 0 | 0 | 0 | 0 | 0 | 0 | 0 | 0 | 0 | 0 | 0 | 0 | 0 | 0 | 0 | 0 | 0 | 0 | 0 | 0 | 0
[10 empty] | 0 | 313.4718 | 0 | 0 | 0 | 0 | 0 | 0 | 0 | 0 | 0 | 0 | 0 | 0 | 0 | 0 | 0 | 0 | 0 | 0 | 0 | 0 | 0 | 0 | 0 | 0 | 0 | 0
[10 empty] | 0 | 0 | 0 | 0 | 0 | 0 | 0 | 0 | 0 | 0 | 0 | 0 | 0 | 0 | 0 | 0 | 0 | 0 | 0 | 0 | 0 | 0 | 0 | 0 | 0 | 0 | 0 | 0
[10 empty] | 0 | 0 | 0 | 0 | 0 | 0 | 0 | 0 | 0 | 0 | 0 | 0 | 0 | 0 | 0 | 0 | 0 | 0 | 0 | 0 | 0 | 0 | 0 | 0 | 0 | 0 | 0 | 0
[10 empty] | 0 | 0 | 0 | 0 | 0 | 0 | 0 | 0 | 0 | 0 | 0 | 0 | 0 | 0 | 0 | 0 | 0 | 0 | 0 | 0 | 0 | 0 | 0 | 0 | 0 | 0 | 0 | 0
[10 empty] | 0 | 0 | 0 | 0 | 0 | 0 | 0 | 0 | 0 | 0 | 0 | 0 | 0 | 0 | 0 | 0 | 0 | 0 | 0 | 0 | 0 | 0 | 0 | 0 | 0 | 0 | 0 | 0
[10 empty] | 0 | 0 | 0 | 0 | 0 | 0 | 0 | 0 | 0 | 0 | 0 | 0 | 0 | 0 | 0 | 0 | 0 | 0 | 0 | 0 | 0 | 0 | 0 | 0 | 0 | 0 | 0 | 0
[10 empty] | 0 | 0 | 0 | 0 | 0 | 0 | 0 | 0 | 0 | 0 | 0 | 0 | 0 | 0 | 0 | 0 | 0 | 0 | 0 | 0 | 0 | 0 | 0 | 0 | 0 | 0 | 0 | 0
[10 empty] | 0 | 0 | 0 | 0 | 0 | 0 | 0 | 0 | 0 | 0 | 0 | 0 | 0 | 0 | 0 | 0 | 0 | 0 | 0 | 0 | 0 | 0 | 0 | 0 | 0 | 0 | 0 | 0
[10 empty] | 0 | 110.9146 | 110.7371 | 110.56 | 110.3831 | 110.2065 | 110.0301 | 109.8541 | 109.6783 | 109.5028 | 109.3276 | 109.1527 | 108.978 | 108.8037 | 108.6296 | 108.4558 | 108.2823 | 108.109 | 107.936 | 107.7633 | 107.5909 | 107.4188 | 107.2469 | 107.0753 | 106.904 | 106.7329 | 106.5622 | 141.0844
[10 empty] | 0 | 0 | 0 | 0 | 0 | 0 | 0 | 0 | 0 | 0 | 0 | 0 | 0 | 0 | 0 | 0 | 0 | 0 | 0 | 0 | 0 | 0 | 0 | 0 | 0 | 0 | 0 | 0
[10 empty] | 0 | 0 | 0 | 0 | 0 | 0 | 0 | 0 | 0 | 0 | 0 | 0 | 0 | 0 | 0 | 0 | 0 | 0 | 0 | 0 | 0 | 0 | 0 | 0 | 0 | 0 | 0 | 0
[10 empty] | 0 | 0 | 0 | 0 | 0 | 0 | 0 | 0 | 0 | 0 | 0 | 0 | 0 | 0 | 0 | 0 | 0 | 0 | 0 | 0 | 0 | 0 | 0 | 0 | 0 | 0 | 0 | 0
[10 empty] | 0 | 0 | 0 | 0 | 0 | 0 | 0 | 0 | 0 | 0 | 0 | 0 | 0 | 0 | 0 | 0 | 0 | 0 | 0 | 0 | 0 | 0 | 0 | 0 | 0 | 0 | 0 | 0
[10 empty] | 0 | 0 | 0 | 0 | 0 | 0 | 0 | 0 | 0 | 0 | 0 | 0 | 0 | 0 | 0 | 0 | 0 | 0 | 0 | 0 | 0 | 0 | 0 | 0 | 0 | 0 | 0 | 0
[10 empty] | 0 | 0 | 0 | 0 | 0 | 0 | 0 | 0 | 0 | 0 | 0 | 0 | 0 | 0 | 0 | 0 | 0 | 0 | 0 | 0 | 0 | 0 | 0 | 0 | 0 | 0 | 0 | 0
[10 empty] | 0 | 0 | 0 | 0 | 0 | 0 | 0 | 0 | 0 | 0 | 0 | 0 | 0 | 0 | 0 | 0 | 0 | 0 | 0 | 0 | 0 | 0 | 0 | 0 | 0 | 0 | 0 | 0
[10 empty] | 0 | 0 | 0 | 0 | 0 | 0 | 0 | 0 | 0 | 0 | 0 | 0 | 0 | 0 | 0 | 0 | 0 | 0 | 0 | 0 | 0 | 0 | 0 | 0 | 0 | 0 | 0 | 0
[10 empty] | 0 | 0 | 0 | 0 | 0 | 0 | 0 | 0 | 0 | 0 | 0 | 0 | 0 | 0 | 0 | 0 | 0 | 0 | 0 | 0 | 0 | 0 | 0 | 0 | 0 | 0 | 0 | 0
[10 empty] | 0 | 1434.2455 | 1806.8039 | 1855.9083 | 1896.5828 | 1932.2808 | 1963.563 | 1990.9269 | 2014.8141 | 2007.5586 | 2000.7684 | 2082.7426 | 2155.0006 | 2218.6365 | 2101.1335 | 2031.1851 | 2031.8284 | 2007.9771 | 1990.9153 | 1979.3323 | 1972.1675 | 1968.5301 | 1965.0881 | 2322.8677 | 2381.1228 | 2517.0713 | 2407.1605 | 2377.8186
[10 empty] | 0 | 0 | 0 | 0 | 0 | 0 | 0 | 0 | 0 | 0 | 0 | 0 | 0 | 0 | 0 | 0 | 0 | 0 | 0 | 0 | 0 | 0 | 0 | 0 | 0 | 0 | 0 | 0
[10 empty] | 0 | 0 | 0 | 0 | 0 | 0 | 0 | 0 | 0 | 0 | 0 | 0 | 0 | 0 | 0 | 0 | 0 | 0 | 0 | 0 | 0 | 0 | 0 | 0 | 0 | 0 | 0 | 0
[10 empty] | 0 | 0 | 0 | 0 | 0 | 0 | 0 | 0 | 0 | 0 | 0 | 0 | 0 | 0 | 0 | 0 | 0 | 0 | 0 | 0 | 0 | 0 | 0 | 0 | 0 | 0 | 0 | 0
[10 empty] | 0 | 633.5433 | 0 | 0 | 0 | 0 | 0 | 0 | 0 | 0 | 0 | 0 | 0 | 0 | 0 | 0 | 0 | 0 | 0 | 0 | 0 | 0 | 0 | 0 | 0 | 0 | 0 | 0
[10 empty] | 0 | 0 | 326.8639 | 0 | 0 | 0 | 0 | 0 | 0 | 0 | 0 | 0 | 0 | 0 | 0 | 0 | 0 | 0 | 0 | 0 | 0 | 0 | 0 | 0 | 0 | 0 | 0 | 0
[10 empty] | 0 | 0 | 0 | 335.7472 | 0 | 0 | 0 | 0 | 0 | 0 | 0 | 0 | 0 | 0 | 0 | 0 | 0 | 0 | 0 | 0 | 0 | 0 | 0 | 0 | 0 | 0 | 0 | 0
[10 empty] | 0 | 0 | 0 | 0 | 343.1055 | 349.5636 | 355.2227 | 360.1731 | 364.4945 | 363.1819 | 361.9535 | 376.7832 | 389.8552 | 401.3674 | 380.1102 | 367.4561 | 367.5725 | 363.2576 | 360.171 | 358.0755 | 356.7794 | 356.1213 | 355.4987 | 420.2236 | 430.7623 | 455.3564 | 435.4728 | 430.1646
[10 empty] | 0 | 0 | 0 | 0 | 0 | 0 | 0 | 0 | 0 | 0 | 0 | 0 | 0 | 0 | 0 | 0 | 0 | 0 | 0 | 0 | 0 | 0 | 0 | 0 | 0 | 0 | 0 | 0
[10 empty] | 0 | 0 | 0 | 0 | 0 | 0 | 0 | 0 | 0 | 0 | 0 | 0 | 0 | 0 | 0 | 0 | 0 | 0 | 0 | 0 | 0 | 0 | 0 | 0 | 0 | 0 | 0 | 0
[10 empty] | 0 | 465.0343 | 569.7407 | 569.6893 | 568.7005 | 567.7244 | 566.7595 | 565.8042 | 564.8575 | 554.7903 | 546.0609 | 567.2191 | 585.1658 | 600.3644 | 568.7446 | 554.0623 | 560.6657 | 557.222 | 554.3943 | 552.0527 | 550.1045 | 659.3342 | 666.0257 | 645.8985 | 630.8953 | 672.5096 | 633.5326 | 621.9534
[10 empty] | 0 | 0 | 0 | 0 | 0 | 0 | 0 | 0 | 0 | 0 | 0 | 0 | 0 | 0 | 0 | 0 | 0 | 0 | 0 | 0 | 0 | 0 | 0 | 0 | 0 | 0 | 0 | 0
[10 empty] | 0 | 0 | 0 | 0 | 0 | 0 | 0 | 0 | 0 | 0 | 0 | 0 | 0 | 0 | 0 | 0 | 0 | 0 | 0 | 0 | 0 | 0 | 0 | 0 | 0 | 0 | 0 | 0
[10 empty] | 0 | 0 | 0 | 0 | 0 | 0 | 0 | 0 | 0 | 0 | 0 | 0 | 0 | 0 | 0 | 0 | 0 | 0 | 0 | 0 | 0 | 0 | 0 | 0 | 0 | 0 | 0 | 0
[10 empty] | 0 | 209.2255 | 0 | 0 | 0 | 0 | 0 | 0 | 0 | 0 | 0 | 0 | 0 | 0 | 0 | 0 | 0 | 0 | 0 | 0 | 0 | 0 | 0 | 0 | 0 | 0 | 0 | 0
[10 empty] | 0 | 0 | 104.6299 | 0 | 0 | 0 | 0 | 0 | 0 | 0 | 0 | 0 | 0 | 0 | 0 | 0 | 0 | 0 | 0 | 0 | 0 | 0 | 0 | 0 | 0 | 0 | 0 | 0
[10 empty] | 0 | 0 | 0 | 104.6205 | 0 | 0 | 0 | 0 | 0 | 0 | 0 | 0 | 0 | 0 | 0 | 0 | 0 | 0 | 0 | 0 | 0 | 0 | 0 | 0 | 0 | 0 | 0 | 0
[10 empty] | 0 | 0 | 0 | 0 | 104.4389 | 104.2597 | 104.0825 | 103.907 | 103.7332 | 101.8844 | 100.2813 | 104.1669 | 107.4627 | 110.2538 | 104.447 | 101.7507 | 102.9634 | 102.3309 | 101.8117 | 101.3816 | 101.0238 | 121.0833 | 122.3122 | 118.6159 | 115.8607 | 123.5029 | 116.345 | 114.2185
[10 empty] | 0 | 0 | 0 | 0 | 0 | 0 | 0 | 0 | 0 | 0 | 0 | 0 | 0 | 0 | 0 | 0 | 0 | 0 | 0 | 0 | 0 | 0 | 0 | 0 | 0 | 0 | 0 | 0
[10 empty] | 0 | 0 | 0 | 0 | 0 | 0 | 0 | 0 | 0 | 0 | 0 | 0 | 0 | 0 | 0 | 0 | 0 | 0 | 0 | 0 | 0 | 0 | 0 | 0 | 0 | 0 | 0 | 0
[10 empty] | 0 | 1340.4442 | 0 | 0 | 0 | 0 | 0 | 0 | 0 | 0 | 0 | 0 | 0 | 0 | 0 | 0 | 0 | 0 | 0 | 0 | 0 | 0 | 0 | 0 | 0 | 0 | 0 | 0
[10 empty] | 0 | 0 | 3651.9585 | 3646.1154 | 3912.4963 | 4557.2757 | 4983.3159 | 5479.5885 | 5538.7537 | 5288.1886 | 5169.7604 | 5075.5486 | 4873.6073 | 4670.3444 | 4418.0575 | 4133.0124 | 4063.9084 | 3874.9665 | 4034.175 | 3979.9457 | 3917.3815 | 4164.4442 | 4074.4987 | 4599.7887 | 4413.8191 | 4464.786 | 4605.0983 | 4717.0186
[10 empty] | 0 | 1501.9355 | 749.7662 | 748.5666 | 803.256 | 935.6326 | 1023.1008 | 1124.9882 | 1137.1351 | 1085.6928 | 1061.3789 | 1042.0367 | 1000.5771 | 958.8461 | 907.0503 | 848.5291 | 834.3417 | 795.5509 | 828.2372 | 817.1037 | 804.2589 | 854.9822 | 836.5159 | 944.3607 | 906.1801 | 916.6439 | 945.4508 | 968.4286
[10 empty] | 0 | 3132.7982 | 1563.8929 | 1561.3906 | 1675.464 | 1951.5805 | 2134.0254 | 0 | 0 | 0 | 0 | 0 | 0 | 0 | 0 | 0 | 0 | 0 | 0 | 0 | 0 | 0 | 0 | 0 | 0 | 0 | 0 | 0
[10 empty] | 0 | 0 | 0 | 0 | 0 | 0 | 0 | 2346.5462 | 2371.8827 | 2264.5822 | 2213.8672 | 2173.5225 | 0 | 0 | 0 | 0 | 0 | 0 | 0 | 0 | 0 | 0 | 0 | 0 | 0 | 0 | 0 | 0
[10 empty] | 0 | 0 | 0 | 0 | 0 | 0 | 0 | 0 | 0 | 0 | 0 | 0 | 2087.0444 | 2000.0003 | 1891.9625 | 1769.8965 | 1740.3038 | 1659.3924 | 1727.571 | 1704.3481 | 1677.556 | 1783.3567 | 1744.8389 | 1969.786 | 1890.1474 | 1911.9732 | 1972.0597 | 2019.9878
[10 empty] | 0 | 0 | 0 | 0 | 0 | 0 | 0 | 0 | 0 | 0 | 0 | 0 | 0 | 0 | 0 | 0 | 0 | 0 | 0 | 0 | 0 | 0 | 0 | 0 | 0 | 0 | 0 | 0
[10 empty] | 0 | 0 | 0 | 0 | 0 | 0 | 0 | 0 | 0 | 0 | 0 | 0 | 0 | 0 | 0 | 0 | 0 | 0 | 0 | 0 | 0 | 0 | 0 | 0 | 0 | 0 | 0 | 0
[10 empty] | 0 | 0 | 0 | 0 | 0 | 0 | 0 | 0 | 0 | 0 | 0 | 0 | 0 | 0 | 0 | 0 | 0 | 0 | 0 | 0 | 0 | 0 | 0 | 0 | 0 | 0 | 0 | 0
[10 empty] | 0 | 0 | 0 | 0 | 0 | 0 | 0 | 0 | 0 | 0 | 0 | 0 | 0 | 0 | 0 | 0 | 0 | 0 | 0 | 0 | 0 | 0 | 0 | 0 | 0 | 0 | 0 | 0
[10 empty] | 0 | 2543.3307 | 0 | 0 | 0 | 0 | 0 | 0 | 0 | 0 | 0 | 0 | 0 | 0 | 0 | 0 | 0 | 0 | 0 | 0 | 0 | 0 | 0 | 0 | 0 | 0 | 0 | 0
[10 empty] | 0 | 0 | 2539.2614 | 2535.1986 | 2531.1423 | 2527.0924 | 2523.0491 | 2519.0122 | 2514.9818 | 2510.9578 | 2506.9403 | 2502.9292 | 2498.9245 | 2494.9262 | 2490.9343 | 2486.9488 | 2482.9697 | 2478.997 | 2475.0306 | 2471.0705 | 2467.1168 | 2341.5243 | 2240.6175 | 2159.4286 | 2093.9896 | 2682.714 | 2352.5965 | 2246.5073
[10 empty] | 0 | 833.9437 | 0 | 0 | 0 | 0 | 0 | 0 | 0 | 0 | 0 | 0 | 0 | 0 | 0 | 0 | 0 | 0 | 0 | 0 | 0 | 0 | 0 | 0 | 0 | 0 | 0 | 0
[10 empty] | 0 | 0 | 0 | 0 | 0 | 0 | 0 | 0 | 0 | 0 | 0 | 0 | 0 | 0 | 0 | 0 | 0 | 0 | 0 | 0 | 0 | 0 | 0 | 0 | 0 | 0 | 0 | 0
[10 empty] | 0 | 0 | 0 | 0 | 0 | 0 | 0 | 0 | 0 | 0 | 0 | 0 | 0 | 0 | 0 | 0 | 0 | 0 | 0 | 0 | 0 | 0 | 0 | 0 | 0 | 0 | 0 | 0
[10 empty] | 0 | 0 | 0 | 0 | 0 | 0 | 0 | 0 | 0 | 0 | 0 | 0 | 0 | 0 | 0 | 0 | 0 | 0 | 0 | 0 | 0 | 0 | 0 | 0 | 0 | 0 | 0 | 0
[10 empty] | 0 | 0 | 0 | 0 | 0 | 0 | 0 | 0 | 0 | 0 | 0 | 0 | 0 | 0 | 0 | 0 | 0 | 0 | 0 | 0 | 0 | 0 | 0 | 0 | 0 | 0 | 0 | 0
[10 empty] | 0 | 0 | 0 | 0 | 0 | 0 | 0 | 0 | 0 | 0 | 0 | 0 | 0 | 0 | 0 | 0 | 0 | 0 | 0 | 0 | 0 | 0 | 0 | 0 | 0 | 0 | 0 | 0
[10 empty] | 0 | 0 | 0 | 0 | 0 | 0 | 0 | 0 | 0 | 0 | 0 | 0 | 0 | 0 | 0 | 0 | 0 | 0 | 0 | 0 | 0 | 0 | 0 | 0 | 0 | 0 | 0 | 0
[10 empty] | 0 | 0 | 0 | 0 | 0 | 0 | 0 | 0 | 0 | 0 | 0 | 0 | 0 | 0 | 0 | 0 | 0 | 0 | 0 | 0 | 0 | 0 | 0 | 0 | 0 | 0 | 0 | 0
[10 empty] | 0 | 5329.6155 | 8200.0461 | 9497.6141 | 11301.2301 | 12697.0672 | 12521.6529 | 12369.0146 | 11836.3417 | 11862.9222 | 11862.0489 | 11581.1505 | 11443.7187 | 11282.2215 | 11256.8246 | 11832.9185 | 11328.79 | 11454.7001 | 11446.955 | 11476.5135 | 11539.8605 | 11419.2852 | 11419.8224 | 11400.6835 | 11390.7881 | 11370.811 | 11330.2872 | 11312.8018
[10 empty] | 0 | 970.9906 | 484.7185 | 561.4199 | 668.0347 | 750.545 | 740.1759 | 731.1532 | 699.666 | 701.2372 | 701.1856 | 684.5812 | 676.4574 | 666.9111 | 665.4098 | 699.4637 | 669.6638 | 677.1065 | 676.6487 | 678.396 | 682.1405 | 675.0131 | 675.0449 | 673.9135 | 673.3286 | 672.1477 | 669.7523 | 668.7187
[10 empty] | 0 | 1554.2451 | 775.8792 | 898.6536 | 1069.3097 | 1201.3822 | 1184.7847 | 1170.3423 | 1119.9414 | 1122.4564 | 1122.3738 | 1095.7955 | 1082.7918 | 1067.5111 | 1065.1081 | 1119.6175 | 1071.9174 | 1083.8309 | 1083.098 | 1085.8948 | 1091.8887 | 1080.48 | 1080.5308 | 1078.7199 | 1077.7836 | 1075.8934 | 1072.0591 | 1070.4046
[10 empty] | 0 | 3241.9077 | 1618.3603 | 1874.4482 | 2230.4097 | 2505.892 | 2471.2723 | 0 | 0 | 0 | 0 | 0 | 0 | 0 | 0 | 0 | 0 | 0 | 0 | 0 | 0 | 0 | 0 | 0 | 0 | 0 | 0 | 0
[10 empty] | 0 | 0 | 0 | 0 | 0 | 0 | 0 | 2441.1476 | 2336.0193 | 2341.2652 | 2341.0929 | 2285.6548 | 0 | 0 | 0 | 0 | 0 | 0 | 0 | 0 | 0 | 0 | 0 | 0 | 0 | 0 | 0 | 0
[10 empty] | 0 | 0 | 0 | 0 | 0 | 0 | 0 | 0 | 0 | 0 | 0 | 0 | 2258.5313 | 2226.6582 | 2221.6459 | 2335.3437 | 2235.849 | 2260.6985 | 2259.17 | 2265.0036 | 2277.5058 | 2253.7091 | 2253.8151 | 2250.0378 | 2248.0849 | 2244.1422 | 2236.1444 | 2232.6935
[10 empty] | 0 | 0 | 0 | 0 | 0 | 0 | 0 | 0 | 0 | 0 | 0 | 0 | 0 | 0 | 0 | 0 | 0 | 0 | 0 | 0 | 0 | 0 | 0 | 0 | 0 | 0 | 0 | 0
[10 empty] | 0 | 0 | 0 | 0 | 0 | 0 | 0 | 0 | 0 | 0 | 0 | 0 | 0 | 0 | 0 | 0 | 0 | 0 | 0 | 0 | 0 | 0 | 0 | 0 | 0 | 0 | 0 | 0
[10 empty] | 0 | 0 | 0 | 0 | 0 | 0 | 0 | 0 | 0 | 0 | 0 | 0 | 0 | 0 | 0 | 0 | 0 | 0 | 0 | 0 | 0 | 0 | 0 | 0 | 0 | 0 | 0 | 0
[10 empty] | 0 | 0 | 0 | 0 | 0 | 0 | 0 | 0 | 0 | 0 | 0 | 0 | 0 | 0 | 0 | 0 | 0 | 0 | 0 | 0 | 0 | 0 | 0 | 0 | 0 | 0 | 0 | 0
[10 empty] | 0 | 2328.6637 | 0 | 0 | 0 | 0 | 0 | 0 | 0 | 0 | 0 | 0 | 0 | 0 | 0 | 0 | 0 | 0 | 0 | 0 | 0 | 0 | 0 | 0 | 0 | 0 | 0 | 0
[10 empty] | 0 | 0 | 4687.6066 | 5194.5524 | 6207.3212 | 6933.3041 | 7955.8408 | 8046.7248 | 7981.3378 | 8143.6906 | 8099.702 | 8097.4665 | 7957.5559 | 7841.2499 | 7775.9363 | 7681.3123 | 7607.6467 | 7524.3335 | 7457.848 | 8110.9237 | 7625.7771 | 7745.2618 | 7768.8645 | 7796.1513 | 7942.8461 | 7838.2605 | 7861.2616 | 7866.9411
[10 empty] | 0 | 1184.1273 | 591.1164 | 655.0432 | 782.7553 | 874.3032 | 1003.2471 | 1014.7077 | 1006.4623 | 1026.9353 | 1021.3883 | 1021.1064 | 1003.4634 | 988.7969 | 980.5608 | 968.6285 | 959.3391 | 948.8332 | 940.4492 | 1022.8033 | 961.6254 | 976.6927 | 979.669 | 983.1099 | 1001.6084 | 988.42 | 991.3205 | 992.0366
[10 empty] | 0 | 3548.7828 | 1771.5524 | 1963.1386 | 2345.8868 | 2620.2521 | 3006.6919 | 0 | 0 | 0 | 0 | 0 | 0 | 0 | 0 | 0 | 0 | 0 | 0 | 0 | 0 | 0 | 0 | 0 | 0 | 0 | 0 | 0
[10 empty] | 0 | 0 | 0 | 0 | 0 | 0 | 0 | 3041.039 | 3016.3278 | 3077.6845 | 3061.0603 | 3060.2154 | 0 | 0 | 0 | 0 | 0 | 0 | 0 | 0 | 0 | 0 | 0 | 0 | 0 | 0 | 0 | 0
[10 empty] | 0 | 0 | 0 | 0 | 0 | 0 | 0 | 0 | 0 | 0 | 0 | 0 | 3007.34 | 2963.3854 | 2938.7019 | 2902.9413 | 2875.1014 | 2843.6155 | 2818.4891 | 3065.3012 | 2881.9533 | 2927.1093 | 2936.0293 | 2946.3416 | 3001.7809 | 2962.2556 | 2970.9482 | 2973.0946
[10 empty] | 0 | 0 | 0 | 0 | 0 | 0 | 0 | 0 | 0 | 0 | 0 | 0 | 0 | 0 | 0 | 0 | 0 | 0 | 0 | 0 | 0 | 0 | 0 | 0 | 0 | 0 | 0 | 0
[10 empty] | 0 | 0 | 0 | 0 | 0 | 0 | 0 | 0 | 0 | 0 | 0 | 0 | 0 | 0 | 0 | 0 | 0 | 0 | 0 | 0 | 0 | 0 | 0 | 0 | 0 | 0 | 0 | 0
[10 empty] | 0 | 0 | 0 | 0 | 0 | 0 | 0 | 0 | 0 | 0 | 0 | 0 | 0 | 0 | 0 | 0 | 0 | 0 | 0 | 0 | 0 | 0 | 0 | 0 | 0 | 0 | 0 | 0
[10 empty] | 0 | 0 | 0 | 0 | 0 | 0 | 0 | 0 | 0 | 0 | 0 | 0 | 0 | 0 | 0 | 0 | 0 | 0 | 0 | 0 | 0 | 0 | 0 | 0 | 0 | 0 | 0 | 0
[10 empty] | 0 | 1543.9824 | 3178.2847 | 3305.7982 | 3418.1858 | 3517.151 | 3604.2056 | 3639.8357 | 3670.7503 | 3993.3424 | 4278.455 | 4530.3077 | 4351.6924 | 4208.9589 | 4096.2084 | 4008.4156 | 3941.3066 | 3891.2534 | 3850.7226 | 3818.1279 | 3824.4189 | 4765.9072 | 4768.7234 | 4746.7085 | 4707.1383 | 4655.7626 | 4597.0788 | 4522.3773
[10 empty] | 0 | 786.028 | 0 | 0 | 0 | 0 | 0 | 0 | 0 | 0 | 0 | 0 | 0 | 0 | 0 | 0 | 0 | 0 | 0 | 0 | 0 | 0 | 0 | 0 | 0 | 0 | 0 | 0
[10 empty] | 0 | 520.1763 | 0 | 0 | 0 | 0 | 0 | 0 | 0 | 0 | 0 | 0 | 0 | 0 | 0 | 0 | 0 | 0 | 0 | 0 | 0 | 0 | 0 | 0 | 0 | 0 | 0 | 0
[10 empty] | 0 | 183.5394 | 0 | 0 | 0 | 0 | 0 | 0 | 0 | 0 | 0 | 0 | 0 | 0 | 0 | 0 | 0 | 0 | 0 | 0 | 0 | 0 | 0 | 0 | 0 | 0 | 0 | 0
[10 empty] | 0 | 0 | 0 | 0 | 0 | 0 | 0 | 0 | 0 | 0 | 0 | 0 | 0 | 0 | 0 | 0 | 0 | 0 | 0 | 0 | 0 | 0 | 0 | 0 | 0 | 0 | 0 | 0
[10 empty] | 0 | 0 | 0 | 0 | 0 | 0 | 0 | 0 | 0 | 0 | 0 | 0 | 0 | 0 | 0 | 0 | 0 | 0 | 0 | 0 | 0 | 0 | 0 | 0 | 0 | 0 | 0 | 0
[10 empty] | 0 | 0 | 0 | 0 | 0 | 0 | 0 | 0 | 0 | 0 | 0 | 0 | 0 | 0 | 0 | 0 | 0 | 0 | 0 | 0 | 0 | 0 | 0 | 0 | 0 | 0 | 0 | 0
[10 empty] | 0 | 0 | 0 | 0 | 0 | 0 | 0 | 0 | 0 | 0 | 0 | 0 | 0 | 0 | 0 | 0 | 0 | 0 | 0 | 0 | 0 | 0 | 0 | 0 | 0 | 0 | 0 | 0
[10 empty] | 0 | 0 | 0 | 0 | 0 | 0 | 0 | 0 | 0 | 0 | 0 | 0 | 0 | 0 | 0 | 0 | 0 | 0 | 0 | 0 | 0 | 0 | 0 | 0 | 0 | 0 | 0 | 0
[10 empty] | 0 | 0 | 0 | 0 | 0 | 0 | 0 | 0 | 0 | 0 | 0 | 0 | 0 | 0 | 0 | 0 | 0 | 0 | 0 | 0 | 0 | 0 | 0 | 0 | 0 | 0 | 0 | 0
[10 empty] | 0 | 2171.4351 | 3932.9778 | 3450.8119 | 3065.2787 | 2787.2693 | 2564.5342 | 2385.8995 | 2329.4903 | 2630.0809 | 2775.298 | 2815.5156 | 3027.1434 | 3489.7071 | 3718.8876 | 3320.7103 | 3084.3378 | 2949.6111 | 2862.3871 | 2844.0591 | 2949.92 | 3801.7494 | 3155.1395 | 3134.4268 | 3134.9745 | 3182.0933 | 3157.2164 | 2999.1761
[10 empty] | 0 | 1025.936 | 0 | 0 | 0 | 0 | 0 | 0 | 0 | 0 | 0 | 0 | 0 | 0 | 0 | 0 | 0 | 0 | 0 | 0 | 0 | 0 | 0 | 0 | 0 | 0 | 0 | 0
[10 empty] | 0 | 641.804 | 0 | 0 | 0 | 0 | 0 | 0 | 0 | 0 | 0 | 0 | 0 | 0 | 0 | 0 | 0 | 0 | 0 | 0 | 0 | 0 | 0 | 0 | 0 | 0 | 0 | 0
[10 empty] | 0 | 372.324 | 0 | 0 | 0 | 0 | 0 | 0 | 0 | 0 | 0 | 0 | 0 | 0 | 0 | 0 | 0 | 0 | 0 | 0 | 0 | 0 | 0 | 0 | 0 | 0 | 0 | 0
[10 empty] | 0 | 131.3711 | 0 | 0 | 0 | 0 | 0 | 0 | 0 | 0 | 0 | 0 | 0 | 0 | 0 | 0 | 0 | 0 | 0 | 0 | 0 | 0 | 0 | 0 | 0 | 0 | 0 | 0
[10 empty] | 0 | 0 | 0 | 0 | 0 | 0 | 0 | 0 | 0 | 0 | 0 | 0 | 0 | 0 | 0 | 0 | 0 | 0 | 0 | 0 | 0 | 0 | 0 | 0 | 0 | 0 | 0 | 0
[10 empty] | 0 | 0 | 0 | 0 | 0 | 0 | 0 | 0 | 0 | 0 | 0 | 0 | 0 | 0 | 0 | 0 | 0 | 0 | 0 | 0 | 0 | 0 | 0 | 0 | 0 | 0 | 0 | 0
[10 empty] | 0 | 0 | 0 | 0 | 0 | 0 | 0 | 0 | 0 | 0 | 0 | 0 | 0 | 0 | 0 | 0 | 0 | 0 | 0 | 0 | 0 | 0 | 0 | 0 | 0 | 0 | 0 | 0
[10 empty] | 0 | 0 | 0 | 0 | 0 | 0 | 0 | 0 | 0 | 0 | 0 | 0 | 0 | 0 | 0 | 0 | 0 | 0 | 0 | 0 | 0 | 0 | 0 | 0 | 0 | 0 | 0 | 0
[10 empty] | 0 | 0 | 0 | 0 | 0 | 0 | 0 | 0 | 0 | 0 | 0 | 0 | 0 | 0 | 0 | 0 | 0 | 0 | 0 | 0 | 0 | 0 | 0 | 0 | 0 | 0 | 0 | 0
[10 empty] | 0 | 575.5259 | 813.8067 | 869.8899 | 918.303 | 960.1452 | 1033.1718 | 1096.1184 | 1150.4284 | 1197.3394 | 1237.9119 | 1285.533 | 1326.7216 | 1413.8011 | 1488.8188 | 1553.5017 | 1476.8917 | 1420.9066 | 1381.3249 | 1354.7117 | 1338.2796 | 1335.0331 | 1341.6528 | 1573.6593 | 1580.4308 | 1589.8453 | 1602.91 | 1618.5092
[10 empty] | 0 | 173.245 | 0 | 0 | 0 | 0 | 0 | 0 | 0 | 0 | 0 | 0 | 0 | 0 | 0 | 0 | 0 | 0 | 0 | 0 | 0 | 0 | 0 | 0 | 0 | 0 | 0 | 0
[10 empty] | 0 | 0 | 0 | 0 | 0 | 0 | 0 | 0 | 0 | 0 | 0 | 0 | 0 | 0 | 0 | 0 | 0 | 0 | 0 | 0 | 0 | 0 | 0 | 0 | 0 | 0 | 0 | 0
[10 empty] | 0 | 0 | 0 | 0 | 0 | 0 | 0 | 0 | 0 | 0 | 0 | 0 | 0 | 0 | 0 | 0 | 0 | 0 | 0 | 0 | 0 | 0 | 0 | 0 | 0 | 0 | 0 | 0
[10 empty] | 0 | 0 | 0 | 0 | 0 | 0 | 0 | 0 | 0 | 0 | 0 | 0 | 0 | 0 | 0 | 0 | 0 | 0 | 0 | 0 | 0 | 0 | 0 | 0 | 0 | 0 | 0 | 0
[10 empty] | 0 | 0 | 0 | 0 | 0 | 0 | 0 | 0 | 0 | 0 | 0 | 0 | 0 | 0 | 0 | 0 | 0 | 0 | 0 | 0 | 0 | 0 | 0 | 0 | 0 | 0 | 0 | 0
[10 empty] | 0 | 0 | 0 | 0 | 0 | 0 | 0 | 0 | 0 | 0 | 0 | 0 | 0 | 0 | 0 | 0 | 0 | 0 | 0 | 0 | 0 | 0 | 0 | 0 | 0 | 0 | 0 | 0
[10 empty] | 0 | 0 | 0 | 0 | 0 | 0 | 0 | 0 | 0 | 0 | 0 | 0 | 0 | 0 | 0 | 0 | 0 | 0 | 0 | 0 | 0 | 0 | 0 | 0 | 0 | 0 | 0 | 0
[10 empty] | 0 | 0 | 0 | 0 | 0 | 0 | 0 | 0 | 0 | 0 | 0 | 0 | 0 | 0 | 0 | 0 | 0 | 0 | 0 | 0 | 0 | 0 | 0 | 0 | 0 | 0 | 0 | 0
[10 empty] | 0 | 0 | 0 | 0 | 0 | 0 | 0 | 0 | 0 | 0 | 0 | 0 | 0 | 0 | 0 | 0 | 0 | 0 | 0 | 0 | 0 | 0 | 0 | 0 | 0 | 0 | 0 | 0
[10 empty] | 0 | 4429.9503 | 4252.4788 | 4099.9112 | 3968.6598 | 4388.9981 | 4747.3207 | 5052.5665 | 5312.386 | 5533.3275 | 5360.5667 | 5187.6783 | 5018.1921 | 4854.6233 | 4773.8922 | 4755.3175 | 4782.4585 | 6103.3069 | 5955.3006 | 5811.279 | 5669.6392 | 5681.4685 | 5651.0516 | 5598.6751 | 5538.4231 | 5479.7214 | 5503.7397 | 5503.3205
[10 empty] | 0 | 0 | 0 | 0 | 0 | 0 | 0 | 0 | 0 | 0 | 0 | 0 | 0 | 0 | 0 | 0 | 0 | 0 | 0 | 0 | 0 | 0 | 0 | 0 | 0 | 0 | 0 | 0
[10 empty] | 0 | 0 | 0 | 0 | 0 | 0 | 0 | 0 | 0 | 0 | 0 | 0 | 0 | 0 | 0 | 0 | 0 | 0 | 0 | 0 | 0 | 0 | 0 | 0 | 0 | 0 | 0 | 0
[10 empty] | 0 | 0 | 0 | 0 | 0 | 0 | 0 | 0 | 0 | 0 | 0 | 0 | 0 | 0 | 0 | 0 | 0 | 0 | 0 | 0 | 0 | 0 | 0 | 0 | 0 | 0 | 0 | 0
[10 empty] | 0 | 0 | 0 | 0 | 0 | 0 | 0 | 0 | 0 | 0 | 0 | 0 | 0 | 0 | 0 | 0 | 0 | 0 | 0 | 0 | 0 | 0 | 0 | 0 | 0 | 0 | 0 | 0
[10 empty] | 0 | 0 | 0 | 0 | 0 | 0 | 0 | 0 | 0 | 0 | 0 | 0 | 0 | 0 | 0 | 0 | 0 | 0 | 0 | 0 | 0 | 0 | 0 | 0 | 0 | 0 | 0 | 0
[10 empty] | 0 | 0 | 0 | 0 | 0 | 0 | 0 | 0 | 0 | 0 | 0 | 0 | 0 | 0 | 0 | 0 | 0 | 0 | 0 | 0 | 0 | 0 | 0 | 0 | 0 | 0 | 0 | 0
[10 empty] | 0 | 0 | 0 | 0 | 0 | 0 | 0 | 0 | 0 | 0 | 0 | 0 | 0 | 0 | 0 | 0 | 0 | 0 | 0 | 0 | 0 | 0 | 0 | 0 | 0 | 0 | 0 | 0
[10 empty] | 0 | 0 | 0 | 0 | 0 | 0 | 0 | 0 | 0 | 0 | 0 | 0 | 0 | 0 | 0 | 0 | 0 | 0 | 0 | 0 | 0 | 0 | 0 | 0 | 0 | 0 | 0 | 0
[10 empty] | 0 | 0 | 0 | 0 | 0 | 0 | 0 | 0 | 0 | 0 | 0 | 0 | 0 | 0 | 0 | 0 | 0 | 0 | 0 | 0 | 0 | 0 | 0 | 0 | 0 | 0 | 0 | 0
[10 empty] | 0 | 2696.0822 | 2882.6742 | 2944.1974 | 2998.9151 | 3047.5836 | 3090.875 | 3270.992 | 3431.1267 | 3573.4994 | 3700.0838 | 3812.6341 | 3716.7076 | 3639.1571 | 3577.0904 | 3528.0309 | 3489.8612 | 3460.7741 | 3454.9632 | 3467.622 | 3494.725 | 4399.3179 | 4370.8363 | 4332.5348 | 4287.8083 | 4239.3241 | 4189.1519 | 4182.4802
[10 empty] | 0 | 117.4126 | 0 | 0 | 0 | 0 | 0 | 0 | 0 | 0 | 0 | 0 | 0 | 0 | 0 | 0 | 0 | 0 | 0 | 0 | 0 | 0 | 0 | 0 | 0 | 0 | 0 | 0
[10 empty] | 0 | 0 | 0 | 0 | 0 | 0 | 0 | 0 | 0 | 0 | 0 | 0 | 0 | 0 | 0 | 0 | 0 | 0 | 0 | 0 | 0 | 0 | 0 | 0 | 0 | 0 | 0 | 0
[10 empty] | 0 | 0 | 0 | 0 | 0 | 0 | 0 | 0 | 0 | 0 | 0 | 0 | 0 | 0 | 0 | 0 | 0 | 0 | 0 | 0 | 0 | 0 | 0 | 0 | 0 | 0 | 0 | 0
[10 empty] | 0 | 0 | 0 | 0 | 0 | 0 | 0 | 0 | 0 | 0 | 0 | 0 | 0 | 0 | 0 | 0 | 0 | 0 | 0 | 0 | 0 | 0 | 0 | 0 | 0 | 0 | 0 | 0
[10 empty] | 0 | 0 | 0 | 0 | 0 | 0 | 0 | 0 | 0 | 0 | 0 | 0 | 0 | 0 | 0 | 0 | 0 | 0 | 0 | 0 | 0 | 0 | 0 | 0 | 0 | 0 | 0 | 0
[10 empty] | 0 | 0 | 0 | 0 | 0 | 0 | 0 | 0 | 0 | 0 | 0 | 0 | 0 | 0 | 0 | 0 | 0 | 0 | 0 | 0 | 0 | 0 | 0 | 0 | 0 | 0 | 0 | 0
[10 empty] | 0 | 0 | 0 | 0 | 0 | 0 | 0 | 0 | 0 | 0 | 0 | 0 | 0 | 0 | 0 | 0 | 0 | 0 | 0 | 0 | 0 | 0 | 0 | 0 | 0 | 0 | 0 | 0
[10 empty] | 0 | 0 | 0 | 0 | 0 | 0 | 0 | 0 | 0 | 0 | 0 | 0 | 0 | 0 | 0 | 0 | 0 | 0 | 0 | 0 | 0 | 0 | 0 | 0 | 0 | 0 | 0 | 0
[10 empty] | 0 | 0 | 0 | 0 | 0 | 0 | 0 | 0 | 0 | 0 | 0 | 0 | 0 | 0 | 0 | 0 | 0 | 0 | 0 | 0 | 0 | 0 | 0 | 0 | 0 | 0 | 0 | 0
[10 empty] | 0 | 319.4587 | 3213.3848 | 3232.6141 | 3252.2849 | 3272.4075 | 3292.9923 | 3314.0497 | 3335.5908 | 3357.6266 | 3497.099 | 3623.0701 | 3737.6161 | 3842.5202 | 3939.314 | 4029.3142 | 4113.6528 | 5124.0696 | 5072.3819 | 5052.6111 | 5058.3747 | 5084.5011 | 5126.8145 | 5181.9572 | 5247.2419 | 5320.5294 | 5567.1632 | 5772.6214
[10 empty] | 0 | 2875.1285 | 0 | 0 | 0 | 0 | 0 | 0 | 0 | 0 | 0 | 0 | 0 | 0 | 0 | 0 | 0 | 0 | 0 | 0 | 0 | 0 | 0 | 0 | 0 | 0 | 0 | 0
[10 empty] | 0 | 0 | 0 | 0 | 0 | 0 | 0 | 0 | 0 | 0 | 0 | 0 | 0 | 0 | 0 | 0 | 0 | 0 | 0 | 0 | 0 | 0 | 0 | 0 | 0 | 0 | 0 | 0
[10 empty] | 0 | 0 | 0 | 0 | 0 | 0 | 0 | 0 | 0 | 0 | 0 | 0 | 0 | 0 | 0 | 0 | 0 | 0 | 0 | 0 | 0 | 0 | 0 | 0 | 0 | 0 | 0 | 0
[10 empty] | 0 | 0 | 0 | 0 | 0 | 0 | 0 | 0 | 0 | 0 | 0 | 0 | 0 | 0 | 0 | 0 | 0 | 0 | 0 | 0 | 0 | 0 | 0 | 0 | 0 | 0 | 0 | 0
[10 empty] | 0 | 0 | 0 | 0 | 0 | 0 | 0 | 0 | 0 | 0 | 0 | 0 | 0 | 0 | 0 | 0 | 0 | 0 | 0 | 0 | 0 | 0 | 0 | 0 | 0 | 0 | 0 | 0
[10 empty] | 0 | 0 | 0 | 0 | 0 | 0 | 0 | 0 | 0 | 0 | 0 | 0 | 0 | 0 | 0 | 0 | 0 | 0 | 0 | 0 | 0 | 0 | 0 | 0 | 0 | 0 | 0 | 0
[10 empty] | 0 | 0 | 0 | 0 | 0 | 0 | 0 | 0 | 0 | 0 | 0 | 0 | 0 | 0 | 0 | 0 | 0 | 0 | 0 | 0 | 0 | 0 | 0 | 0 | 0 | 0 | 0 | 0
[10 empty] | 0 | 0 | 0 | 0 | 0 | 0 | 0 | 0 | 0 | 0 | 0 | 0 | 0 | 0 | 0 | 0 | 0 | 0 | 0 | 0 | 0 | 0 | 0 | 0 | 0 | 0 | 0 | 0
[10 empty] | 0 | 0 | 0 | 0 | 0 | 0 | 0 | 0 | 0 | 0 | 0 | 0 | 0 | 0 | 0 | 0 | 0 | 0 | 0 | 0 | 0 | 0 | 0 | 0 | 0 | 0 | 0 | 0
[10 empty] | 0 | 1514.8208 | 2060.9954 | 2249.1612 | 2407.2562 | 2539.7141 | 2650.3164 | 2742.2886 | 2868.8795 | 2974.2653 | 3061.577 | 3133.4848 | 3192.2663 | 3060.2015 | 2945.9073 | 2846.7787 | 2760.5936 | 2685.4567 | 2575.0031 | 2467.2488 | 2400.0716 | 2363.5523 | 2349.8131 | 2352.6315 | 2367.1242 | 2956.6687 | 2888.8813 | 2917.8364
[10 empty] | 0 | 649.2089 | 0 | 0 | 0 | 0 | 0 | 0 | 0 | 0 | 0 | 0 | 0 | 0 | 0 | 0 | 0 | 0 | 0 | 0 | 0 | 0 | 0 | 0 | 0 | 0 | 0 | 0
[10 empty] | 0 | 0 | 0 | 0 | 0 | 0 | 0 | 0 | 0 | 0 | 0 | 0 | 0 | 0 | 0 | 0 | 0 | 0 | 0 | 0 | 0 | 0 | 0 | 0 | 0 | 0 | 0 | 0
[10 empty] | 0 | 0 | 0 | 0 | 0 | 0 | 0 | 0 | 0 | 0 | 0 | 0 | 0 | 0 | 0 | 0 | 0 | 0 | 0 | 0 | 0 | 0 | 0 | 0 | 0 | 0 | 0 | 0
[10 empty] | 0 | 0 | 0 | 0 | 0 | 0 | 0 | 0 | 0 | 0 | 0 | 0 | 0 | 0 | 0 | 0 | 0 | 0 | 0 | 0 | 0 | 0 | 0 | 0 | 0 | 0 | 0 | 0
[10 empty] | 0 | 0 | 0 | 0 | 0 | 0 | 0 | 0 | 0 | 0 | 0 | 0 | 0 | 0 | 0 | 0 | 0 | 0 | 0 | 0 | 0 | 0 | 0 | 0 | 0 | 0 | 0 | 0
[10 empty] | 0 | 0 | 0 | 0 | 0 | 0 | 0 | 0 | 0 | 0 | 0 | 0 | 0 | 0 | 0 | 0 | 0 | 0 | 0 | 0 | 0 | 0 | 0 | 0 | 0 | 0 | 0 | 0
[10 empty] | 0 | 0 | 0 | 0 | 0 | 0 | 0 | 0 | 0 | 0 | 0 | 0 | 0 | 0 | 0 | 0 | 0 | 0 | 0 | 0 | 0 | 0 | 0 | 0 | 0 | 0 | 0 | 0
[10 empty] | 0 | 0 | 0 | 0 | 0 | 0 | 0 | 0 | 0 | 0 | 0 | 0 | 0 | 0 | 0 | 0 | 0 | 0 | 0 | 0 | 0 | 0 | 0 | 0 | 0 | 0 | 0 | 0
[10 empty] | 0 | 0 | 0 | 0 | 0 | 0 | 0 | 0 | 0 | 0 | 0 | 0 | 0 | 0 | 0 | 0 | 0 | 0 | 0 | 0 | 0 | 0 | 0 | 0 | 0 | 0 | 0 | 0
[10 empty] | 0 | 4413.8477 | 4394.9376 | 4379.1318 | 4365.9893 | 4871.3135 | 5304.8586 | 5676.8813 | 5996.1728 | 6270.2688 | 6075.9666 | 5907.1429 | 5760.6039 | 5633.5491 | 5597.2641 | 5628.5304 | 5708.9113 | 7109.8662 | 7058.766 | 6988.5558 | 6905.4796 | 6964.8446 | 6977.1158 | 6964.9791 | 6944.1356 | 6925.0437 | 6972.8064 | 7014.3337
[10 empty] | 0 | 0 | 0 | 0 | 0 | 0 | 0 | 0 | 0 | 0 | 0 | 0 | 0 | 0 | 0 | 0 | 0 | 0 | 0 | 0 | 0 | 0 | 0 | 0 | 0 | 0 | 0 | 0
[10 empty] | 0 | 0 | 0 | 0 | 0 | 0 | 0 | 0 | 0 | 0 | 0 | 0 | 0 | 0 | 0 | 0 | 0 | 0 | 0 | 0 | 0 | 0 | 0 | 0 | 0 | 0 | 0 | 0
[10 empty] | 0 | 0 | 0 | 0 | 0 | 0 | 0 | 0 | 0 | 0 | 0 | 0 | 0 | 0 | 0 | 0 | 0 | 0 | 0 | 0 | 0 | 0 | 0 | 0 | 0 | 0 | 0 | 0
[10 empty] | 0 | 0 | 0 | 0 | 0 | 0 | 0 | 0 | 0 | 0 | 0 | 0 | 0 | 0 | 0 | 0 | 0 | 0 | 0 | 0 | 0 | 0 | 0 | 0 | 0 | 0 | 0 | 0
[10 empty] | 0 | 0 | 0 | 0 | 0 | 0 | 0 | 0 | 0 | 0 | 0 | 0 | 0 | 0 | 0 | 0 | 0 | 0 | 0 | 0 | 0 | 0 | 0 | 0 | 0 | 0 | 0 | 0
[10 empty] | 0 | 0 | 0 | 0 | 0 | 0 | 0 | 0 | 0 | 0 | 0 | 0 | 0 | 0 | 0 | 0 | 0 | 0 | 0 | 0 | 0 | 0 | 0 | 0 | 0 | 0 | 0 | 0
[10 empty] | 0 | 0 | 0 | 0 | 0 | 0 | 0 | 0 | 0 | 0 | 0 | 0 | 0 | 0 | 0 | 0 | 0 | 0 | 0 | 0 | 0 | 0 | 0 | 0 | 0 | 0 | 0 | 0
[10 empty] | 0 | 0 | 0 | 0 | 0 | 0 | 0 | 0 | 0 | 0 | 0 | 0 | 0 | 0 | 0 | 0 | 0 | 0 | 0 | 0 | 0 | 0 | 0 | 0 | 0 | 0 | 0 | 0
[10 empty] | 0 | 0 | 0 | 0 | 0 | 0 | 0 | 0 | 0 | 0 | 0 | 0 | 0 | 0 | 0 | 0 | 0 | 0 | 0 | 0 | 0 | 0 | 0 | 0 | 0 | 0 | 0 | 0
[10 empty] | 0 | 3475.5529 | 8430.3437 | 0 | 0 | 0 | 0 | 0 | 0 | 0 | 0 | 0 | 0 | 0 | 0 | 0 | 0 | 0 | 0 | 0 | 0 | 0 | 0 | 0 | 0 | 0 | 0 | 0
[10 empty] | 0 | 5917.8334 | 0 | 7753.6231 | 7264.7957 | 7618.8572 | 7554.9914 | 7306.0364 | 8593.8897 | 7812.3115 | 7327.9442 | 6965.1341 | 7264.6086 | 7150.7661 | 6896.3497 | 6880.0584 | 6613.2351 | 6452.0483 | 6287.8949 | 6287.2804 | 6135.8188 | 5963.2379 | 5839.97 | 5716.5897 | 5606.7105 | 5481.0522 | 5388.5504 | 5264.6866
[10 empty] | 0 | 0 | 0 | 0 | 0 | 0 | 0 | 0 | 0 | 0 | 0 | 0 | 0 | 0 | 0 | 0 | 0 | 0 | 0 | 0 | 0 | 0 | 0 | 0 | 0 | 0 | 0 | 0
[10 empty] | 0 | 0 | 0 | 0 | 0 | 0 | 0 | 0 | 0 | 0 | 0 | 0 | 0 | 0 | 0 | 0 | 0 | 0 | 0 | 0 | 0 | 0 | 0 | 0 | 0 | 0 | 0 | 0
[10 empty] | 0 | 0 | 0 | 0 | 0 | 0 | 0 | 0 | 0 | 0 | 0 | 0 | 0 | 0 | 0 | 0 | 0 | 0 | 0 | 0 | 0 | 0 | 0 | 0 | 0 | 0 | 0 | 0
[10 empty] | 0 | 0 | 0 | 0 | 0 | 0 | 0 | 0 | 0 | 0 | 0 | 0 | 0 | 0 | 0 | 0 | 0 | 0 | 0 | 0 | 0 | 0 | 0 | 0 | 0 | 0 | 0 | 0
[10 empty] | 0 | 0 | 0 | 0 | 0 | 0 | 0 | 0 | 0 | 0 | 0 | 0 | 0 | 0 | 0 | 0 | 0 | 0 | 0 | 0 | 0 | 0 | 0 | 0 | 0 | 0 | 0 | 0
[10 empty] | 0 | 0 | 0 | 0 | 0 | 0 | 0 | 0 | 0 | 0 | 0 | 0 | 0 | 0 | 0 | 0 | 0 | 0 | 0 | 0 | 0 | 0 | 0 | 0 | 0 | 0 | 0 | 0
[10 empty] | 0 | 0 | 0 | 0 | 0 | 0 | 0 | 0 | 0 | 0 | 0 | 0 | 0 | 0 | 0 | 0 | 0 | 0 | 0 | 0 | 0 | 0 | 0 | 0 | 0 | 0 | 0 | 0
[10 empty] | 0 | 0 | 0 | 0 | 0 | 0 | 0 | 0 | 0 | 0 | 0 | 0 | 0 | 0 | 0 | 0 | 0 | 0 | 0 | 0 | 0 | 0 | 0 | 0 | 0 | 0 | 0 | 0
[10 empty] | 0 | 482.0928 | 4370.3733 | 0 | 0 | 0 | 0 | 0 | 0 | 0 | 0 | 0 | 0 | 0 | 0 | 0 | 0 | 0 | 0 | 0 | 0 | 0 | 0 | 0 | 0 | 0 | 0 | 0
[10 empty] | 0 | 2196.2005 | 0 | 5419.9158 | 6051.2165 | 6410.6519 | 6593.7395 | 6662.8017 | 5118.7505 | 4597.3188 | 4558.6645 | 5143.0646 | 5479.1309 | 5654.0572 | 5724.7358 | 5285.6841 | 4822.237 | 4491.0133 | 4185.1572 | 4240.4364 | 4402.2339 | 4627.632 | 4610.803 | 4441.9654 | 4220.4735 | 3906.7344 | 3712.4743 | 3651.774
[10 empty] | 0 | 0 | 0 | 0 | 0 | 0 | 0 | 0 | 0 | 0 | 0 | 0 | 0 | 0 | 0 | 0 | 0 | 0 | 0 | 0 | 0 | 0 | 0 | 0 | 0 | 0 | 0 | 0
[10 empty] | 0 | 0 | 0 | 0 | 0 | 0 | 0 | 0 | 0 | 0 | 0 | 0 | 0 | 0 | 0 | 0 | 0 | 0 | 0 | 0 | 0 | 0 | 0 | 0 | 0 | 0 | 0 | 0
[10 empty] | 0 | 0 | 0 | 0 | 0 | 0 | 0 | 0 | 0 | 0 | 0 | 0 | 0 | 0 | 0 | 0 | 0 | 0 | 0 | 0 | 0 | 0 | 0 | 0 | 0 | 0 | 0 | 0
[10 empty] | 0 | 0 | 0 | 0 | 0 | 0 | 0 | 0 | 0 | 0 | 0 | 0 | 0 | 0 | 0 | 0 | 0 | 0 | 0 | 0 | 0 | 0 | 0 | 0 | 0 | 0 | 0 | 0
[10 empty] | 0 | 0 | 0 | 0 | 0 | 0 | 0 | 0 | 0 | 0 | 0 | 0 | 0 | 0 | 0 | 0 | 0 | 0 | 0 | 0 | 0 | 0 | 0 | 0 | 0 | 0 | 0 | 0
[10 empty] | 0 | 0 | 0 | 0 | 0 | 0 | 0 | 0 | 0 | 0 | 0 | 0 | 0 | 0 | 0 | 0 | 0 | 0 | 0 | 0 | 0 | 0 | 0 | 0 | 0 | 0 | 0 | 0
[10 empty] | 0 | 0 | 0 | 0 | 0 | 0 | 0 | 0 | 0 | 0 | 0 | 0 | 0 | 0 | 0 | 0 | 0 | 0 | 0 | 0 | 0 | 0 | 0 | 0 | 0 | 0 | 0 | 0
[10 empty] | 0 | 0 | 0 | 0 | 0 | 0 | 0 | 0 | 0 | 0 | 0 | 0 | 0 | 0 | 0 | 0 | 0 | 0 | 0 | 0 | 0 | 0 | 0 | 0 | 0 | 0 | 0 | 0
[10 empty] | 0 | 2373.3032 | 18256.2075 | 0 | 0 | 0 | 0 | 0 | 0 | 0 | 0 | 0 | 0 | 0 | 0 | 0 | 0 | 0 | 0 | 0 | 0 | 0 | 0 | 0 | 0 | 0 | 0 | 0
[10 empty] | 0 | 15882.8753 | 0 | 18256.2366 | 18256.2656 | 18275.0617 | 18287.6118 | 18295.9979 | 21907.7668 | 20715.7348 | 19925.2399 | 19401.0484 | 20259.2272 | 20432.7784 | 20284.1681 | 20722.1531 | 20351.3135 | 20241.2633 | 20170.9726 | 20543.1777 | 20532.4759 | 20425.0309 | 20445.8512 | 20424.0417 | 20457.4585 | 20451.7849 | 20542.359 | 20519.8458
[10 empty] | 0 | 0 | 0 | 0 | 0 | 0 | 0 | 0 | 0 | 0 | 0 | 0 | 0 | 0 | 0 | 0 | 0 | 0 | 0 | 0 | 0 | 0 | 0 | 0 | 0 | 0 | 0 | 0
[10 empty] | 0 | 0 | 0 | 0 | 0 | 0 | 0 | 0 | 0 | 0 | 0 | 0 | 0 | 0 | 0 | 0 | 0 | 0 | 0 | 0 | 0 | 0 | 0 | 0 | 0 | 0 | 0 | 0
[10 empty] | 0 | 0 | 0 | 0 | 0 | 0 | 0 | 0 | 0 | 0 | 0 | 0 | 0 | 0 | 0 | 0 | 0 | 0 | 0 | 0 | 0 | 0 | 0 | 0 | 0 | 0 | 0 | 0
[10 empty] | 0 | 0 | 0 | 0 | 0 | 0 | 0 | 0 | 0 | 0 | 0 | 0 | 0 | 0 | 0 | 0 | 0 | 0 | 0 | 0 | 0 | 0 | 0 | 0 | 0 | 0 | 0 | 0
[10 empty] | 0 | 0 | 0 | 0 | 0 | 0 | 0 | 0 | 0 | 0 | 0 | 0 | 0 | 0 | 0 | 0 | 0 | 0 | 0 | 0 | 0 | 0 | 0 | 0 | 0 | 0 | 0 | 0
[10 empty] | 0 | 0 | 0 | 0 | 0 | 0 | 0 | 0 | 0 | 0 | 0 | 0 | 0 | 0 | 0 | 0 | 0 | 0 | 0 | 0 | 0 | 0 | 0 | 0 | 0 | 0 | 0 | 0
[10 empty] | 0 | 0 | 0 | 0 | 0 | 0 | 0 | 0 | 0 | 0 | 0 | 0 | 0 | 0 | 0 | 0 | 0 | 0 | 0 | 0 | 0 | 0 | 0 | 0 | 0 | 0 | 0 | 0
[10 empty] | 0 | 0 | 0 | 0 | 0 | 0 | 0 | 0 | 0 | 0 | 0 | 0 | 0 | 0 | 0 | 0 | 0 | 0 | 0 | 0 | 0 | 0 | 0 | 0 | 0 | 0 | 0 | 0
[10 empty] | 0 | 74.3662 | 7342.1706 | 7248.9203 | 7156.8543 | 7065.9575 | 6976.2153 | 6887.6128 | 6800.1356 | 6713.7694 | 6628.5002 | 8259.8665 | 7816.208 | 7449.3768 | 7143.4351 | 6885.7923 | 6988.3693 | 6986.1504 | 6915.5737 | 6802.4294 | 6664.7251 | 6970.9666 | 6738.5246 | 6558.1146 | 6407.3637 | 6272.7045 | 6306.1459 | 6265.0742
[10 empty] | 0 | 7362.2544 | 0 | 0 | 0 | 0 | 0 | 0 | 0 | 0 | 0 | 0 | 0 | 0 | 0 | 0 | 0 | 0 | 0 | 0 | 0 | 0 | 0 | 0 | 0 | 0 | 0 | 0
[10 empty] | 0 | 0 | 0 | 0 | 0 | 0 | 0 | 0 | 0 | 0 | 0 | 0 | 0 | 0 | 0 | 0 | 0 | 0 | 0 | 0 | 0 | 0 | 0 | 0 | 0 | 0 | 0 | 0
[10 empty] | 0 | 0 | 0 | 0 | 0 | 0 | 0 | 0 | 0 | 0 | 0 | 0 | 0 | 0 | 0 | 0 | 0 | 0 | 0 | 0 | 0 | 0 | 0 | 0 | 0 | 0 | 0 | 0
[10 empty] | 0 | 0 | 0 | 0 | 0 | 0 | 0 | 0 | 0 | 0 | 0 | 0 | 0 | 0 | 0 | 0 | 0 | 0 | 0 | 0 | 0 | 0 | 0 | 0 | 0 | 0 | 0 | 0
[10 empty] | 0 | 0 | 0 | 0 | 0 | 0 | 0 | 0 | 0 | 0 | 0 | 0 | 0 | 0 | 0 | 0 | 0 | 0 | 0 | 0 | 0 | 0 | 0 | 0 | 0 | 0 | 0 | 0
[10 empty] | 0 | 0 | 0 | 0 | 0 | 0 | 0 | 0 | 0 | 0 | 0 | 0 | 0 | 0 | 0 | 0 | 0 | 0 | 0 | 0 | 0 | 0 | 0 | 0 | 0 | 0 | 0 | 0
[10 empty] | 0 | 0 | 0 | 0 | 0 | 0 | 0 | 0 | 0 | 0 | 0 | 0 | 0 | 0 | 0 | 0 | 0 | 0 | 0 | 0 | 0 | 0 | 0 | 0 | 0 | 0 | 0 | 0
[10 empty] | 0 | 0 | 0 | 0 | 0 | 0 | 0 | 0 | 0 | 0 | 0 | 0 | 0 | 0 | 0 | 0 | 0 | 0 | 0 | 0 | 0 | 0 | 0 | 0 | 0 | 0 | 0 | 0
[10 empty] | 0 | 0 | 0 | 0 | 0 | 0 | 0 | 0 | 0 | 0 | 0 | 0 | 0 | 0 | 0 | 0 | 0 | 0 | 0 | 0 | 0 | 0 | 0 | 0 | 0 | 0 | 0 | 0
[10 empty] | 0 | 1537.0729 | 4846.1483 | 6558.7125 | 7922.2709 | 9007.0784 | 9869.2489 | 10553.6014 | 11095.9342 | 11524.8397 | 9736.727 | 8732.2804 | 8267.6208 | 8165.2976 | 8297.4272 | 9264.1602 | 10032.0902 | 10641.2391 | 11123.573 | 11085.4234 | 10800.3134 | 10435.7612 | 10088.2905 | 9807.9539 | 9206.5054 | 9077.6507 | 9232.7716 | 9544.4443
[10 empty] | 0 | 1159.5463 | 0 | 0 | 0 | 0 | 0 | 0 | 0 | 0 | 0 | 0 | 0 | 0 | 0 | 0 | 0 | 0 | 0 | 0 | 0 | 0 | 0 | 0 | 0 | 0 | 0 | 0
[10 empty] | 0 | 0 | 0 | 0 | 0 | 0 | 0 | 0 | 0 | 0 | 0 | 0 | 0 | 0 | 0 | 0 | 0 | 0 | 0 | 0 | 0 | 0 | 0 | 0 | 0 | 0 | 0 | 0
[10 empty] | 0 | 0 | 0 | 0 | 0 | 0 | 0 | 0 | 0 | 0 | 0 | 0 | 0 | 0 | 0 | 0 | 0 | 0 | 0 | 0 | 0 | 0 | 0 | 0 | 0 | 0 | 0 | 0
[10 empty] | 0 | 0 | 0 | 0 | 0 | 0 | 0 | 0 | 0 | 0 | 0 | 0 | 0 | 0 | 0 | 0 | 0 | 0 | 0 | 0 | 0 | 0 | 0 | 0 | 0 | 0 | 0 | 0
[10 empty] | 0 | 0 | 0 | 0 | 0 | 0 | 0 | 0 | 0 | 0 | 0 | 0 | 0 | 0 | 0 | 0 | 0 | 0 | 0 | 0 | 0 | 0 | 0 | 0 | 0 | 0 | 0 | 0
[10 empty] | 0 | 0 | 0 | 0 | 0 | 0 | 0 | 0 | 0 | 0 | 0 | 0 | 0 | 0 | 0 | 0 | 0 | 0 | 0 | 0 | 0 | 0 | 0 | 0 | 0 | 0 | 0 | 0
[10 empty] | 0 | 0 | 0 | 0 | 0 | 0 | 0 | 0 | 0 | 0 | 0 | 0 | 0 | 0 | 0 | 0 | 0 | 0 | 0 | 0 | 0 | 0 | 0 | 0 | 0 | 0 | 0 | 0
[10 empty] | 0 | 0 | 0 | 0 | 0 | 0 | 0 | 0 | 0 | 0 | 0 | 0 | 0 | 0 | 0 | 0 | 0 | 0 | 0 | 0 | 0 | 0 | 0 | 0 | 0 | 0 | 0 | 0
[10 empty] | 0 | 0 | 0 | 0 | 0 | 0 | 0 | 0 | 0 | 0 | 0 | 0 | 0 | 0 | 0 | 0 | 0 | 0 | 0 | 0 | 0 | 0 | 0 | 0 | 0 | 0 | 0 | 0
[10 empty] | 0 | 12228.0047 | 16627.7987 | 16279.7006 | 15938.8899 | 15605.2139 | 15278.5234 | 14958.672 | 14645.5166 | 17171.2957 | 15887.4585 | 14951.5192 | 14244.7074 | 13689.4573 | 14084.4523 | 13957.2818 | 13593.6135 | 13616.657 | 12838.6669 | 12502.8511 | 12280.4705 | 12049.075 | 12061.4884 | 11750.5883 | 11407.0729 | 11179.3947 | 10827.8866 | 10673.203
[10 empty] | 0 | 4755.3352 | 0 | 0 | 0 | 0 | 0 | 0 | 0 | 0 | 0 | 0 | 0 | 0 | 0 | 0 | 0 | 0 | 0 | 0 | 0 | 0 | 0 | 0 | 0 | 0 | 0 | 0
[10 empty] | 0 | 0 | 0 | 0 | 0 | 0 | 0 | 0 | 0 | 0 | 0 | 0 | 0 | 0 | 0 | 0 | 0 | 0 | 0 | 0 | 0 | 0 | 0 | 0 | 0 | 0 | 0 | 0
[10 empty] | 0 | 0 | 0 | 0 | 0 | 0 | 0 | 0 | 0 | 0 | 0 | 0 | 0 | 0 | 0 | 0 | 0 | 0 | 0 | 0 | 0 | 0 | 0 | 0 | 0 | 0 | 0 | 0
[10 empty] | 0 | 0 | 0 | 0 | 0 | 0 | 0 | 0 | 0 | 0 | 0 | 0 | 0 | 0 | 0 | 0 | 0 | 0 | 0 | 0 | 0 | 0 | 0 | 0 | 0 | 0 | 0 | 0
[10 empty] | 0 | 0 | 0 | 0 | 0 | 0 | 0 | 0 | 0 | 0 | 0 | 0 | 0 | 0 | 0 | 0 | 0 | 0 | 0 | 0 | 0 | 0 | 0 | 0 | 0 | 0 | 0 | 0
[10 empty] | 0 | 0 | 0 | 0 | 0 | 0 | 0 | 0 | 0 | 0 | 0 | 0 | 0 | 0 | 0 | 0 | 0 | 0 | 0 | 0 | 0 | 0 | 0 | 0 | 0 | 0 | 0 | 0
[10 empty] | 0 | 0 | 0 | 0 | 0 | 0 | 0 | 0 | 0 | 0 | 0 | 0 | 0 | 0 | 0 | 0 | 0 | 0 | 0 | 0 | 0 | 0 | 0 | 0 | 0 | 0 | 0 | 0
[10 empty] | 0 | 0 | 0 | 0 | 0 | 0 | 0 | 0 | 0 | 0 | 0 | 0 | 0 | 0 | 0 | 0 | 0 | 0 | 0 | 0 | 0 | 0 | 0 | 0 | 0 | 0 | 0 | 0
[10 empty] | 0 | 0 | 0 | 0 | 0 | 0 | 0 | 0 | 0 | 0 | 0 | 0 | 0 | 0 | 0 | 0 | 0 | 0 | 0 | 0 | 0 | 0 | 0 | 0 | 0 | 0 | 0 | 0
[10 empty] | 0 | 11096.7589 | 11079.0041 | 11061.2777 | 11043.5796 | 11025.9099 | 11008.2684 | 10990.6552 | 10973.0702 | 13119.5653 | 12378.3774 | 11879.2092 | 11541.1386 | 11310.3039 | 11866.453 | 11991.5334 | 11909.7243 | 12165.5067 | 11696.9479 | 11615.9463 | 11634.6537 | 11640.8603 | 11882.9752 | 11805.2941 | 11686.4966 | 11679.4213 | 11535.5857 | 11595.344
[10 empty] | 0 | 0 | 0 | 0 | 0 | 0 | 0 | 0 | 0 | 0 | 0 | 0 | 0 | 0 | 0 | 0 | 0 | 0 | 0 | 0 | 0 | 0 | 0 | 0 | 0 | 0 | 0 | 0
[10 empty] | 0 | 0 | 0 | 0 | 0 | 0 | 0 | 0 | 0 | 0 | 0 | 0 | 0 | 0 | 0 | 0 | 0 | 0 | 0 | 0 | 0 | 0 | 0 | 0 | 0 | 0 | 0 | 0
[10 empty] | 0 | 0 | 0 | 0 | 0 | 0 | 0 | 0 | 0 | 0 | 0 | 0 | 0 | 0 | 0 | 0 | 0 | 0 | 0 | 0 | 0 | 0 | 0 | 0 | 0 | 0 | 0 | 0
[10 empty] | 0 | 0 | 0 | 0 | 0 | 0 | 0 | 0 | 0 | 0 | 0 | 0 | 0 | 0 | 0 | 0 | 0 | 0 | 0 | 0 | 0 | 0 | 0 | 0 | 0 | 0 | 0 | 0
[10 empty] | 0 | 0 | 0 | 0 | 0 | 0 | 0 | 0 | 0 | 0 | 0 | 0 | 0 | 0 | 0 | 0 | 0 | 0 | 0 | 0 | 0 | 0 | 0 | 0 | 0 | 0 | 0 | 0
[10 empty] | 0 | 0 | 0 | 0 | 0 | 0 | 0 | 0 | 0 | 0 | 0 | 0 | 0 | 0 | 0 | 0 | 0 | 0 | 0 | 0 | 0 | 0 | 0 | 0 | 0 | 0 | 0 | 0
[10 empty] | 0 | 0 | 0 | 0 | 0 | 0 | 0 | 0 | 0 | 0 | 0 | 0 | 0 | 0 | 0 | 0 | 0 | 0 | 0 | 0 | 0 | 0 | 0 | 0 | 0 | 0 | 0 | 0
[10 empty] | 0 | 0 | 0 | 0 | 0 | 0 | 0 | 0 | 0 | 0 | 0 | 0 | 0 | 0 | 0 | 0 | 0 | 0 | 0 | 0 | 0 | 0 | 0 | 0 | 0 | 0 | 0 | 0
[10 empty] | 0 | 0 | 0 | 0 | 0 | 0 | 0 | 0 | 0 | 0 | 0 | 0 | 0 | 0 | 0 | 0 | 0 | 0 | 0 | 0 | 0 | 0 | 0 | 0 | 0 | 0 | 0 | 0
[10 empty] | 0 | 238.9019 | 414.4374 | 481.8573 | 541.3588 | 608.1518 | 742.7324 | 748.2137 | 979.9764 | 1127.7731 | 1335.3713 | 1512.0824 | 1751.0605 | 1765.3821 | 2177.942 | 2490.0081 | 2702.493 | 2983.2422 | 3279.1485 | 3485.793 | 4104.8112 | 4808.231 | 5624.854 | 6435.0562 | 7376.3929 | 8358.3333 | 9471.5088 | 10652.295
[10 empty] | 0 | 123.0707 | 0 | 0 | 0 | 0 | 0 | 0 | 0 | 0 | 0 | 0 | 0 | 0 | 0 | 0 | 0 | 0 | 0 | 0 | 0 | 0 | 0 | 0 | 0 | 0 | 0 | 0
[10 empty] | 0 | 0 | 0 | 0 | 0 | 0 | 0 | 0 | 0 | 0 | 0 | 0 | 0 | 0 | 0 | 0 | 0 | 0 | 0 | 0 | 0 | 0 | 0 | 0 | 0 | 0 | 0 | 0
[10 empty] | 0 | 0 | 0 | 0 | 0 | 0 | 0 | 0 | 0 | 0 | 0 | 0 | 0 | 0 | 0 | 0 | 0 | 0 | 0 | 0 | 0 | 0 | 0 | 0 | 0 | 0 | 0 | 0
[10 empty] | 0 | 0 | 0 | 0 | 0 | 0 | 0 | 0 | 0 | 0 | 0 | 0 | 0 | 0 | 0 | 0 | 0 | 0 | 0 | 0 | 0 | 0 | 0 | 0 | 0 | 0 | 0 | 0
[10 empty] | 0 | 0 | 0 | 0 | 0 | 0 | 0 | 0 | 0 | 0 | 0 | 0 | 0 | 0 | 0 | 0 | 0 | 0 | 0 | 0 | 0 | 0 | 0 | 0 | 0 | 0 | 0 | 0
[10 empty] | 0 | 0 | 0 | 0 | 0 | 0 | 0 | 0 | 0 | 0 | 0 | 0 | 0 | 0 | 0 | 0 | 0 | 0 | 0 | 0 | 0 | 0 | 0 | 0 | 0 | 0 | 0 | 0
[10 empty] | 0 | 0 | 0 | 0 | 0 | 0 | 0 | 0 | 0 | 0 | 0 | 0 | 0 | 0 | 0 | 0 | 0 | 0 | 0 | 0 | 0 | 0 | 0 | 0 | 0 | 0 | 0 | 0
[10 empty] | 0 | 0 | 0 | 0 | 0 | 0 | 0 | 0 | 0 | 0 | 0 | 0 | 0 | 0 | 0 | 0 | 0 | 0 | 0 | 0 | 0 | 0 | 0 | 0 | 0 | 0 | 0 | 0
[10 empty] | 0 | 0 | 0 | 0 | 0 | 0 | 0 | 0 | 0 | 0 | 0 | 0 | 0 | 0 | 0 | 0 | 0 | 0 | 0 | 0 | 0 | 0 | 0 | 0 | 0 | 0 | 0 | 0
[10 empty] | 0 | 28.1544 | 216.2261 | 215.8801 | 215.5347 | 215.1899 | 214.8456 | 214.5018 | 214.1586 | 213.8159 | 213.4738 | 213.1323 | 212.7913 | 212.4508 | 212.1109 | 211.7715 | 211.4327 | 211.0944 | 272.1621 | 262.9685 | 255.0527 | 248.2306 | 242.3445 | 237.2595 | 232.8601 | 229.0475 | 225.7372 | 222.8567
[10 empty] | 0 | 188.4182 | 0 | 0 | 0 | 0 | 0 | 0 | 0 | 0 | 0 | 0 | 0 | 0 | 0 | 0 | 0 | 0 | 0 | 0 | 0 | 0 | 0 | 0 | 0 | 0 | 0 | 0
[10 empty] | 0 | 0 | 0 | 0 | 0 | 0 | 0 | 0 | 0 | 0 | 0 | 0 | 0 | 0 | 0 | 0 | 0 | 0 | 0 | 0 | 0 | 0 | 0 | 0 | 0 | 0 | 0 | 0
[10 empty] | 0 | 0 | 0 | 0 | 0 | 0 | 0 | 0 | 0 | 0 | 0 | 0 | 0 | 0 | 0 | 0 | 0 | 0 | 0 | 0 | 0 | 0 | 0 | 0 | 0 | 0 | 0 | 0
[10 empty] | 0 | 0 | 0 | 0 | 0 | 0 | 0 | 0 | 0 | 0 | 0 | 0 | 0 | 0 | 0 | 0 | 0 | 0 | 0 | 0 | 0 | 0 | 0 | 0 | 0 | 0 | 0 | 0
[10 empty] | 0 | 0 | 0 | 0 | 0 | 0 | 0 | 0 | 0 | 0 | 0 | 0 | 0 | 0 | 0 | 0 | 0 | 0 | 0 | 0 | 0 | 0 | 0 | 0 | 0 | 0 | 0 | 0
[10 empty] | 0 | 0 | 0 | 0 | 0 | 0 | 0 | 0 | 0 | 0 | 0 | 0 | 0 | 0 | 0 | 0 | 0 | 0 | 0 | 0 | 0 | 0 | 0 | 0 | 0 | 0 | 0 | 0
[10 empty] | 0 | 0 | 0 | 0 | 0 | 0 | 0 | 0 | 0 | 0 | 0 | 0 | 0 | 0 | 0 | 0 | 0 | 0 | 0 | 0 | 0 | 0 | 0 | 0 | 0 | 0 | 0 | 0
[10 empty] | 0 | 0 | 0 | 0 | 0 | 0 | 0 | 0 | 0 | 0 | 0 | 0 | 0 | 0 | 0 | 0 | 0 | 0 | 0 | 0 | 0 | 0 | 0 | 0 | 0 | 0 | 0 | 0
[10 empty] | 0 | 0 | 0 | 0 | 0 | 0 | 0 | 0 | 0 | 0 | 0 | 0 | 0 | 0 | 0 | 0 | 0 | 0 | 0 | 0 | 0 | 0 | 0 | 0 | 0 | 0 | 0 | 0
[10 empty] | 0 | 385.7113 | 592.4526 | 591.5047 | 590.5583 | 589.6134 | 588.67 | 587.7281 | 586.7878 | 585.8489 | 584.9116 | 583.9757 | 583.0413 | 582.1085 | 581.1771 | 749.3064 | 723.9948 | 702.2015 | 683.4192 | 667.2138 | 653.214 | 641.1017 | 654.4872 | 662.3664 | 666.0306 | 666.513 | 664.6366 | 661.0532
[10 empty] | 0 | 207.6907 | 0 | 0 | 0 | 0 | 0 | 0 | 0 | 0 | 0 | 0 | 0 | 0 | 0 | 0 | 0 | 0 | 0 | 0 | 0 | 0 | 0 | 0 | 0 | 0 | 0 | 0
[10 empty] | 0 | 0 | 0 | 0 | 0 | 0 | 0 | 0 | 0 | 0 | 0 | 0 | 0 | 0 | 0 | 0 | 0 | 0 | 0 | 0 | 0 | 0 | 0 | 0 | 0 | 0 | 0 | 0
[10 empty] | 0 | 0 | 0 | 0 | 0 | 0 | 0 | 0 | 0 | 0 | 0 | 0 | 0 | 0 | 0 | 0 | 0 | 0 | 0 | 0 | 0 | 0 | 0 | 0 | 0 | 0 | 0 | 0
[10 empty] | 0 | 0 | 0 | 0 | 0 | 0 | 0 | 0 | 0 | 0 | 0 | 0 | 0 | 0 | 0 | 0 | 0 | 0 | 0 | 0 | 0 | 0 | 0 | 0 | 0 | 0 | 0 | 0
[10 empty] | 0 | 0 | 0 | 0 | 0 | 0 | 0 | 0 | 0 | 0 | 0 | 0 | 0 | 0 | 0 | 0 | 0 | 0 | 0 | 0 | 0 | 0 | 0 | 0 | 0 | 0 | 0 | 0
[10 empty] | 0 | 0 | 0 | 0 | 0 | 0 | 0 | 0 | 0 | 0 | 0 | 0 | 0 | 0 | 0 | 0 | 0 | 0 | 0 | 0 | 0 | 0 | 0 | 0 | 0 | 0 | 0 | 0
[10 empty] | 0 | 0 | 0 | 0 | 0 | 0 | 0 | 0 | 0 | 0 | 0 | 0 | 0 | 0 | 0 | 0 | 0 | 0 | 0 | 0 | 0 | 0 | 0 | 0 | 0 | 0 | 0 | 0
[10 empty] | 0 | 0 | 0 | 0 | 0 | 0 | 0 | 0 | 0 | 0 | 0 | 0 | 0 | 0 | 0 | 0 | 0 | 0 | 0 | 0 | 0 | 0 | 0 | 0 | 0 | 0 | 0 | 0
[10 empty] | 0 | 0 | 0 | 0 | 0 | 0 | 0 | 0 | 0 | 0 | 0 | 0 | 0 | 0 | 0 | 0 | 0 | 0 | 0 | 0 | 0 | 0 | 0 | 0 | 0 | 0 | 0 | 0
[10 empty] | 0 | 5961.6077 | 9300.108 | 9285.2278 | 9270.3714 | 9255.5388 | 9240.73 | 9225.9448 | 9211.1833 | 9196.4454 | 11588.6668 | 11089.508 | 10687.8864 | 10364.1745 | 10581.0089 | 10655.0045 | 10634.2948 | 10553.4245 | 10531.9218 | 11151.3875 | 10895.9278 | 10700.8128 | 10560.6627 | 10711.3639 | 10744.1472 | 10707.1175 | 10634.1364 | 10621.0994
[10 empty] | 0 | 3353.4043 | 0 | 0 | 0 | 0 | 0 | 0 | 0 | 0 | 0 | 0 | 0 | 0 | 0 | 0 | 0 | 0 | 0 | 0 | 0 | 0 | 0 | 0 | 0 | 0 | 0 | 0
[10 empty] | 0 | 0 | 0 | 0 | 0 | 0 | 0 | 0 | 0 | 0 | 0 | 0 | 0 | 0 | 0 | 0 | 0 | 0 | 0 | 0 | 0 | 0 | 0 | 0 | 0 | 0 | 0 | 0
[10 empty] | 0 | 0 | 0 | 0 | 0 | 0 | 0 | 0 | 0 | 0 | 0 | 0 | 0 | 0 | 0 | 0 | 0 | 0 | 0 | 0 | 0 | 0 | 0 | 0 | 0 | 0 | 0 | 0
[10 empty] | 0 | 0 | 0 | 0 | 0 | 0 | 0 | 0 | 0 | 0 | 0 | 0 | 0 | 0 | 0 | 0 | 0 | 0 | 0 | 0 | 0 | 0 | 0 | 0 | 0 | 0 | 0 | 0
[10 empty] | 0 | 0 | 0 | 0 | 0 | 0 | 0 | 0 | 0 | 0 | 0 | 0 | 0 | 0 | 0 | 0 | 0 | 0 | 0 | 0 | 0 | 0 | 0 | 0 | 0 | 0 | 0 | 0
[10 empty] | 0 | 0 | 0 | 0 | 0 | 0 | 0 | 0 | 0 | 0 | 0 | 0 | 0 | 0 | 0 | 0 | 0 | 0 | 0 | 0 | 0 | 0 | 0 | 0 | 0 | 0 | 0 | 0
[10 empty] | 0 | 0 | 0 | 0 | 0 | 0 | 0 | 0 | 0 | 0 | 0 | 0 | 0 | 0 | 0 | 0 | 0 | 0 | 0 | 0 | 0 | 0 | 0 | 0 | 0 | 0 | 0 | 0
[10 empty] | 0 | 0 | 0 | 0 | 0 | 0 | 0 | 0 | 0 | 0 | 0 | 0 | 0 | 0 | 0 | 0 | 0 | 0 | 0 | 0 | 0 | 0 | 0 | 0 | 0 | 0 | 0 | 0
[10 empty] | 0 | 0 | 0 | 0 | 0 | 0 | 0 | 0 | 0 | 0 | 0 | 0 | 0 | 0 | 0 | 0 | 0 | 0 | 0 | 0 | 0 | 0 | 0 | 0 | 0 | 0 | 0 | 0
[10 empty] | 0 | 402.9609 | 677.0119 | 0 | 0 | 0 | 0 | 0 | 0 | 0 | 0 | 0 | 0 | 0 | 0 | 0 | 0 | 0 | 0 | 0 | 0 | 0 | 0 | 0 | 0 | 0 | 0 | 0
[10 empty] | 0 | 268.6406 | 0 | 0 | 0 | 0 | 0 | 0 | 0 | 0 | 0 | 0 | 0 | 0 | 0 | 0 | 0 | 0 | 0 | 0 | 0 | 0 | 0 | 0 | 0 | 0 | 0 | 0
[10 empty] | 0 | 0 | 0 | 682.5758 | 688.2974 | 694.1812 | 700.2318 | 706.454 | 712.8526 | 746.6942 | 777.6007 | 806.0454 | 832.4352 | 857.1208 | 880.404 | 902.5456 | 1119.4463 | 1117.4663 | 1121.638 | 1130.7721 | 1143.9085 | 1160.2755 | 1179.2562 | 1200.3602 | 1259.0971 | 1310.0185 | 1355.3061 | 1396.6423
[10 empty] | 0 | 0 | 0 | 0 | 0 | 0 | 0 | 0 | 0 | 0 | 0 | 0 | 0 | 0 | 0 | 0 | 0 | 0 | 0 | 0 | 0 | 0 | 0 | 0 | 0 | 0 | 0 | 0
[10 empty] | 0 | 0 | 0 | 0 | 0 | 0 | 0 | 0 | 0 | 0 | 0 | 0 | 0 | 0 | 0 | 0 | 0 | 0 | 0 | 0 | 0 | 0 | 0 | 0 | 0 | 0 | 0 | 0
[10 empty] | 0 | 0 | 0 | 0 | 0 | 0 | 0 | 0 | 0 | 0 | 0 | 0 | 0 | 0 | 0 | 0 | 0 | 0 | 0 | 0 | 0 | 0 | 0 | 0 | 0 | 0 | 0 | 0
[10 empty] | 0 | 0 | 0 | 0 | 0 | 0 | 0 | 0 | 0 | 0 | 0 | 0 | 0 | 0 | 0 | 0 | 0 | 0 | 0 | 0 | 0 | 0 | 0 | 0 | 0 | 0 | 0 | 0
[10 empty] | 0 | 0 | 0 | 0 | 0 | 0 | 0 | 0 | 0 | 0 | 0 | 0 | 0 | 0 | 0 | 0 | 0 | 0 | 0 | 0 | 0 | 0 | 0 | 0 | 0 | 0 | 0 | 0
[10 empty] | 0 | 0 | 0 | 0 | 0 | 0 | 0 | 0 | 0 | 0 | 0 | 0 | 0 | 0 | 0 | 0 | 0 | 0 | 0 | 0 | 0 | 0 | 0 | 0 | 0 | 0 | 0 | 0
[10 empty] | 0 | 0 | 0 | 0 | 0 | 0 | 0 | 0 | 0 | 0 | 0 | 0 | 0 | 0 | 0 | 0 | 0 | 0 | 0 | 0 | 0 | 0 | 0 | 0 | 0 | 0 | 0 | 0
[10 empty] | 0 | 169.1257 | 281.9317 | 281.9875 | 282.0434 | 282.0995 | 282.1559 | 282.2125 | 283.9261 | 285.4621 | 286.8401 | 288.0778 | 289.1908 | 290.193 | 291.0968 | 292.0973 | 293.1639 | 381.0745 | 372.576 | 365.1523 | 358.6716 | 353.0183 | 348.1112 | 343.8748 | 350.3941 | 355.197 | 358.5997 | 360.868
[10 empty] | 0 | 112.7505 | 0 | 0 | 0 | 0 | 0 | 0 | 0 | 0 | 0 | 0 | 0 | 0 | 0 | 0 | 0 | 0 | 0 | 0 | 0 | 0 | 0 | 0 | 0 | 0 | 0 | 0
[10 empty] | 0 | 0 | 0 | 0 | 0 | 0 | 0 | 0 | 0 | 0 | 0 | 0 | 0 | 0 | 0 | 0 | 0 | 0 | 0 | 0 | 0 | 0 | 0 | 0 | 0 | 0 | 0 | 0
[10 empty] | 0 | 0 | 0 | 0 | 0 | 0 | 0 | 0 | 0 | 0 | 0 | 0 | 0 | 0 | 0 | 0 | 0 | 0 | 0 | 0 | 0 | 0 | 0 | 0 | 0 | 0 | 0 | 0
[10 empty] | 0 | 0 | 0 | 0 | 0 | 0 | 0 | 0 | 0 | 0 | 0 | 0 | 0 | 0 | 0 | 0 | 0 | 0 | 0 | 0 | 0 | 0 | 0 | 0 | 0 | 0 | 0 | 0
[10 empty] | 0 | 0 | 0 | 0 | 0 | 0 | 0 | 0 | 0 | 0 | 0 | 0 | 0 | 0 | 0 | 0 | 0 | 0 | 0 | 0 | 0 | 0 | 0 | 0 | 0 | 0 | 0 | 0
[10 empty] | 0 | 0 | 0 | 0 | 0 | 0 | 0 | 0 | 0 | 0 | 0 | 0 | 0 | 0 | 0 | 0 | 0 | 0 | 0 | 0 | 0 | 0 | 0 | 0 | 0 | 0 | 0 | 0
[10 empty] | 0 | 0 | 0 | 0 | 0 | 0 | 0 | 0 | 0 | 0 | 0 | 0 | 0 | 0 | 0 | 0 | 0 | 0 | 0 | 0 | 0 | 0 | 0 | 0 | 0 | 0 | 0 | 0
[10 empty] | 0 | 0 | 0 | 0 | 0 | 0 | 0 | 0 | 0 | 0 | 0 | 0 | 0 | 0 | 0 | 0 | 0 | 0 | 0 | 0 | 0 | 0 | 0 | 0 | 0 | 0 | 0 | 0
[10 empty] | 0 | 0 | 0 | 0 | 0 | 0 | 0 | 0 | 0 | 0 | 0 | 0 | 0 | 0 | 0 | 0 | 0 | 0 | 0 | 0 | 0 | 0 | 0 | 0 | 0 | 0 | 0 | 0
[10 empty] | 0 | 161.299 | 178.9344 | 178.6481 | 178.3622 | 178.0769 | 177.7919 | 177.5075 | 177.2235 | 176.9399 | 176.6568 | 176.3741 | 176.0919 | 175.8102 | 175.5289 | 175.2481 | 174.9677 | 174.6877 | 174.4082 | 174.1292 | 173.8505 | 173.5724 | 173.2947 | 173.0174 | 172.7406 | 172.4642 | 172.1882 | 171.9127
[10 empty] | 0 | 17.9221 | 0 | 0 | 0 | 0 | 0 | 0 | 0 | 0 | 0 | 0 | 0 | 0 | 0 | 0 | 0 | 0 | 0 | 0 | 0 | 0 | 0 | 0 | 0 | 0 | 0 | 0
[10 empty] | 0 | 0 | 0 | 0 | 0 | 0 | 0 | 0 | 0 | 0 | 0 | 0 | 0 | 0 | 0 | 0 | 0 | 0 | 0 | 0 | 0 | 0 | 0 | 0 | 0 | 0 | 0 | 0
[10 empty] | 0 | 0 | 0 | 0 | 0 | 0 | 0 | 0 | 0 | 0 | 0 | 0 | 0 | 0 | 0 | 0 | 0 | 0 | 0 | 0 | 0 | 0 | 0 | 0 | 0 | 0 | 0 | 0
[10 empty] | 0 | 0 | 0 | 0 | 0 | 0 | 0 | 0 | 0 | 0 | 0 | 0 | 0 | 0 | 0 | 0 | 0 | 0 | 0 | 0 | 0 | 0 | 0 | 0 | 0 | 0 | 0 | 0
[10 empty] | 0 | 0 | 0 | 0 | 0 | 0 | 0 | 0 | 0 | 0 | 0 | 0 | 0 | 0 | 0 | 0 | 0 | 0 | 0 | 0 | 0 | 0 | 0 | 0 | 0 | 0 | 0 | 0
[10 empty] | 0 | 0 | 0 | 0 | 0 | 0 | 0 | 0 | 0 | 0 | 0 | 0 | 0 | 0 | 0 | 0 | 0 | 0 | 0 | 0 | 0 | 0 | 0 | 0 | 0 | 0 | 0 | 0
[10 empty] | 0 | 0 | 0 | 0 | 0 | 0 | 0 | 0 | 0 | 0 | 0 | 0 | 0 | 0 | 0 | 0 | 0 | 0 | 0 | 0 | 0 | 0 | 0 | 0 | 0 | 0 | 0 | 0
[10 empty] | 0 | 0 | 0 | 0 | 0 | 0 | 0 | 0 | 0 | 0 | 0 | 0 | 0 | 0 | 0 | 0 | 0 | 0 | 0 | 0 | 0 | 0 | 0 | 0 | 0 | 0 | 0 | 0
[10 empty] | 0 | 0 | 0 | 0 | 0 | 0 | 0 | 0 | 0 | 0 | 0 | 0 | 0 | 0 | 0 | 0 | 0 | 0 | 0 | 0 | 0 | 0 | 0 | 0 | 0 | 0 | 0 | 0
[10 empty] | 0 | 8630.8125 | 8617.0032 | 8603.216 | 8589.4508 | 8575.7077 | 8561.9866 | 8548.2874 | 8534.6101 | 8520.9548 | 8507.3212 | 10968.4125 | 10597.8997 | 10278.8871 | 10355.7848 | 10368.9149 | 10334.7965 | 10316.5316 | 10302.7678 | 10286.1384 | 10269.3107 | 10962.522 | 10742.6146 | 10566.6283 | 10627.9525 | 10630.9184 | 10594.8946 | 10577.3151
[10 empty] | 0 | 0 | 0 | 0 | 0 | 0 | 0 | 0 | 0 | 0 | 0 | 0 | 0 | 0 | 0 | 0 | 0 | 0 | 0 | 0 | 0 | 0 | 0 | 0 | 0 | 0 | 0 | 0
[10 empty] | 0 | 0 | 0 | 0 | 0 | 0 | 0 | 0 | 0 | 0 | 0 | 0 | 0 | 0 | 0 | 0 | 0 | 0 | 0 | 0 | 0 | 0 | 0 | 0 | 0 | 0 | 0 | 0
[10 empty] | 0 | 0 | 0 | 0 | 0 | 0 | 0 | 0 | 0 | 0 | 0 | 0 | 0 | 0 | 0 | 0 | 0 | 0 | 0 | 0 | 0 | 0 | 0 | 0 | 0 | 0 | 0 | 0
[10 empty] | 0 | 0 | 0 | 0 | 0 | 0 | 0 | 0 | 0 | 0 | 0 | 0 | 0 | 0 | 0 | 0 | 0 | 0 | 0 | 0 | 0 | 0 | 0 | 0 | 0 | 0 | 0 | 0
[10 empty] | 0 | 0 | 0 | 0 | 0 | 0 | 0 | 0 | 0 | 0 | 0 | 0 | 0 | 0 | 0 | 0 | 0 | 0 | 0 | 0 | 0 | 0 | 0 | 0 | 0 | 0 | 0 | 0
[10 empty] | 0 | 0 | 0 | 0 | 0 | 0 | 0 | 0 | 0 | 0 | 0 | 0 | 0 | 0 | 0 | 0 | 0 | 0 | 0 | 0 | 0 | 0 | 0 | 0 | 0 | 0 | 0 | 0
[10 empty] | 0 | 0 | 0 | 0 | 0 | 0 | 0 | 0 | 0 | 0 | 0 | 0 | 0 | 0 | 0 | 0 | 0 | 0 | 0 | 0 | 0 | 0 | 0 | 0 | 0 | 0 | 0 | 0
[10 empty] | 0 | 0 | 0 | 0 | 0 | 0 | 0 | 0 | 0 | 0 | 0 | 0 | 0 | 0 | 0 | 0 | 0 | 0 | 0 | 0 | 0 | 0 | 0 | 0 | 0 | 0 | 0 | 0
[10 empty] | 0 | 0 | 0 | 0 | 0 | 0 | 0 | 0 | 0 | 0 | 0 | 0 | 0 | 0 | 0 | 0 | 0 | 0 | 0 | 0 | 0 | 0 | 0 | 0 | 0 | 0 | 0 | 0
[10 empty] | 0 | 1253.5828 | 914.0022 | 462.6035 | 179.6869 | 0 | 0 | 0 | 0 | 0 | 0 | 0 | 0 | 0 | 0 | 0 | 0 | 0 | 0 | 0 | 0 | 0 | 0 | 0 | 0 | 0 | 0 | 0
[10 empty] | 0 | 821.014 | 780.4352 | 838.8033 | 709.0144 | 574.4245 | 679.384 | 821.4886 | 962.2547 | 1100.9273 | 1201.8253 | 1299.1956 | 1412.3244 | 1491.4644 | 1552.3845 | 1595.1496 | 1641.2916 | 1691.4102 | 1716.948 | 1747.6132 | 1766.5626 | 1773.9654 | 1753.4383 | 1737.8254 | 1739.1792 | 1738.5864 | 1735.9528 | 2045.764
[10 empty] | 0 | 0 | 0 | 0 | 0 | 0 | 0 | 0 | 0 | 0 | 0 | 0 | 0 | 0 | 0 | 0 | 0 | 0 | 0 | 0 | 0 | 0 | 0 | 0 | 0 | 0 | 0 | 0
[10 empty] | 0 | 0 | 0 | 0 | 0 | 0 | 0 | 0 | 0 | 0 | 0 | 0 | 0 | 0 | 0 | 0 | 0 | 0 | 0 | 0 | 0 | 0 | 0 | 0 | 0 | 0 | 0 | 0
[10 empty] | 0 | 0 | 0 | 0 | 0 | 0 | 0 | 0 | 0 | 0 | 0 | 0 | 0 | 0 | 0 | 0 | 0 | 0 | 0 | 0 | 0 | 0 | 0 | 0 | 0 | 0 | 0 | 0
[10 empty] | 0 | 0 | 0 | 0 | 0 | 0 | 0 | 0 | 0 | 0 | 0 | 0 | 0 | 0 | 0 | 0 | 0 | 0 | 0 | 0 | 0 | 0 | 0 | 0 | 0 | 0 | 0 | 0
[10 empty] | 0 | 0 | 0 | 0 | 0 | 0 | 0 | 0 | 0 | 0 | 0 | 0 | 0 | 0 | 0 | 0 | 0 | 0 | 0 | 0 | 0 | 0 | 0 | 0 | 0 | 0 | 0 | 0
[10 empty] | 0 | 0 | 0 | 0 | 0 | 0 | 0 | 0 | 0 | 0 | 0 | 0 | 0 | 0 | 0 | 0 | 0 | 0 | 0 | 0 | 0 | 0 | 0 | 0 | 0 | 0 | 0 | 0
[10 empty] | 0 | 0 | 0 | 0 | 0 | 0 | 0 | 0 | 0 | 0 | 0 | 0 | 0 | 0 | 0 | 0 | 0 | 0 | 0 | 0 | 0 | 0 | 0 | 0 | 0 | 0 | 0 | 0
[10 empty] | 0 | 0 | 0 | 0 | 0 | 0 | 0 | 0 | 0 | 0 | 0 | 0 | 0 | 0 | 0 | 0 | 0 | 0 | 0 | 0 | 0 | 0 | 0 | 0 | 0 | 0 | 0 | 0
[10 empty] | 0 | 1253.5828 | 914.0022 | 462.6035 | 179.6869 | 0 | 0 | 0 | 0 | 0 | 0 | 0 | 0 | 0 | 0 | 0 | 0 | 0 | 0 | 0 | 0 | 0 | 0 | 0 | 0 | 0 | 0 | 0
[10 empty] | 0 | 821.014 | 780.4352 | 838.8033 | 709.0144 | 574.4245 | 679.384 | 821.4886 | 962.2547 | 1100.9273 | 1201.8253 | 1299.1956 | 1412.3244 | 1491.4644 | 1552.3845 | 1595.1496 | 1641.2916 | 1691.4102 | 1716.948 | 1747.6132 | 1766.5626 | 1773.9654 | 1753.4383 | 1737.8254 | 1739.1792 | 1738.5864 | 1735.9528 | 2045.764
[10 empty] | 0 | 0 | 0 | 0 | 0 | 0 | 0 | 0 | 0 | 0 | 0 | 0 | 0 | 0 | 0 | 0 | 0 | 0 | 0 | 0 | 0 | 0 | 0 | 0 | 0 | 0 | 0 | 0
[10 empty] | 0 | 0 | 0 | 0 | 0 | 0 | 0 | 0 | 0 | 0 | 0 | 0 | 0 | 0 | 0 | 0 | 0 | 0 | 0 | 0 | 0 | 0 | 0 | 0 | 0 | 0 | 0 | 0
[10 empty] | 0 | 0 | 0 | 0 | 0 | 0 | 0 | 0 | 0 | 0 | 0 | 0 | 0 | 0 | 0 | 0 | 0 | 0 | 0 | 0 | 0 | 0 | 0 | 0 | 0 | 0 | 0 | 0
[10 empty] | 0 | 0 | 0 | 0 | 0 | 0 | 0 | 0 | 0 | 0 | 0 | 0 | 0 | 0 | 0 | 0 | 0 | 0 | 0 | 0 | 0 | 0 | 0 | 0 | 0 | 0 | 0 | 0
[10 empty] | 0 | 0 | 0 | 0 | 0 | 0 | 0 | 0 | 0 | 0 | 0 | 0 | 0 | 0 | 0 | 0 | 0 | 0 | 0 | 0 | 0 | 0 | 0 | 0 | 0 | 0 | 0 | 0
[10 empty] | 0 | 0 | 0 | 0 | 0 | 0 | 0 | 0 | 0 | 0 | 0 | 0 | 0 | 0 | 0 | 0 | 0 | 0 | 0 | 0 | 0 | 0 | 0 | 0 | 0 | 0 | 0 | 0
[10 empty] | 0 | 0 | 0 | 0 | 0 | 0 | 0 | 0 | 0 | 0 | 0 | 0 | 0 | 0 | 0 | 0 | 0 | 0 | 0 | 0 | 0 | 0 | 0 | 0 | 0 | 0 | 0 | 0
[10 empty] | 0 | 0 | 0 | 0 | 0 | 0 | 0 | 0 | 0 | 0 | 0 | 0 | 0 | 0 | 0 | 0 | 0 | 0 | 0 | 0 | 0 | 0 | 0 | 0 | 0 | 0 | 0 | 0
[10 empty] | 0 | 1253.5828 | 914.0022 | 462.6035 | 179.6869 | 0 | 0 | 0 | 0 | 0 | 0 | 0 | 0 | 0 | 0 | 0 | 0 | 0 | 0 | 0 | 0 | 0 | 0 | 0 | 0 | 0 | 0 | 0
[10 empty] | 0 | 821.014 | 780.4352 | 838.8033 | 709.0144 | 574.4245 | 679.384 | 821.4886 | 962.2547 | 1100.9273 | 1201.8253 | 1299.1956 | 1412.3244 | 1491.4644 | 1552.3845 | 1595.1496 | 1641.2916 | 1691.4102 | 1716.948 | 1747.6132 | 1766.5626 | 1773.9654 | 1753.4383 | 1737.8254 | 1739.1792 | 1738.5864 | 1735.9528 | 2045.764
[10 empty] | 0 | 0 | 0 | 0 | 0 | 0 | 0 | 0 | 0 | 0 | 0 | 0 | 0 | 0 | 0 | 0 | 0 | 0 | 0 | 0 | 0 | 0 | 0 | 0 | 0 | 0 | 0 | 0
[10 empty] | 0 | 0 | 0 | 0 | 0 | 0 | 0 | 0 | 0 | 0 | 0 | 0 | 0 | 0 | 0 | 0 | 0 | 0 | 0 | 0 | 0 | 0 | 0 | 0 | 0 | 0 | 0 | 0
[10 empty] | 0 | 0 | 0 | 0 | 0 | 0 | 0 | 0 | 0 | 0 | 0 | 0 | 0 | 0 | 0 | 0 | 0 | 0 | 0 | 0 | 0 | 0 | 0 | 0 | 0 | 0 | 0 | 0
[10 empty] | 0 | 0 | 0 | 0 | 0 | 0 | 0 | 0 | 0 | 0 | 0 | 0 | 0 | 0 | 0 | 0 | 0 | 0 | 0 | 0 | 0 | 0 | 0 | 0 | 0 | 0 | 0 | 0
[10 empty] | 0 | 0 | 0 | 0 | 0 | 0 | 0 | 0 | 0 | 0 | 0 | 0 | 0 | 0 | 0 | 0 | 0 | 0 | 0 | 0 | 0 | 0 | 0 | 0 | 0 | 0 | 0 | 0
[10 empty] | 0 | 0 | 0 | 0 | 0 | 0 | 0 | 0 | 0 | 0 | 0 | 0 | 0 | 0 | 0 | 0 | 0 | 0 | 0 | 0 | 0 | 0 | 0 | 0 | 0 | 0 | 0 | 0
[10 empty] | 0 | 0 | 0 | 0 | 0 | 0 | 0 | 0 | 0 | 0 | 0 | 0 | 0 | 0 | 0 | 0 | 0 | 0 | 0 | 0 | 0 | 0 | 0 | 0 | 0 | 0 | 0 | 0
[10 empty] | 0 | 0 | 0 | 0 | 0 | 0 | 0 | 0 | 0 | 0 | 0 | 0 | 0 | 0 | 0 | 0 | 0 | 0 | 0 | 0 | 0 | 0 | 0 | 0 | 0 | 0 | 0 | 0
[10 empty] | 0 | 1253.5828 | 914.0022 | 462.6035 | 179.6869 | 0 | 0 | 0 | 0 | 0 | 0 | 0 | 0 | 0 | 0 | 0 | 0 | 0 | 0 | 0 | 0 | 0 | 0 | 0 | 0 | 0 | 0 | 0
[10 empty] | 0 | 821.014 | 780.4352 | 838.8033 | 709.0144 | 574.4245 | 679.384 | 821.4886 | 962.2547 | 1100.9273 | 1201.8253 | 1299.1956 | 1412.3244 | 1491.4644 | 1552.3845 | 1595.1496 | 1641.2916 | 1691.4102 | 1716.948 | 1747.6132 | 1766.5626 | 1773.9654 | 1753.4383 | 1737.8254 | 1739.1792 | 1738.5864 | 1735.9528 | 2045.764
[10 empty] | 0 | 0 | 0 | 0 | 0 | 0 | 0 | 0 | 0 | 0 | 0 | 0 | 0 | 0 | 0 | 0 | 0 | 0 | 0 | 0 | 0 | 0 | 0 | 0 | 0 | 0 | 0 | 0
[10 empty] | 0 | 0 | 0 | 0 | 0 | 0 | 0 | 0 | 0 | 0 | 0 | 0 | 0 | 0 | 0 | 0 | 0 | 0 | 0 | 0 | 0 | 0 | 0 | 0 | 0 | 0 | 0 | 0
[10 empty] | 0 | 0 | 0 | 0 | 0 | 0 | 0 | 0 | 0 | 0 | 0 | 0 | 0 | 0 | 0 | 0 | 0 | 0 | 0 | 0 | 0 | 0 | 0 | 0 | 0 | 0 | 0 | 0
[10 empty] | 0 | 0 | 0 | 0 | 0 | 0 | 0 | 0 | 0 | 0 | 0 | 0 | 0 | 0 | 0 | 0 | 0 | 0 | 0 | 0 | 0 | 0 | 0 | 0 | 0 | 0 | 0 | 0
[10 empty] | 0 | 0 | 0 | 0 | 0 | 0 | 0 | 0 | 0 | 0 | 0 | 0 | 0 | 0 | 0 | 0 | 0 | 0 | 0 | 0 | 0 | 0 | 0 | 0 | 0 | 0 | 0 | 0
[10 empty] | 0 | 0 | 0 | 0 | 0 | 0 | 0 | 0 | 0 | 0 | 0 | 0 | 0 | 0 | 0 | 0 | 0 | 0 | 0 | 0 | 0 | 0 | 0 | 0 | 0 | 0 | 0 | 0
[10 empty] | 0 | 0 | 0 | 0 | 0 | 0 | 0 | 0 | 0 | 0 | 0 | 0 | 0 | 0 | 0 | 0 | 0 | 0 | 0 | 0 | 0 | 0 | 0 | 0 | 0 | 0 | 0 | 0
[10 empty] | 0 | 0 | 0 | 0 | 0 | 0 | 0 | 0 | 0 | 0 | 0 | 0 | 0 | 0 | 0 | 0 | 0 | 0 | 0 | 0 | 0 | 0 | 0 | 0 | 0 | 0 | 0 | 0
[10 empty] | 0 | 1253.5828 | 914.0022 | 462.6035 | 179.6869 | 0 | 0 | 0 | 0 | 0 | 0 | 0 | 0 | 0 | 0 | 0 | 0 | 0 | 0 | 0 | 0 | 0 | 0 | 0 | 0 | 0 | 0 | 0
[10 empty] | 0 | 821.014 | 780.4352 | 838.8033 | 709.0144 | 574.4245 | 679.384 | 821.4886 | 962.2547 | 1100.9273 | 1201.8253 | 1299.1956 | 1412.3244 | 1491.4644 | 1552.3845 | 1595.1496 | 1641.2916 | 1691.4102 | 1716.948 | 1747.6132 | 1766.5626 | 1773.9654 | 1753.4383 | 1737.8254 | 1739.1792 | 1738.5864 | 1735.9528 | 2045.764
[10 empty] | 0 | 0 | 0 | 0 | 0 | 0 | 0 | 0 | 0 | 0 | 0 | 0 | 0 | 0 | 0 | 0 | 0 | 0 | 0 | 0 | 0 | 0 | 0 | 0 | 0 | 0 | 0 | 0
[10 empty] | 0 | 0 | 0 | 0 | 0 | 0 | 0 | 0 | 0 | 0 | 0 | 0 | 0 | 0 | 0 | 0 | 0 | 0 | 0 | 0 | 0 | 0 | 0 | 0 | 0 | 0 | 0 | 0
[10 empty] | 0 | 0 | 0 | 0 | 0 | 0 | 0 | 0 | 0 | 0 | 0 | 0 | 0 | 0 | 0 | 0 | 0 | 0 | 0 | 0 | 0 | 0 | 0 | 0 | 0 | 0 | 0 | 0
[10 empty] | 0 | 0 | 0 | 0 | 0 | 0 | 0 | 0 | 0 | 0 | 0 | 0 | 0 | 0 | 0 | 0 | 0 | 0 | 0 | 0 | 0 | 0 | 0 | 0 | 0 | 0 | 0 | 0
[10 empty] | 0 | 0 | 0 | 0 | 0 | 0 | 0 | 0 | 0 | 0 | 0 | 0 | 0 | 0 | 0 | 0 | 0 | 0 | 0 | 0 | 0 | 0 | 0 | 0 | 0 | 0 | 0 | 0
[10 empty] | 0 | 0 | 0 | 0 | 0 | 0 | 0 | 0 | 0 | 0 | 0 | 0 | 0 | 0 | 0 | 0 | 0 | 0 | 0 | 0 | 0 | 0 | 0 | 0 | 0 | 0 | 0 | 0
[10 empty] | 0 | 0 | 0 | 0 | 0 | 0 | 0 | 0 | 0 | 0 | 0 | 0 | 0 | 0 | 0 | 0 | 0 | 0 | 0 | 0 | 0 | 0 | 0 | 0 | 0 | 0 | 0 | 0
[10 empty] | 0 | 0 | 0 | 0 | 0 | 0 | 0 | 0 | 0 | 0 | 0 | 0 | 0 | 0 | 0 | 0 | 0 | 0 | 0 | 0 | 0 | 0 | 0 | 0 | 0 | 0 | 0 | 0
[10 empty] | 0 | 1253.5828 | 914.0022 | 462.6035 | 179.6869 | 0 | 0 | 0 | 0 | 0 | 0 | 0 | 0 | 0 | 0 | 0 | 0 | 0 | 0 | 0 | 0 | 0 | 0 | 0 | 0 | 0 | 0 | 0
[10 empty] | 0 | 821.014 | 780.4352 | 838.8033 | 709.0144 | 574.4245 | 679.384 | 821.4886 | 962.2547 | 1100.9273 | 1201.8253 | 1299.1956 | 1412.3244 | 1491.4644 | 1552.3845 | 1595.1496 | 1641.2916 | 1691.4102 | 1716.948 | 1747.6132 | 1766.5626 | 1773.9654 | 1753.4383 | 1737.8254 | 1739.1792 | 1738.5864 | 1735.9528 | 2045.764
[10 empty] | 0 | 0 | 0 | 0 | 0 | 0 | 0 | 0 | 0 | 0 | 0 | 0 | 0 | 0 | 0 | 0 | 0 | 0 | 0 | 0 | 0 | 0 | 0 | 0 | 0 | 0 | 0 | 0
[10 empty] | 0 | 0 | 0 | 0 | 0 | 0 | 0 | 0 | 0 | 0 | 0 | 0 | 0 | 0 | 0 | 0 | 0 | 0 | 0 | 0 | 0 | 0 | 0 | 0 | 0 | 0 | 0 | 0
[10 empty] | 0 | 0 | 0 | 0 | 0 | 0 | 0 | 0 | 0 | 0 | 0 | 0 | 0 | 0 | 0 | 0 | 0 | 0 | 0 | 0 | 0 | 0 | 0 | 0 | 0 | 0 | 0 | 0
[10 empty] | 0 | 0 | 0 | 0 | 0 | 0 | 0 | 0 | 0 | 0 | 0 | 0 | 0 | 0 | 0 | 0 | 0 | 0 | 0 | 0 | 0 | 0 | 0 | 0 | 0 | 0 | 0 | 0
[10 empty] | 0 | 0 | 0 | 0 | 0 | 0 | 0 | 0 | 0 | 0 | 0 | 0 | 0 | 0 | 0 | 0 | 0 | 0 | 0 | 0 | 0 | 0 | 0 | 0 | 0 | 0 | 0 | 0
[10 empty] | 0 | 0 | 0 | 0 | 0 | 0 | 0 | 0 | 0 | 0 | 0 | 0 | 0 | 0 | 0 | 0 | 0 | 0 | 0 | 0 | 0 | 0 | 0 | 0 | 0 | 0 | 0 | 0
[10 empty] | 0 | 0 | 0 | 0 | 0 | 0 | 0 | 0 | 0 | 0 | 0 | 0 | 0 | 0 | 0 | 0 | 0 | 0 | 0 | 0 | 0 | 0 | 0 | 0 | 0 | 0 | 0 | 0
[10 empty] | 0 | 0 | 0 | 0 | 0 | 0 | 0 | 0 | 0 | 0 | 0 | 0 | 0 | 0 | 0 | 0 | 0 | 0 | 0 | 0 | 0 | 0 | 0 | 0 | 0 | 0 | 0 | 0
[10 empty] | 0 | 1253.5828 | 914.0022 | 462.6035 | 179.6869 | 0 | 0 | 0 | 0 | 0 | 0 | 0 | 0 | 0 | 0 | 0 | 0 | 0 | 0 | 0 | 0 | 0 | 0 | 0 | 0 | 0 | 0 | 0
[10 empty] | 0 | 821.014 | 780.4352 | 838.8033 | 709.0144 | 574.4245 | 679.384 | 821.4886 | 962.2547 | 1100.9273 | 1201.8253 | 1299.1956 | 1412.3244 | 1491.4644 | 1552.3845 | 1595.1496 | 1641.2916 | 1691.4102 | 1716.948 | 1747.6132 | 1766.5626 | 1773.9654 | 1753.4383 | 1737.8254 | 1739.1792 | 1738.5864 | 1735.9528 | 2045.764
[10 empty] | 0 | 0 | 0 | 0 | 0 | 0 | 0 | 0 | 0 | 0 | 0 | 0 | 0 | 0 | 0 | 0 | 0 | 0 | 0 | 0 | 0 | 0 | 0 | 0 | 0 | 0 | 0 | 0
[10 empty] | 0 | 0 | 0 | 0 | 0 | 0 | 0 | 0 | 0 | 0 | 0 | 0 | 0 | 0 | 0 | 0 | 0 | 0 | 0 | 0 | 0 | 0 | 0 | 0 | 0 | 0 | 0 | 0
[10 empty] | 0 | 0 | 0 | 0 | 0 | 0 | 0 | 0 | 0 | 0 | 0 | 0 | 0 | 0 | 0 | 0 | 0 | 0 | 0 | 0 | 0 | 0 | 0 | 0 | 0 | 0 | 0 | 0
[10 empty] | 0 | 0 | 0 | 0 | 0 | 0 | 0 | 0 | 0 | 0 | 0 | 0 | 0 | 0 | 0 | 0 | 0 | 0 | 0 | 0 | 0 | 0 | 0 | 0 | 0 | 0 | 0 | 0
[10 empty] | 0 | 0 | 0 | 0 | 0 | 0 | 0 | 0 | 0 | 0 | 0 | 0 | 0 | 0 | 0 | 0 | 0 | 0 | 0 | 0 | 0 | 0 | 0 | 0 | 0 | 0 | 0 | 0
[10 empty] | 0 | 0 | 0 | 0 | 0 | 0 | 0 | 0 | 0 | 0 | 0 | 0 | 0 | 0 | 0 | 0 | 0 | 0 | 0 | 0 | 0 | 0 | 0 | 0 | 0 | 0 | 0 | 0
[10 empty] | 0 | 0 | 0 | 0 | 0 | 0 | 0 | 0 | 0 | 0 | 0 | 0 | 0 | 0 | 0 | 0 | 0 | 0 | 0 | 0 | 0 | 0 | 0 | 0 | 0 | 0 | 0 | 0
[10 empty] | 0 | 0 | 0 | 0 | 0 | 0 | 0 | 0 | 0 | 0 | 0 | 0 | 0 | 0 | 0 | 0 | 0 | 0 | 0 | 0 | 0 | 0 | 0 | 0 | 0 | 0 | 0 | 0
[10 empty] | 0 | 1253.5828 | 914.0022 | 462.6035 | 179.6869 | 0 | 0 | 0 | 0 | 0 | 0 | 0 | 0 | 0 | 0 | 0 | 0 | 0 | 0 | 0 | 0 | 0 | 0 | 0 | 0 | 0 | 0 | 0
[10 empty] | 0 | 821.014 | 780.4352 | 838.8033 | 709.0144 | 574.4245 | 679.384 | 821.4886 | 962.2547 | 1100.9273 | 1201.8253 | 1299.1956 | 1412.3244 | 1491.4644 | 1552.3845 | 1595.1496 | 1641.2916 | 1691.4102 | 1716.948 | 1747.6132 | 1766.5626 | 1773.9654 | 1753.4383 | 1737.8254 | 1739.1792 | 1738.5864 | 1735.9528 | 2045.764
[10 empty] | 0 | 0 | 0 | 0 | 0 | 0 | 0 | 0 | 0 | 0 | 0 | 0 | 0 | 0 | 0 | 0 | 0 | 0 | 0 | 0 | 0 | 0 | 0 | 0 | 0 | 0 | 0 | 0
[10 empty] | 0 | 0 | 0 | 0 | 0 | 0 | 0 | 0 | 0 | 0 | 0 | 0 | 0 | 0 | 0 | 0 | 0 | 0 | 0 | 0 | 0 | 0 | 0 | 0 | 0 | 0 | 0 | 0
[10 empty] | 0 | 0 | 0 | 0 | 0 | 0 | 0 | 0 | 0 | 0 | 0 | 0 | 0 | 0 | 0 | 0 | 0 | 0 | 0 | 0 | 0 | 0 | 0 | 0 | 0 | 0 | 0 | 0
[10 empty] | 0 | 0 | 0 | 0 | 0 | 0 | 0 | 0 | 0 | 0 | 0 | 0 | 0 | 0 | 0 | 0 | 0 | 0 | 0 | 0 | 0 | 0 | 0 | 0 | 0 | 0 | 0 | 0
[10 empty] | 0 | 0 | 0 | 0 | 0 | 0 | 0 | 0 | 0 | 0 | 0 | 0 | 0 | 0 | 0 | 0 | 0 | 0 | 0 | 0 | 0 | 0 | 0 | 0 | 0 | 0 | 0 | 0
[10 empty] | 0 | 0 | 0 | 0 | 0 | 0 | 0 | 0 | 0 | 0 | 0 | 0 | 0 | 0 | 0 | 0 | 0 | 0 | 0 | 0 | 0 | 0 | 0 | 0 | 0 | 0 | 0 | 0
[10 empty] | 0 | 0 | 0 | 0 | 0 | 0 | 0 | 0 | 0 | 0 | 0 | 0 | 0 | 0 | 0 | 0 | 0 | 0 | 0 | 0 | 0 | 0 | 0 | 0 | 0 | 0 | 0 | 0
[10 empty] | 0 | 0 | 0 | 0 | 0 | 0 | 0 | 0 | 0 | 0 | 0 | 0 | 0 | 0 | 0 | 0 | 0 | 0 | 0 | 0 | 0 | 0 | 0 | 0 | 0 | 0 | 0 | 0
[10 empty] | 0 | 1240.8841 | 902.6662 | 455.1332 | 175.4377 | 0 | 0 | 0 | 0 | 0 | 0 | 0 | 0 | 0 | 0 | 0 | 0 | 0 | 0 | 0 | 0 | 0 | 0 | 0 | 0 | 0 | 0 | 0
[10 empty] | 0 | 812.6972 | 770.7558 | 825.2581 | 692.2481 | 553.4091 | 658.3686 | 799.2951 | 939.0796 | 1076.9341 | 1177.1503 | 1273.9526 | 1369.6214 | 1434.2114 | 1483.0066 | 1515.6676 | 1553.3894 | 1563.9597 | 1556.5404 | 1559.7415 | 1555.8041 | 1544.1346 | 1532.0434 | 1523.4605 | 1649.7677 | 1780.5433 | 2066.2235 | 2317.487
[10 empty] | 0 | 0 | 0 | 0 | 0 | 0 | 0 | 0 | 0 | 0 | 0 | 0 | 0 | 0 | 0 | 0 | 0 | 0 | 0 | 0 | 0 | 0 | 0 | 0 | 0 | 0 | 0 | 0
[10 empty] | 0 | 0 | 0 | 0 | 0 | 0 | 0 | 0 | 0 | 0 | 0 | 0 | 0 | 0 | 0 | 0 | 0 | 0 | 0 | 0 | 0 | 0 | 0 | 0 | 0 | 0 | 0 | 0
[10 empty] | 0 | 0 | 0 | 0 | 0 | 0 | 0 | 0 | 0 | 0 | 0 | 0 | 0 | 0 | 0 | 0 | 0 | 0 | 0 | 0 | 0 | 0 | 0 | 0 | 0 | 0 | 0 | 0
[10 empty] | 0 | 0 | 0 | 0 | 0 | 0 | 0 | 0 | 0 | 0 | 0 | 0 | 0 | 0 | 0 | 0 | 0 | 0 | 0 | 0 | 0 | 0 | 0 | 0 | 0 | 0 | 0 | 0
[10 empty] | 0 | 0 | 0 | 0 | 0 | 0 | 0 | 0 | 0 | 0 | 0 | 0 | 0 | 0 | 0 | 0 | 0 | 0 | 0 | 0 | 0 | 0 | 0 | 0 | 0 | 0 | 0 | 0
[10 empty] | 0 | 0 | 0 | 0 | 0 | 0 | 0 | 0 | 0 | 0 | 0 | 0 | 0 | 0 | 0 | 0 | 0 | 0 | 0 | 0 | 0 | 0 | 0 | 0 | 0 | 0 | 0 | 0
[10 empty] | 0 | 0 | 0 | 0 | 0 | 0 | 0 | 0 | 0 | 0 | 0 | 0 | 0 | 0 | 0 | 0 | 0 | 0 | 0 | 0 | 0 | 0 | 0 | 0 | 0 | 0 | 0 | 0
[10 empty] | 0 | 0 | 0 | 0 | 0 | 0 | 0 | 0 | 0 | 0 | 0 | 0 | 0 | 0 | 0 | 0 | 0 | 0 | 0 | 0 | 0 | 0 | 0 | 0 | 0 | 0 | 0 | 0
[10 empty] | 0 | 35.1813 | 46.68 | 48.8219 | 50.0858 | 0 | 0 | 0 | 0 | 0 | 0 | 0 | 0 | 0 | 0 | 0 | 0 | 0 | 0 | 0 | 0 | 0 | 0 | 0 | 0 | 0 | 0 | 0
[10 empty] | 0 | 0.76345 | 0 | 0 | 0 | 51.4116 | 52.8016 | 59.65 | 61.208 | 62.7972 | 64.4181 | 66.0714 | 67.7577 | 69.4774 | 76.3742 | 84.0966 | 91.3127 | 97.975 | 104.1773 | 110.0002 | 116.2838 | 132.7016 | 139.95 | 144.2398 | 148.2363 | 152.2664 | 156.3376 | 162.7619
[10 empty] | 0 | 0 | 0 | 0 | 0 | 0 | 0 | 0 | 0 | 0 | 0 | 0 | 0 | 0 | 0 | 0 | 0 | 0 | 0 | 0 | 0 | 0 | 0 | 0 | 0 | 0 | 0 | 0
[10 empty] | 0 | 0.055593 | 0 | 0 | 0 | 0 | 0 | 0 | 0 | 0 | 0 | 0 | 0 | 0 | 0 | 0 | 0 | 0 | 0 | 0 | 0 | 0 | 0 | 0 | 0 | 0 | 0 | 0
[10 empty] | 0 | 0 | 0 | 0 | 0 | 0 | 0 | 0 | 0 | 0 | 0 | 0 | 0 | 0 | 0 | 0 | 0 | 0 | 0 | 0 | 0 | 0 | 0 | 0 | 0 | 0 | 0 | 0
[10 empty] | 0 | 0 | 0 | 0 | 0 | 0 | 0 | 0 | 0 | 0 | 0 | 0 | 0 | 0 | 0 | 0 | 0 | 0 | 0 | 0 | 0 | 0 | 0 | 0 | 0 | 0 | 0 | 0
[10 empty] | 0 | 0 | 0 | 0 | 0 | 0 | 0 | 0 | 0 | 0 | 0 | 0 | 0 | 0 | 0 | 0 | 0 | 0 | 0 | 0 | 0 | 0 | 0 | 0 | 0 | 0 | 0 | 0
[10 empty] | 0 | 0 | 0 | 0 | 0 | 0 | 0 | 0 | 0 | 0 | 0 | 0 | 0 | 0 | 0 | 0 | 0 | 0 | 0 | 0 | 0 | 0 | 0 | 0 | 0 | 0 | 0 | 0
[10 empty] | 0 | 0 | 0 | 0 | 0 | 0 | 0 | 0 | 0 | 0 | 0 | 0 | 0 | 0 | 0 | 0 | 0 | 0 | 0 | 0 | 0 | 0 | 0 | 0 | 0 | 0 | 0 | 0
[10 empty] | 0 | 0 | 0 | 0 | 0 | 0 | 0 | 0 | 0 | 0 | 0 | 0 | 0 | 0 | 0 | 0 | 0 | 0 | 0 | 0 | 0 | 0 | 0 | 0 | 0 | 0 | 0 | 0
[10 empty] | 0 | 13478.314 | 9834.9159 | 7382.6732 | 6675.8849 | 5587.8354 | 0 | 0 | 0 | 0 | 0 | 0 | 0 | 0 | 0 | 0 | 0 | 0 | 0 | 0 | 0 | 0 | 0
[10 empty] | 0 | 0 | 0 | 0 | 0 | 0 | 6357.8685 | 7286.9708 | 6160.0129 | 6453.9161 | 5809.75 | 5330.5418 | 5313.8157 | 5056.1698 | 4822.9208 | 5079.5665 | 4591.0809 | 4319.0575 | 4157.3266 | 3944.6856 | 3851.7847 | 3755.0465 | 3606.8607
[10 empty] | 0 | 13786.9211 | 10352.8862 | 8032.456 | 7168.0358 | 6003.8289 | 6768.8672 | 7668.4322 | 6435.8511 | 6669.3379 | 5948.593 | 5396.6629 | 5321.8587 | 5002.6002 | 4713.2388 | 4897.7961 | 4365.1693 | 4045.108 | 3832.0521 | 3574.3913 | 3427.0874 | 3276.0928 | 3146.808
[10 empty] | 0 | 4565.7284 | 3443.5051 | 2754.5755 | 2721.0752 | 2696.5916 | 0 | 0 | 0 | 0 | 0 | 0 | 0 | 0 | 0 | 0 | 0 | 0 | 0 | 0 | 0 | 0 | 0
[10 empty] | 0 | 0 | 0 | 0 | 0 | 0 | 3391.6178 | 4314.2125 | 4031.2284 | 4635.1583 | 0 | 0 | 0 | 0 | 0 | 0 | 0 | 0 | 0 | 0 | 0 | 0 | 0
[10 empty] | 0 | 0 | 0 | 0 | 0 | 0 | 0 | 0 | 0 | 0 | 4563.045 | 4556.6999 | 4929.4807 | 5073.1693 | 5221.6979 | 5919.9672 | 5749.0315 | 5800.687 | 5979.9053 | 6068.9094 | 6331.5964 | 6588.8456 | 6328.8293
[10 empty] | 0 | 0 | 0 | 0 | 0 | 0 | 0 | 0 | 0 | 0 | 0 | 0 | 0 | 0 | 0 | 0 | 0 | 0 | 0 | 0 | 0 | 0 | 0
[10 empty] | 0 | 0 | 0 | 0 | 0 | 0 | 0 | 0 | 0 | 0 | 0 | 0 | 0 | 0 | 0 | 0 | 0 | 0 | 0 | 0 | 0 | 0 | 0
[10 empty] | 0 | 0 | 0 | 0 | 0 | 0 | 0 | 0 | 0 | 0 | 0 | 0 | 0 | 0 | 0 | 0 | 0 | 0 | 0 | 0 | 0 | 0 | 0
[10 empty] | 0 | 0 | 0 | 0 | 0 | 0 | 0 | 0 | 0 | 0 | 0 | 0 | 0 | 0 | 0 | 0 | 0 | 0 | 0 | 0 | 0 | 0 | 0
[10 empty] | 0 | 0 | #DIV/0! | #DIV/0! | #DIV/0! | #DIV/0! | #DIV/0! | #DIV/0! | #DIV/0! | #DIV/0! | #DIV/0! | #DIV/0! | #DIV/0! | #DIV/0! | #DIV/0! | #DIV/0! | #DIV/0! | #DIV/0! | #DIV/0! | #DIV/0! | #DIV/0! | #DIV/0!
[10 empty] | 0 | 8976.5403 | #DIV/0! | #DIV/0! | #DIV/0! | #DIV/0! | #DIV/0! | #DIV/0! | #DIV/0! | #DIV/0! | #DIV/0! | #DIV/0! | #DIV/0! | #DIV/0! | #DIV/0! | #DIV/0! | #DIV/0! | #DIV/0! | #DIV/0! | #DIV/0! | #DIV/0! | #DIV/0!
[10 empty] | 0 | 92.9925 | #DIV/0! | #DIV/0! | #DIV/0! | #DIV/0! | #DIV/0! | #DIV/0! | #DIV/0! | #DIV/0! | #DIV/0! | #DIV/0! | #DIV/0! | #DIV/0! | #DIV/0! | #DIV/0! | #DIV/0! | #DIV/0! | #DIV/0! | #DIV/0! | #DIV/0! | #DIV/0!
[10 empty] | 0 | 0 | #DIV/0! | #DIV/0! | #DIV/0! | #DIV/0! | #DIV/0! | #DIV/0! | #DIV/0! | #DIV/0! | #DIV/0! | #DIV/0! | #DIV/0! | #DIV/0! | #DIV/0! | #DIV/0! | #DIV/0! | #DIV/0! | #DIV/0! | #DIV/0! | #DIV/0! | #DIV/0!
[10 empty] | 0 | 377.8918 | #DIV/0! | #DIV/0! | #DIV/0! | #DIV/0! | #DIV/0! | #DIV/0! | #DIV/0! | #DIV/0! | #DIV/0! | #DIV/0! | #DIV/0! | #DIV/0! | #DIV/0! | #DIV/0! | #DIV/0! | #DIV/0! | #DIV/0! | #DIV/0! | #DIV/0! | #DIV/0!
[10 empty] | 0 | 0 | #DIV/0! | #DIV/0! | #DIV/0! | #DIV/0! | #DIV/0! | #DIV/0! | #DIV/0! | #DIV/0! | #DIV/0! | #DIV/0! | #DIV/0! | #DIV/0! | #DIV/0! | #DIV/0! | #DIV/0! | #DIV/0! | #DIV/0! | #DIV/0! | #DIV/0! | #DIV/0!
[10 empty] | 0 | 0 | #DIV/0! | #DIV/0! | #DIV/0! | #DIV/0! | #DIV/0! | #DIV/0! | #DIV/0! | #DIV/0! | #DIV/0! | #DIV/0! | #DIV/0! | #DIV/0! | #DIV/0! | #DIV/0! | #DIV/0! | #DIV/0! | #DIV/0! | #DIV/0! | #DIV/0! | #DIV/0!
[10 empty] | 0 | 0 | #DIV/0! | #DIV/0! | #DIV/0! | #DIV/0! | #DIV/0! | #DIV/0! | #DIV/0! | #DIV/0! | #DIV/0! | #DIV/0! | #DIV/0! | #DIV/0! | #DIV/0! | #DIV/0! | #DIV/0! | #DIV/0! | #DIV/0! | #DIV/0! | #DIV/0! | #DIV/0!
[10 empty] | 0 | 0 | #DIV/0! | #DIV/0! | #DIV/0! | #DIV/0! | #DIV/0! | #DIV/0! | #DIV/0! | #DIV/0! | #DIV/0! | #DIV/0! | #DIV/0! | #DIV/0! | #DIV/0! | #DIV/0! | #DIV/0! | #DIV/0! | #DIV/0! | #DIV/0! | #DIV/0! | #DIV/0!
[10 empty] | 0 | 0 | #DIV/0! | #DIV/0! | #DIV/0! | #DIV/0! | #DIV/0! | #DIV/0! | #DIV/0! | #DIV/0! | #DIV/0! | #DIV/0! | #DIV/0! | #DIV/0! | #DIV/0! | #DIV/0! | #DIV/0! | #DIV/0! | #DIV/0! | #DIV/0! | #DIV/0! | #DIV/0!
[10 empty] | 0 | 345.2994 | 354.686 | 363.329 | 371.7453 | 0 | 0 | 0 | 0 | 0 | 0 | 0 | 0 | 0 | 0 | 0 | 0 | 0 | 0 | 0 | 0 | 0 | 0 | 0 | 0 | 0 | 0 | 0
[10 empty] | 0 | 0 | 0 | 0 | 0 | 379.5877 | 386.9544 | 393.9299 | 400.5873 | 421.274 | 439.7191 | 474.3741 | 504.8293 | 531.7039 | 536.5507 | 542.8564 | 550.3272 | 558.7856 | 568.0307 | 577.9044 | 588.2844 | 699.6818 | 701.2181 | 705.9464 | 715.9026 | 729.6648 | 746.2334 | 762.1129
[10 empty] | 0 | 0 | 0 | 0 | 0 | 0 | 0 | 0 | 0 | 0 | 0 | 0 | 0 | 0 | 0 | 0 | 0 | 0 | 0 | 0 | 0 | 0 | 0 | 0 | 0 | 0 | 0 | 0
[10 empty] | 0 | 0 | 0 | 0 | 0 | 0 | 0 | 0 | 0 | 0 | 0 | 0 | 0 | 0 | 0 | 0 | 0 | 0 | 0 | 0 | 0 | 0 | 0 | 0 | 0 | 0 | 0 | 0
[10 empty] | 0 | 0 | 0 | 0 | 0 | 0 | 0 | 0 | 0 | 0 | 0 | 0 | 0 | 0 | 0 | 0 | 0 | 0 | 0 | 0 | 0 | 0 | 0 | 0 | 0 | 0 | 0 | 0
[10 empty] | 0 | 0 | 0 | 0 | 0 | 0 | 0 | 0 | 0 | 0 | 0 | 0 | 0 | 0 | 0 | 0 | 0 | 0 | 0 | 0 | 0 | 0 | 0 | 0 | 0 | 0 | 0 | 0
[10 empty] | 0 | 0 | 0 | 0 | 0 | 0 | 0 | 0 | 0 | 0 | 0 | 0 | 0 | 0 | 0 | 0 | 0 | 0 | 0 | 0 | 0 | 0 | 0 | 0 | 0 | 0 | 0 | 0
[10 empty] | 0 | 0 | 0 | 0 | 0 | 0 | 0 | 0 | 0 | 0 | 0 | 0 | 0 | 0 | 0 | 0 | 0 | 0 | 0 | 0 | 0 | 0 | 0 | 0 | 0 | 0 | 0 | 0
[10 empty] | 0 | 0 | 0 | 0 | 0 | 0 | 0 | 0 | 0 | 0 | 0 | 0 | 0 | 0 | 0 | 0 | 0 | 0 | 0 | 0 | 0 | 0 | 0 | 0 | 0 | 0 | 0 | 0
[10 empty] | 0 | 0 | 0 | 0 | 0 | 0 | 0 | 0 | 0 | 0 | 0 | 0 | 0 | 0 | 0 | 0 | 0 | 0 | 0 | 0 | 0 | 0 | 0 | 0 | 0 | 0 | 0 | 0
[10 empty] | 0 | 2557.1648 | 1925.5408 | 1504.7743 | 1224.3551 | 1224.7048 | 1224.2819 | 1462.5393 | 1620.0872 | 1723.9164 | 1987.6309 | 1955.6304 | 1796.0822 | 2093.2568 | 1674.0677 | 1435.5788 | 1382.1882 | 1452.734 | 1533.6543 | 1720.4112 | 1818.637 | 1821.2341 | 1951.6169 | 1843.4499 | 1668.3701 | 1622.7452 | 1476.8373 | 1441.1931
[10 empty] | 0 | 0 | 0 | 0 | 0 | 0 | 0 | 0 | 0 | 0 | 0 | 0 | 0 | 0 | 0 | 0 | 0 | 0 | 0 | 0 | 0 | 0 | 0 | 0 | 0 | 0 | 0 | 0
[10 empty] | 0 | 0 | 0 | 0 | 0 | 0 | 0 | 0 | 0 | 0 | 0 | 0 | 0 | 0 | 0 | 0 | 0 | 0 | 0 | 0 | 0 | 0 | 0 | 0 | 0 | 0 | 0 | 0
[10 empty] | 0 | 0 | 0 | 0 | 0 | 0 | 0 | 0 | 0 | 0 | 0 | 0 | 0 | 0 | 0 | 0 | 0 | 0 | 0 | 0 | 0 | 0 | 0 | 0 | 0 | 0 | 0 | 0
[10 empty] | 0 | 0 | 0 | 0 | 0 | 0 | 0 | 0 | 0 | 0 | 0 | 0 | 0 | 0 | 0 | 0 | 0 | 0 | 0 | 0 | 0 | 0 | 0 | 0 | 0 | 0 | 0 | 0
[10 empty] | 0 | 0 | 0 | 0 | 0 | 0 | 0 | 0 | 0 | 0 | 0 | 0 | 0 | 0 | 0 | 0 | 0 | 0 | 0 | 0 | 0 | 0 | 0 | 0 | 0 | 0 | 0 | 0
[10 empty] | 0 | 0 | 0 | 0 | 0 | 0 | 0 | 0 | 0 | 0 | 0 | 0 | 0 | 0 | 0 | 0 | 0 | 0 | 0 | 0 | 0 | 0 | 0 | 0 | 0 | 0 | 0 | 0
[10 empty] | 0 | 0 | 0 | 0 | 0 | 0 | 0 | 0 | 0 | 0 | 0 | 0 | 0 | 0 | 0 | 0 | 0 | 0 | 0 | 0 | 0 | 0 | 0 | 0 | 0 | 0 | 0 | 0
[10 empty] | 0 | 0 | 0 | 0 | 0 | 0 | 0 | 0 | 0 | 0 | 0 | 0 | 0 | 0 | 0 | 0 | 0 | 0 | 0 | 0 | 0 | 0 | 0 | 0 | 0 | 0 | 0 | 0
[10 empty] | 0 | 0 | 0 | 0 | 0 | 0 | 0 | 0 | 0 | 0 | 0 | 0 | 0 | 0 | 0 | 0 | 0 | 0 | 0 | 0 | 0 | 0 | 0 | 0 | 0 | 0 | 0 | 0
[10 empty] | 0 | 2004.895 | 2012.5554 | 2020.3402 | 2028.2511 | 2036.2904 | 2044.4601 | 2052.7623 | 2061.1992 | 2069.7729 | 2078.4856 | 2087.3397 | 2096.3374 | 2105.481 | 2182.2444 | 2250.614 | 2311.8308 | 2366.9589 | 2416.9113 | 2462.4711 | 2504.3103 | 3127.1462 | 3081.9761 | 3046.221 | 3018.5838 | 2997.9537 | 2983.3793 | 2983.6847
[10 empty] | 0 | 0 | 0 | 0 | 0 | 0 | 0 | 0 | 0 | 0 | 0 | 0 | 0 | 0 | 0 | 0 | 0 | 0 | 0 | 0 | 0 | 0 | 0 | 0 | 0 | 0 | 0 | 0
[10 empty] | 0 | 0 | 0 | 0 | 0 | 0 | 0 | 0 | 0 | 0 | 0 | 0 | 0 | 0 | 0 | 0 | 0 | 0 | 0 | 0 | 0 | 0 | 0 | 0 | 0 | 0 | 0 | 0
[10 empty] | 0 | 0 | 0 | 0 | 0 | 0 | 0 | 0 | 0 | 0 | 0 | 0 | 0 | 0 | 0 | 0 | 0 | 0 | 0 | 0 | 0 | 0 | 0 | 0 | 0 | 0 | 0 | 0
[10 empty] | 0 | 0 | 0 | 0 | 0 | 0 | 0 | 0 | 0 | 0 | 0 | 0 | 0 | 0 | 0 | 0 | 0 | 0 | 0 | 0 | 0 | 0 | 0 | 0 | 0 | 0 | 0 | 0
[10 empty] | 0 | 0 | 0 | 0 | 0 | 0 | 0 | 0 | 0 | 0 | 0 | 0 | 0 | 0 | 0 | 0 | 0 | 0 | 0 | 0 | 0 | 0 | 0 | 0 | 0 | 0 | 0 | 0
[10 empty] | 0 | 0 | 0 | 0 | 0 | 0 | 0 | 0 | 0 | 0 | 0 | 0 | 0 | 0 | 0 | 0 | 0 | 0 | 0 | 0 | 0 | 0 | 0 | 0 | 0 | 0 | 0 | 0
[10 empty] | 0 | 0 | 0 | 0 | 0 | 0 | 0 | 0 | 0 | 0 | 0 | 0 | 0 | 0 | 0 | 0 | 0 | 0 | 0 | 0 | 0 | 0 | 0 | 0 | 0 | 0 | 0 | 0
[10 empty] | 0 | 0 | 0 | 0 | 0 | 0 | 0 | 0 | 0 | 0 | 0 | 0 | 0 | 0 | 0 | 0 | 0 | 0 | 0 | 0 | 0 | 0 | 0 | 0 | 0 | 0 | 0 | 0
[10 empty] | 0 | 0 | 0 | 0 | 0 | 0 | 0 | 0 | 0 | 0 | 0 | 0 | 0 | 0 | 0 | 0 | 0 | 0 | 0 | 0 | 0 | 0 | 0 | 0 | 0 | 0 | 0 | 0
[10 empty] | 0 | 110.9146 | 110.7371 | 110.56 | 110.3831 | 110.2065 | 110.0301 | 109.8541 | 109.6783 | 109.5028 | 109.3276 | 109.1527 | 108.978 | 108.8037 | 108.6296 | 108.4558 | 108.2823 | 108.109 | 107.936 | 107.7633 | 107.5909 | 107.4188 | 107.2469 | 107.0753 | 106.904 | 106.7329 | 106.5622 | 141.0844
[10 empty] | 0 | 0 | 0 | 0 | 0 | 0 | 0 | 0 | 0 | 0 | 0 | 0 | 0 | 0 | 0 | 0 | 0 | 0 | 0 | 0 | 0 | 0 | 0 | 0 | 0 | 0 | 0 | 0
[10 empty] | 0 | 0 | 0 | 0 | 0 | 0 | 0 | 0 | 0 | 0 | 0 | 0 | 0 | 0 | 0 | 0 | 0 | 0 | 0 | 0 | 0 | 0 | 0 | 0 | 0 | 0 | 0 | 0
[10 empty] | 0 | 0 | 0 | 0 | 0 | 0 | 0 | 0 | 0 | 0 | 0 | 0 | 0 | 0 | 0 | 0 | 0 | 0 | 0 | 0 | 0 | 0 | 0 | 0 | 0 | 0 | 0 | 0
[10 empty] | 0 | 0 | 0 | 0 | 0 | 0 | 0 | 0 | 0 | 0 | 0 | 0 | 0 | 0 | 0 | 0 | 0 | 0 | 0 | 0 | 0 | 0 | 0 | 0 | 0 | 0 | 0 | 0
[10 empty] | 0 | 0 | 0 | 0 | 0 | 0 | 0 | 0 | 0 | 0 | 0 | 0 | 0 | 0 | 0 | 0 | 0 | 0 | 0 | 0 | 0 | 0 | 0 | 0 | 0 | 0 | 0 | 0
[10 empty] | 0 | 0 | 0 | 0 | 0 | 0 | 0 | 0 | 0 | 0 | 0 | 0 | 0 | 0 | 0 | 0 | 0 | 0 | 0 | 0 | 0 | 0 | 0 | 0 | 0 | 0 | 0 | 0
[10 empty] | 0 | 0 | 0 | 0 | 0 | 0 | 0 | 0 | 0 | 0 | 0 | 0 | 0 | 0 | 0 | 0 | 0 | 0 | 0 | 0 | 0 | 0 | 0 | 0 | 0 | 0 | 0 | 0
[10 empty] | 0 | 0 | 0 | 0 | 0 | 0 | 0 | 0 | 0 | 0 | 0 | 0 | 0 | 0 | 0 | 0 | 0 | 0 | 0 | 0 | 0 | 0 | 0 | 0 | 0 | 0 | 0 | 0
[10 empty] | 0 | 0 | 0 | 0 | 0 | 0 | 0 | 0 | 0 | 0 | 0 | 0 | 0 | 0 | 0 | 0 | 0 | 0 | 0 | 0 | 0 | 0 | 0 | 0 | 0 | 0 | 0 | 0
[10 empty] | 0 | 2067.7888 | 2133.6678 | 2191.6555 | 2239.6883 | 2281.8443 | 2318.7857 | 2351.1 | 2379.3086 | 2370.7405 | 2362.7218 | 2459.5258 | 2544.8558 | 2620.0039 | 2550.1872 | 2495.3962 | 2453.0814 | 2420.7555 | 2396.6548 | 2379.2863 | 2367.3888 | 2359.8999 | 2352.3214 | 2959.449 | 2914.6315 | 2881.8286 | 2857.963 | 2827.4613
[10 empty] | 0 | 0 | 0 | 0 | 0 | 0 | 0 | 0 | 0 | 0 | 0 | 0 | 0 | 0 | 0 | 0 | 0 | 0 | 0 | 0 | 0 | 0 | 0 | 0 | 0 | 0 | 0 | 0
[10 empty] | 0 | 0 | 0 | 0 | 0 | 0 | 0 | 0 | 0 | 0 | 0 | 0 | 0 | 0 | 0 | 0 | 0 | 0 | 0 | 0 | 0 | 0 | 0 | 0 | 0 | 0 | 0 | 0
[10 empty] | 0 | 0 | 0 | 0 | 0 | 0 | 0 | 0 | 0 | 0 | 0 | 0 | 0 | 0 | 0 | 0 | 0 | 0 | 0 | 0 | 0 | 0 | 0 | 0 | 0 | 0 | 0 | 0
[10 empty] | 0 | 0 | 0 | 0 | 0 | 0 | 0 | 0 | 0 | 0 | 0 | 0 | 0 | 0 | 0 | 0 | 0 | 0 | 0 | 0 | 0 | 0 | 0 | 0 | 0 | 0 | 0 | 0
[10 empty] | 0 | 0 | 0 | 0 | 0 | 0 | 0 | 0 | 0 | 0 | 0 | 0 | 0 | 0 | 0 | 0 | 0 | 0 | 0 | 0 | 0 | 0 | 0 | 0 | 0 | 0 | 0 | 0
[10 empty] | 0 | 0 | 0 | 0 | 0 | 0 | 0 | 0 | 0 | 0 | 0 | 0 | 0 | 0 | 0 | 0 | 0 | 0 | 0 | 0 | 0 | 0 | 0 | 0 | 0 | 0 | 0 | 0
[10 empty] | 0 | 0 | 0 | 0 | 0 | 0 | 0 | 0 | 0 | 0 | 0 | 0 | 0 | 0 | 0 | 0 | 0 | 0 | 0 | 0 | 0 | 0 | 0 | 0 | 0 | 0 | 0 | 0
[10 empty] | 0 | 0 | 0 | 0 | 0 | 0 | 0 | 0 | 0 | 0 | 0 | 0 | 0 | 0 | 0 | 0 | 0 | 0 | 0 | 0 | 0 | 0 | 0 | 0 | 0 | 0 | 0 | 0
[10 empty] | 0 | 0 | 0 | 0 | 0 | 0 | 0 | 0 | 0 | 0 | 0 | 0 | 0 | 0 | 0 | 0 | 0 | 0 | 0 | 0 | 0 | 0 | 0 | 0 | 0 | 0 | 0 | 0
[10 empty] | 0 | 674.2598 | 674.3707 | 674.3098 | 673.1394 | 671.9841 | 670.8419 | 669.7113 | 668.5907 | 656.6747 | 646.3422 | 671.3859 | 692.6284 | 710.6183 | 702.4652 | 695.5036 | 689.5376 | 684.2682 | 679.5972 | 675.4401 | 671.7244 | 858.6464 | 827.0188 | 798.4587 | 777.2087 | 761.9994 | 751.5039 | 741.3841
[10 empty] | 0 | 0 | 0 | 0 | 0 | 0 | 0 | 0 | 0 | 0 | 0 | 0 | 0 | 0 | 0 | 0 | 0 | 0 | 0 | 0 | 0 | 0 | 0 | 0 | 0 | 0 | 0 | 0
[10 empty] | 0 | 0 | 0 | 0 | 0 | 0 | 0 | 0 | 0 | 0 | 0 | 0 | 0 | 0 | 0 | 0 | 0 | 0 | 0 | 0 | 0 | 0 | 0 | 0 | 0 | 0 | 0 | 0
[10 empty] | 0 | 0 | 0 | 0 | 0 | 0 | 0 | 0 | 0 | 0 | 0 | 0 | 0 | 0 | 0 | 0 | 0 | 0 | 0 | 0 | 0 | 0 | 0 | 0 | 0 | 0 | 0 | 0
[10 empty] | 0 | 0 | 0 | 0 | 0 | 0 | 0 | 0 | 0 | 0 | 0 | 0 | 0 | 0 | 0 | 0 | 0 | 0 | 0 | 0 | 0 | 0 | 0 | 0 | 0 | 0 | 0 | 0
[10 empty] | 0 | 0 | 0 | 0 | 0 | 0 | 0 | 0 | 0 | 0 | 0 | 0 | 0 | 0 | 0 | 0 | 0 | 0 | 0 | 0 | 0 | 0 | 0 | 0 | 0 | 0 | 0 | 0
[10 empty] | 0 | 0 | 0 | 0 | 0 | 0 | 0 | 0 | 0 | 0 | 0 | 0 | 0 | 0 | 0 | 0 | 0 | 0 | 0 | 0 | 0 | 0 | 0 | 0 | 0 | 0 | 0 | 0
[10 empty] | 0 | 0 | 0 | 0 | 0 | 0 | 0 | 0 | 0 | 0 | 0 | 0 | 0 | 0 | 0 | 0 | 0 | 0 | 0 | 0 | 0 | 0 | 0 | 0 | 0 | 0 | 0 | 0
[10 empty] | 0 | 0 | 0 | 0 | 0 | 0 | 0 | 0 | 0 | 0 | 0 | 0 | 0 | 0 | 0 | 0 | 0 | 0 | 0 | 0 | 0 | 0 | 0 | 0 | 0 | 0 | 0 | 0
[10 empty] | 0 | 0 | 0 | 0 | 0 | 0 | 0 | 0 | 0 | 0 | 0 | 0 | 0 | 0 | 0 | 0 | 0 | 0 | 0 | 0 | 0 | 0 | 0 | 0 | 0 | 0 | 0 | 0
[10 empty] | 0 | 5975.1779 | 0 | 0 | 0 | 0 | 0 | 0 | 0 | 0 | 0 | 0 | 0 | 0 | 0 | 0 | 0 | 0 | 0 | 0 | 0 | 0 | 0 | 0 | 0 | 0 | 0 | 0
[10 empty] | 0 | 0 | 5965.6176 | 5956.0726 | 7928.7238 | 9235.3775 | 10098.7534 | 12493.6508 | 12504.9233 | 12636.5179 | 13767.4692 | 14275.4151 | 14469.1141 | 15186.0601 | 15291.6742 | 15386.0154 | 15827.6425 | 15988.402 | 16025.4217 | 16264.8012 | 16328.8215 | 16356.4999 | 16500.8765 | 16545.0608 | 16543.7991 | 16617.0251 | 16634.6956 | 16629.1125
[10 empty] | 0 | 0 | 0 | 0 | 0 | 0 | 0 | 0 | 0 | 0 | 0 | 0 | 0 | 0 | 0 | 0 | 0 | 0 | 0 | 0 | 0 | 0 | 0 | 0 | 0 | 0 | 0 | 0
[10 empty] | 0 | 0 | 0 | 0 | 0 | 0 | 0 | 0 | 0 | 0 | 0 | 0 | 0 | 0 | 0 | 0 | 0 | 0 | 0 | 0 | 0 | 0 | 0 | 0 | 0 | 0 | 0 | 0
[10 empty] | 0 | 0 | 0 | 0 | 0 | 0 | 0 | 0 | 0 | 0 | 0 | 0 | 0 | 0 | 0 | 0 | 0 | 0 | 0 | 0 | 0 | 0 | 0 | 0 | 0 | 0 | 0 | 0
[10 empty] | 0 | 0 | 0 | 0 | 0 | 0 | 0 | 0 | 0 | 0 | 0 | 0 | 0 | 0 | 0 | 0 | 0 | 0 | 0 | 0 | 0 | 0 | 0 | 0 | 0 | 0 | 0 | 0
[10 empty] | 0 | 0 | 0 | 0 | 0 | 0 | 0 | 0 | 0 | 0 | 0 | 0 | 0 | 0 | 0 | 0 | 0 | 0 | 0 | 0 | 0 | 0 | 0 | 0 | 0 | 0 | 0 | 0
[10 empty] | 0 | 0 | 0 | 0 | 0 | 0 | 0 | 0 | 0 | 0 | 0 | 0 | 0 | 0 | 0 | 0 | 0 | 0 | 0 | 0 | 0 | 0 | 0 | 0 | 0 | 0 | 0 | 0
[10 empty] | 0 | 0 | 0 | 0 | 0 | 0 | 0 | 0 | 0 | 0 | 0 | 0 | 0 | 0 | 0 | 0 | 0 | 0 | 0 | 0 | 0 | 0 | 0 | 0 | 0 | 0 | 0 | 0
[10 empty] | 0 | 0 | 0 | 0 | 0 | 0 | 0 | 0 | 0 | 0 | 0 | 0 | 0 | 0 | 0 | 0 | 0 | 0 | 0 | 0 | 0 | 0 | 0 | 0 | 0 | 0 | 0 | 0
[10 empty] | 0 | 3377.2744 | 0 | 0 | 0 | 0 | 0 | 0 | 0 | 0 | 0 | 0 | 0 | 0 | 0 | 0 | 0 | 0 | 0 | 0 | 0 | 0 | 0 | 0 | 0 | 0 | 0 | 0
[10 empty] | 0 | 0 | 3371.8708 | 3366.4758 | 3361.0895 | 3355.7117 | 3350.3426 | 3344.982 | 3339.63 | 3334.2866 | 3328.9518 | 3323.6255 | 3318.3077 | 3312.9984 | 3307.6976 | 3302.4053 | 3297.1214 | 3291.846 | 3286.5791 | 3281.3205 | 3276.0704 | 3270.8287 | 3265.5954 | 3260.3704 | 3255.1538 | 4101.8993 | 3925.2182 | 3783.0611
[10 empty] | 0 | 0 | 0 | 0 | 0 | 0 | 0 | 0 | 0 | 0 | 0 | 0 | 0 | 0 | 0 | 0 | 0 | 0 | 0 | 0 | 0 | 0 | 0 | 0 | 0 | 0 | 0 | 0
[10 empty] | 0 | 0 | 0 | 0 | 0 | 0 | 0 | 0 | 0 | 0 | 0 | 0 | 0 | 0 | 0 | 0 | 0 | 0 | 0 | 0 | 0 | 0 | 0 | 0 | 0 | 0 | 0 | 0
[10 empty] | 0 | 0 | 0 | 0 | 0 | 0 | 0 | 0 | 0 | 0 | 0 | 0 | 0 | 0 | 0 | 0 | 0 | 0 | 0 | 0 | 0 | 0 | 0 | 0 | 0 | 0 | 0 | 0
[10 empty] | 0 | 0 | 0 | 0 | 0 | 0 | 0 | 0 | 0 | 0 | 0 | 0 | 0 | 0 | 0 | 0 | 0 | 0 | 0 | 0 | 0 | 0 | 0 | 0 | 0 | 0 | 0 | 0
[10 empty] | 0 | 0 | 0 | 0 | 0 | 0 | 0 | 0 | 0 | 0 | 0 | 0 | 0 | 0 | 0 | 0 | 0 | 0 | 0 | 0 | 0 | 0 | 0 | 0 | 0 | 0 | 0 | 0
[10 empty] | 0 | 0 | 0 | 0 | 0 | 0 | 0 | 0 | 0 | 0 | 0 | 0 | 0 | 0 | 0 | 0 | 0 | 0 | 0 | 0 | 0 | 0 | 0 | 0 | 0 | 0 | 0 | 0
[10 empty] | 0 | 0 | 0 | 0 | 0 | 0 | 0 | 0 | 0 | 0 | 0 | 0 | 0 | 0 | 0 | 0 | 0 | 0 | 0 | 0 | 0 | 0 | 0 | 0 | 0 | 0 | 0 | 0
[10 empty] | 0 | 0 | 0 | 0 | 0 | 0 | 0 | 0 | 0 | 0 | 0 | 0 | 0 | 0 | 0 | 0 | 0 | 0 | 0 | 0 | 0 | 0 | 0 | 0 | 0 | 0 | 0 | 0
[10 empty] | 0 | 11096.7589 | 11079.0041 | 14748.3702 | 17178.9016 | 20009.9846 | 21201.1096 | 20760.1265 | 21584.887 | 21745.717 | 22206.0589 | 22245.4297 | 22105.1441 | 22272.7431 | 22207.8423 | 22279.0734 | 22222.5731 | 22173.442 | 22182.2548 | 22126.2889 | 22118.6216 | 22069.9153 | 22036.375 | 22009.2062 | 21967.2873 | 21939.8055 | 21899.5412 | 21866.5665
[10 empty] | 0 | 0 | 0 | 0 | 0 | 0 | 0 | 0 | 0 | 0 | 0 | 0 | 0 | 0 | 0 | 0 | 0 | 0 | 0 | 0 | 0 | 0 | 0 | 0 | 0 | 0 | 0 | 0
[10 empty] | 0 | 0 | 0 | 0 | 0 | 0 | 0 | 0 | 0 | 0 | 0 | 0 | 0 | 0 | 0 | 0 | 0 | 0 | 0 | 0 | 0 | 0 | 0 | 0 | 0 | 0 | 0 | 0
[10 empty] | 0 | 0 | 0 | 0 | 0 | 0 | 0 | 0 | 0 | 0 | 0 | 0 | 0 | 0 | 0 | 0 | 0 | 0 | 0 | 0 | 0 | 0 | 0 | 0 | 0 | 0 | 0 | 0
[10 empty] | 0 | 0 | 0 | 0 | 0 | 0 | 0 | 0 | 0 | 0 | 0 | 0 | 0 | 0 | 0 | 0 | 0 | 0 | 0 | 0 | 0 | 0 | 0 | 0 | 0 | 0 | 0 | 0
[10 empty] | 0 | 0 | 0 | 0 | 0 | 0 | 0 | 0 | 0 | 0 | 0 | 0 | 0 | 0 | 0 | 0 | 0 | 0 | 0 | 0 | 0 | 0 | 0 | 0 | 0 | 0 | 0 | 0
[10 empty] | 0 | 0 | 0 | 0 | 0 | 0 | 0 | 0 | 0 | 0 | 0 | 0 | 0 | 0 | 0 | 0 | 0 | 0 | 0 | 0 | 0 | 0 | 0 | 0 | 0 | 0 | 0 | 0
[10 empty] | 0 | 0 | 0 | 0 | 0 | 0 | 0 | 0 | 0 | 0 | 0 | 0 | 0 | 0 | 0 | 0 | 0 | 0 | 0 | 0 | 0 | 0 | 0 | 0 | 0 | 0 | 0 | 0
[10 empty] | 0 | 0 | 0 | 0 | 0 | 0 | 0 | 0 | 0 | 0 | 0 | 0 | 0 | 0 | 0 | 0 | 0 | 0 | 0 | 0 | 0 | 0 | 0 | 0 | 0 | 0 | 0 | 0
[10 empty] | 0 | 0 | 0 | 0 | 0 | 0 | 0 | 0 | 0 | 0 | 0 | 0 | 0 | 0 | 0 | 0 | 0 | 0 | 0 | 0 | 0 | 0 | 0 | 0 | 0 | 0 | 0 | 0
[10 empty] | 0 | 7061.5738 | 0 | 0 | 0 | 0 | 0 | 0 | 0 | 0 | 0 | 0 | 0 | 0 | 0 | 0 | 0 | 0 | 0 | 0 | 0 | 0 | 0 | 0 | 0 | 0 | 0 | 0
[10 empty] | 0 | 0 | 7050.2753 | 9385.3265 | 10932.0283 | 12733.6266 | 15826.7024 | 15930.8992 | 17291.9247 | 17915.7616 | 18698.0847 | 19566.9305 | 19726.6184 | 20289.8378 | 20508.789 | 20818.87 | 21070.2453 | 21164.4886 | 21358.7394 | 21426.1653 | 21531.9673 | 21595.4598 | 21627.2482 | 21676.7206 | 21685.0962 | 21706.0604 | 21707.3929 | 21703.1067
[10 empty] | 0 | 0 | 0 | 0 | 0 | 0 | 0 | 0 | 0 | 0 | 0 | 0 | 0 | 0 | 0 | 0 | 0 | 0 | 0 | 0 | 0 | 0 | 0 | 0 | 0 | 0 | 0 | 0
[10 empty] | 0 | 0 | 0 | 0 | 0 | 0 | 0 | 0 | 0 | 0 | 0 | 0 | 0 | 0 | 0 | 0 | 0 | 0 | 0 | 0 | 0 | 0 | 0 | 0 | 0 | 0 | 0 | 0
[10 empty] | 0 | 0 | 0 | 0 | 0 | 0 | 0 | 0 | 0 | 0 | 0 | 0 | 0 | 0 | 0 | 0 | 0 | 0 | 0 | 0 | 0 | 0 | 0 | 0 | 0 | 0 | 0 | 0
[10 empty] | 0 | 0 | 0 | 0 | 0 | 0 | 0 | 0 | 0 | 0 | 0 | 0 | 0 | 0 | 0 | 0 | 0 | 0 | 0 | 0 | 0 | 0 | 0 | 0 | 0 | 0 | 0 | 0
[10 empty] | 0 | 0 | 0 | 0 | 0 | 0 | 0 | 0 | 0 | 0 | 0 | 0 | 0 | 0 | 0 | 0 | 0 | 0 | 0 | 0 | 0 | 0 | 0 | 0 | 0 | 0 | 0 | 0
[10 empty] | 0 | 0 | 0 | 0 | 0 | 0 | 0 | 0 | 0 | 0 | 0 | 0 | 0 | 0 | 0 | 0 | 0 | 0 | 0 | 0 | 0 | 0 | 0 | 0 | 0 | 0 | 0 | 0
[10 empty] | 0 | 0 | 0 | 0 | 0 | 0 | 0 | 0 | 0 | 0 | 0 | 0 | 0 | 0 | 0 | 0 | 0 | 0 | 0 | 0 | 0 | 0 | 0 | 0 | 0 | 0 | 0 | 0
[10 empty] | 0 | 0 | 0 | 0 | 0 | 0 | 0 | 0 | 0 | 0 | 0 | 0 | 0 | 0 | 0 | 0 | 0 | 0 | 0 | 0 | 0 | 0 | 0 | 0 | 0 | 0 | 0 | 0
[10 empty] | 0 | 3033.7261 | 3178.2847 | 3305.7982 | 3418.1858 | 3517.151 | 3604.2056 | 3639.8357 | 3670.7503 | 3993.3424 | 4278.455 | 4530.3077 | 4351.6924 | 4208.9589 | 4096.2084 | 4008.4156 | 3941.3066 | 3891.2534 | 3850.7226 | 3818.1279 | 3824.4189 | 4765.9072 | 4768.7234 | 4746.7085 | 4707.1383 | 4655.7626 | 4597.0788 | 4522.3773
[10 empty] | 0 | 0 | 0 | 0 | 0 | 0 | 0 | 0 | 0 | 0 | 0 | 0 | 0 | 0 | 0 | 0 | 0 | 0 | 0 | 0 | 0 | 0 | 0 | 0 | 0 | 0 | 0 | 0
[10 empty] | 0 | 0 | 0 | 0 | 0 | 0 | 0 | 0 | 0 | 0 | 0 | 0 | 0 | 0 | 0 | 0 | 0 | 0 | 0 | 0 | 0 | 0 | 0 | 0 | 0 | 0 | 0 | 0
[10 empty] | 0 | 0 | 0 | 0 | 0 | 0 | 0 | 0 | 0 | 0 | 0 | 0 | 0 | 0 | 0 | 0 | 0 | 0 | 0 | 0 | 0 | 0 | 0 | 0 | 0 | 0 | 0 | 0
[10 empty] | 0 | 0 | 0 | 0 | 0 | 0 | 0 | 0 | 0 | 0 | 0 | 0 | 0 | 0 | 0 | 0 | 0 | 0 | 0 | 0 | 0 | 0 | 0 | 0 | 0 | 0 | 0 | 0
[10 empty] | 0 | 0 | 0 | 0 | 0 | 0 | 0 | 0 | 0 | 0 | 0 | 0 | 0 | 0 | 0 | 0 | 0 | 0 | 0 | 0 | 0 | 0 | 0 | 0 | 0 | 0 | 0 | 0
[10 empty] | 0 | 0 | 0 | 0 | 0 | 0 | 0 | 0 | 0 | 0 | 0 | 0 | 0 | 0 | 0 | 0 | 0 | 0 | 0 | 0 | 0 | 0 | 0 | 0 | 0 | 0 | 0 | 0
[10 empty] | 0 | 0 | 0 | 0 | 0 | 0 | 0 | 0 | 0 | 0 | 0 | 0 | 0 | 0 | 0 | 0 | 0 | 0 | 0 | 0 | 0 | 0 | 0 | 0 | 0 | 0 | 0 | 0
[10 empty] | 0 | 0 | 0 | 0 | 0 | 0 | 0 | 0 | 0 | 0 | 0 | 0 | 0 | 0 | 0 | 0 | 0 | 0 | 0 | 0 | 0 | 0 | 0 | 0 | 0 | 0 | 0 | 0
[10 empty] | 0 | 0 | 0 | 0 | 0 | 0 | 0 | 0 | 0 | 0 | 0 | 0 | 0 | 0 | 0 | 0 | 0 | 0 | 0 | 0 | 0 | 0 | 0 | 0 | 0 | 0 | 0 | 0
[10 empty] | 0 | 4342.8703 | 3932.9778 | 3450.8119 | 3065.2787 | 2787.2693 | 2564.5342 | 2385.8995 | 2755.5006 | 2969.9536 | 3046.4497 | 3031.8415 | 2965.6448 | 3970.651 | 3534.9462 | 3241.2339 | 3073.1563 | 2981.0746 | 2918.5716 | 2866.7499 | 3161.5059 | 3272.089 | 3267.8479 | 3208.4353 | 3129.8754 | 3326.589 | 3108.6421 | 3028.3022
[10 empty] | 0 | 0 | 0 | 0 | 0 | 0 | 0 | 0 | 0 | 0 | 0 | 0 | 0 | 0 | 0 | 0 | 0 | 0 | 0 | 0 | 0 | 0 | 0 | 0 | 0 | 0 | 0 | 0
[10 empty] | 0 | 0 | 0 | 0 | 0 | 0 | 0 | 0 | 0 | 0 | 0 | 0 | 0 | 0 | 0 | 0 | 0 | 0 | 0 | 0 | 0 | 0 | 0 | 0 | 0 | 0 | 0 | 0
[10 empty] | 0 | 0 | 0 | 0 | 0 | 0 | 0 | 0 | 0 | 0 | 0 | 0 | 0 | 0 | 0 | 0 | 0 | 0 | 0 | 0 | 0 | 0 | 0 | 0 | 0 | 0 | 0 | 0
[10 empty] | 0 | 0 | 0 | 0 | 0 | 0 | 0 | 0 | 0 | 0 | 0 | 0 | 0 | 0 | 0 | 0 | 0 | 0 | 0 | 0 | 0 | 0 | 0 | 0 | 0 | 0 | 0 | 0
[10 empty] | 0 | 0 | 0 | 0 | 0 | 0 | 0 | 0 | 0 | 0 | 0 | 0 | 0 | 0 | 0 | 0 | 0 | 0 | 0 | 0 | 0 | 0 | 0 | 0 | 0 | 0 | 0 | 0
[10 empty] | 0 | 0 | 0 | 0 | 0 | 0 | 0 | 0 | 0 | 0 | 0 | 0 | 0 | 0 | 0 | 0 | 0 | 0 | 0 | 0 | 0 | 0 | 0 | 0 | 0 | 0 | 0 | 0
[10 empty] | 0 | 0 | 0 | 0 | 0 | 0 | 0 | 0 | 0 | 0 | 0 | 0 | 0 | 0 | 0 | 0 | 0 | 0 | 0 | 0 | 0 | 0 | 0 | 0 | 0 | 0 | 0 | 0
[10 empty] | 0 | 0 | 0 | 0 | 0 | 0 | 0 | 0 | 0 | 0 | 0 | 0 | 0 | 0 | 0 | 0 | 0 | 0 | 0 | 0 | 0 | 0 | 0 | 0 | 0 | 0 | 0 | 0
[10 empty] | 0 | 0 | 0 | 0 | 0 | 0 | 0 | 0 | 0 | 0 | 0 | 0 | 0 | 0 | 0 | 0 | 0 | 0 | 0 | 0 | 0 | 0 | 0 | 0 | 0 | 0 | 0 | 0
[10 empty] | 0 | 748.7709 | 813.8067 | 869.8899 | 918.303 | 960.1452 | 1033.1718 | 1096.1184 | 1150.4284 | 1197.3394 | 1237.9119 | 1285.533 | 1326.7216 | 1413.8011 | 1488.8188 | 1553.5017 | 1476.8917 | 1420.9066 | 1381.3249 | 1354.7117 | 1338.2796 | 1335.0331 | 1341.6528 | 1573.6593 | 1580.4308 | 1589.8453 | 1602.91 | 1618.5092
[10 empty] | 0 | 0 | 0 | 0 | 0 | 0 | 0 | 0 | 0 | 0 | 0 | 0 | 0 | 0 | 0 | 0 | 0 | 0 | 0 | 0 | 0 | 0 | 0 | 0 | 0 | 0 | 0 | 0
[10 empty] | 0 | 0 | 0 | 0 | 0 | 0 | 0 | 0 | 0 | 0 | 0 | 0 | 0 | 0 | 0 | 0 | 0 | 0 | 0 | 0 | 0 | 0 | 0 | 0 | 0 | 0 | 0 | 0
[10 empty] | 0 | 0 | 0 | 0 | 0 | 0 | 0 | 0 | 0 | 0 | 0 | 0 | 0 | 0 | 0 | 0 | 0 | 0 | 0 | 0 | 0 | 0 | 0 | 0 | 0 | 0 | 0 | 0
[10 empty] | 0 | 0 | 0 | 0 | 0 | 0 | 0 | 0 | 0 | 0 | 0 | 0 | 0 | 0 | 0 | 0 | 0 | 0 | 0 | 0 | 0 | 0 | 0 | 0 | 0 | 0 | 0 | 0
[10 empty] | 0 | 0 | 0 | 0 | 0 | 0 | 0 | 0 | 0 | 0 | 0 | 0 | 0 | 0 | 0 | 0 | 0 | 0 | 0 | 0 | 0 | 0 | 0 | 0 | 0 | 0 | 0 | 0
[10 empty] | 0 | 0 | 0 | 0 | 0 | 0 | 0 | 0 | 0 | 0 | 0 | 0 | 0 | 0 | 0 | 0 | 0 | 0 | 0 | 0 | 0 | 0 | 0 | 0 | 0 | 0 | 0 | 0
[10 empty] | 0 | 0 | 0 | 0 | 0 | 0 | 0 | 0 | 0 | 0 | 0 | 0 | 0 | 0 | 0 | 0 | 0 | 0 | 0 | 0 | 0 | 0 | 0 | 0 | 0 | 0 | 0 | 0
[10 empty] | 0 | 0 | 0 | 0 | 0 | 0 | 0 | 0 | 0 | 0 | 0 | 0 | 0 | 0 | 0 | 0 | 0 | 0 | 0 | 0 | 0 | 0 | 0 | 0 | 0 | 0 | 0 | 0
[10 empty] | 0 | 0 | 0 | 0 | 0 | 0 | 0 | 0 | 0 | 0 | 0 | 0 | 0 | 0 | 0 | 0 | 0 | 0 | 0 | 0 | 0 | 0 | 0 | 0 | 0 | 0 | 0 | 0
[10 empty] | 0 | 4429.9503 | 4252.4788 | 4099.9112 | 3968.6598 | 4388.9981 | 4747.3207 | 5052.5665 | 5312.386 | 5533.3275 | 5360.5667 | 5187.6783 | 5018.1921 | 4854.6233 | 4773.8922 | 4755.3175 | 4782.4585 | 6103.3069 | 5955.3006 | 5811.279 | 5669.6392 | 5681.4685 | 5651.0516 | 5598.6751 | 5538.4231 | 5479.7214 | 5503.7397 | 5503.3205
[10 empty] | 0 | 0 | 0 | 0 | 0 | 0 | 0 | 0 | 0 | 0 | 0 | 0 | 0 | 0 | 0 | 0 | 0 | 0 | 0 | 0 | 0 | 0 | 0 | 0 | 0 | 0 | 0 | 0
[10 empty] | 0 | 0 | 0 | 0 | 0 | 0 | 0 | 0 | 0 | 0 | 0 | 0 | 0 | 0 | 0 | 0 | 0 | 0 | 0 | 0 | 0 | 0 | 0 | 0 | 0 | 0 | 0 | 0
[10 empty] | 0 | 0 | 0 | 0 | 0 | 0 | 0 | 0 | 0 | 0 | 0 | 0 | 0 | 0 | 0 | 0 | 0 | 0 | 0 | 0 | 0 | 0 | 0 | 0 | 0 | 0 | 0 | 0
[10 empty] | 0 | 0 | 0 | 0 | 0 | 0 | 0 | 0 | 0 | 0 | 0 | 0 | 0 | 0 | 0 | 0 | 0 | 0 | 0 | 0 | 0 | 0 | 0 | 0 | 0 | 0 | 0 | 0
[10 empty] | 0 | 0 | 0 | 0 | 0 | 0 | 0 | 0 | 0 | 0 | 0 | 0 | 0 | 0 | 0 | 0 | 0 | 0 | 0 | 0 | 0 | 0 | 0 | 0 | 0 | 0 | 0 | 0
[10 empty] | 0 | 0 | 0 | 0 | 0 | 0 | 0 | 0 | 0 | 0 | 0 | 0 | 0 | 0 | 0 | 0 | 0 | 0 | 0 | 0 | 0 | 0 | 0 | 0 | 0 | 0 | 0 | 0
[10 empty] | 0 | 0 | 0 | 0 | 0 | 0 | 0 | 0 | 0 | 0 | 0 | 0 | 0 | 0 | 0 | 0 | 0 | 0 | 0 | 0 | 0 | 0 | 0 | 0 | 0 | 0 | 0 | 0
[10 empty] | 0 | 0 | 0 | 0 | 0 | 0 | 0 | 0 | 0 | 0 | 0 | 0 | 0 | 0 | 0 | 0 | 0 | 0 | 0 | 0 | 0 | 0 | 0 | 0 | 0 | 0 | 0 | 0
[10 empty] | 0 | 0 | 0 | 0 | 0 | 0 | 0 | 0 | 0 | 0 | 0 | 0 | 0 | 0 | 0 | 0 | 0 | 0 | 0 | 0 | 0 | 0 | 0 | 0 | 0 | 0 | 0 | 0
[10 empty] | 0 | 2813.4948 | 2882.6742 | 2944.1974 | 2998.9151 | 3047.5836 | 3090.875 | 3270.992 | 3431.1267 | 3573.4994 | 3700.0838 | 3812.6341 | 3716.7076 | 3639.1571 | 3577.0904 | 3528.0309 | 3489.8612 | 3460.7741 | 3454.9632 | 3467.622 | 3494.725 | 4399.3179 | 4370.8363 | 4332.5348 | 4287.8083 | 4239.3241 | 4189.1519 | 4182.4802
[10 empty] | 0 | 0 | 0 | 0 | 0 | 0 | 0 | 0 | 0 | 0 | 0 | 0 | 0 | 0 | 0 | 0 | 0 | 0 | 0 | 0 | 0 | 0 | 0 | 0 | 0 | 0 | 0 | 0
[10 empty] | 0 | 0 | 0 | 0 | 0 | 0 | 0 | 0 | 0 | 0 | 0 | 0 | 0 | 0 | 0 | 0 | 0 | 0 | 0 | 0 | 0 | 0 | 0 | 0 | 0 | 0 | 0 | 0
[10 empty] | 0 | 0 | 0 | 0 | 0 | 0 | 0 | 0 | 0 | 0 | 0 | 0 | 0 | 0 | 0 | 0 | 0 | 0 | 0 | 0 | 0 | 0 | 0 | 0 | 0 | 0 | 0 | 0
[10 empty] | 0 | 0 | 0 | 0 | 0 | 0 | 0 | 0 | 0 | 0 | 0 | 0 | 0 | 0 | 0 | 0 | 0 | 0 | 0 | 0 | 0 | 0 | 0 | 0 | 0 | 0 | 0 | 0
[10 empty] | 0 | 0 | 0 | 0 | 0 | 0 | 0 | 0 | 0 | 0 | 0 | 0 | 0 | 0 | 0 | 0 | 0 | 0 | 0 | 0 | 0 | 0 | 0 | 0 | 0 | 0 | 0 | 0
[10 empty] | 0 | 0 | 0 | 0 | 0 | 0 | 0 | 0 | 0 | 0 | 0 | 0 | 0 | 0 | 0 | 0 | 0 | 0 | 0 | 0 | 0 | 0 | 0 | 0 | 0 | 0 | 0 | 0
[10 empty] | 0 | 0 | 0 | 0 | 0 | 0 | 0 | 0 | 0 | 0 | 0 | 0 | 0 | 0 | 0 | 0 | 0 | 0 | 0 | 0 | 0 | 0 | 0 | 0 | 0 | 0 | 0 | 0
[10 empty] | 0 | 0 | 0 | 0 | 0 | 0 | 0 | 0 | 0 | 0 | 0 | 0 | 0 | 0 | 0 | 0 | 0 | 0 | 0 | 0 | 0 | 0 | 0 | 0 | 0 | 0 | 0 | 0
[10 empty] | 0 | 0 | 0 | 0 | 0 | 0 | 0 | 0 | 0 | 0 | 0 | 0 | 0 | 0 | 0 | 0 | 0 | 0 | 0 | 0 | 0 | 0 | 0 | 0 | 0 | 0 | 0 | 0
[10 empty] | 0 | 3194.5873 | 3213.3848 | 3232.6141 | 3252.2849 | 3272.4075 | 3292.9923 | 3314.0497 | 3335.5908 | 3357.6266 | 3497.099 | 3623.0701 | 3737.6161 | 3842.5202 | 3939.314 | 4029.3142 | 4113.6528 | 5124.0696 | 5072.3819 | 5052.6111 | 5058.3747 | 5084.5011 | 5126.8145 | 5181.9572 | 5247.2419 | 5320.5294 | 5567.1632 | 5772.6214
[10 empty] | 0 | 0 | 0 | 0 | 0 | 0 | 0 | 0 | 0 | 0 | 0 | 0 | 0 | 0 | 0 | 0 | 0 | 0 | 0 | 0 | 0 | 0 | 0 | 0 | 0 | 0 | 0 | 0
[10 empty] | 0 | 0 | 0 | 0 | 0 | 0 | 0 | 0 | 0 | 0 | 0 | 0 | 0 | 0 | 0 | 0 | 0 | 0 | 0 | 0 | 0 | 0 | 0 | 0 | 0 | 0 | 0 | 0
[10 empty] | 0 | 0 | 0 | 0 | 0 | 0 | 0 | 0 | 0 | 0 | 0 | 0 | 0 | 0 | 0 | 0 | 0 | 0 | 0 | 0 | 0 | 0 | 0 | 0 | 0 | 0 | 0 | 0
[10 empty] | 0 | 0 | 0 | 0 | 0 | 0 | 0 | 0 | 0 | 0 | 0 | 0 | 0 | 0 | 0 | 0 | 0 | 0 | 0 | 0 | 0 | 0 | 0 | 0 | 0 | 0 | 0 | 0
[10 empty] | 0 | 0 | 0 | 0 | 0 | 0 | 0 | 0 | 0 | 0 | 0 | 0 | 0 | 0 | 0 | 0 | 0 | 0 | 0 | 0 | 0 | 0 | 0 | 0 | 0 | 0 | 0 | 0
[10 empty] | 0 | 0 | 0 | 0 | 0 | 0 | 0 | 0 | 0 | 0 | 0 | 0 | 0 | 0 | 0 | 0 | 0 | 0 | 0 | 0 | 0 | 0 | 0 | 0 | 0 | 0 | 0 | 0
[10 empty] | 0 | 0 | 0 | 0 | 0 | 0 | 0 | 0 | 0 | 0 | 0 | 0 | 0 | 0 | 0 | 0 | 0 | 0 | 0 | 0 | 0 | 0 | 0 | 0 | 0 | 0 | 0 | 0
[10 empty] | 0 | 0 | 0 | 0 | 0 | 0 | 0 | 0 | 0 | 0 | 0 | 0 | 0 | 0 | 0 | 0 | 0 | 0 | 0 | 0 | 0 | 0 | 0 | 0 | 0 | 0 | 0 | 0
[10 empty] | 0 | 0 | 0 | 0 | 0 | 0 | 0 | 0 | 0 | 0 | 0 | 0 | 0 | 0 | 0 | 0 | 0 | 0 | 0 | 0 | 0 | 0 | 0 | 0 | 0 | 0 | 0 | 0
[10 empty] | 0 | 2164.0297 | 2060.9954 | 2249.1612 | 2407.2562 | 2539.7141 | 2650.3164 | 2742.2886 | 2868.8795 | 2974.2653 | 3061.577 | 3133.4848 | 3192.2663 | 3060.2015 | 2945.9073 | 2846.7787 | 2760.5936 | 2685.4567 | 2575.0031 | 2467.2488 | 2400.0716 | 2363.5523 | 2349.8131 | 2352.6315 | 2367.1242 | 2956.6687 | 2888.8813 | 2917.8364
[10 empty] | 0 | 0 | 0 | 0 | 0 | 0 | 0 | 0 | 0 | 0 | 0 | 0 | 0 | 0 | 0 | 0 | 0 | 0 | 0 | 0 | 0 | 0 | 0 | 0 | 0 | 0 | 0 | 0
[10 empty] | 0 | 0 | 0 | 0 | 0 | 0 | 0 | 0 | 0 | 0 | 0 | 0 | 0 | 0 | 0 | 0 | 0 | 0 | 0 | 0 | 0 | 0 | 0 | 0 | 0 | 0 | 0 | 0
[10 empty] | 0 | 0 | 0 | 0 | 0 | 0 | 0 | 0 | 0 | 0 | 0 | 0 | 0 | 0 | 0 | 0 | 0 | 0 | 0 | 0 | 0 | 0 | 0 | 0 | 0 | 0 | 0 | 0
[10 empty] | 0 | 0 | 0 | 0 | 0 | 0 | 0 | 0 | 0 | 0 | 0 | 0 | 0 | 0 | 0 | 0 | 0 | 0 | 0 | 0 | 0 | 0 | 0 | 0 | 0 | 0 | 0 | 0
[10 empty] | 0 | 0 | 0 | 0 | 0 | 0 | 0 | 0 | 0 | 0 | 0 | 0 | 0 | 0 | 0 | 0 | 0 | 0 | 0 | 0 | 0 | 0 | 0 | 0 | 0 | 0 | 0 | 0
[10 empty] | 0 | 0 | 0 | 0 | 0 | 0 | 0 | 0 | 0 | 0 | 0 | 0 | 0 | 0 | 0 | 0 | 0 | 0 | 0 | 0 | 0 | 0 | 0 | 0 | 0 | 0 | 0 | 0
[10 empty] | 0 | 0 | 0 | 0 | 0 | 0 | 0 | 0 | 0 | 0 | 0 | 0 | 0 | 0 | 0 | 0 | 0 | 0 | 0 | 0 | 0 | 0 | 0 | 0 | 0 | 0 | 0 | 0
[10 empty] | 0 | 0 | 0 | 0 | 0 | 0 | 0 | 0 | 0 | 0 | 0 | 0 | 0 | 0 | 0 | 0 | 0 | 0 | 0 | 0 | 0 | 0 | 0 | 0 | 0 | 0 | 0 | 0
[10 empty] | 0 | 0 | 0 | 0 | 0 | 0 | 0 | 0 | 0 | 0 | 0 | 0 | 0 | 0 | 0 | 0 | 0 | 0 | 0 | 0 | 0 | 0 | 0 | 0 | 0 | 0 | 0 | 0
[10 empty] | 0 | 4413.8477 | 4394.9376 | 4379.1318 | 4365.9893 | 4871.3135 | 5304.8586 | 5676.8813 | 5996.1728 | 6270.2688 | 6075.9666 | 5907.1429 | 5760.6039 | 5633.5491 | 5597.2641 | 5628.5304 | 5708.9113 | 7109.8662 | 7058.766 | 6988.5558 | 6905.4796 | 6964.8446 | 6977.1158 | 6964.9791 | 6944.1356 | 6925.0437 | 6972.8064 | 7014.3337
[10 empty] | 0 | 0 | 0 | 0 | 0 | 0 | 0 | 0 | 0 | 0 | 0 | 0 | 0 | 0 | 0 | 0 | 0 | 0 | 0 | 0 | 0 | 0 | 0 | 0 | 0 | 0 | 0 | 0
[10 empty] | 0 | 0 | 0 | 0 | 0 | 0 | 0 | 0 | 0 | 0 | 0 | 0 | 0 | 0 | 0 | 0 | 0 | 0 | 0 | 0 | 0 | 0 | 0 | 0 | 0 | 0 | 0 | 0
[10 empty] | 0 | 0 | 0 | 0 | 0 | 0 | 0 | 0 | 0 | 0 | 0 | 0 | 0 | 0 | 0 | 0 | 0 | 0 | 0 | 0 | 0 | 0 | 0 | 0 | 0 | 0 | 0 | 0
[10 empty] | 0 | 0 | 0 | 0 | 0 | 0 | 0 | 0 | 0 | 0 | 0 | 0 | 0 | 0 | 0 | 0 | 0 | 0 | 0 | 0 | 0 | 0 | 0 | 0 | 0 | 0 | 0 | 0
[10 empty] | 0 | 0 | 0 | 0 | 0 | 0 | 0 | 0 | 0 | 0 | 0 | 0 | 0 | 0 | 0 | 0 | 0 | 0 | 0 | 0 | 0 | 0 | 0 | 0 | 0 | 0 | 0 | 0
[10 empty] | 0 | 0 | 0 | 0 | 0 | 0 | 0 | 0 | 0 | 0 | 0 | 0 | 0 | 0 | 0 | 0 | 0 | 0 | 0 | 0 | 0 | 0 | 0 | 0 | 0 | 0 | 0 | 0
[10 empty] | 0 | 0 | 0 | 0 | 0 | 0 | 0 | 0 | 0 | 0 | 0 | 0 | 0 | 0 | 0 | 0 | 0 | 0 | 0 | 0 | 0 | 0 | 0 | 0 | 0 | 0 | 0 | 0
[10 empty] | 0 | 0 | 0 | 0 | 0 | 0 | 0 | 0 | 0 | 0 | 0 | 0 | 0 | 0 | 0 | 0 | 0 | 0 | 0 | 0 | 0 | 0 | 0 | 0 | 0 | 0 | 0 | 0
[10 empty] | 0 | 0 | 0 | 0 | 0 | 0 | 0 | 0 | 0 | 0 | 0 | 0 | 0 | 0 | 0 | 0 | 0 | 0 | 0 | 0 | 0 | 0 | 0 | 0 | 0 | 0 | 0 | 0
[10 empty] | 0 | 9393.3863 | 8430.3437 | 0 | 0 | 0 | 0 | 0 | 0 | 0 | 0 | 0 | 0 | 0 | 0 | 0 | 0 | 0 | 0 | 0 | 0 | 0 | 0 | 0 | 0 | 0 | 0 | 0
[10 empty] | 0 | 0 | 0 | 7753.6231 | 7264.7957 | 7618.8572 | 7554.9914 | 7306.0364 | 8593.8897 | 7812.3115 | 7327.9442 | 6965.1341 | 7264.6086 | 7150.7661 | 6896.3497 | 6880.0584 | 6613.2351 | 6452.0483 | 6287.8949 | 6287.2804 | 6135.8188 | 5963.2379 | 5839.97 | 5716.5897 | 5606.7105 | 5481.0522 | 5388.5504 | 5264.6866
[10 empty] | 0 | 0 | 0 | 0 | 0 | 0 | 0 | 0 | 0 | 0 | 0 | 0 | 0 | 0 | 0 | 0 | 0 | 0 | 0 | 0 | 0 | 0 | 0 | 0 | 0 | 0 | 0 | 0
[10 empty] | 0 | 0 | 0 | 0 | 0 | 0 | 0 | 0 | 0 | 0 | 0 | 0 | 0 | 0 | 0 | 0 | 0 | 0 | 0 | 0 | 0 | 0 | 0 | 0 | 0 | 0 | 0 | 0
[10 empty] | 0 | 0 | 0 | 0 | 0 | 0 | 0 | 0 | 0 | 0 | 0 | 0 | 0 | 0 | 0 | 0 | 0 | 0 | 0 | 0 | 0 | 0 | 0 | 0 | 0 | 0 | 0 | 0
[10 empty] | 0 | 0 | 0 | 0 | 0 | 0 | 0 | 0 | 0 | 0 | 0 | 0 | 0 | 0 | 0 | 0 | 0 | 0 | 0 | 0 | 0 | 0 | 0 | 0 | 0 | 0 | 0 | 0
[10 empty] | 0 | 0 | 0 | 0 | 0 | 0 | 0 | 0 | 0 | 0 | 0 | 0 | 0 | 0 | 0 | 0 | 0 | 0 | 0 | 0 | 0 | 0 | 0 | 0 | 0 | 0 | 0 | 0
[10 empty] | 0 | 0 | 0 | 0 | 0 | 0 | 0 | 0 | 0 | 0 | 0 | 0 | 0 | 0 | 0 | 0 | 0 | 0 | 0 | 0 | 0 | 0 | 0 | 0 | 0 | 0 | 0 | 0
[10 empty] | 0 | 0 | 0 | 0 | 0 | 0 | 0 | 0 | 0 | 0 | 0 | 0 | 0 | 0 | 0 | 0 | 0 | 0 | 0 | 0 | 0 | 0 | 0 | 0 | 0 | 0 | 0 | 0
[10 empty] | 0 | 0 | 0 | 0 | 0 | 0 | 0 | 0 | 0 | 0 | 0 | 0 | 0 | 0 | 0 | 0 | 0 | 0 | 0 | 0 | 0 | 0 | 0 | 0 | 0 | 0 | 0 | 0
[10 empty] | 0 | 2678.2933 | 4370.3733 | 0 | 0 | 0 | 0 | 0 | 0 | 0 | 0 | 0 | 0 | 0 | 0 | 0 | 0 | 0 | 0 | 0 | 0 | 0 | 0 | 0 | 0 | 0 | 0 | 0
[10 empty] | 0 | 0 | 0 | 5419.9158 | 6051.2165 | 6410.6519 | 6593.7395 | 6662.8017 | 5118.7505 | 4597.3188 | 4558.6645 | 5143.0646 | 5479.1309 | 5654.0572 | 5724.7358 | 5285.6841 | 4822.237 | 4491.0133 | 4185.1572 | 4240.4364 | 4402.2339 | 4627.632 | 4610.803 | 4441.9654 | 4220.4735 | 3906.7344 | 3712.4743 | 3651.774
[10 empty] | 0 | 0 | 0 | 0 | 0 | 0 | 0 | 0 | 0 | 0 | 0 | 0 | 0 | 0 | 0 | 0 | 0 | 0 | 0 | 0 | 0 | 0 | 0 | 0 | 0 | 0 | 0 | 0
[10 empty] | 0 | 0 | 0 | 0 | 0 | 0 | 0 | 0 | 0 | 0 | 0 | 0 | 0 | 0 | 0 | 0 | 0 | 0 | 0 | 0 | 0 | 0 | 0 | 0 | 0 | 0 | 0 | 0
[10 empty] | 0 | 0 | 0 | 0 | 0 | 0 | 0 | 0 | 0 | 0 | 0 | 0 | 0 | 0 | 0 | 0 | 0 | 0 | 0 | 0 | 0 | 0 | 0 | 0 | 0 | 0 | 0 | 0
[10 empty] | 0 | 0 | 0 | 0 | 0 | 0 | 0 | 0 | 0 | 0 | 0 | 0 | 0 | 0 | 0 | 0 | 0 | 0 | 0 | 0 | 0 | 0 | 0 | 0 | 0 | 0 | 0 | 0
[10 empty] | 0 | 0 | 0 | 0 | 0 | 0 | 0 | 0 | 0 | 0 | 0 | 0 | 0 | 0 | 0 | 0 | 0 | 0 | 0 | 0 | 0 | 0 | 0 | 0 | 0 | 0 | 0 | 0
[10 empty] | 0 | 0 | 0 | 0 | 0 | 0 | 0 | 0 | 0 | 0 | 0 | 0 | 0 | 0 | 0 | 0 | 0 | 0 | 0 | 0 | 0 | 0 | 0 | 0 | 0 | 0 | 0 | 0
[10 empty] | 0 | 0 | 0 | 0 | 0 | 0 | 0 | 0 | 0 | 0 | 0 | 0 | 0 | 0 | 0 | 0 | 0 | 0 | 0 | 0 | 0 | 0 | 0 | 0 | 0 | 0 | 0 | 0
[10 empty] | 0 | 0 | 0 | 0 | 0 | 0 | 0 | 0 | 0 | 0 | 0 | 0 | 0 | 0 | 0 | 0 | 0 | 0 | 0 | 0 | 0 | 0 | 0 | 0 | 0 | 0 | 0 | 0
[10 empty] | 0 | 18256.1785 | 18256.2075 | 0 | 0 | 0 | 0 | 0 | 0 | 0 | 0 | 0 | 0 | 0 | 0 | 0 | 0 | 0 | 0 | 0 | 0 | 0 | 0 | 0 | 0 | 0 | 0 | 0
[10 empty] | 0 | 0 | 0 | 18256.2366 | 18256.2656 | 18275.0617 | 18287.6118 | 18295.9979 | 21907.7668 | 20715.7348 | 19925.2399 | 19401.0484 | 20259.2272 | 20432.7784 | 20284.1681 | 20722.1531 | 20351.3135 | 20241.2633 | 20170.9726 | 20543.1777 | 20532.4759 | 20425.0309 | 20445.8512 | 20424.0417 | 20457.4585 | 20451.7849 | 20542.359 | 20519.8458
[10 empty] | 0 | 0 | 0 | 0 | 0 | 0 | 0 | 0 | 0 | 0 | 0 | 0 | 0 | 0 | 0 | 0 | 0 | 0 | 0 | 0 | 0 | 0 | 0 | 0 | 0 | 0 | 0 | 0
[10 empty] | 0 | 0 | 0 | 0 | 0 | 0 | 0 | 0 | 0 | 0 | 0 | 0 | 0 | 0 | 0 | 0 | 0 | 0 | 0 | 0 | 0 | 0 | 0 | 0 | 0 | 0 | 0 | 0
[10 empty] | 0 | 0 | 0 | 0 | 0 | 0 | 0 | 0 | 0 | 0 | 0 | 0 | 0 | 0 | 0 | 0 | 0 | 0 | 0 | 0 | 0 | 0 | 0 | 0 | 0 | 0 | 0 | 0
[10 empty] | 0 | 0 | 0 | 0 | 0 | 0 | 0 | 0 | 0 | 0 | 0 | 0 | 0 | 0 | 0 | 0 | 0 | 0 | 0 | 0 | 0 | 0 | 0 | 0 | 0 | 0 | 0 | 0
[10 empty] | 0 | 0 | 0 | 0 | 0 | 0 | 0 | 0 | 0 | 0 | 0 | 0 | 0 | 0 | 0 | 0 | 0 | 0 | 0 | 0 | 0 | 0 | 0 | 0 | 0 | 0 | 0 | 0
[10 empty] | 0 | 0 | 0 | 0 | 0 | 0 | 0 | 0 | 0 | 0 | 0 | 0 | 0 | 0 | 0 | 0 | 0 | 0 | 0 | 0 | 0 | 0 | 0 | 0 | 0 | 0 | 0 | 0
[10 empty] | 0 | 0 | 0 | 0 | 0 | 0 | 0 | 0 | 0 | 0 | 0 | 0 | 0 | 0 | 0 | 0 | 0 | 0 | 0 | 0 | 0 | 0 | 0 | 0 | 0 | 0 | 0 | 0
[10 empty] | 0 | 0 | 0 | 0 | 0 | 0 | 0 | 0 | 0 | 0 | 0 | 0 | 0 | 0 | 0 | 0 | 0 | 0 | 0 | 0 | 0 | 0 | 0 | 0 | 0 | 0 | 0 | 0
[10 empty] | 0 | 7436.6206 | 7342.1706 | 7248.9203 | 7156.8543 | 7065.9575 | 6976.2153 | 6887.6128 | 6800.1356 | 6713.7694 | 6628.5002 | 8259.8665 | 7816.208 | 7449.3768 | 7143.4351 | 6885.7923 | 6988.3693 | 6986.1504 | 6915.5737 | 6802.4294 | 6664.7251 | 6970.9666 | 6738.5246 | 6558.1146 | 6407.3637 | 6272.7045 | 6306.1459 | 6265.0742
[10 empty] | 0 | 0 | 0 | 0 | 0 | 0 | 0 | 0 | 0 | 0 | 0 | 0 | 0 | 0 | 0 | 0 | 0 | 0 | 0 | 0 | 0 | 0 | 0 | 0 | 0 | 0 | 0 | 0
[10 empty] | 0 | 0 | 0 | 0 | 0 | 0 | 0 | 0 | 0 | 0 | 0 | 0 | 0 | 0 | 0 | 0 | 0 | 0 | 0 | 0 | 0 | 0 | 0 | 0 | 0 | 0 | 0 | 0
[10 empty] | 0 | 0 | 0 | 0 | 0 | 0 | 0 | 0 | 0 | 0 | 0 | 0 | 0 | 0 | 0 | 0 | 0 | 0 | 0 | 0 | 0 | 0 | 0 | 0 | 0 | 0 | 0 | 0
[10 empty] | 0 | 0 | 0 | 0 | 0 | 0 | 0 | 0 | 0 | 0 | 0 | 0 | 0 | 0 | 0 | 0 | 0 | 0 | 0 | 0 | 0 | 0 | 0 | 0 | 0 | 0 | 0 | 0
[10 empty] | 0 | 0 | 0 | 0 | 0 | 0 | 0 | 0 | 0 | 0 | 0 | 0 | 0 | 0 | 0 | 0 | 0 | 0 | 0 | 0 | 0 | 0 | 0 | 0 | 0 | 0 | 0 | 0
[10 empty] | 0 | 0 | 0 | 0 | 0 | 0 | 0 | 0 | 0 | 0 | 0 | 0 | 0 | 0 | 0 | 0 | 0 | 0 | 0 | 0 | 0 | 0 | 0 | 0 | 0 | 0 | 0 | 0
[10 empty] | 0 | 0 | 0 | 0 | 0 | 0 | 0 | 0 | 0 | 0 | 0 | 0 | 0 | 0 | 0 | 0 | 0 | 0 | 0 | 0 | 0 | 0 | 0 | 0 | 0 | 0 | 0 | 0
[10 empty] | 0 | 0 | 0 | 0 | 0 | 0 | 0 | 0 | 0 | 0 | 0 | 0 | 0 | 0 | 0 | 0 | 0 | 0 | 0 | 0 | 0 | 0 | 0 | 0 | 0 | 0 | 0 | 0
[10 empty] | 0 | 0 | 0 | 0 | 0 | 0 | 0 | 0 | 0 | 0 | 0 | 0 | 0 | 0 | 0 | 0 | 0 | 0 | 0 | 0 | 0 | 0 | 0 | 0 | 0 | 0 | 0 | 0
[10 empty] | 0 | 2696.6192 | 4846.1483 | 6558.7125 | 7922.2709 | 9007.0784 | 9869.2489 | 10553.6014 | 11095.9342 | 11524.8397 | 9736.727 | 8732.2804 | 8267.6208 | 8165.2976 | 8297.4272 | 9264.1602 | 10032.0902 | 10641.2391 | 11123.573 | 11085.4234 | 10800.3134 | 10435.7612 | 10088.2905 | 9807.9539 | 9206.5054 | 9077.6507 | 9232.7716 | 9544.4443
[10 empty] | 0 | 0 | 0 | 0 | 0 | 0 | 0 | 0 | 0 | 0 | 0 | 0 | 0 | 0 | 0 | 0 | 0 | 0 | 0 | 0 | 0 | 0 | 0 | 0 | 0 | 0 | 0 | 0
[10 empty] | 0 | 0 | 0 | 0 | 0 | 0 | 0 | 0 | 0 | 0 | 0 | 0 | 0 | 0 | 0 | 0 | 0 | 0 | 0 | 0 | 0 | 0 | 0 | 0 | 0 | 0 | 0 | 0
[10 empty] | 0 | 0 | 0 | 0 | 0 | 0 | 0 | 0 | 0 | 0 | 0 | 0 | 0 | 0 | 0 | 0 | 0 | 0 | 0 | 0 | 0 | 0 | 0 | 0 | 0 | 0 | 0 | 0
[10 empty] | 0 | 0 | 0 | 0 | 0 | 0 | 0 | 0 | 0 | 0 | 0 | 0 | 0 | 0 | 0 | 0 | 0 | 0 | 0 | 0 | 0 | 0 | 0 | 0 | 0 | 0 | 0 | 0
[10 empty] | 0 | 0 | 0 | 0 | 0 | 0 | 0 | 0 | 0 | 0 | 0 | 0 | 0 | 0 | 0 | 0 | 0 | 0 | 0 | 0 | 0 | 0 | 0 | 0 | 0 | 0 | 0 | 0
[10 empty] | 0 | 0 | 0 | 0 | 0 | 0 | 0 | 0 | 0 | 0 | 0 | 0 | 0 | 0 | 0 | 0 | 0 | 0 | 0 | 0 | 0 | 0 | 0 | 0 | 0 | 0 | 0 | 0
[10 empty] | 0 | 0 | 0 | 0 | 0 | 0 | 0 | 0 | 0 | 0 | 0 | 0 | 0 | 0 | 0 | 0 | 0 | 0 | 0 | 0 | 0 | 0 | 0 | 0 | 0 | 0 | 0 | 0
[10 empty] | 0 | 0 | 0 | 0 | 0 | 0 | 0 | 0 | 0 | 0 | 0 | 0 | 0 | 0 | 0 | 0 | 0 | 0 | 0 | 0 | 0 | 0 | 0 | 0 | 0 | 0 | 0 | 0
[10 empty] | 0 | 0 | 0 | 0 | 0 | 0 | 0 | 0 | 0 | 0 | 0 | 0 | 0 | 0 | 0 | 0 | 0 | 0 | 0 | 0 | 0 | 0 | 0 | 0 | 0 | 0 | 0 | 0
[10 empty] | 0 | 16983.3399 | 16627.7987 | 16279.7006 | 15938.8899 | 15605.2139 | 15278.5234 | 14958.672 | 14645.5166 | 17171.2957 | 15887.4585 | 14951.5192 | 14244.7074 | 13689.4573 | 14084.4523 | 13957.2818 | 13593.6135 | 13616.657 | 12838.6669 | 12502.8511 | 12280.4705 | 12049.075 | 12061.4884 | 11750.5883 | 11407.0729 | 11179.3947 | 10827.8866 | 10673.203
[10 empty] | 0 | 0 | 0 | 0 | 0 | 0 | 0 | 0 | 0 | 0 | 0 | 0 | 0 | 0 | 0 | 0 | 0 | 0 | 0 | 0 | 0 | 0 | 0 | 0 | 0 | 0 | 0 | 0
[10 empty] | 0 | 0 | 0 | 0 | 0 | 0 | 0 | 0 | 0 | 0 | 0 | 0 | 0 | 0 | 0 | 0 | 0 | 0 | 0 | 0 | 0 | 0 | 0 | 0 | 0 | 0 | 0 | 0
[10 empty] | 0 | 0 | 0 | 0 | 0 | 0 | 0 | 0 | 0 | 0 | 0 | 0 | 0 | 0 | 0 | 0 | 0 | 0 | 0 | 0 | 0 | 0 | 0 | 0 | 0 | 0 | 0 | 0
[10 empty] | 0 | 0 | 0 | 0 | 0 | 0 | 0 | 0 | 0 | 0 | 0 | 0 | 0 | 0 | 0 | 0 | 0 | 0 | 0 | 0 | 0 | 0 | 0 | 0 | 0 | 0 | 0 | 0
[10 empty] | 0 | 0 | 0 | 0 | 0 | 0 | 0 | 0 | 0 | 0 | 0 | 0 | 0 | 0 | 0 | 0 | 0 | 0 | 0 | 0 | 0 | 0 | 0 | 0 | 0 | 0 | 0 | 0
[10 empty] | 0 | 0 | 0 | 0 | 0 | 0 | 0 | 0 | 0 | 0 | 0 | 0 | 0 | 0 | 0 | 0 | 0 | 0 | 0 | 0 | 0 | 0 | 0 | 0 | 0 | 0 | 0 | 0
[10 empty] | 0 | 0 | 0 | 0 | 0 | 0 | 0 | 0 | 0 | 0 | 0 | 0 | 0 | 0 | 0 | 0 | 0 | 0 | 0 | 0 | 0 | 0 | 0 | 0 | 0 | 0 | 0 | 0
[10 empty] | 0 | 0 | 0 | 0 | 0 | 0 | 0 | 0 | 0 | 0 | 0 | 0 | 0 | 0 | 0 | 0 | 0 | 0 | 0 | 0 | 0 | 0 | 0 | 0 | 0 | 0 | 0 | 0
[10 empty] | 0 | 0 | 0 | 0 | 0 | 0 | 0 | 0 | 0 | 0 | 0 | 0 | 0 | 0 | 0 | 0 | 0 | 0 | 0 | 0 | 0 | 0 | 0 | 0 | 0 | 0 | 0 | 0
[10 empty] | 0 | 11096.7589 | 11079.0041 | 11061.2777 | 11043.5796 | 11025.9099 | 11008.2684 | 10990.6552 | 10973.0702 | 13119.5653 | 12378.3774 | 11879.2092 | 11541.1386 | 11310.3039 | 11866.453 | 11991.5334 | 11909.7243 | 12165.5067 | 11696.9479 | 11615.9463 | 11634.6537 | 11640.8603 | 11882.9752 | 11805.2941 | 11686.4966 | 11679.4213 | 11535.5857 | 11595.344
[10 empty] | 0 | 0 | 0 | 0 | 0 | 0 | 0 | 0 | 0 | 0 | 0 | 0 | 0 | 0 | 0 | 0 | 0 | 0 | 0 | 0 | 0 | 0 | 0 | 0 | 0 | 0 | 0 | 0
[10 empty] | 0 | 0 | 0 | 0 | 0 | 0 | 0 | 0 | 0 | 0 | 0 | 0 | 0 | 0 | 0 | 0 | 0 | 0 | 0 | 0 | 0 | 0 | 0 | 0 | 0 | 0 | 0 | 0
[10 empty] | 0 | 0 | 0 | 0 | 0 | 0 | 0 | 0 | 0 | 0 | 0 | 0 | 0 | 0 | 0 | 0 | 0 | 0 | 0 | 0 | 0 | 0 | 0 | 0 | 0 | 0 | 0 | 0
[10 empty] | 0 | 0 | 0 | 0 | 0 | 0 | 0 | 0 | 0 | 0 | 0 | 0 | 0 | 0 | 0 | 0 | 0 | 0 | 0 | 0 | 0 | 0 | 0 | 0 | 0 | 0 | 0 | 0
[10 empty] | 0 | 0 | 0 | 0 | 0 | 0 | 0 | 0 | 0 | 0 | 0 | 0 | 0 | 0 | 0 | 0 | 0 | 0 | 0 | 0 | 0 | 0 | 0 | 0 | 0 | 0 | 0 | 0
[10 empty] | 0 | 0 | 0 | 0 | 0 | 0 | 0 | 0 | 0 | 0 | 0 | 0 | 0 | 0 | 0 | 0 | 0 | 0 | 0 | 0 | 0 | 0 | 0 | 0 | 0 | 0 | 0 | 0
[10 empty] | 0 | 0 | 0 | 0 | 0 | 0 | 0 | 0 | 0 | 0 | 0 | 0 | 0 | 0 | 0 | 0 | 0 | 0 | 0 | 0 | 0 | 0 | 0 | 0 | 0 | 0 | 0 | 0
[10 empty] | 0 | 0 | 0 | 0 | 0 | 0 | 0 | 0 | 0 | 0 | 0 | 0 | 0 | 0 | 0 | 0 | 0 | 0 | 0 | 0 | 0 | 0 | 0 | 0 | 0 | 0 | 0 | 0
[10 empty] | 0 | 0 | 0 | 0 | 0 | 0 | 0 | 0 | 0 | 0 | 0 | 0 | 0 | 0 | 0 | 0 | 0 | 0 | 0 | 0 | 0 | 0 | 0 | 0 | 0 | 0 | 0 | 0
[10 empty] | 0 | 361.9726 | 414.4374 | 481.8573 | 541.3588 | 608.1518 | 742.7324 | 748.2137 | 979.9764 | 1127.7731 | 1335.3713 | 1512.0824 | 1751.0605 | 1765.3821 | 2177.942 | 2490.0081 | 2702.493 | 2983.2422 | 3279.1485 | 3485.793 | 4104.8112 | 4808.231 | 5624.854 | 6435.0562 | 7376.3929 | 8358.3333 | 9471.5088 | 10652.295
[10 empty] | 0 | 0 | 0 | 0 | 0 | 0 | 0 | 0 | 0 | 0 | 0 | 0 | 0 | 0 | 0 | 0 | 0 | 0 | 0 | 0 | 0 | 0 | 0 | 0 | 0 | 0 | 0 | 0
[10 empty] | 0 | 0 | 0 | 0 | 0 | 0 | 0 | 0 | 0 | 0 | 0 | 0 | 0 | 0 | 0 | 0 | 0 | 0 | 0 | 0 | 0 | 0 | 0 | 0 | 0 | 0 | 0 | 0
[10 empty] | 0 | 0 | 0 | 0 | 0 | 0 | 0 | 0 | 0 | 0 | 0 | 0 | 0 | 0 | 0 | 0 | 0 | 0 | 0 | 0 | 0 | 0 | 0 | 0 | 0 | 0 | 0 | 0
[10 empty] | 0 | 0 | 0 | 0 | 0 | 0 | 0 | 0 | 0 | 0 | 0 | 0 | 0 | 0 | 0 | 0 | 0 | 0 | 0 | 0 | 0 | 0 | 0 | 0 | 0 | 0 | 0 | 0
[10 empty] | 0 | 0 | 0 | 0 | 0 | 0 | 0 | 0 | 0 | 0 | 0 | 0 | 0 | 0 | 0 | 0 | 0 | 0 | 0 | 0 | 0 | 0 | 0 | 0 | 0 | 0 | 0 | 0
[10 empty] | 0 | 0 | 0 | 0 | 0 | 0 | 0 | 0 | 0 | 0 | 0 | 0 | 0 | 0 | 0 | 0 | 0 | 0 | 0 | 0 | 0 | 0 | 0 | 0 | 0 | 0 | 0 | 0
[10 empty] | 0 | 0 | 0 | 0 | 0 | 0 | 0 | 0 | 0 | 0 | 0 | 0 | 0 | 0 | 0 | 0 | 0 | 0 | 0 | 0 | 0 | 0 | 0 | 0 | 0 | 0 | 0 | 0
[10 empty] | 0 | 0 | 0 | 0 | 0 | 0 | 0 | 0 | 0 | 0 | 0 | 0 | 0 | 0 | 0 | 0 | 0 | 0 | 0 | 0 | 0 | 0 | 0 | 0 | 0 | 0 | 0 | 0
[10 empty] | 0 | 0 | 0 | 0 | 0 | 0 | 0 | 0 | 0 | 0 | 0 | 0 | 0 | 0 | 0 | 0 | 0 | 0 | 0 | 0 | 0 | 0 | 0 | 0 | 0 | 0 | 0 | 0
[10 empty] | 0 | 216.5726 | 216.2261 | 215.8801 | 215.5347 | 215.1899 | 214.8456 | 214.5018 | 214.1586 | 213.8159 | 213.4738 | 213.1323 | 212.7913 | 212.4508 | 212.1109 | 211.7715 | 211.4327 | 211.0944 | 272.1621 | 262.9685 | 255.0527 | 248.2306 | 242.3445 | 237.2595 | 232.8601 | 229.0475 | 225.7372 | 222.8567
[10 empty] | 0 | 0 | 0 | 0 | 0 | 0 | 0 | 0 | 0 | 0 | 0 | 0 | 0 | 0 | 0 | 0 | 0 | 0 | 0 | 0 | 0 | 0 | 0 | 0 | 0 | 0 | 0 | 0
[10 empty] | 0 | 0 | 0 | 0 | 0 | 0 | 0 | 0 | 0 | 0 | 0 | 0 | 0 | 0 | 0 | 0 | 0 | 0 | 0 | 0 | 0 | 0 | 0 | 0 | 0 | 0 | 0 | 0
[10 empty] | 0 | 0 | 0 | 0 | 0 | 0 | 0 | 0 | 0 | 0 | 0 | 0 | 0 | 0 | 0 | 0 | 0 | 0 | 0 | 0 | 0 | 0 | 0 | 0 | 0 | 0 | 0 | 0
[10 empty] | 0 | 0 | 0 | 0 | 0 | 0 | 0 | 0 | 0 | 0 | 0 | 0 | 0 | 0 | 0 | 0 | 0 | 0 | 0 | 0 | 0 | 0 | 0 | 0 | 0 | 0 | 0 | 0
[10 empty] | 0 | 0 | 0 | 0 | 0 | 0 | 0 | 0 | 0 | 0 | 0 | 0 | 0 | 0 | 0 | 0 | 0 | 0 | 0 | 0 | 0 | 0 | 0 | 0 | 0 | 0 | 0 | 0
[10 empty] | 0 | 0 | 0 | 0 | 0 | 0 | 0 | 0 | 0 | 0 | 0 | 0 | 0 | 0 | 0 | 0 | 0 | 0 | 0 | 0 | 0 | 0 | 0 | 0 | 0 | 0 | 0 | 0
[10 empty] | 0 | 0 | 0 | 0 | 0 | 0 | 0 | 0 | 0 | 0 | 0 | 0 | 0 | 0 | 0 | 0 | 0 | 0 | 0 | 0 | 0 | 0 | 0 | 0 | 0 | 0 | 0 | 0
[10 empty] | 0 | 0 | 0 | 0 | 0 | 0 | 0 | 0 | 0 | 0 | 0 | 0 | 0 | 0 | 0 | 0 | 0 | 0 | 0 | 0 | 0 | 0 | 0 | 0 | 0 | 0 | 0 | 0
[10 empty] | 0 | 0 | 0 | 0 | 0 | 0 | 0 | 0 | 0 | 0 | 0 | 0 | 0 | 0 | 0 | 0 | 0 | 0 | 0 | 0 | 0 | 0 | 0 | 0 | 0 | 0 | 0 | 0
[10 empty] | 0 | 593.4021 | 592.4526 | 591.5047 | 590.5583 | 589.6134 | 588.67 | 587.7281 | 586.7878 | 585.8489 | 584.9116 | 583.9757 | 583.0413 | 582.1085 | 581.1771 | 749.3064 | 723.9948 | 702.2015 | 683.4192 | 667.2138 | 653.214 | 641.1017 | 654.4872 | 662.3664 | 666.0306 | 666.513 | 664.6366 | 661.0532
[10 empty] | 0 | 0 | 0 | 0 | 0 | 0 | 0 | 0 | 0 | 0 | 0 | 0 | 0 | 0 | 0 | 0 | 0 | 0 | 0 | 0 | 0 | 0 | 0 | 0 | 0 | 0 | 0 | 0
[10 empty] | 0 | 0 | 0 | 0 | 0 | 0 | 0 | 0 | 0 | 0 | 0 | 0 | 0 | 0 | 0 | 0 | 0 | 0 | 0 | 0 | 0 | 0 | 0 | 0 | 0 | 0 | 0 | 0
[10 empty] | 0 | 0 | 0 | 0 | 0 | 0 | 0 | 0 | 0 | 0 | 0 | 0 | 0 | 0 | 0 | 0 | 0 | 0 | 0 | 0 | 0 | 0 | 0 | 0 | 0 | 0 | 0 | 0
[10 empty] | 0 | 0 | 0 | 0 | 0 | 0 | 0 | 0 | 0 | 0 | 0 | 0 | 0 | 0 | 0 | 0 | 0 | 0 | 0 | 0 | 0 | 0 | 0 | 0 | 0 | 0 | 0 | 0
[10 empty] | 0 | 0 | 0 | 0 | 0 | 0 | 0 | 0 | 0 | 0 | 0 | 0 | 0 | 0 | 0 | 0 | 0 | 0 | 0 | 0 | 0 | 0 | 0 | 0 | 0 | 0 | 0 | 0
[10 empty] | 0 | 0 | 0 | 0 | 0 | 0 | 0 | 0 | 0 | 0 | 0 | 0 | 0 | 0 | 0 | 0 | 0 | 0 | 0 | 0 | 0 | 0 | 0 | 0 | 0 | 0 | 0 | 0
[10 empty] | 0 | 0 | 0 | 0 | 0 | 0 | 0 | 0 | 0 | 0 | 0 | 0 | 0 | 0 | 0 | 0 | 0 | 0 | 0 | 0 | 0 | 0 | 0 | 0 | 0 | 0 | 0 | 0
[10 empty] | 0 | 0 | 0 | 0 | 0 | 0 | 0 | 0 | 0 | 0 | 0 | 0 | 0 | 0 | 0 | 0 | 0 | 0 | 0 | 0 | 0 | 0 | 0 | 0 | 0 | 0 | 0 | 0
[10 empty] | 0 | 0 | 0 | 0 | 0 | 0 | 0 | 0 | 0 | 0 | 0 | 0 | 0 | 0 | 0 | 0 | 0 | 0 | 0 | 0 | 0 | 0 | 0 | 0 | 0 | 0 | 0 | 0
[10 empty] | 0 | 9315.012 | 9300.108 | 9285.2278 | 9270.3714 | 9255.5388 | 9240.73 | 9225.9448 | 9211.1833 | 9196.4454 | 11588.6668 | 11089.508 | 10687.8864 | 10364.1745 | 10581.0089 | 10655.0045 | 10634.2948 | 10553.4245 | 10531.9218 | 11151.3875 | 10895.9278 | 10700.8128 | 10560.6627 | 10711.3639 | 10744.1472 | 10707.1175 | 10634.1364 | 10621.0994
[10 empty] | 0 | 0 | 0 | 0 | 0 | 0 | 0 | 0 | 0 | 0 | 0 | 0 | 0 | 0 | 0 | 0 | 0 | 0 | 0 | 0 | 0 | 0 | 0 | 0 | 0 | 0 | 0 | 0
[10 empty] | 0 | 0 | 0 | 0 | 0 | 0 | 0 | 0 | 0 | 0 | 0 | 0 | 0 | 0 | 0 | 0 | 0 | 0 | 0 | 0 | 0 | 0 | 0 | 0 | 0 | 0 | 0 | 0
[10 empty] | 0 | 0 | 0 | 0 | 0 | 0 | 0 | 0 | 0 | 0 | 0 | 0 | 0 | 0 | 0 | 0 | 0 | 0 | 0 | 0 | 0 | 0 | 0 | 0 | 0 | 0 | 0 | 0
[10 empty] | 0 | 0 | 0 | 0 | 0 | 0 | 0 | 0 | 0 | 0 | 0 | 0 | 0 | 0 | 0 | 0 | 0 | 0 | 0 | 0 | 0 | 0 | 0 | 0 | 0 | 0 | 0 | 0
[10 empty] | 0 | 0 | 0 | 0 | 0 | 0 | 0 | 0 | 0 | 0 | 0 | 0 | 0 | 0 | 0 | 0 | 0 | 0 | 0 | 0 | 0 | 0 | 0 | 0 | 0 | 0 | 0 | 0
[10 empty] | 0 | 0 | 0 | 0 | 0 | 0 | 0 | 0 | 0 | 0 | 0 | 0 | 0 | 0 | 0 | 0 | 0 | 0 | 0 | 0 | 0 | 0 | 0 | 0 | 0 | 0 | 0 | 0
[10 empty] | 0 | 0 | 0 | 0 | 0 | 0 | 0 | 0 | 0 | 0 | 0 | 0 | 0 | 0 | 0 | 0 | 0 | 0 | 0 | 0 | 0 | 0 | 0 | 0 | 0 | 0 | 0 | 0
[10 empty] | 0 | 0 | 0 | 0 | 0 | 0 | 0 | 0 | 0 | 0 | 0 | 0 | 0 | 0 | 0 | 0 | 0 | 0 | 0 | 0 | 0 | 0 | 0 | 0 | 0 | 0 | 0 | 0
[10 empty] | 0 | 0 | 0 | 0 | 0 | 0 | 0 | 0 | 0 | 0 | 0 | 0 | 0 | 0 | 0 | 0 | 0 | 0 | 0 | 0 | 0 | 0 | 0 | 0 | 0 | 0 | 0 | 0
[10 empty] | 0 | 671.6015 | 677.0119 | 0 | 0 | 0 | 0 | 0 | 0 | 0 | 0 | 0 | 0 | 0 | 0 | 0 | 0 | 0 | 0 | 0 | 0 | 0 | 0 | 0 | 0 | 0 | 0 | 0
[10 empty] | 0 | 0 | 0 | 0 | 0 | 0 | 0 | 0 | 0 | 0 | 0 | 0 | 0 | 0 | 0 | 0 | 0 | 0 | 0 | 0 | 0 | 0 | 0 | 0 | 0 | 0 | 0 | 0
[10 empty] | 0 | 0 | 0 | 682.5758 | 688.2974 | 694.1812 | 700.2318 | 706.454 | 712.8526 | 746.6942 | 777.6007 | 806.0454 | 832.4352 | 857.1208 | 880.404 | 902.5456 | 1119.4463 | 1117.4663 | 1121.638 | 1130.7721 | 1143.9085 | 1160.2755 | 1179.2562 | 1200.3602 | 1259.0971 | 1310.0185 | 1355.3061 | 1396.6423
[10 empty] | 0 | 0 | 0 | 0 | 0 | 0 | 0 | 0 | 0 | 0 | 0 | 0 | 0 | 0 | 0 | 0 | 0 | 0 | 0 | 0 | 0 | 0 | 0 | 0 | 0 | 0 | 0 | 0
[10 empty] | 0 | 0 | 0 | 0 | 0 | 0 | 0 | 0 | 0 | 0 | 0 | 0 | 0 | 0 | 0 | 0 | 0 | 0 | 0 | 0 | 0 | 0 | 0 | 0 | 0 | 0 | 0 | 0
[10 empty] | 0 | 0 | 0 | 0 | 0 | 0 | 0 | 0 | 0 | 0 | 0 | 0 | 0 | 0 | 0 | 0 | 0 | 0 | 0 | 0 | 0 | 0 | 0 | 0 | 0 | 0 | 0 | 0
[10 empty] | 0 | 0 | 0 | 0 | 0 | 0 | 0 | 0 | 0 | 0 | 0 | 0 | 0 | 0 | 0 | 0 | 0 | 0 | 0 | 0 | 0 | 0 | 0 | 0 | 0 | 0 | 0 | 0
[10 empty] | 0 | 0 | 0 | 0 | 0 | 0 | 0 | 0 | 0 | 0 | 0 | 0 | 0 | 0 | 0 | 0 | 0 | 0 | 0 | 0 | 0 | 0 | 0 | 0 | 0 | 0 | 0 | 0
[10 empty] | 0 | 0 | 0 | 0 | 0 | 0 | 0 | 0 | 0 | 0 | 0 | 0 | 0 | 0 | 0 | 0 | 0 | 0 | 0 | 0 | 0 | 0 | 0 | 0 | 0 | 0 | 0 | 0
[10 empty] | 0 | 0 | 0 | 0 | 0 | 0 | 0 | 0 | 0 | 0 | 0 | 0 | 0 | 0 | 0 | 0 | 0 | 0 | 0 | 0 | 0 | 0 | 0 | 0 | 0 | 0 | 0 | 0
[10 empty] | 0 | 281.8762 | 281.9317 | 281.9875 | 282.0434 | 282.0995 | 282.1559 | 282.2125 | 283.9261 | 285.4621 | 286.8401 | 288.0778 | 289.1908 | 290.193 | 291.0968 | 292.0973 | 293.1639 | 381.0745 | 372.576 | 365.1523 | 358.6716 | 353.0183 | 348.1112 | 343.8748 | 350.3941 | 355.197 | 358.5997 | 360.868
[10 empty] | 0 | 0 | 0 | 0 | 0 | 0 | 0 | 0 | 0 | 0 | 0 | 0 | 0 | 0 | 0 | 0 | 0 | 0 | 0 | 0 | 0 | 0 | 0 | 0 | 0 | 0 | 0 | 0
[10 empty] | 0 | 0 | 0 | 0 | 0 | 0 | 0 | 0 | 0 | 0 | 0 | 0 | 0 | 0 | 0 | 0 | 0 | 0 | 0 | 0 | 0 | 0 | 0 | 0 | 0 | 0 | 0 | 0
[10 empty] | 0 | 0 | 0 | 0 | 0 | 0 | 0 | 0 | 0 | 0 | 0 | 0 | 0 | 0 | 0 | 0 | 0 | 0 | 0 | 0 | 0 | 0 | 0 | 0 | 0 | 0 | 0 | 0
[10 empty] | 0 | 0 | 0 | 0 | 0 | 0 | 0 | 0 | 0 | 0 | 0 | 0 | 0 | 0 | 0 | 0 | 0 | 0 | 0 | 0 | 0 | 0 | 0 | 0 | 0 | 0 | 0 | 0
[10 empty] | 0 | 0 | 0 | 0 | 0 | 0 | 0 | 0 | 0 | 0 | 0 | 0 | 0 | 0 | 0 | 0 | 0 | 0 | 0 | 0 | 0 | 0 | 0 | 0 | 0 | 0 | 0 | 0
[10 empty] | 0 | 0 | 0 | 0 | 0 | 0 | 0 | 0 | 0 | 0 | 0 | 0 | 0 | 0 | 0 | 0 | 0 | 0 | 0 | 0 | 0 | 0 | 0 | 0 | 0 | 0 | 0 | 0
[10 empty] | 0 | 0 | 0 | 0 | 0 | 0 | 0 | 0 | 0 | 0 | 0 | 0 | 0 | 0 | 0 | 0 | 0 | 0 | 0 | 0 | 0 | 0 | 0 | 0 | 0 | 0 | 0 | 0
[10 empty] | 0 | 0 | 0 | 0 | 0 | 0 | 0 | 0 | 0 | 0 | 0 | 0 | 0 | 0 | 0 | 0 | 0 | 0 | 0 | 0 | 0 | 0 | 0 | 0 | 0 | 0 | 0 | 0
[10 empty] | 0 | 0 | 0 | 0 | 0 | 0 | 0 | 0 | 0 | 0 | 0 | 0 | 0 | 0 | 0 | 0 | 0 | 0 | 0 | 0 | 0 | 0 | 0 | 0 | 0 | 0 | 0 | 0
[10 empty] | 0 | 179.2211 | 178.9344 | 178.6481 | 178.3622 | 178.0769 | 177.7919 | 177.5075 | 177.2235 | 176.9399 | 176.6568 | 176.3741 | 176.0919 | 175.8102 | 175.5289 | 175.2481 | 174.9677 | 174.6877 | 174.4082 | 174.1292 | 173.8505 | 173.5724 | 173.2947 | 173.0174 | 172.7406 | 172.4642 | 172.1882 | 171.9127
[10 empty] | 0 | 0 | 0 | 0 | 0 | 0 | 0 | 0 | 0 | 0 | 0 | 0 | 0 | 0 | 0 | 0 | 0 | 0 | 0 | 0 | 0 | 0 | 0 | 0 | 0 | 0 | 0 | 0
[10 empty] | 0 | 0 | 0 | 0 | 0 | 0 | 0 | 0 | 0 | 0 | 0 | 0 | 0 | 0 | 0 | 0 | 0 | 0 | 0 | 0 | 0 | 0 | 0 | 0 | 0 | 0 | 0 | 0
[10 empty] | 0 | 0 | 0 | 0 | 0 | 0 | 0 | 0 | 0 | 0 | 0 | 0 | 0 | 0 | 0 | 0 | 0 | 0 | 0 | 0 | 0 | 0 | 0 | 0 | 0 | 0 | 0 | 0
[10 empty] | 0 | 0 | 0 | 0 | 0 | 0 | 0 | 0 | 0 | 0 | 0 | 0 | 0 | 0 | 0 | 0 | 0 | 0 | 0 | 0 | 0 | 0 | 0 | 0 | 0 | 0 | 0 | 0
[10 empty] | 0 | 0 | 0 | 0 | 0 | 0 | 0 | 0 | 0 | 0 | 0 | 0 | 0 | 0 | 0 | 0 | 0 | 0 | 0 | 0 | 0 | 0 | 0 | 0 | 0 | 0 | 0 | 0
[10 empty] | 0 | 0 | 0 | 0 | 0 | 0 | 0 | 0 | 0 | 0 | 0 | 0 | 0 | 0 | 0 | 0 | 0 | 0 | 0 | 0 | 0 | 0 | 0 | 0 | 0 | 0 | 0 | 0
[10 empty] | 0 | 0 | 0 | 0 | 0 | 0 | 0 | 0 | 0 | 0 | 0 | 0 | 0 | 0 | 0 | 0 | 0 | 0 | 0 | 0 | 0 | 0 | 0 | 0 | 0 | 0 | 0 | 0
[10 empty] | 0 | 0 | 0 | 0 | 0 | 0 | 0 | 0 | 0 | 0 | 0 | 0 | 0 | 0 | 0 | 0 | 0 | 0 | 0 | 0 | 0 | 0 | 0 | 0 | 0 | 0 | 0 | 0
[10 empty] | 0 | 0 | 0 | 0 | 0 | 0 | 0 | 0 | 0 | 0 | 0 | 0 | 0 | 0 | 0 | 0 | 0 | 0 | 0 | 0 | 0 | 0 | 0 | 0 | 0 | 0 | 0 | 0
[10 empty] | 0 | 8630.8125 | 8617.0032 | 8603.216 | 8589.4508 | 8575.7077 | 8561.9866 | 8548.2874 | 8534.6101 | 8520.9548 | 8507.3212 | 10968.4125 | 10597.8997 | 10278.8871 | 10355.7848 | 10368.9149 | 10334.7965 | 10316.5316 | 10302.7678 | 10286.1384 | 10269.3107 | 10962.522 | 10742.6146 | 10566.6283 | 10627.9525 | 10630.9184 | 10594.8946 | 10577.3151
[10 empty] | 0 | 0 | 0 | 0 | 0 | 0 | 0 | 0 | 0 | 0 | 0 | 0 | 0 | 0 | 0 | 0 | 0 | 0 | 0 | 0 | 0 | 0 | 0 | 0 | 0 | 0 | 0 | 0
[10 empty] | 0 | 0 | 0 | 0 | 0 | 0 | 0 | 0 | 0 | 0 | 0 | 0 | 0 | 0 | 0 | 0 | 0 | 0 | 0 | 0 | 0 | 0 | 0 | 0 | 0 | 0 | 0 | 0
[10 empty] | 0 | 0 | 0 | 0 | 0 | 0 | 0 | 0 | 0 | 0 | 0 | 0 | 0 | 0 | 0 | 0 | 0 | 0 | 0 | 0 | 0 | 0 | 0 | 0 | 0 | 0 | 0 | 0
[10 empty] | 0 | 0 | 0 | 0 | 0 | 0 | 0 | 0 | 0 | 0 | 0 | 0 | 0 | 0 | 0 | 0 | 0 | 0 | 0 | 0 | 0 | 0 | 0 | 0 | 0 | 0 | 0 | 0
[10 empty] | 0 | 0 | 0 | 0 | 0 | 0 | 0 | 0 | 0 | 0 | 0 | 0 | 0 | 0 | 0 | 0 | 0 | 0 | 0 | 0 | 0 | 0 | 0 | 0 | 0 | 0 | 0 | 0
[10 empty] | 0 | 0 | 0 | 0 | 0 | 0 | 0 | 0 | 0 | 0 | 0 | 0 | 0 | 0 | 0 | 0 | 0 | 0 | 0 | 0 | 0 | 0 | 0 | 0 | 0 | 0 | 0 | 0
[10 empty] | 0 | 0 | 0 | 0 | 0 | 0 | 0 | 0 | 0 | 0 | 0 | 0 | 0 | 0 | 0 | 0 | 0 | 0 | 0 | 0 | 0 | 0 | 0 | 0 | 0 | 0 | 0 | 0
[10 empty] | 0 | 0 | 0 | 0 | 0 | 0 | 0 | 0 | 0 | 0 | 0 | 0 | 0 | 0 | 0 | 0 | 0 | 0 | 0 | 0 | 0 | 0 | 0 | 0 | 0 | 0 | 0 | 0
[10 empty] | 0 | 0 | 0 | 0 | 0 | 0 | 0 | 0 | 0 | 0 | 0 | 0 | 0 | 0 | 0 | 0 | 0 | 0 | 0 | 0 | 0 | 0 | 0 | 0 | 0 | 0 | 0 | 0
[10 empty] | 0 | 2074.5968 | 1694.4375 | 1301.4068 | 888.7013 | 574.4245 | 679.384 | 821.4886 | 962.2547 | 1100.9273 | 1201.8253 | 1299.1956 | 1412.3244 | 1491.4644 | 1552.3845 | 1595.1496 | 1641.2916 | 1691.4102 | 1716.948 | 1747.6132 | 1766.5626 | 1773.9654 | 1753.4383 | 1737.8254 | 1739.1792 | 1738.5864 | 1735.9528 | 2045.764
[10 empty] | 0 | 0 | 0 | 0 | 0 | 0 | 0 | 0 | 0 | 0 | 0 | 0 | 0 | 0 | 0 | 0 | 0 | 0 | 0 | 0 | 0 | 0 | 0 | 0 | 0 | 0 | 0 | 0
[10 empty] | 0 | 0 | 0 | 0 | 0 | 0 | 0 | 0 | 0 | 0 | 0 | 0 | 0 | 0 | 0 | 0 | 0 | 0 | 0 | 0 | 0 | 0 | 0 | 0 | 0 | 0 | 0 | 0
[10 empty] | 0 | 0 | 0 | 0 | 0 | 0 | 0 | 0 | 0 | 0 | 0 | 0 | 0 | 0 | 0 | 0 | 0 | 0 | 0 | 0 | 0 | 0 | 0 | 0 | 0 | 0 | 0 | 0
[10 empty] | 0 | 0 | 0 | 0 | 0 | 0 | 0 | 0 | 0 | 0 | 0 | 0 | 0 | 0 | 0 | 0 | 0 | 0 | 0 | 0 | 0 | 0 | 0 | 0 | 0 | 0 | 0 | 0
[10 empty] | 0 | 0 | 0 | 0 | 0 | 0 | 0 | 0 | 0 | 0 | 0 | 0 | 0 | 0 | 0 | 0 | 0 | 0 | 0 | 0 | 0 | 0 | 0 | 0 | 0 | 0 | 0 | 0
[10 empty] | 0 | 0 | 0 | 0 | 0 | 0 | 0 | 0 | 0 | 0 | 0 | 0 | 0 | 0 | 0 | 0 | 0 | 0 | 0 | 0 | 0 | 0 | 0 | 0 | 0 | 0 | 0 | 0
[10 empty] | 0 | 0 | 0 | 0 | 0 | 0 | 0 | 0 | 0 | 0 | 0 | 0 | 0 | 0 | 0 | 0 | 0 | 0 | 0 | 0 | 0 | 0 | 0 | 0 | 0 | 0 | 0 | 0
[10 empty] | 0 | 0 | 0 | 0 | 0 | 0 | 0 | 0 | 0 | 0 | 0 | 0 | 0 | 0 | 0 | 0 | 0 | 0 | 0 | 0 | 0 | 0 | 0 | 0 | 0 | 0 | 0 | 0
[10 empty] | 0 | 0 | 0 | 0 | 0 | 0 | 0 | 0 | 0 | 0 | 0 | 0 | 0 | 0 | 0 | 0 | 0 | 0 | 0 | 0 | 0 | 0 | 0 | 0 | 0 | 0 | 0 | 0
[10 empty] | 0 | 2074.5968 | 1694.4375 | 1301.4068 | 888.7013 | 574.4245 | 679.384 | 821.4886 | 962.2547 | 1100.9273 | 1201.8253 | 1299.1956 | 1412.3244 | 1491.4644 | 1552.3845 | 1595.1496 | 1641.2916 | 1691.4102 | 1716.948 | 1747.6132 | 1766.5626 | 1773.9654 | 1753.4383 | 1737.8254 | 1739.1792 | 1738.5864 | 1735.9528 | 2045.764
[10 empty] | 0 | 0 | 0 | 0 | 0 | 0 | 0 | 0 | 0 | 0 | 0 | 0 | 0 | 0 | 0 | 0 | 0 | 0 | 0 | 0 | 0 | 0 | 0 | 0 | 0 | 0 | 0 | 0
[10 empty] | 0 | 0 | 0 | 0 | 0 | 0 | 0 | 0 | 0 | 0 | 0 | 0 | 0 | 0 | 0 | 0 | 0 | 0 | 0 | 0 | 0 | 0 | 0 | 0 | 0 | 0 | 0 | 0
[10 empty] | 0 | 0 | 0 | 0 | 0 | 0 | 0 | 0 | 0 | 0 | 0 | 0 | 0 | 0 | 0 | 0 | 0 | 0 | 0 | 0 | 0 | 0 | 0 | 0 | 0 | 0 | 0 | 0
[10 empty] | 0 | 0 | 0 | 0 | 0 | 0 | 0 | 0 | 0 | 0 | 0 | 0 | 0 | 0 | 0 | 0 | 0 | 0 | 0 | 0 | 0 | 0 | 0 | 0 | 0 | 0 | 0 | 0
[10 empty] | 0 | 0 | 0 | 0 | 0 | 0 | 0 | 0 | 0 | 0 | 0 | 0 | 0 | 0 | 0 | 0 | 0 | 0 | 0 | 0 | 0 | 0 | 0 | 0 | 0 | 0 | 0 | 0
[10 empty] | 0 | 0 | 0 | 0 | 0 | 0 | 0 | 0 | 0 | 0 | 0 | 0 | 0 | 0 | 0 | 0 | 0 | 0 | 0 | 0 | 0 | 0 | 0 | 0 | 0 | 0 | 0 | 0
[10 empty] | 0 | 0 | 0 | 0 | 0 | 0 | 0 | 0 | 0 | 0 | 0 | 0 | 0 | 0 | 0 | 0 | 0 | 0 | 0 | 0 | 0 | 0 | 0 | 0 | 0 | 0 | 0 | 0
[10 empty] | 0 | 0 | 0 | 0 | 0 | 0 | 0 | 0 | 0 | 0 | 0 | 0 | 0 | 0 | 0 | 0 | 0 | 0 | 0 | 0 | 0 | 0 | 0 | 0 | 0 | 0 | 0 | 0
[10 empty] | 0 | 0 | 0 | 0 | 0 | 0 | 0 | 0 | 0 | 0 | 0 | 0 | 0 | 0 | 0 | 0 | 0 | 0 | 0 | 0 | 0 | 0 | 0 | 0 | 0 | 0 | 0 | 0
[10 empty] | 0 | 2074.5968 | 1694.4375 | 1301.4068 | 888.7013 | 574.4245 | 679.384 | 821.4886 | 962.2547 | 1100.9273 | 1201.8253 | 1299.1956 | 1412.3244 | 1491.4644 | 1552.3845 | 1595.1496 | 1641.2916 | 1691.4102 | 1716.948 | 1747.6132 | 1766.5626 | 1773.9654 | 1753.4383 | 1737.8254 | 1739.1792 | 1738.5864 | 1735.9528 | 2045.764
[10 empty] | 0 | 0 | 0 | 0 | 0 | 0 | 0 | 0 | 0 | 0 | 0 | 0 | 0 | 0 | 0 | 0 | 0 | 0 | 0 | 0 | 0 | 0 | 0 | 0 | 0 | 0 | 0 | 0
[10 empty] | 0 | 0 | 0 | 0 | 0 | 0 | 0 | 0 | 0 | 0 | 0 | 0 | 0 | 0 | 0 | 0 | 0 | 0 | 0 | 0 | 0 | 0 | 0 | 0 | 0 | 0 | 0 | 0
[10 empty] | 0 | 0 | 0 | 0 | 0 | 0 | 0 | 0 | 0 | 0 | 0 | 0 | 0 | 0 | 0 | 0 | 0 | 0 | 0 | 0 | 0 | 0 | 0 | 0 | 0 | 0 | 0 | 0
[10 empty] | 0 | 0 | 0 | 0 | 0 | 0 | 0 | 0 | 0 | 0 | 0 | 0 | 0 | 0 | 0 | 0 | 0 | 0 | 0 | 0 | 0 | 0 | 0 | 0 | 0 | 0 | 0 | 0
[10 empty] | 0 | 0 | 0 | 0 | 0 | 0 | 0 | 0 | 0 | 0 | 0 | 0 | 0 | 0 | 0 | 0 | 0 | 0 | 0 | 0 | 0 | 0 | 0 | 0 | 0 | 0 | 0 | 0
[10 empty] | 0 | 0 | 0 | 0 | 0 | 0 | 0 | 0 | 0 | 0 | 0 | 0 | 0 | 0 | 0 | 0 | 0 | 0 | 0 | 0 | 0 | 0 | 0 | 0 | 0 | 0 | 0 | 0
[10 empty] | 0 | 0 | 0 | 0 | 0 | 0 | 0 | 0 | 0 | 0 | 0 | 0 | 0 | 0 | 0 | 0 | 0 | 0 | 0 | 0 | 0 | 0 | 0 | 0 | 0 | 0 | 0 | 0
[10 empty] | 0 | 0 | 0 | 0 | 0 | 0 | 0 | 0 | 0 | 0 | 0 | 0 | 0 | 0 | 0 | 0 | 0 | 0 | 0 | 0 | 0 | 0 | 0 | 0 | 0 | 0 | 0 | 0
[10 empty] | 0 | 0 | 0 | 0 | 0 | 0 | 0 | 0 | 0 | 0 | 0 | 0 | 0 | 0 | 0 | 0 | 0 | 0 | 0 | 0 | 0 | 0 | 0 | 0 | 0 | 0 | 0 | 0
[10 empty] | 0 | 2074.5968 | 1694.4375 | 1301.4068 | 888.7013 | 574.4245 | 679.384 | 821.4886 | 962.2547 | 1100.9273 | 1201.8253 | 1299.1956 | 1412.3244 | 1491.4644 | 1552.3845 | 1595.1496 | 1641.2916 | 1691.4102 | 1716.948 | 1747.6132 | 1766.5626 | 1773.9654 | 1753.4383 | 1737.8254 | 1739.1792 | 1738.5864 | 1735.9528 | 2045.764
[10 empty] | 0 | 0 | 0 | 0 | 0 | 0 | 0 | 0 | 0 | 0 | 0 | 0 | 0 | 0 | 0 | 0 | 0 | 0 | 0 | 0 | 0 | 0 | 0 | 0 | 0 | 0 | 0 | 0
[10 empty] | 0 | 0 | 0 | 0 | 0 | 0 | 0 | 0 | 0 | 0 | 0 | 0 | 0 | 0 | 0 | 0 | 0 | 0 | 0 | 0 | 0 | 0 | 0 | 0 | 0 | 0 | 0 | 0
[10 empty] | 0 | 0 | 0 | 0 | 0 | 0 | 0 | 0 | 0 | 0 | 0 | 0 | 0 | 0 | 0 | 0 | 0 | 0 | 0 | 0 | 0 | 0 | 0 | 0 | 0 | 0 | 0 | 0
[10 empty] | 0 | 0 | 0 | 0 | 0 | 0 | 0 | 0 | 0 | 0 | 0 | 0 | 0 | 0 | 0 | 0 | 0 | 0 | 0 | 0 | 0 | 0 | 0 | 0 | 0 | 0 | 0 | 0
[10 empty] | 0 | 0 | 0 | 0 | 0 | 0 | 0 | 0 | 0 | 0 | 0 | 0 | 0 | 0 | 0 | 0 | 0 | 0 | 0 | 0 | 0 | 0 | 0 | 0 | 0 | 0 | 0 | 0
[10 empty] | 0 | 0 | 0 | 0 | 0 | 0 | 0 | 0 | 0 | 0 | 0 | 0 | 0 | 0 | 0 | 0 | 0 | 0 | 0 | 0 | 0 | 0 | 0 | 0 | 0 | 0 | 0 | 0
[10 empty] | 0 | 0 | 0 | 0 | 0 | 0 | 0 | 0 | 0 | 0 | 0 | 0 | 0 | 0 | 0 | 0 | 0 | 0 | 0 | 0 | 0 | 0 | 0 | 0 | 0 | 0 | 0 | 0
[10 empty] | 0 | 0 | 0 | 0 | 0 | 0 | 0 | 0 | 0 | 0 | 0 | 0 | 0 | 0 | 0 | 0 | 0 | 0 | 0 | 0 | 0 | 0 | 0 | 0 | 0 | 0 | 0 | 0
[10 empty] | 0 | 0 | 0 | 0 | 0 | 0 | 0 | 0 | 0 | 0 | 0 | 0 | 0 | 0 | 0 | 0 | 0 | 0 | 0 | 0 | 0 | 0 | 0 | 0 | 0 | 0 | 0 | 0
[10 empty] | 0 | 2074.5968 | 1694.4375 | 1301.4068 | 888.7013 | 574.4245 | 679.384 | 821.4886 | 962.2547 | 1100.9273 | 1201.8253 | 1299.1956 | 1412.3244 | 1491.4644 | 1552.3845 | 1595.1496 | 1641.2916 | 1691.4102 | 1716.948 | 1747.6132 | 1766.5626 | 1773.9654 | 1753.4383 | 1737.8254 | 1739.1792 | 1738.5864 | 1735.9528 | 2045.764
[10 empty] | 0 | 0 | 0 | 0 | 0 | 0 | 0 | 0 | 0 | 0 | 0 | 0 | 0 | 0 | 0 | 0 | 0 | 0 | 0 | 0 | 0 | 0 | 0 | 0 | 0 | 0 | 0 | 0
[10 empty] | 0 | 0 | 0 | 0 | 0 | 0 | 0 | 0 | 0 | 0 | 0 | 0 | 0 | 0 | 0 | 0 | 0 | 0 | 0 | 0 | 0 | 0 | 0 | 0 | 0 | 0 | 0 | 0
[10 empty] | 0 | 0 | 0 | 0 | 0 | 0 | 0 | 0 | 0 | 0 | 0 | 0 | 0 | 0 | 0 | 0 | 0 | 0 | 0 | 0 | 0 | 0 | 0 | 0 | 0 | 0 | 0 | 0
[10 empty] | 0 | 0 | 0 | 0 | 0 | 0 | 0 | 0 | 0 | 0 | 0 | 0 | 0 | 0 | 0 | 0 | 0 | 0 | 0 | 0 | 0 | 0 | 0 | 0 | 0 | 0 | 0 | 0
[10 empty] | 0 | 0 | 0 | 0 | 0 | 0 | 0 | 0 | 0 | 0 | 0 | 0 | 0 | 0 | 0 | 0 | 0 | 0 | 0 | 0 | 0 | 0 | 0 | 0 | 0 | 0 | 0 | 0
[10 empty] | 0 | 0 | 0 | 0 | 0 | 0 | 0 | 0 | 0 | 0 | 0 | 0 | 0 | 0 | 0 | 0 | 0 | 0 | 0 | 0 | 0 | 0 | 0 | 0 | 0 | 0 | 0 | 0
[10 empty] | 0 | 0 | 0 | 0 | 0 | 0 | 0 | 0 | 0 | 0 | 0 | 0 | 0 | 0 | 0 | 0 | 0 | 0 | 0 | 0 | 0 | 0 | 0 | 0 | 0 | 0 | 0 | 0
[10 empty] | 0 | 0 | 0 | 0 | 0 | 0 | 0 | 0 | 0 | 0 | 0 | 0 | 0 | 0 | 0 | 0 | 0 | 0 | 0 | 0 | 0 | 0 | 0 | 0 | 0 | 0 | 0 | 0
[10 empty] | 0 | 0 | 0 | 0 | 0 | 0 | 0 | 0 | 0 | 0 | 0 | 0 | 0 | 0 | 0 | 0 | 0 | 0 | 0 | 0 | 0 | 0 | 0 | 0 | 0 | 0 | 0 | 0
[10 empty] | 0 | 2074.5968 | 1694.4375 | 1301.4068 | 888.7013 | 574.4245 | 679.384 | 821.4886 | 962.2547 | 1100.9273 | 1201.8253 | 1299.1956 | 1412.3244 | 1491.4644 | 1552.3845 | 1595.1496 | 1641.2916 | 1691.4102 | 1716.948 | 1747.6132 | 1766.5626 | 1773.9654 | 1753.4383 | 1737.8254 | 1739.1792 | 1738.5864 | 1735.9528 | 2045.764
[10 empty] | 0 | 0 | 0 | 0 | 0 | 0 | 0 | 0 | 0 | 0 | 0 | 0 | 0 | 0 | 0 | 0 | 0 | 0 | 0 | 0 | 0 | 0 | 0 | 0 | 0 | 0 | 0 | 0
[10 empty] | 0 | 0 | 0 | 0 | 0 | 0 | 0 | 0 | 0 | 0 | 0 | 0 | 0 | 0 | 0 | 0 | 0 | 0 | 0 | 0 | 0 | 0 | 0 | 0 | 0 | 0 | 0 | 0
[10 empty] | 0 | 0 | 0 | 0 | 0 | 0 | 0 | 0 | 0 | 0 | 0 | 0 | 0 | 0 | 0 | 0 | 0 | 0 | 0 | 0 | 0 | 0 | 0 | 0 | 0 | 0 | 0 | 0
[10 empty] | 0 | 0 | 0 | 0 | 0 | 0 | 0 | 0 | 0 | 0 | 0 | 0 | 0 | 0 | 0 | 0 | 0 | 0 | 0 | 0 | 0 | 0 | 0 | 0 | 0 | 0 | 0 | 0
[10 empty] | 0 | 0 | 0 | 0 | 0 | 0 | 0 | 0 | 0 | 0 | 0 | 0 | 0 | 0 | 0 | 0 | 0 | 0 | 0 | 0 | 0 | 0 | 0 | 0 | 0 | 0 | 0 | 0
[10 empty] | 0 | 0 | 0 | 0 | 0 | 0 | 0 | 0 | 0 | 0 | 0 | 0 | 0 | 0 | 0 | 0 | 0 | 0 | 0 | 0 | 0 | 0 | 0 | 0 | 0 | 0 | 0 | 0
[10 empty] | 0 | 0 | 0 | 0 | 0 | 0 | 0 | 0 | 0 | 0 | 0 | 0 | 0 | 0 | 0 | 0 | 0 | 0 | 0 | 0 | 0 | 0 | 0 | 0 | 0 | 0 | 0 | 0
[10 empty] | 0 | 0 | 0 | 0 | 0 | 0 | 0 | 0 | 0 | 0 | 0 | 0 | 0 | 0 | 0 | 0 | 0 | 0 | 0 | 0 | 0 | 0 | 0 | 0 | 0 | 0 | 0 | 0
[10 empty] | 0 | 0 | 0 | 0 | 0 | 0 | 0 | 0 | 0 | 0 | 0 | 0 | 0 | 0 | 0 | 0 | 0 | 0 | 0 | 0 | 0 | 0 | 0 | 0 | 0 | 0 | 0 | 0
[10 empty] | 0 | 2074.5968 | 1694.4375 | 1301.4068 | 888.7013 | 574.4245 | 679.384 | 821.4886 | 962.2547 | 1100.9273 | 1201.8253 | 1299.1956 | 1412.3244 | 1491.4644 | 1552.3845 | 1595.1496 | 1641.2916 | 1691.4102 | 1716.948 | 1747.6132 | 1766.5626 | 1773.9654 | 1753.4383 | 1737.8254 | 1739.1792 | 1738.5864 | 1735.9528 | 2045.764
[10 empty] | 0 | 0 | 0 | 0 | 0 | 0 | 0 | 0 | 0 | 0 | 0 | 0 | 0 | 0 | 0 | 0 | 0 | 0 | 0 | 0 | 0 | 0 | 0 | 0 | 0 | 0 | 0 | 0
[10 empty] | 0 | 0 | 0 | 0 | 0 | 0 | 0 | 0 | 0 | 0 | 0 | 0 | 0 | 0 | 0 | 0 | 0 | 0 | 0 | 0 | 0 | 0 | 0 | 0 | 0 | 0 | 0 | 0
[10 empty] | 0 | 0 | 0 | 0 | 0 | 0 | 0 | 0 | 0 | 0 | 0 | 0 | 0 | 0 | 0 | 0 | 0 | 0 | 0 | 0 | 0 | 0 | 0 | 0 | 0 | 0 | 0 | 0
[10 empty] | 0 | 0 | 0 | 0 | 0 | 0 | 0 | 0 | 0 | 0 | 0 | 0 | 0 | 0 | 0 | 0 | 0 | 0 | 0 | 0 | 0 | 0 | 0 | 0 | 0 | 0 | 0 | 0
[10 empty] | 0 | 0 | 0 | 0 | 0 | 0 | 0 | 0 | 0 | 0 | 0 | 0 | 0 | 0 | 0 | 0 | 0 | 0 | 0 | 0 | 0 | 0 | 0 | 0 | 0 | 0 | 0 | 0
[10 empty] | 0 | 0 | 0 | 0 | 0 | 0 | 0 | 0 | 0 | 0 | 0 | 0 | 0 | 0 | 0 | 0 | 0 | 0 | 0 | 0 | 0 | 0 | 0 | 0 | 0 | 0 | 0 | 0
[10 empty] | 0 | 0 | 0 | 0 | 0 | 0 | 0 | 0 | 0 | 0 | 0 | 0 | 0 | 0 | 0 | 0 | 0 | 0 | 0 | 0 | 0 | 0 | 0 | 0 | 0 | 0 | 0 | 0
[10 empty] | 0 | 0 | 0 | 0 | 0 | 0 | 0 | 0 | 0 | 0 | 0 | 0 | 0 | 0 | 0 | 0 | 0 | 0 | 0 | 0 | 0 | 0 | 0 | 0 | 0 | 0 | 0 | 0
[10 empty] | 0 | 0 | 0 | 0 | 0 | 0 | 0 | 0 | 0 | 0 | 0 | 0 | 0 | 0 | 0 | 0 | 0 | 0 | 0 | 0 | 0 | 0 | 0 | 0 | 0 | 0 | 0 | 0
[10 empty] | 0 | 2074.5968 | 1694.4375 | 1301.4068 | 888.7013 | 574.4245 | 679.384 | 821.4886 | 962.2547 | 1100.9273 | 1201.8253 | 1299.1956 | 1412.3244 | 1491.4644 | 1552.3845 | 1595.1496 | 1641.2916 | 1691.4102 | 1716.948 | 1747.6132 | 1766.5626 | 1773.9654 | 1753.4383 | 1737.8254 | 1739.1792 | 1738.5864 | 1735.9528 | 2045.764
[10 empty] | 0 | 0 | 0 | 0 | 0 | 0 | 0 | 0 | 0 | 0 | 0 | 0 | 0 | 0 | 0 | 0 | 0 | 0 | 0 | 0 | 0 | 0 | 0 | 0 | 0 | 0 | 0 | 0
[10 empty] | 0 | 0 | 0 | 0 | 0 | 0 | 0 | 0 | 0 | 0 | 0 | 0 | 0 | 0 | 0 | 0 | 0 | 0 | 0 | 0 | 0 | 0 | 0 | 0 | 0 | 0 | 0 | 0
[10 empty] | 0 | 0 | 0 | 0 | 0 | 0 | 0 | 0 | 0 | 0 | 0 | 0 | 0 | 0 | 0 | 0 | 0 | 0 | 0 | 0 | 0 | 0 | 0 | 0 | 0 | 0 | 0 | 0
[10 empty] | 0 | 0 | 0 | 0 | 0 | 0 | 0 | 0 | 0 | 0 | 0 | 0 | 0 | 0 | 0 | 0 | 0 | 0 | 0 | 0 | 0 | 0 | 0 | 0 | 0 | 0 | 0 | 0
[10 empty] | 0 | 0 | 0 | 0 | 0 | 0 | 0 | 0 | 0 | 0 | 0 | 0 | 0 | 0 | 0 | 0 | 0 | 0 | 0 | 0 | 0 | 0 | 0 | 0 | 0 | 0 | 0 | 0
[10 empty] | 0 | 0 | 0 | 0 | 0 | 0 | 0 | 0 | 0 | 0 | 0 | 0 | 0 | 0 | 0 | 0 | 0 | 0 | 0 | 0 | 0 | 0 | 0 | 0 | 0 | 0 | 0 | 0
[10 empty] | 0 | 0 | 0 | 0 | 0 | 0 | 0 | 0 | 0 | 0 | 0 | 0 | 0 | 0 | 0 | 0 | 0 | 0 | 0 | 0 | 0 | 0 | 0 | 0 | 0 | 0 | 0 | 0
[10 empty] | 0 | 0 | 0 | 0 | 0 | 0 | 0 | 0 | 0 | 0 | 0 | 0 | 0 | 0 | 0 | 0 | 0 | 0 | 0 | 0 | 0 | 0 | 0 | 0 | 0 | 0 | 0 | 0
[10 empty] | 0 | 0 | 0 | 0 | 0 | 0 | 0 | 0 | 0 | 0 | 0 | 0 | 0 | 0 | 0 | 0 | 0 | 0 | 0 | 0 | 0 | 0 | 0 | 0 | 0 | 0 | 0 | 0
[10 empty] | 0 | 2053.5813 | 1673.422 | 1280.3913 | 867.6858 | 553.4091 | 658.3686 | 799.2951 | 939.0796 | 1076.9341 | 1177.1503 | 1273.9526 | 1369.6214 | 1434.2114 | 1483.0066 | 1515.6676 | 1553.3894 | 1563.9597 | 1556.5404 | 1624.7025 | 1694.679 | 1847.7531 | 1994.7495 | 2096.2316 | 2167.7728 | 2193.0242 | 2184.9449 | 2183.1422
[10 empty] | 0 | 0 | 0 | 0 | 0 | 0 | 0 | 0 | 0 | 0 | 0 | 0 | 0 | 0 | 0 | 0 | 0 | 0 | 0 | 0 | 0 | 0 | 0 | 0 | 0 | 0 | 0 | 0
[10 empty] | 0 | 0 | 0 | 0 | 0 | 0 | 0 | 0 | 0 | 0 | 0 | 0 | 0 | 0 | 0 | 0 | 0 | 0 | 0 | 0 | 0 | 0 | 0 | 0 | 0 | 0 | 0 | 0
[10 empty] | 0 | 0 | 0 | 0 | 0 | 0 | 0 | 0 | 0 | 0 | 0 | 0 | 0 | 0 | 0 | 0 | 0 | 0 | 0 | 0 | 0 | 0 | 0 | 0 | 0 | 0 | 0 | 0
[10 empty] | 0 | 0 | 0 | 0 | 0 | 0 | 0 | 0 | 0 | 0 | 0 | 0 | 0 | 0 | 0 | 0 | 0 | 0 | 0 | 0 | 0 | 0 | 0 | 0 | 0 | 0 | 0 | 0
[10 empty] | 0 | 0 | 0 | 0 | 0 | 0 | 0 | 0 | 0 | 0 | 0 | 0 | 0 | 0 | 0 | 0 | 0 | 0 | 0 | 0 | 0 | 0 | 0 | 0 | 0 | 0 | 0 | 0
[10 empty] | 0 | 0 | 0 | 0 | 0 | 0 | 0 | 0 | 0 | 0 | 0 | 0 | 0 | 0 | 0 | 0 | 0 | 0 | 0 | 0 | 0 | 0 | 0 | 0 | 0 | 0 | 0 | 0
[10 empty] | 0 | 0 | 0 | 0 | 0 | 0 | 0 | 0 | 0 | 0 | 0 | 0 | 0 | 0 | 0 | 0 | 0 | 0 | 0 | 0 | 0 | 0 | 0 | 0 | 0 | 0 | 0 | 0
[10 empty] | 0 | 0 | 0 | 0 | 0 | 0 | 0 | 0 | 0 | 0 | 0 | 0 | 0 | 0 | 0 | 0 | 0 | 0 | 0 | 0 | 0 | 0 | 0 | 0 | 0 | 0 | 0 | 0
[10 empty] | 0 | 0 | 0 | 0 | 0 | 0 | 0 | 0 | 0 | 0 | 0 | 0 | 0 | 0 | 0 | 0 | 0 | 0 | 0 | 0 | 0 | 0 | 0 | 0 | 0 | 0 | 0 | 0
[10 empty] | 0 | 0 | #DIV/0! | #DIV/0! | #DIV/0! | #DIV/0! | #DIV/0! | #DIV/0! | #DIV/0! | #DIV/0! | #DIV/0! | #DIV/0! | #DIV/0! | #DIV/0! | #DIV/0! | #DIV/0! | #DIV/0! | #DIV/0! | #DIV/0! | #DIV/0! | #DIV/0! | #DIV/0!
[10 empty] | 0 | 8976.5403 | #DIV/0! | #DIV/0! | #DIV/0! | #DIV/0! | #DIV/0! | #DIV/0! | #DIV/0! | #DIV/0! | #DIV/0! | #DIV/0! | #DIV/0! | #DIV/0! | #DIV/0! | #DIV/0! | #DIV/0! | #DIV/0! | #DIV/0! | #DIV/0! | #DIV/0! | #DIV/0!
[10 empty] | 0 | 92.9925 | #DIV/0! | #DIV/0! | #DIV/0! | #DIV/0! | #DIV/0! | #DIV/0! | #DIV/0! | #DIV/0! | #DIV/0! | #DIV/0! | #DIV/0! | #DIV/0! | #DIV/0! | #DIV/0! | #DIV/0! | #DIV/0! | #DIV/0! | #DIV/0! | #DIV/0! | #DIV/0!
[10 empty] | 0 | 0 | #DIV/0! | #DIV/0! | #DIV/0! | #DIV/0! | #DIV/0! | #DIV/0! | #DIV/0! | #DIV/0! | #DIV/0! | #DIV/0! | #DIV/0! | #DIV/0! | #DIV/0! | #DIV/0! | #DIV/0! | #DIV/0! | #DIV/0! | #DIV/0! | #DIV/0! | #DIV/0!
[10 empty] | 0 | 377.8918 | #DIV/0! | #DIV/0! | #DIV/0! | #DIV/0! | #DIV/0! | #DIV/0! | #DIV/0! | #DIV/0! | #DIV/0! | #DIV/0! | #DIV/0! | #DIV/0! | #DIV/0! | #DIV/0! | #DIV/0! | #DIV/0! | #DIV/0! | #DIV/0! | #DIV/0! | #DIV/0!
[10 empty] | 0 | 0 | #DIV/0! | #DIV/0! | #DIV/0! | #DIV/0! | #DIV/0! | #DIV/0! | #DIV/0! | #DIV/0! | #DIV/0! | #DIV/0! | #DIV/0! | #DIV/0! | #DIV/0! | #DIV/0! | #DIV/0! | #DIV/0! | #DIV/0! | #DIV/0! | #DIV/0! | #DIV/0!
[10 empty] | 0 | 0 | #DIV/0! | #DIV/0! | #DIV/0! | #DIV/0! | #DIV/0! | #DIV/0! | #DIV/0! | #DIV/0! | #DIV/0! | #DIV/0! | #DIV/0! | #DIV/0! | #DIV/0! | #DIV/0! | #DIV/0! | #DIV/0! | #DIV/0! | #DIV/0! | #DIV/0! | #DIV/0!
[10 empty] | 0 | 0 | #DIV/0! | #DIV/0! | #DIV/0! | #DIV/0! | #DIV/0! | #DIV/0! | #DIV/0! | #DIV/0! | #DIV/0! | #DIV/0! | #DIV/0! | #DIV/0! | #DIV/0! | #DIV/0! | #DIV/0! | #DIV/0! | #DIV/0! | #DIV/0! | #DIV/0! | #DIV/0!
[10 empty] | 0 | 0 | #DIV/0! | #DIV/0! | #DIV/0! | #DIV/0! | #DIV/0! | #DIV/0! | #DIV/0! | #DIV/0! | #DIV/0! | #DIV/0! | #DIV/0! | #DIV/0! | #DIV/0! | #DIV/0! | #DIV/0! | #DIV/0! | #DIV/0! | #DIV/0! | #DIV/0! | #DIV/0!
[10 empty] | 0 | 0 | #DIV/0! | #DIV/0! | #DIV/0! | #DIV/0! | #DIV/0! | #DIV/0! | #DIV/0! | #DIV/0! | #DIV/0! | #DIV/0! | #DIV/0! | #DIV/0! | #DIV/0! | #DIV/0! | #DIV/0! | #DIV/0! | #DIV/0! | #DIV/0! | #DIV/0! | #DIV/0!
[10 empty] | 0 | 0 | #DIV/0! | #DIV/0! | #DIV/0! | #DIV/0! | #DIV/0! | #DIV/0! | #DIV/0! | #DIV/0! | #DIV/0! | #DIV/0! | #DIV/0! | #DIV/0! | #DIV/0! | #DIV/0! | #DIV/0! | #DIV/0! | #DIV/0! | #DIV/0! | #DIV/0! | #DIV/0!
[10 empty] | 0 | 8976.5403 | #DIV/0! | #DIV/0! | #DIV/0! | #DIV/0! | #DIV/0! | #DIV/0! | #DIV/0! | #DIV/0! | #DIV/0! | #DIV/0! | #DIV/0! | #DIV/0! | #DIV/0! | #DIV/0! | #DIV/0! | #DIV/0! | #DIV/0! | #DIV/0! | #DIV/0! | #DIV/0!
[10 empty] | 0 | 92.9925 | #DIV/0! | #DIV/0! | #DIV/0! | #DIV/0! | #DIV/0! | #DIV/0! | #DIV/0! | #DIV/0! | #DIV/0! | #DIV/0! | #DIV/0! | #DIV/0! | #DIV/0! | #DIV/0! | #DIV/0! | #DIV/0! | #DIV/0! | #DIV/0! | #DIV/0! | #DIV/0!
[10 empty] | 0 | 0 | #DIV/0! | #DIV/0! | #DIV/0! | #DIV/0! | #DIV/0! | #DIV/0! | #DIV/0! | #DIV/0! | #DIV/0! | #DIV/0! | #DIV/0! | #DIV/0! | #DIV/0! | #DIV/0! | #DIV/0! | #DIV/0! | #DIV/0! | #DIV/0! | #DIV/0! | #DIV/0!
[10 empty] | 0 | 377.8918 | #DIV/0! | #DIV/0! | #DIV/0! | #DIV/0! | #DIV/0! | #DIV/0! | #DIV/0! | #DIV/0! | #DIV/0! | #DIV/0! | #DIV/0! | #DIV/0! | #DIV/0! | #DIV/0! | #DIV/0! | #DIV/0! | #DIV/0! | #DIV/0! | #DIV/0! | #DIV/0!
[10 empty] | 0 | 0 | #DIV/0! | #DIV/0! | #DIV/0! | #DIV/0! | #DIV/0! | #DIV/0! | #DIV/0! | #DIV/0! | #DIV/0! | #DIV/0! | #DIV/0! | #DIV/0! | #DIV/0! | #DIV/0! | #DIV/0! | #DIV/0! | #DIV/0! | #DIV/0! | #DIV/0! | #DIV/0!
[10 empty] | 0 | 0 | #DIV/0! | #DIV/0! | #DIV/0! | #DIV/0! | #DIV/0! | #DIV/0! | #DIV/0! | #DIV/0! | #DIV/0! | #DIV/0! | #DIV/0! | #DIV/0! | #DIV/0! | #DIV/0! | #DIV/0! | #DIV/0! | #DIV/0! | #DIV/0! | #DIV/0! | #DIV/0!
[10 empty] | 0 | 0 | #DIV/0! | #DIV/0! | #DIV/0! | #DIV/0! | #DIV/0! | #DIV/0! | #DIV/0! | #DIV/0! | #DIV/0! | #DIV/0! | #DIV/0! | #DIV/0! | #DIV/0! | #DIV/0! | #DIV/0! | #DIV/0! | #DIV/0! | #DIV/0! | #DIV/0! | #DIV/0!
[10 empty] | 0 | 0 | #DIV/0! | #DIV/0! | #DIV/0! | #DIV/0! | #DIV/0! | #DIV/0! | #DIV/0! | #DIV/0! | #DIV/0! | #DIV/0! | #DIV/0! | #DIV/0! | #DIV/0! | #DIV/0! | #DIV/0! | #DIV/0! | #DIV/0! | #DIV/0! | #DIV/0! | #DIV/0!
[10 empty] | 0 | 0 | #DIV/0! | #DIV/0! | #DIV/0! | #DIV/0! | #DIV/0! | #DIV/0! | #DIV/0! | #DIV/0! | #DIV/0! | #DIV/0! | #DIV/0! | #DIV/0! | #DIV/0! | #DIV/0! | #DIV/0! | #DIV/0! | #DIV/0! | #DIV/0! | #DIV/0! | #DIV/0!
[10 empty] | 0 | 13478.314 | 9834.9159 | 4398.5229 | 3944.0461 | 3273.2981 | 0 | 0 | 0 | 0 | 0 | 0 | 0 | 0 | 0 | 0 | 0 | 0 | 0 | 0 | 0 | 0 | 0
[10 empty] | 0 | 0 | 0 | 0 | 0 | 0 | 3471.2887 | 3854.9672 | 2906.369 | 2740.5578 | 2287.6406 | 1822.1612 | 1955.3221 | 1943.9715 | 1854.4082 | 2034.4611 | 1887.9447 | 2018.2851 | 1879.1246 | 1707.0583 | 1630.4609 | 1588.5521 | 1473.4717
[10 empty] | 0 | 13786.9211 | 10352.8862 | 4785.657 | 4234.8039 | 3516.9829 | 3695.687 | 4056.7686 | 3036.5128 | 2832.0334 | 2342.3113 | 1844.7636 | 1958.2817 | 1923.3753 | 1812.2356 | 1961.6587 | 1795.0453 | 1890.2692 | 1732.0995 | 1546.8139 | 1450.6865 | 1385.9334 | 1285.5313
[10 empty] | 0 | 4565.7284 | 3443.5051 | 8985.5249 | 8386.1461 | 7497.9749 | 0 | 0 | 0 | 0 | 0 | 0 | 0 | 0 | 0 | 0 | 0 | 0 | 0 | 0 | 0 | 0 | 0
[10 empty] | 0 | 0 | 0 | 0 | 0 | 0 | 8361.4281 | 9792.7201 | 7800.9895 | 7755.3944 | 0 | 0 | 0 | 0 | 0 | 0 | 0 | 0 | 0 | 0 | 0 | 0 | 0
[10 empty] | 0 | 0 | 0 | 0 | 0 | 0 | 0 | 0 | 0 | 0 | 6830.1157 | 5733.317 | 6485.1004 | 6792.1636 | 6826.1192 | 7887.5977 | 7709.6649 | 8680.5045 | 8512.9719 | 8146.4767 | 8198.0729 | 8417.3195 | 7807.5383
[10 empty] | 0 | 0 | 0 | 0 | 0 | 0 | 0 | 0 | 0 | 0 | 0 | 0 | 0 | 0 | 0 | 0 | 0 | 0 | 0 | 0 | 0 | 0 | 0
[10 empty] | 0 | 0 | 0 | 0 | 0 | 0 | 0 | 0 | 0 | 0 | 0 | 0 | 0 | 0 | 0 | 0 | 0 | 0 | 0 | 0 | 0 | 0 | 0
[10 empty] | 0 | 0 | 0 | 0 | 0 | 0 | 0 | 0 | 0 | 0 | 0 | 0 | 0 | 0 | 0 | 0 | 0 | 0 | 0 | 0 | 0 | 0 | 0
[10 empty] | 0 | 0 | 0 | 0 | 0 | 0 | 0 | 0 | 0 | 0 | 0 | 0 | 0 | 0 | 0 | 0 | 0 | 0 | 0 | 0 | 0 | 0 | 0
[10 empty] | 0 | 345.2994 | 354.686 | 363.329 | 371.7453 | 379.5877 | 386.9544 | 393.9299 | 400.5873 | 421.274 | 439.7191 | 474.3741 | 504.8293 | 531.7039 | 536.5507 | 542.8564 | 550.3272 | 558.7856 | 568.0307 | 577.9044 | 588.2844 | 699.6818 | 701.2181 | 705.9464 | 715.9026 | 729.6648 | 746.2334 | 762.1129
[10 empty] | 0 | 0 | 0 | 0 | 0 | 0 | 0 | 0 | 0 | 0 | 0 | 0 | 0 | 0 | 0 | 0 | 0 | 0 | 0 | 0 | 0 | 0 | 0 | 0 | 0 | 0 | 0 | 0
[10 empty] | 0 | 0 | 0 | 0 | 0 | 0 | 0 | 0 | 0 | 0 | 0 | 0 | 0 | 0 | 0 | 0 | 0 | 0 | 0 | 0 | 0 | 0 | 0 | 0 | 0 | 0 | 0 | 0
[10 empty] | 0 | 0 | 0 | 0 | 0 | 0 | 0 | 0 | 0 | 0 | 0 | 0 | 0 | 0 | 0 | 0 | 0 | 0 | 0 | 0 | 0 | 0 | 0 | 0 | 0 | 0 | 0 | 0
[10 empty] | 0 | 0 | 0 | 0 | 0 | 0 | 0 | 0 | 0 | 0 | 0 | 0 | 0 | 0 | 0 | 0 | 0 | 0 | 0 | 0 | 0 | 0 | 0 | 0 | 0 | 0 | 0 | 0
[10 empty] | 0 | 0 | 0 | 0 | 0 | 0 | 0 | 0 | 0 | 0 | 0 | 0 | 0 | 0 | 0 | 0 | 0 | 0 | 0 | 0 | 0 | 0 | 0 | 0 | 0 | 0 | 0 | 0
[10 empty] | 0 | 0 | 0 | 0 | 0 | 0 | 0 | 0 | 0 | 0 | 0 | 0 | 0 | 0 | 0 | 0 | 0 | 0 | 0 | 0 | 0 | 0 | 0 | 0 | 0 | 0 | 0 | 0
[10 empty] | 0 | 0 | 0 | 0 | 0 | 0 | 0 | 0 | 0 | 0 | 0 | 0 | 0 | 0 | 0 | 0 | 0 | 0 | 0 | 0 | 0 | 0 | 0 | 0 | 0 | 0 | 0 | 0
[10 empty] | 0 | 0 | 0 | 0 | 0 | 0 | 0 | 0 | 0 | 0 | 0 | 0 | 0 | 0 | 0 | 0 | 0 | 0 | 0 | 0 | 0 | 0 | 0 | 0 | 0 | 0 | 0 | 0
[10 empty] | 0 | 0 | 0 | 0 | 0 | 0 | 0 | 0 | 0 | 0 | 0 | 0 | 0 | 0 | 0 | 0 | 0 | 0 | 0 | 0 | 0 | 0 | 0 | 0 | 0 | 0 | 0 | 0
[10 empty] | 0 | 2557.1648 | 1925.5408 | 1504.7743 | 1224.3551 | 1224.7048 | 1224.2819 | 1462.5393 | 1620.0872 | 1723.9164 | 1987.6309 | 1955.6304 | 1796.0822 | 2093.2568 | 1674.0677 | 1435.5788 | 1382.1882 | 1452.734 | 1533.6543 | 1720.4112 | 1818.637 | 1821.2341 | 1951.6169 | 1843.4499 | 1668.3701 | 1622.7452 | 1476.8373 | 1441.1931
[10 empty] | 0 | 0 | 0 | 0 | 0 | 0 | 0 | 0 | 0 | 0 | 0 | 0 | 0 | 0 | 0 | 0 | 0 | 0 | 0 | 0 | 0 | 0 | 0 | 0 | 0 | 0 | 0 | 0
[10 empty] | 0 | 0 | 0 | 0 | 0 | 0 | 0 | 0 | 0 | 0 | 0 | 0 | 0 | 0 | 0 | 0 | 0 | 0 | 0 | 0 | 0 | 0 | 0 | 0 | 0 | 0 | 0 | 0
[10 empty] | 0 | 0 | 0 | 0 | 0 | 0 | 0 | 0 | 0 | 0 | 0 | 0 | 0 | 0 | 0 | 0 | 0 | 0 | 0 | 0 | 0 | 0 | 0 | 0 | 0 | 0 | 0 | 0
[10 empty] | 0 | 0 | 0 | 0 | 0 | 0 | 0 | 0 | 0 | 0 | 0 | 0 | 0 | 0 | 0 | 0 | 0 | 0 | 0 | 0 | 0 | 0 | 0 | 0 | 0 | 0 | 0 | 0
[10 empty] | 0 | 0 | 0 | 0 | 0 | 0 | 0 | 0 | 0 | 0 | 0 | 0 | 0 | 0 | 0 | 0 | 0 | 0 | 0 | 0 | 0 | 0 | 0 | 0 | 0 | 0 | 0 | 0
[10 empty] | 0 | 0 | 0 | 0 | 0 | 0 | 0 | 0 | 0 | 0 | 0 | 0 | 0 | 0 | 0 | 0 | 0 | 0 | 0 | 0 | 0 | 0 | 0 | 0 | 0 | 0 | 0 | 0
[10 empty] | 0 | 0 | 0 | 0 | 0 | 0 | 0 | 0 | 0 | 0 | 0 | 0 | 0 | 0 | 0 | 0 | 0 | 0 | 0 | 0 | 0 | 0 | 0 | 0 | 0 | 0 | 0 | 0
[10 empty] | 0 | 0 | 0 | 0 | 0 | 0 | 0 | 0 | 0 | 0 | 0 | 0 | 0 | 0 | 0 | 0 | 0 | 0 | 0 | 0 | 0 | 0 | 0 | 0 | 0 | 0 | 0 | 0
[10 empty] | 0 | 0 | 0 | 0 | 0 | 0 | 0 | 0 | 0 | 0 | 0 | 0 | 0 | 0 | 0 | 0 | 0 | 0 | 0 | 0 | 0 | 0 | 0 | 0 | 0 | 0 | 0 | 0
[10 empty] | 0 | 2004.895 | 2012.5554 | 2020.3402 | 2028.2511 | 2036.2904 | 2044.4601 | 2052.7623 | 2061.1992 | 2069.7729 | 2078.4856 | 2087.3397 | 2096.3374 | 2105.481 | 2182.2444 | 2250.614 | 2311.8308 | 2366.9589 | 2416.9113 | 2462.4711 | 2504.3103 | 3127.1462 | 3081.9761 | 3046.221 | 3018.5838 | 2997.9537 | 2983.3793 | 2983.6847
[10 empty] | 0 | 0 | 0 | 0 | 0 | 0 | 0 | 0 | 0 | 0 | 0 | 0 | 0 | 0 | 0 | 0 | 0 | 0 | 0 | 0 | 0 | 0 | 0 | 0 | 0 | 0 | 0 | 0
[10 empty] | 0 | 0 | 0 | 0 | 0 | 0 | 0 | 0 | 0 | 0 | 0 | 0 | 0 | 0 | 0 | 0 | 0 | 0 | 0 | 0 | 0 | 0 | 0 | 0 | 0 | 0 | 0 | 0
[10 empty] | 0 | 0 | 0 | 0 | 0 | 0 | 0 | 0 | 0 | 0 | 0 | 0 | 0 | 0 | 0 | 0 | 0 | 0 | 0 | 0 | 0 | 0 | 0 | 0 | 0 | 0 | 0 | 0
[10 empty] | 0 | 0 | 0 | 0 | 0 | 0 | 0 | 0 | 0 | 0 | 0 | 0 | 0 | 0 | 0 | 0 | 0 | 0 | 0 | 0 | 0 | 0 | 0 | 0 | 0 | 0 | 0 | 0
[10 empty] | 0 | 0 | 0 | 0 | 0 | 0 | 0 | 0 | 0 | 0 | 0 | 0 | 0 | 0 | 0 | 0 | 0 | 0 | 0 | 0 | 0 | 0 | 0 | 0 | 0 | 0 | 0 | 0
[10 empty] | 0 | 0 | 0 | 0 | 0 | 0 | 0 | 0 | 0 | 0 | 0 | 0 | 0 | 0 | 0 | 0 | 0 | 0 | 0 | 0 | 0 | 0 | 0 | 0 | 0 | 0 | 0 | 0
[10 empty] | 0 | 0 | 0 | 0 | 0 | 0 | 0 | 0 | 0 | 0 | 0 | 0 | 0 | 0 | 0 | 0 | 0 | 0 | 0 | 0 | 0 | 0 | 0 | 0 | 0 | 0 | 0 | 0
[10 empty] | 0 | 0 | 0 | 0 | 0 | 0 | 0 | 0 | 0 | 0 | 0 | 0 | 0 | 0 | 0 | 0 | 0 | 0 | 0 | 0 | 0 | 0 | 0 | 0 | 0 | 0 | 0 | 0
[10 empty] | 0 | 0 | 0 | 0 | 0 | 0 | 0 | 0 | 0 | 0 | 0 | 0 | 0 | 0 | 0 | 0 | 0 | 0 | 0 | 0 | 0 | 0 | 0 | 0 | 0 | 0 | 0 | 0
[10 empty] | 0 | 110.9146 | 110.7371 | 110.56 | 110.3831 | 110.2065 | 110.0301 | 109.8541 | 109.6783 | 109.5028 | 109.3276 | 109.1527 | 108.978 | 108.8037 | 108.6296 | 108.4558 | 108.2823 | 108.109 | 107.936 | 107.7633 | 107.5909 | 107.4188 | 107.2469 | 107.0753 | 106.904 | 106.7329 | 106.5622 | 141.0844
[10 empty] | 0 | 0 | 0 | 0 | 0 | 0 | 0 | 0 | 0 | 0 | 0 | 0 | 0 | 0 | 0 | 0 | 0 | 0 | 0 | 0 | 0 | 0 | 0 | 0 | 0 | 0 | 0 | 0
[10 empty] | 0 | 0 | 0 | 0 | 0 | 0 | 0 | 0 | 0 | 0 | 0 | 0 | 0 | 0 | 0 | 0 | 0 | 0 | 0 | 0 | 0 | 0 | 0 | 0 | 0 | 0 | 0 | 0
[10 empty] | 0 | 0 | 0 | 0 | 0 | 0 | 0 | 0 | 0 | 0 | 0 | 0 | 0 | 0 | 0 | 0 | 0 | 0 | 0 | 0 | 0 | 0 | 0 | 0 | 0 | 0 | 0 | 0
[10 empty] | 0 | 0 | 0 | 0 | 0 | 0 | 0 | 0 | 0 | 0 | 0 | 0 | 0 | 0 | 0 | 0 | 0 | 0 | 0 | 0 | 0 | 0 | 0 | 0 | 0 | 0 | 0 | 0
[10 empty] | 0 | 0 | 0 | 0 | 0 | 0 | 0 | 0 | 0 | 0 | 0 | 0 | 0 | 0 | 0 | 0 | 0 | 0 | 0 | 0 | 0 | 0 | 0 | 0 | 0 | 0 | 0 | 0
[10 empty] | 0 | 0 | 0 | 0 | 0 | 0 | 0 | 0 | 0 | 0 | 0 | 0 | 0 | 0 | 0 | 0 | 0 | 0 | 0 | 0 | 0 | 0 | 0 | 0 | 0 | 0 | 0 | 0
[10 empty] | 0 | 0 | 0 | 0 | 0 | 0 | 0 | 0 | 0 | 0 | 0 | 0 | 0 | 0 | 0 | 0 | 0 | 0 | 0 | 0 | 0 | 0 | 0 | 0 | 0 | 0 | 0 | 0
[10 empty] | 0 | 0 | 0 | 0 | 0 | 0 | 0 | 0 | 0 | 0 | 0 | 0 | 0 | 0 | 0 | 0 | 0 | 0 | 0 | 0 | 0 | 0 | 0 | 0 | 0 | 0 | 0 | 0
[10 empty] | 0 | 0 | 0 | 0 | 0 | 0 | 0 | 0 | 0 | 0 | 0 | 0 | 0 | 0 | 0 | 0 | 0 | 0 | 0 | 0 | 0 | 0 | 0 | 0 | 0 | 0 | 0 | 0
[10 empty] | 0 | 2067.7888 | 2133.6678 | 2191.6555 | 2239.6883 | 2281.8443 | 2318.7857 | 2351.1 | 2379.3086 | 2370.7405 | 2362.7218 | 2459.5258 | 2544.8558 | 2620.0039 | 2550.1872 | 2495.3962 | 2453.0814 | 2420.7555 | 2396.6548 | 2379.2863 | 2367.3888 | 2359.8999 | 2352.3214 | 2959.449 | 2914.6315 | 2881.8286 | 2857.963 | 2827.4613
[10 empty] | 0 | 0 | 0 | 0 | 0 | 0 | 0 | 0 | 0 | 0 | 0 | 0 | 0 | 0 | 0 | 0 | 0 | 0 | 0 | 0 | 0 | 0 | 0 | 0 | 0 | 0 | 0 | 0
[10 empty] | 0 | 0 | 0 | 0 | 0 | 0 | 0 | 0 | 0 | 0 | 0 | 0 | 0 | 0 | 0 | 0 | 0 | 0 | 0 | 0 | 0 | 0 | 0 | 0 | 0 | 0 | 0 | 0
[10 empty] | 0 | 0 | 0 | 0 | 0 | 0 | 0 | 0 | 0 | 0 | 0 | 0 | 0 | 0 | 0 | 0 | 0 | 0 | 0 | 0 | 0 | 0 | 0 | 0 | 0 | 0 | 0 | 0
[10 empty] | 0 | 0 | 0 | 0 | 0 | 0 | 0 | 0 | 0 | 0 | 0 | 0 | 0 | 0 | 0 | 0 | 0 | 0 | 0 | 0 | 0 | 0 | 0 | 0 | 0 | 0 | 0 | 0
[10 empty] | 0 | 0 | 0 | 0 | 0 | 0 | 0 | 0 | 0 | 0 | 0 | 0 | 0 | 0 | 0 | 0 | 0 | 0 | 0 | 0 | 0 | 0 | 0 | 0 | 0 | 0 | 0 | 0
[10 empty] | 0 | 0 | 0 | 0 | 0 | 0 | 0 | 0 | 0 | 0 | 0 | 0 | 0 | 0 | 0 | 0 | 0 | 0 | 0 | 0 | 0 | 0 | 0 | 0 | 0 | 0 | 0 | 0
[10 empty] | 0 | 0 | 0 | 0 | 0 | 0 | 0 | 0 | 0 | 0 | 0 | 0 | 0 | 0 | 0 | 0 | 0 | 0 | 0 | 0 | 0 | 0 | 0 | 0 | 0 | 0 | 0 | 0
[10 empty] | 0 | 0 | 0 | 0 | 0 | 0 | 0 | 0 | 0 | 0 | 0 | 0 | 0 | 0 | 0 | 0 | 0 | 0 | 0 | 0 | 0 | 0 | 0 | 0 | 0 | 0 | 0 | 0
[10 empty] | 0 | 0 | 0 | 0 | 0 | 0 | 0 | 0 | 0 | 0 | 0 | 0 | 0 | 0 | 0 | 0 | 0 | 0 | 0 | 0 | 0 | 0 | 0 | 0 | 0 | 0 | 0 | 0
[10 empty] | 0 | 674.2598 | 674.3707 | 674.3098 | 673.1394 | 671.9841 | 670.8419 | 669.7113 | 668.5907 | 656.6747 | 646.3422 | 671.3859 | 692.6284 | 710.6183 | 702.4652 | 695.5036 | 689.5376 | 684.2682 | 679.5972 | 675.4401 | 671.7244 | 858.6464 | 827.0188 | 798.4587 | 777.2087 | 761.9994 | 751.5039 | 741.3841
[10 empty] | 0 | 0 | 0 | 0 | 0 | 0 | 0 | 0 | 0 | 0 | 0 | 0 | 0 | 0 | 0 | 0 | 0 | 0 | 0 | 0 | 0 | 0 | 0 | 0 | 0 | 0 | 0 | 0
[10 empty] | 0 | 0 | 0 | 0 | 0 | 0 | 0 | 0 | 0 | 0 | 0 | 0 | 0 | 0 | 0 | 0 | 0 | 0 | 0 | 0 | 0 | 0 | 0 | 0 | 0 | 0 | 0 | 0
[10 empty] | 0 | 0 | 0 | 0 | 0 | 0 | 0 | 0 | 0 | 0 | 0 | 0 | 0 | 0 | 0 | 0 | 0 | 0 | 0 | 0 | 0 | 0 | 0 | 0 | 0 | 0 | 0 | 0
[10 empty] | 0 | 0 | 0 | 0 | 0 | 0 | 0 | 0 | 0 | 0 | 0 | 0 | 0 | 0 | 0 | 0 | 0 | 0 | 0 | 0 | 0 | 0 | 0 | 0 | 0 | 0 | 0 | 0
[10 empty] | 0 | 0 | 0 | 0 | 0 | 0 | 0 | 0 | 0 | 0 | 0 | 0 | 0 | 0 | 0 | 0 | 0 | 0 | 0 | 0 | 0 | 0 | 0 | 0 | 0 | 0 | 0 | 0
[10 empty] | 0 | 0 | 0 | 0 | 0 | 0 | 0 | 0 | 0 | 0 | 0 | 0 | 0 | 0 | 0 | 0 | 0 | 0 | 0 | 0 | 0 | 0 | 0 | 0 | 0 | 0 | 0 | 0
[10 empty] | 0 | 0 | 0 | 0 | 0 | 0 | 0 | 0 | 0 | 0 | 0 | 0 | 0 | 0 | 0 | 0 | 0 | 0 | 0 | 0 | 0 | 0 | 0 | 0 | 0 | 0 | 0 | 0
[10 empty] | 0 | 0 | 0 | 0 | 0 | 0 | 0 | 0 | 0 | 0 | 0 | 0 | 0 | 0 | 0 | 0 | 0 | 0 | 0 | 0 | 0 | 0 | 0 | 0 | 0 | 0 | 0 | 0
[10 empty] | 0 | 0 | 0 | 0 | 0 | 0 | 0 | 0 | 0 | 0 | 0 | 0 | 0 | 0 | 0 | 0 | 0 | 0 | 0 | 0 | 0 | 0 | 0 | 0 | 0 | 0 | 0 | 0
[10 empty] | 0 | 5975.1779 | 5965.6176 | 5956.0726 | 7928.7238 | 9235.3775 | 10098.7534 | 12493.6508 | 12504.9233 | 12636.5179 | 13767.4692 | 14275.4151 | 14469.1141 | 15186.0601 | 15291.6742 | 15386.0154 | 15827.6425 | 15988.402 | 16025.4217 | 16264.8012 | 16328.8215 | 16356.4999 | 16500.8765 | 16545.0608 | 16543.7991 | 16617.0251 | 16634.6956 | 16629.1125
[10 empty] | 0 | 0 | 0 | 0 | 0 | 0 | 0 | 0 | 0 | 0 | 0 | 0 | 0 | 0 | 0 | 0 | 0 | 0 | 0 | 0 | 0 | 0 | 0 | 0 | 0 | 0 | 0 | 0
[10 empty] | 0 | 0 | 0 | 0 | 0 | 0 | 0 | 0 | 0 | 0 | 0 | 0 | 0 | 0 | 0 | 0 | 0 | 0 | 0 | 0 | 0 | 0 | 0 | 0 | 0 | 0 | 0 | 0
[10 empty] | 0 | 0 | 0 | 0 | 0 | 0 | 0 | 0 | 0 | 0 | 0 | 0 | 0 | 0 | 0 | 0 | 0 | 0 | 0 | 0 | 0 | 0 | 0 | 0 | 0 | 0 | 0 | 0
[10 empty] | 0 | 0 | 0 | 0 | 0 | 0 | 0 | 0 | 0 | 0 | 0 | 0 | 0 | 0 | 0 | 0 | 0 | 0 | 0 | 0 | 0 | 0 | 0 | 0 | 0 | 0 | 0 | 0
[10 empty] | 0 | 0 | 0 | 0 | 0 | 0 | 0 | 0 | 0 | 0 | 0 | 0 | 0 | 0 | 0 | 0 | 0 | 0 | 0 | 0 | 0 | 0 | 0 | 0 | 0 | 0 | 0 | 0
[10 empty] | 0 | 0 | 0 | 0 | 0 | 0 | 0 | 0 | 0 | 0 | 0 | 0 | 0 | 0 | 0 | 0 | 0 | 0 | 0 | 0 | 0 | 0 | 0 | 0 | 0 | 0 | 0 | 0
[10 empty] | 0 | 0 | 0 | 0 | 0 | 0 | 0 | 0 | 0 | 0 | 0 | 0 | 0 | 0 | 0 | 0 | 0 | 0 | 0 | 0 | 0 | 0 | 0 | 0 | 0 | 0 | 0 | 0
[10 empty] | 0 | 0 | 0 | 0 | 0 | 0 | 0 | 0 | 0 | 0 | 0 | 0 | 0 | 0 | 0 | 0 | 0 | 0 | 0 | 0 | 0 | 0 | 0 | 0 | 0 | 0 | 0 | 0
[10 empty] | 0 | 0 | 0 | 0 | 0 | 0 | 0 | 0 | 0 | 0 | 0 | 0 | 0 | 0 | 0 | 0 | 0 | 0 | 0 | 0 | 0 | 0 | 0 | 0 | 0 | 0 | 0 | 0
[10 empty] | 0 | 3377.2744 | 3371.8708 | 3366.4758 | 3361.0895 | 3355.7117 | 3350.3426 | 3344.982 | 3339.63 | 3334.2866 | 3328.9518 | 3323.6255 | 3318.3077 | 3312.9984 | 3307.6976 | 3302.4053 | 3297.1214 | 3291.846 | 3286.5791 | 3281.3205 | 3276.0704 | 3270.8287 | 3265.5954 | 3260.3704 | 3255.1538 | 4101.8993 | 3925.2182 | 3783.0611
[10 empty] | 0 | 0 | 0 | 0 | 0 | 0 | 0 | 0 | 0 | 0 | 0 | 0 | 0 | 0 | 0 | 0 | 0 | 0 | 0 | 0 | 0 | 0 | 0 | 0 | 0 | 0 | 0 | 0
[10 empty] | 0 | 0 | 0 | 0 | 0 | 0 | 0 | 0 | 0 | 0 | 0 | 0 | 0 | 0 | 0 | 0 | 0 | 0 | 0 | 0 | 0 | 0 | 0 | 0 | 0 | 0 | 0 | 0
[10 empty] | 0 | 0 | 0 | 0 | 0 | 0 | 0 | 0 | 0 | 0 | 0 | 0 | 0 | 0 | 0 | 0 | 0 | 0 | 0 | 0 | 0 | 0 | 0 | 0 | 0 | 0 | 0 | 0
[10 empty] | 0 | 0 | 0 | 0 | 0 | 0 | 0 | 0 | 0 | 0 | 0 | 0 | 0 | 0 | 0 | 0 | 0 | 0 | 0 | 0 | 0 | 0 | 0 | 0 | 0 | 0 | 0 | 0
[10 empty] | 0 | 0 | 0 | 0 | 0 | 0 | 0 | 0 | 0 | 0 | 0 | 0 | 0 | 0 | 0 | 0 | 0 | 0 | 0 | 0 | 0 | 0 | 0 | 0 | 0 | 0 | 0 | 0
[10 empty] | 0 | 0 | 0 | 0 | 0 | 0 | 0 | 0 | 0 | 0 | 0 | 0 | 0 | 0 | 0 | 0 | 0 | 0 | 0 | 0 | 0 | 0 | 0 | 0 | 0 | 0 | 0 | 0
[10 empty] | 0 | 0 | 0 | 0 | 0 | 0 | 0 | 0 | 0 | 0 | 0 | 0 | 0 | 0 | 0 | 0 | 0 | 0 | 0 | 0 | 0 | 0 | 0 | 0 | 0 | 0 | 0 | 0
[10 empty] | 0 | 0 | 0 | 0 | 0 | 0 | 0 | 0 | 0 | 0 | 0 | 0 | 0 | 0 | 0 | 0 | 0 | 0 | 0 | 0 | 0 | 0 | 0 | 0 | 0 | 0 | 0 | 0
[10 empty] | 0 | 0 | 0 | 0 | 0 | 0 | 0 | 0 | 0 | 0 | 0 | 0 | 0 | 0 | 0 | 0 | 0 | 0 | 0 | 0 | 0 | 0 | 0 | 0 | 0 | 0 | 0 | 0
[10 empty] | 0 | 11096.7589 | 11079.0041 | 14748.3702 | 17178.9016 | 20009.9846 | 21201.1096 | 20760.1265 | 21584.887 | 21745.717 | 22206.0589 | 22245.4297 | 22105.1441 | 22272.7431 | 22207.8423 | 22279.0734 | 22222.5731 | 22173.442 | 22182.2548 | 22126.2889 | 22118.6216 | 22069.9153 | 22036.375 | 22009.2062 | 21967.2873 | 21939.8055 | 21899.5412 | 21866.5665
[10 empty] | 0 | 0 | 0 | 0 | 0 | 0 | 0 | 0 | 0 | 0 | 0 | 0 | 0 | 0 | 0 | 0 | 0 | 0 | 0 | 0 | 0 | 0 | 0 | 0 | 0 | 0 | 0 | 0
[10 empty] | 0 | 0 | 0 | 0 | 0 | 0 | 0 | 0 | 0 | 0 | 0 | 0 | 0 | 0 | 0 | 0 | 0 | 0 | 0 | 0 | 0 | 0 | 0 | 0 | 0 | 0 | 0 | 0
[10 empty] | 0 | 0 | 0 | 0 | 0 | 0 | 0 | 0 | 0 | 0 | 0 | 0 | 0 | 0 | 0 | 0 | 0 | 0 | 0 | 0 | 0 | 0 | 0 | 0 | 0 | 0 | 0 | 0
[10 empty] | 0 | 0 | 0 | 0 | 0 | 0 | 0 | 0 | 0 | 0 | 0 | 0 | 0 | 0 | 0 | 0 | 0 | 0 | 0 | 0 | 0 | 0 | 0 | 0 | 0 | 0 | 0 | 0
[10 empty] | 0 | 0 | 0 | 0 | 0 | 0 | 0 | 0 | 0 | 0 | 0 | 0 | 0 | 0 | 0 | 0 | 0 | 0 | 0 | 0 | 0 | 0 | 0 | 0 | 0 | 0 | 0 | 0
[10 empty] | 0 | 0 | 0 | 0 | 0 | 0 | 0 | 0 | 0 | 0 | 0 | 0 | 0 | 0 | 0 | 0 | 0 | 0 | 0 | 0 | 0 | 0 | 0 | 0 | 0 | 0 | 0 | 0
[10 empty] | 0 | 0 | 0 | 0 | 0 | 0 | 0 | 0 | 0 | 0 | 0 | 0 | 0 | 0 | 0 | 0 | 0 | 0 | 0 | 0 | 0 | 0 | 0 | 0 | 0 | 0 | 0 | 0
[10 empty] | 0 | 0 | 0 | 0 | 0 | 0 | 0 | 0 | 0 | 0 | 0 | 0 | 0 | 0 | 0 | 0 | 0 | 0 | 0 | 0 | 0 | 0 | 0 | 0 | 0 | 0 | 0 | 0
[10 empty] | 0 | 0 | 0 | 0 | 0 | 0 | 0 | 0 | 0 | 0 | 0 | 0 | 0 | 0 | 0 | 0 | 0 | 0 | 0 | 0 | 0 | 0 | 0 | 0 | 0 | 0 | 0 | 0
[10 empty] | 0 | 7061.5738 | 7050.2753 | 9385.3265 | 10932.0283 | 12733.6266 | 15826.7024 | 15930.8992 | 17291.9247 | 17915.7616 | 18698.0847 | 19566.9305 | 19726.6184 | 20289.8378 | 20508.789 | 20818.87 | 21070.2453 | 21164.4886 | 21358.7394 | 21426.1653 | 21531.9673 | 21595.4598 | 21627.2482 | 21676.7206 | 21685.0962 | 21706.0604 | 21707.3929 | 21703.1067
[10 empty] | 0 | 0 | 0 | 0 | 0 | 0 | 0 | 0 | 0 | 0 | 0 | 0 | 0 | 0 | 0 | 0 | 0 | 0 | 0 | 0 | 0 | 0 | 0 | 0 | 0 | 0 | 0 | 0
[10 empty] | 0 | 0 | 0 | 0 | 0 | 0 | 0 | 0 | 0 | 0 | 0 | 0 | 0 | 0 | 0 | 0 | 0 | 0 | 0 | 0 | 0 | 0 | 0 | 0 | 0 | 0 | 0 | 0
[10 empty] | 0 | 0 | 0 | 0 | 0 | 0 | 0 | 0 | 0 | 0 | 0 | 0 | 0 | 0 | 0 | 0 | 0 | 0 | 0 | 0 | 0 | 0 | 0 | 0 | 0 | 0 | 0 | 0
[10 empty] | 0 | 0 | 0 | 0 | 0 | 0 | 0 | 0 | 0 | 0 | 0 | 0 | 0 | 0 | 0 | 0 | 0 | 0 | 0 | 0 | 0 | 0 | 0 | 0 | 0 | 0 | 0 | 0
[10 empty] | 0 | 0 | 0 | 0 | 0 | 0 | 0 | 0 | 0 | 0 | 0 | 0 | 0 | 0 | 0 | 0 | 0 | 0 | 0 | 0 | 0 | 0 | 0 | 0 | 0 | 0 | 0 | 0
[10 empty] | 0 | 0 | 0 | 0 | 0 | 0 | 0 | 0 | 0 | 0 | 0 | 0 | 0 | 0 | 0 | 0 | 0 | 0 | 0 | 0 | 0 | 0 | 0 | 0 | 0 | 0 | 0 | 0
[10 empty] | 0 | 0 | 0 | 0 | 0 | 0 | 0 | 0 | 0 | 0 | 0 | 0 | 0 | 0 | 0 | 0 | 0 | 0 | 0 | 0 | 0 | 0 | 0 | 0 | 0 | 0 | 0 | 0
[10 empty] | 0 | 0 | 0 | 0 | 0 | 0 | 0 | 0 | 0 | 0 | 0 | 0 | 0 | 0 | 0 | 0 | 0 | 0 | 0 | 0 | 0 | 0 | 0 | 0 | 0 | 0 | 0 | 0
[10 empty] | 0 | 0 | 0 | 0 | 0 | 0 | 0 | 0 | 0 | 0 | 0 | 0 | 0 | 0 | 0 | 0 | 0 | 0 | 0 | 0 | 0 | 0 | 0 | 0 | 0 | 0 | 0 | 0
[10 empty] | 0 | 3033.7261 | 3178.2847 | 3305.7982 | 3418.1858 | 3517.151 | 3604.2056 | 3639.8357 | 3670.7503 | 3993.3424 | 4278.455 | 4530.3077 | 4351.6924 | 4208.9589 | 4096.2084 | 4008.4156 | 3941.3066 | 3891.2534 | 3850.7226 | 3818.1279 | 3824.4189 | 4765.9072 | 4768.7234 | 4746.7085 | 4707.1383 | 4655.7626 | 4597.0788 | 4522.3773
[10 empty] | 0 | 0 | 0 | 0 | 0 | 0 | 0 | 0 | 0 | 0 | 0 | 0 | 0 | 0 | 0 | 0 | 0 | 0 | 0 | 0 | 0 | 0 | 0 | 0 | 0 | 0 | 0 | 0
[10 empty] | 0 | 0 | 0 | 0 | 0 | 0 | 0 | 0 | 0 | 0 | 0 | 0 | 0 | 0 | 0 | 0 | 0 | 0 | 0 | 0 | 0 | 0 | 0 | 0 | 0 | 0 | 0 | 0
[10 empty] | 0 | 0 | 0 | 0 | 0 | 0 | 0 | 0 | 0 | 0 | 0 | 0 | 0 | 0 | 0 | 0 | 0 | 0 | 0 | 0 | 0 | 0 | 0 | 0 | 0 | 0 | 0 | 0
[10 empty] | 0 | 0 | 0 | 0 | 0 | 0 | 0 | 0 | 0 | 0 | 0 | 0 | 0 | 0 | 0 | 0 | 0 | 0 | 0 | 0 | 0 | 0 | 0 | 0 | 0 | 0 | 0 | 0
[10 empty] | 0 | 0 | 0 | 0 | 0 | 0 | 0 | 0 | 0 | 0 | 0 | 0 | 0 | 0 | 0 | 0 | 0 | 0 | 0 | 0 | 0 | 0 | 0 | 0 | 0 | 0 | 0 | 0
[10 empty] | 0 | 0 | 0 | 0 | 0 | 0 | 0 | 0 | 0 | 0 | 0 | 0 | 0 | 0 | 0 | 0 | 0 | 0 | 0 | 0 | 0 | 0 | 0 | 0 | 0 | 0 | 0 | 0
[10 empty] | 0 | 0 | 0 | 0 | 0 | 0 | 0 | 0 | 0 | 0 | 0 | 0 | 0 | 0 | 0 | 0 | 0 | 0 | 0 | 0 | 0 | 0 | 0 | 0 | 0 | 0 | 0 | 0
[10 empty] | 0 | 0 | 0 | 0 | 0 | 0 | 0 | 0 | 0 | 0 | 0 | 0 | 0 | 0 | 0 | 0 | 0 | 0 | 0 | 0 | 0 | 0 | 0 | 0 | 0 | 0 | 0 | 0
[10 empty] | 0 | 0 | 0 | 0 | 0 | 0 | 0 | 0 | 0 | 0 | 0 | 0 | 0 | 0 | 0 | 0 | 0 | 0 | 0 | 0 | 0 | 0 | 0 | 0 | 0 | 0 | 0 | 0
[10 empty] | 0 | 4342.8703 | 3932.9778 | 3450.8119 | 3065.2787 | 2787.2693 | 2564.5342 | 2385.8995 | 2755.5006 | 2969.9536 | 3046.4497 | 3031.8415 | 2965.6448 | 3970.651 | 3534.9462 | 3241.2339 | 3073.1563 | 2981.0746 | 2918.5716 | 2866.7499 | 3161.5059 | 3272.089 | 3267.8479 | 3208.4353 | 3129.8754 | 3326.589 | 3108.6421 | 3028.3022
[10 empty] | 0 | 0 | 0 | 0 | 0 | 0 | 0 | 0 | 0 | 0 | 0 | 0 | 0 | 0 | 0 | 0 | 0 | 0 | 0 | 0 | 0 | 0 | 0 | 0 | 0 | 0 | 0 | 0
[10 empty] | 0 | 0 | 0 | 0 | 0 | 0 | 0 | 0 | 0 | 0 | 0 | 0 | 0 | 0 | 0 | 0 | 0 | 0 | 0 | 0 | 0 | 0 | 0 | 0 | 0 | 0 | 0 | 0
[10 empty] | 0 | 0 | 0 | 0 | 0 | 0 | 0 | 0 | 0 | 0 | 0 | 0 | 0 | 0 | 0 | 0 | 0 | 0 | 0 | 0 | 0 | 0 | 0 | 0 | 0 | 0 | 0 | 0
[10 empty] | 0 | 0 | 0 | 0 | 0 | 0 | 0 | 0 | 0 | 0 | 0 | 0 | 0 | 0 | 0 | 0 | 0 | 0 | 0 | 0 | 0 | 0 | 0 | 0 | 0 | 0 | 0 | 0
[10 empty] | 0 | 0 | 0 | 0 | 0 | 0 | 0 | 0 | 0 | 0 | 0 | 0 | 0 | 0 | 0 | 0 | 0 | 0 | 0 | 0 | 0 | 0 | 0 | 0 | 0 | 0 | 0 | 0
[10 empty] | 0 | 0 | 0 | 0 | 0 | 0 | 0 | 0 | 0 | 0 | 0 | 0 | 0 | 0 | 0 | 0 | 0 | 0 | 0 | 0 | 0 | 0 | 0 | 0 | 0 | 0 | 0 | 0
[10 empty] | 0 | 0 | 0 | 0 | 0 | 0 | 0 | 0 | 0 | 0 | 0 | 0 | 0 | 0 | 0 | 0 | 0 | 0 | 0 | 0 | 0 | 0 | 0 | 0 | 0 | 0 | 0 | 0
[10 empty] | 0 | 0 | 0 | 0 | 0 | 0 | 0 | 0 | 0 | 0 | 0 | 0 | 0 | 0 | 0 | 0 | 0 | 0 | 0 | 0 | 0 | 0 | 0 | 0 | 0 | 0 | 0 | 0
[10 empty] | 0 | 0 | 0 | 0 | 0 | 0 | 0 | 0 | 0 | 0 | 0 | 0 | 0 | 0 | 0 | 0 | 0 | 0 | 0 | 0 | 0 | 0 | 0 | 0 | 0 | 0 | 0 | 0
[10 empty] | 0 | 748.7709 | 813.8067 | 869.8899 | 918.303 | 960.1452 | 1033.1718 | 1096.1184 | 1150.4284 | 1197.3394 | 1237.9119 | 1285.533 | 1326.7216 | 1413.8011 | 1488.8188 | 1553.5017 | 1476.8917 | 1420.9066 | 1381.3249 | 1354.7117 | 1338.2796 | 1335.0331 | 1341.6528 | 1573.6593 | 1580.4308 | 1589.8453 | 1602.91 | 1618.5092
[10 empty] | 0 | 0 | 0 | 0 | 0 | 0 | 0 | 0 | 0 | 0 | 0 | 0 | 0 | 0 | 0 | 0 | 0 | 0 | 0 | 0 | 0 | 0 | 0 | 0 | 0 | 0 | 0 | 0
[10 empty] | 0 | 0 | 0 | 0 | 0 | 0 | 0 | 0 | 0 | 0 | 0 | 0 | 0 | 0 | 0 | 0 | 0 | 0 | 0 | 0 | 0 | 0 | 0 | 0 | 0 | 0 | 0 | 0
[10 empty] | 0 | 0 | 0 | 0 | 0 | 0 | 0 | 0 | 0 | 0 | 0 | 0 | 0 | 0 | 0 | 0 | 0 | 0 | 0 | 0 | 0 | 0 | 0 | 0 | 0 | 0 | 0 | 0
[10 empty] | 0 | 0 | 0 | 0 | 0 | 0 | 0 | 0 | 0 | 0 | 0 | 0 | 0 | 0 | 0 | 0 | 0 | 0 | 0 | 0 | 0 | 0 | 0 | 0 | 0 | 0 | 0 | 0
[10 empty] | 0 | 0 | 0 | 0 | 0 | 0 | 0 | 0 | 0 | 0 | 0 | 0 | 0 | 0 | 0 | 0 | 0 | 0 | 0 | 0 | 0 | 0 | 0 | 0 | 0 | 0 | 0 | 0
[10 empty] | 0 | 0 | 0 | 0 | 0 | 0 | 0 | 0 | 0 | 0 | 0 | 0 | 0 | 0 | 0 | 0 | 0 | 0 | 0 | 0 | 0 | 0 | 0 | 0 | 0 | 0 | 0 | 0
[10 empty] | 0 | 0 | 0 | 0 | 0 | 0 | 0 | 0 | 0 | 0 | 0 | 0 | 0 | 0 | 0 | 0 | 0 | 0 | 0 | 0 | 0 | 0 | 0 | 0 | 0 | 0 | 0 | 0
[10 empty] | 0 | 0 | 0 | 0 | 0 | 0 | 0 | 0 | 0 | 0 | 0 | 0 | 0 | 0 | 0 | 0 | 0 | 0 | 0 | 0 | 0 | 0 | 0 | 0 | 0 | 0 | 0 | 0
[10 empty] | 0 | 0 | 0 | 0 | 0 | 0 | 0 | 0 | 0 | 0 | 0 | 0 | 0 | 0 | 0 | 0 | 0 | 0 | 0 | 0 | 0 | 0 | 0 | 0 | 0 | 0 | 0 | 0
[10 empty] | 0 | 4429.9503 | 4252.4788 | 4099.9112 | 3968.6598 | 4388.9981 | 4747.3207 | 5052.5665 | 5312.386 | 5533.3275 | 5360.5667 | 5187.6783 | 5018.1921 | 4854.6233 | 4773.8922 | 4755.3175 | 4782.4585 | 6103.3069 | 5955.3006 | 5811.279 | 5669.6392 | 5681.4685 | 5651.0516 | 5598.6751 | 5538.4231 | 5479.7214 | 5503.7397 | 5503.3205
[10 empty] | 0 | 0 | 0 | 0 | 0 | 0 | 0 | 0 | 0 | 0 | 0 | 0 | 0 | 0 | 0 | 0 | 0 | 0 | 0 | 0 | 0 | 0 | 0 | 0 | 0 | 0 | 0 | 0
[10 empty] | 0 | 0 | 0 | 0 | 0 | 0 | 0 | 0 | 0 | 0 | 0 | 0 | 0 | 0 | 0 | 0 | 0 | 0 | 0 | 0 | 0 | 0 | 0 | 0 | 0 | 0 | 0 | 0
[10 empty] | 0 | 0 | 0 | 0 | 0 | 0 | 0 | 0 | 0 | 0 | 0 | 0 | 0 | 0 | 0 | 0 | 0 | 0 | 0 | 0 | 0 | 0 | 0 | 0 | 0 | 0 | 0 | 0
[10 empty] | 0 | 0 | 0 | 0 | 0 | 0 | 0 | 0 | 0 | 0 | 0 | 0 | 0 | 0 | 0 | 0 | 0 | 0 | 0 | 0 | 0 | 0 | 0 | 0 | 0 | 0 | 0 | 0
[10 empty] | 0 | 0 | 0 | 0 | 0 | 0 | 0 | 0 | 0 | 0 | 0 | 0 | 0 | 0 | 0 | 0 | 0 | 0 | 0 | 0 | 0 | 0 | 0 | 0 | 0 | 0 | 0 | 0
[10 empty] | 0 | 0 | 0 | 0 | 0 | 0 | 0 | 0 | 0 | 0 | 0 | 0 | 0 | 0 | 0 | 0 | 0 | 0 | 0 | 0 | 0 | 0 | 0 | 0 | 0 | 0 | 0 | 0
[10 empty] | 0 | 0 | 0 | 0 | 0 | 0 | 0 | 0 | 0 | 0 | 0 | 0 | 0 | 0 | 0 | 0 | 0 | 0 | 0 | 0 | 0 | 0 | 0 | 0 | 0 | 0 | 0 | 0
[10 empty] | 0 | 0 | 0 | 0 | 0 | 0 | 0 | 0 | 0 | 0 | 0 | 0 | 0 | 0 | 0 | 0 | 0 | 0 | 0 | 0 | 0 | 0 | 0 | 0 | 0 | 0 | 0 | 0
[10 empty] | 0 | 0 | 0 | 0 | 0 | 0 | 0 | 0 | 0 | 0 | 0 | 0 | 0 | 0 | 0 | 0 | 0 | 0 | 0 | 0 | 0 | 0 | 0 | 0 | 0 | 0 | 0 | 0
[10 empty] | 0 | 2813.4948 | 2882.6742 | 2944.1974 | 2998.9151 | 3047.5836 | 3090.875 | 3270.992 | 3431.1267 | 3573.4994 | 3700.0838 | 3812.6341 | 3716.7076 | 3639.1571 | 3577.0904 | 3528.0309 | 3489.8612 | 3460.7741 | 3454.9632 | 3467.622 | 3494.725 | 4399.3179 | 4370.8363 | 4332.5348 | 4287.8083 | 4239.3241 | 4189.1519 | 4182.4802
[10 empty] | 0 | 0 | 0 | 0 | 0 | 0 | 0 | 0 | 0 | 0 | 0 | 0 | 0 | 0 | 0 | 0 | 0 | 0 | 0 | 0 | 0 | 0 | 0 | 0 | 0 | 0 | 0 | 0
[10 empty] | 0 | 0 | 0 | 0 | 0 | 0 | 0 | 0 | 0 | 0 | 0 | 0 | 0 | 0 | 0 | 0 | 0 | 0 | 0 | 0 | 0 | 0 | 0 | 0 | 0 | 0 | 0 | 0
[10 empty] | 0 | 0 | 0 | 0 | 0 | 0 | 0 | 0 | 0 | 0 | 0 | 0 | 0 | 0 | 0 | 0 | 0 | 0 | 0 | 0 | 0 | 0 | 0 | 0 | 0 | 0 | 0 | 0
[10 empty] | 0 | 0 | 0 | 0 | 0 | 0 | 0 | 0 | 0 | 0 | 0 | 0 | 0 | 0 | 0 | 0 | 0 | 0 | 0 | 0 | 0 | 0 | 0 | 0 | 0 | 0 | 0 | 0
[10 empty] | 0 | 0 | 0 | 0 | 0 | 0 | 0 | 0 | 0 | 0 | 0 | 0 | 0 | 0 | 0 | 0 | 0 | 0 | 0 | 0 | 0 | 0 | 0 | 0 | 0 | 0 | 0 | 0
[10 empty] | 0 | 0 | 0 | 0 | 0 | 0 | 0 | 0 | 0 | 0 | 0 | 0 | 0 | 0 | 0 | 0 | 0 | 0 | 0 | 0 | 0 | 0 | 0 | 0 | 0 | 0 | 0 | 0
[10 empty] | 0 | 0 | 0 | 0 | 0 | 0 | 0 | 0 | 0 | 0 | 0 | 0 | 0 | 0 | 0 | 0 | 0 | 0 | 0 | 0 | 0 | 0 | 0 | 0 | 0 | 0 | 0 | 0
[10 empty] | 0 | 0 | 0 | 0 | 0 | 0 | 0 | 0 | 0 | 0 | 0 | 0 | 0 | 0 | 0 | 0 | 0 | 0 | 0 | 0 | 0 | 0 | 0 | 0 | 0 | 0 | 0 | 0
[10 empty] | 0 | 0 | 0 | 0 | 0 | 0 | 0 | 0 | 0 | 0 | 0 | 0 | 0 | 0 | 0 | 0 | 0 | 0 | 0 | 0 | 0 | 0 | 0 | 0 | 0 | 0 | 0 | 0
[10 empty] | 0 | 3194.5873 | 3213.3848 | 3232.6141 | 3252.2849 | 3272.4075 | 3292.9923 | 3314.0497 | 3335.5908 | 3357.6266 | 3497.099 | 3623.0701 | 3737.6161 | 3842.5202 | 3939.314 | 4029.3142 | 4113.6528 | 5124.0696 | 5072.3819 | 5052.6111 | 5058.3747 | 5084.5011 | 5126.8145 | 5181.9572 | 5247.2419 | 5320.5294 | 5567.1632 | 5772.6214
[10 empty] | 0 | 0 | 0 | 0 | 0 | 0 | 0 | 0 | 0 | 0 | 0 | 0 | 0 | 0 | 0 | 0 | 0 | 0 | 0 | 0 | 0 | 0 | 0 | 0 | 0 | 0 | 0 | 0
[10 empty] | 0 | 0 | 0 | 0 | 0 | 0 | 0 | 0 | 0 | 0 | 0 | 0 | 0 | 0 | 0 | 0 | 0 | 0 | 0 | 0 | 0 | 0 | 0 | 0 | 0 | 0 | 0 | 0
[10 empty] | 0 | 0 | 0 | 0 | 0 | 0 | 0 | 0 | 0 | 0 | 0 | 0 | 0 | 0 | 0 | 0 | 0 | 0 | 0 | 0 | 0 | 0 | 0 | 0 | 0 | 0 | 0 | 0
[10 empty] | 0 | 0 | 0 | 0 | 0 | 0 | 0 | 0 | 0 | 0 | 0 | 0 | 0 | 0 | 0 | 0 | 0 | 0 | 0 | 0 | 0 | 0 | 0 | 0 | 0 | 0 | 0 | 0
[10 empty] | 0 | 0 | 0 | 0 | 0 | 0 | 0 | 0 | 0 | 0 | 0 | 0 | 0 | 0 | 0 | 0 | 0 | 0 | 0 | 0 | 0 | 0 | 0 | 0 | 0 | 0 | 0 | 0
[10 empty] | 0 | 0 | 0 | 0 | 0 | 0 | 0 | 0 | 0 | 0 | 0 | 0 | 0 | 0 | 0 | 0 | 0 | 0 | 0 | 0 | 0 | 0 | 0 | 0 | 0 | 0 | 0 | 0
[10 empty] | 0 | 0 | 0 | 0 | 0 | 0 | 0 | 0 | 0 | 0 | 0 | 0 | 0 | 0 | 0 | 0 | 0 | 0 | 0 | 0 | 0 | 0 | 0 | 0 | 0 | 0 | 0 | 0
[10 empty] | 0 | 0 | 0 | 0 | 0 | 0 | 0 | 0 | 0 | 0 | 0 | 0 | 0 | 0 | 0 | 0 | 0 | 0 | 0 | 0 | 0 | 0 | 0 | 0 | 0 | 0 | 0 | 0
[10 empty] | 0 | 0 | 0 | 0 | 0 | 0 | 0 | 0 | 0 | 0 | 0 | 0 | 0 | 0 | 0 | 0 | 0 | 0 | 0 | 0 | 0 | 0 | 0 | 0 | 0 | 0 | 0 | 0
[10 empty] | 0 | 2164.0297 | 2060.9954 | 2249.1612 | 2407.2562 | 2539.7141 | 2650.3164 | 2742.2886 | 2868.8795 | 2974.2653 | 3061.577 | 3133.4848 | 3192.2663 | 3060.2015 | 2945.9073 | 2846.7787 | 2760.5936 | 2685.4567 | 2575.0031 | 2467.2488 | 2400.0716 | 2363.5523 | 2349.8131 | 2352.6315 | 2367.1242 | 2956.6687 | 2888.8813 | 2917.8364
[10 empty] | 0 | 0 | 0 | 0 | 0 | 0 | 0 | 0 | 0 | 0 | 0 | 0 | 0 | 0 | 0 | 0 | 0 | 0 | 0 | 0 | 0 | 0 | 0 | 0 | 0 | 0 | 0 | 0
[10 empty] | 0 | 0 | 0 | 0 | 0 | 0 | 0 | 0 | 0 | 0 | 0 | 0 | 0 | 0 | 0 | 0 | 0 | 0 | 0 | 0 | 0 | 0 | 0 | 0 | 0 | 0 | 0 | 0
[10 empty] | 0 | 0 | 0 | 0 | 0 | 0 | 0 | 0 | 0 | 0 | 0 | 0 | 0 | 0 | 0 | 0 | 0 | 0 | 0 | 0 | 0 | 0 | 0 | 0 | 0 | 0 | 0 | 0
[10 empty] | 0 | 0 | 0 | 0 | 0 | 0 | 0 | 0 | 0 | 0 | 0 | 0 | 0 | 0 | 0 | 0 | 0 | 0 | 0 | 0 | 0 | 0 | 0 | 0 | 0 | 0 | 0 | 0
[10 empty] | 0 | 0 | 0 | 0 | 0 | 0 | 0 | 0 | 0 | 0 | 0 | 0 | 0 | 0 | 0 | 0 | 0 | 0 | 0 | 0 | 0 | 0 | 0 | 0 | 0 | 0 | 0 | 0
[10 empty] | 0 | 0 | 0 | 0 | 0 | 0 | 0 | 0 | 0 | 0 | 0 | 0 | 0 | 0 | 0 | 0 | 0 | 0 | 0 | 0 | 0 | 0 | 0 | 0 | 0 | 0 | 0 | 0
[10 empty] | 0 | 0 | 0 | 0 | 0 | 0 | 0 | 0 | 0 | 0 | 0 | 0 | 0 | 0 | 0 | 0 | 0 | 0 | 0 | 0 | 0 | 0 | 0 | 0 | 0 | 0 | 0 | 0
[10 empty] | 0 | 0 | 0 | 0 | 0 | 0 | 0 | 0 | 0 | 0 | 0 | 0 | 0 | 0 | 0 | 0 | 0 | 0 | 0 | 0 | 0 | 0 | 0 | 0 | 0 | 0 | 0 | 0
[10 empty] | 0 | 0 | 0 | 0 | 0 | 0 | 0 | 0 | 0 | 0 | 0 | 0 | 0 | 0 | 0 | 0 | 0 | 0 | 0 | 0 | 0 | 0 | 0 | 0 | 0 | 0 | 0 | 0
[10 empty] | 0 | 4413.8477 | 4394.9376 | 4379.1318 | 4365.9893 | 4871.3135 | 5304.8586 | 5676.8813 | 5996.1728 | 6270.2688 | 6075.9666 | 5907.1429 | 5760.6039 | 5633.5491 | 5597.2641 | 5628.5304 | 5708.9113 | 7109.8662 | 7058.766 | 6988.5558 | 6905.4796 | 6964.8446 | 6977.1158 | 6964.9791 | 6944.1356 | 6925.0437 | 6972.8064 | 7014.3337
[10 empty] | 0 | 0 | 0 | 0 | 0 | 0 | 0 | 0 | 0 | 0 | 0 | 0 | 0 | 0 | 0 | 0 | 0 | 0 | 0 | 0 | 0 | 0 | 0 | 0 | 0 | 0 | 0 | 0
[10 empty] | 0 | 0 | 0 | 0 | 0 | 0 | 0 | 0 | 0 | 0 | 0 | 0 | 0 | 0 | 0 | 0 | 0 | 0 | 0 | 0 | 0 | 0 | 0 | 0 | 0 | 0 | 0 | 0
[10 empty] | 0 | 0 | 0 | 0 | 0 | 0 | 0 | 0 | 0 | 0 | 0 | 0 | 0 | 0 | 0 | 0 | 0 | 0 | 0 | 0 | 0 | 0 | 0 | 0 | 0 | 0 | 0 | 0
[10 empty] | 0 | 0 | 0 | 0 | 0 | 0 | 0 | 0 | 0 | 0 | 0 | 0 | 0 | 0 | 0 | 0 | 0 | 0 | 0 | 0 | 0 | 0 | 0 | 0 | 0 | 0 | 0 | 0
[10 empty] | 0 | 0 | 0 | 0 | 0 | 0 | 0 | 0 | 0 | 0 | 0 | 0 | 0 | 0 | 0 | 0 | 0 | 0 | 0 | 0 | 0 | 0 | 0 | 0 | 0 | 0 | 0 | 0
[10 empty] | 0 | 0 | 0 | 0 | 0 | 0 | 0 | 0 | 0 | 0 | 0 | 0 | 0 | 0 | 0 | 0 | 0 | 0 | 0 | 0 | 0 | 0 | 0 | 0 | 0 | 0 | 0 | 0
[10 empty] | 0 | 0 | 0 | 0 | 0 | 0 | 0 | 0 | 0 | 0 | 0 | 0 | 0 | 0 | 0 | 0 | 0 | 0 | 0 | 0 | 0 | 0 | 0 | 0 | 0 | 0 | 0 | 0
[10 empty] | 0 | 0 | 0 | 0 | 0 | 0 | 0 | 0 | 0 | 0 | 0 | 0 | 0 | 0 | 0 | 0 | 0 | 0 | 0 | 0 | 0 | 0 | 0 | 0 | 0 | 0 | 0 | 0
[10 empty] | 0 | 0 | 0 | 0 | 0 | 0 | 0 | 0 | 0 | 0 | 0 | 0 | 0 | 0 | 0 | 0 | 0 | 0 | 0 | 0 | 0 | 0 | 0 | 0 | 0 | 0 | 0 | 0
[10 empty] | 0 | 9393.3863 | 8430.3437 | 7753.6231 | 7264.7957 | 7618.8572 | 7554.9914 | 7306.0364 | 8593.8897 | 7812.3115 | 7327.9442 | 6965.1341 | 7264.6086 | 7150.7661 | 6896.3497 | 6880.0584 | 6613.2351 | 6452.0483 | 6287.8949 | 6287.2804 | 6135.8188 | 5963.2379 | 5839.97 | 5716.5897 | 5606.7105 | 5481.0522 | 5388.5504 | 5264.6866
[10 empty] | 0 | 0 | 0 | 0 | 0 | 0 | 0 | 0 | 0 | 0 | 0 | 0 | 0 | 0 | 0 | 0 | 0 | 0 | 0 | 0 | 0 | 0 | 0 | 0 | 0 | 0 | 0 | 0
[10 empty] | 0 | 0 | 0 | 0 | 0 | 0 | 0 | 0 | 0 | 0 | 0 | 0 | 0 | 0 | 0 | 0 | 0 | 0 | 0 | 0 | 0 | 0 | 0 | 0 | 0 | 0 | 0 | 0
[10 empty] | 0 | 0 | 0 | 0 | 0 | 0 | 0 | 0 | 0 | 0 | 0 | 0 | 0 | 0 | 0 | 0 | 0 | 0 | 0 | 0 | 0 | 0 | 0 | 0 | 0 | 0 | 0 | 0
[10 empty] | 0 | 0 | 0 | 0 | 0 | 0 | 0 | 0 | 0 | 0 | 0 | 0 | 0 | 0 | 0 | 0 | 0 | 0 | 0 | 0 | 0 | 0 | 0 | 0 | 0 | 0 | 0 | 0
[10 empty] | 0 | 0 | 0 | 0 | 0 | 0 | 0 | 0 | 0 | 0 | 0 | 0 | 0 | 0 | 0 | 0 | 0 | 0 | 0 | 0 | 0 | 0 | 0 | 0 | 0 | 0 | 0 | 0
[10 empty] | 0 | 0 | 0 | 0 | 0 | 0 | 0 | 0 | 0 | 0 | 0 | 0 | 0 | 0 | 0 | 0 | 0 | 0 | 0 | 0 | 0 | 0 | 0 | 0 | 0 | 0 | 0 | 0
[10 empty] | 0 | 0 | 0 | 0 | 0 | 0 | 0 | 0 | 0 | 0 | 0 | 0 | 0 | 0 | 0 | 0 | 0 | 0 | 0 | 0 | 0 | 0 | 0 | 0 | 0 | 0 | 0 | 0
[10 empty] | 0 | 0 | 0 | 0 | 0 | 0 | 0 | 0 | 0 | 0 | 0 | 0 | 0 | 0 | 0 | 0 | 0 | 0 | 0 | 0 | 0 | 0 | 0 | 0 | 0 | 0 | 0 | 0
[10 empty] | 0 | 0 | 0 | 0 | 0 | 0 | 0 | 0 | 0 | 0 | 0 | 0 | 0 | 0 | 0 | 0 | 0 | 0 | 0 | 0 | 0 | 0 | 0 | 0 | 0 | 0 | 0 | 0
[10 empty] | 0 | 2678.2933 | 4370.3733 | 5419.9158 | 6051.2165 | 6410.6519 | 6593.7395 | 6662.8017 | 5118.7505 | 4597.3188 | 4558.6645 | 5143.0646 | 5479.1309 | 5654.0572 | 5724.7358 | 5285.6841 | 4822.237 | 4491.0133 | 4185.1572 | 4240.4364 | 4402.2339 | 4627.632 | 4610.803 | 4441.9654 | 4220.4735 | 3906.7344 | 3712.4743 | 3651.774
[10 empty] | 0 | 0 | 0 | 0 | 0 | 0 | 0 | 0 | 0 | 0 | 0 | 0 | 0 | 0 | 0 | 0 | 0 | 0 | 0 | 0 | 0 | 0 | 0 | 0 | 0 | 0 | 0 | 0
[10 empty] | 0 | 0 | 0 | 0 | 0 | 0 | 0 | 0 | 0 | 0 | 0 | 0 | 0 | 0 | 0 | 0 | 0 | 0 | 0 | 0 | 0 | 0 | 0 | 0 | 0 | 0 | 0 | 0
[10 empty] | 0 | 0 | 0 | 0 | 0 | 0 | 0 | 0 | 0 | 0 | 0 | 0 | 0 | 0 | 0 | 0 | 0 | 0 | 0 | 0 | 0 | 0 | 0 | 0 | 0 | 0 | 0 | 0
[10 empty] | 0 | 0 | 0 | 0 | 0 | 0 | 0 | 0 | 0 | 0 | 0 | 0 | 0 | 0 | 0 | 0 | 0 | 0 | 0 | 0 | 0 | 0 | 0 | 0 | 0 | 0 | 0 | 0
[10 empty] | 0 | 0 | 0 | 0 | 0 | 0 | 0 | 0 | 0 | 0 | 0 | 0 | 0 | 0 | 0 | 0 | 0 | 0 | 0 | 0 | 0 | 0 | 0 | 0 | 0 | 0 | 0 | 0
[10 empty] | 0 | 0 | 0 | 0 | 0 | 0 | 0 | 0 | 0 | 0 | 0 | 0 | 0 | 0 | 0 | 0 | 0 | 0 | 0 | 0 | 0 | 0 | 0 | 0 | 0 | 0 | 0 | 0
[10 empty] | 0 | 0 | 0 | 0 | 0 | 0 | 0 | 0 | 0 | 0 | 0 | 0 | 0 | 0 | 0 | 0 | 0 | 0 | 0 | 0 | 0 | 0 | 0 | 0 | 0 | 0 | 0 | 0
[10 empty] | 0 | 0 | 0 | 0 | 0 | 0 | 0 | 0 | 0 | 0 | 0 | 0 | 0 | 0 | 0 | 0 | 0 | 0 | 0 | 0 | 0 | 0 | 0 | 0 | 0 | 0 | 0 | 0
[10 empty] | 0 | 0 | 0 | 0 | 0 | 0 | 0 | 0 | 0 | 0 | 0 | 0 | 0 | 0 | 0 | 0 | 0 | 0 | 0 | 0 | 0 | 0 | 0 | 0 | 0 | 0 | 0 | 0
[10 empty] | 0 | 18256.1785 | 18256.2075 | 18256.2366 | 18256.2656 | 18275.0617 | 18287.6118 | 18295.9979 | 21907.7668 | 20715.7348 | 19925.2399 | 19401.0484 | 20259.2272 | 20432.7784 | 20284.1681 | 20722.1531 | 20351.3135 | 20241.2633 | 20170.9726 | 20543.1777 | 20532.4759 | 20425.0309 | 20445.8512 | 20424.0417 | 20457.4585 | 20451.7849 | 20542.359 | 20519.8458
[10 empty] | 0 | 0 | 0 | 0 | 0 | 0 | 0 | 0 | 0 | 0 | 0 | 0 | 0 | 0 | 0 | 0 | 0 | 0 | 0 | 0 | 0 | 0 | 0 | 0 | 0 | 0 | 0 | 0
[10 empty] | 0 | 0 | 0 | 0 | 0 | 0 | 0 | 0 | 0 | 0 | 0 | 0 | 0 | 0 | 0 | 0 | 0 | 0 | 0 | 0 | 0 | 0 | 0 | 0 | 0 | 0 | 0 | 0
[10 empty] | 0 | 0 | 0 | 0 | 0 | 0 | 0 | 0 | 0 | 0 | 0 | 0 | 0 | 0 | 0 | 0 | 0 | 0 | 0 | 0 | 0 | 0 | 0 | 0 | 0 | 0 | 0 | 0
[10 empty] | 0 | 0 | 0 | 0 | 0 | 0 | 0 | 0 | 0 | 0 | 0 | 0 | 0 | 0 | 0 | 0 | 0 | 0 | 0 | 0 | 0 | 0 | 0 | 0 | 0 | 0 | 0 | 0
[10 empty] | 0 | 0 | 0 | 0 | 0 | 0 | 0 | 0 | 0 | 0 | 0 | 0 | 0 | 0 | 0 | 0 | 0 | 0 | 0 | 0 | 0 | 0 | 0 | 0 | 0 | 0 | 0 | 0
[10 empty] | 0 | 0 | 0 | 0 | 0 | 0 | 0 | 0 | 0 | 0 | 0 | 0 | 0 | 0 | 0 | 0 | 0 | 0 | 0 | 0 | 0 | 0 | 0 | 0 | 0 | 0 | 0 | 0
[10 empty] | 0 | 0 | 0 | 0 | 0 | 0 | 0 | 0 | 0 | 0 | 0 | 0 | 0 | 0 | 0 | 0 | 0 | 0 | 0 | 0 | 0 | 0 | 0 | 0 | 0 | 0 | 0 | 0
[10 empty] | 0 | 0 | 0 | 0 | 0 | 0 | 0 | 0 | 0 | 0 | 0 | 0 | 0 | 0 | 0 | 0 | 0 | 0 | 0 | 0 | 0 | 0 | 0 | 0 | 0 | 0 | 0 | 0
[10 empty] | 0 | 0 | 0 | 0 | 0 | 0 | 0 | 0 | 0 | 0 | 0 | 0 | 0 | 0 | 0 | 0 | 0 | 0 | 0 | 0 | 0 | 0 | 0 | 0 | 0 | 0 | 0 | 0
[10 empty] | 0 | 7436.6206 | 7342.1706 | 7248.9203 | 7156.8543 | 7065.9575 | 6976.2153 | 6887.6128 | 6800.1356 | 6713.7694 | 6628.5002 | 8259.8665 | 7816.208 | 7449.3768 | 7143.4351 | 6885.7923 | 6988.3693 | 6986.1504 | 6915.5737 | 6802.4294 | 6664.7251 | 6970.9666 | 6738.5246 | 6558.1146 | 6407.3637 | 6272.7045 | 6306.1459 | 6265.0742
[10 empty] | 0 | 0 | 0 | 0 | 0 | 0 | 0 | 0 | 0 | 0 | 0 | 0 | 0 | 0 | 0 | 0 | 0 | 0 | 0 | 0 | 0 | 0 | 0 | 0 | 0 | 0 | 0 | 0
[10 empty] | 0 | 0 | 0 | 0 | 0 | 0 | 0 | 0 | 0 | 0 | 0 | 0 | 0 | 0 | 0 | 0 | 0 | 0 | 0 | 0 | 0 | 0 | 0 | 0 | 0 | 0 | 0 | 0
[10 empty] | 0 | 0 | 0 | 0 | 0 | 0 | 0 | 0 | 0 | 0 | 0 | 0 | 0 | 0 | 0 | 0 | 0 | 0 | 0 | 0 | 0 | 0 | 0 | 0 | 0 | 0 | 0 | 0
[10 empty] | 0 | 0 | 0 | 0 | 0 | 0 | 0 | 0 | 0 | 0 | 0 | 0 | 0 | 0 | 0 | 0 | 0 | 0 | 0 | 0 | 0 | 0 | 0 | 0 | 0 | 0 | 0 | 0
[10 empty] | 0 | 0 | 0 | 0 | 0 | 0 | 0 | 0 | 0 | 0 | 0 | 0 | 0 | 0 | 0 | 0 | 0 | 0 | 0 | 0 | 0 | 0 | 0 | 0 | 0 | 0 | 0 | 0
[10 empty] | 0 | 0 | 0 | 0 | 0 | 0 | 0 | 0 | 0 | 0 | 0 | 0 | 0 | 0 | 0 | 0 | 0 | 0 | 0 | 0 | 0 | 0 | 0 | 0 | 0 | 0 | 0 | 0
[10 empty] | 0 | 0 | 0 | 0 | 0 | 0 | 0 | 0 | 0 | 0 | 0 | 0 | 0 | 0 | 0 | 0 | 0 | 0 | 0 | 0 | 0 | 0 | 0 | 0 | 0 | 0 | 0 | 0
[10 empty] | 0 | 0 | 0 | 0 | 0 | 0 | 0 | 0 | 0 | 0 | 0 | 0 | 0 | 0 | 0 | 0 | 0 | 0 | 0 | 0 | 0 | 0 | 0 | 0 | 0 | 0 | 0 | 0
[10 empty] | 0 | 0 | 0 | 0 | 0 | 0 | 0 | 0 | 0 | 0 | 0 | 0 | 0 | 0 | 0 | 0 | 0 | 0 | 0 | 0 | 0 | 0 | 0 | 0 | 0 | 0 | 0 | 0
[10 empty] | 0 | 2696.6192 | 4846.1483 | 6558.7125 | 7922.2709 | 9007.0784 | 9869.2489 | 10553.6014 | 11095.9342 | 11524.8397 | 9736.727 | 8732.2804 | 8267.6208 | 8165.2976 | 8297.4272 | 9264.1602 | 10032.0902 | 10641.2391 | 11123.573 | 11085.4234 | 10800.3134 | 10435.7612 | 10088.2905 | 9807.9539 | 9206.5054 | 9077.6507 | 9232.7716 | 9544.4443
[10 empty] | 0 | 0 | 0 | 0 | 0 | 0 | 0 | 0 | 0 | 0 | 0 | 0 | 0 | 0 | 0 | 0 | 0 | 0 | 0 | 0 | 0 | 0 | 0 | 0 | 0 | 0 | 0 | 0
[10 empty] | 0 | 0 | 0 | 0 | 0 | 0 | 0 | 0 | 0 | 0 | 0 | 0 | 0 | 0 | 0 | 0 | 0 | 0 | 0 | 0 | 0 | 0 | 0 | 0 | 0 | 0 | 0 | 0
[10 empty] | 0 | 0 | 0 | 0 | 0 | 0 | 0 | 0 | 0 | 0 | 0 | 0 | 0 | 0 | 0 | 0 | 0 | 0 | 0 | 0 | 0 | 0 | 0 | 0 | 0 | 0 | 0 | 0
[10 empty] | 0 | 0 | 0 | 0 | 0 | 0 | 0 | 0 | 0 | 0 | 0 | 0 | 0 | 0 | 0 | 0 | 0 | 0 | 0 | 0 | 0 | 0 | 0 | 0 | 0 | 0 | 0 | 0
[10 empty] | 0 | 0 | 0 | 0 | 0 | 0 | 0 | 0 | 0 | 0 | 0 | 0 | 0 | 0 | 0 | 0 | 0 | 0 | 0 | 0 | 0 | 0 | 0 | 0 | 0 | 0 | 0 | 0
[10 empty] | 0 | 0 | 0 | 0 | 0 | 0 | 0 | 0 | 0 | 0 | 0 | 0 | 0 | 0 | 0 | 0 | 0 | 0 | 0 | 0 | 0 | 0 | 0 | 0 | 0 | 0 | 0 | 0
[10 empty] | 0 | 0 | 0 | 0 | 0 | 0 | 0 | 0 | 0 | 0 | 0 | 0 | 0 | 0 | 0 | 0 | 0 | 0 | 0 | 0 | 0 | 0 | 0 | 0 | 0 | 0 | 0 | 0
[10 empty] | 0 | 0 | 0 | 0 | 0 | 0 | 0 | 0 | 0 | 0 | 0 | 0 | 0 | 0 | 0 | 0 | 0 | 0 | 0 | 0 | 0 | 0 | 0 | 0 | 0 | 0 | 0 | 0
[10 empty] | 0 | 0 | 0 | 0 | 0 | 0 | 0 | 0 | 0 | 0 | 0 | 0 | 0 | 0 | 0 | 0 | 0 | 0 | 0 | 0 | 0 | 0 | 0 | 0 | 0 | 0 | 0 | 0
[10 empty] | 0 | 16983.3399 | 16627.7987 | 16279.7006 | 15938.8899 | 15605.2139 | 15278.5234 | 14958.672 | 14645.5166 | 17171.2957 | 15887.4585 | 14951.5192 | 14244.7074 | 13689.4573 | 14084.4523 | 13957.2818 | 13593.6135 | 13616.657 | 12838.6669 | 12502.8511 | 12280.4705 | 12049.075 | 12061.4884 | 11750.5883 | 11407.0729 | 11179.3947 | 10827.8866 | 10673.203
[10 empty] | 0 | 0 | 0 | 0 | 0 | 0 | 0 | 0 | 0 | 0 | 0 | 0 | 0 | 0 | 0 | 0 | 0 | 0 | 0 | 0 | 0 | 0 | 0 | 0 | 0 | 0 | 0 | 0
[10 empty] | 0 | 0 | 0 | 0 | 0 | 0 | 0 | 0 | 0 | 0 | 0 | 0 | 0 | 0 | 0 | 0 | 0 | 0 | 0 | 0 | 0 | 0 | 0 | 0 | 0 | 0 | 0 | 0
[10 empty] | 0 | 0 | 0 | 0 | 0 | 0 | 0 | 0 | 0 | 0 | 0 | 0 | 0 | 0 | 0 | 0 | 0 | 0 | 0 | 0 | 0 | 0 | 0 | 0 | 0 | 0 | 0 | 0
[10 empty] | 0 | 0 | 0 | 0 | 0 | 0 | 0 | 0 | 0 | 0 | 0 | 0 | 0 | 0 | 0 | 0 | 0 | 0 | 0 | 0 | 0 | 0 | 0 | 0 | 0 | 0 | 0 | 0
[10 empty] | 0 | 0 | 0 | 0 | 0 | 0 | 0 | 0 | 0 | 0 | 0 | 0 | 0 | 0 | 0 | 0 | 0 | 0 | 0 | 0 | 0 | 0 | 0 | 0 | 0 | 0 | 0 | 0
[10 empty] | 0 | 0 | 0 | 0 | 0 | 0 | 0 | 0 | 0 | 0 | 0 | 0 | 0 | 0 | 0 | 0 | 0 | 0 | 0 | 0 | 0 | 0 | 0 | 0 | 0 | 0 | 0 | 0
[10 empty] | 0 | 0 | 0 | 0 | 0 | 0 | 0 | 0 | 0 | 0 | 0 | 0 | 0 | 0 | 0 | 0 | 0 | 0 | 0 | 0 | 0 | 0 | 0 | 0 | 0 | 0 | 0 | 0
[10 empty] | 0 | 0 | 0 | 0 | 0 | 0 | 0 | 0 | 0 | 0 | 0 | 0 | 0 | 0 | 0 | 0 | 0 | 0 | 0 | 0 | 0 | 0 | 0 | 0 | 0 | 0 | 0 | 0
[10 empty] | 0 | 0 | 0 | 0 | 0 | 0 | 0 | 0 | 0 | 0 | 0 | 0 | 0 | 0 | 0 | 0 | 0 | 0 | 0 | 0 | 0 | 0 | 0 | 0 | 0 | 0 | 0 | 0
[10 empty] | 0 | 11096.7589 | 11079.0041 | 11061.2777 | 11043.5796 | 11025.9099 | 11008.2684 | 10990.6552 | 10973.0702 | 13119.5653 | 12378.3774 | 11879.2092 | 11541.1386 | 11310.3039 | 11866.453 | 11991.5334 | 11909.7243 | 12165.5067 | 11696.9479 | 11615.9463 | 11634.6537 | 11640.8603 | 11882.9752 | 11805.2941 | 11686.4966 | 11679.4213 | 11535.5857 | 11595.344
[10 empty] | 0 | 0 | 0 | 0 | 0 | 0 | 0 | 0 | 0 | 0 | 0 | 0 | 0 | 0 | 0 | 0 | 0 | 0 | 0 | 0 | 0 | 0 | 0 | 0 | 0 | 0 | 0 | 0
[10 empty] | 0 | 0 | 0 | 0 | 0 | 0 | 0 | 0 | 0 | 0 | 0 | 0 | 0 | 0 | 0 | 0 | 0 | 0 | 0 | 0 | 0 | 0 | 0 | 0 | 0 | 0 | 0 | 0
[10 empty] | 0 | 0 | 0 | 0 | 0 | 0 | 0 | 0 | 0 | 0 | 0 | 0 | 0 | 0 | 0 | 0 | 0 | 0 | 0 | 0 | 0 | 0 | 0 | 0 | 0 | 0 | 0 | 0
[10 empty] | 0 | 0 | 0 | 0 | 0 | 0 | 0 | 0 | 0 | 0 | 0 | 0 | 0 | 0 | 0 | 0 | 0 | 0 | 0 | 0 | 0 | 0 | 0 | 0 | 0 | 0 | 0 | 0
[10 empty] | 0 | 0 | 0 | 0 | 0 | 0 | 0 | 0 | 0 | 0 | 0 | 0 | 0 | 0 | 0 | 0 | 0 | 0 | 0 | 0 | 0 | 0 | 0 | 0 | 0 | 0 | 0 | 0
[10 empty] | 0 | 0 | 0 | 0 | 0 | 0 | 0 | 0 | 0 | 0 | 0 | 0 | 0 | 0 | 0 | 0 | 0 | 0 | 0 | 0 | 0 | 0 | 0 | 0 | 0 | 0 | 0 | 0
[10 empty] | 0 | 0 | 0 | 0 | 0 | 0 | 0 | 0 | 0 | 0 | 0 | 0 | 0 | 0 | 0 | 0 | 0 | 0 | 0 | 0 | 0 | 0 | 0 | 0 | 0 | 0 | 0 | 0
[10 empty] | 0 | 0 | 0 | 0 | 0 | 0 | 0 | 0 | 0 | 0 | 0 | 0 | 0 | 0 | 0 | 0 | 0 | 0 | 0 | 0 | 0 | 0 | 0 | 0 | 0 | 0 | 0 | 0
[10 empty] | 0 | 0 | 0 | 0 | 0 | 0 | 0 | 0 | 0 | 0 | 0 | 0 | 0 | 0 | 0 | 0 | 0 | 0 | 0 | 0 | 0 | 0 | 0 | 0 | 0 | 0 | 0 | 0
[10 empty] | 0 | 361.9726 | 414.4374 | 481.8573 | 541.3588 | 608.1518 | 742.7324 | 748.2137 | 979.9764 | 1127.7731 | 1335.3713 | 1512.0824 | 1751.0605 | 1765.3821 | 2177.942 | 2490.0081 | 2702.493 | 2983.2422 | 3279.1485 | 3485.793 | 4104.8112 | 4808.231 | 5624.854 | 6435.0562 | 7376.3929 | 8358.3333 | 9471.5088 | 10652.295
[10 empty] | 0 | 0 | 0 | 0 | 0 | 0 | 0 | 0 | 0 | 0 | 0 | 0 | 0 | 0 | 0 | 0 | 0 | 0 | 0 | 0 | 0 | 0 | 0 | 0 | 0 | 0 | 0 | 0
[10 empty] | 0 | 0 | 0 | 0 | 0 | 0 | 0 | 0 | 0 | 0 | 0 | 0 | 0 | 0 | 0 | 0 | 0 | 0 | 0 | 0 | 0 | 0 | 0 | 0 | 0 | 0 | 0 | 0
[10 empty] | 0 | 0 | 0 | 0 | 0 | 0 | 0 | 0 | 0 | 0 | 0 | 0 | 0 | 0 | 0 | 0 | 0 | 0 | 0 | 0 | 0 | 0 | 0 | 0 | 0 | 0 | 0 | 0
[10 empty] | 0 | 0 | 0 | 0 | 0 | 0 | 0 | 0 | 0 | 0 | 0 | 0 | 0 | 0 | 0 | 0 | 0 | 0 | 0 | 0 | 0 | 0 | 0 | 0 | 0 | 0 | 0 | 0
[10 empty] | 0 | 0 | 0 | 0 | 0 | 0 | 0 | 0 | 0 | 0 | 0 | 0 | 0 | 0 | 0 | 0 | 0 | 0 | 0 | 0 | 0 | 0 | 0 | 0 | 0 | 0 | 0 | 0
[10 empty] | 0 | 0 | 0 | 0 | 0 | 0 | 0 | 0 | 0 | 0 | 0 | 0 | 0 | 0 | 0 | 0 | 0 | 0 | 0 | 0 | 0 | 0 | 0 | 0 | 0 | 0 | 0 | 0
[10 empty] | 0 | 0 | 0 | 0 | 0 | 0 | 0 | 0 | 0 | 0 | 0 | 0 | 0 | 0 | 0 | 0 | 0 | 0 | 0 | 0 | 0 | 0 | 0 | 0 | 0 | 0 | 0 | 0
[10 empty] | 0 | 0 | 0 | 0 | 0 | 0 | 0 | 0 | 0 | 0 | 0 | 0 | 0 | 0 | 0 | 0 | 0 | 0 | 0 | 0 | 0 | 0 | 0 | 0 | 0 | 0 | 0 | 0
[10 empty] | 0 | 0 | 0 | 0 | 0 | 0 | 0 | 0 | 0 | 0 | 0 | 0 | 0 | 0 | 0 | 0 | 0 | 0 | 0 | 0 | 0 | 0 | 0 | 0 | 0 | 0 | 0 | 0
[10 empty] | 0 | 216.5726 | 216.2261 | 215.8801 | 215.5347 | 215.1899 | 214.8456 | 214.5018 | 214.1586 | 213.8159 | 213.4738 | 213.1323 | 212.7913 | 212.4508 | 212.1109 | 211.7715 | 211.4327 | 211.0944 | 272.1621 | 262.9685 | 255.0527 | 248.2306 | 242.3445 | 237.2595 | 232.8601 | 229.0475 | 225.7372 | 222.8567
[10 empty] | 0 | 0 | 0 | 0 | 0 | 0 | 0 | 0 | 0 | 0 | 0 | 0 | 0 | 0 | 0 | 0 | 0 | 0 | 0 | 0 | 0 | 0 | 0 | 0 | 0 | 0 | 0 | 0
[10 empty] | 0 | 0 | 0 | 0 | 0 | 0 | 0 | 0 | 0 | 0 | 0 | 0 | 0 | 0 | 0 | 0 | 0 | 0 | 0 | 0 | 0 | 0 | 0 | 0 | 0 | 0 | 0 | 0
[10 empty] | 0 | 0 | 0 | 0 | 0 | 0 | 0 | 0 | 0 | 0 | 0 | 0 | 0 | 0 | 0 | 0 | 0 | 0 | 0 | 0 | 0 | 0 | 0 | 0 | 0 | 0 | 0 | 0
[10 empty] | 0 | 0 | 0 | 0 | 0 | 0 | 0 | 0 | 0 | 0 | 0 | 0 | 0 | 0 | 0 | 0 | 0 | 0 | 0 | 0 | 0 | 0 | 0 | 0 | 0 | 0 | 0 | 0
[10 empty] | 0 | 0 | 0 | 0 | 0 | 0 | 0 | 0 | 0 | 0 | 0 | 0 | 0 | 0 | 0 | 0 | 0 | 0 | 0 | 0 | 0 | 0 | 0 | 0 | 0 | 0 | 0 | 0
[10 empty] | 0 | 0 | 0 | 0 | 0 | 0 | 0 | 0 | 0 | 0 | 0 | 0 | 0 | 0 | 0 | 0 | 0 | 0 | 0 | 0 | 0 | 0 | 0 | 0 | 0 | 0 | 0 | 0
[10 empty] | 0 | 0 | 0 | 0 | 0 | 0 | 0 | 0 | 0 | 0 | 0 | 0 | 0 | 0 | 0 | 0 | 0 | 0 | 0 | 0 | 0 | 0 | 0 | 0 | 0 | 0 | 0 | 0
[10 empty] | 0 | 0 | 0 | 0 | 0 | 0 | 0 | 0 | 0 | 0 | 0 | 0 | 0 | 0 | 0 | 0 | 0 | 0 | 0 | 0 | 0 | 0 | 0 | 0 | 0 | 0 | 0 | 0
[10 empty] | 0 | 0 | 0 | 0 | 0 | 0 | 0 | 0 | 0 | 0 | 0 | 0 | 0 | 0 | 0 | 0 | 0 | 0 | 0 | 0 | 0 | 0 | 0 | 0 | 0 | 0 | 0 | 0
[10 empty] | 0 | 593.4021 | 592.4526 | 591.5047 | 590.5583 | 589.6134 | 588.67 | 587.7281 | 586.7878 | 585.8489 | 584.9116 | 583.9757 | 583.0413 | 582.1085 | 581.1771 | 749.3064 | 723.9948 | 702.2015 | 683.4192 | 667.2138 | 653.214 | 641.1017 | 654.4872 | 662.3664 | 666.0306 | 666.513 | 664.6366 | 661.0532
[10 empty] | 0 | 0 | 0 | 0 | 0 | 0 | 0 | 0 | 0 | 0 | 0 | 0 | 0 | 0 | 0 | 0 | 0 | 0 | 0 | 0 | 0 | 0 | 0 | 0 | 0 | 0 | 0 | 0
[10 empty] | 0 | 0 | 0 | 0 | 0 | 0 | 0 | 0 | 0 | 0 | 0 | 0 | 0 | 0 | 0 | 0 | 0 | 0 | 0 | 0 | 0 | 0 | 0 | 0 | 0 | 0 | 0 | 0
[10 empty] | 0 | 0 | 0 | 0 | 0 | 0 | 0 | 0 | 0 | 0 | 0 | 0 | 0 | 0 | 0 | 0 | 0 | 0 | 0 | 0 | 0 | 0 | 0 | 0 | 0 | 0 | 0 | 0
[10 empty] | 0 | 0 | 0 | 0 | 0 | 0 | 0 | 0 | 0 | 0 | 0 | 0 | 0 | 0 | 0 | 0 | 0 | 0 | 0 | 0 | 0 | 0 | 0 | 0 | 0 | 0 | 0 | 0
[10 empty] | 0 | 0 | 0 | 0 | 0 | 0 | 0 | 0 | 0 | 0 | 0 | 0 | 0 | 0 | 0 | 0 | 0 | 0 | 0 | 0 | 0 | 0 | 0 | 0 | 0 | 0 | 0 | 0
[10 empty] | 0 | 0 | 0 | 0 | 0 | 0 | 0 | 0 | 0 | 0 | 0 | 0 | 0 | 0 | 0 | 0 | 0 | 0 | 0 | 0 | 0 | 0 | 0 | 0 | 0 | 0 | 0 | 0
[10 empty] | 0 | 0 | 0 | 0 | 0 | 0 | 0 | 0 | 0 | 0 | 0 | 0 | 0 | 0 | 0 | 0 | 0 | 0 | 0 | 0 | 0 | 0 | 0 | 0 | 0 | 0 | 0 | 0
[10 empty] | 0 | 0 | 0 | 0 | 0 | 0 | 0 | 0 | 0 | 0 | 0 | 0 | 0 | 0 | 0 | 0 | 0 | 0 | 0 | 0 | 0 | 0 | 0 | 0 | 0 | 0 | 0 | 0
[10 empty] | 0 | 0 | 0 | 0 | 0 | 0 | 0 | 0 | 0 | 0 | 0 | 0 | 0 | 0 | 0 | 0 | 0 | 0 | 0 | 0 | 0 | 0 | 0 | 0 | 0 | 0 | 0 | 0
[10 empty] | 0 | 9315.012 | 9300.108 | 9285.2278 | 9270.3714 | 9255.5388 | 9240.73 | 9225.9448 | 9211.1833 | 9196.4454 | 11588.6668 | 11089.508 | 10687.8864 | 10364.1745 | 10581.0089 | 10655.0045 | 10634.2948 | 10553.4245 | 10531.9218 | 11151.3875 | 10895.9278 | 10700.8128 | 10560.6627 | 10711.3639 | 10744.1472 | 10707.1175 | 10634.1364 | 10621.0994
[10 empty] | 0 | 0 | 0 | 0 | 0 | 0 | 0 | 0 | 0 | 0 | 0 | 0 | 0 | 0 | 0 | 0 | 0 | 0 | 0 | 0 | 0 | 0 | 0 | 0 | 0 | 0 | 0 | 0
[10 empty] | 0 | 0 | 0 | 0 | 0 | 0 | 0 | 0 | 0 | 0 | 0 | 0 | 0 | 0 | 0 | 0 | 0 | 0 | 0 | 0 | 0 | 0 | 0 | 0 | 0 | 0 | 0 | 0
[10 empty] | 0 | 0 | 0 | 0 | 0 | 0 | 0 | 0 | 0 | 0 | 0 | 0 | 0 | 0 | 0 | 0 | 0 | 0 | 0 | 0 | 0 | 0 | 0 | 0 | 0 | 0 | 0 | 0
[10 empty] | 0 | 0 | 0 | 0 | 0 | 0 | 0 | 0 | 0 | 0 | 0 | 0 | 0 | 0 | 0 | 0 | 0 | 0 | 0 | 0 | 0 | 0 | 0 | 0 | 0 | 0 | 0 | 0
[10 empty] | 0 | 0 | 0 | 0 | 0 | 0 | 0 | 0 | 0 | 0 | 0 | 0 | 0 | 0 | 0 | 0 | 0 | 0 | 0 | 0 | 0 | 0 | 0 | 0 | 0 | 0 | 0 | 0
[10 empty] | 0 | 0 | 0 | 0 | 0 | 0 | 0 | 0 | 0 | 0 | 0 | 0 | 0 | 0 | 0 | 0 | 0 | 0 | 0 | 0 | 0 | 0 | 0 | 0 | 0 | 0 | 0 | 0
[10 empty] | 0 | 0 | 0 | 0 | 0 | 0 | 0 | 0 | 0 | 0 | 0 | 0 | 0 | 0 | 0 | 0 | 0 | 0 | 0 | 0 | 0 | 0 | 0 | 0 | 0 | 0 | 0 | 0
[10 empty] | 0 | 0 | 0 | 0 | 0 | 0 | 0 | 0 | 0 | 0 | 0 | 0 | 0 | 0 | 0 | 0 | 0 | 0 | 0 | 0 | 0 | 0 | 0 | 0 | 0 | 0 | 0 | 0
[10 empty] | 0 | 0 | 0 | 0 | 0 | 0 | 0 | 0 | 0 | 0 | 0 | 0 | 0 | 0 | 0 | 0 | 0 | 0 | 0 | 0 | 0 | 0 | 0 | 0 | 0 | 0 | 0 | 0
[10 empty] | 0 | 671.6015 | 677.0119 | 682.5758 | 688.2974 | 694.1812 | 700.2318 | 706.454 | 712.8526 | 746.6942 | 777.6007 | 806.0454 | 832.4352 | 857.1208 | 880.404 | 902.5456 | 1119.4463 | 1117.4663 | 1121.638 | 1130.7721 | 1143.9085 | 1160.2755 | 1179.2562 | 1200.3602 | 1259.0971 | 1310.0185 | 1355.3061 | 1396.6423
[10 empty] | 0 | 0 | 0 | 0 | 0 | 0 | 0 | 0 | 0 | 0 | 0 | 0 | 0 | 0 | 0 | 0 | 0 | 0 | 0 | 0 | 0 | 0 | 0 | 0 | 0 | 0 | 0 | 0
[10 empty] | 0 | 0 | 0 | 0 | 0 | 0 | 0 | 0 | 0 | 0 | 0 | 0 | 0 | 0 | 0 | 0 | 0 | 0 | 0 | 0 | 0 | 0 | 0 | 0 | 0 | 0 | 0 | 0
[10 empty] | 0 | 0 | 0 | 0 | 0 | 0 | 0 | 0 | 0 | 0 | 0 | 0 | 0 | 0 | 0 | 0 | 0 | 0 | 0 | 0 | 0 | 0 | 0 | 0 | 0 | 0 | 0 | 0
[10 empty] | 0 | 0 | 0 | 0 | 0 | 0 | 0 | 0 | 0 | 0 | 0 | 0 | 0 | 0 | 0 | 0 | 0 | 0 | 0 | 0 | 0 | 0 | 0 | 0 | 0 | 0 | 0 | 0
[10 empty] | 0 | 0 | 0 | 0 | 0 | 0 | 0 | 0 | 0 | 0 | 0 | 0 | 0 | 0 | 0 | 0 | 0 | 0 | 0 | 0 | 0 | 0 | 0 | 0 | 0 | 0 | 0 | 0
[10 empty] | 0 | 0 | 0 | 0 | 0 | 0 | 0 | 0 | 0 | 0 | 0 | 0 | 0 | 0 | 0 | 0 | 0 | 0 | 0 | 0 | 0 | 0 | 0 | 0 | 0 | 0 | 0 | 0
[10 empty] | 0 | 0 | 0 | 0 | 0 | 0 | 0 | 0 | 0 | 0 | 0 | 0 | 0 | 0 | 0 | 0 | 0 | 0 | 0 | 0 | 0 | 0 | 0 | 0 | 0 | 0 | 0 | 0
[10 empty] | 0 | 0 | 0 | 0 | 0 | 0 | 0 | 0 | 0 | 0 | 0 | 0 | 0 | 0 | 0 | 0 | 0 | 0 | 0 | 0 | 0 | 0 | 0 | 0 | 0 | 0 | 0 | 0
[10 empty] | 0 | 0 | 0 | 0 | 0 | 0 | 0 | 0 | 0 | 0 | 0 | 0 | 0 | 0 | 0 | 0 | 0 | 0 | 0 | 0 | 0 | 0 | 0 | 0 | 0 | 0 | 0 | 0
[10 empty] | 0 | 281.8762 | 281.9317 | 281.9875 | 282.0434 | 282.0995 | 282.1559 | 282.2125 | 283.9261 | 285.4621 | 286.8401 | 288.0778 | 289.1908 | 290.193 | 291.0968 | 292.0973 | 293.1639 | 381.0745 | 372.576 | 365.1523 | 358.6716 | 353.0183 | 348.1112 | 343.8748 | 350.3941 | 355.197 | 358.5997 | 360.868
[10 empty] | 0 | 0 | 0 | 0 | 0 | 0 | 0 | 0 | 0 | 0 | 0 | 0 | 0 | 0 | 0 | 0 | 0 | 0 | 0 | 0 | 0 | 0 | 0 | 0 | 0 | 0 | 0 | 0
[10 empty] | 0 | 0 | 0 | 0 | 0 | 0 | 0 | 0 | 0 | 0 | 0 | 0 | 0 | 0 | 0 | 0 | 0 | 0 | 0 | 0 | 0 | 0 | 0 | 0 | 0 | 0 | 0 | 0
[10 empty] | 0 | 0 | 0 | 0 | 0 | 0 | 0 | 0 | 0 | 0 | 0 | 0 | 0 | 0 | 0 | 0 | 0 | 0 | 0 | 0 | 0 | 0 | 0 | 0 | 0 | 0 | 0 | 0
[10 empty] | 0 | 0 | 0 | 0 | 0 | 0 | 0 | 0 | 0 | 0 | 0 | 0 | 0 | 0 | 0 | 0 | 0 | 0 | 0 | 0 | 0 | 0 | 0 | 0 | 0 | 0 | 0 | 0
[10 empty] | 0 | 0 | 0 | 0 | 0 | 0 | 0 | 0 | 0 | 0 | 0 | 0 | 0 | 0 | 0 | 0 | 0 | 0 | 0 | 0 | 0 | 0 | 0 | 0 | 0 | 0 | 0 | 0
[10 empty] | 0 | 0 | 0 | 0 | 0 | 0 | 0 | 0 | 0 | 0 | 0 | 0 | 0 | 0 | 0 | 0 | 0 | 0 | 0 | 0 | 0 | 0 | 0 | 0 | 0 | 0 | 0 | 0
[10 empty] | 0 | 0 | 0 | 0 | 0 | 0 | 0 | 0 | 0 | 0 | 0 | 0 | 0 | 0 | 0 | 0 | 0 | 0 | 0 | 0 | 0 | 0 | 0 | 0 | 0 | 0 | 0 | 0
[10 empty] | 0 | 0 | 0 | 0 | 0 | 0 | 0 | 0 | 0 | 0 | 0 | 0 | 0 | 0 | 0 | 0 | 0 | 0 | 0 | 0 | 0 | 0 | 0 | 0 | 0 | 0 | 0 | 0
[10 empty] | 0 | 0 | 0 | 0 | 0 | 0 | 0 | 0 | 0 | 0 | 0 | 0 | 0 | 0 | 0 | 0 | 0 | 0 | 0 | 0 | 0 | 0 | 0 | 0 | 0 | 0 | 0 | 0
[10 empty] | 0 | 179.2211 | 178.9344 | 178.6481 | 178.3622 | 178.0769 | 177.7919 | 177.5075 | 177.2235 | 176.9399 | 176.6568 | 176.3741 | 176.0919 | 175.8102 | 175.5289 | 175.2481 | 174.9677 | 174.6877 | 174.4082 | 174.1292 | 173.8505 | 173.5724 | 173.2947 | 173.0174 | 172.7406 | 172.4642 | 172.1882 | 171.9127
[10 empty] | 0 | 0 | 0 | 0 | 0 | 0 | 0 | 0 | 0 | 0 | 0 | 0 | 0 | 0 | 0 | 0 | 0 | 0 | 0 | 0 | 0 | 0 | 0 | 0 | 0 | 0 | 0 | 0
[10 empty] | 0 | 0 | 0 | 0 | 0 | 0 | 0 | 0 | 0 | 0 | 0 | 0 | 0 | 0 | 0 | 0 | 0 | 0 | 0 | 0 | 0 | 0 | 0 | 0 | 0 | 0 | 0 | 0
[10 empty] | 0 | 0 | 0 | 0 | 0 | 0 | 0 | 0 | 0 | 0 | 0 | 0 | 0 | 0 | 0 | 0 | 0 | 0 | 0 | 0 | 0 | 0 | 0 | 0 | 0 | 0 | 0 | 0
[10 empty] | 0 | 0 | 0 | 0 | 0 | 0 | 0 | 0 | 0 | 0 | 0 | 0 | 0 | 0 | 0 | 0 | 0 | 0 | 0 | 0 | 0 | 0 | 0 | 0 | 0 | 0 | 0 | 0
[10 empty] | 0 | 0 | 0 | 0 | 0 | 0 | 0 | 0 | 0 | 0 | 0 | 0 | 0 | 0 | 0 | 0 | 0 | 0 | 0 | 0 | 0 | 0 | 0 | 0 | 0 | 0 | 0 | 0
[10 empty] | 0 | 0 | 0 | 0 | 0 | 0 | 0 | 0 | 0 | 0 | 0 | 0 | 0 | 0 | 0 | 0 | 0 | 0 | 0 | 0 | 0 | 0 | 0 | 0 | 0 | 0 | 0 | 0
[10 empty] | 0 | 0 | 0 | 0 | 0 | 0 | 0 | 0 | 0 | 0 | 0 | 0 | 0 | 0 | 0 | 0 | 0 | 0 | 0 | 0 | 0 | 0 | 0 | 0 | 0 | 0 | 0 | 0
[10 empty] | 0 | 0 | 0 | 0 | 0 | 0 | 0 | 0 | 0 | 0 | 0 | 0 | 0 | 0 | 0 | 0 | 0 | 0 | 0 | 0 | 0 | 0 | 0 | 0 | 0 | 0 | 0 | 0
[10 empty] | 0 | 0 | 0 | 0 | 0 | 0 | 0 | 0 | 0 | 0 | 0 | 0 | 0 | 0 | 0 | 0 | 0 | 0 | 0 | 0 | 0 | 0 | 0 | 0 | 0 | 0 | 0 | 0
[10 empty] | 0 | 8630.8125 | 8617.0032 | 8603.216 | 8589.4508 | 8575.7077 | 8561.9866 | 8548.2874 | 8534.6101 | 8520.9548 | 8507.3212 | 10968.4125 | 10597.8997 | 10278.8871 | 10355.7848 | 10368.9149 | 10334.7965 | 10316.5316 | 10302.7678 | 10286.1384 | 10269.3107 | 10962.522 | 10742.6146 | 10566.6283 | 10627.9525 | 10630.9184 | 10594.8946 | 10577.3151
[10 empty] | 0 | 0 | 0 | 0 | 0 | 0 | 0 | 0 | 0 | 0 | 0 | 0 | 0 | 0 | 0 | 0 | 0 | 0 | 0 | 0 | 0 | 0 | 0 | 0 | 0 | 0 | 0 | 0
[10 empty] | 0 | 0 | 0 | 0 | 0 | 0 | 0 | 0 | 0 | 0 | 0 | 0 | 0 | 0 | 0 | 0 | 0 | 0 | 0 | 0 | 0 | 0 | 0 | 0 | 0 | 0 | 0 | 0
[10 empty] | 0 | 0 | 0 | 0 | 0 | 0 | 0 | 0 | 0 | 0 | 0 | 0 | 0 | 0 | 0 | 0 | 0 | 0 | 0 | 0 | 0 | 0 | 0 | 0 | 0 | 0 | 0 | 0
[10 empty] | 0 | 0 | 0 | 0 | 0 | 0 | 0 | 0 | 0 | 0 | 0 | 0 | 0 | 0 | 0 | 0 | 0 | 0 | 0 | 0 | 0 | 0 | 0 | 0 | 0 | 0 | 0 | 0
[10 empty] | 0 | 0 | 0 | 0 | 0 | 0 | 0 | 0 | 0 | 0 | 0 | 0 | 0 | 0 | 0 | 0 | 0 | 0 | 0 | 0 | 0 | 0 | 0 | 0 | 0 | 0 | 0 | 0
[10 empty] | 0 | 0 | 0 | 0 | 0 | 0 | 0 | 0 | 0 | 0 | 0 | 0 | 0 | 0 | 0 | 0 | 0 | 0 | 0 | 0 | 0 | 0 | 0 | 0 | 0 | 0 | 0 | 0
[10 empty] | 0 | 0 | 0 | 0 | 0 | 0 | 0 | 0 | 0 | 0 | 0 | 0 | 0 | 0 | 0 | 0 | 0 | 0 | 0 | 0 | 0 | 0 | 0 | 0 | 0 | 0 | 0 | 0
[10 empty] | 0 | 0 | 0 | 0 | 0 | 0 | 0 | 0 | 0 | 0 | 0 | 0 | 0 | 0 | 0 | 0 | 0 | 0 | 0 | 0 | 0 | 0 | 0 | 0 | 0 | 0 | 0 | 0
[10 empty] | 0 | 0 | 0 | 0 | 0 | 0 | 0 | 0 | 0 | 0 | 0 | 0 | 0 | 0 | 0 | 0 | 0 | 0 | 0 | 0 | 0 | 0 | 0 | 0 | 0 | 0 | 0 | 0
[10 empty] | 0 | 2074.5968 | 1694.4375 | 1301.4068 | 888.7013 | 574.4245 | 679.384 | 821.4886 | 962.2547 | 1100.9273 | 1201.8253 | 1299.1956 | 1412.3244 | 1491.4644 | 1552.3845 | 1595.1496 | 1641.2916 | 1691.4102 | 1716.948 | 1747.6132 | 1766.5626 | 1773.9654 | 1753.4383 | 1737.8254 | 1739.1792 | 1738.5864 | 1735.9528 | 2045.764
[10 empty] | 0 | 0 | 0 | 0 | 0 | 0 | 0 | 0 | 0 | 0 | 0 | 0 | 0 | 0 | 0 | 0 | 0 | 0 | 0 | 0 | 0 | 0 | 0 | 0 | 0 | 0 | 0 | 0
[10 empty] | 0 | 0 | 0 | 0 | 0 | 0 | 0 | 0 | 0 | 0 | 0 | 0 | 0 | 0 | 0 | 0 | 0 | 0 | 0 | 0 | 0 | 0 | 0 | 0 | 0 | 0 | 0 | 0
[10 empty] | 0 | 0 | 0 | 0 | 0 | 0 | 0 | 0 | 0 | 0 | 0 | 0 | 0 | 0 | 0 | 0 | 0 | 0 | 0 | 0 | 0 | 0 | 0 | 0 | 0 | 0 | 0 | 0
[10 empty] | 0 | 0 | 0 | 0 | 0 | 0 | 0 | 0 | 0 | 0 | 0 | 0 | 0 | 0 | 0 | 0 | 0 | 0 | 0 | 0 | 0 | 0 | 0 | 0 | 0 | 0 | 0 | 0
[10 empty] | 0 | 0 | 0 | 0 | 0 | 0 | 0 | 0 | 0 | 0 | 0 | 0 | 0 | 0 | 0 | 0 | 0 | 0 | 0 | 0 | 0 | 0 | 0 | 0 | 0 | 0 | 0 | 0
[10 empty] | 0 | 0 | 0 | 0 | 0 | 0 | 0 | 0 | 0 | 0 | 0 | 0 | 0 | 0 | 0 | 0 | 0 | 0 | 0 | 0 | 0 | 0 | 0 | 0 | 0 | 0 | 0 | 0
[10 empty] | 0 | 0 | 0 | 0 | 0 | 0 | 0 | 0 | 0 | 0 | 0 | 0 | 0 | 0 | 0 | 0 | 0 | 0 | 0 | 0 | 0 | 0 | 0 | 0 | 0 | 0 | 0 | 0
[10 empty] | 0 | 0 | 0 | 0 | 0 | 0 | 0 | 0 | 0 | 0 | 0 | 0 | 0 | 0 | 0 | 0 | 0 | 0 | 0 | 0 | 0 | 0 | 0 | 0 | 0 | 0 | 0 | 0
[10 empty] | 0 | 0 | 0 | 0 | 0 | 0 | 0 | 0 | 0 | 0 | 0 | 0 | 0 | 0 | 0 | 0 | 0 | 0 | 0 | 0 | 0 | 0 | 0 | 0 | 0 | 0 | 0 | 0
[10 empty] | 0 | 2074.5968 | 1694.4375 | 1301.4068 | 888.7013 | 574.4245 | 679.384 | 821.4886 | 962.2547 | 1100.9273 | 1201.8253 | 1299.1956 | 1412.3244 | 1491.4644 | 1552.3845 | 1595.1496 | 1641.2916 | 1691.4102 | 1716.948 | 1747.6132 | 1766.5626 | 1773.9654 | 1753.4383 | 1737.8254 | 1739.1792 | 1738.5864 | 1735.9528 | 2045.764
[10 empty] | 0 | 0 | 0 | 0 | 0 | 0 | 0 | 0 | 0 | 0 | 0 | 0 | 0 | 0 | 0 | 0 | 0 | 0 | 0 | 0 | 0 | 0 | 0 | 0 | 0 | 0 | 0 | 0
[10 empty] | 0 | 0 | 0 | 0 | 0 | 0 | 0 | 0 | 0 | 0 | 0 | 0 | 0 | 0 | 0 | 0 | 0 | 0 | 0 | 0 | 0 | 0 | 0 | 0 | 0 | 0 | 0 | 0
[10 empty] | 0 | 0 | 0 | 0 | 0 | 0 | 0 | 0 | 0 | 0 | 0 | 0 | 0 | 0 | 0 | 0 | 0 | 0 | 0 | 0 | 0 | 0 | 0 | 0 | 0 | 0 | 0 | 0
[10 empty] | 0 | 0 | 0 | 0 | 0 | 0 | 0 | 0 | 0 | 0 | 0 | 0 | 0 | 0 | 0 | 0 | 0 | 0 | 0 | 0 | 0 | 0 | 0 | 0 | 0 | 0 | 0 | 0
[10 empty] | 0 | 0 | 0 | 0 | 0 | 0 | 0 | 0 | 0 | 0 | 0 | 0 | 0 | 0 | 0 | 0 | 0 | 0 | 0 | 0 | 0 | 0 | 0 | 0 | 0 | 0 | 0 | 0
[10 empty] | 0 | 0 | 0 | 0 | 0 | 0 | 0 | 0 | 0 | 0 | 0 | 0 | 0 | 0 | 0 | 0 | 0 | 0 | 0 | 0 | 0 | 0 | 0 | 0 | 0 | 0 | 0 | 0
[10 empty] | 0 | 0 | 0 | 0 | 0 | 0 | 0 | 0 | 0 | 0 | 0 | 0 | 0 | 0 | 0 | 0 | 0 | 0 | 0 | 0 | 0 | 0 | 0 | 0 | 0 | 0 | 0 | 0
[10 empty] | 0 | 0 | 0 | 0 | 0 | 0 | 0 | 0 | 0 | 0 | 0 | 0 | 0 | 0 | 0 | 0 | 0 | 0 | 0 | 0 | 0 | 0 | 0 | 0 | 0 | 0 | 0 | 0
[10 empty] | 0 | 0 | 0 | 0 | 0 | 0 | 0 | 0 | 0 | 0 | 0 | 0 | 0 | 0 | 0 | 0 | 0 | 0 | 0 | 0 | 0 | 0 | 0 | 0 | 0 | 0 | 0 | 0
[10 empty] | 0 | 2074.5968 | 1694.4375 | 1301.4068 | 888.7013 | 574.4245 | 679.384 | 821.4886 | 962.2547 | 1100.9273 | 1201.8253 | 1299.1956 | 1412.3244 | 1491.4644 | 1552.3845 | 1595.1496 | 1641.2916 | 1691.4102 | 1716.948 | 1747.6132 | 1766.5626 | 1773.9654 | 1753.4383 | 1737.8254 | 1739.1792 | 1738.5864 | 1735.9528 | 2045.764
[10 empty] | 0 | 0 | 0 | 0 | 0 | 0 | 0 | 0 | 0 | 0 | 0 | 0 | 0 | 0 | 0 | 0 | 0 | 0 | 0 | 0 | 0 | 0 | 0 | 0 | 0 | 0 | 0 | 0
[10 empty] | 0 | 0 | 0 | 0 | 0 | 0 | 0 | 0 | 0 | 0 | 0 | 0 | 0 | 0 | 0 | 0 | 0 | 0 | 0 | 0 | 0 | 0 | 0 | 0 | 0 | 0 | 0 | 0
[10 empty] | 0 | 0 | 0 | 0 | 0 | 0 | 0 | 0 | 0 | 0 | 0 | 0 | 0 | 0 | 0 | 0 | 0 | 0 | 0 | 0 | 0 | 0 | 0 | 0 | 0 | 0 | 0 | 0
[10 empty] | 0 | 0 | 0 | 0 | 0 | 0 | 0 | 0 | 0 | 0 | 0 | 0 | 0 | 0 | 0 | 0 | 0 | 0 | 0 | 0 | 0 | 0 | 0 | 0 | 0 | 0 | 0 | 0
[10 empty] | 0 | 0 | 0 | 0 | 0 | 0 | 0 | 0 | 0 | 0 | 0 | 0 | 0 | 0 | 0 | 0 | 0 | 0 | 0 | 0 | 0 | 0 | 0 | 0 | 0 | 0 | 0 | 0
[10 empty] | 0 | 0 | 0 | 0 | 0 | 0 | 0 | 0 | 0 | 0 | 0 | 0 | 0 | 0 | 0 | 0 | 0 | 0 | 0 | 0 | 0 | 0 | 0 | 0 | 0 | 0 | 0 | 0
[10 empty] | 0 | 0 | 0 | 0 | 0 | 0 | 0 | 0 | 0 | 0 | 0 | 0 | 0 | 0 | 0 | 0 | 0 | 0 | 0 | 0 | 0 | 0 | 0 | 0 | 0 | 0 | 0 | 0
[10 empty] | 0 | 0 | 0 | 0 | 0 | 0 | 0 | 0 | 0 | 0 | 0 | 0 | 0 | 0 | 0 | 0 | 0 | 0 | 0 | 0 | 0 | 0 | 0 | 0 | 0 | 0 | 0 | 0
[10 empty] | 0 | 0 | 0 | 0 | 0 | 0 | 0 | 0 | 0 | 0 | 0 | 0 | 0 | 0 | 0 | 0 | 0 | 0 | 0 | 0 | 0 | 0 | 0 | 0 | 0 | 0 | 0 | 0
[10 empty] | 0 | 2074.5968 | 1694.4375 | 1301.4068 | 888.7013 | 574.4245 | 679.384 | 821.4886 | 962.2547 | 1100.9273 | 1201.8253 | 1299.1956 | 1412.3244 | 1491.4644 | 1552.3845 | 1595.1496 | 1641.2916 | 1691.4102 | 1716.948 | 1747.6132 | 1766.5626 | 1773.9654 | 1753.4383 | 1737.8254 | 1739.1792 | 1738.5864 | 1735.9528 | 2045.764
[10 empty] | 0 | 0 | 0 | 0 | 0 | 0 | 0 | 0 | 0 | 0 | 0 | 0 | 0 | 0 | 0 | 0 | 0 | 0 | 0 | 0 | 0 | 0 | 0 | 0 | 0 | 0 | 0 | 0
[10 empty] | 0 | 0 | 0 | 0 | 0 | 0 | 0 | 0 | 0 | 0 | 0 | 0 | 0 | 0 | 0 | 0 | 0 | 0 | 0 | 0 | 0 | 0 | 0 | 0 | 0 | 0 | 0 | 0
[10 empty] | 0 | 0 | 0 | 0 | 0 | 0 | 0 | 0 | 0 | 0 | 0 | 0 | 0 | 0 | 0 | 0 | 0 | 0 | 0 | 0 | 0 | 0 | 0 | 0 | 0 | 0 | 0 | 0
[10 empty] | 0 | 0 | 0 | 0 | 0 | 0 | 0 | 0 | 0 | 0 | 0 | 0 | 0 | 0 | 0 | 0 | 0 | 0 | 0 | 0 | 0 | 0 | 0 | 0 | 0 | 0 | 0 | 0
[10 empty] | 0 | 0 | 0 | 0 | 0 | 0 | 0 | 0 | 0 | 0 | 0 | 0 | 0 | 0 | 0 | 0 | 0 | 0 | 0 | 0 | 0 | 0 | 0 | 0 | 0 | 0 | 0 | 0
[10 empty] | 0 | 0 | 0 | 0 | 0 | 0 | 0 | 0 | 0 | 0 | 0 | 0 | 0 | 0 | 0 | 0 | 0 | 0 | 0 | 0 | 0 | 0 | 0 | 0 | 0 | 0 | 0 | 0
[10 empty] | 0 | 0 | 0 | 0 | 0 | 0 | 0 | 0 | 0 | 0 | 0 | 0 | 0 | 0 | 0 | 0 | 0 | 0 | 0 | 0 | 0 | 0 | 0 | 0 | 0 | 0 | 0 | 0
[10 empty] | 0 | 0 | 0 | 0 | 0 | 0 | 0 | 0 | 0 | 0 | 0 | 0 | 0 | 0 | 0 | 0 | 0 | 0 | 0 | 0 | 0 | 0 | 0 | 0 | 0 | 0 | 0 | 0
[10 empty] | 0 | 0 | 0 | 0 | 0 | 0 | 0 | 0 | 0 | 0 | 0 | 0 | 0 | 0 | 0 | 0 | 0 | 0 | 0 | 0 | 0 | 0 | 0 | 0 | 0 | 0 | 0 | 0
[10 empty] | 0 | 2074.5968 | 1694.4375 | 1301.4068 | 888.7013 | 574.4245 | 679.384 | 821.4886 | 962.2547 | 1100.9273 | 1201.8253 | 1299.1956 | 1412.3244 | 1491.4644 | 1552.3845 | 1595.1496 | 1641.2916 | 1691.4102 | 1716.948 | 1747.6132 | 1766.5626 | 1773.9654 | 1753.4383 | 1737.8254 | 1739.1792 | 1738.5864 | 1735.9528 | 2045.764
[10 empty] | 0 | 0 | 0 | 0 | 0 | 0 | 0 | 0 | 0 | 0 | 0 | 0 | 0 | 0 | 0 | 0 | 0 | 0 | 0 | 0 | 0 | 0 | 0 | 0 | 0 | 0 | 0 | 0
[10 empty] | 0 | 0 | 0 | 0 | 0 | 0 | 0 | 0 | 0 | 0 | 0 | 0 | 0 | 0 | 0 | 0 | 0 | 0 | 0 | 0 | 0 | 0 | 0 | 0 | 0 | 0 | 0 | 0
[10 empty] | 0 | 0 | 0 | 0 | 0 | 0 | 0 | 0 | 0 | 0 | 0 | 0 | 0 | 0 | 0 | 0 | 0 | 0 | 0 | 0 | 0 | 0 | 0 | 0 | 0 | 0 | 0 | 0
[10 empty] | 0 | 0 | 0 | 0 | 0 | 0 | 0 | 0 | 0 | 0 | 0 | 0 | 0 | 0 | 0 | 0 | 0 | 0 | 0 | 0 | 0 | 0 | 0 | 0 | 0 | 0 | 0 | 0
[10 empty] | 0 | 0 | 0 | 0 | 0 | 0 | 0 | 0 | 0 | 0 | 0 | 0 | 0 | 0 | 0 | 0 | 0 | 0 | 0 | 0 | 0 | 0 | 0 | 0 | 0 | 0 | 0 | 0
[10 empty] | 0 | 0 | 0 | 0 | 0 | 0 | 0 | 0 | 0 | 0 | 0 | 0 | 0 | 0 | 0 | 0 | 0 | 0 | 0 | 0 | 0 | 0 | 0 | 0 | 0 | 0 | 0 | 0
[10 empty] | 0 | 0 | 0 | 0 | 0 | 0 | 0 | 0 | 0 | 0 | 0 | 0 | 0 | 0 | 0 | 0 | 0 | 0 | 0 | 0 | 0 | 0 | 0 | 0 | 0 | 0 | 0 | 0
[10 empty] | 0 | 0 | 0 | 0 | 0 | 0 | 0 | 0 | 0 | 0 | 0 | 0 | 0 | 0 | 0 | 0 | 0 | 0 | 0 | 0 | 0 | 0 | 0 | 0 | 0 | 0 | 0 | 0
[10 empty] | 0 | 0 | 0 | 0 | 0 | 0 | 0 | 0 | 0 | 0 | 0 | 0 | 0 | 0 | 0 | 0 | 0 | 0 | 0 | 0 | 0 | 0 | 0 | 0 | 0 | 0 | 0 | 0
[10 empty] | 0 | 2074.5968 | 1694.4375 | 1301.4068 | 888.7013 | 574.4245 | 679.384 | 821.4886 | 962.2547 | 1100.9273 | 1201.8253 | 1299.1956 | 1412.3244 | 1491.4644 | 1552.3845 | 1595.1496 | 1641.2916 | 1691.4102 | 1716.948 | 1747.6132 | 1766.5626 | 1773.9654 | 1753.4383 | 1737.8254 | 1739.1792 | 1738.5864 | 1735.9528 | 2045.764
[10 empty] | 0 | 0 | 0 | 0 | 0 | 0 | 0 | 0 | 0 | 0 | 0 | 0 | 0 | 0 | 0 | 0 | 0 | 0 | 0 | 0 | 0 | 0 | 0 | 0 | 0 | 0 | 0 | 0
[10 empty] | 0 | 0 | 0 | 0 | 0 | 0 | 0 | 0 | 0 | 0 | 0 | 0 | 0 | 0 | 0 | 0 | 0 | 0 | 0 | 0 | 0 | 0 | 0 | 0 | 0 | 0 | 0 | 0
[10 empty] | 0 | 0 | 0 | 0 | 0 | 0 | 0 | 0 | 0 | 0 | 0 | 0 | 0 | 0 | 0 | 0 | 0 | 0 | 0 | 0 | 0 | 0 | 0 | 0 | 0 | 0 | 0 | 0
[10 empty] | 0 | 0 | 0 | 0 | 0 | 0 | 0 | 0 | 0 | 0 | 0 | 0 | 0 | 0 | 0 | 0 | 0 | 0 | 0 | 0 | 0 | 0 | 0 | 0 | 0 | 0 | 0 | 0
[10 empty] | 0 | 0 | 0 | 0 | 0 | 0 | 0 | 0 | 0 | 0 | 0 | 0 | 0 | 0 | 0 | 0 | 0 | 0 | 0 | 0 | 0 | 0 | 0 | 0 | 0 | 0 | 0 | 0
[10 empty] | 0 | 0 | 0 | 0 | 0 | 0 | 0 | 0 | 0 | 0 | 0 | 0 | 0 | 0 | 0 | 0 | 0 | 0 | 0 | 0 | 0 | 0 | 0 | 0 | 0 | 0 | 0 | 0
[10 empty] | 0 | 0 | 0 | 0 | 0 | 0 | 0 | 0 | 0 | 0 | 0 | 0 | 0 | 0 | 0 | 0 | 0 | 0 | 0 | 0 | 0 | 0 | 0 | 0 | 0 | 0 | 0 | 0
[10 empty] | 0 | 0 | 0 | 0 | 0 | 0 | 0 | 0 | 0 | 0 | 0 | 0 | 0 | 0 | 0 | 0 | 0 | 0 | 0 | 0 | 0 | 0 | 0 | 0 | 0 | 0 | 0 | 0
[10 empty] | 0 | 0 | 0 | 0 | 0 | 0 | 0 | 0 | 0 | 0 | 0 | 0 | 0 | 0 | 0 | 0 | 0 | 0 | 0 | 0 | 0 | 0 | 0 | 0 | 0 | 0 | 0 | 0
[10 empty] | 0 | 2074.5968 | 1694.4375 | 1301.4068 | 888.7013 | 574.4245 | 679.384 | 821.4886 | 962.2547 | 1100.9273 | 1201.8253 | 1299.1956 | 1412.3244 | 1491.4644 | 1552.3845 | 1595.1496 | 1641.2916 | 1691.4102 | 1716.948 | 1747.6132 | 1766.5626 | 1773.9654 | 1753.4383 | 1737.8254 | 1739.1792 | 1738.5864 | 1735.9528 | 2045.764
[10 empty] | 0 | 0 | 0 | 0 | 0 | 0 | 0 | 0 | 0 | 0 | 0 | 0 | 0 | 0 | 0 | 0 | 0 | 0 | 0 | 0 | 0 | 0 | 0 | 0 | 0 | 0 | 0 | 0
[10 empty] | 0 | 0 | 0 | 0 | 0 | 0 | 0 | 0 | 0 | 0 | 0 | 0 | 0 | 0 | 0 | 0 | 0 | 0 | 0 | 0 | 0 | 0 | 0 | 0 | 0 | 0 | 0 | 0
[10 empty] | 0 | 0 | 0 | 0 | 0 | 0 | 0 | 0 | 0 | 0 | 0 | 0 | 0 | 0 | 0 | 0 | 0 | 0 | 0 | 0 | 0 | 0 | 0 | 0 | 0 | 0 | 0 | 0
[10 empty] | 0 | 0 | 0 | 0 | 0 | 0 | 0 | 0 | 0 | 0 | 0 | 0 | 0 | 0 | 0 | 0 | 0 | 0 | 0 | 0 | 0 | 0 | 0 | 0 | 0 | 0 | 0 | 0
[10 empty] | 0 | 0 | 0 | 0 | 0 | 0 | 0 | 0 | 0 | 0 | 0 | 0 | 0 | 0 | 0 | 0 | 0 | 0 | 0 | 0 | 0 | 0 | 0 | 0 | 0 | 0 | 0 | 0
[10 empty] | 0 | 0 | 0 | 0 | 0 | 0 | 0 | 0 | 0 | 0 | 0 | 0 | 0 | 0 | 0 | 0 | 0 | 0 | 0 | 0 | 0 | 0 | 0 | 0 | 0 | 0 | 0 | 0
[10 empty] | 0 | 0 | 0 | 0 | 0 | 0 | 0 | 0 | 0 | 0 | 0 | 0 | 0 | 0 | 0 | 0 | 0 | 0 | 0 | 0 | 0 | 0 | 0 | 0 | 0 | 0 | 0 | 0
[10 empty] | 0 | 0 | 0 | 0 | 0 | 0 | 0 | 0 | 0 | 0 | 0 | 0 | 0 | 0 | 0 | 0 | 0 | 0 | 0 | 0 | 0 | 0 | 0 | 0 | 0 | 0 | 0 | 0
[10 empty] | 0 | 0 | 0 | 0 | 0 | 0 | 0 | 0 | 0 | 0 | 0 | 0 | 0 | 0 | 0 | 0 | 0 | 0 | 0 | 0 | 0 | 0 | 0 | 0 | 0 | 0 | 0 | 0
[10 empty] | 0 | 2074.5968 | 1694.4375 | 1301.4068 | 888.7013 | 574.4245 | 679.384 | 821.4886 | 962.2547 | 1100.9273 | 1201.8253 | 1299.1956 | 1412.3244 | 1491.4644 | 1552.3845 | 1595.1496 | 1641.2916 | 1691.4102 | 1716.948 | 1747.6132 | 1766.5626 | 1773.9654 | 1753.4383 | 1737.8254 | 1739.1792 | 1738.5864 | 1735.9528 | 2045.764
[10 empty] | 0 | 0 | 0 | 0 | 0 | 0 | 0 | 0 | 0 | 0 | 0 | 0 | 0 | 0 | 0 | 0 | 0 | 0 | 0 | 0 | 0 | 0 | 0 | 0 | 0 | 0 | 0 | 0
[10 empty] | 0 | 0 | 0 | 0 | 0 | 0 | 0 | 0 | 0 | 0 | 0 | 0 | 0 | 0 | 0 | 0 | 0 | 0 | 0 | 0 | 0 | 0 | 0 | 0 | 0 | 0 | 0 | 0
[10 empty] | 0 | 0 | 0 | 0 | 0 | 0 | 0 | 0 | 0 | 0 | 0 | 0 | 0 | 0 | 0 | 0 | 0 | 0 | 0 | 0 | 0 | 0 | 0 | 0 | 0 | 0 | 0 | 0
[10 empty] | 0 | 0 | 0 | 0 | 0 | 0 | 0 | 0 | 0 | 0 | 0 | 0 | 0 | 0 | 0 | 0 | 0 | 0 | 0 | 0 | 0 | 0 | 0 | 0 | 0 | 0 | 0 | 0
[10 empty] | 0 | 0 | 0 | 0 | 0 | 0 | 0 | 0 | 0 | 0 | 0 | 0 | 0 | 0 | 0 | 0 | 0 | 0 | 0 | 0 | 0 | 0 | 0 | 0 | 0 | 0 | 0 | 0
[10 empty] | 0 | 0 | 0 | 0 | 0 | 0 | 0 | 0 | 0 | 0 | 0 | 0 | 0 | 0 | 0 | 0 | 0 | 0 | 0 | 0 | 0 | 0 | 0 | 0 | 0 | 0 | 0 | 0
[10 empty] | 0 | 0 | 0 | 0 | 0 | 0 | 0 | 0 | 0 | 0 | 0 | 0 | 0 | 0 | 0 | 0 | 0 | 0 | 0 | 0 | 0 | 0 | 0 | 0 | 0 | 0 | 0 | 0
[10 empty] | 0 | 0 | 0 | 0 | 0 | 0 | 0 | 0 | 0 | 0 | 0 | 0 | 0 | 0 | 0 | 0 | 0 | 0 | 0 | 0 | 0 | 0 | 0 | 0 | 0 | 0 | 0 | 0
[10 empty] | 0 | 0 | 0 | 0 | 0 | 0 | 0 | 0 | 0 | 0 | 0 | 0 | 0 | 0 | 0 | 0 | 0 | 0 | 0 | 0 | 0 | 0 | 0 | 0 | 0 | 0 | 0 | 0
[10 empty] | 0 | 2053.5813 | 1673.422 | 1280.3913 | 867.6858 | 553.4091 | 658.3686 | 799.2951 | 939.0796 | 1076.9341 | 1177.1503 | 1273.9526 | 1369.6214 | 1434.2114 | 1483.0066 | 1483.0066 | 1515.6676 | 1563.9597 | 1556.5404 | 1559.7415 | 1620.7651 | 1683.0095 | 1835.662 | 1986.1666 | 2103.4437 | 2103.4437 | 2172.0619 | 2191.7634
[10 empty] | 0 | 0 | 0 | 0 | 0 | 0 | 0 | 0 | 0 | 0 | 0 | 0 | 0 | 0 | 0 | 0 | 0 | 0 | 0 | 0 | 0 | 0 | 0 | 0 | 0 | 0 | 0 | 0
[10 empty] | 0 | 0 | 0 | 0 | 0 | 0 | 0 | 0 | 0 | 0 | 0 | 0 | 0 | 0 | 0 | 0 | 0 | 0 | 0 | 0 | 0 | 0 | 0 | 0 | 0 | 0 | 0 | 0
[10 empty] | 0 | 0 | 0 | 0 | 0 | 0 | 0 | 0 | 0 | 0 | 0 | 0 | 0 | 0 | 0 | 0 | 0 | 0 | 0 | 0 | 0 | 0 | 0 | 0 | 0 | 0 | 0 | 0
[10 empty] | 0 | 0 | 0 | 0 | 0 | 0 | 0 | 0 | 0 | 0 | 0 | 0 | 0 | 0 | 0 | 0 | 0 | 0 | 0 | 0 | 0 | 0 | 0 | 0 | 0 | 0 | 0 | 0
[10 empty] | 0 | 0 | 0 | 0 | 0 | 0 | 0 | 0 | 0 | 0 | 0 | 0 | 0 | 0 | 0 | 0 | 0 | 0 | 0 | 0 | 0 | 0 | 0 | 0 | 0 | 0 | 0 | 0
[10 empty] | 0 | 0 | 0 | 0 | 0 | 0 | 0 | 0 | 0 | 0 | 0 | 0 | 0 | 0 | 0 | 0 | 0 | 0 | 0 | 0 | 0 | 0 | 0 | 0 | 0 | 0 | 0 | 0
[10 empty] | 0 | 0 | 0 | 0 | 0 | 0 | 0 | 0 | 0 | 0 | 0 | 0 | 0 | 0 | 0 | 0 | 0 | 0 | 0 | 0 | 0 | 0 | 0 | 0 | 0 | 0 | 0 | 0
[10 empty] | 0 | 0 | 0 | 0 | 0 | 0 | 0 | 0 | 0 | 0 | 0 | 0 | 0 | 0 | 0 | 0 | 0 | 0 | 0 | 0 | 0 | 0 | 0 | 0 | 0 | 0 | 0 | 0
[10 empty] | 0 | 0 | 0 | 0 | 0 | 0 | 0 | 0 | 0 | 0 | 0 | 0 | 0 | 0 | 0 | 0 | 0 | 0 | 0 | 0 | 0 | 0 | 0 | 0 | 0 | 0 | 0 | 0
[10 empty] | 0 | 36.0003 | 46.68 | 48.8219 | 50.0858 | 51.4116 | 52.8016 | 59.65 | 61.208 | 62.7972 | 64.4181 | 66.0714 | 67.7577 | 69.4774 | 76.3742 | 84.0966 | 91.3127 | 97.975 | 104.1773 | 110.0002 | 116.2838 | 132.7016 | 139.95 | 144.2398 | 148.2363 | 152.2664 | 156.3376 | 162.7619
[10 empty] | 0 | 0 | 0 | 0 | 0 | 0 | 0 | 0 | 0 | 0 | 0 | 0 | 0 | 0 | 0 | 0 | 0 | 0 | 0 | 0 | 0 | 0 | 0 | 0 | 0 | 0 | 0 | 0
[10 empty] | 0 | 0 | 0 | 0 | 0 | 0 | 0 | 0 | 0 | 0 | 0 | 0 | 0 | 0 | 0 | 0 | 0 | 0 | 0 | 0 | 0 | 0 | 0 | 0 | 0 | 0 | 0 | 0
[10 empty] | 0 | 0 | 0 | 0 | 0 | 0 | 0 | 0 | 0 | 0 | 0 | 0 | 0 | 0 | 0 | 0 | 0 | 0 | 0 | 0 | 0 | 0 | 0 | 0 | 0 | 0 | 0 | 0
[10 empty] | 0 | 0 | 0 | 0 | 0 | 0 | 0 | 0 | 0 | 0 | 0 | 0 | 0 | 0 | 0 | 0 | 0 | 0 | 0 | 0 | 0 | 0 | 0 | 0 | 0 | 0 | 0 | 0
[10 empty] | 0 | 0 | 0 | 0 | 0 | 0 | 0 | 0 | 0 | 0 | 0 | 0 | 0 | 0 | 0 | 0 | 0 | 0 | 0 | 0 | 0 | 0 | 0 | 0 | 0 | 0 | 0 | 0
[10 empty] | 0 | 0 | 0 | 0 | 0 | 0 | 0 | 0 | 0 | 0 | 0 | 0 | 0 | 0 | 0 | 0 | 0 | 0 | 0 | 0 | 0 | 0 | 0 | 0 | 0 | 0 | 0 | 0
[10 empty] | 0 | 0 | 0 | 0 | 0 | 0 | 0 | 0 | 0 | 0 | 0 | 0 | 0 | 0 | 0 | 0 | 0 | 0 | 0 | 0 | 0 | 0 | 0 | 0 | 0 | 0 | 0 | 0
[10 empty] | 0 | 0 | 0 | 0 | 0 | 0 | 0 | 0 | 0 | 0 | 0 | 0 | 0 | 0 | 0 | 0 | 0 | 0 | 0 | 0 | 0 | 0 | 0 | 0 | 0 | 0 | 0 | 0
[10 empty] | 0 | 0 | 0 | 0 | 0 | 0 | 0 | 0 | 0 | 0 | 0 | 0 | 0 | 0 | 0 | 0 | 0 | 0 | 0 | 0 | 0 | 0 | 0 | 0 | 0 | 0 | 0 | 0
[10 empty] | 0 | 13478.314 | 9834.9159 | 2732.4507 | 2437.4771 | 2012.2729 | 0 | 0 | 0 | 0 | 0 | 0 | 0 | 0 | 0 | 0 | 0 | 0 | 0 | 0 | 0 | 0 | 0
[10 empty] | 0 | 0 | 0 | 0 | 0 | 0 | 2046.9312 | 2229.1861 | 1553.3094 | 1351.384 | 1062.7547 | 742.1679 | 898.6787 | 959.6358 | 950.2972 | 1079.4645 | 1032.4108 | 1185.3658 | 1062.8486 | 924.8624 | 841.3287 | 803.5264 | 714.4598
[10 empty] | 0 | 13786.9211 | 10352.8862 | 2972.9462 | 2617.1696 | 2162.0791 | 2179.2532 | 2345.8805 | 1622.8648 | 1396.4911 | 1088.1527 | 751.3739 | 900.0389 | 949.4685 | 928.6857 | 1040.8363 | 981.6093 | 1110.1803 | 979.6899 | 838.044 | 748.5639 | 701.0372 | 623.3309
[10 empty] | 0 | 4565.7284 | 3443.5051 | 12464.3079 | 11510.3492 | 10113.904 | 0 | 0 | 0 | 0 | 0 | 0 | 0 | 0 | 0 | 0 | 0 | 0 | 0 | 0 | 0 | 0 | 0
[10 empty] | 0 | 0 | 0 | 0 | 0 | 0 | 10749.5234 | 12261.7319 | 8972.4384 | 8184.9304 | 0 | 0 | 0 | 0 | 0 | 0 | 0 | 0 | 0 | 0 | 0 | 0 | 0
[10 empty] | 0 | 0 | 0 | 0 | 0 | 0 | 0 | 0 | 0 | 0 | 6758.2493 | 4952.5669 | 6298.0582 | 7062.5191 | 7348.8816 | 8773.5331 | 8823.8752 | 10657.8987 | 10058.9166 | 9218.2252 | 8836.9812 | 8899.9663 | 7913.4526
[10 empty] | 0 | 0 | 0 | 0 | 0 | 0 | 0 | 0 | 0 | 0 | 0 | 0 | 0 | 0 | 0 | 0 | 0 | 0 | 0 | 0 | 0 | 0 | 0
[10 empty] | 0 | 0 | 0 | 0 | 0 | 0 | 0 | 0 | 0 | 0 | 0 | 0 | 0 | 0 | 0 | 0 | 0 | 0 | 0 | 0 | 0 | 0 | 0
[10 empty] | 0 | 0 | 0 | 0 | 0 | 0 | 0 | 0 | 0 | 0 | 0 | 0 | 0 | 0 | 0 | 0 | 0 | 0 | 0 | 0 | 0 | 0 | 0
[10 empty] | 0 | 0 | 0 | 0 | 0 | 0 | 0 | 0 | 0 | 0 | 0 | 0 | 0 | 0 | 0 | 0 | 0 | 0 | 0 | 0 | 0 | 0 | 0
[10 empty] | 0 | 13478.314 | 9834.9159 | 0 | 0 | 0 | 0 | 0 | 0 | 0 | 0 | 0 | 0 | 0 | 0 | 0 | 0 | 0 | 0 | 0 | 0 | 0 | 0
[10 empty] | 0 | 0 | 0 | 0 | 0 | 0 | 0 | 0 | 0 | 0 | 0 | 0 | 0 | 0 | 0 | 0 | 0 | 0 | 0 | 0 | 0 | 0 | 0
[10 empty] | 0 | 13786.9211 | 10352.8862 | 0 | 0 | 0 | 0 | 0 | 0 | 0 | 0 | 0 | 0 | 0 | 0 | 0 | 0 | 0 | 0 | 0 | 0 | 0 | 0
[10 empty] | 0 | 4565.7284 | 3443.5051 | 18169.7047 | 16564.996 | 14288.2559 | 0 | 0 | 0 | 0 | 0 | 0 | 0 | 0 | 0 | 0 | 0 | 0 | 0 | 0 | 0 | 0 | 0
[10 empty] | 0 | 0 | 0 | 0 | 0 | 0 | 14069.2558 | 15424.8654 | 9558.2073 | 7129.5757 | 0 | 0 | 0 | 0 | 0 | 0 | 0 | 0 | 0 | 0 | 0 | 0 | 0
[10 empty] | 0 | 0 | 0 | 0 | 0 | 0 | 0 | 0 | 0 | 0 | 4980.1339 | 2097.6887 | 5164.2371 | 7328.3586 | 8628.7915 | 10808.4487 | 11369.6796 | 14729.5259 | 12758.2908 | 10589.876 | 8818.0146 | 8412.0621 | 6664.503
[10 empty] | 0 | 0 | 0 | 0 | 0 | 0 | 0 | 0 | 0 | 0 | 0 | 0 | 0 | 0 | 0 | 0 | 0 | 0 | 0 | 0 | 0 | 0 | 0
[10 empty] | 0 | 0 | 0 | 0 | 0 | 0 | 0 | 0 | 0 | 0 | 0 | 0 | 0 | 0 | 0 | 0 | 0 | 0 | 0 | 0 | 0 | 0 | 0
[10 empty] | 0 | 0 | 0 | 0 | 0 | 0 | 0 | 0 | 0 | 0 | 0 | 0 | 0 | 0 | 0 | 0 | 0 | 0 | 0 | 0 | 0 | 0 | 0
[10 empty] | 0 | 0 | 0 | 0 | 0 | 0 | 0 | 0 | 0 | 0 | 0 | 0 | 0 | 0 | 0 | 0 | 0 | 0 | 0 | 0 | 0 | 0 | 0
[10 empty] | 0 | 13478.314 | 9834.9159 | 0 | 0 | 0 | 0 | 0 | 0 | 0 | 0 | 0 | 0 | 0 | 0 | 0 | 0 | 0 | 0 | 0 | 0 | 0 | 0
[10 empty] | 0 | 0 | 0 | 0 | 0 | 0 | 0 | 0 | 0 | 0 | 0 | 0 | 0 | 0 | 0 | 0 | 0 | 0 | 0 | 0 | 0 | 0 | 0
[10 empty] | 0 | 13786.9211 | 10352.8862 | 0 | 0 | 0 | 0 | 0 | 0 | 0 | 0 | 0 | 0 | 0 | 0 | 0 | 0 | 0 | 0 | 0 | 0 | 0 | 0
[10 empty] | 0 | 4565.7284 | 3443.5051 | 18169.7047 | 16564.996 | 14288.2559 | 0 | 0 | 0 | 0 | 0 | 0 | 0 | 0 | 0 | 0 | 0 | 0 | 0 | 0 | 0 | 0 | 0
[10 empty] | 0 | 0 | 0 | 0 | 0 | 0 | 14069.2558 | 15424.8654 | 9558.2073 | 7129.5757 | 0 | 0 | 0 | 0 | 0 | 0 | 0 | 0 | 0 | 0 | 0 | 0 | 0
[10 empty] | 0 | 0 | 0 | 0 | 0 | 0 | 0 | 0 | 0 | 0 | 4980.1339 | 2097.6887 | 5164.2371 | 7328.3586 | 8628.7915 | 10808.4487 | 11369.6796 | 14729.5259 | 12758.2908 | 10589.876 | 8818.0146 | 8412.0621 | 6664.503
[10 empty] | 0 | 0 | 0 | 0 | 0 | 0 | 0 | 0 | 0 | 0 | 0 | 0 | 0 | 0 | 0 | 0 | 0 | 0 | 0 | 0 | 0 | 0 | 0
[10 empty] | 0 | 0 | 0 | 0 | 0 | 0 | 0 | 0 | 0 | 0 | 0 | 0 | 0 | 0 | 0 | 0 | 0 | 0 | 0 | 0 | 0 | 0 | 0
[10 empty] | 0 | 0 | 0 | 0 | 0 | 0 | 0 | 0 | 0 | 0 | 0 | 0 | 0 | 0 | 0 | 0 | 0 | 0 | 0 | 0 | 0 | 0 | 0
[10 empty] | 0 | 0 | 0 | 0 | 0 | 0 | 0 | 0 | 0 | 0 | 0 | 0 | 0 | 0 | 0 | 0 | 0 | 0 | 0 | 0 | 0 | 0 | 0

## Raw Equipment Stock (hidden)
Key | Sector | Segment | Vintage | End Use | Fuel | Technology | Equipment | Label | Case | 2013 | 2014 | 2015 | 2016 | 2017 | 2018 | 2019 | 2020 | 2021 | 2022 | 2023 | 2024 | 2025 | 2026 | 2027 | 2028 | 2029 | 2030 | 2031 | 2032 | 2033 | 2034 | 2035 | 2036 | 2037 | 2038 | 2039 | 2040
[10 empty] | 0 | 222.7935 | 577.4796 | 940.8086 | 1312.5538 | 1312.5538 | 1312.5538 | 1312.5538 | 1312.5538 | 1312.5538 | 1312.5538 | 1312.5538 | 1312.5538 | 1312.5538 | 1280.7262 | 1202.7759 | 1084.0572 | 929.1919 | 796.4502 | 682.6716 | 585.1471 | 436.6422 | 270.9244 | 126.3624 | 0 | 0 | 0 | 0
[10 empty] | 0 | 68.5172 | 68.5172 | 68.5172 | 68.5172 | 448.1048 | 835.0592 | 1228.9892 | 1629.5764 | 2050.8504 | 2490.5696 | 2964.9437 | 3469.773 | 4001.4769 | 4528.2394 | 5062.7059 | 5605.8418 | 6158.4634 | 6666.9839 | 7138.6003 | 7579.505 | 8075.6716 | 8562.2292 | 9021.3638 | 9457.9456 | 9765.4786 | 10071.7808 | 10378.1273
[10 empty] | 0 | 0 | 0 | 0 | 0 | 0 | 0 | 0 | 0 | 0 | 0 | 0 | 0 | 0 | 0 | 0 | 0 | 0 | 0 | 0 | 0 | 0 | 0 | 0 | 0 | 0 | 0 | 0
[10 empty] | 0 | 53.9887 | 53.9887 | 53.9887 | 53.9887 | 53.9887 | 53.9887 | 53.9887 | 53.9887 | 53.9887 | 53.9887 | 53.9887 | 53.9887 | 53.9887 | 46.276 | 39.6652 | 33.9987 | 29.1417 | 24.9786 | 21.4103 | 18.3517 | 0 | 0 | 0 | 0 | 0 | 0 | 0
[10 empty] | 0 | 0 | 0 | 0 | 0 | 0 | 0 | 0 | 0 | 0 | 0 | 0 | 0 | 0 | 0 | 0 | 0 | 0 | 0 | 0 | 0 | 0 | 0 | 0 | 0 | 0 | 0 | 0
[10 empty] | 0 | 0 | 0 | 0 | 0 | 0 | 0 | 0 | 0 | 0 | 0 | 0 | 0 | 0 | 0 | 0 | 0 | 0 | 0 | 0 | 0 | 0 | 0 | 0 | 0 | 0 | 0 | 0
[10 empty] | 0 | 0 | 0 | 0 | 0 | 0 | 0 | 0 | 0 | 0 | 0 | 0 | 0 | 0 | 0 | 0 | 0 | 0 | 0 | 0 | 0 | 0 | 0 | 0 | 0 | 0 | 0 | 0
[10 empty] | 0 | 0 | 0 | 0 | 0 | 0 | 0 | 0 | 0 | 0 | 0 | 0 | 0 | 0 | 0 | 0 | 0 | 0 | 0 | 0 | 0 | 0 | 0 | 0 | 0 | 0 | 0 | 0
[10 empty] | 0 | 0 | 0 | 0 | 0 | 0 | 0 | 0 | 0 | 0 | 0 | 0 | 0 | 0 | 0 | 0 | 0 | 0 | 0 | 0 | 0 | 0 | 0 | 0 | 0 | 0 | 0 | 0
[10 empty] | 0 | 0 | 0 | 0 | 0 | 0 | 0 | 0 | 0 | 0 | 0 | 0 | 0 | 0 | 0 | 0 | 0 | 0 | 0 | 0 | 0 | 0 | 0 | 0 | 0 | 0 | 0 | 0
[10 empty] | 5345.0347 | 5137.3432 | 4923.8079 | 4705.2635 | 4482.0303 | 4254.7781 | 4024.0811 | 3790.4314 | 3554.2508 | 3301.6161 | 3034.8779 | 2737.938 | 2415.1111 | 2070.0952 | 1774.3673 | 1520.8863 | 1303.6168 | 1117.3858 | 957.7593 | 820.9365 | 703.6599 | 603.1371 | 516.9746 | 443.1211 | 379.8181 | 325.5584 | 279.05 | 239.1857
[10 empty] | 0 | 719.1259 | 2643.5162 | 4144.0608 | 5361.7855 | 6577.9114 | 7791.6687 | 9241.7413 | 10847.0416 | 12553.6028 | 14284.8691 | 15427.7132 | 16178.9187 | 17025.6243 | 17223.5907 | 17345.9311 | 17417.9497 | 17456.4894 | 17472.7604 | 17474.2244 | 17465.8479 | 17450.9365 | 17431.6904 | 17409.574 | 17385.5621 | 17360.3034 | 17334.2296 | 17307.6282
[10 empty] | 0 | 0 | 0 | 0 | 0 | 0 | 0 | 0 | 0 | 0 | 0 | 0 | 0 | 0 | 0 | 0 | 0 | 0 | 0 | 0 | 0 | 0 | 0 | 0 | 0 | 0 | 0 | 0
[10 empty] | 0 | 0 | 0 | 0 | 0 | 0 | 0 | 0 | 0 | 0 | 0 | 0 | 0 | 0 | 0 | 0 | 0 | 0 | 0 | 0 | 0 | 0 | 0 | 0 | 0 | 0 | 0 | 0
[10 empty] | 0 | 1838.0388 | 1835.098 | 1832.1618 | 1829.2303 | 1826.3036 | 1823.3815 | 1820.4641 | 1817.5513 | 1814.6433 | 1207.8266 | 803.9294 | 535.0954 | 0 | 0 | 0 | 0 | 0 | 0 | 0 | 0 | 0 | 0 | 0 | 0 | 0 | 0 | 0
[10 empty] | 0 | 0 | 0 | 0 | 0 | 0 | 0 | 0 | 0 | 0 | 0 | 0 | 0 | 0 | 0 | 0 | 0 | 0 | 0 | 0 | 0 | 0 | 0 | 0 | 0 | 0 | 0 | 0
[10 empty] | 0 | 0 | 0 | 0 | 0 | 0 | 0 | 0 | 0 | 0 | 0 | 0 | 0 | 0 | 0 | 0 | 0 | 0 | 0 | 0 | 0 | 0 | 0 | 0 | 0 | 0 | 0 | 0
[10 empty] | 0 | 0 | 0 | 0 | 0 | 0 | 0 | 0 | 0 | 0 | 0 | 0 | 0 | 0 | 0 | 0 | 0 | 0 | 0 | 0 | 0 | 0 | 0 | 0 | 0 | 0 | 0 | 0
[10 empty] | 0 | 0 | 0 | 0 | 0 | 0 | 0 | 0 | 0 | 0 | 0 | 0 | 0 | 0 | 0 | 0 | 0 | 0 | 0 | 0 | 0 | 0 | 0 | 0 | 0 | 0 | 0 | 0
[10 empty] | 0 | 0 | 0 | 0 | 0 | 0 | 0 | 0 | 0 | 0 | 0 | 0 | 0 | 0 | 0 | 0 | 0 | 0 | 0 | 0 | 0 | 0 | 0 | 0 | 0 | 0 | 0 | 0
[10 empty] | 0 | 0 | 0 | 0 | 0 | 0 | 0 | 0 | 0 | 0 | 0 | 0 | 0 | 0 | 0 | 0 | 0 | 0 | 0 | 0 | 0 | 0 | 0 | 0 | 0 | 0 | 0 | 0
[10 empty] | 18074.695 | 15488.6107 | 13538.2881 | 12011.8525 | 10768.2784 | 9526.3444 | 8286.8203 | 6811.0221 | 5180.0373 | 3447.8328 | 2294.8775 | 1527.4705 | 1016.6844 | 676.7051 | 450.4149 | 299.7962 | 199.5443 | 132.8167 | 88.4028 | 58.8409 | 39.1645 | 26.0679 | 17.3508 | 11.5487 | 7.6868 | 5.1163 | 3.4054 | 2.2667
[10 empty] | 0 | 845.7116 | 2858.267 | 4878.6072 | 6906.8583 | 8943.1487 | 10987.6088 | 13040.3711 | 15101.5703 | 17171.3432 | 19249.8288 | 21337.1684 | 23433.5058 | 25538.9868 | 27600.4152 | 29459.9648 | 31147.9774 | 32690.4849 | 34109.825 | 35425.1692 | 36652.9762 | 38145.1156 | 39190.0072 | 40190.9611 | 41155.9625 | 42091.8836 | 43004.6432 | 43899.3428
[10 empty] | 0 | 845.7116 | 845.7116 | 845.7116 | 845.7116 | 845.7116 | 845.7116 | 845.7116 | 845.7116 | 845.7116 | 845.7116 | 845.7116 | 845.7116 | 845.7116 | 724.8956 | 621.3391 | 532.5764 | 456.494 | 391.2806 | 335.3834 | 287.4715 | 0 | 0 | 0 | 0 | 0 | 0 | 0
[10 empty] | 0 | 313.4718 | 313.4718 | 313.4718 | 313.4718 | 313.4718 | 313.4718 | 313.4718 | 313.4718 | 313.4718 | 313.4718 | 313.4718 | 313.4718 | 313.4718 | 268.6901 | 230.3058 | 197.405 | 169.2043 | 145.0322 | 124.3134 | 106.5543 | 0 | 0 | 0 | 0 | 0 | 0 | 0
[10 empty] | 0 | 0 | 0 | 0 | 0 | 0 | 0 | 0 | 0 | 0 | 0 | 0 | 0 | 0 | 0 | 0 | 0 | 0 | 0 | 0 | 0 | 0 | 0 | 0 | 0 | 0 | 0 | 0
[10 empty] | 0 | 0 | 0 | 0 | 0 | 0 | 0 | 0 | 0 | 0 | 0 | 0 | 0 | 0 | 0 | 0 | 0 | 0 | 0 | 0 | 0 | 0 | 0 | 0 | 0 | 0 | 0 | 0
[10 empty] | 0 | 0 | 0 | 0 | 0 | 0 | 0 | 0 | 0 | 0 | 0 | 0 | 0 | 0 | 0 | 0 | 0 | 0 | 0 | 0 | 0 | 0 | 0 | 0 | 0 | 0 | 0 | 0
[10 empty] | 0 | 0 | 0 | 0 | 0 | 0 | 0 | 0 | 0 | 0 | 0 | 0 | 0 | 0 | 0 | 0 | 0 | 0 | 0 | 0 | 0 | 0 | 0 | 0 | 0 | 0 | 0 | 0
[10 empty] | 0 | 0 | 0 | 0 | 0 | 0 | 0 | 0 | 0 | 0 | 0 | 0 | 0 | 0 | 0 | 0 | 0 | 0 | 0 | 0 | 0 | 0 | 0 | 0 | 0 | 0 | 0 | 0
[10 empty] | 0 | 0 | 0 | 0 | 0 | 0 | 0 | 0 | 0 | 0 | 0 | 0 | 0 | 0 | 0 | 0 | 0 | 0 | 0 | 0 | 0 | 0 | 0 | 0 | 0 | 0 | 0 | 0
[10 empty] | 0 | 0 | 0 | 0 | 0 | 0 | 0 | 0 | 0 | 0 | 0 | 0 | 0 | 0 | 0 | 0 | 0 | 0 | 0 | 0 | 0 | 0 | 0 | 0 | 0 | 0 | 0 | 0
[10 empty] | 29119.3007 | 27586.7059 | 26054.1111 | 24521.5163 | 22988.9216 | 21456.3268 | 19923.732 | 18391.1373 | 16858.5425 | 15325.9477 | 13793.3529 | 12260.7582 | 10728.1634 | 9195.5686 | 7881.916 | 6755.928 | 5790.7954 | 4963.5389 | 4254.4619 | 3646.6817 | 3125.7271 | 2679.1947 | 2296.4526 | 1968.3879 | 1687.1897 | 1446.1626 | 1239.5679 | 1062.4868
[10 empty] | 0 | 110.9146 | 221.4743 | 331.6799 | 441.5323 | 551.0323 | 660.1807 | 768.9785 | 877.4265 | 985.5254 | 1093.2762 | 1200.6796 | 1307.7366 | 1414.4479 | 1512.4582 | 1602.4503 | 1685.0534 | 1760.8471 | 1830.366 | 1894.1025 | 1952.5105 | 2006.0082 | 2054.9812 | 2099.7847 | 2140.7462 | 2178.1673 | 2212.3263 | 2243.4792
[10 empty] | 0 | 0 | 0 | 0 | 0 | 0 | 0 | 0 | 0 | 0 | 0 | 0 | 0 | 0 | 0 | 0 | 0 | 0 | 0 | 0 | 0 | 0 | 0 | 0 | 0 | 0 | 0 | 0
[10 empty] | 0 | 0 | 0 | 0 | 0 | 0 | 0 | 0 | 0 | 0 | 0 | 0 | 0 | 0 | 0 | 0 | 0 | 0 | 0 | 0 | 0 | 0 | 0 | 0 | 0 | 0 | 0 | 0
[10 empty] | 0 | 0 | 0 | 0 | 0 | 0 | 0 | 0 | 0 | 0 | 0 | 0 | 0 | 0 | 0 | 0 | 0 | 0 | 0 | 0 | 0 | 0 | 0 | 0 | 0 | 0 | 0 | 0
[10 empty] | 0 | 0 | 0 | 0 | 0 | 0 | 0 | 0 | 0 | 0 | 0 | 0 | 0 | 0 | 0 | 0 | 0 | 0 | 0 | 0 | 0 | 0 | 0 | 0 | 0 | 0 | 0 | 0
[10 empty] | 0 | 0 | 0 | 0 | 0 | 0 | 0 | 0 | 0 | 0 | 0 | 0 | 0 | 0 | 0 | 0 | 0 | 0 | 0 | 0 | 0 | 0 | 0 | 0 | 0 | 0 | 0 | 0
[10 empty] | 0 | 0 | 0 | 0 | 0 | 0 | 0 | 0 | 0 | 0 | 0 | 0 | 0 | 0 | 0 | 0 | 0 | 0 | 0 | 0 | 0 | 0 | 0 | 0 | 0 | 0 | 0 | 0
[10 empty] | 0 | 0 | 0 | 0 | 0 | 0 | 0 | 0 | 0 | 0 | 0 | 0 | 0 | 0 | 0 | 0 | 0 | 0 | 0 | 0 | 0 | 0 | 0 | 0 | 0 | 0 | 0 | 0
[10 empty] | 0 | 0 | 0 | 0 | 0 | 0 | 0 | 0 | 0 | 0 | 0 | 0 | 0 | 0 | 0 | 0 | 0 | 0 | 0 | 0 | 0 | 0 | 0 | 0 | 0 | 0 | 0 | 0
[10 empty] | 0 | 0 | 0 | 0 | 0 | 0 | 0 | 0 | 0 | 0 | 0 | 0 | 0 | 0 | 0 | 0 | 0 | 0 | 0 | 0 | 0 | 0 | 0 | 0 | 0 | 0 | 0 | 0
[10 empty] | 2777.3088 | 2661.9505 | 2546.9542 | 2432.3191 | 2318.0444 | 2204.129 | 2090.5723 | 1977.3733 | 1864.5312 | 1752.0451 | 1639.9143 | 1528.1377 | 1416.7146 | 1305.6442 | 1203.2817 | 1108.9444 | 1022.0032 | 941.8781 | 868.0349 | 799.9809 | 737.2624 | 679.4611 | 626.1913 | 577.0979 | 531.8534 | 490.1561 | 451.7279 | 416.3124
[10 empty] | 0 | 1434.2455 | 3238.7546 | 5089.4809 | 6977.9205 | 8899.0366 | 10848.361 | 12821.9306 | 14816.2296 | 16800.0822 | 18773.9705 | 20826.6747 | 22948.3526 | 25130.2718 | 27035.1192 | 28687.9144 | 30174.4584 | 31484.5798 | 32638.3676 | 33653.5831 | 34545.9714 | 35329.4899 | 36016.9793 | 36554.4499 | 37005.6601 | 37552.7256 | 37949.622 | 38295.8374
[10 empty] | 0 | 0 | 0 | 0 | 0 | 0 | 0 | 0 | 0 | 0 | 0 | 0 | 0 | 0 | 0 | 0 | 0 | 0 | 0 | 0 | 0 | 0 | 0 | 0 | 0 | 0 | 0 | 0
[10 empty] | 0 | 0 | 0 | 0 | 0 | 0 | 0 | 0 | 0 | 0 | 0 | 0 | 0 | 0 | 0 | 0 | 0 | 0 | 0 | 0 | 0 | 0 | 0 | 0 | 0 | 0 | 0 | 0
[10 empty] | 0 | 0 | 0 | 0 | 0 | 0 | 0 | 0 | 0 | 0 | 0 | 0 | 0 | 0 | 0 | 0 | 0 | 0 | 0 | 0 | 0 | 0 | 0 | 0 | 0 | 0 | 0 | 0
[10 empty] | 0 | 633.5433 | 632.5297 | 631.5176 | 630.5072 | 629.4984 | 628.4912 | 627.4856 | 626.4816 | 625.4793 | 624.4785 | 623.4793 | 622.4818 | 621.4858 | 620.4914 | 619.4986 | 549.7844 | 487.9153 | 433.0086 | 384.2807 | 341.0363 | 302.6583 | 268.5992 | 238.3728 | 211.5479 | 0 | 0 | 0
[10 empty] | 0 | 0 | 326.8639 | 326.3409 | 325.8188 | 325.2975 | 324.777 | 324.2573 | 323.7385 | 323.2206 | 322.7034 | 322.1871 | 321.6716 | 321.1569 | 320.643 | 320.13 | 319.6178 | 283.6502 | 251.7301 | 223.402 | 198.2619 | 175.9508 | 156.1505 | 138.5783 | 122.9836 | 109.1439 | 0 | 0
[10 empty] | 0 | 0 | 0 | 335.7472 | 335.21 | 334.6737 | 334.1382 | 333.6036 | 333.0698 | 332.5369 | 332.0049 | 331.4737 | 330.9433 | 330.4138 | 329.8851 | 329.3573 | 328.8303 | 328.3042 | 291.359 | 258.5714 | 229.4735 | 203.6501 | 180.7327 | 160.3942 | 142.3445 | 126.326 | 112.1101 | 0
[10 empty] | 0 | 0 | 0 | 0 | 343.1055 | 692.1202 | 1046.2355 | 1404.7346 | 1766.9815 | 2127.3362 | 2485.8859 | 2858.6917 | 3243.973 | 3640.1501 | 4014.4361 | 4375.4691 | 4736.0408 | 5091.7207 | 5443.7449 | 5755.8924 | 6032.514 | 6277.4865 | 6493.7967 | 6749.4805 | 6993.2452 | 7241.7796 | 7451.1766 | 7636.7784
[10 empty] | 0 | 0 | 0 | 0 | 0 | 0 | 0 | 0 | 0 | 0 | 0 | 0 | 0 | 0 | 0 | 0 | 0 | 0 | 0 | 0 | 0 | 0 | 0 | 0 | 0 | 0 | 0 | 0
[10 empty] | 0 | 0 | 0 | 0 | 0 | 0 | 0 | 0 | 0 | 0 | 0 | 0 | 0 | 0 | 0 | 0 | 0 | 0 | 0 | 0 | 0 | 0 | 0 | 0 | 0 | 0 | 0 | 0
[10 empty] | 52076.3602 | 49925.2492 | 47711.701 | 45443.7067 | 43131.3085 | 40780.4541 | 38396.4197 | 35983.8854 | 33547.0026 | 31122.5869 | 28710.069 | 26204.6071 | 23617.8239 | 20960.0314 | 18601.3292 | 16508.0597 | 14650.3527 | 13001.6997 | 11538.5751 | 10240.1007 | 9087.7481 | 8065.0735 | 7157.4839 | 6352.0284 | 5637.2134 | 5002.839 | 4439.8529 | 3940.2214
[10 empty] | 0 | 465.0343 | 1034.031 | 1602.0658 | 2168.203 | 2732.4584 | 3294.8459 | 3855.3784 | 4414.0673 | 4961.7951 | 5499.9172 | 6058.3364 | 6633.8088 | 7223.5591 | 7715.6812 | 8122.003 | 8474.0985 | 8770.8252 | 9020.4321 | 9229.9355 | 9405.3153 | 9531.308 | 9631.165 | 9713.5489 | 9780.5101 | 9886.218 | 9948.2882 | 9999.2581
[10 empty] | 0 | 0 | 0 | 0 | 0 | 0 | 0 | 0 | 0 | 0 | 0 | 0 | 0 | 0 | 0 | 0 | 0 | 0 | 0 | 0 | 0 | 0 | 0 | 0 | 0 | 0 | 0 | 0
[10 empty] | 0 | 0 | 0 | 0 | 0 | 0 | 0 | 0 | 0 | 0 | 0 | 0 | 0 | 0 | 0 | 0 | 0 | 0 | 0 | 0 | 0 | 0 | 0 | 0 | 0 | 0 | 0 | 0
[10 empty] | 0 | 0 | 0 | 0 | 0 | 0 | 0 | 0 | 0 | 0 | 0 | 0 | 0 | 0 | 0 | 0 | 0 | 0 | 0 | 0 | 0 | 0 | 0 | 0 | 0 | 0 | 0 | 0
[10 empty] | 0 | 209.2255 | 208.8907 | 208.5565 | 208.2228 | 207.8897 | 207.557 | 207.2249 | 206.8934 | 206.5624 | 206.2319 | 205.9019 | 205.5724 | 205.2435 | 204.9151 | 204.5873 | 181.5644 | 161.1323 | 142.9996 | 126.9074 | 112.6261 | 99.9519 | 88.704 | 78.7218 | 69.863 | 0 | 0 | 0
[10 empty] | 0 | 0 | 104.6299 | 104.4625 | 104.2954 | 104.1285 | 103.9619 | 103.7956 | 103.6295 | 103.4637 | 103.2982 | 103.1329 | 102.9679 | 102.8031 | 102.6386 | 102.4744 | 102.3105 | 90.7971 | 80.5794 | 71.5115 | 63.4641 | 56.3223 | 49.9841 | 44.3593 | 39.3674 | 34.9372 | 0 | 0
[10 empty] | 0 | 0 | 0 | 104.6205 | 104.4531 | 104.286 | 104.1191 | 103.9525 | 103.7862 | 103.6201 | 103.4544 | 103.2888 | 103.1236 | 102.9586 | 102.7938 | 102.6294 | 102.4652 | 102.3012 | 90.7889 | 80.5721 | 71.5051 | 63.4584 | 56.3172 | 49.9796 | 44.3553 | 39.3638 | 34.9341 | 0
[10 empty] | 0 | 0 | 0 | 0 | 104.4389 | 208.5315 | 312.2803 | 415.6877 | 518.7557 | 619.8101 | 719.0997 | 822.116 | 928.2632 | 1037.0318 | 1139.8196 | 1239.7466 | 1340.7263 | 1440.9121 | 1540.4183 | 1628.0064 | 1705.0619 | 1793.1675 | 1874.4938 | 1945.0308 | 2006.7208 | 2070.8223 | 2122.6872 | 2167.569
[10 empty] | 0 | 0 | 0 | 0 | 0 | 0 | 0 | 0 | 0 | 0 | 0 | 0 | 0 | 0 | 0 | 0 | 0 | 0 | 0 | 0 | 0 | 0 | 0 | 0 | 0 | 0 | 0 | 0
[10 empty] | 0 | 0 | 0 | 0 | 0 | 0 | 0 | 0 | 0 | 0 | 0 | 0 | 0 | 0 | 0 | 0 | 0 | 0 | 0 | 0 | 0 | 0 | 0 | 0 | 0 | 0 | 0 | 0
[10 empty] | 13207.3978 | 12512.0062 | 11817.6163 | 11124.3983 | 10433.4599 | 9744.7822 | 9058.3486 | 8374.144 | 7692.1547 | 7023.1725 | 6365.5933 | 5684.0224 | 4982.2995 | 4263.7096 | 3648.7608 | 3122.5053 | 2672.1508 | 2286.7503 | 1956.9356 | 1674.6896 | 1433.1515 | 1226.4501 | 1049.5609 | 898.1843 | 768.6404 | 657.7805 | 562.9098 | 481.7221
[10 empty] | 0 | 1340.4442 | 1338.2995 | 1336.1582 | 889.3469 | 591.9493 | 394.0015 | 0 | 0 | 0 | 0 | 0 | 0 | 0 | 0 | 0 | 0 | 0 | 0 | 0 | 0 | 0 | 0 | 0 | 0 | 0 | 0 | 0
[10 empty] | 0 | 0 | 3651.9585 | 7292.2308 | 11193.0596 | 14520.9407 | 17465.1109 | 20277.0485 | 21800.0813 | 22748.9754 | 23146.2864 | 23067.7112 | 22659.4154 | 21988.7894 | 21143.8142 | 20193.8759 | 19336.9728 | 18478.3989 | 18019.808 | 17690.3127 | 17492.6467 | 17625.0698 | 17698.2191 | 18361.3193 | 18730.4918 | 19150.4356 | 19537.6728 | 19922.6329
[10 empty] | 0 | 1501.9355 | 2249.2986 | 2994.2663 | 3792.7314 | 4722.2956 | 5737.8408 | 6853.6484 | 7979.8177 | 9052.7428 | 10099.6372 | 11125.5145 | 12108.2908 | 13047.7637 | 13933.9376 | 14760.1723 | 15277.6397 | 15668.121 | 16021.1159 | 16296.185 | 16479.2249 | 16251.4082 | 16188.8225 | 16187.8897 | 16107.659 | 15990.1799 | 15878.6086 | 15776.1524
[10 empty] | 0 | 3132.7982 | 4691.6786 | 6245.5625 | 7911.0336 | 9849.9564 | 11968.2219 | 11949.0727 | 11929.9542 | 11910.8663 | 11891.8089 | 11872.782 | 11853.7855 | 11834.8195 | 11815.8838 | 11796.9783 | 11778.1032 | 11759.2582 | 11130.7098 | 10321.5152 | 9369.0133 | 8280.337 | 7029.6798 | 4821.9289 | 3455.5968 | 2364.9133 | 1464.894 | 676.1539
[10 empty] | 0 | 0 | 0 | 0 | 0 | 0 | 0 | 2346.5462 | 4714.6744 | 6971.7131 | 9174.4256 | 11333.2691 | 11315.1359 | 11297.0316 | 11278.9564 | 11260.9101 | 11242.8926 | 11224.904 | 11206.9441 | 11189.013 | 11171.1106 | 11153.2368 | 11135.3916 | 11117.575 | 10643.0808 | 9799.6342 | 8683.1249 | 7359.0942
[10 empty] | 0 | 0 | 0 | 0 | 0 | 0 | 0 | 0 | 0 | 0 | 0 | 0 | 2087.0444 | 4083.7055 | 5969.134 | 7729.4799 | 9457.4165 | 11101.6771 | 12811.4854 | 14495.3351 | 16149.6986 | 17907.2157 | 19623.4031 | 21561.7916 | 23417.4402 | 25291.9455 | 27223.5381 | 29199.9683
[10 empty] | 0 | 0 | 0 | 0 | 0 | 0 | 0 | 0 | 0 | 0 | 0 | 0 | 0 | 0 | 0 | 0 | 0 | 0 | 0 | 0 | 0 | 0 | 0 | 0 | 0 | 0 | 0 | 0
[10 empty] | 0 | 0 | 0 | 0 | 0 | 0 | 0 | 0 | 0 | 0 | 0 | 0 | 0 | 0 | 0 | 0 | 0 | 0 | 0 | 0 | 0 | 0 | 0 | 0 | 0 | 0 | 0 | 0
[10 empty] | 0 | 0 | 0 | 0 | 0 | 0 | 0 | 0 | 0 | 0 | 0 | 0 | 0 | 0 | 0 | 0 | 0 | 0 | 0 | 0 | 0 | 0 | 0 | 0 | 0 | 0 | 0 | 0
[10 empty] | 0 | 0 | 0 | 0 | 0 | 0 | 0 | 0 | 0 | 0 | 0 | 0 | 0 | 0 | 0 | 0 | 0 | 0 | 0 | 0 | 0 | 0 | 0 | 0 | 0 | 0 | 0 | 0
[10 empty] | 77801.7951 | 71702.1344 | 65621.7934 | 59560.7259 | 53518.8859 | 47496.2273 | 41492.7041 | 35508.2707 | 30386.9635 | 26004.2952 | 22253.7328 | 19044.1087 | 16297.4041 | 13946.8528 | 11935.3182 | 10213.9043 | 8740.7675 | 7480.0991 | 6401.2551 | 5478.0112 | 4687.9255 | 4011.7927 | 3433.1775 | 2938.0152 | 2514.2695 | 2151.64 | 1841.312 | 1575.7422
[10 empty] | 0 | 2543.3307 | 2539.2614 | 2535.1986 | 2531.1423 | 2527.0924 | 2523.0491 | 2519.0122 | 2514.9818 | 2510.9578 | 2506.9403 | 2502.9292 | 2498.9245 | 2494.9262 | 2490.9343 | 2486.9488 | 2482.9697 | 2478.997 | 2475.0306 | 2471.0705 | 1973.6934 | 1576.4284 | 1259.1249 | 1005.6883 | 803.2633 | 0 | 0 | 0
[10 empty] | 0 | 0 | 2539.2614 | 5070.3972 | 7593.4268 | 10108.3697 | 12615.2454 | 15114.0732 | 17604.8725 | 20087.6625 | 22562.4626 | 25029.2918 | 27488.1694 | 29939.1146 | 32382.1463 | 34817.2837 | 37244.5458 | 39663.9515 | 42075.5197 | 44479.2694 | 46875.2194 | 48649.1095 | 49926.5662 | 50807.9289 | 51373.3399 | 52328.3918 | 52153.7358 | 51877.1798
[10 empty] | 0 | 833.9437 | 832.6094 | 831.2772 | 829.9472 | 828.6193 | 827.2935 | 825.9698 | 824.6483 | 823.3288 | 822.0115 | 820.6963 | 819.3832 | 818.0722 | 816.7632 | 815.4564 | 814.1517 | 812.849 | 811.5485 | 810.25 | 647.1629 | 516.9019 | 412.8599 | 329.7595 | 263.3855 | 0 | 0 | 0
[10 empty] | 0 | 0 | 0 | 0 | 0 | 0 | 0 | 0 | 0 | 0 | 0 | 0 | 0 | 0 | 0 | 0 | 0 | 0 | 0 | 0 | 0 | 0 | 0 | 0 | 0 | 0 | 0 | 0
[10 empty] | 0 | 0 | 0 | 0 | 0 | 0 | 0 | 0 | 0 | 0 | 0 | 0 | 0 | 0 | 0 | 0 | 0 | 0 | 0 | 0 | 0 | 0 | 0 | 0 | 0 | 0 | 0 | 0
[10 empty] | 0 | 0 | 0 | 0 | 0 | 0 | 0 | 0 | 0 | 0 | 0 | 0 | 0 | 0 | 0 | 0 | 0 | 0 | 0 | 0 | 0 | 0 | 0 | 0 | 0 | 0 | 0 | 0
[10 empty] | 0 | 0 | 0 | 0 | 0 | 0 | 0 | 0 | 0 | 0 | 0 | 0 | 0 | 0 | 0 | 0 | 0 | 0 | 0 | 0 | 0 | 0 | 0 | 0 | 0 | 0 | 0 | 0
[10 empty] | 0 | 0 | 0 | 0 | 0 | 0 | 0 | 0 | 0 | 0 | 0 | 0 | 0 | 0 | 0 | 0 | 0 | 0 | 0 | 0 | 0 | 0 | 0 | 0 | 0 | 0 | 0 | 0
[10 empty] | 0 | 0 | 0 | 0 | 0 | 0 | 0 | 0 | 0 | 0 | 0 | 0 | 0 | 0 | 0 | 0 | 0 | 0 | 0 | 0 | 0 | 0 | 0 | 0 | 0 | 0 | 0 | 0
[10 empty] | 0 | 0 | 0 | 0 | 0 | 0 | 0 | 0 | 0 | 0 | 0 | 0 | 0 | 0 | 0 | 0 | 0 | 0 | 0 | 0 | 0 | 0 | 0 | 0 | 0 | 0 | 0 | 0
[10 empty] | 77801.7951 | 74300.0378 | 70809.2869 | 67329.5162 | 63860.6996 | 60402.8107 | 56955.8237 | 53519.7123 | 50094.4507 | 46680.013 | 43276.3732 | 39883.5055 | 36501.3843 | 33129.9837 | 29769.2781 | 26419.242 | 23079.8498 | 19751.0761 | 16432.8953 | 13125.2821 | 10483.4253 | 8373.3215 | 6687.9393 | 5341.7909 | 4266.5952 | 3407.8149 | 2721.89 | 2174.0279
[10 empty] | 0 | 5329.6155 | 13521.1342 | 21226.2563 | 28590.2322 | 35487.7751 | 39323.5316 | 41103.1178 | 41449.8737 | 41176.5526 | 40729.0806 | 40184.4276 | 39620.9021 | 39142.9653 | 38740.4988 | 39040.43 | 38982.7035 | 38929.3473 | 38959.6375 | 39011.7563 | 39006.7418 | 39002.6975 | 38935.7426 | 38873.735 | 38810.4057 | 38732.5703 | 38657.2182 | 38575.9869
[10 empty] | 0 | 970.9906 | 1454.1555 | 2013.2487 | 2355.9498 | 2727.5287 | 3027.3666 | 3051.914 | 3125.4528 | 3147.4886 | 3131.3063 | 3088.2935 | 3048.0258 | 3005.2218 | 2975.5141 | 2985.8156 | 2973.7168 | 2977.7527 | 2974.1459 | 2977.6808 | 2984.5013 | 2977.0779 | 2976.871 | 2971.7882 | 2967.5437 | 2962.6253 | 2955.6363 | 2950.1556
[10 empty] | 0 | 1554.2451 | 2327.6375 | 3222.5668 | 4286.7205 | 5481.2439 | 6143.3084 | 6705.1721 | 7118.7618 | 7110.1234 | 7229.8876 | 7238.3862 | 7173.027 | 7076.1338 | 6994.2249 | 6978.0387 | 6937.3603 | 6918.0866 | 6909.9438 | 6918.4485 | 6921.4798 | 6921.6955 | 6921.2383 | 6907.6338 | 6904.5593 | 6893.6243 | 6881.1306 | 6867.8003
[10 empty] | 0 | 3241.9077 | 4855.081 | 6721.7611 | 8941.416 | 11433.0018 | 13885.9812 | 13863.7636 | 13841.5816 | 13819.4351 | 13158.2196 | 12307.6601 | 11255.8989 | 9973.856 | 8454.2815 | 5921.5969 | 4314.8593 | 2965.8821 | 1797.1825 | 793.1037 | 0 | 0 | 0 | 0 | 0 | 0 | 0 | 0
[10 empty] | 0 | 0 | 0 | 0 | 0 | 0 | 0 | 2441.1476 | 4773.2611 | 7106.8891 | 9436.6109 | 11707.1671 | 11688.4357 | 11669.7342 | 11651.0626 | 11632.4209 | 11132.5652 | 10269.855 | 9117.033 | 7733.2689 | 6176.7166 | 4307.7212 | 2841.8651 | 1669.7117 | 733.5336 | 0 | 0 | 0
[10 empty] | 0 | 0 | 0 | 0 | 0 | 0 | 0 | 0 | 0 | 0 | 0 | 0 | 2258.5313 | 4481.5758 | 6696.0511 | 9020.6812 | 11242.097 | 13484.8082 | 15722.4025 | 17962.2503 | 20211.0165 | 21987.1448 | 23411.1961 | 24551.154 | 25442.8465 | 26153.506 | 26130.8906 | 26112.9556
[10 empty] | 0 | 0 | 0 | 0 | 0 | 0 | 0 | 0 | 0 | 0 | 0 | 0 | 0 | 0 | 0 | 0 | 0 | 0 | 0 | 0 | 0 | 0 | 0 | 0 | 0 | 0 | 0 | 0
[10 empty] | 0 | 0 | 0 | 0 | 0 | 0 | 0 | 0 | 0 | 0 | 0 | 0 | 0 | 0 | 0 | 0 | 0 | 0 | 0 | 0 | 0 | 0 | 0 | 0 | 0 | 0 | 0 | 0
[10 empty] | 0 | 0 | 0 | 0 | 0 | 0 | 0 | 0 | 0 | 0 | 0 | 0 | 0 | 0 | 0 | 0 | 0 | 0 | 0 | 0 | 0 | 0 | 0 | 0 | 0 | 0 | 0 | 0
[10 empty] | 0 | 0 | 0 | 0 | 0 | 0 | 0 | 0 | 0 | 0 | 0 | 0 | 0 | 0 | 0 | 0 | 0 | 0 | 0 | 0 | 0 | 0 | 0 | 0 | 0 | 0 | 0 | 0
[10 empty] | 77801.7951 | 66580.5533 | 55395.0204 | 44245.1107 | 33130.7389 | 22051.8198 | 14677.6913 | 9769.4713 | 6502.5601 | 4328.104 | 2880.786 | 1917.4512 | 1276.2555 | 849.4757 | 565.411 | 376.3376 | 250.4903 | 166.7263 | 110.973 | 73.8637 | 49.1637 | 32.7233 | 21.7806 | 14.4972 | 9.6493 | 6.4226 | 4.2749 | 2.8454
[10 empty] | 0 | 2328.6637 | 2324.9379 | 1547.4787 | 1030.0018 | 685.5692 | 0 | 0 | 0 | 0 | 0 | 0 | 0 | 0 | 0 | 0 | 0 | 0 | 0 | 0 | 0 | 0 | 0 | 0 | 0 | 0 | 0 | 0
[10 empty] | 0 | 0 | 4687.6066 | 9874.6588 | 14508.6411 | 18656.0521 | 22680.7127 | 24872.148 | 26196.2876 | 27019.7691 | 27435.6604 | 27495.2308 | 27376.4171 | 27147.2794 | 26858.9311 | 26559.2659 | 26255.0903 | 25972.2183 | 25712.5173 | 26183.4082 | 26247.5723 | 26262.7431 | 26352.5337 | 26460.4683 | 26560.1115 | 26665.7357 | 26700.8204 | 26732.882
[10 empty] | 0 | 1184.1273 | 1773.3491 | 2425.5549 | 2968.7388 | 3532.3846 | 4155.2647 | 4708.2307 | 5169.645 | 5252.8364 | 5469.6558 | 5628.9811 | 5704.3793 | 5722.6626 | 5689.2121 | 5643.0277 | 5594.9592 | 5536.5278 | 5478.9593 | 5511.6367 | 5495.898 | 5506.3924 | 5510.6946 | 5524.2581 | 5557.2746 | 5577.5558 | 5599.8796 | 5595.0623
[10 empty] | 0 | 3548.7828 | 5314.6571 | 7269.2922 | 9603.5482 | 12208.4347 | 15195.593 | 15171.2801 | 15147.006 | 15122.7708 | 14709.907 | 14147.4191 | 13431.4757 | 12537.7735 | 11456.6806 | 10167.4221 | 9023.2482 | 8007.832 | 7106.684 | 5245.1604 | 4124.862 | 3073.3126 | 2025.5804 | 1013.6638 | 0 | 0 | 0 | 0
[10 empty] | 0 | 0 | 0 | 0 | 0 | 0 | 0 | 3041.039 | 6052.5011 | 9120.5016 | 12166.9691 | 15207.7173 | 15183.3849 | 15159.0915 | 15134.837 | 15110.6212 | 14753.3857 | 14103.8497 | 13188.719 | 12040.2444 | 10685.3155 | 9482.8614 | 8415.7234 | 7468.674 | 6628.1992 | 4972.4364 | 3510.3957 | 2194.5255
[10 empty] | 0 | 0 | 0 | 0 | 0 | 0 | 0 | 0 | 0 | 0 | 0 | 0 | 3007.34 | 5965.9137 | 8895.0701 | 11783.7793 | 14640.0267 | 17460.2181 | 20250.7709 | 23283.6708 | 26128.3703 | 28684.3063 | 30957.5839 | 32985.103 | 34844.7075 | 36469.5204 | 37933.2227 | 39251.0937
[10 empty] | 0 | 0 | 0 | 0 | 0 | 0 | 0 | 0 | 0 | 0 | 0 | 0 | 0 | 0 | 0 | 0 | 0 | 0 | 0 | 0 | 0 | 0 | 0 | 0 | 0 | 0 | 0 | 0
[10 empty] | 0 | 0 | 0 | 0 | 0 | 0 | 0 | 0 | 0 | 0 | 0 | 0 | 0 | 0 | 0 | 0 | 0 | 0 | 0 | 0 | 0 | 0 | 0 | 0 | 0 | 0 | 0 | 0
[10 empty] | 0 | 0 | 0 | 0 | 0 | 0 | 0 | 0 | 0 | 0 | 0 | 0 | 0 | 0 | 0 | 0 | 0 | 0 | 0 | 0 | 0 | 0 | 0 | 0 | 0 | 0 | 0 | 0
[10 empty] | 0 | 0 | 0 | 0 | 0 | 0 | 0 | 0 | 0 | 0 | 0 | 0 | 0 | 0 | 0 | 0 | 0 | 0 | 0 | 0 | 0 | 0 | 0 | 0 | 0 | 0 | 0 | 0
[10 empty] | 77801.7951 | 70615.7384 | 63452.4779 | 56311.959 | 49194.1274 | 42098.9287 | 35026.3087 | 29141.8888 | 24246.0515 | 20172.7148 | 16783.6988 | 13964.0374 | 11618.0791 | 9666.2418 | 8042.3132 | 6691.2046 | 5567.0822 | 4631.8124 | 3853.6679 | 3206.2517 | 2667.6014 | 2219.4444 | 1846.5777 | 1536.3527 | 1278.2454 | 1063.5002 | 884.8322 | 736.1804
[10 empty] | 0 | 1543.9824 | 4719.7967 | 8018.0432 | 11423.4001 | 14922.2737 | 18502.6036 | 22112.8352 | 25748.2049 | 29700.3502 | 33931.2846 | 38407.3023 | 42528.9847 | 46173.3304 | 49394.0773 | 52238.916 | 54750.1702 | 56965.4007 | 58917.9417 | 60637.3759 | 62149.9569 | 63923.2856 | 65039.4374 | 66016.6895 | 66870.694 | 67615.3415 | 68262.9597 | 68824.4887
[10 empty] | 0 | 786.028 | 784.7704 | 783.5147 | 782.2611 | 781.0095 | 779.7599 | 778.5123 | 777.2667 | 776.023 | 774.7814 | 773.5417 | 686.4925 | 609.2392 | 540.6795 | 479.835 | 425.8376 | 377.9167 | 335.3884 | 297.6461 | 264.151 | 0 | 0 | 0 | 0 | 0 | 0 | 0
[10 empty] | 0 | 520.1763 | 519.344 | 518.5131 | 517.6835 | 516.8552 | 516.0282 | 515.2026 | 514.3782 | 513.5552 | 512.7335 | 511.9132 | 454.3059 | 403.1813 | 357.81 | 317.5444 | 281.8101 | 250.0971 | 221.9528 | 196.9757 | 174.8094 | 0 | 0 | 0 | 0 | 0 | 0 | 0
[10 empty] | 0 | 183.5394 | 183.2458 | 182.9526 | 182.6599 | 182.3676 | 182.0758 | 181.7845 | 181.4936 | 181.2033 | 180.9133 | 180.6239 | 160.2977 | 142.2588 | 126.25 | 112.0426 | 99.4341 | 88.2445 | 78.314 | 69.5011 | 61.6799 | 0 | 0 | 0 | 0 | 0 | 0 | 0
[10 empty] | 0 | 0 | 0 | 0 | 0 | 0 | 0 | 0 | 0 | 0 | 0 | 0 | 0 | 0 | 0 | 0 | 0 | 0 | 0 | 0 | 0 | 0 | 0 | 0 | 0 | 0 | 0 | 0
[10 empty] | 0 | 0 | 0 | 0 | 0 | 0 | 0 | 0 | 0 | 0 | 0 | 0 | 0 | 0 | 0 | 0 | 0 | 0 | 0 | 0 | 0 | 0 | 0 | 0 | 0 | 0 | 0 | 0
[10 empty] | 0 | 0 | 0 | 0 | 0 | 0 | 0 | 0 | 0 | 0 | 0 | 0 | 0 | 0 | 0 | 0 | 0 | 0 | 0 | 0 | 0 | 0 | 0 | 0 | 0 | 0 | 0 | 0
[10 empty] | 0 | 0 | 0 | 0 | 0 | 0 | 0 | 0 | 0 | 0 | 0 | 0 | 0 | 0 | 0 | 0 | 0 | 0 | 0 | 0 | 0 | 0 | 0 | 0 | 0 | 0 | 0 | 0
[10 empty] | 0 | 0 | 0 | 0 | 0 | 0 | 0 | 0 | 0 | 0 | 0 | 0 | 0 | 0 | 0 | 0 | 0 | 0 | 0 | 0 | 0 | 0 | 0 | 0 | 0 | 0 | 0 | 0
[10 empty] | 0 | 0 | 0 | 0 | 0 | 0 | 0 | 0 | 0 | 0 | 0 | 0 | 0 | 0 | 0 | 0 | 0 | 0 | 0 | 0 | 0 | 0 | 0 | 0 | 0 | 0 | 0 | 0
[10 empty] | 77468.432 | 74310.7564 | 71013.5744 | 67594.1545 | 64067.8181 | 60448.1586 | 56747.236 | 53016.6047 | 49261.0278 | 45188.8678 | 40838.1106 | 36242.4619 | 32163.9769 | 28544.4573 | 25332.2544 | 22481.5314 | 19951.6097 | 17706.3886 | 15713.8296 | 13945.5 | 12376.1664 | 10983.4351 | 9747.4326 | 8650.5215 | 7677.0495 | 6813.1255 | 6046.4218 | 5365.9978
[10 empty] | 0 | 2171.4351 | 6098.4521 | 9532.5231 | 12571.634 | 15324.3929 | 17846.86 | 20183.768 | 22031.8414 | 23489.9654 | 24637.0311 | 25535.9776 | 26471.1025 | 27221.1584 | 27821.1983 | 28299.4617 | 28678.7211 | 28977.3597 | 29210.2346 | 29389.3681 | 29524.5015 | 30256.4541 | 30253.9523 | 30235.1695 | 30203.4435 | 30161.4375 | 30111.2759 | 30054.6533
[10 empty] | 0 | 1025.936 | 1023.1197 | 1020.3112 | 1017.5103 | 1014.7171 | 1011.9316 | 1009.1538 | 1006.3835 | 1003.6209 | 1000.8658 | 998.1184 | 884.7808 | 784.3129 | 695.2532 | 616.3064 | 546.324 | 484.2883 | 429.2968 | 380.5496 | 337.3377 | 0 | 0 | 0 | 0 | 0 | 0 | 0
[10 empty] | 0 | 641.804 | 640.0421 | 638.2852 | 636.533 | 634.7856 | 633.0431 | 631.3053 | 629.5723 | 627.8441 | 626.1206 | 624.4018 | 553.5002 | 490.6496 | 434.9358 | 385.5483 | 341.7688 | 302.9606 | 268.559 | 238.0638 | 211.0314 | 0 | 0 | 0 | 0 | 0 | 0 | 0
[10 empty] | 0 | 372.324 | 371.302 | 370.2827 | 369.2662 | 368.2526 | 367.2417 | 366.2335 | 365.2282 | 364.2256 | 363.2258 | 362.2287 | 321.0972 | 284.6362 | 252.3154 | 223.6647 | 198.2673 | 175.7538 | 155.7968 | 138.1058 | 122.4238 | 0 | 0 | 0 | 0 | 0 | 0 | 0
[10 empty] | 0 | 131.3711 | 131.0105 | 130.6509 | 130.2922 | 129.9345 | 129.5779 | 129.2222 | 128.8674 | 128.5137 | 128.1609 | 127.8091 | 113.2962 | 100.4313 | 89.0272 | 78.918 | 69.9568 | 62.0131 | 54.9715 | 48.7294 | 43.1961 | 0 | 0 | 0 | 0 | 0 | 0 | 0
[10 empty] | 0 | 0 | 0 | 0 | 0 | 0 | 0 | 0 | 0 | 0 | 0 | 0 | 0 | 0 | 0 | 0 | 0 | 0 | 0 | 0 | 0 | 0 | 0 | 0 | 0 | 0 | 0 | 0
[10 empty] | 0 | 0 | 0 | 0 | 0 | 0 | 0 | 0 | 0 | 0 | 0 | 0 | 0 | 0 | 0 | 0 | 0 | 0 | 0 | 0 | 0 | 0 | 0 | 0 | 0 | 0 | 0 | 0
[10 empty] | 0 | 0 | 0 | 0 | 0 | 0 | 0 | 0 | 0 | 0 | 0 | 0 | 0 | 0 | 0 | 0 | 0 | 0 | 0 | 0 | 0 | 0 | 0 | 0 | 0 | 0 | 0 | 0
[10 empty] | 0 | 0 | 0 | 0 | 0 | 0 | 0 | 0 | 0 | 0 | 0 | 0 | 0 | 0 | 0 | 0 | 0 | 0 | 0 | 0 | 0 | 0 | 0 | 0 | 0 | 0 | 0 | 0
[10 empty] | 0 | 0 | 0 | 0 | 0 | 0 | 0 | 0 | 0 | 0 | 0 | 0 | 0 | 0 | 0 | 0 | 0 | 0 | 0 | 0 | 0 | 0 | 0 | 0 | 0 | 0 | 0 | 0
[10 empty] | 32482.3361 | 28050.2984 | 24040.3196 | 20523.5144 | 17401.8965 | 14566.8572 | 11962.3355 | 9543.5981 | 7613.9199 | 6074.4151 | 4846.1922 | 3866.3111 | 3084.5581 | 2460.8726 | 1963.2938 | 1566.3234 | 1249.619 | 996.9509 | 795.3713 | 634.5504 | 506.2468 | 403.8857 | 322.2216 | 257.0696 | 205.0912 | 163.6225 | 130.5387 | 104.1443
[10 empty] | 0 | 575.5259 | 1389.3326 | 2259.2225 | 3177.5255 | 4137.6708 | 5170.8426 | 6266.961 | 7417.3894 | 8614.7288 | 9852.6407 | 11138.1736 | 12464.8952 | 13878.6963 | 15367.5152 | 16921.0169 | 18315.6906 | 19549.8665 | 20646.8666 | 21626.6851 | 22506.4641 | 23300.9007 | 24022.5968 | 24732.8341 | 25332.7157 | 25888.9054 | 26408.0717 | 26895.9351
[10 empty] | 0 | 173.245 | 173.245 | 173.245 | 173.245 | 173.245 | 173.245 | 173.245 | 173.245 | 173.245 | 173.245 | 173.245 | 173.245 | 173.245 | 173.245 | 173.245 | 148.4957 | 127.282 | 109.0989 | 93.5133 | 80.1543 | 68.7037 | 58.8889 | 0 | 0 | 0 | 0 | 0
[10 empty] | 0 | 0 | 0 | 0 | 0 | 0 | 0 | 0 | 0 | 0 | 0 | 0 | 0 | 0 | 0 | 0 | 0 | 0 | 0 | 0 | 0 | 0 | 0 | 0 | 0 | 0 | 0 | 0
[10 empty] | 0 | 0 | 0 | 0 | 0 | 0 | 0 | 0 | 0 | 0 | 0 | 0 | 0 | 0 | 0 | 0 | 0 | 0 | 0 | 0 | 0 | 0 | 0 | 0 | 0 | 0 | 0 | 0
[10 empty] | 0 | 0 | 0 | 0 | 0 | 0 | 0 | 0 | 0 | 0 | 0 | 0 | 0 | 0 | 0 | 0 | 0 | 0 | 0 | 0 | 0 | 0 | 0 | 0 | 0 | 0 | 0 | 0
[10 empty] | 0 | 0 | 0 | 0 | 0 | 0 | 0 | 0 | 0 | 0 | 0 | 0 | 0 | 0 | 0 | 0 | 0 | 0 | 0 | 0 | 0 | 0 | 0 | 0 | 0 | 0 | 0 | 0
[10 empty] | 0 | 0 | 0 | 0 | 0 | 0 | 0 | 0 | 0 | 0 | 0 | 0 | 0 | 0 | 0 | 0 | 0 | 0 | 0 | 0 | 0 | 0 | 0 | 0 | 0 | 0 | 0 | 0
[10 empty] | 0 | 0 | 0 | 0 | 0 | 0 | 0 | 0 | 0 | 0 | 0 | 0 | 0 | 0 | 0 | 0 | 0 | 0 | 0 | 0 | 0 | 0 | 0 | 0 | 0 | 0 | 0 | 0
[10 empty] | 0 | 0 | 0 | 0 | 0 | 0 | 0 | 0 | 0 | 0 | 0 | 0 | 0 | 0 | 0 | 0 | 0 | 0 | 0 | 0 | 0 | 0 | 0 | 0 | 0 | 0 | 0 | 0
[10 empty] | 0 | 0 | 0 | 0 | 0 | 0 | 0 | 0 | 0 | 0 | 0 | 0 | 0 | 0 | 0 | 0 | 0 | 0 | 0 | 0 | 0 | 0 | 0 | 0 | 0 | 0 | 0 | 0
[10 empty] | 21405.5949 | 20874.3708 | 20280.322 | 19632.4233 | 18938.3676 | 18204.7487 | 17400.4055 | 16535.4413 | 15618.5163 | 14657.0535 | 13657.4154 | 12612.5778 | 11528.9978 | 10360.8094 | 9120.0993 | 7817.228 | 6700.4812 | 5743.2696 | 4922.8025 | 4219.545 | 3616.7528 | 3100.0739 | 2657.2062 | 2277.6053 | 1952.2331 | 1673.3427 | 1434.2937 | 1229.3946
[10 empty] | 0 | 4429.9503 | 8675.9854 | 12763.2767 | 16713.3715 | 21078.0588 | 25794.7199 | 30809.7661 | 36077.3371 | 41558.1875 | 46233.6915 | 50219.9251 | 53616.2376 | 56507.6614 | 58966.9754 | 61056.4708 | 62829.4624 | 64331.582 | 65601.8857 | 66673.8013 | 67575.9398 | 68332.7888 | 68965.3075 | 69491.4345 | 69926.5235 | 70283.7155 | 70574.2579 | 70807.7773
[10 empty] | 0 | 0 | 0 | 0 | 0 | 0 | 0 | 0 | 0 | 0 | 0 | 0 | 0 | 0 | 0 | 0 | 0 | 0 | 0 | 0 | 0 | 0 | 0 | 0 | 0 | 0 | 0 | 0
[10 empty] | 0 | 0 | 0 | 0 | 0 | 0 | 0 | 0 | 0 | 0 | 0 | 0 | 0 | 0 | 0 | 0 | 0 | 0 | 0 | 0 | 0 | 0 | 0 | 0 | 0 | 0 | 0 | 0
[10 empty] | 0 | 0 | 0 | 0 | 0 | 0 | 0 | 0 | 0 | 0 | 0 | 0 | 0 | 0 | 0 | 0 | 0 | 0 | 0 | 0 | 0 | 0 | 0 | 0 | 0 | 0 | 0 | 0
[10 empty] | 0 | 0 | 0 | 0 | 0 | 0 | 0 | 0 | 0 | 0 | 0 | 0 | 0 | 0 | 0 | 0 | 0 | 0 | 0 | 0 | 0 | 0 | 0 | 0 | 0 | 0 | 0 | 0
[10 empty] | 0 | 0 | 0 | 0 | 0 | 0 | 0 | 0 | 0 | 0 | 0 | 0 | 0 | 0 | 0 | 0 | 0 | 0 | 0 | 0 | 0 | 0 | 0 | 0 | 0 | 0 | 0 | 0
[10 empty] | 0 | 0 | 0 | 0 | 0 | 0 | 0 | 0 | 0 | 0 | 0 | 0 | 0 | 0 | 0 | 0 | 0 | 0 | 0 | 0 | 0 | 0 | 0 | 0 | 0 | 0 | 0 | 0
[10 empty] | 0 | 0 | 0 | 0 | 0 | 0 | 0 | 0 | 0 | 0 | 0 | 0 | 0 | 0 | 0 | 0 | 0 | 0 | 0 | 0 | 0 | 0 | 0 | 0 | 0 | 0 | 0 | 0
[10 empty] | 0 | 0 | 0 | 0 | 0 | 0 | 0 | 0 | 0 | 0 | 0 | 0 | 0 | 0 | 0 | 0 | 0 | 0 | 0 | 0 | 0 | 0 | 0 | 0 | 0 | 0 | 0 | 0
[10 empty] | 0 | 0 | 0 | 0 | 0 | 0 | 0 | 0 | 0 | 0 | 0 | 0 | 0 | 0 | 0 | 0 | 0 | 0 | 0 | 0 | 0 | 0 | 0 | 0 | 0 | 0 | 0 | 0
[10 empty] | 75743.979 | 71203.8536 | 66847.8037 | 62650.6575 | 58590.8677 | 54116.645 | 49290.6076 | 44166.3444 | 38789.7153 | 33199.9653 | 28415.7201 | 24320.9035 | 20816.166 | 17816.4749 | 15249.051 | 13051.603 | 11170.8159 | 9561.0575 | 8183.2717 | 7004.0301 | 5994.7219 | 5130.859 | 4391.4821 | 3758.6523 | 3217.0158 | 2753.4312 | 2356.651 | 2017.0483
[10 empty] | 0 | 2696.0822 | 5578.7565 | 8522.9539 | 11521.869 | 14569.4526 | 17660.3276 | 20931.3196 | 24362.4463 | 27935.9458 | 31636.0296 | 35448.6637 | 38865.8065 | 41918.3868 | 44646.9425 | 47087.5075 | 49272.112 | 51229.2273 | 52984.1614 | 54559.4101 | 55974.9701 | 57284.7727 | 58428.2869 | 59460.1777 | 60392.8792 | 61237.4444 | 62003.6979 | 62700.3732
[10 empty] | 0 | 117.4126 | 117.4126 | 117.4126 | 117.4126 | 117.4126 | 117.4126 | 117.4126 | 117.4126 | 117.4126 | 117.4126 | 117.4126 | 104.3668 | 92.7705 | 82.4626 | 73.3001 | 65.1557 | 57.9161 | 51.481 | 45.7609 | 40.6764 | 0 | 0 | 0 | 0 | 0 | 0 | 0
[10 empty] | 0 | 0 | 0 | 0 | 0 | 0 | 0 | 0 | 0 | 0 | 0 | 0 | 0 | 0 | 0 | 0 | 0 | 0 | 0 | 0 | 0 | 0 | 0 | 0 | 0 | 0 | 0 | 0
[10 empty] | 0 | 0 | 0 | 0 | 0 | 0 | 0 | 0 | 0 | 0 | 0 | 0 | 0 | 0 | 0 | 0 | 0 | 0 | 0 | 0 | 0 | 0 | 0 | 0 | 0 | 0 | 0 | 0
[10 empty] | 0 | 0 | 0 | 0 | 0 | 0 | 0 | 0 | 0 | 0 | 0 | 0 | 0 | 0 | 0 | 0 | 0 | 0 | 0 | 0 | 0 | 0 | 0 | 0 | 0 | 0 | 0 | 0
[10 empty] | 0 | 0 | 0 | 0 | 0 | 0 | 0 | 0 | 0 | 0 | 0 | 0 | 0 | 0 | 0 | 0 | 0 | 0 | 0 | 0 | 0 | 0 | 0 | 0 | 0 | 0 | 0 | 0
[10 empty] | 0 | 0 | 0 | 0 | 0 | 0 | 0 | 0 | 0 | 0 | 0 | 0 | 0 | 0 | 0 | 0 | 0 | 0 | 0 | 0 | 0 | 0 | 0 | 0 | 0 | 0 | 0 | 0
[10 empty] | 0 | 0 | 0 | 0 | 0 | 0 | 0 | 0 | 0 | 0 | 0 | 0 | 0 | 0 | 0 | 0 | 0 | 0 | 0 | 0 | 0 | 0 | 0 | 0 | 0 | 0 | 0 | 0
[10 empty] | 0 | 0 | 0 | 0 | 0 | 0 | 0 | 0 | 0 | 0 | 0 | 0 | 0 | 0 | 0 | 0 | 0 | 0 | 0 | 0 | 0 | 0 | 0 | 0 | 0 | 0 | 0 | 0
[10 empty] | 0 | 0 | 0 | 0 | 0 | 0 | 0 | 0 | 0 | 0 | 0 | 0 | 0 | 0 | 0 | 0 | 0 | 0 | 0 | 0 | 0 | 0 | 0 | 0 | 0 | 0 | 0 | 0
[10 empty] | 63548.7579 | 60865.8869 | 58114.105 | 55301.069 | 52433.5849 | 49517.7024 | 46558.7993 | 43420.0504 | 40121.4386 | 36680.7265 | 33113.7029 | 29434.4026 | 26163.9134 | 23256.8119 | 20672.7217 | 18375.7526 | 16334.0023 | 14519.1132 | 12905.8784 | 11471.8919 | 10197.2373 | 9064.2109 | 8057.0763 | 7161.8456 | 6366.085 | 5658.7422 | 5029.9931 | 4471.105
[10 empty] | 0 | 319.4587 | 3532.8435 | 6765.4576 | 10017.7425 | 13290.1501 | 16583.1423 | 19897.192 | 23232.7828 | 26590.4094 | 30041.8714 | 33166.7691 | 36015.5784 | 38631.6519 | 41052.2392 | 43309.3602 | 45430.5545 | 48277.213 | 50074.7013 | 51815.0726 | 53511.0719 | 55173.7289 | 56812.6051 | 58436.0066 | 60051.1655 | 61664.3959 | 63281.228 | 64906.5227
[10 empty] | 0 | 2875.1285 | 2875.1285 | 2875.1285 | 2875.1285 | 2875.1285 | 2875.1285 | 2875.1285 | 2875.1285 | 2875.1285 | 2464.3959 | 2112.3393 | 1810.5766 | 1551.9228 | 1330.2195 | 1140.1882 | 977.3041 | 0 | 0 | 0 | 0 | 0 | 0 | 0 | 0 | 0 | 0 | 0
[10 empty] | 0 | 0 | 0 | 0 | 0 | 0 | 0 | 0 | 0 | 0 | 0 | 0 | 0 | 0 | 0 | 0 | 0 | 0 | 0 | 0 | 0 | 0 | 0 | 0 | 0 | 0 | 0 | 0
[10 empty] | 0 | 0 | 0 | 0 | 0 | 0 | 0 | 0 | 0 | 0 | 0 | 0 | 0 | 0 | 0 | 0 | 0 | 0 | 0 | 0 | 0 | 0 | 0 | 0 | 0 | 0 | 0 | 0
[10 empty] | 0 | 0 | 0 | 0 | 0 | 0 | 0 | 0 | 0 | 0 | 0 | 0 | 0 | 0 | 0 | 0 | 0 | 0 | 0 | 0 | 0 | 0 | 0 | 0 | 0 | 0 | 0 | 0
[10 empty] | 0 | 0 | 0 | 0 | 0 | 0 | 0 | 0 | 0 | 0 | 0 | 0 | 0 | 0 | 0 | 0 | 0 | 0 | 0 | 0 | 0 | 0 | 0 | 0 | 0 | 0 | 0 | 0
[10 empty] | 0 | 0 | 0 | 0 | 0 | 0 | 0 | 0 | 0 | 0 | 0 | 0 | 0 | 0 | 0 | 0 | 0 | 0 | 0 | 0 | 0 | 0 | 0 | 0 | 0 | 0 | 0 | 0
[10 empty] | 0 | 0 | 0 | 0 | 0 | 0 | 0 | 0 | 0 | 0 | 0 | 0 | 0 | 0 | 0 | 0 | 0 | 0 | 0 | 0 | 0 | 0 | 0 | 0 | 0 | 0 | 0 | 0
[10 empty] | 0 | 0 | 0 | 0 | 0 | 0 | 0 | 0 | 0 | 0 | 0 | 0 | 0 | 0 | 0 | 0 | 0 | 0 | 0 | 0 | 0 | 0 | 0 | 0 | 0 | 0 | 0 | 0
[10 empty] | 0 | 0 | 0 | 0 | 0 | 0 | 0 | 0 | 0 | 0 | 0 | 0 | 0 | 0 | 0 | 0 | 0 | 0 | 0 | 0 | 0 | 0 | 0 | 0 | 0 | 0 | 0 | 0
[10 empty] | 35641.0964 | 33265.0233 | 30888.9502 | 28512.8771 | 26136.804 | 23760.7309 | 21384.6579 | 19008.5848 | 16632.5117 | 14256.4386 | 12219.8045 | 10474.1181 | 8977.8155 | 7695.2705 | 6595.9461 | 5653.6681 | 4846.0012 | 4153.7153 | 3560.3274 | 3051.7092 | 2615.7508 | 2242.0721 | 1921.7761 | 1647.2366 | 1411.9171 | 1210.2147 | 1037.3269 | 889.1373
[10 empty] | 0 | 1514.8208 | 3568.4109 | 5800.1276 | 8179.0293 | 10678.7595 | 13276.8718 | 15954.2551 | 18745.1407 | 21627.7686 | 24583.6161 | 27596.9215 | 30654.2777 | 33564.6229 | 36346.4463 | 39015.542 | 41585.4044 | 44067.5669 | 46228.0364 | 48028.5748 | 49522.3153 | 50754.5774 | 51764.0152 | 52583.5979 | 53241.4457 | 53929.706 | 54307.7807 | 54589.6447
[10 empty] | 0 | 649.2089 | 646.0352 | 642.877 | 639.7342 | 636.6068 | 633.4947 | 630.3978 | 627.3161 | 624.2494 | 621.1977 | 618.1609 | 615.1389 | 612.1318 | 609.1393 | 606.1615 | 603.1982 | 600.2494 | 511.9843 | 436.6984 | 372.483 | 317.7104 | 270.9919 | 231.1433 | 197.1542 | 0 | 0 | 0
[10 empty] | 0 | 0 | 0 | 0 | 0 | 0 | 0 | 0 | 0 | 0 | 0 | 0 | 0 | 0 | 0 | 0 | 0 | 0 | 0 | 0 | 0 | 0 | 0 | 0 | 0 | 0 | 0 | 0
[10 empty] | 0 | 0 | 0 | 0 | 0 | 0 | 0 | 0 | 0 | 0 | 0 | 0 | 0 | 0 | 0 | 0 | 0 | 0 | 0 | 0 | 0 | 0 | 0 | 0 | 0 | 0 | 0 | 0
[10 empty] | 0 | 0 | 0 | 0 | 0 | 0 | 0 | 0 | 0 | 0 | 0 | 0 | 0 | 0 | 0 | 0 | 0 | 0 | 0 | 0 | 0 | 0 | 0 | 0 | 0 | 0 | 0 | 0
[10 empty] | 0 | 0 | 0 | 0 | 0 | 0 | 0 | 0 | 0 | 0 | 0 | 0 | 0 | 0 | 0 | 0 | 0 | 0 | 0 | 0 | 0 | 0 | 0 | 0 | 0 | 0 | 0 | 0
[10 empty] | 0 | 0 | 0 | 0 | 0 | 0 | 0 | 0 | 0 | 0 | 0 | 0 | 0 | 0 | 0 | 0 | 0 | 0 | 0 | 0 | 0 | 0 | 0 | 0 | 0 | 0 | 0 | 0
[10 empty] | 0 | 0 | 0 | 0 | 0 | 0 | 0 | 0 | 0 | 0 | 0 | 0 | 0 | 0 | 0 | 0 | 0 | 0 | 0 | 0 | 0 | 0 | 0 | 0 | 0 | 0 | 0 | 0
[10 empty] | 0 | 0 | 0 | 0 | 0 | 0 | 0 | 0 | 0 | 0 | 0 | 0 | 0 | 0 | 0 | 0 | 0 | 0 | 0 | 0 | 0 | 0 | 0 | 0 | 0 | 0 | 0 | 0
[10 empty] | 0 | 0 | 0 | 0 | 0 | 0 | 0 | 0 | 0 | 0 | 0 | 0 | 0 | 0 | 0 | 0 | 0 | 0 | 0 | 0 | 0 | 0 | 0 | 0 | 0 | 0 | 0 | 0
[10 empty] | 66061.086 | 63574.1103 | 61202.3268 | 58653.9722 | 55959.9805 | 53146.7007 | 50236.5716 | 47248.6967 | 44148.8375 | 40958.7464 | 37696.9387 | 34379.1689 | 31018.8367 | 27806.9966 | 24725.1522 | 21757.5022 | 18890.545 | 16112.7401 | 13743.4041 | 11722.4727 | 9998.7139 | 8528.4294 | 7274.3463 | 6204.6728 | 5292.292 | 4514.0744 | 3850.2916 | 3284.1164
[10 empty] | 0 | 4413.8477 | 8808.7853 | 13187.9171 | 17553.9064 | 22425.2199 | 27730.0785 | 33406.9598 | 39403.1327 | 45673.4014 | 51118.8184 | 55857.642 | 59991.239 | 63606.498 | 66777.8973 | 69569.278 | 72035.3637 | 74223.0628 | 76172.5854 | 77918.3995 | 79490.0522 | 80912.8719 | 82208.5715 | 83395.7645 | 84490.4085 | 85506.1837 | 86454.8189 | 87346.3702
[10 empty] | 0 | 0 | 0 | 0 | 0 | 0 | 0 | 0 | 0 | 0 | 0 | 0 | 0 | 0 | 0 | 0 | 0 | 0 | 0 | 0 | 0 | 0 | 0 | 0 | 0 | 0 | 0 | 0
[10 empty] | 0 | 0 | 0 | 0 | 0 | 0 | 0 | 0 | 0 | 0 | 0 | 0 | 0 | 0 | 0 | 0 | 0 | 0 | 0 | 0 | 0 | 0 | 0 | 0 | 0 | 0 | 0 | 0
[10 empty] | 0 | 0 | 0 | 0 | 0 | 0 | 0 | 0 | 0 | 0 | 0 | 0 | 0 | 0 | 0 | 0 | 0 | 0 | 0 | 0 | 0 | 0 | 0 | 0 | 0 | 0 | 0 | 0
[10 empty] | 0 | 0 | 0 | 0 | 0 | 0 | 0 | 0 | 0 | 0 | 0 | 0 | 0 | 0 | 0 | 0 | 0 | 0 | 0 | 0 | 0 | 0 | 0 | 0 | 0 | 0 | 0 | 0
[10 empty] | 0 | 0 | 0 | 0 | 0 | 0 | 0 | 0 | 0 | 0 | 0 | 0 | 0 | 0 | 0 | 0 | 0 | 0 | 0 | 0 | 0 | 0 | 0 | 0 | 0 | 0 | 0 | 0
[10 empty] | 0 | 0 | 0 | 0 | 0 | 0 | 0 | 0 | 0 | 0 | 0 | 0 | 0 | 0 | 0 | 0 | 0 | 0 | 0 | 0 | 0 | 0 | 0 | 0 | 0 | 0 | 0 | 0
[10 empty] | 0 | 0 | 0 | 0 | 0 | 0 | 0 | 0 | 0 | 0 | 0 | 0 | 0 | 0 | 0 | 0 | 0 | 0 | 0 | 0 | 0 | 0 | 0 | 0 | 0 | 0 | 0 | 0
[10 empty] | 0 | 0 | 0 | 0 | 0 | 0 | 0 | 0 | 0 | 0 | 0 | 0 | 0 | 0 | 0 | 0 | 0 | 0 | 0 | 0 | 0 | 0 | 0 | 0 | 0 | 0 | 0 | 0
[10 empty] | 0 | 0 | 0 | 0 | 0 | 0 | 0 | 0 | 0 | 0 | 0 | 0 | 0 | 0 | 0 | 0 | 0 | 0 | 0 | 0 | 0 | 0 | 0 | 0 | 0 | 0 | 0 | 0
[10 empty] | 76248.697 | 72289.1704 | 68351.261 | 64431.8805 | 60528.382 | 56122.3149 | 51285.4748 | 46079.4007 | 40556.8404 | 34763.006 | 29796.8623 | 25540.1677 | 21891.5723 | 18764.2048 | 16083.6041 | 13785.9464 | 11816.5255 | 10128.4504 | 8681.5289 | 7441.3105 | 6378.2662 | 5467.0853 | 4686.0731 | 4016.6341 | 3442.8292 | 2950.9965 | 2529.4255 | 2168.079
[10 empty] | 0 | 3475.5529 | 11833.1369 | 11585.4137 | 11342.8765 | 10040.9078 | 6553.8029 | 4277.734 | 2200.095 | 0 | 0 | 0 | 0 | 0 | 0 | 0 | 0 | 0 | 0 | 0 | 0 | 0 | 0 | 0 | 0 | 0 | 0 | 0
[10 empty] | 0 | 5917.8334 | 5793.9453 | 13426.2739 | 20409.9945 | 25789.0323 | 31621.0732 | 35118.1169 | 37689.5908 | 39915.2547 | 39641.3941 | 39178.1754 | 38597.316 | 37945.5019 | 37253.0834 | 36539.751 | 35818.24 | 35096.748 | 34380.5137 | 33672.8468 | 32975.7997 | 32290.607 | 31617.9715 | 30958.251 | 30311.5801 | 29677.9501 | 29057.2606 | 28449.3533
[10 empty] | 0 | 0 | 0 | 0 | 0 | 0 | 0 | 0 | 0 | 0 | 0 | 0 | 0 | 0 | 0 | 0 | 0 | 0 | 0 | 0 | 0 | 0 | 0 | 0 | 0 | 0 | 0 | 0
[10 empty] | 0 | 0 | 0 | 0 | 0 | 0 | 0 | 0 | 0 | 0 | 0 | 0 | 0 | 0 | 0 | 0 | 0 | 0 | 0 | 0 | 0 | 0 | 0 | 0 | 0 | 0 | 0 | 0
[10 empty] | 0 | 0 | 0 | 0 | 0 | 0 | 0 | 0 | 0 | 0 | 0 | 0 | 0 | 0 | 0 | 0 | 0 | 0 | 0 | 0 | 0 | 0 | 0 | 0 | 0 | 0 | 0 | 0
[10 empty] | 0 | 0 | 0 | 0 | 0 | 0 | 0 | 0 | 0 | 0 | 0 | 0 | 0 | 0 | 0 | 0 | 0 | 0 | 0 | 0 | 0 | 0 | 0 | 0 | 0 | 0 | 0 | 0
[10 empty] | 0 | 0 | 0 | 0 | 0 | 0 | 0 | 0 | 0 | 0 | 0 | 0 | 0 | 0 | 0 | 0 | 0 | 0 | 0 | 0 | 0 | 0 | 0 | 0 | 0 | 0 | 0 | 0
[10 empty] | 0 | 0 | 0 | 0 | 0 | 0 | 0 | 0 | 0 | 0 | 0 | 0 | 0 | 0 | 0 | 0 | 0 | 0 | 0 | 0 | 0 | 0 | 0 | 0 | 0 | 0 | 0 | 0
[10 empty] | 0 | 0 | 0 | 0 | 0 | 0 | 0 | 0 | 0 | 0 | 0 | 0 | 0 | 0 | 0 | 0 | 0 | 0 | 0 | 0 | 0 | 0 | 0 | 0 | 0 | 0 | 0 | 0
[10 empty] | 0 | 0 | 0 | 0 | 0 | 0 | 0 | 0 | 0 | 0 | 0 | 0 | 0 | 0 | 0 | 0 | 0 | 0 | 0 | 0 | 0 | 0 | 0 | 0 | 0 | 0 | 0 | 0
[10 empty] | 50369.7541 | 39921.8918 | 30655.7951 | 22260.4019 | 14529.5913 | 9483.6124 | 6190.0505 | 4040.3091 | 2637.1509 | 1721.2953 | 1123.507 | 733.3245 | 478.6484 | 312.4187 | 203.9188 | 133.0999 | 86.8757 | 56.7046 | 37.0117 | 24.1579 | 15.7681 | 10.292 | 6.7177 | 4.3847 | 2.8619 | 1.868 | 1.2193 | 0.79583
[10 empty] | 0 | 482.0928 | 4842.3737 | 4741 | 4641.7486 | 4544.5749 | 4449.4356 | 4356.288 | 4126.5134 | 2693.4174 | 1758.021 | 1070.4088 | 0 | 0 | 0 | 0 | 0 | 0 | 0 | 0 | 0 | 0 | 0 | 0 | 0 | 0 | 0 | 0
[10 empty] | 0 | 2196.2005 | 2150.2237 | 7525.1251 | 13418.8054 | 19548.5385 | 25733.0351 | 31857.1233 | 35677.6593 | 39116.0242 | 41028.9076 | 42030.1003 | 42987.5431 | 42602.8156 | 42047.2172 | 41386.4638 | 40663.3155 | 39905.5515 | 39131.1759 | 38351.8146 | 37574.9336 | 36805.2858 | 36045.856 | 35298.4774 | 34564.2337 | 33843.7222 | 33137.2245 | 32444.8189
[10 empty] | 0 | 0 | 0 | 0 | 0 | 0 | 0 | 0 | 0 | 0 | 0 | 0 | 0 | 0 | 0 | 0 | 0 | 0 | 0 | 0 | 0 | 0 | 0 | 0 | 0 | 0 | 0 | 0
[10 empty] | 0 | 0 | 0 | 0 | 0 | 0 | 0 | 0 | 0 | 0 | 0 | 0 | 0 | 0 | 0 | 0 | 0 | 0 | 0 | 0 | 0 | 0 | 0 | 0 | 0 | 0 | 0 | 0
[10 empty] | 0 | 0 | 0 | 0 | 0 | 0 | 0 | 0 | 0 | 0 | 0 | 0 | 0 | 0 | 0 | 0 | 0 | 0 | 0 | 0 | 0 | 0 | 0 | 0 | 0 | 0 | 0 | 0
[10 empty] | 0 | 0 | 0 | 0 | 0 | 0 | 0 | 0 | 0 | 0 | 0 | 0 | 0 | 0 | 0 | 0 | 0 | 0 | 0 | 0 | 0 | 0 | 0 | 0 | 0 | 0 | 0 | 0
[10 empty] | 0 | 0 | 0 | 0 | 0 | 0 | 0 | 0 | 0 | 0 | 0 | 0 | 0 | 0 | 0 | 0 | 0 | 0 | 0 | 0 | 0 | 0 | 0 | 0 | 0 | 0 | 0 | 0
[10 empty] | 0 | 0 | 0 | 0 | 0 | 0 | 0 | 0 | 0 | 0 | 0 | 0 | 0 | 0 | 0 | 0 | 0 | 0 | 0 | 0 | 0 | 0 | 0 | 0 | 0 | 0 | 0 | 0
[10 empty] | 0 | 0 | 0 | 0 | 0 | 0 | 0 | 0 | 0 | 0 | 0 | 0 | 0 | 0 | 0 | 0 | 0 | 0 | 0 | 0 | 0 | 0 | 0 | 0 | 0 | 0 | 0 | 0
[10 empty] | 0 | 0 | 0 | 0 | 0 | 0 | 0 | 0 | 0 | 0 | 0 | 0 | 0 | 0 | 0 | 0 | 0 | 0 | 0 | 0 | 0 | 0 | 0 | 0 | 0 | 0 | 0 | 0
[10 empty] | 57446.7906 | 53565.8657 | 48074.1067 | 41647.7737 | 34724.6733 | 27587.0706 | 20415.8039 | 13325.6034 | 8697.7572 | 5677.1148 | 3705.5107 | 2418.6246 | 1578.661 | 1030.4081 | 672.5579 | 438.9854 | 286.5302 | 187.0212 | 122.0706 | 79.6768 | 52.0058 | 33.9447 | 22.1561 | 14.4615 | 9.4392 | 6.161 | 4.0214 | 2.6248
[10 empty] | 0 | 2373.3032 | 20629.5107 | 20629.5107 | 20629.5107 | 19838.4097 | 13225.6064 | 8817.071 | 5409.2467 | 0 | 0 | 0 | 0 | 0 | 0 | 0 | 0 | 0 | 0 | 0 | 0 | 0 | 0 | 0 | 0 | 0 | 0 | 0
[10 empty] | 0 | 15882.8753 | 15882.8753 | 34139.1119 | 52395.3775 | 65376.1474 | 80134.2314 | 89991.7986 | 97051.165 | 104913.637 | 106567.9943 | 107689.7825 | 108456.5346 | 108986.6055 | 109358.8988 | 109626.0167 | 109823.0275 | 109973.3099 | 110092.4499 | 110190.8381 | 110275.4014 | 110350.758 | 110419.9865 | 110485.1394 | 110547.5851 | 110608.2358 | 110667.6996 | 110726.3819
[10 empty] | 0 | 0 | 0 | 0 | 0 | 0 | 0 | 0 | 0 | 0 | 0 | 0 | 0 | 0 | 0 | 0 | 0 | 0 | 0 | 0 | 0 | 0 | 0 | 0 | 0 | 0 | 0 | 0
[10 empty] | 0 | 0 | 0 | 0 | 0 | 0 | 0 | 0 | 0 | 0 | 0 | 0 | 0 | 0 | 0 | 0 | 0 | 0 | 0 | 0 | 0 | 0 | 0 | 0 | 0 | 0 | 0 | 0
[10 empty] | 0 | 0 | 0 | 0 | 0 | 0 | 0 | 0 | 0 | 0 | 0 | 0 | 0 | 0 | 0 | 0 | 0 | 0 | 0 | 0 | 0 | 0 | 0 | 0 | 0 | 0 | 0 | 0
[10 empty] | 0 | 0 | 0 | 0 | 0 | 0 | 0 | 0 | 0 | 0 | 0 | 0 | 0 | 0 | 0 | 0 | 0 | 0 | 0 | 0 | 0 | 0 | 0 | 0 | 0 | 0 | 0 | 0
[10 empty] | 0 | 0 | 0 | 0 | 0 | 0 | 0 | 0 | 0 | 0 | 0 | 0 | 0 | 0 | 0 | 0 | 0 | 0 | 0 | 0 | 0 | 0 | 0 | 0 | 0 | 0 | 0 | 0
[10 empty] | 0 | 0 | 0 | 0 | 0 | 0 | 0 | 0 | 0 | 0 | 0 | 0 | 0 | 0 | 0 | 0 | 0 | 0 | 0 | 0 | 0 | 0 | 0 | 0 | 0 | 0 | 0 | 0
[10 empty] | 0 | 0 | 0 | 0 | 0 | 0 | 0 | 0 | 0 | 0 | 0 | 0 | 0 | 0 | 0 | 0 | 0 | 0 | 0 | 0 | 0 | 0 | 0 | 0 | 0 | 0 | 0 | 0
[10 empty] | 0 | 0 | 0 | 0 | 0 | 0 | 0 | 0 | 0 | 0 | 0 | 0 | 0 | 0 | 0 | 0 | 0 | 0 | 0 | 0 | 0 | 0 | 0 | 0 | 0 | 0 | 0 | 0
[10 empty] | 109199.2648 | 90999.3874 | 72799.5099 | 54599.6324 | 36399.7549 | 24266.5033 | 16177.6689 | 10785.1126 | 7190.0751 | 4793.3834 | 3195.5889 | 2130.3926 | 1420.2617 | 946.8412 | 631.2274 | 420.8183 | 280.5455 | 187.0304 | 124.6869 | 83.1246 | 55.4164 | 36.9443 | 24.6295 | 16.4197 | 10.9464 | 7.2976 | 4.8651 | 3.2434
[10 empty] | 0 | 74.3662 | 7415.5923 | 14570.3298 | 21542.1313 | 28334.4897 | 34936.8861 | 39992.2348 | 43827.69 | 46701.6248 | 48818.0873 | 52036.6147 | 52730.7269 | 53131.2536 | 53301.7709 | 53292.4698 | 53142.9698 | 52884.5405 | 52541.8572 | 52134.3866 | 51677.4818 | 51183.2476 | 50661.2227 | 50118.9198 | 49562.2515 | 48995.8667 | 48423.4167 | 47847.765
[10 empty] | 0 | 7362.2544 | 7268.7489 | 7176.4311 | 7085.2857 | 6995.298 | 5525.1625 | 4363.9915 | 3446.8527 | 2722.4604 | 2150.3067 | 0 | 0 | 0 | 0 | 0 | 0 | 0 | 0 | 0 | 0 | 0 | 0 | 0 | 0 | 0 | 0 | 0
[10 empty] | 0 | 0 | 0 | 0 | 0 | 0 | 0 | 0 | 0 | 0 | 0 | 0 | 0 | 0 | 0 | 0 | 0 | 0 | 0 | 0 | 0 | 0 | 0 | 0 | 0 | 0 | 0 | 0
[10 empty] | 0 | 0 | 0 | 0 | 0 | 0 | 0 | 0 | 0 | 0 | 0 | 0 | 0 | 0 | 0 | 0 | 0 | 0 | 0 | 0 | 0 | 0 | 0 | 0 | 0 | 0 | 0 | 0
[10 empty] | 0 | 0 | 0 | 0 | 0 | 0 | 0 | 0 | 0 | 0 | 0 | 0 | 0 | 0 | 0 | 0 | 0 | 0 | 0 | 0 | 0 | 0 | 0 | 0 | 0 | 0 | 0 | 0
[10 empty] | 0 | 0 | 0 | 0 | 0 | 0 | 0 | 0 | 0 | 0 | 0 | 0 | 0 | 0 | 0 | 0 | 0 | 0 | 0 | 0 | 0 | 0 | 0 | 0 | 0 | 0 | 0 | 0
[10 empty] | 0 | 0 | 0 | 0 | 0 | 0 | 0 | 0 | 0 | 0 | 0 | 0 | 0 | 0 | 0 | 0 | 0 | 0 | 0 | 0 | 0 | 0 | 0 | 0 | 0 | 0 | 0 | 0
[10 empty] | 0 | 0 | 0 | 0 | 0 | 0 | 0 | 0 | 0 | 0 | 0 | 0 | 0 | 0 | 0 | 0 | 0 | 0 | 0 | 0 | 0 | 0 | 0 | 0 | 0 | 0 | 0 | 0
[10 empty] | 0 | 0 | 0 | 0 | 0 | 0 | 0 | 0 | 0 | 0 | 0 | 0 | 0 | 0 | 0 | 0 | 0 | 0 | 0 | 0 | 0 | 0 | 0 | 0 | 0 | 0 | 0 | 0
[10 empty] | 0 | 0 | 0 | 0 | 0 | 0 | 0 | 0 | 0 | 0 | 0 | 0 | 0 | 0 | 0 | 0 | 0 | 0 | 0 | 0 | 0 | 0 | 0 | 0 | 0 | 0 | 0 | 0
[10 empty] | 67790.5696 | 59492.9646 | 51395.1944 | 43493.5217 | 35784.2713 | 28263.8302 | 22323.8889 | 17632.2887 | 13926.6777 | 10999.8399 | 8688.1078 | 6862.2105 | 5420.0448 | 4280.9653 | 3381.2754 | 2670.6648 | 2109.3965 | 1666.0846 | 1315.9394 | 1039.3809 | 820.9441 | 648.414 | 512.143 | 404.5108 | 319.4986 | 252.3526 | 199.318 | 157.4293
[10 empty] | 0 | 1537.0729 | 6380.7619 | 12929.2651 | 20830.8493 | 29804.5983 | 39626.1598 | 50116.3594 | 61132.1074 | 72559.1357 | 81876.7521 | 89280.6429 | 95156.0642 | 99810.7273 | 103490.4075 | 106688.64 | 108907.9321 | 110642.6154 | 111990.2926 | 113028.9208 | 113820.7659 | 114415.5607 | 114853.0277 | 115164.8942 | 115376.501 | 115508.0884 | 115575.8225 | 115592.6157
[10 empty] | 0 | 1159.5463 | 1157.691 | 1155.8387 | 1153.9893 | 1152.1429 | 1150.2995 | 1148.459 | 1146.6215 | 1144.7869 | 914.3642 | 730.321 | 583.322 | 465.9109 | 372.1324 | 0 | 0 | 0 | 0 | 0 | 0 | 0 | 0 | 0 | 0 | 0 | 0 | 0
[10 empty] | 0 | 0 | 0 | 0 | 0 | 0 | 0 | 0 | 0 | 0 | 0 | 0 | 0 | 0 | 0 | 0 | 0 | 0 | 0 | 0 | 0 | 0 | 0 | 0 | 0 | 0 | 0 | 0
[10 empty] | 0 | 0 | 0 | 0 | 0 | 0 | 0 | 0 | 0 | 0 | 0 | 0 | 0 | 0 | 0 | 0 | 0 | 0 | 0 | 0 | 0 | 0 | 0 | 0 | 0 | 0 | 0 | 0
[10 empty] | 0 | 0 | 0 | 0 | 0 | 0 | 0 | 0 | 0 | 0 | 0 | 0 | 0 | 0 | 0 | 0 | 0 | 0 | 0 | 0 | 0 | 0 | 0 | 0 | 0 | 0 | 0 | 0
[10 empty] | 0 | 0 | 0 | 0 | 0 | 0 | 0 | 0 | 0 | 0 | 0 | 0 | 0 | 0 | 0 | 0 | 0 | 0 | 0 | 0 | 0 | 0 | 0 | 0 | 0 | 0 | 0 | 0
[10 empty] | 0 | 0 | 0 | 0 | 0 | 0 | 0 | 0 | 0 | 0 | 0 | 0 | 0 | 0 | 0 | 0 | 0 | 0 | 0 | 0 | 0 | 0 | 0 | 0 | 0 | 0 | 0 | 0
[10 empty] | 0 | 0 | 0 | 0 | 0 | 0 | 0 | 0 | 0 | 0 | 0 | 0 | 0 | 0 | 0 | 0 | 0 | 0 | 0 | 0 | 0 | 0 | 0 | 0 | 0 | 0 | 0 | 0
[10 empty] | 0 | 0 | 0 | 0 | 0 | 0 | 0 | 0 | 0 | 0 | 0 | 0 | 0 | 0 | 0 | 0 | 0 | 0 | 0 | 0 | 0 | 0 | 0 | 0 | 0 | 0 | 0 | 0
[10 empty] | 0 | 0 | 0 | 0 | 0 | 0 | 0 | 0 | 0 | 0 | 0 | 0 | 0 | 0 | 0 | 0 | 0 | 0 | 0 | 0 | 0 | 0 | 0 | 0 | 0 | 0 | 0 | 0
[10 empty] | 121542.3313 | 118651.2444 | 113615.2541 | 106874.7572 | 98781.4867 | 89616.3579 | 79603.7228 | 68922.7554 | 57716.5449 | 46099.3587 | 36820.4798 | 29409.2536 | 23489.7591 | 18761.7404 | 14985.3773 | 11969.1205 | 9559.9759 | 7635.744 | 6098.8214 | 4871.2507 | 3890.7653 | 3107.6321 | 2482.1279 | 1982.5252 | 1583.4825 | 1264.7592 | 1010.1884 | 806.8577
[10 empty] | 0 | 12228.0047 | 28599.8138 | 44280.7857 | 59292.6704 | 73656.6098 | 83726.3081 | 89552.583 | 92624.7561 | 94707.6618 | 94573.7072 | 93800.5145 | 92624.4407 | 91199.4579 | 89625.7711 | 87968.4969 | 86269.8556 | 84557.1286 | 82847.8525 | 81153.2088 | 79480.2366 | 77833.2767 | 76214.9139 | 74626.5921 | 73069.0157 | 71542.4112 | 70046.6982 | 68581.6008
[10 empty] | 0 | 4755.3352 | 4655.7836 | 4558.3162 | 4462.8892 | 4369.4599 | 2851.991 | 1861.5236 | 1215.0355 | 0 | 0 | 0 | 0 | 0 | 0 | 0 | 0 | 0 | 0 | 0 | 0 | 0 | 0 | 0 | 0 | 0 | 0 | 0
[10 empty] | 0 | 0 | 0 | 0 | 0 | 0 | 0 | 0 | 0 | 0 | 0 | 0 | 0 | 0 | 0 | 0 | 0 | 0 | 0 | 0 | 0 | 0 | 0 | 0 | 0 | 0 | 0 | 0
[10 empty] | 0 | 0 | 0 | 0 | 0 | 0 | 0 | 0 | 0 | 0 | 0 | 0 | 0 | 0 | 0 | 0 | 0 | 0 | 0 | 0 | 0 | 0 | 0 | 0 | 0 | 0 | 0 | 0
[10 empty] | 0 | 0 | 0 | 0 | 0 | 0 | 0 | 0 | 0 | 0 | 0 | 0 | 0 | 0 | 0 | 0 | 0 | 0 | 0 | 0 | 0 | 0 | 0 | 0 | 0 | 0 | 0 | 0
[10 empty] | 0 | 0 | 0 | 0 | 0 | 0 | 0 | 0 | 0 | 0 | 0 | 0 | 0 | 0 | 0 | 0 | 0 | 0 | 0 | 0 | 0 | 0 | 0 | 0 | 0 | 0 | 0 | 0
[10 empty] | 0 | 0 | 0 | 0 | 0 | 0 | 0 | 0 | 0 | 0 | 0 | 0 | 0 | 0 | 0 | 0 | 0 | 0 | 0 | 0 | 0 | 0 | 0 | 0 | 0 | 0 | 0 | 0
[10 empty] | 0 | 0 | 0 | 0 | 0 | 0 | 0 | 0 | 0 | 0 | 0 | 0 | 0 | 0 | 0 | 0 | 0 | 0 | 0 | 0 | 0 | 0 | 0 | 0 | 0 | 0 | 0 | 0
[10 empty] | 0 | 0 | 0 | 0 | 0 | 0 | 0 | 0 | 0 | 0 | 0 | 0 | 0 | 0 | 0 | 0 | 0 | 0 | 0 | 0 | 0 | 0 | 0 | 0 | 0 | 0 | 0 | 0
[10 empty] | 0 | 0 | 0 | 0 | 0 | 0 | 0 | 0 | 0 | 0 | 0 | 0 | 0 | 0 | 0 | 0 | 0 | 0 | 0 | 0 | 0 | 0 | 0 | 0 | 0 | 0 | 0 | 0
[10 empty] | 121425.3841 | 101900.0395 | 83138.9935 | 65118.8025 | 47816.6697 | 31210.4279 | 20371.3645 | 13296.5973 | 8678.8247 | 5664.7573 | 3697.4449 | 2413.36 | 1575.2247 | 1028.1652 | 671.0939 | 438.0298 | 285.9065 | 186.6141 | 121.8049 | 79.5033 | 51.8926 | 33.8708 | 22.1078 | 14.43 | 9.4186 | 6.1476 | 4.0126 | 2.6191
[10 empty] | 0 | 11096.7589 | 22158.0082 | 33183.833 | 44174.3185 | 55129.5495 | 62380.1878 | 67165.1152 | 70308.9311 | 72360.4888 | 73685.105 | 74525.9344 | 75044.8207 | 75349.4868 | 75511.6331 | 75578.9833 | 75583.302 | 75545.7319 | 75480.3453 | 75396.5086 | 75300.456 | 75196.3369 | 75086.9131 | 74974.0226 | 74858.8889 | 74742.3259 | 74624.8757 | 74506.8985
[10 empty] | 0 | 0 | 0 | 0 | 0 | 0 | 0 | 0 | 0 | 0 | 0 | 0 | 0 | 0 | 0 | 0 | 0 | 0 | 0 | 0 | 0 | 0 | 0 | 0 | 0 | 0 | 0 | 0
[10 empty] | 0 | 0 | 0 | 0 | 0 | 0 | 0 | 0 | 0 | 0 | 0 | 0 | 0 | 0 | 0 | 0 | 0 | 0 | 0 | 0 | 0 | 0 | 0 | 0 | 0 | 0 | 0 | 0
[10 empty] | 0 | 0 | 0 | 0 | 0 | 0 | 0 | 0 | 0 | 0 | 0 | 0 | 0 | 0 | 0 | 0 | 0 | 0 | 0 | 0 | 0 | 0 | 0 | 0 | 0 | 0 | 0 | 0
[10 empty] | 0 | 0 | 0 | 0 | 0 | 0 | 0 | 0 | 0 | 0 | 0 | 0 | 0 | 0 | 0 | 0 | 0 | 0 | 0 | 0 | 0 | 0 | 0 | 0 | 0 | 0 | 0 | 0
[10 empty] | 0 | 0 | 0 | 0 | 0 | 0 | 0 | 0 | 0 | 0 | 0 | 0 | 0 | 0 | 0 | 0 | 0 | 0 | 0 | 0 | 0 | 0 | 0 | 0 | 0 | 0 | 0 | 0
[10 empty] | 0 | 0 | 0 | 0 | 0 | 0 | 0 | 0 | 0 | 0 | 0 | 0 | 0 | 0 | 0 | 0 | 0 | 0 | 0 | 0 | 0 | 0 | 0 | 0 | 0 | 0 | 0 | 0
[10 empty] | 0 | 0 | 0 | 0 | 0 | 0 | 0 | 0 | 0 | 0 | 0 | 0 | 0 | 0 | 0 | 0 | 0 | 0 | 0 | 0 | 0 | 0 | 0 | 0 | 0 | 0 | 0 | 0
[10 empty] | 0 | 0 | 0 | 0 | 0 | 0 | 0 | 0 | 0 | 0 | 0 | 0 | 0 | 0 | 0 | 0 | 0 | 0 | 0 | 0 | 0 | 0 | 0 | 0 | 0 | 0 | 0 | 0
[10 empty] | 0 | 0 | 0 | 0 | 0 | 0 | 0 | 0 | 0 | 0 | 0 | 0 | 0 | 0 | 0 | 0 | 0 | 0 | 0 | 0 | 0 | 0 | 0 | 0 | 0 | 0 | 0 | 0
[10 empty] | 77801.7951 | 66580.5533 | 55395.0204 | 44245.1107 | 33130.7389 | 22051.8198 | 14677.6913 | 9769.4713 | 6502.5601 | 4328.104 | 2880.786 | 1917.4512 | 1276.2555 | 849.4757 | 565.411 | 376.3376 | 250.4903 | 166.7263 | 110.973 | 73.8637 | 49.1637 | 32.7233 | 21.7806 | 14.4972 | 9.6493 | 6.4226 | 4.2749 | 2.8454
[10 empty] | 0 | 238.9019 | 653.3393 | 1135.1966 | 1676.5554 | 2284.7072 | 3027.4397 | 3775.6534 | 4755.6298 | 5883.403 | 7170.9939 | 8561.9645 | 10119.7641 | 11622.2658 | 13468.273 | 15481.5602 | 17607.018 | 19914.9632 | 22412.7214 | 24988.8185 | 28028.177 | 31632.3969 | 35880.2104 | 40739.3018 | 46302.5007 | 52623.4563 | 59805.7679 | 67967.1212
[10 empty] | 0 | 123.0707 | 123.0707 | 123.0707 | 123.0707 | 123.0707 | 123.0707 | 123.0707 | 123.0707 | 123.0707 | 98.4565 | 78.7652 | 63.0122 | 50.4097 | 40.3278 | 0 | 0 | 0 | 0 | 0 | 0 | 0 | 0 | 0 | 0 | 0 | 0 | 0
[10 empty] | 0 | 0 | 0 | 0 | 0 | 0 | 0 | 0 | 0 | 0 | 0 | 0 | 0 | 0 | 0 | 0 | 0 | 0 | 0 | 0 | 0 | 0 | 0 | 0 | 0 | 0 | 0 | 0
[10 empty] | 0 | 0 | 0 | 0 | 0 | 0 | 0 | 0 | 0 | 0 | 0 | 0 | 0 | 0 | 0 | 0 | 0 | 0 | 0 | 0 | 0 | 0 | 0 | 0 | 0 | 0 | 0 | 0
[10 empty] | 0 | 0 | 0 | 0 | 0 | 0 | 0 | 0 | 0 | 0 | 0 | 0 | 0 | 0 | 0 | 0 | 0 | 0 | 0 | 0 | 0 | 0 | 0 | 0 | 0 | 0 | 0 | 0
[10 empty] | 0 | 0 | 0 | 0 | 0 | 0 | 0 | 0 | 0 | 0 | 0 | 0 | 0 | 0 | 0 | 0 | 0 | 0 | 0 | 0 | 0 | 0 | 0 | 0 | 0 | 0 | 0 | 0
[10 empty] | 0 | 0 | 0 | 0 | 0 | 0 | 0 | 0 | 0 | 0 | 0 | 0 | 0 | 0 | 0 | 0 | 0 | 0 | 0 | 0 | 0 | 0 | 0 | 0 | 0 | 0 | 0 | 0
[10 empty] | 0 | 0 | 0 | 0 | 0 | 0 | 0 | 0 | 0 | 0 | 0 | 0 | 0 | 0 | 0 | 0 | 0 | 0 | 0 | 0 | 0 | 0 | 0 | 0 | 0 | 0 | 0 | 0
[10 empty] | 0 | 0 | 0 | 0 | 0 | 0 | 0 | 0 | 0 | 0 | 0 | 0 | 0 | 0 | 0 | 0 | 0 | 0 | 0 | 0 | 0 | 0 | 0 | 0 | 0 | 0 | 0 | 0
[10 empty] | 0 | 0 | 0 | 0 | 0 | 0 | 0 | 0 | 0 | 0 | 0 | 0 | 0 | 0 | 0 | 0 | 0 | 0 | 0 | 0 | 0 | 0 | 0 | 0 | 0 | 0 | 0 | 0
[10 empty] | 1260.7676 | 1163.7855 | 1066.8034 | 969.8213 | 872.8391 | 775.857 | 678.8749 | 581.8928 | 484.9106 | 387.9285 | 310.3428 | 248.2742 | 198.6194 | 158.8955 | 127.1164 | 101.6931 | 81.3545 | 65.0836 | 52.0669 | 41.6535 | 33.3228 | 26.6582 | 21.3266 | 17.0613 | 13.649 | 10.9192 | 8.7354 | 6.9883
[10 empty] | 0 | 28.1544 | 244.3355 | 459.8247 | 674.6237 | 888.7341 | 1102.1577 | 1314.8961 | 1526.9508 | 1738.3237 | 1949.0162 | 2155.0719 | 2330.629 | 2480.0876 | 2607.213 | 2715.2275 | 2806.8888 | 2884.5567 | 3003.6734 | 3051.4165 | 3091.5042 | 3125.0418 | 3152.9753 | 3176.1141 | 3195.151 | 3210.6788 | 3223.2049 | 3233.1635
[10 empty] | 0 | 188.4182 | 188.1167 | 187.8157 | 187.5152 | 187.2152 | 186.9156 | 186.6166 | 186.318 | 186.0199 | 185.7222 | 158.9358 | 136.0127 | 116.3958 | 99.6082 | 85.2418 | 72.9475 | 62.4264 | 0 | 0 | 0 | 0 | 0 | 0 | 0 | 0 | 0 | 0
[10 empty] | 0 | 0 | 0 | 0 | 0 | 0 | 0 | 0 | 0 | 0 | 0 | 0 | 0 | 0 | 0 | 0 | 0 | 0 | 0 | 0 | 0 | 0 | 0 | 0 | 0 | 0 | 0 | 0
[10 empty] | 0 | 0 | 0 | 0 | 0 | 0 | 0 | 0 | 0 | 0 | 0 | 0 | 0 | 0 | 0 | 0 | 0 | 0 | 0 | 0 | 0 | 0 | 0 | 0 | 0 | 0 | 0 | 0
[10 empty] | 0 | 0 | 0 | 0 | 0 | 0 | 0 | 0 | 0 | 0 | 0 | 0 | 0 | 0 | 0 | 0 | 0 | 0 | 0 | 0 | 0 | 0 | 0 | 0 | 0 | 0 | 0 | 0
[10 empty] | 0 | 0 | 0 | 0 | 0 | 0 | 0 | 0 | 0 | 0 | 0 | 0 | 0 | 0 | 0 | 0 | 0 | 0 | 0 | 0 | 0 | 0 | 0 | 0 | 0 | 0 | 0 | 0
[10 empty] | 0 | 0 | 0 | 0 | 0 | 0 | 0 | 0 | 0 | 0 | 0 | 0 | 0 | 0 | 0 | 0 | 0 | 0 | 0 | 0 | 0 | 0 | 0 | 0 | 0 | 0 | 0 | 0
[10 empty] | 0 | 0 | 0 | 0 | 0 | 0 | 0 | 0 | 0 | 0 | 0 | 0 | 0 | 0 | 0 | 0 | 0 | 0 | 0 | 0 | 0 | 0 | 0 | 0 | 0 | 0 | 0 | 0
[10 empty] | 0 | 0 | 0 | 0 | 0 | 0 | 0 | 0 | 0 | 0 | 0 | 0 | 0 | 0 | 0 | 0 | 0 | 0 | 0 | 0 | 0 | 0 | 0 | 0 | 0 | 0 | 0 | 0
[10 empty] | 0 | 0 | 0 | 0 | 0 | 0 | 0 | 0 | 0 | 0 | 0 | 0 | 0 | 0 | 0 | 0 | 0 | 0 | 0 | 0 | 0 | 0 | 0 | 0 | 0 | 0 | 0 | 0
[10 empty] | 3470.7148 | 3248.5891 | 3027.1652 | 2806.4416 | 2586.4166 | 2367.0885 | 2148.4556 | 1930.5163 | 1713.2688 | 1496.7116 | 1280.8431 | 1096.1089 | 938.0187 | 802.7296 | 686.953 | 587.8748 | 503.0864 | 430.527 | 368.4327 | 315.2942 | 269.8198 | 230.904 | 197.6011 | 169.1014 | 144.7121 | 123.8405 | 105.9792 | 90.6939
[10 empty] | 0 | 385.7113 | 977.5468 | 1567.4874 | 2155.5377 | 2741.7023 | 3325.9856 | 3908.3921 | 4434.439 | 4882.8713 | 5264.8861 | 5590.0654 | 5866.6093 | 6101.5352 | 6300.8484 | 6528.8587 | 6663.0885 | 6776.2372 | 6871.3479 | 6951.0251 | 7017.4974 | 7072.672 | 7118.1812 | 7155.4218 | 7185.589 | 7209.7057 | 7228.6473 | 7243.1629
[10 empty] | 0 | 207.6907 | 207.3584 | 207.0266 | 206.6954 | 206.3647 | 206.0345 | 205.7048 | 176.0363 | 150.6469 | 128.9193 | 110.3254 | 94.4134 | 80.7963 | 69.1431 | 0 | 0 | 0 | 0 | 0 | 0 | 0 | 0 | 0 | 0 | 0 | 0 | 0
[10 empty] | 0 | 0 | 0 | 0 | 0 | 0 | 0 | 0 | 0 | 0 | 0 | 0 | 0 | 0 | 0 | 0 | 0 | 0 | 0 | 0 | 0 | 0 | 0 | 0 | 0 | 0 | 0 | 0
[10 empty] | 0 | 0 | 0 | 0 | 0 | 0 | 0 | 0 | 0 | 0 | 0 | 0 | 0 | 0 | 0 | 0 | 0 | 0 | 0 | 0 | 0 | 0 | 0 | 0 | 0 | 0 | 0 | 0
[10 empty] | 0 | 0 | 0 | 0 | 0 | 0 | 0 | 0 | 0 | 0 | 0 | 0 | 0 | 0 | 0 | 0 | 0 | 0 | 0 | 0 | 0 | 0 | 0 | 0 | 0 | 0 | 0 | 0
[10 empty] | 0 | 0 | 0 | 0 | 0 | 0 | 0 | 0 | 0 | 0 | 0 | 0 | 0 | 0 | 0 | 0 | 0 | 0 | 0 | 0 | 0 | 0 | 0 | 0 | 0 | 0 | 0 | 0
[10 empty] | 0 | 0 | 0 | 0 | 0 | 0 | 0 | 0 | 0 | 0 | 0 | 0 | 0 | 0 | 0 | 0 | 0 | 0 | 0 | 0 | 0 | 0 | 0 | 0 | 0 | 0 | 0 | 0
[10 empty] | 0 | 0 | 0 | 0 | 0 | 0 | 0 | 0 | 0 | 0 | 0 | 0 | 0 | 0 | 0 | 0 | 0 | 0 | 0 | 0 | 0 | 0 | 0 | 0 | 0 | 0 | 0 | 0
[10 empty] | 0 | 0 | 0 | 0 | 0 | 0 | 0 | 0 | 0 | 0 | 0 | 0 | 0 | 0 | 0 | 0 | 0 | 0 | 0 | 0 | 0 | 0 | 0 | 0 | 0 | 0 | 0 | 0
[10 empty] | 0 | 0 | 0 | 0 | 0 | 0 | 0 | 0 | 0 | 0 | 0 | 0 | 0 | 0 | 0 | 0 | 0 | 0 | 0 | 0 | 0 | 0 | 0 | 0 | 0 | 0 | 0 | 0
[10 empty] | 7726.5893 | 7120.8247 | 6516.9788 | 5915.0469 | 5315.0246 | 4716.9071 | 4120.6901 | 3526.3688 | 3017.7657 | 2582.5177 | 2210.0448 | 1891.2932 | 1618.5147 | 1385.0786 | 1185.3107 | 1014.355 | 868.0561 | 742.8576 | 635.7163 | 544.0278 | 465.5635 | 398.4159 | 340.953 | 291.7778 | 249.6951 | 213.6819 | 182.8629 | 156.4888
[10 empty] | 0 | 5961.6077 | 15252.177 | 24513.0014 | 33744.152 | 41760.9912 | 48140.5068 | 53212.2973 | 57239.6193 | 60432.7414 | 63826.1058 | 65646.4517 | 67076.9308 | 68196.0529 | 69066.5256 | 69738.4344 | 70251.7836 | 70638.5254 | 70924.1805 | 71129.133 | 71269.6637 | 71358.7765 | 71406.8579 | 71422.2035 | 71411.4395 | 71379.8578 | 71331.6855 | 71270.2987
[10 empty] | 0 | 3353.4043 | 3348.0389 | 3342.682 | 3337.3337 | 2665.5952 | 2129.0642 | 1700.5261 | 1358.2442 | 1084.8568 | 0 | 0 | 0 | 0 | 0 | 0 | 0 | 0 | 0 | 0 | 0 | 0 | 0 | 0 | 0 | 0 | 0 | 0
[10 empty] | 0 | 0 | 0 | 0 | 0 | 0 | 0 | 0 | 0 | 0 | 0 | 0 | 0 | 0 | 0 | 0 | 0 | 0 | 0 | 0 | 0 | 0 | 0 | 0 | 0 | 0 | 0 | 0
[10 empty] | 0 | 0 | 0 | 0 | 0 | 0 | 0 | 0 | 0 | 0 | 0 | 0 | 0 | 0 | 0 | 0 | 0 | 0 | 0 | 0 | 0 | 0 | 0 | 0 | 0 | 0 | 0 | 0
[10 empty] | 0 | 0 | 0 | 0 | 0 | 0 | 0 | 0 | 0 | 0 | 0 | 0 | 0 | 0 | 0 | 0 | 0 | 0 | 0 | 0 | 0 | 0 | 0 | 0 | 0 | 0 | 0 | 0
[10 empty] | 0 | 0 | 0 | 0 | 0 | 0 | 0 | 0 | 0 | 0 | 0 | 0 | 0 | 0 | 0 | 0 | 0 | 0 | 0 | 0 | 0 | 0 | 0 | 0 | 0 | 0 | 0 | 0
[10 empty] | 0 | 0 | 0 | 0 | 0 | 0 | 0 | 0 | 0 | 0 | 0 | 0 | 0 | 0 | 0 | 0 | 0 | 0 | 0 | 0 | 0 | 0 | 0 | 0 | 0 | 0 | 0 | 0
[10 empty] | 0 | 0 | 0 | 0 | 0 | 0 | 0 | 0 | 0 | 0 | 0 | 0 | 0 | 0 | 0 | 0 | 0 | 0 | 0 | 0 | 0 | 0 | 0 | 0 | 0 | 0 | 0 | 0
[10 empty] | 0 | 0 | 0 | 0 | 0 | 0 | 0 | 0 | 0 | 0 | 0 | 0 | 0 | 0 | 0 | 0 | 0 | 0 | 0 | 0 | 0 | 0 | 0 | 0 | 0 | 0 | 0 | 0
[10 empty] | 0 | 0 | 0 | 0 | 0 | 0 | 0 | 0 | 0 | 0 | 0 | 0 | 0 | 0 | 0 | 0 | 0 | 0 | 0 | 0 | 0 | 0 | 0 | 0 | 0 | 0 | 0 | 0
[10 empty] | 74639.519 | 65205.0838 | 55800.6477 | 46426.1389 | 37081.4857 | 29617.7242 | 23656.2687 | 18894.7349 | 15091.6027 | 12053.9649 | 9627.7428 | 7689.8708 | 6142.0536 | 4905.781 | 3918.3454 | 3129.6609 | 2499.7227 | 1996.5785 | 1594.7072 | 1273.7245 | 1017.3493 | 812.5772 | 649.0217 | 518.3866 | 414.0457 | 330.7066 | 264.142 | 210.9755
[10 empty] | 0 | 402.9609 | 1079.9728 | 1079.9728 | 1079.9728 | 1079.9728 | 1079.9728 | 1079.9728 | 1079.9728 | 1022.407 | 876.3489 | 751.1562 | 643.8481 | 551.8698 | 473.0313 | 405.4554 | 230.1276 | 0 | 0 | 0 | 0 | 0 | 0 | 0 | 0 | 0 | 0 | 0
[10 empty] | 0 | 268.6406 | 268.6406 | 268.6406 | 268.6406 | 268.6406 | 268.6406 | 268.6406 | 268.6406 | 230.2634 | 197.3686 | 169.1731 | 145.0055 | 124.2904 | 106.5347 | 91.3154 | 0 | 0 | 0 | 0 | 0 | 0 | 0 | 0 | 0 | 0 | 0 | 0
[10 empty] | 0 | 0 | 0 | 682.5758 | 1370.8732 | 2065.0543 | 2765.2861 | 3471.7401 | 4184.5927 | 4931.2868 | 5708.8876 | 6417.4221 | 7067.9484 | 7669.9785 | 8231.7003 | 8760.1677 | 9457.1394 | 10105.8141 | 10515.6715 | 10919.5296 | 11319.7353 | 11718.3426 | 12117.1555 | 12517.7649 | 12921.5805 | 13329.8575 | 13743.7209 | 14164.1845
[10 empty] | 0 | 0 | 0 | 0 | 0 | 0 | 0 | 0 | 0 | 0 | 0 | 0 | 0 | 0 | 0 | 0 | 0 | 0 | 0 | 0 | 0 | 0 | 0 | 0 | 0 | 0 | 0 | 0
[10 empty] | 0 | 0 | 0 | 0 | 0 | 0 | 0 | 0 | 0 | 0 | 0 | 0 | 0 | 0 | 0 | 0 | 0 | 0 | 0 | 0 | 0 | 0 | 0 | 0 | 0 | 0 | 0 | 0
[10 empty] | 0 | 0 | 0 | 0 | 0 | 0 | 0 | 0 | 0 | 0 | 0 | 0 | 0 | 0 | 0 | 0 | 0 | 0 | 0 | 0 | 0 | 0 | 0 | 0 | 0 | 0 | 0 | 0
[10 empty] | 0 | 0 | 0 | 0 | 0 | 0 | 0 | 0 | 0 | 0 | 0 | 0 | 0 | 0 | 0 | 0 | 0 | 0 | 0 | 0 | 0 | 0 | 0 | 0 | 0 | 0 | 0 | 0
[10 empty] | 0 | 0 | 0 | 0 | 0 | 0 | 0 | 0 | 0 | 0 | 0 | 0 | 0 | 0 | 0 | 0 | 0 | 0 | 0 | 0 | 0 | 0 | 0 | 0 | 0 | 0 | 0 | 0
[10 empty] | 0 | 0 | 0 | 0 | 0 | 0 | 0 | 0 | 0 | 0 | 0 | 0 | 0 | 0 | 0 | 0 | 0 | 0 | 0 | 0 | 0 | 0 | 0 | 0 | 0 | 0 | 0 | 0
[10 empty] | 0 | 0 | 0 | 0 | 0 | 0 | 0 | 0 | 0 | 0 | 0 | 0 | 0 | 0 | 0 | 0 | 0 | 0 | 0 | 0 | 0 | 0 | 0 | 0 | 0 | 0 | 0 | 0
[10 empty] | 6730.7842 | 6250.0139 | 5769.2436 | 5288.4733 | 4807.703 | 4326.9327 | 3846.1624 | 3365.3921 | 2884.6218 | 2472.533 | 2119.314 | 1816.5548 | 1557.047 | 1334.6117 | 1143.9529 | 980.5311 | 840.4552 | 720.3902 | 617.4773 | 529.2662 | 453.6568 | 388.8487 | 333.2989 | 285.6847 | 244.8726 | 209.8908 | 179.9064 | 154.2055
[10 empty] | 0 | 169.1257 | 451.0574 | 733.0449 | 1015.0883 | 1297.1878 | 1579.3437 | 1861.5562 | 2126.6906 | 2364.1232 | 2576.9385 | 2767.8782 | 2939.3798 | 3093.6094 | 3232.493 | 3357.7422 | 3470.8787 | 3607.9762 | 3696.9369 | 3777.8372 | 3851.5794 | 3918.9658 | 3980.7094 | 4037.4439 | 4089.733 | 4138.0774 | 4182.9224 | 4224.6638
[10 empty] | 0 | 112.7505 | 112.7505 | 112.7505 | 112.7505 | 112.7505 | 112.7505 | 112.7505 | 100.2226 | 89.0868 | 79.1883 | 70.3896 | 62.5685 | 55.6164 | 49.4368 | 43.9439 | 39.0612 | 0 | 0 | 0 | 0 | 0 | 0 | 0 | 0 | 0 | 0 | 0
[10 empty] | 0 | 0 | 0 | 0 | 0 | 0 | 0 | 0 | 0 | 0 | 0 | 0 | 0 | 0 | 0 | 0 | 0 | 0 | 0 | 0 | 0 | 0 | 0 | 0 | 0 | 0 | 0 | 0
[10 empty] | 0 | 0 | 0 | 0 | 0 | 0 | 0 | 0 | 0 | 0 | 0 | 0 | 0 | 0 | 0 | 0 | 0 | 0 | 0 | 0 | 0 | 0 | 0 | 0 | 0 | 0 | 0 | 0
[10 empty] | 0 | 0 | 0 | 0 | 0 | 0 | 0 | 0 | 0 | 0 | 0 | 0 | 0 | 0 | 0 | 0 | 0 | 0 | 0 | 0 | 0 | 0 | 0 | 0 | 0 | 0 | 0 | 0
[10 empty] | 0 | 0 | 0 | 0 | 0 | 0 | 0 | 0 | 0 | 0 | 0 | 0 | 0 | 0 | 0 | 0 | 0 | 0 | 0 | 0 | 0 | 0 | 0 | 0 | 0 | 0 | 0 | 0
[10 empty] | 0 | 0 | 0 | 0 | 0 | 0 | 0 | 0 | 0 | 0 | 0 | 0 | 0 | 0 | 0 | 0 | 0 | 0 | 0 | 0 | 0 | 0 | 0 | 0 | 0 | 0 | 0 | 0
[10 empty] | 0 | 0 | 0 | 0 | 0 | 0 | 0 | 0 | 0 | 0 | 0 | 0 | 0 | 0 | 0 | 0 | 0 | 0 | 0 | 0 | 0 | 0 | 0 | 0 | 0 | 0 | 0 | 0
[10 empty] | 0 | 0 | 0 | 0 | 0 | 0 | 0 | 0 | 0 | 0 | 0 | 0 | 0 | 0 | 0 | 0 | 0 | 0 | 0 | 0 | 0 | 0 | 0 | 0 | 0 | 0 | 0 | 0
[10 empty] | 0 | 0 | 0 | 0 | 0 | 0 | 0 | 0 | 0 | 0 | 0 | 0 | 0 | 0 | 0 | 0 | 0 | 0 | 0 | 0 | 0 | 0 | 0 | 0 | 0 | 0 | 0 | 0
[10 empty] | 4004.4639 | 3737.4996 | 3470.5354 | 3203.5711 | 2936.6069 | 2669.6426 | 2402.6783 | 2135.7141 | 1898.4125 | 1687.4778 | 1499.9803 | 1333.3158 | 1185.1696 | 1053.4841 | 936.4303 | 832.3825 | 739.8955 | 657.6849 | 584.6088 | 519.6523 | 461.9131 | 410.5895 | 364.9684 | 324.4164 | 288.3701 | 256.329 | 227.848 | 202.5315
[10 empty] | 0 | 161.299 | 339.9753 | 518.0794 | 695.6127 | 872.5766 | 1048.9724 | 1224.8015 | 1400.0653 | 1574.7651 | 1748.9022 | 1922.4781 | 2095.4941 | 2267.9515 | 2439.8517 | 2611.196 | 2781.9857 | 2937.9296 | 3078.8093 | 3206.0173 | 3320.8173 | 3424.3566 | 3517.6761 | 3601.721 | 3677.3488 | 3745.3381 | 3806.3955 | 3861.1622
[10 empty] | 0 | 17.9221 | 17.8934 | 17.8648 | 17.8362 | 17.8077 | 17.7792 | 17.7507 | 17.7223 | 17.694 | 17.6657 | 17.6374 | 17.6092 | 17.581 | 17.5529 | 17.5248 | 17.4968 | 15.8807 | 14.4139 | 13.0826 | 11.8742 | 10.7775 | 9.782 | 8.8785 | 8.0585 | 7.3142 | 6.6386 | 6.0254
[10 empty] | 0 | 0 | 0 | 0 | 0 | 0 | 0 | 0 | 0 | 0 | 0 | 0 | 0 | 0 | 0 | 0 | 0 | 0 | 0 | 0 | 0 | 0 | 0 | 0 | 0 | 0 | 0 | 0
[10 empty] | 0 | 0 | 0 | 0 | 0 | 0 | 0 | 0 | 0 | 0 | 0 | 0 | 0 | 0 | 0 | 0 | 0 | 0 | 0 | 0 | 0 | 0 | 0 | 0 | 0 | 0 | 0 | 0
[10 empty] | 0 | 0 | 0 | 0 | 0 | 0 | 0 | 0 | 0 | 0 | 0 | 0 | 0 | 0 | 0 | 0 | 0 | 0 | 0 | 0 | 0 | 0 | 0 | 0 | 0 | 0 | 0 | 0
[10 empty] | 0 | 0 | 0 | 0 | 0 | 0 | 0 | 0 | 0 | 0 | 0 | 0 | 0 | 0 | 0 | 0 | 0 | 0 | 0 | 0 | 0 | 0 | 0 | 0 | 0 | 0 | 0 | 0
[10 empty] | 0 | 0 | 0 | 0 | 0 | 0 | 0 | 0 | 0 | 0 | 0 | 0 | 0 | 0 | 0 | 0 | 0 | 0 | 0 | 0 | 0 | 0 | 0 | 0 | 0 | 0 | 0 | 0
[10 empty] | 0 | 0 | 0 | 0 | 0 | 0 | 0 | 0 | 0 | 0 | 0 | 0 | 0 | 0 | 0 | 0 | 0 | 0 | 0 | 0 | 0 | 0 | 0 | 0 | 0 | 0 | 0 | 0
[10 empty] | 0 | 0 | 0 | 0 | 0 | 0 | 0 | 0 | 0 | 0 | 0 | 0 | 0 | 0 | 0 | 0 | 0 | 0 | 0 | 0 | 0 | 0 | 0 | 0 | 0 | 0 | 0 | 0
[10 empty] | 0 | 0 | 0 | 0 | 0 | 0 | 0 | 0 | 0 | 0 | 0 | 0 | 0 | 0 | 0 | 0 | 0 | 0 | 0 | 0 | 0 | 0 | 0 | 0 | 0 | 0 | 0 | 0
[10 empty] | 4667.2166 | 4480.528 | 4294.4248 | 4108.9056 | 3923.9691 | 3739.6139 | 3555.8386 | 3372.6418 | 3190.0221 | 3007.9782 | 2826.5086 | 2645.6121 | 2465.2872 | 2285.5325 | 2106.3468 | 1927.7286 | 1749.6765 | 1588.0701 | 1441.3901 | 1308.2581 | 1187.4226 | 1077.7479 | 978.2032 | 887.8528 | 805.8475 | 731.4165 | 663.8602 | 602.5437
[10 empty] | 0 | 8630.8125 | 17234.0063 | 25809.6479 | 33130.7389 | 39378.2496 | 44707.0494 | 49249.6707 | 53119.5312 | 56413.6904 | 59215.2088 | 61595.1675 | 63614.3954 | 65324.9481 | 66771.3733 | 67991.7936 | 69018.8333 | 69880.411 | 70600.4189 | 71199.3031 | 71694.5607 | 72101.1652 | 72431.9306 | 72697.8224 | 72908.2248 | 73071.1683 | 73193.5253 | 73281.1769
[10 empty] | 0 | 0 | 0 | 0 | 0 | 0 | 0 | 0 | 0 | 0 | 0 | 0 | 0 | 0 | 0 | 0 | 0 | 0 | 0 | 0 | 0 | 0 | 0 | 0 | 0 | 0 | 0 | 0
[10 empty] | 0 | 0 | 0 | 0 | 0 | 0 | 0 | 0 | 0 | 0 | 0 | 0 | 0 | 0 | 0 | 0 | 0 | 0 | 0 | 0 | 0 | 0 | 0 | 0 | 0 | 0 | 0 | 0
[10 empty] | 0 | 0 | 0 | 0 | 0 | 0 | 0 | 0 | 0 | 0 | 0 | 0 | 0 | 0 | 0 | 0 | 0 | 0 | 0 | 0 | 0 | 0 | 0 | 0 | 0 | 0 | 0 | 0
[10 empty] | 0 | 0 | 0 | 0 | 0 | 0 | 0 | 0 | 0 | 0 | 0 | 0 | 0 | 0 | 0 | 0 | 0 | 0 | 0 | 0 | 0 | 0 | 0 | 0 | 0 | 0 | 0 | 0
[10 empty] | 0 | 0 | 0 | 0 | 0 | 0 | 0 | 0 | 0 | 0 | 0 | 0 | 0 | 0 | 0 | 0 | 0 | 0 | 0 | 0 | 0 | 0 | 0 | 0 | 0 | 0 | 0 | 0
[10 empty] | 0 | 0 | 0 | 0 | 0 | 0 | 0 | 0 | 0 | 0 | 0 | 0 | 0 | 0 | 0 | 0 | 0 | 0 | 0 | 0 | 0 | 0 | 0 | 0 | 0 | 0 | 0 | 0
[10 empty] | 0 | 0 | 0 | 0 | 0 | 0 | 0 | 0 | 0 | 0 | 0 | 0 | 0 | 0 | 0 | 0 | 0 | 0 | 0 | 0 | 0 | 0 | 0 | 0 | 0 | 0 | 0 | 0
[10 empty] | 0 | 0 | 0 | 0 | 0 | 0 | 0 | 0 | 0 | 0 | 0 | 0 | 0 | 0 | 0 | 0 | 0 | 0 | 0 | 0 | 0 | 0 | 0 | 0 | 0 | 0 | 0 | 0
[10 empty] | 0 | 0 | 0 | 0 | 0 | 0 | 0 | 0 | 0 | 0 | 0 | 0 | 0 | 0 | 0 | 0 | 0 | 0 | 0 | 0 | 0 | 0 | 0 | 0 | 0 | 0 | 0 | 0
[10 empty] | 77801.7951 | 69046.4998 | 60319.0222 | 51619.2958 | 44174.3185 | 37803.1197 | 32350.8297 | 27684.9158 | 23691.9599 | 20274.9024 | 17350.6822 | 14848.2181 | 12706.6808 | 10874.0144 | 9305.6708 | 7963.5272 | 6814.9591 | 5832.0472 | 4990.8994 | 4271.0691 | 3655.0589 | 3127.895 | 2676.7632 | 2290.6974 | 1960.3134 | 1677.5802 | 1435.6252 | 1228.567
[10 empty] | 0 | 1253.5828 | 2167.585 | 2630.1885 | 2809.8754 | 2809.8754 | 2809.8754 | 2809.8754 | 2809.8754 | 2809.8754 | 2809.8754 | 2809.8754 | 2809.8754 | 2809.8754 | 2809.8754 | 2809.8754 | 2809.8754 | 2809.8754 | 2809.8754 | 2809.8754 | 2809.8754 | 2809.8754 | 2809.8754 | 2809.8754 | 2809.8754 | 2809.8754 | 2809.8754 | 2600.9449
[10 empty] | 0 | 821.014 | 1601.4492 | 2440.2525 | 3149.267 | 3723.6915 | 4403.0755 | 5224.5642 | 6186.8189 | 7287.7462 | 8489.5715 | 9788.7671 | 11201.0916 | 12692.5559 | 14244.9405 | 15840.09 | 17481.3816 | 19172.7918 | 20889.7398 | 22637.353 | 24403.9156 | 26177.8811 | 27931.3194 | 29669.1448 | 31408.324 | 33146.9104 | 34882.8631 | 36791.7915
[10 empty] | 0 | 0 | 0 | 0 | 0 | 0 | 0 | 0 | 0 | 0 | 0 | 0 | 0 | 0 | 0 | 0 | 0 | 0 | 0 | 0 | 0 | 0 | 0 | 0 | 0 | 0 | 0 | 0
[10 empty] | 0 | 0 | 0 | 0 | 0 | 0 | 0 | 0 | 0 | 0 | 0 | 0 | 0 | 0 | 0 | 0 | 0 | 0 | 0 | 0 | 0 | 0 | 0 | 0 | 0 | 0 | 0 | 0
[10 empty] | 0 | 0 | 0 | 0 | 0 | 0 | 0 | 0 | 0 | 0 | 0 | 0 | 0 | 0 | 0 | 0 | 0 | 0 | 0 | 0 | 0 | 0 | 0 | 0 | 0 | 0 | 0 | 0
[10 empty] | 0 | 0 | 0 | 0 | 0 | 0 | 0 | 0 | 0 | 0 | 0 | 0 | 0 | 0 | 0 | 0 | 0 | 0 | 0 | 0 | 0 | 0 | 0 | 0 | 0 | 0 | 0 | 0
[10 empty] | 0 | 0 | 0 | 0 | 0 | 0 | 0 | 0 | 0 | 0 | 0 | 0 | 0 | 0 | 0 | 0 | 0 | 0 | 0 | 0 | 0 | 0 | 0 | 0 | 0 | 0 | 0 | 0
[10 empty] | 0 | 0 | 0 | 0 | 0 | 0 | 0 | 0 | 0 | 0 | 0 | 0 | 0 | 0 | 0 | 0 | 0 | 0 | 0 | 0 | 0 | 0 | 0 | 0 | 0 | 0 | 0 | 0
[10 empty] | 0 | 0 | 0 | 0 | 0 | 0 | 0 | 0 | 0 | 0 | 0 | 0 | 0 | 0 | 0 | 0 | 0 | 0 | 0 | 0 | 0 | 0 | 0 | 0 | 0 | 0 | 0 | 0
[10 empty] | 0 | 0 | 0 | 0 | 0 | 0 | 0 | 0 | 0 | 0 | 0 | 0 | 0 | 0 | 0 | 0 | 0 | 0 | 0 | 0 | 0 | 0 | 0 | 0 | 0 | 0 | 0 | 0
[10 empty] | 3543.64 | 3522.6245 | 3501.6091 | 3480.5936 | 3459.5781 | 3438.5626 | 3417.5472 | 3395.3537 | 3372.1785 | 3348.1853 | 3323.5104 | 3298.2673 | 3255.5643 | 3198.3114 | 3128.9335 | 3049.4515 | 2961.5493 | 2834.0988 | 2673.6912 | 2485.8195 | 2275.061 | 2045.2301 | 1823.8352 | 1609.4703 | 1400.9636 | 1197.3389 | 997.7824 | 831.4853
[10 empty] | 0 | 1253.5828 | 2167.585 | 2630.1885 | 2809.8754 | 2809.8754 | 2809.8754 | 2809.8754 | 2809.8754 | 2809.8754 | 2809.8754 | 2809.8754 | 2809.8754 | 2809.8754 | 2809.8754 | 2809.8754 | 2809.8754 | 2809.8754 | 2809.8754 | 2809.8754 | 2809.8754 | 2809.8754 | 2809.8754 | 2809.8754 | 2809.8754 | 2809.8754 | 2809.8754 | 2600.9449
[10 empty] | 0 | 821.014 | 1601.4492 | 2440.2525 | 3149.267 | 3723.6915 | 4403.0755 | 5224.5642 | 6186.8189 | 7287.7462 | 8489.5715 | 9788.7671 | 11201.0916 | 12692.5559 | 14244.9405 | 15840.09 | 17481.3816 | 19172.7918 | 20889.7398 | 22637.353 | 24403.9156 | 26177.8811 | 27931.3194 | 29669.1448 | 31408.324 | 33146.9104 | 34882.8631 | 36791.7915
[10 empty] | 0 | 0 | 0 | 0 | 0 | 0 | 0 | 0 | 0 | 0 | 0 | 0 | 0 | 0 | 0 | 0 | 0 | 0 | 0 | 0 | 0 | 0 | 0 | 0 | 0 | 0 | 0 | 0
[10 empty] | 0 | 0 | 0 | 0 | 0 | 0 | 0 | 0 | 0 | 0 | 0 | 0 | 0 | 0 | 0 | 0 | 0 | 0 | 0 | 0 | 0 | 0 | 0 | 0 | 0 | 0 | 0 | 0
[10 empty] | 0 | 0 | 0 | 0 | 0 | 0 | 0 | 0 | 0 | 0 | 0 | 0 | 0 | 0 | 0 | 0 | 0 | 0 | 0 | 0 | 0 | 0 | 0 | 0 | 0 | 0 | 0 | 0
[10 empty] | 0 | 0 | 0 | 0 | 0 | 0 | 0 | 0 | 0 | 0 | 0 | 0 | 0 | 0 | 0 | 0 | 0 | 0 | 0 | 0 | 0 | 0 | 0 | 0 | 0 | 0 | 0 | 0
[10 empty] | 0 | 0 | 0 | 0 | 0 | 0 | 0 | 0 | 0 | 0 | 0 | 0 | 0 | 0 | 0 | 0 | 0 | 0 | 0 | 0 | 0 | 0 | 0 | 0 | 0 | 0 | 0 | 0
[10 empty] | 0 | 0 | 0 | 0 | 0 | 0 | 0 | 0 | 0 | 0 | 0 | 0 | 0 | 0 | 0 | 0 | 0 | 0 | 0 | 0 | 0 | 0 | 0 | 0 | 0 | 0 | 0 | 0
[10 empty] | 0 | 0 | 0 | 0 | 0 | 0 | 0 | 0 | 0 | 0 | 0 | 0 | 0 | 0 | 0 | 0 | 0 | 0 | 0 | 0 | 0 | 0 | 0 | 0 | 0 | 0 | 0 | 0
[10 empty] | 0 | 0 | 0 | 0 | 0 | 0 | 0 | 0 | 0 | 0 | 0 | 0 | 0 | 0 | 0 | 0 | 0 | 0 | 0 | 0 | 0 | 0 | 0 | 0 | 0 | 0 | 0 | 0
[10 empty] | 3543.64 | 3522.6245 | 3501.6091 | 3480.5936 | 3459.5781 | 3438.5626 | 3417.5472 | 3395.3537 | 3372.1785 | 3348.1853 | 3323.5104 | 3298.2673 | 3255.5643 | 3198.3114 | 3128.9335 | 3049.4515 | 2961.5493 | 2834.0988 | 2673.6912 | 2485.8195 | 2275.061 | 2045.2301 | 1823.8352 | 1609.4703 | 1400.9636 | 1197.3389 | 997.7824 | 831.4853
[10 empty] | 0 | 1253.5828 | 2167.585 | 2630.1885 | 2809.8754 | 2809.8754 | 2809.8754 | 2809.8754 | 2809.8754 | 2809.8754 | 2809.8754 | 2809.8754 | 2809.8754 | 2809.8754 | 2809.8754 | 2809.8754 | 2809.8754 | 2809.8754 | 2809.8754 | 2809.8754 | 2809.8754 | 2809.8754 | 2809.8754 | 2809.8754 | 2809.8754 | 2809.8754 | 2809.8754 | 2600.9449
[10 empty] | 0 | 821.014 | 1601.4492 | 2440.2525 | 3149.267 | 3723.6915 | 4403.0755 | 5224.5642 | 6186.8189 | 7287.7462 | 8489.5715 | 9788.7671 | 11201.0916 | 12692.5559 | 14244.9405 | 15840.09 | 17481.3816 | 19172.7918 | 20889.7398 | 22637.353 | 24403.9156 | 26177.8811 | 27931.3194 | 29669.1448 | 31408.324 | 33146.9104 | 34882.8631 | 36791.7915
[10 empty] | 0 | 0 | 0 | 0 | 0 | 0 | 0 | 0 | 0 | 0 | 0 | 0 | 0 | 0 | 0 | 0 | 0 | 0 | 0 | 0 | 0 | 0 | 0 | 0 | 0 | 0 | 0 | 0
[10 empty] | 0 | 0 | 0 | 0 | 0 | 0 | 0 | 0 | 0 | 0 | 0 | 0 | 0 | 0 | 0 | 0 | 0 | 0 | 0 | 0 | 0 | 0 | 0 | 0 | 0 | 0 | 0 | 0
[10 empty] | 0 | 0 | 0 | 0 | 0 | 0 | 0 | 0 | 0 | 0 | 0 | 0 | 0 | 0 | 0 | 0 | 0 | 0 | 0 | 0 | 0 | 0 | 0 | 0 | 0 | 0 | 0 | 0
[10 empty] | 0 | 0 | 0 | 0 | 0 | 0 | 0 | 0 | 0 | 0 | 0 | 0 | 0 | 0 | 0 | 0 | 0 | 0 | 0 | 0 | 0 | 0 | 0 | 0 | 0 | 0 | 0 | 0
[10 empty] | 0 | 0 | 0 | 0 | 0 | 0 | 0 | 0 | 0 | 0 | 0 | 0 | 0 | 0 | 0 | 0 | 0 | 0 | 0 | 0 | 0 | 0 | 0 | 0 | 0 | 0 | 0 | 0
[10 empty] | 0 | 0 | 0 | 0 | 0 | 0 | 0 | 0 | 0 | 0 | 0 | 0 | 0 | 0 | 0 | 0 | 0 | 0 | 0 | 0 | 0 | 0 | 0 | 0 | 0 | 0 | 0 | 0
[10 empty] | 0 | 0 | 0 | 0 | 0 | 0 | 0 | 0 | 0 | 0 | 0 | 0 | 0 | 0 | 0 | 0 | 0 | 0 | 0 | 0 | 0 | 0 | 0 | 0 | 0 | 0 | 0 | 0
[10 empty] | 0 | 0 | 0 | 0 | 0 | 0 | 0 | 0 | 0 | 0 | 0 | 0 | 0 | 0 | 0 | 0 | 0 | 0 | 0 | 0 | 0 | 0 | 0 | 0 | 0 | 0 | 0 | 0
[10 empty] | 3543.64 | 3522.6245 | 3501.6091 | 3480.5936 | 3459.5781 | 3438.5626 | 3417.5472 | 3395.3537 | 3372.1785 | 3348.1853 | 3323.5104 | 3298.2673 | 3255.5643 | 3198.3114 | 3128.9335 | 3049.4515 | 2961.5493 | 2834.0988 | 2673.6912 | 2485.8195 | 2275.061 | 2045.2301 | 1823.8352 | 1609.4703 | 1400.9636 | 1197.3389 | 997.7824 | 831.4853
[10 empty] | 0 | 1253.5828 | 2167.585 | 2630.1885 | 2809.8754 | 2809.8754 | 2809.8754 | 2809.8754 | 2809.8754 | 2809.8754 | 2809.8754 | 2809.8754 | 2809.8754 | 2809.8754 | 2809.8754 | 2809.8754 | 2809.8754 | 2809.8754 | 2809.8754 | 2809.8754 | 2809.8754 | 2809.8754 | 2809.8754 | 2809.8754 | 2809.8754 | 2809.8754 | 2809.8754 | 2600.9449
[10 empty] | 0 | 821.014 | 1601.4492 | 2440.2525 | 3149.267 | 3723.6915 | 4403.0755 | 5224.5642 | 6186.8189 | 7287.7462 | 8489.5715 | 9788.7671 | 11201.0916 | 12692.5559 | 14244.9405 | 15840.09 | 17481.3816 | 19172.7918 | 20889.7398 | 22637.353 | 24403.9156 | 26177.8811 | 27931.3194 | 29669.1448 | 31408.324 | 33146.9104 | 34882.8631 | 36791.7915
[10 empty] | 0 | 0 | 0 | 0 | 0 | 0 | 0 | 0 | 0 | 0 | 0 | 0 | 0 | 0 | 0 | 0 | 0 | 0 | 0 | 0 | 0 | 0 | 0 | 0 | 0 | 0 | 0 | 0
[10 empty] | 0 | 0 | 0 | 0 | 0 | 0 | 0 | 0 | 0 | 0 | 0 | 0 | 0 | 0 | 0 | 0 | 0 | 0 | 0 | 0 | 0 | 0 | 0 | 0 | 0 | 0 | 0 | 0
[10 empty] | 0 | 0 | 0 | 0 | 0 | 0 | 0 | 0 | 0 | 0 | 0 | 0 | 0 | 0 | 0 | 0 | 0 | 0 | 0 | 0 | 0 | 0 | 0 | 0 | 0 | 0 | 0 | 0
[10 empty] | 0 | 0 | 0 | 0 | 0 | 0 | 0 | 0 | 0 | 0 | 0 | 0 | 0 | 0 | 0 | 0 | 0 | 0 | 0 | 0 | 0 | 0 | 0 | 0 | 0 | 0 | 0 | 0
[10 empty] | 0 | 0 | 0 | 0 | 0 | 0 | 0 | 0 | 0 | 0 | 0 | 0 | 0 | 0 | 0 | 0 | 0 | 0 | 0 | 0 | 0 | 0 | 0 | 0 | 0 | 0 | 0 | 0
[10 empty] | 0 | 0 | 0 | 0 | 0 | 0 | 0 | 0 | 0 | 0 | 0 | 0 | 0 | 0 | 0 | 0 | 0 | 0 | 0 | 0 | 0 | 0 | 0 | 0 | 0 | 0 | 0 | 0
[10 empty] | 0 | 0 | 0 | 0 | 0 | 0 | 0 | 0 | 0 | 0 | 0 | 0 | 0 | 0 | 0 | 0 | 0 | 0 | 0 | 0 | 0 | 0 | 0 | 0 | 0 | 0 | 0 | 0
[10 empty] | 0 | 0 | 0 | 0 | 0 | 0 | 0 | 0 | 0 | 0 | 0 | 0 | 0 | 0 | 0 | 0 | 0 | 0 | 0 | 0 | 0 | 0 | 0 | 0 | 0 | 0 | 0 | 0
[10 empty] | 3543.64 | 3522.6245 | 3501.6091 | 3480.5936 | 3459.5781 | 3438.5626 | 3417.5472 | 3395.3537 | 3372.1785 | 3348.1853 | 3323.5104 | 3298.2673 | 3255.5643 | 3198.3114 | 3128.9335 | 3049.4515 | 2961.5493 | 2834.0988 | 2673.6912 | 2485.8195 | 2275.061 | 2045.2301 | 1823.8352 | 1609.4703 | 1400.9636 | 1197.3389 | 997.7824 | 831.4853
[10 empty] | 0 | 1253.5828 | 2167.585 | 2630.1885 | 2809.8754 | 2809.8754 | 2809.8754 | 2809.8754 | 2809.8754 | 2809.8754 | 2809.8754 | 2809.8754 | 2809.8754 | 2809.8754 | 2809.8754 | 2809.8754 | 2809.8754 | 2809.8754 | 2809.8754 | 2809.8754 | 2809.8754 | 2809.8754 | 2809.8754 | 2809.8754 | 2809.8754 | 2809.8754 | 2809.8754 | 2600.9449
[10 empty] | 0 | 821.014 | 1601.4492 | 2440.2525 | 3149.267 | 3723.6915 | 4403.0755 | 5224.5642 | 6186.8189 | 7287.7462 | 8489.5715 | 9788.7671 | 11201.0916 | 12692.5559 | 14244.9405 | 15840.09 | 17481.3816 | 19172.7918 | 20889.7398 | 22637.353 | 24403.9156 | 26177.8811 | 27931.3194 | 29669.1448 | 31408.324 | 33146.9104 | 34882.8631 | 36791.7915
[10 empty] | 0 | 0 | 0 | 0 | 0 | 0 | 0 | 0 | 0 | 0 | 0 | 0 | 0 | 0 | 0 | 0 | 0 | 0 | 0 | 0 | 0 | 0 | 0 | 0 | 0 | 0 | 0 | 0
[10 empty] | 0 | 0 | 0 | 0 | 0 | 0 | 0 | 0 | 0 | 0 | 0 | 0 | 0 | 0 | 0 | 0 | 0 | 0 | 0 | 0 | 0 | 0 | 0 | 0 | 0 | 0 | 0 | 0
[10 empty] | 0 | 0 | 0 | 0 | 0 | 0 | 0 | 0 | 0 | 0 | 0 | 0 | 0 | 0 | 0 | 0 | 0 | 0 | 0 | 0 | 0 | 0 | 0 | 0 | 0 | 0 | 0 | 0
[10 empty] | 0 | 0 | 0 | 0 | 0 | 0 | 0 | 0 | 0 | 0 | 0 | 0 | 0 | 0 | 0 | 0 | 0 | 0 | 0 | 0 | 0 | 0 | 0 | 0 | 0 | 0 | 0 | 0
[10 empty] | 0 | 0 | 0 | 0 | 0 | 0 | 0 | 0 | 0 | 0 | 0 | 0 | 0 | 0 | 0 | 0 | 0 | 0 | 0 | 0 | 0 | 0 | 0 | 0 | 0 | 0 | 0 | 0
[10 empty] | 0 | 0 | 0 | 0 | 0 | 0 | 0 | 0 | 0 | 0 | 0 | 0 | 0 | 0 | 0 | 0 | 0 | 0 | 0 | 0 | 0 | 0 | 0 | 0 | 0 | 0 | 0 | 0
[10 empty] | 0 | 0 | 0 | 0 | 0 | 0 | 0 | 0 | 0 | 0 | 0 | 0 | 0 | 0 | 0 | 0 | 0 | 0 | 0 | 0 | 0 | 0 | 0 | 0 | 0 | 0 | 0 | 0
[10 empty] | 0 | 0 | 0 | 0 | 0 | 0 | 0 | 0 | 0 | 0 | 0 | 0 | 0 | 0 | 0 | 0 | 0 | 0 | 0 | 0 | 0 | 0 | 0 | 0 | 0 | 0 | 0 | 0
[10 empty] | 3543.64 | 3522.6245 | 3501.6091 | 3480.5936 | 3459.5781 | 3438.5626 | 3417.5472 | 3395.3537 | 3372.1785 | 3348.1853 | 3323.5104 | 3298.2673 | 3255.5643 | 3198.3114 | 3128.9335 | 3049.4515 | 2961.5493 | 2834.0988 | 2673.6912 | 2485.8195 | 2275.061 | 2045.2301 | 1823.8352 | 1609.4703 | 1400.9636 | 1197.3389 | 997.7824 | 831.4853
[10 empty] | 0 | 1253.5828 | 2167.585 | 2630.1885 | 2809.8754 | 2809.8754 | 2809.8754 | 2809.8754 | 2809.8754 | 2809.8754 | 2809.8754 | 2809.8754 | 2809.8754 | 2809.8754 | 2809.8754 | 2809.8754 | 2809.8754 | 2809.8754 | 2809.8754 | 2809.8754 | 2809.8754 | 2809.8754 | 2809.8754 | 2809.8754 | 2809.8754 | 2809.8754 | 2809.8754 | 2600.9449
[10 empty] | 0 | 821.014 | 1601.4492 | 2440.2525 | 3149.267 | 3723.6915 | 4403.0755 | 5224.5642 | 6186.8189 | 7287.7462 | 8489.5715 | 9788.7671 | 11201.0916 | 12692.5559 | 14244.9405 | 15840.09 | 17481.3816 | 19172.7918 | 20889.7398 | 22637.353 | 24403.9156 | 26177.8811 | 27931.3194 | 29669.1448 | 31408.324 | 33146.9104 | 34882.8631 | 36791.7915
[10 empty] | 0 | 0 | 0 | 0 | 0 | 0 | 0 | 0 | 0 | 0 | 0 | 0 | 0 | 0 | 0 | 0 | 0 | 0 | 0 | 0 | 0 | 0 | 0 | 0 | 0 | 0 | 0 | 0
[10 empty] | 0 | 0 | 0 | 0 | 0 | 0 | 0 | 0 | 0 | 0 | 0 | 0 | 0 | 0 | 0 | 0 | 0 | 0 | 0 | 0 | 0 | 0 | 0 | 0 | 0 | 0 | 0 | 0
[10 empty] | 0 | 0 | 0 | 0 | 0 | 0 | 0 | 0 | 0 | 0 | 0 | 0 | 0 | 0 | 0 | 0 | 0 | 0 | 0 | 0 | 0 | 0 | 0 | 0 | 0 | 0 | 0 | 0
[10 empty] | 0 | 0 | 0 | 0 | 0 | 0 | 0 | 0 | 0 | 0 | 0 | 0 | 0 | 0 | 0 | 0 | 0 | 0 | 0 | 0 | 0 | 0 | 0 | 0 | 0 | 0 | 0 | 0
[10 empty] | 0 | 0 | 0 | 0 | 0 | 0 | 0 | 0 | 0 | 0 | 0 | 0 | 0 | 0 | 0 | 0 | 0 | 0 | 0 | 0 | 0 | 0 | 0 | 0 | 0 | 0 | 0 | 0
[10 empty] | 0 | 0 | 0 | 0 | 0 | 0 | 0 | 0 | 0 | 0 | 0 | 0 | 0 | 0 | 0 | 0 | 0 | 0 | 0 | 0 | 0 | 0 | 0 | 0 | 0 | 0 | 0 | 0
[10 empty] | 0 | 0 | 0 | 0 | 0 | 0 | 0 | 0 | 0 | 0 | 0 | 0 | 0 | 0 | 0 | 0 | 0 | 0 | 0 | 0 | 0 | 0 | 0 | 0 | 0 | 0 | 0 | 0
[10 empty] | 0 | 0 | 0 | 0 | 0 | 0 | 0 | 0 | 0 | 0 | 0 | 0 | 0 | 0 | 0 | 0 | 0 | 0 | 0 | 0 | 0 | 0 | 0 | 0 | 0 | 0 | 0 | 0
[10 empty] | 3543.64 | 3522.6245 | 3501.6091 | 3480.5936 | 3459.5781 | 3438.5626 | 3417.5472 | 3395.3537 | 3372.1785 | 3348.1853 | 3323.5104 | 3298.2673 | 3255.5643 | 3198.3114 | 3128.9335 | 3049.4515 | 2961.5493 | 2834.0988 | 2673.6912 | 2485.8195 | 2275.061 | 2045.2301 | 1823.8352 | 1609.4703 | 1400.9636 | 1197.3389 | 997.7824 | 831.4853
[10 empty] | 0 | 1253.5828 | 2167.585 | 2630.1885 | 2809.8754 | 2809.8754 | 2809.8754 | 2809.8754 | 2809.8754 | 2809.8754 | 2809.8754 | 2809.8754 | 2809.8754 | 2809.8754 | 2809.8754 | 2809.8754 | 2809.8754 | 2809.8754 | 2809.8754 | 2809.8754 | 2809.8754 | 2809.8754 | 2809.8754 | 2809.8754 | 2809.8754 | 2809.8754 | 2809.8754 | 2600.9449
[10 empty] | 0 | 821.014 | 1601.4492 | 2440.2525 | 3149.267 | 3723.6915 | 4403.0755 | 5224.5642 | 6186.8189 | 7287.7462 | 8489.5715 | 9788.7671 | 11201.0916 | 12692.5559 | 14244.9405 | 15840.09 | 17481.3816 | 19172.7918 | 20889.7398 | 22637.353 | 24403.9156 | 26177.8811 | 27931.3194 | 29669.1448 | 31408.324 | 33146.9104 | 34882.8631 | 36791.7915
[10 empty] | 0 | 0 | 0 | 0 | 0 | 0 | 0 | 0 | 0 | 0 | 0 | 0 | 0 | 0 | 0 | 0 | 0 | 0 | 0 | 0 | 0 | 0 | 0 | 0 | 0 | 0 | 0 | 0
[10 empty] | 0 | 0 | 0 | 0 | 0 | 0 | 0 | 0 | 0 | 0 | 0 | 0 | 0 | 0 | 0 | 0 | 0 | 0 | 0 | 0 | 0 | 0 | 0 | 0 | 0 | 0 | 0 | 0
[10 empty] | 0 | 0 | 0 | 0 | 0 | 0 | 0 | 0 | 0 | 0 | 0 | 0 | 0 | 0 | 0 | 0 | 0 | 0 | 0 | 0 | 0 | 0 | 0 | 0 | 0 | 0 | 0 | 0
[10 empty] | 0 | 0 | 0 | 0 | 0 | 0 | 0 | 0 | 0 | 0 | 0 | 0 | 0 | 0 | 0 | 0 | 0 | 0 | 0 | 0 | 0 | 0 | 0 | 0 | 0 | 0 | 0 | 0
[10 empty] | 0 | 0 | 0 | 0 | 0 | 0 | 0 | 0 | 0 | 0 | 0 | 0 | 0 | 0 | 0 | 0 | 0 | 0 | 0 | 0 | 0 | 0 | 0 | 0 | 0 | 0 | 0 | 0
[10 empty] | 0 | 0 | 0 | 0 | 0 | 0 | 0 | 0 | 0 | 0 | 0 | 0 | 0 | 0 | 0 | 0 | 0 | 0 | 0 | 0 | 0 | 0 | 0 | 0 | 0 | 0 | 0 | 0
[10 empty] | 0 | 0 | 0 | 0 | 0 | 0 | 0 | 0 | 0 | 0 | 0 | 0 | 0 | 0 | 0 | 0 | 0 | 0 | 0 | 0 | 0 | 0 | 0 | 0 | 0 | 0 | 0 | 0
[10 empty] | 0 | 0 | 0 | 0 | 0 | 0 | 0 | 0 | 0 | 0 | 0 | 0 | 0 | 0 | 0 | 0 | 0 | 0 | 0 | 0 | 0 | 0 | 0 | 0 | 0 | 0 | 0 | 0
[10 empty] | 3543.64 | 3522.6245 | 3501.6091 | 3480.5936 | 3459.5781 | 3438.5626 | 3417.5472 | 3395.3537 | 3372.1785 | 3348.1853 | 3323.5104 | 3298.2673 | 3255.5643 | 3198.3114 | 3128.9335 | 3049.4515 | 2961.5493 | 2834.0988 | 2673.6912 | 2485.8195 | 2275.061 | 2045.2301 | 1823.8352 | 1609.4703 | 1400.9636 | 1197.3389 | 997.7824 | 831.4853
[10 empty] | 0 | 1253.5828 | 2167.585 | 2630.1885 | 2809.8754 | 2809.8754 | 2809.8754 | 2809.8754 | 2809.8754 | 2809.8754 | 2809.8754 | 2809.8754 | 2809.8754 | 2809.8754 | 2809.8754 | 2809.8754 | 2809.8754 | 2809.8754 | 2809.8754 | 2809.8754 | 2809.8754 | 2809.8754 | 2809.8754 | 2809.8754 | 2809.8754 | 2809.8754 | 2809.8754 | 2600.9449
[10 empty] | 0 | 821.014 | 1601.4492 | 2440.2525 | 3149.267 | 3723.6915 | 4403.0755 | 5224.5642 | 6186.8189 | 7287.7462 | 8489.5715 | 9788.7671 | 11201.0916 | 12692.5559 | 14244.9405 | 15840.09 | 17481.3816 | 19172.7918 | 20889.7398 | 22637.353 | 24403.9156 | 26177.8811 | 27931.3194 | 29669.1448 | 31408.324 | 33146.9104 | 34882.8631 | 36791.7915
[10 empty] | 0 | 0 | 0 | 0 | 0 | 0 | 0 | 0 | 0 | 0 | 0 | 0 | 0 | 0 | 0 | 0 | 0 | 0 | 0 | 0 | 0 | 0 | 0 | 0 | 0 | 0 | 0 | 0
[10 empty] | 0 | 0 | 0 | 0 | 0 | 0 | 0 | 0 | 0 | 0 | 0 | 0 | 0 | 0 | 0 | 0 | 0 | 0 | 0 | 0 | 0 | 0 | 0 | 0 | 0 | 0 | 0 | 0
[10 empty] | 0 | 0 | 0 | 0 | 0 | 0 | 0 | 0 | 0 | 0 | 0 | 0 | 0 | 0 | 0 | 0 | 0 | 0 | 0 | 0 | 0 | 0 | 0 | 0 | 0 | 0 | 0 | 0
[10 empty] | 0 | 0 | 0 | 0 | 0 | 0 | 0 | 0 | 0 | 0 | 0 | 0 | 0 | 0 | 0 | 0 | 0 | 0 | 0 | 0 | 0 | 0 | 0 | 0 | 0 | 0 | 0 | 0
[10 empty] | 0 | 0 | 0 | 0 | 0 | 0 | 0 | 0 | 0 | 0 | 0 | 0 | 0 | 0 | 0 | 0 | 0 | 0 | 0 | 0 | 0 | 0 | 0 | 0 | 0 | 0 | 0 | 0
[10 empty] | 0 | 0 | 0 | 0 | 0 | 0 | 0 | 0 | 0 | 0 | 0 | 0 | 0 | 0 | 0 | 0 | 0 | 0 | 0 | 0 | 0 | 0 | 0 | 0 | 0 | 0 | 0 | 0
[10 empty] | 0 | 0 | 0 | 0 | 0 | 0 | 0 | 0 | 0 | 0 | 0 | 0 | 0 | 0 | 0 | 0 | 0 | 0 | 0 | 0 | 0 | 0 | 0 | 0 | 0 | 0 | 0 | 0
[10 empty] | 0 | 0 | 0 | 0 | 0 | 0 | 0 | 0 | 0 | 0 | 0 | 0 | 0 | 0 | 0 | 0 | 0 | 0 | 0 | 0 | 0 | 0 | 0 | 0 | 0 | 0 | 0 | 0
[10 empty] | 3543.64 | 3522.6245 | 3501.6091 | 3480.5936 | 3459.5781 | 3438.5626 | 3417.5472 | 3395.3537 | 3372.1785 | 3348.1853 | 3323.5104 | 3298.2673 | 3255.5643 | 3198.3114 | 3128.9335 | 3049.4515 | 2961.5493 | 2834.0988 | 2673.6912 | 2485.8195 | 2275.061 | 2045.2301 | 1823.8352 | 1609.4703 | 1400.9636 | 1197.3389 | 997.7824 | 831.4853
[10 empty] | 0 | 1240.8841 | 2143.5503 | 2598.6836 | 2774.1213 | 2774.1213 | 2774.1213 | 2774.1213 | 2774.1213 | 2774.1213 | 2774.1213 | 2774.1213 | 2774.1213 | 2774.1213 | 2774.1213 | 2774.1213 | 2774.1213 | 2774.1213 | 2774.1213 | 2774.1213 | 2774.1213 | 2774.1213 | 2774.1213 | 2774.1213 | 2774.1213 | 2774.1213 | 2774.1213 | 2567.3073
[10 empty] | 0 | 812.6972 | 1583.453 | 2408.7111 | 3100.9592 | 3654.3682 | 4312.7368 | 5112.0319 | 6051.1115 | 7128.0456 | 8305.1959 | 9579.1485 | 10948.77 | 12382.9814 | 13865.988 | 15381.6556 | 16935.045 | 18499.0047 | 20055.5451 | 21615.2866 | 23171.0907 | 24715.2253 | 26247.2687 | 27770.7292 | 29420.4969 | 31201.0402 | 33267.2636 | 35449.3011
[10 empty] | 0 | 0 | 0 | 0 | 0 | 0 | 0 | 0 | 0 | 0 | 0 | 0 | 0 | 0 | 0 | 0 | 0 | 0 | 0 | 0 | 0 | 0 | 0 | 0 | 0 | 0 | 0 | 0
[10 empty] | 0 | 0 | 0 | 0 | 0 | 0 | 0 | 0 | 0 | 0 | 0 | 0 | 0 | 0 | 0 | 0 | 0 | 0 | 0 | 0 | 0 | 0 | 0 | 0 | 0 | 0 | 0 | 0
[10 empty] | 0 | 0 | 0 | 0 | 0 | 0 | 0 | 0 | 0 | 0 | 0 | 0 | 0 | 0 | 0 | 0 | 0 | 0 | 0 | 0 | 0 | 0 | 0 | 0 | 0 | 0 | 0 | 0
[10 empty] | 0 | 0 | 0 | 0 | 0 | 0 | 0 | 0 | 0 | 0 | 0 | 0 | 0 | 0 | 0 | 0 | 0 | 0 | 0 | 0 | 0 | 0 | 0 | 0 | 0 | 0 | 0 | 0
[10 empty] | 0 | 0 | 0 | 0 | 0 | 0 | 0 | 0 | 0 | 0 | 0 | 0 | 0 | 0 | 0 | 0 | 0 | 0 | 0 | 0 | 0 | 0 | 0 | 0 | 0 | 0 | 0 | 0
[10 empty] | 0 | 0 | 0 | 0 | 0 | 0 | 0 | 0 | 0 | 0 | 0 | 0 | 0 | 0 | 0 | 0 | 0 | 0 | 0 | 0 | 0 | 0 | 0 | 0 | 0 | 0 | 0 | 0
[10 empty] | 0 | 0 | 0 | 0 | 0 | 0 | 0 | 0 | 0 | 0 | 0 | 0 | 0 | 0 | 0 | 0 | 0 | 0 | 0 | 0 | 0 | 0 | 0 | 0 | 0 | 0 | 0 | 0
[10 empty] | 0 | 0 | 0 | 0 | 0 | 0 | 0 | 0 | 0 | 0 | 0 | 0 | 0 | 0 | 0 | 0 | 0 | 0 | 0 | 0 | 0 | 0 | 0 | 0 | 0 | 0 | 0 | 0
[10 empty] | 3543.64 | 3543.64 | 3543.64 | 3543.64 | 3543.64 | 3543.64 | 3543.64 | 3543.64 | 3543.64 | 3543.64 | 3543.64 | 3543.64 | 3543.64 | 3543.64 | 3543.64 | 3543.64 | 3543.64 | 3543.64 | 3543.64 | 3543.64 | 3543.64 | 3543.64 | 3543.64 | 3543.64 | 3424.5449 | 3178.9632 | 2649.136 | 2207.6133
[10 empty] | 0 | 35.1813 | 81.8613 | 130.6833 | 180.7691 | 180.7691 | 180.7691 | 180.7691 | 180.7691 | 180.7691 | 180.7691 | 180.7691 | 180.7691 | 180.7691 | 175.7432 | 164.7667 | 148.3837 | 127.1861 | 109.0166 | 93.4428 | 80.0939 | 58.4015 | 36.4579 | 17.025 | 0 | 0 | 0 | 0
[10 empty] | 0 | 0.76345 | 0.76345 | 0.76345 | 0.76345 | 52.175 | 104.9767 | 164.6267 | 225.8346 | 288.6318 | 353.0499 | 419.1214 | 486.8791 | 556.3565 | 632.6216 | 716.6248 | 807.8574 | 905.7637 | 1002.5376 | 1098.6489 | 1194.5066 | 1300.7336 | 1409.2426 | 1517.3303 | 1625.1403 | 1718.0968 | 1813.267 | 1910.6938
[10 empty] | 0 | 0 | 0 | 0 | 0 | 0 | 0 | 0 | 0 | 0 | 0 | 0 | 0 | 0 | 0 | 0 | 0 | 0 | 0 | 0 | 0 | 0 | 0 | 0 | 0 | 0 | 0 | 0
[10 empty] | 0 | 0.055593 | 0.055593 | 0.055593 | 0.055593 | 0.055593 | 0.055593 | 0.055593 | 0.055593 | 0.055593 | 0.055593 | 0.055593 | 0.055593 | 0.055593 | 0.047651 | 0.040844 | 0.035009 | 0.030008 | 0.025721 | 0.022046 | 0.018897 | 0 | 0 | 0 | 0 | 0 | 0 | 0
[10 empty] | 0 | 0 | 0 | 0 | 0 | 0 | 0 | 0 | 0 | 0 | 0 | 0 | 0 | 0 | 0 | 0 | 0 | 0 | 0 | 0 | 0 | 0 | 0 | 0 | 0 | 0 | 0 | 0
[10 empty] | 0 | 0 | 0 | 0 | 0 | 0 | 0 | 0 | 0 | 0 | 0 | 0 | 0 | 0 | 0 | 0 | 0 | 0 | 0 | 0 | 0 | 0 | 0 | 0 | 0 | 0 | 0 | 0
[10 empty] | 0 | 0 | 0 | 0 | 0 | 0 | 0 | 0 | 0 | 0 | 0 | 0 | 0 | 0 | 0 | 0 | 0 | 0 | 0 | 0 | 0 | 0 | 0 | 0 | 0 | 0 | 0 | 0
[10 empty] | 0 | 0 | 0 | 0 | 0 | 0 | 0 | 0 | 0 | 0 | 0 | 0 | 0 | 0 | 0 | 0 | 0 | 0 | 0 | 0 | 0 | 0 | 0 | 0 | 0 | 0 | 0 | 0
[10 empty] | 0 | 0 | 0 | 0 | 0 | 0 | 0 | 0 | 0 | 0 | 0 | 0 | 0 | 0 | 0 | 0 | 0 | 0 | 0 | 0 | 0 | 0 | 0 | 0 | 0 | 0 | 0 | 0
[10 empty] | 0 | 0 | 0 | 0 | 0 | 0 | 0 | 0 | 0 | 0 | 0 | 0 | 0 | 0 | 0 | 0 | 0 | 0 | 0 | 0 | 0 | 0 | 0 | 0 | 0 | 0 | 0 | 0
[10 empty] | 0 | 0 | 0 | 0 | 0 | 0 | 0 | 0 | 0 | 0 | 0 | 0 | 0 | 0 | 0 | 0 | 0 | 0 | 0 | 0 | 0 | 0 | 0 | 0 | 0 | 0 | 0 | 0
[10 empty] | 0 | 13478.314 | 23291.6646 | 30637.0712 | 32792.6963 | 32089.411 | 25436.5233 | 16150.28 | 8825.5024 | 4429.8924 | 1642.452 | 0 | 0 | 0 | 0 | 0 | 0 | 0 | 0 | 0 | 0 | 0 | 0
[10 empty] | 0 | 0 | 0 | 0 | 0 | 0 | 6357.8685 | 13634.6668 | 19772.8642 | 24086.0106 | 26036.0341 | 26738.0377 | 25571.1822 | 24190.3138 | 23167.1373 | 22522.0241 | 21738.0879 | 20960.7369 | 20032.0363 | 19107.4499 | 18320.2729 | 17547.8078 | 16917.9751
[10 empty] | 0 | 13786.9211 | 24117.7482 | 32111.6158 | 39228.273 | 45169.3367 | 47306.9402 | 48441.7732 | 47845.5999 | 44750.4882 | 42859.291 | 41227.8678 | 39481.8209 | 37857.385 | 35784.6903 | 34004.2359 | 32361.5026 | 30584.8368 | 29011.6847 | 27521.7533 | 25958.2135 | 24517.4683 | 23230.4179
[10 empty] | 0 | 4565.7284 | 8001.9284 | 10743.7008 | 13447.5861 | 16122.6616 | 16096.8654 | 16071.1104 | 16045.3966 | 16019.724 | 15094.0122 | 13672.1027 | 11990.7768 | 10109.7268 | 8074.841 | 5279.1917 | 3333.9132 | 1956.7755 | 865.4153 | 0 | 0 | 0 | 0
[10 empty] | 0 | 0 | 0 | 0 | 0 | 0 | 3391.6178 | 7700.4037 | 11719.3114 | 16335.7188 | 16309.5817 | 16283.4863 | 16257.4327 | 16231.4209 | 16205.4506 | 15510.9039 | 14101.5511 | 12178.4228 | 9727.1498 | 7769.2691 | 5336.0882 | 3156.1669 | 1487.5581
[10 empty] | 0 | 0 | 0 | 0 | 0 | 0 | 0 | 0 | 0 | 0 | 4563.045 | 9112.444 | 14027.3448 | 19078.0704 | 24269.2434 | 30150.3797 | 35851.1706 | 41594.4957 | 47507.8498 | 52601.1955 | 57231.84 | 61465.9625 | 64888.705
[10 empty] | 0 | 0 | 0 | 0 | 0 | 0 | 0 | 0 | 0 | 0 | 0 | 0 | 0 | 0 | 0 | 0 | 0 | 0 | 0 | 0 | 0 | 0 | 0
[10 empty] | 0 | 0 | 0 | 0 | 0 | 0 | 0 | 0 | 0 | 0 | 0 | 0 | 0 | 0 | 0 | 0 | 0 | 0 | 0 | 0 | 0 | 0 | 0
[10 empty] | 0 | 0 | 0 | 0 | 0 | 0 | 0 | 0 | 0 | 0 | 0 | 0 | 0 | 0 | 0 | 0 | 0 | 0 | 0 | 0 | 0 | 0 | 0
[10 empty] | 0 | 0 | 0 | 0 | 0 | 0 | 0 | 0 | 0 | 0 | 0 | 0 | 0 | 0 | 0 | 0 | 0 | 0 | 0 | 0 | 0 | 0 | 0
[10 empty] | 110360.6814 | 78353.1408 | 54596.4685 | 36339.4094 | 24187.5109 | 16099.2073 | 10715.6324 | 7132.3249 | 4747.2755 | 3159.7865 | 2103.1539 | 1399.8593 | 931.7463 | 620.1703 | 412.7854 | 274.75 | 182.8736 | 121.7206 | 81.0173 | 53.9251 | 35.8925 | 23.8901 | 15.9012
[10 empty] | 0 | 0 | #DIV/0! | #DIV/0! | #DIV/0! | #DIV/0! | #DIV/0! | #DIV/0! | #DIV/0! | #DIV/0! | #DIV/0! | #DIV/0! | #DIV/0! | #DIV/0! | #DIV/0! | #DIV/0! | #DIV/0! | #DIV/0! | #DIV/0! | #DIV/0! | #DIV/0! | #DIV/0!
[10 empty] | 0 | 8976.5403 | #DIV/0! | #DIV/0! | #DIV/0! | #DIV/0! | #DIV/0! | #DIV/0! | #DIV/0! | #DIV/0! | #DIV/0! | #DIV/0! | #DIV/0! | #DIV/0! | #DIV/0! | #DIV/0! | #DIV/0! | #DIV/0! | #DIV/0! | #DIV/0! | #DIV/0! | #DIV/0!
[10 empty] | 0 | 92.9925 | #DIV/0! | #DIV/0! | #DIV/0! | #DIV/0! | #DIV/0! | #DIV/0! | #DIV/0! | #DIV/0! | #DIV/0! | #DIV/0! | #DIV/0! | #DIV/0! | #DIV/0! | #DIV/0! | #DIV/0! | #DIV/0! | #DIV/0! | #DIV/0! | #DIV/0! | #DIV/0!
[10 empty] | 0 | 0 | #DIV/0! | #DIV/0! | #DIV/0! | #DIV/0! | #DIV/0! | #DIV/0! | #DIV/0! | #DIV/0! | #DIV/0! | #DIV/0! | #DIV/0! | #DIV/0! | #DIV/0! | #DIV/0! | #DIV/0! | #DIV/0! | #DIV/0! | #DIV/0! | #DIV/0! | #DIV/0!
[10 empty] | 0 | 377.8918 | #DIV/0! | #DIV/0! | #DIV/0! | #DIV/0! | #DIV/0! | #DIV/0! | #DIV/0! | #DIV/0! | #DIV/0! | #DIV/0! | #DIV/0! | #DIV/0! | #DIV/0! | #DIV/0! | #DIV/0! | #DIV/0! | #DIV/0! | #DIV/0! | #DIV/0! | #DIV/0!
[10 empty] | 0 | 0 | #DIV/0! | #DIV/0! | #DIV/0! | #DIV/0! | #DIV/0! | #DIV/0! | #DIV/0! | #DIV/0! | #DIV/0! | #DIV/0! | #DIV/0! | #DIV/0! | #DIV/0! | #DIV/0! | #DIV/0! | #DIV/0! | #DIV/0! | #DIV/0! | #DIV/0! | #DIV/0!
[10 empty] | 0 | 0 | #DIV/0! | #DIV/0! | #DIV/0! | #DIV/0! | #DIV/0! | #DIV/0! | #DIV/0! | #DIV/0! | #DIV/0! | #DIV/0! | #DIV/0! | #DIV/0! | #DIV/0! | #DIV/0! | #DIV/0! | #DIV/0! | #DIV/0! | #DIV/0! | #DIV/0! | #DIV/0!
[10 empty] | 0 | 0 | #DIV/0! | #DIV/0! | #DIV/0! | #DIV/0! | #DIV/0! | #DIV/0! | #DIV/0! | #DIV/0! | #DIV/0! | #DIV/0! | #DIV/0! | #DIV/0! | #DIV/0! | #DIV/0! | #DIV/0! | #DIV/0! | #DIV/0! | #DIV/0! | #DIV/0! | #DIV/0!
[10 empty] | 0 | 0 | #DIV/0! | #DIV/0! | #DIV/0! | #DIV/0! | #DIV/0! | #DIV/0! | #DIV/0! | #DIV/0! | #DIV/0! | #DIV/0! | #DIV/0! | #DIV/0! | #DIV/0! | #DIV/0! | #DIV/0! | #DIV/0! | #DIV/0! | #DIV/0! | #DIV/0! | #DIV/0!
[10 empty] | 0 | 0 | #DIV/0! | #DIV/0! | #DIV/0! | #DIV/0! | #DIV/0! | #DIV/0! | #DIV/0! | #DIV/0! | #DIV/0! | #DIV/0! | #DIV/0! | #DIV/0! | #DIV/0! | #DIV/0! | #DIV/0! | #DIV/0! | #DIV/0! | #DIV/0! | #DIV/0! | #DIV/0!
[10 empty] | 176634.54 | 166904.5002 | 156980.5656 | #DIV/0! | #DIV/0! | #DIV/0! | #DIV/0! | #DIV/0! | #DIV/0! | #DIV/0! | #DIV/0! | #DIV/0! | #DIV/0! | #DIV/0! | #DIV/0! | #DIV/0! | #DIV/0! | #DIV/0! | #DIV/0! | #DIV/0! | #DIV/0! | #DIV/0!
[10 empty] | 0 | 345.2994 | 699.9854 | 1063.3144 | 1435.0597 | 1435.0597 | 1435.0597 | 1435.0597 | 1435.0597 | 1435.0597 | 1435.0597 | 1435.0597 | 1435.0597 | 1435.0597 | 1385.7312 | 1292.7802 | 1161.2038 | 995.3175 | 853.1293 | 731.2537 | 626.7889 | 436.6422 | 270.9244 | 126.3624 | 0 | 0 | 0 | 0
[10 empty] | 0 | 0 | 0 | 0 | 0 | 379.5877 | 766.5421 | 1160.472 | 1561.0593 | 1982.3333 | 2422.0524 | 2896.4266 | 3401.2559 | 3932.9597 | 4469.5104 | 5012.3668 | 5562.6939 | 6121.4796 | 6635.2834 | 7111.4285 | 7556.2149 | 8075.6716 | 8562.2292 | 9021.3638 | 9457.9456 | 9765.4786 | 10071.7808 | 10378.1273
[10 empty] | 0 | 0 | 0 | 0 | 0 | 0 | 0 | 0 | 0 | 0 | 0 | 0 | 0 | 0 | 0 | 0 | 0 | 0 | 0 | 0 | 0 | 0 | 0 | 0 | 0 | 0 | 0 | 0
[10 empty] | 0 | 0 | 0 | 0 | 0 | 0 | 0 | 0 | 0 | 0 | 0 | 0 | 0 | 0 | 0 | 0 | 0 | 0 | 0 | 0 | 0 | 0 | 0 | 0 | 0 | 0 | 0 | 0
[10 empty] | 0 | 0 | 0 | 0 | 0 | 0 | 0 | 0 | 0 | 0 | 0 | 0 | 0 | 0 | 0 | 0 | 0 | 0 | 0 | 0 | 0 | 0 | 0 | 0 | 0 | 0 | 0 | 0
[10 empty] | 0 | 0 | 0 | 0 | 0 | 0 | 0 | 0 | 0 | 0 | 0 | 0 | 0 | 0 | 0 | 0 | 0 | 0 | 0 | 0 | 0 | 0 | 0 | 0 | 0 | 0 | 0 | 0
[10 empty] | 0 | 0 | 0 | 0 | 0 | 0 | 0 | 0 | 0 | 0 | 0 | 0 | 0 | 0 | 0 | 0 | 0 | 0 | 0 | 0 | 0 | 0 | 0 | 0 | 0 | 0 | 0 | 0
[10 empty] | 0 | 0 | 0 | 0 | 0 | 0 | 0 | 0 | 0 | 0 | 0 | 0 | 0 | 0 | 0 | 0 | 0 | 0 | 0 | 0 | 0 | 0 | 0 | 0 | 0 | 0 | 0 | 0
[10 empty] | 0 | 0 | 0 | 0 | 0 | 0 | 0 | 0 | 0 | 0 | 0 | 0 | 0 | 0 | 0 | 0 | 0 | 0 | 0 | 0 | 0 | 0 | 0 | 0 | 0 | 0 | 0 | 0
[10 empty] | 0 | 0 | 0 | 0 | 0 | 0 | 0 | 0 | 0 | 0 | 0 | 0 | 0 | 0 | 0 | 0 | 0 | 0 | 0 | 0 | 0 | 0 | 0 | 0 | 0 | 0 | 0 | 0
[10 empty] | 5345.0347 | 5137.3432 | 4923.8079 | 4705.2635 | 4482.0303 | 4254.7781 | 4024.0811 | 3790.4314 | 3554.2508 | 3301.6161 | 3034.8779 | 2737.938 | 2415.1111 | 2070.0952 | 1774.3673 | 1520.8863 | 1303.6168 | 1117.3858 | 957.7593 | 820.9365 | 703.6599 | 603.1371 | 516.9746 | 443.1211 | 379.8181 | 325.5584 | 279.05 | 239.1857
[10 empty] | 0 | 2557.1648 | 4478.6141 | 5976.2226 | 7191.0158 | 8404.215 | 9615.0501 | 11062.2054 | 12664.593 | 14368.2461 | 15492.6956 | 16231.6426 | 16714.0141 | 17025.6243 | 17223.5907 | 17345.9311 | 17417.9497 | 17456.4894 | 17472.7604 | 17474.2244 | 17465.8479 | 17450.9365 | 17431.6904 | 17409.574 | 17385.5621 | 17360.3034 | 17334.2296 | 17307.6282
[10 empty] | 0 | 0 | 0 | 0 | 0 | 0 | 0 | 0 | 0 | 0 | 0 | 0 | 0 | 0 | 0 | 0 | 0 | 0 | 0 | 0 | 0 | 0 | 0 | 0 | 0 | 0 | 0 | 0
[10 empty] | 0 | 0 | 0 | 0 | 0 | 0 | 0 | 0 | 0 | 0 | 0 | 0 | 0 | 0 | 0 | 0 | 0 | 0 | 0 | 0 | 0 | 0 | 0 | 0 | 0 | 0 | 0 | 0
[10 empty] | 0 | 0 | 0 | 0 | 0 | 0 | 0 | 0 | 0 | 0 | 0 | 0 | 0 | 0 | 0 | 0 | 0 | 0 | 0 | 0 | 0 | 0 | 0 | 0 | 0 | 0 | 0 | 0
[10 empty] | 0 | 0 | 0 | 0 | 0 | 0 | 0 | 0 | 0 | 0 | 0 | 0 | 0 | 0 | 0 | 0 | 0 | 0 | 0 | 0 | 0 | 0 | 0 | 0 | 0 | 0 | 0 | 0
[10 empty] | 0 | 0 | 0 | 0 | 0 | 0 | 0 | 0 | 0 | 0 | 0 | 0 | 0 | 0 | 0 | 0 | 0 | 0 | 0 | 0 | 0 | 0 | 0 | 0 | 0 | 0 | 0 | 0
[10 empty] | 0 | 0 | 0 | 0 | 0 | 0 | 0 | 0 | 0 | 0 | 0 | 0 | 0 | 0 | 0 | 0 | 0 | 0 | 0 | 0 | 0 | 0 | 0 | 0 | 0 | 0 | 0 | 0
[10 empty] | 0 | 0 | 0 | 0 | 0 | 0 | 0 | 0 | 0 | 0 | 0 | 0 | 0 | 0 | 0 | 0 | 0 | 0 | 0 | 0 | 0 | 0 | 0 | 0 | 0 | 0 | 0 | 0
[10 empty] | 0 | 0 | 0 | 0 | 0 | 0 | 0 | 0 | 0 | 0 | 0 | 0 | 0 | 0 | 0 | 0 | 0 | 0 | 0 | 0 | 0 | 0 | 0 | 0 | 0 | 0 | 0 | 0
[10 empty] | 0 | 0 | 0 | 0 | 0 | 0 | 0 | 0 | 0 | 0 | 0 | 0 | 0 | 0 | 0 | 0 | 0 | 0 | 0 | 0 | 0 | 0 | 0 | 0 | 0 | 0 | 0 | 0
[10 empty] | 18074.695 | 15488.6107 | 13538.2881 | 12011.8525 | 10768.2784 | 9526.3444 | 8286.8203 | 6811.0221 | 5180.0373 | 3447.8328 | 2294.8775 | 1527.4705 | 1016.6844 | 676.7051 | 450.4149 | 299.7962 | 199.5443 | 132.8167 | 88.4028 | 58.8409 | 39.1645 | 26.0679 | 17.3508 | 11.5487 | 7.6868 | 5.1163 | 3.4054 | 2.2667
[10 empty] | 0 | 2004.895 | 4017.4504 | 6037.7906 | 8066.0417 | 10102.3321 | 12146.7922 | 14199.5545 | 16260.7537 | 18330.5265 | 20409.0122 | 22496.3518 | 24592.6892 | 26698.1702 | 28594.001 | 30311.6097 | 31877.9588 | 33316.1833 | 34646.1378 | 35884.866 | 37047.002 | 38145.1156 | 39190.0072 | 40190.9611 | 41155.9625 | 42091.8836 | 43004.6432 | 43899.3428
[10 empty] | 0 | 0 | 0 | 0 | 0 | 0 | 0 | 0 | 0 | 0 | 0 | 0 | 0 | 0 | 0 | 0 | 0 | 0 | 0 | 0 | 0 | 0 | 0 | 0 | 0 | 0 | 0 | 0
[10 empty] | 0 | 0 | 0 | 0 | 0 | 0 | 0 | 0 | 0 | 0 | 0 | 0 | 0 | 0 | 0 | 0 | 0 | 0 | 0 | 0 | 0 | 0 | 0 | 0 | 0 | 0 | 0 | 0
[10 empty] | 0 | 0 | 0 | 0 | 0 | 0 | 0 | 0 | 0 | 0 | 0 | 0 | 0 | 0 | 0 | 0 | 0 | 0 | 0 | 0 | 0 | 0 | 0 | 0 | 0 | 0 | 0 | 0
[10 empty] | 0 | 0 | 0 | 0 | 0 | 0 | 0 | 0 | 0 | 0 | 0 | 0 | 0 | 0 | 0 | 0 | 0 | 0 | 0 | 0 | 0 | 0 | 0 | 0 | 0 | 0 | 0 | 0
[10 empty] | 0 | 0 | 0 | 0 | 0 | 0 | 0 | 0 | 0 | 0 | 0 | 0 | 0 | 0 | 0 | 0 | 0 | 0 | 0 | 0 | 0 | 0 | 0 | 0 | 0 | 0 | 0 | 0
[10 empty] | 0 | 0 | 0 | 0 | 0 | 0 | 0 | 0 | 0 | 0 | 0 | 0 | 0 | 0 | 0 | 0 | 0 | 0 | 0 | 0 | 0 | 0 | 0 | 0 | 0 | 0 | 0 | 0
[10 empty] | 0 | 0 | 0 | 0 | 0 | 0 | 0 | 0 | 0 | 0 | 0 | 0 | 0 | 0 | 0 | 0 | 0 | 0 | 0 | 0 | 0 | 0 | 0 | 0 | 0 | 0 | 0 | 0
[10 empty] | 0 | 0 | 0 | 0 | 0 | 0 | 0 | 0 | 0 | 0 | 0 | 0 | 0 | 0 | 0 | 0 | 0 | 0 | 0 | 0 | 0 | 0 | 0 | 0 | 0 | 0 | 0 | 0
[10 empty] | 0 | 0 | 0 | 0 | 0 | 0 | 0 | 0 | 0 | 0 | 0 | 0 | 0 | 0 | 0 | 0 | 0 | 0 | 0 | 0 | 0 | 0 | 0 | 0 | 0 | 0 | 0 | 0
[10 empty] | 29119.3007 | 27586.7059 | 26054.1111 | 24521.5163 | 22988.9216 | 21456.3268 | 19923.732 | 18391.1373 | 16858.5425 | 15325.9477 | 13793.3529 | 12260.7582 | 10728.1634 | 9195.5686 | 7881.916 | 6755.928 | 5790.7954 | 4963.5389 | 4254.4619 | 3646.6817 | 3125.7271 | 2679.1947 | 2296.4526 | 1968.3879 | 1687.1897 | 1446.1626 | 1239.5679 | 1062.4868
[10 empty] | 0 | 110.9146 | 221.4743 | 331.6799 | 441.5323 | 551.0323 | 660.1807 | 768.9785 | 877.4265 | 985.5254 | 1093.2762 | 1200.6796 | 1307.7366 | 1414.4479 | 1512.4582 | 1602.4503 | 1685.0534 | 1760.8471 | 1830.366 | 1894.1025 | 1952.5105 | 2006.0082 | 2054.9812 | 2099.7847 | 2140.7462 | 2178.1673 | 2212.3263 | 2243.4792
[10 empty] | 0 | 0 | 0 | 0 | 0 | 0 | 0 | 0 | 0 | 0 | 0 | 0 | 0 | 0 | 0 | 0 | 0 | 0 | 0 | 0 | 0 | 0 | 0 | 0 | 0 | 0 | 0 | 0
[10 empty] | 0 | 0 | 0 | 0 | 0 | 0 | 0 | 0 | 0 | 0 | 0 | 0 | 0 | 0 | 0 | 0 | 0 | 0 | 0 | 0 | 0 | 0 | 0 | 0 | 0 | 0 | 0 | 0
[10 empty] | 0 | 0 | 0 | 0 | 0 | 0 | 0 | 0 | 0 | 0 | 0 | 0 | 0 | 0 | 0 | 0 | 0 | 0 | 0 | 0 | 0 | 0 | 0 | 0 | 0 | 0 | 0 | 0
[10 empty] | 0 | 0 | 0 | 0 | 0 | 0 | 0 | 0 | 0 | 0 | 0 | 0 | 0 | 0 | 0 | 0 | 0 | 0 | 0 | 0 | 0 | 0 | 0 | 0 | 0 | 0 | 0 | 0
[10 empty] | 0 | 0 | 0 | 0 | 0 | 0 | 0 | 0 | 0 | 0 | 0 | 0 | 0 | 0 | 0 | 0 | 0 | 0 | 0 | 0 | 0 | 0 | 0 | 0 | 0 | 0 | 0 | 0
[10 empty] | 0 | 0 | 0 | 0 | 0 | 0 | 0 | 0 | 0 | 0 | 0 | 0 | 0 | 0 | 0 | 0 | 0 | 0 | 0 | 0 | 0 | 0 | 0 | 0 | 0 | 0 | 0 | 0
[10 empty] | 0 | 0 | 0 | 0 | 0 | 0 | 0 | 0 | 0 | 0 | 0 | 0 | 0 | 0 | 0 | 0 | 0 | 0 | 0 | 0 | 0 | 0 | 0 | 0 | 0 | 0 | 0 | 0
[10 empty] | 0 | 0 | 0 | 0 | 0 | 0 | 0 | 0 | 0 | 0 | 0 | 0 | 0 | 0 | 0 | 0 | 0 | 0 | 0 | 0 | 0 | 0 | 0 | 0 | 0 | 0 | 0 | 0
[10 empty] | 0 | 0 | 0 | 0 | 0 | 0 | 0 | 0 | 0 | 0 | 0 | 0 | 0 | 0 | 0 | 0 | 0 | 0 | 0 | 0 | 0 | 0 | 0 | 0 | 0 | 0 | 0 | 0
[10 empty] | 2777.3088 | 2661.9505 | 2546.9542 | 2432.3191 | 2318.0444 | 2204.129 | 2090.5723 | 1977.3733 | 1864.5312 | 1752.0451 | 1639.9143 | 1528.1377 | 1416.7146 | 1305.6442 | 1203.2817 | 1108.9444 | 1022.0032 | 941.8781 | 868.0349 | 799.9809 | 737.2624 | 679.4611 | 626.1913 | 577.0979 | 531.8534 | 490.1561 | 451.7279 | 416.3124
[10 empty] | 0 | 2067.7888 | 4198.1482 | 6383.0867 | 8612.562 | 10880.6263 | 13182.003 | 15512.0117 | 17866.5011 | 20208.6552 | 22539.0431 | 24962.5065 | 27467.4223 | 30043.4783 | 32320.5749 | 34332.3694 | 36108.7317 | 37676.1702 | 39058.2102 | 40275.7297 | 41347.257 | 42289.2356 | 43116.2583 | 43841.2758 | 44475.7815 | 45029.9751 | 45512.9088 | 45932.6158
[10 empty] | 0 | 0 | 0 | 0 | 0 | 0 | 0 | 0 | 0 | 0 | 0 | 0 | 0 | 0 | 0 | 0 | 0 | 0 | 0 | 0 | 0 | 0 | 0 | 0 | 0 | 0 | 0 | 0
[10 empty] | 0 | 0 | 0 | 0 | 0 | 0 | 0 | 0 | 0 | 0 | 0 | 0 | 0 | 0 | 0 | 0 | 0 | 0 | 0 | 0 | 0 | 0 | 0 | 0 | 0 | 0 | 0 | 0
[10 empty] | 0 | 0 | 0 | 0 | 0 | 0 | 0 | 0 | 0 | 0 | 0 | 0 | 0 | 0 | 0 | 0 | 0 | 0 | 0 | 0 | 0 | 0 | 0 | 0 | 0 | 0 | 0 | 0
[10 empty] | 0 | 0 | 0 | 0 | 0 | 0 | 0 | 0 | 0 | 0 | 0 | 0 | 0 | 0 | 0 | 0 | 0 | 0 | 0 | 0 | 0 | 0 | 0 | 0 | 0 | 0 | 0 | 0
[10 empty] | 0 | 0 | 0 | 0 | 0 | 0 | 0 | 0 | 0 | 0 | 0 | 0 | 0 | 0 | 0 | 0 | 0 | 0 | 0 | 0 | 0 | 0 | 0 | 0 | 0 | 0 | 0 | 0
[10 empty] | 0 | 0 | 0 | 0 | 0 | 0 | 0 | 0 | 0 | 0 | 0 | 0 | 0 | 0 | 0 | 0 | 0 | 0 | 0 | 0 | 0 | 0 | 0 | 0 | 0 | 0 | 0 | 0
[10 empty] | 0 | 0 | 0 | 0 | 0 | 0 | 0 | 0 | 0 | 0 | 0 | 0 | 0 | 0 | 0 | 0 | 0 | 0 | 0 | 0 | 0 | 0 | 0 | 0 | 0 | 0 | 0 | 0
[10 empty] | 0 | 0 | 0 | 0 | 0 | 0 | 0 | 0 | 0 | 0 | 0 | 0 | 0 | 0 | 0 | 0 | 0 | 0 | 0 | 0 | 0 | 0 | 0 | 0 | 0 | 0 | 0 | 0
[10 empty] | 0 | 0 | 0 | 0 | 0 | 0 | 0 | 0 | 0 | 0 | 0 | 0 | 0 | 0 | 0 | 0 | 0 | 0 | 0 | 0 | 0 | 0 | 0 | 0 | 0 | 0 | 0 | 0
[10 empty] | 52076.3602 | 49925.2492 | 47711.701 | 45443.7067 | 43131.3085 | 40780.4541 | 38396.4197 | 35983.8854 | 33547.0026 | 31122.5869 | 28710.069 | 26204.6071 | 23617.8239 | 20960.0314 | 18601.3292 | 16508.0597 | 14650.3527 | 13001.6997 | 11538.5751 | 10240.1007 | 9087.7481 | 8065.0735 | 7157.4839 | 6352.0284 | 5637.2134 | 5002.839 | 4439.8529 | 3940.2214
[10 empty] | 0 | 674.2598 | 1347.5517 | 2019.7054 | 2689.6133 | 3357.294 | 4022.7642 | 4686.0391 | 5347.1321 | 5995.2514 | 6632.0012 | 7292.7759 | 7973.7359 | 8671.5962 | 9265.8485 | 9771.4406 | 10201.1648 | 10565.968 | 10875.2184 | 11136.933 | 11357.9724 | 11544.208 | 11700.6641 | 11831.6404 | 11940.8166 | 12031.3413 | 12105.9095 | 12166.827
[10 empty] | 0 | 0 | 0 | 0 | 0 | 0 | 0 | 0 | 0 | 0 | 0 | 0 | 0 | 0 | 0 | 0 | 0 | 0 | 0 | 0 | 0 | 0 | 0 | 0 | 0 | 0 | 0 | 0
[10 empty] | 0 | 0 | 0 | 0 | 0 | 0 | 0 | 0 | 0 | 0 | 0 | 0 | 0 | 0 | 0 | 0 | 0 | 0 | 0 | 0 | 0 | 0 | 0 | 0 | 0 | 0 | 0 | 0
[10 empty] | 0 | 0 | 0 | 0 | 0 | 0 | 0 | 0 | 0 | 0 | 0 | 0 | 0 | 0 | 0 | 0 | 0 | 0 | 0 | 0 | 0 | 0 | 0 | 0 | 0 | 0 | 0 | 0
[10 empty] | 0 | 0 | 0 | 0 | 0 | 0 | 0 | 0 | 0 | 0 | 0 | 0 | 0 | 0 | 0 | 0 | 0 | 0 | 0 | 0 | 0 | 0 | 0 | 0 | 0 | 0 | 0 | 0
[10 empty] | 0 | 0 | 0 | 0 | 0 | 0 | 0 | 0 | 0 | 0 | 0 | 0 | 0 | 0 | 0 | 0 | 0 | 0 | 0 | 0 | 0 | 0 | 0 | 0 | 0 | 0 | 0 | 0
[10 empty] | 0 | 0 | 0 | 0 | 0 | 0 | 0 | 0 | 0 | 0 | 0 | 0 | 0 | 0 | 0 | 0 | 0 | 0 | 0 | 0 | 0 | 0 | 0 | 0 | 0 | 0 | 0 | 0
[10 empty] | 0 | 0 | 0 | 0 | 0 | 0 | 0 | 0 | 0 | 0 | 0 | 0 | 0 | 0 | 0 | 0 | 0 | 0 | 0 | 0 | 0 | 0 | 0 | 0 | 0 | 0 | 0 | 0
[10 empty] | 0 | 0 | 0 | 0 | 0 | 0 | 0 | 0 | 0 | 0 | 0 | 0 | 0 | 0 | 0 | 0 | 0 | 0 | 0 | 0 | 0 | 0 | 0 | 0 | 0 | 0 | 0 | 0
[10 empty] | 0 | 0 | 0 | 0 | 0 | 0 | 0 | 0 | 0 | 0 | 0 | 0 | 0 | 0 | 0 | 0 | 0 | 0 | 0 | 0 | 0 | 0 | 0 | 0 | 0 | 0 | 0 | 0
[10 empty] | 13207.3978 | 12512.0062 | 11817.6163 | 11124.3983 | 10433.4599 | 9744.7822 | 9058.3486 | 8374.144 | 7692.1547 | 7023.1725 | 6365.5933 | 5684.0224 | 4982.2995 | 4263.7096 | 3648.7608 | 3122.5053 | 2672.1508 | 2286.7503 | 1956.9356 | 1674.6896 | 1433.1515 | 1226.4501 | 1049.5609 | 898.1843 | 768.6404 | 657.7805 | 562.9098 | 481.7221
[10 empty] | 0 | 5975.1779 | 5965.6176 | 5956.0726 | 3964.3619 | 2638.6793 | 1756.3049 | 0 | 0 | 0 | 0 | 0 | 0 | 0 | 0 | 0 | 0 | 0 | 0 | 0 | 0 | 0 | 0 | 0 | 0 | 0 | 0 | 0
[10 empty] | 0 | 0 | 5965.6176 | 11912.1452 | 19821.8096 | 27046.4627 | 33808.87 | 41426.3158 | 46424.5276 | 50684.2976 | 54312.1582 | 57399.2768 | 60023.672 | 62252.1096 | 64141.7259 | 65741.4166 | 67093.0249 | 68232.3592 | 69190.0633 | 69992.361 | 70661.6942 | 71217.2676 | 71675.5162 | 72050.5046 | 72354.2687 | 72597.1085 | 72787.8385 | 72934.0017
[10 empty] | 0 | 0 | 0 | 0 | 0 | 0 | 0 | 0 | 0 | 0 | 0 | 0 | 0 | 0 | 0 | 0 | 0 | 0 | 0 | 0 | 0 | 0 | 0 | 0 | 0 | 0 | 0 | 0
[10 empty] | 0 | 0 | 0 | 0 | 0 | 0 | 0 | 0 | 0 | 0 | 0 | 0 | 0 | 0 | 0 | 0 | 0 | 0 | 0 | 0 | 0 | 0 | 0 | 0 | 0 | 0 | 0 | 0
[10 empty] | 0 | 0 | 0 | 0 | 0 | 0 | 0 | 0 | 0 | 0 | 0 | 0 | 0 | 0 | 0 | 0 | 0 | 0 | 0 | 0 | 0 | 0 | 0 | 0 | 0 | 0 | 0 | 0
[10 empty] | 0 | 0 | 0 | 0 | 0 | 0 | 0 | 0 | 0 | 0 | 0 | 0 | 0 | 0 | 0 | 0 | 0 | 0 | 0 | 0 | 0 | 0 | 0 | 0 | 0 | 0 | 0 | 0
[10 empty] | 0 | 0 | 0 | 0 | 0 | 0 | 0 | 0 | 0 | 0 | 0 | 0 | 0 | 0 | 0 | 0 | 0 | 0 | 0 | 0 | 0 | 0 | 0 | 0 | 0 | 0 | 0 | 0
[10 empty] | 0 | 0 | 0 | 0 | 0 | 0 | 0 | 0 | 0 | 0 | 0 | 0 | 0 | 0 | 0 | 0 | 0 | 0 | 0 | 0 | 0 | 0 | 0 | 0 | 0 | 0 | 0 | 0
[10 empty] | 0 | 0 | 0 | 0 | 0 | 0 | 0 | 0 | 0 | 0 | 0 | 0 | 0 | 0 | 0 | 0 | 0 | 0 | 0 | 0 | 0 | 0 | 0 | 0 | 0 | 0 | 0 | 0
[10 empty] | 0 | 0 | 0 | 0 | 0 | 0 | 0 | 0 | 0 | 0 | 0 | 0 | 0 | 0 | 0 | 0 | 0 | 0 | 0 | 0 | 0 | 0 | 0 | 0 | 0 | 0 | 0 | 0
[10 empty] | 77801.7951 | 71702.1344 | 65621.7934 | 59560.7259 | 53518.8859 | 47496.2273 | 41492.7041 | 35508.2707 | 30386.9635 | 26004.2952 | 22253.7328 | 19044.1087 | 16297.4041 | 13946.8528 | 11935.3182 | 10213.9043 | 8740.7675 | 7480.0991 | 6401.2551 | 5478.0112 | 4687.9255 | 4011.7927 | 3433.1775 | 2938.0152 | 2514.2695 | 2151.64 | 1841.312 | 1575.7422
[10 empty] | 0 | 3377.2744 | 3371.8708 | 3366.4758 | 3361.0895 | 3355.7117 | 3350.3426 | 3344.982 | 3339.63 | 3334.2866 | 3328.9518 | 3323.6255 | 3318.3077 | 3312.9984 | 3307.6976 | 3302.4053 | 3297.1214 | 3291.846 | 3286.5791 | 3281.3205 | 2620.8563 | 2093.3304 | 1671.9848 | 1335.4477 | 1066.6488 | 0 | 0 | 0
[10 empty] | 0 | 0 | 3371.8708 | 6732.9516 | 10083.2684 | 13422.8468 | 16751.7128 | 20069.8921 | 23377.4103 | 26674.2931 | 29960.566 | 33236.2546 | 36501.3843 | 39755.9804 | 43000.0684 | 46233.6736 | 49456.8211 | 52669.5362 | 55871.844 | 59063.7696 | 62245.3379 | 64762.4084 | 66748.7696 | 68311.2812 | 69535.2941 | 71340.9336 | 71907.2606 | 72335.7159
[10 empty] | 0 | 0 | 0 | 0 | 0 | 0 | 0 | 0 | 0 | 0 | 0 | 0 | 0 | 0 | 0 | 0 | 0 | 0 | 0 | 0 | 0 | 0 | 0 | 0 | 0 | 0 | 0 | 0
[10 empty] | 0 | 0 | 0 | 0 | 0 | 0 | 0 | 0 | 0 | 0 | 0 | 0 | 0 | 0 | 0 | 0 | 0 | 0 | 0 | 0 | 0 | 0 | 0 | 0 | 0 | 0 | 0 | 0
[10 empty] | 0 | 0 | 0 | 0 | 0 | 0 | 0 | 0 | 0 | 0 | 0 | 0 | 0 | 0 | 0 | 0 | 0 | 0 | 0 | 0 | 0 | 0 | 0 | 0 | 0 | 0 | 0 | 0
[10 empty] | 0 | 0 | 0 | 0 | 0 | 0 | 0 | 0 | 0 | 0 | 0 | 0 | 0 | 0 | 0 | 0 | 0 | 0 | 0 | 0 | 0 | 0 | 0 | 0 | 0 | 0 | 0 | 0
[10 empty] | 0 | 0 | 0 | 0 | 0 | 0 | 0 | 0 | 0 | 0 | 0 | 0 | 0 | 0 | 0 | 0 | 0 | 0 | 0 | 0 | 0 | 0 | 0 | 0 | 0 | 0 | 0 | 0
[10 empty] | 0 | 0 | 0 | 0 | 0 | 0 | 0 | 0 | 0 | 0 | 0 | 0 | 0 | 0 | 0 | 0 | 0 | 0 | 0 | 0 | 0 | 0 | 0 | 0 | 0 | 0 | 0 | 0
[10 empty] | 0 | 0 | 0 | 0 | 0 | 0 | 0 | 0 | 0 | 0 | 0 | 0 | 0 | 0 | 0 | 0 | 0 | 0 | 0 | 0 | 0 | 0 | 0 | 0 | 0 | 0 | 0 | 0
[10 empty] | 0 | 0 | 0 | 0 | 0 | 0 | 0 | 0 | 0 | 0 | 0 | 0 | 0 | 0 | 0 | 0 | 0 | 0 | 0 | 0 | 0 | 0 | 0 | 0 | 0 | 0 | 0 | 0
[10 empty] | 77801.7951 | 74300.0378 | 70809.2869 | 67329.5162 | 63860.6996 | 60402.8107 | 56955.8237 | 53519.7123 | 50094.4507 | 46680.013 | 43276.3732 | 39883.5055 | 36501.3843 | 33129.9837 | 29769.2781 | 26419.242 | 23079.8498 | 19751.0761 | 16432.8953 | 13125.2821 | 10483.4253 | 8373.3215 | 6687.9393 | 5341.7909 | 4266.5952 | 3407.8149 | 2721.89 | 2174.0279
[10 empty] | 0 | 11096.7589 | 22158.0082 | 33183.833 | 44174.3185 | 55129.5495 | 62380.1878 | 67165.1152 | 70308.9311 | 72360.4888 | 73685.105 | 74525.9344 | 75044.8207 | 75349.4868 | 75511.6331 | 75578.9833 | 75583.302 | 75545.7319 | 75480.3453 | 75396.5086 | 75300.456 | 75196.3369 | 75086.9131 | 74974.0226 | 74858.8889 | 74742.3259 | 74624.8757 | 74506.8985
[10 empty] | 0 | 0 | 0 | 0 | 0 | 0 | 0 | 0 | 0 | 0 | 0 | 0 | 0 | 0 | 0 | 0 | 0 | 0 | 0 | 0 | 0 | 0 | 0 | 0 | 0 | 0 | 0 | 0
[10 empty] | 0 | 0 | 0 | 0 | 0 | 0 | 0 | 0 | 0 | 0 | 0 | 0 | 0 | 0 | 0 | 0 | 0 | 0 | 0 | 0 | 0 | 0 | 0 | 0 | 0 | 0 | 0 | 0
[10 empty] | 0 | 0 | 0 | 0 | 0 | 0 | 0 | 0 | 0 | 0 | 0 | 0 | 0 | 0 | 0 | 0 | 0 | 0 | 0 | 0 | 0 | 0 | 0 | 0 | 0 | 0 | 0 | 0
[10 empty] | 0 | 0 | 0 | 0 | 0 | 0 | 0 | 0 | 0 | 0 | 0 | 0 | 0 | 0 | 0 | 0 | 0 | 0 | 0 | 0 | 0 | 0 | 0 | 0 | 0 | 0 | 0 | 0
[10 empty] | 0 | 0 | 0 | 0 | 0 | 0 | 0 | 0 | 0 | 0 | 0 | 0 | 0 | 0 | 0 | 0 | 0 | 0 | 0 | 0 | 0 | 0 | 0 | 0 | 0 | 0 | 0 | 0
[10 empty] | 0 | 0 | 0 | 0 | 0 | 0 | 0 | 0 | 0 | 0 | 0 | 0 | 0 | 0 | 0 | 0 | 0 | 0 | 0 | 0 | 0 | 0 | 0 | 0 | 0 | 0 | 0 | 0
[10 empty] | 0 | 0 | 0 | 0 | 0 | 0 | 0 | 0 | 0 | 0 | 0 | 0 | 0 | 0 | 0 | 0 | 0 | 0 | 0 | 0 | 0 | 0 | 0 | 0 | 0 | 0 | 0 | 0
[10 empty] | 0 | 0 | 0 | 0 | 0 | 0 | 0 | 0 | 0 | 0 | 0 | 0 | 0 | 0 | 0 | 0 | 0 | 0 | 0 | 0 | 0 | 0 | 0 | 0 | 0 | 0 | 0 | 0
[10 empty] | 0 | 0 | 0 | 0 | 0 | 0 | 0 | 0 | 0 | 0 | 0 | 0 | 0 | 0 | 0 | 0 | 0 | 0 | 0 | 0 | 0 | 0 | 0 | 0 | 0 | 0 | 0 | 0
[10 empty] | 77801.7951 | 66580.5533 | 55395.0204 | 44245.1107 | 33130.7389 | 22051.8198 | 14677.6913 | 9769.4713 | 6502.5601 | 4328.104 | 2880.786 | 1917.4512 | 1276.2555 | 849.4757 | 565.411 | 376.3376 | 250.4903 | 166.7263 | 110.973 | 73.8637 | 49.1637 | 32.7233 | 21.7806 | 14.4972 | 9.6493 | 6.4226 | 4.2749 | 2.8454
[10 empty] | 0 | 7061.5738 | 7050.2753 | 4692.6633 | 3123.4367 | 2078.9594 | 0 | 0 | 0 | 0 | 0 | 0 | 0 | 0 | 0 | 0 | 0 | 0 | 0 | 0 | 0 | 0 | 0 | 0 | 0 | 0 | 0 | 0
[10 empty] | 0 | 0 | 7050.2753 | 16424.3214 | 24987.4933 | 33003.4811 | 42031.5704 | 47792.6977 | 52565.4397 | 56515.8779 | 59782.1923 | 62479.3482 | 64702.9971 | 66532.7207 | 68034.7309 | 69264.1163 | 70266.7101 | 71080.6459 | 71737.6504 | 72264.1205 | 72682.0182 | 73009.6159 | 73262.116 | 73452.1672 | 73590.2928 | 73685.2483 | 73744.3184 | 73773.5635
[10 empty] | 0 | 0 | 0 | 0 | 0 | 0 | 0 | 0 | 0 | 0 | 0 | 0 | 0 | 0 | 0 | 0 | 0 | 0 | 0 | 0 | 0 | 0 | 0 | 0 | 0 | 0 | 0 | 0
[10 empty] | 0 | 0 | 0 | 0 | 0 | 0 | 0 | 0 | 0 | 0 | 0 | 0 | 0 | 0 | 0 | 0 | 0 | 0 | 0 | 0 | 0 | 0 | 0 | 0 | 0 | 0 | 0 | 0
[10 empty] | 0 | 0 | 0 | 0 | 0 | 0 | 0 | 0 | 0 | 0 | 0 | 0 | 0 | 0 | 0 | 0 | 0 | 0 | 0 | 0 | 0 | 0 | 0 | 0 | 0 | 0 | 0 | 0
[10 empty] | 0 | 0 | 0 | 0 | 0 | 0 | 0 | 0 | 0 | 0 | 0 | 0 | 0 | 0 | 0 | 0 | 0 | 0 | 0 | 0 | 0 | 0 | 0 | 0 | 0 | 0 | 0 | 0
[10 empty] | 0 | 0 | 0 | 0 | 0 | 0 | 0 | 0 | 0 | 0 | 0 | 0 | 0 | 0 | 0 | 0 | 0 | 0 | 0 | 0 | 0 | 0 | 0 | 0 | 0 | 0 | 0 | 0
[10 empty] | 0 | 0 | 0 | 0 | 0 | 0 | 0 | 0 | 0 | 0 | 0 | 0 | 0 | 0 | 0 | 0 | 0 | 0 | 0 | 0 | 0 | 0 | 0 | 0 | 0 | 0 | 0 | 0
[10 empty] | 0 | 0 | 0 | 0 | 0 | 0 | 0 | 0 | 0 | 0 | 0 | 0 | 0 | 0 | 0 | 0 | 0 | 0 | 0 | 0 | 0 | 0 | 0 | 0 | 0 | 0 | 0 | 0
[10 empty] | 0 | 0 | 0 | 0 | 0 | 0 | 0 | 0 | 0 | 0 | 0 | 0 | 0 | 0 | 0 | 0 | 0 | 0 | 0 | 0 | 0 | 0 | 0 | 0 | 0 | 0 | 0 | 0
[10 empty] | 77801.7951 | 70615.7384 | 63452.4779 | 56311.959 | 49194.1274 | 42098.9287 | 35026.3087 | 29141.8888 | 24246.0515 | 20172.7148 | 16783.6988 | 13964.0374 | 11618.0791 | 9666.2418 | 8042.3132 | 6691.2046 | 5567.0822 | 4631.8124 | 3853.6679 | 3206.2517 | 2667.6014 | 2219.4444 | 1846.5777 | 1536.3527 | 1278.2454 | 1063.5002 | 884.8322 | 736.1804
[10 empty] | 0 | 3033.7261 | 6207.1569 | 9503.0236 | 12906.0046 | 16402.506 | 19980.4675 | 23588.3345 | 27221.3435 | 31171.1317 | 35399.7129 | 39873.3811 | 43830.0808 | 47328.0098 | 50418.8168 | 53148.3381 | 55557.252 | 57681.6589 | 59553.597 | 61201.4987 | 62650.5971 | 63923.2856 | 65039.4374 | 66016.6895 | 66870.694 | 67615.3415 | 68262.9597 | 68824.4887
[10 empty] | 0 | 0 | 0 | 0 | 0 | 0 | 0 | 0 | 0 | 0 | 0 | 0 | 0 | 0 | 0 | 0 | 0 | 0 | 0 | 0 | 0 | 0 | 0 | 0 | 0 | 0 | 0 | 0
[10 empty] | 0 | 0 | 0 | 0 | 0 | 0 | 0 | 0 | 0 | 0 | 0 | 0 | 0 | 0 | 0 | 0 | 0 | 0 | 0 | 0 | 0 | 0 | 0 | 0 | 0 | 0 | 0 | 0
[10 empty] | 0 | 0 | 0 | 0 | 0 | 0 | 0 | 0 | 0 | 0 | 0 | 0 | 0 | 0 | 0 | 0 | 0 | 0 | 0 | 0 | 0 | 0 | 0 | 0 | 0 | 0 | 0 | 0
[10 empty] | 0 | 0 | 0 | 0 | 0 | 0 | 0 | 0 | 0 | 0 | 0 | 0 | 0 | 0 | 0 | 0 | 0 | 0 | 0 | 0 | 0 | 0 | 0 | 0 | 0 | 0 | 0 | 0
[10 empty] | 0 | 0 | 0 | 0 | 0 | 0 | 0 | 0 | 0 | 0 | 0 | 0 | 0 | 0 | 0 | 0 | 0 | 0 | 0 | 0 | 0 | 0 | 0 | 0 | 0 | 0 | 0 | 0
[10 empty] | 0 | 0 | 0 | 0 | 0 | 0 | 0 | 0 | 0 | 0 | 0 | 0 | 0 | 0 | 0 | 0 | 0 | 0 | 0 | 0 | 0 | 0 | 0 | 0 | 0 | 0 | 0 | 0
[10 empty] | 0 | 0 | 0 | 0 | 0 | 0 | 0 | 0 | 0 | 0 | 0 | 0 | 0 | 0 | 0 | 0 | 0 | 0 | 0 | 0 | 0 | 0 | 0 | 0 | 0 | 0 | 0 | 0
[10 empty] | 0 | 0 | 0 | 0 | 0 | 0 | 0 | 0 | 0 | 0 | 0 | 0 | 0 | 0 | 0 | 0 | 0 | 0 | 0 | 0 | 0 | 0 | 0 | 0 | 0 | 0 | 0 | 0
[10 empty] | 0 | 0 | 0 | 0 | 0 | 0 | 0 | 0 | 0 | 0 | 0 | 0 | 0 | 0 | 0 | 0 | 0 | 0 | 0 | 0 | 0 | 0 | 0 | 0 | 0 | 0 | 0 | 0
[10 empty] | 77468.432 | 74310.7564 | 71013.5744 | 67594.1545 | 64067.8181 | 60448.1586 | 56747.236 | 53016.6047 | 49261.0278 | 45188.8678 | 40838.1106 | 36242.4619 | 32163.9769 | 28544.4573 | 25332.2544 | 22481.5314 | 19951.6097 | 17706.3886 | 15713.8296 | 13945.5 | 12376.1664 | 10983.4351 | 9747.4326 | 8650.5215 | 7677.0495 | 6813.1255 | 6046.4218 | 5365.9978
[10 empty] | 0 | 4342.8703 | 8263.9264 | 11692.053 | 14725.2357 | 17472.0827 | 19988.6542 | 22319.6827 | 24161.8928 | 25614.1697 | 26755.4041 | 27648.5355 | 28343.7769 | 28881.1884 | 29292.7299 | 29603.8991 | 29835.0381 | 30002.3755 | 30118.8586 | 30194.8168 | 30238.4905 | 30256.4541 | 30253.9523 | 30235.1695 | 30203.4435 | 30161.4375 | 30111.2759 | 30054.6533
[10 empty] | 0 | 0 | 0 | 0 | 0 | 0 | 0 | 0 | 0 | 0 | 0 | 0 | 0 | 0 | 0 | 0 | 0 | 0 | 0 | 0 | 0 | 0 | 0 | 0 | 0 | 0 | 0 | 0
[10 empty] | 0 | 0 | 0 | 0 | 0 | 0 | 0 | 0 | 0 | 0 | 0 | 0 | 0 | 0 | 0 | 0 | 0 | 0 | 0 | 0 | 0 | 0 | 0 | 0 | 0 | 0 | 0 | 0
[10 empty] | 0 | 0 | 0 | 0 | 0 | 0 | 0 | 0 | 0 | 0 | 0 | 0 | 0 | 0 | 0 | 0 | 0 | 0 | 0 | 0 | 0 | 0 | 0 | 0 | 0 | 0 | 0 | 0
[10 empty] | 0 | 0 | 0 | 0 | 0 | 0 | 0 | 0 | 0 | 0 | 0 | 0 | 0 | 0 | 0 | 0 | 0 | 0 | 0 | 0 | 0 | 0 | 0 | 0 | 0 | 0 | 0 | 0
[10 empty] | 0 | 0 | 0 | 0 | 0 | 0 | 0 | 0 | 0 | 0 | 0 | 0 | 0 | 0 | 0 | 0 | 0 | 0 | 0 | 0 | 0 | 0 | 0 | 0 | 0 | 0 | 0 | 0
[10 empty] | 0 | 0 | 0 | 0 | 0 | 0 | 0 | 0 | 0 | 0 | 0 | 0 | 0 | 0 | 0 | 0 | 0 | 0 | 0 | 0 | 0 | 0 | 0 | 0 | 0 | 0 | 0 | 0
[10 empty] | 0 | 0 | 0 | 0 | 0 | 0 | 0 | 0 | 0 | 0 | 0 | 0 | 0 | 0 | 0 | 0 | 0 | 0 | 0 | 0 | 0 | 0 | 0 | 0 | 0 | 0 | 0 | 0
[10 empty] | 0 | 0 | 0 | 0 | 0 | 0 | 0 | 0 | 0 | 0 | 0 | 0 | 0 | 0 | 0 | 0 | 0 | 0 | 0 | 0 | 0 | 0 | 0 | 0 | 0 | 0 | 0 | 0
[10 empty] | 0 | 0 | 0 | 0 | 0 | 0 | 0 | 0 | 0 | 0 | 0 | 0 | 0 | 0 | 0 | 0 | 0 | 0 | 0 | 0 | 0 | 0 | 0 | 0 | 0 | 0 | 0 | 0
[10 empty] | 32482.3361 | 28050.2984 | 24040.3196 | 20523.5144 | 17401.8965 | 14566.8572 | 11962.3355 | 9543.5981 | 7613.9199 | 6074.4151 | 4846.1922 | 3866.3111 | 3084.5581 | 2460.8726 | 1963.2938 | 1566.3234 | 1249.619 | 996.9509 | 795.3713 | 634.5504 | 506.2468 | 403.8857 | 322.2216 | 257.0696 | 205.0912 | 163.6225 | 130.5387 | 104.1443
[10 empty] | 0 | 748.7709 | 1562.5776 | 2432.4675 | 3350.7705 | 4310.9157 | 5344.0876 | 6440.206 | 7590.6344 | 8787.9738 | 10025.8856 | 11311.4186 | 12638.1402 | 14051.9413 | 15540.7602 | 17094.2619 | 18464.1863 | 19677.1485 | 20755.9655 | 21720.1984 | 22586.6184 | 23369.6044 | 24081.4857 | 24732.8341 | 25332.7157 | 25888.9054 | 26408.0717 | 26895.9351
[10 empty] | 0 | 0 | 0 | 0 | 0 | 0 | 0 | 0 | 0 | 0 | 0 | 0 | 0 | 0 | 0 | 0 | 0 | 0 | 0 | 0 | 0 | 0 | 0 | 0 | 0 | 0 | 0 | 0
[10 empty] | 0 | 0 | 0 | 0 | 0 | 0 | 0 | 0 | 0 | 0 | 0 | 0 | 0 | 0 | 0 | 0 | 0 | 0 | 0 | 0 | 0 | 0 | 0 | 0 | 0 | 0 | 0 | 0
[10 empty] | 0 | 0 | 0 | 0 | 0 | 0 | 0 | 0 | 0 | 0 | 0 | 0 | 0 | 0 | 0 | 0 | 0 | 0 | 0 | 0 | 0 | 0 | 0 | 0 | 0 | 0 | 0 | 0
[10 empty] | 0 | 0 | 0 | 0 | 0 | 0 | 0 | 0 | 0 | 0 | 0 | 0 | 0 | 0 | 0 | 0 | 0 | 0 | 0 | 0 | 0 | 0 | 0 | 0 | 0 | 0 | 0 | 0
[10 empty] | 0 | 0 | 0 | 0 | 0 | 0 | 0 | 0 | 0 | 0 | 0 | 0 | 0 | 0 | 0 | 0 | 0 | 0 | 0 | 0 | 0 | 0 | 0 | 0 | 0 | 0 | 0 | 0
[10 empty] | 0 | 0 | 0 | 0 | 0 | 0 | 0 | 0 | 0 | 0 | 0 | 0 | 0 | 0 | 0 | 0 | 0 | 0 | 0 | 0 | 0 | 0 | 0 | 0 | 0 | 0 | 0 | 0
[10 empty] | 0 | 0 | 0 | 0 | 0 | 0 | 0 | 0 | 0 | 0 | 0 | 0 | 0 | 0 | 0 | 0 | 0 | 0 | 0 | 0 | 0 | 0 | 0 | 0 | 0 | 0 | 0 | 0
[10 empty] | 0 | 0 | 0 | 0 | 0 | 0 | 0 | 0 | 0 | 0 | 0 | 0 | 0 | 0 | 0 | 0 | 0 | 0 | 0 | 0 | 0 | 0 | 0 | 0 | 0 | 0 | 0 | 0
[10 empty] | 0 | 0 | 0 | 0 | 0 | 0 | 0 | 0 | 0 | 0 | 0 | 0 | 0 | 0 | 0 | 0 | 0 | 0 | 0 | 0 | 0 | 0 | 0 | 0 | 0 | 0 | 0 | 0
[10 empty] | 21405.5949 | 20874.3708 | 20280.322 | 19632.4233 | 18938.3676 | 18204.7487 | 17400.4055 | 16535.4413 | 15618.5163 | 14657.0535 | 13657.4154 | 12612.5778 | 11528.9978 | 10360.8094 | 9120.0993 | 7817.228 | 6700.4812 | 5743.2696 | 4922.8025 | 4219.545 | 3616.7528 | 3100.0739 | 2657.2062 | 2277.6053 | 1952.2331 | 1673.3427 | 1434.2937 | 1229.3946
[10 empty] | 0 | 4429.9503 | 8675.9854 | 12763.2767 | 16713.3715 | 21078.0588 | 25794.7199 | 30809.7661 | 36077.3371 | 41558.1875 | 46233.6915 | 50219.9251 | 53616.2376 | 56507.6614 | 58966.9754 | 61056.4708 | 62829.4624 | 64331.582 | 65601.8857 | 66673.8013 | 67575.9398 | 68332.7888 | 68965.3075 | 69491.4345 | 69926.5235 | 70283.7155 | 70574.2579 | 70807.7773
[10 empty] | 0 | 0 | 0 | 0 | 0 | 0 | 0 | 0 | 0 | 0 | 0 | 0 | 0 | 0 | 0 | 0 | 0 | 0 | 0 | 0 | 0 | 0 | 0 | 0 | 0 | 0 | 0 | 0
[10 empty] | 0 | 0 | 0 | 0 | 0 | 0 | 0 | 0 | 0 | 0 | 0 | 0 | 0 | 0 | 0 | 0 | 0 | 0 | 0 | 0 | 0 | 0 | 0 | 0 | 0 | 0 | 0 | 0
[10 empty] | 0 | 0 | 0 | 0 | 0 | 0 | 0 | 0 | 0 | 0 | 0 | 0 | 0 | 0 | 0 | 0 | 0 | 0 | 0 | 0 | 0 | 0 | 0 | 0 | 0 | 0 | 0 | 0
[10 empty] | 0 | 0 | 0 | 0 | 0 | 0 | 0 | 0 | 0 | 0 | 0 | 0 | 0 | 0 | 0 | 0 | 0 | 0 | 0 | 0 | 0 | 0 | 0 | 0 | 0 | 0 | 0 | 0
[10 empty] | 0 | 0 | 0 | 0 | 0 | 0 | 0 | 0 | 0 | 0 | 0 | 0 | 0 | 0 | 0 | 0 | 0 | 0 | 0 | 0 | 0 | 0 | 0 | 0 | 0 | 0 | 0 | 0
[10 empty] | 0 | 0 | 0 | 0 | 0 | 0 | 0 | 0 | 0 | 0 | 0 | 0 | 0 | 0 | 0 | 0 | 0 | 0 | 0 | 0 | 0 | 0 | 0 | 0 | 0 | 0 | 0 | 0
[10 empty] | 0 | 0 | 0 | 0 | 0 | 0 | 0 | 0 | 0 | 0 | 0 | 0 | 0 | 0 | 0 | 0 | 0 | 0 | 0 | 0 | 0 | 0 | 0 | 0 | 0 | 0 | 0 | 0
[10 empty] | 0 | 0 | 0 | 0 | 0 | 0 | 0 | 0 | 0 | 0 | 0 | 0 | 0 | 0 | 0 | 0 | 0 | 0 | 0 | 0 | 0 | 0 | 0 | 0 | 0 | 0 | 0 | 0
[10 empty] | 0 | 0 | 0 | 0 | 0 | 0 | 0 | 0 | 0 | 0 | 0 | 0 | 0 | 0 | 0 | 0 | 0 | 0 | 0 | 0 | 0 | 0 | 0 | 0 | 0 | 0 | 0 | 0
[10 empty] | 75743.979 | 71203.8536 | 66847.8037 | 62650.6575 | 58590.8677 | 54116.645 | 49290.6076 | 44166.3444 | 38789.7153 | 33199.9653 | 28415.7201 | 24320.9035 | 20816.166 | 17816.4749 | 15249.051 | 13051.603 | 11170.8159 | 9561.0575 | 8183.2717 | 7004.0301 | 5994.7219 | 5130.859 | 4391.4821 | 3758.6523 | 3217.0158 | 2753.4312 | 2356.651 | 2017.0483
[10 empty] | 0 | 2813.4948 | 5696.1691 | 8640.3665 | 11639.2816 | 14686.8652 | 17777.7402 | 21048.7322 | 24479.859 | 28053.3584 | 31753.4422 | 35566.0763 | 38970.1733 | 42011.1573 | 44729.4051 | 47160.8076 | 49337.2677 | 51287.1435 | 53035.6424 | 54605.171 | 56015.6464 | 57284.7727 | 58428.2869 | 59460.1777 | 60392.8792 | 61237.4444 | 62003.6979 | 62700.3732
[10 empty] | 0 | 0 | 0 | 0 | 0 | 0 | 0 | 0 | 0 | 0 | 0 | 0 | 0 | 0 | 0 | 0 | 0 | 0 | 0 | 0 | 0 | 0 | 0 | 0 | 0 | 0 | 0 | 0
[10 empty] | 0 | 0 | 0 | 0 | 0 | 0 | 0 | 0 | 0 | 0 | 0 | 0 | 0 | 0 | 0 | 0 | 0 | 0 | 0 | 0 | 0 | 0 | 0 | 0 | 0 | 0 | 0 | 0
[10 empty] | 0 | 0 | 0 | 0 | 0 | 0 | 0 | 0 | 0 | 0 | 0 | 0 | 0 | 0 | 0 | 0 | 0 | 0 | 0 | 0 | 0 | 0 | 0 | 0 | 0 | 0 | 0 | 0
[10 empty] | 0 | 0 | 0 | 0 | 0 | 0 | 0 | 0 | 0 | 0 | 0 | 0 | 0 | 0 | 0 | 0 | 0 | 0 | 0 | 0 | 0 | 0 | 0 | 0 | 0 | 0 | 0 | 0
[10 empty] | 0 | 0 | 0 | 0 | 0 | 0 | 0 | 0 | 0 | 0 | 0 | 0 | 0 | 0 | 0 | 0 | 0 | 0 | 0 | 0 | 0 | 0 | 0 | 0 | 0 | 0 | 0 | 0
[10 empty] | 0 | 0 | 0 | 0 | 0 | 0 | 0 | 0 | 0 | 0 | 0 | 0 | 0 | 0 | 0 | 0 | 0 | 0 | 0 | 0 | 0 | 0 | 0 | 0 | 0 | 0 | 0 | 0
[10 empty] | 0 | 0 | 0 | 0 | 0 | 0 | 0 | 0 | 0 | 0 | 0 | 0 | 0 | 0 | 0 | 0 | 0 | 0 | 0 | 0 | 0 | 0 | 0 | 0 | 0 | 0 | 0 | 0
[10 empty] | 0 | 0 | 0 | 0 | 0 | 0 | 0 | 0 | 0 | 0 | 0 | 0 | 0 | 0 | 0 | 0 | 0 | 0 | 0 | 0 | 0 | 0 | 0 | 0 | 0 | 0 | 0 | 0
[10 empty] | 0 | 0 | 0 | 0 | 0 | 0 | 0 | 0 | 0 | 0 | 0 | 0 | 0 | 0 | 0 | 0 | 0 | 0 | 0 | 0 | 0 | 0 | 0 | 0 | 0 | 0 | 0 | 0
[10 empty] | 63548.7579 | 60865.8869 | 58114.105 | 55301.069 | 52433.5849 | 49517.7024 | 46558.7993 | 43420.0504 | 40121.4386 | 36680.7265 | 33113.7029 | 29434.4026 | 26163.9134 | 23256.8119 | 20672.7217 | 18375.7526 | 16334.0023 | 14519.1132 | 12905.8784 | 11471.8919 | 10197.2373 | 9064.2109 | 8057.0763 | 7161.8456 | 6366.085 | 5658.7422 | 5029.9931 | 4471.105
[10 empty] | 0 | 3194.5873 | 6407.9721 | 9640.5861 | 12892.8711 | 16165.2786 | 19458.2708 | 22772.3206 | 26107.9114 | 29465.5379 | 32506.2673 | 35279.1085 | 37826.1549 | 40183.5747 | 42382.4588 | 44449.5484 | 46407.8586 | 48277.213 | 50074.7013 | 51815.0726 | 53511.0719 | 55173.7289 | 56812.6051 | 58436.0066 | 60051.1655 | 61664.3959 | 63281.228 | 64906.5227
[10 empty] | 0 | 0 | 0 | 0 | 0 | 0 | 0 | 0 | 0 | 0 | 0 | 0 | 0 | 0 | 0 | 0 | 0 | 0 | 0 | 0 | 0 | 0 | 0 | 0 | 0 | 0 | 0 | 0
[10 empty] | 0 | 0 | 0 | 0 | 0 | 0 | 0 | 0 | 0 | 0 | 0 | 0 | 0 | 0 | 0 | 0 | 0 | 0 | 0 | 0 | 0 | 0 | 0 | 0 | 0 | 0 | 0 | 0
[10 empty] | 0 | 0 | 0 | 0 | 0 | 0 | 0 | 0 | 0 | 0 | 0 | 0 | 0 | 0 | 0 | 0 | 0 | 0 | 0 | 0 | 0 | 0 | 0 | 0 | 0 | 0 | 0 | 0
[10 empty] | 0 | 0 | 0 | 0 | 0 | 0 | 0 | 0 | 0 | 0 | 0 | 0 | 0 | 0 | 0 | 0 | 0 | 0 | 0 | 0 | 0 | 0 | 0 | 0 | 0 | 0 | 0 | 0
[10 empty] | 0 | 0 | 0 | 0 | 0 | 0 | 0 | 0 | 0 | 0 | 0 | 0 | 0 | 0 | 0 | 0 | 0 | 0 | 0 | 0 | 0 | 0 | 0 | 0 | 0 | 0 | 0 | 0
[10 empty] | 0 | 0 | 0 | 0 | 0 | 0 | 0 | 0 | 0 | 0 | 0 | 0 | 0 | 0 | 0 | 0 | 0 | 0 | 0 | 0 | 0 | 0 | 0 | 0 | 0 | 0 | 0 | 0
[10 empty] | 0 | 0 | 0 | 0 | 0 | 0 | 0 | 0 | 0 | 0 | 0 | 0 | 0 | 0 | 0 | 0 | 0 | 0 | 0 | 0 | 0 | 0 | 0 | 0 | 0 | 0 | 0 | 0
[10 empty] | 0 | 0 | 0 | 0 | 0 | 0 | 0 | 0 | 0 | 0 | 0 | 0 | 0 | 0 | 0 | 0 | 0 | 0 | 0 | 0 | 0 | 0 | 0 | 0 | 0 | 0 | 0 | 0
[10 empty] | 0 | 0 | 0 | 0 | 0 | 0 | 0 | 0 | 0 | 0 | 0 | 0 | 0 | 0 | 0 | 0 | 0 | 0 | 0 | 0 | 0 | 0 | 0 | 0 | 0 | 0 | 0 | 0
[10 empty] | 35641.0964 | 33265.0233 | 30888.9502 | 28512.8771 | 26136.804 | 23760.7309 | 21384.6579 | 19008.5848 | 16632.5117 | 14256.4386 | 12219.8045 | 10474.1181 | 8977.8155 | 7695.2705 | 6595.9461 | 5653.6681 | 4846.0012 | 4153.7153 | 3560.3274 | 3051.7092 | 2615.7508 | 2242.0721 | 1921.7761 | 1647.2366 | 1411.9171 | 1210.2147 | 1037.3269 | 889.1373
[10 empty] | 0 | 2164.0297 | 4214.4461 | 6443.0046 | 8818.7635 | 11315.3663 | 13910.3665 | 16584.6529 | 19372.4567 | 22252.0179 | 25204.8138 | 28215.0824 | 31269.4166 | 34176.7546 | 36955.5856 | 39621.7034 | 42188.6026 | 44667.8163 | 46740.0207 | 48465.2731 | 49894.7984 | 51072.2878 | 52035.0071 | 52814.7411 | 53438.5999 | 53929.706 | 54307.7807 | 54589.6447
[10 empty] | 0 | 0 | 0 | 0 | 0 | 0 | 0 | 0 | 0 | 0 | 0 | 0 | 0 | 0 | 0 | 0 | 0 | 0 | 0 | 0 | 0 | 0 | 0 | 0 | 0 | 0 | 0 | 0
[10 empty] | 0 | 0 | 0 | 0 | 0 | 0 | 0 | 0 | 0 | 0 | 0 | 0 | 0 | 0 | 0 | 0 | 0 | 0 | 0 | 0 | 0 | 0 | 0 | 0 | 0 | 0 | 0 | 0
[10 empty] | 0 | 0 | 0 | 0 | 0 | 0 | 0 | 0 | 0 | 0 | 0 | 0 | 0 | 0 | 0 | 0 | 0 | 0 | 0 | 0 | 0 | 0 | 0 | 0 | 0 | 0 | 0 | 0
[10 empty] | 0 | 0 | 0 | 0 | 0 | 0 | 0 | 0 | 0 | 0 | 0 | 0 | 0 | 0 | 0 | 0 | 0 | 0 | 0 | 0 | 0 | 0 | 0 | 0 | 0 | 0 | 0 | 0
[10 empty] | 0 | 0 | 0 | 0 | 0 | 0 | 0 | 0 | 0 | 0 | 0 | 0 | 0 | 0 | 0 | 0 | 0 | 0 | 0 | 0 | 0 | 0 | 0 | 0 | 0 | 0 | 0 | 0
[10 empty] | 0 | 0 | 0 | 0 | 0 | 0 | 0 | 0 | 0 | 0 | 0 | 0 | 0 | 0 | 0 | 0 | 0 | 0 | 0 | 0 | 0 | 0 | 0 | 0 | 0 | 0 | 0 | 0
[10 empty] | 0 | 0 | 0 | 0 | 0 | 0 | 0 | 0 | 0 | 0 | 0 | 0 | 0 | 0 | 0 | 0 | 0 | 0 | 0 | 0 | 0 | 0 | 0 | 0 | 0 | 0 | 0 | 0
[10 empty] | 0 | 0 | 0 | 0 | 0 | 0 | 0 | 0 | 0 | 0 | 0 | 0 | 0 | 0 | 0 | 0 | 0 | 0 | 0 | 0 | 0 | 0 | 0 | 0 | 0 | 0 | 0 | 0
[10 empty] | 0 | 0 | 0 | 0 | 0 | 0 | 0 | 0 | 0 | 0 | 0 | 0 | 0 | 0 | 0 | 0 | 0 | 0 | 0 | 0 | 0 | 0 | 0 | 0 | 0 | 0 | 0 | 0
[10 empty] | 66061.086 | 63574.1103 | 61202.3268 | 58653.9722 | 55959.9805 | 53146.7007 | 50236.5716 | 47248.6967 | 44148.8375 | 40958.7464 | 37696.9387 | 34379.1689 | 31018.8367 | 27806.9966 | 24725.1522 | 21757.5022 | 18890.545 | 16112.7401 | 13743.4041 | 11722.4727 | 9998.7139 | 8528.4294 | 7274.3463 | 6204.6728 | 5292.292 | 4514.0744 | 3850.2916 | 3284.1164
[10 empty] | 0 | 4413.8477 | 8808.7853 | 13187.9171 | 17553.9064 | 22425.2199 | 27730.0785 | 33406.9598 | 39403.1327 | 45673.4014 | 51118.8184 | 55857.642 | 59991.239 | 63606.498 | 66777.8973 | 69569.278 | 72035.3637 | 74223.0628 | 76172.5854 | 77918.3995 | 79490.0522 | 80912.8719 | 82208.5715 | 83395.7645 | 84490.4085 | 85506.1837 | 86454.8189 | 87346.3702
[10 empty] | 0 | 0 | 0 | 0 | 0 | 0 | 0 | 0 | 0 | 0 | 0 | 0 | 0 | 0 | 0 | 0 | 0 | 0 | 0 | 0 | 0 | 0 | 0 | 0 | 0 | 0 | 0 | 0
[10 empty] | 0 | 0 | 0 | 0 | 0 | 0 | 0 | 0 | 0 | 0 | 0 | 0 | 0 | 0 | 0 | 0 | 0 | 0 | 0 | 0 | 0 | 0 | 0 | 0 | 0 | 0 | 0 | 0
[10 empty] | 0 | 0 | 0 | 0 | 0 | 0 | 0 | 0 | 0 | 0 | 0 | 0 | 0 | 0 | 0 | 0 | 0 | 0 | 0 | 0 | 0 | 0 | 0 | 0 | 0 | 0 | 0 | 0
[10 empty] | 0 | 0 | 0 | 0 | 0 | 0 | 0 | 0 | 0 | 0 | 0 | 0 | 0 | 0 | 0 | 0 | 0 | 0 | 0 | 0 | 0 | 0 | 0 | 0 | 0 | 0 | 0 | 0
[10 empty] | 0 | 0 | 0 | 0 | 0 | 0 | 0 | 0 | 0 | 0 | 0 | 0 | 0 | 0 | 0 | 0 | 0 | 0 | 0 | 0 | 0 | 0 | 0 | 0 | 0 | 0 | 0 | 0
[10 empty] | 0 | 0 | 0 | 0 | 0 | 0 | 0 | 0 | 0 | 0 | 0 | 0 | 0 | 0 | 0 | 0 | 0 | 0 | 0 | 0 | 0 | 0 | 0 | 0 | 0 | 0 | 0 | 0
[10 empty] | 0 | 0 | 0 | 0 | 0 | 0 | 0 | 0 | 0 | 0 | 0 | 0 | 0 | 0 | 0 | 0 | 0 | 0 | 0 | 0 | 0 | 0 | 0 | 0 | 0 | 0 | 0 | 0
[10 empty] | 0 | 0 | 0 | 0 | 0 | 0 | 0 | 0 | 0 | 0 | 0 | 0 | 0 | 0 | 0 | 0 | 0 | 0 | 0 | 0 | 0 | 0 | 0 | 0 | 0 | 0 | 0 | 0
[10 empty] | 0 | 0 | 0 | 0 | 0 | 0 | 0 | 0 | 0 | 0 | 0 | 0 | 0 | 0 | 0 | 0 | 0 | 0 | 0 | 0 | 0 | 0 | 0 | 0 | 0 | 0 | 0 | 0
[10 empty] | 76248.697 | 72289.1704 | 68351.261 | 64431.8805 | 60528.382 | 56122.3149 | 51285.4748 | 46079.4007 | 40556.8404 | 34763.006 | 29796.8623 | 25540.1677 | 21891.5723 | 18764.2048 | 16083.6041 | 13785.9464 | 11816.5255 | 10128.4504 | 8681.5289 | 7441.3105 | 6378.2662 | 5467.0853 | 4686.0731 | 4016.6341 | 3442.8292 | 2950.9965 | 2529.4255 | 2168.079
[10 empty] | 0 | 9393.3863 | 17627.0822 | 17258.0644 | 16896.7719 | 13665.992 | 8919.9323 | 5822.1308 | 2200.095 | 0 | 0 | 0 | 0 | 0 | 0 | 0 | 0 | 0 | 0 | 0 | 0 | 0 | 0 | 0 | 0 | 0 | 0 | 0
[10 empty] | 0 | 0 | 0 | 7753.6231 | 14856.099 | 22163.9481 | 29254.9438 | 33573.7201 | 37689.5908 | 39915.2547 | 39641.3941 | 39178.1754 | 38597.316 | 37945.5019 | 37253.0834 | 36539.751 | 35818.24 | 35096.748 | 34380.5137 | 33672.8468 | 32975.7997 | 32290.607 | 31617.9715 | 30958.251 | 30311.5801 | 29677.9501 | 29057.2606 | 28449.3533
[10 empty] | 0 | 0 | 0 | 0 | 0 | 0 | 0 | 0 | 0 | 0 | 0 | 0 | 0 | 0 | 0 | 0 | 0 | 0 | 0 | 0 | 0 | 0 | 0 | 0 | 0 | 0 | 0 | 0
[10 empty] | 0 | 0 | 0 | 0 | 0 | 0 | 0 | 0 | 0 | 0 | 0 | 0 | 0 | 0 | 0 | 0 | 0 | 0 | 0 | 0 | 0 | 0 | 0 | 0 | 0 | 0 | 0 | 0
[10 empty] | 0 | 0 | 0 | 0 | 0 | 0 | 0 | 0 | 0 | 0 | 0 | 0 | 0 | 0 | 0 | 0 | 0 | 0 | 0 | 0 | 0 | 0 | 0 | 0 | 0 | 0 | 0 | 0
[10 empty] | 0 | 0 | 0 | 0 | 0 | 0 | 0 | 0 | 0 | 0 | 0 | 0 | 0 | 0 | 0 | 0 | 0 | 0 | 0 | 0 | 0 | 0 | 0 | 0 | 0 | 0 | 0 | 0
[10 empty] | 0 | 0 | 0 | 0 | 0 | 0 | 0 | 0 | 0 | 0 | 0 | 0 | 0 | 0 | 0 | 0 | 0 | 0 | 0 | 0 | 0 | 0 | 0 | 0 | 0 | 0 | 0 | 0
[10 empty] | 0 | 0 | 0 | 0 | 0 | 0 | 0 | 0 | 0 | 0 | 0 | 0 | 0 | 0 | 0 | 0 | 0 | 0 | 0 | 0 | 0 | 0 | 0 | 0 | 0 | 0 | 0 | 0
[10 empty] | 0 | 0 | 0 | 0 | 0 | 0 | 0 | 0 | 0 | 0 | 0 | 0 | 0 | 0 | 0 | 0 | 0 | 0 | 0 | 0 | 0 | 0 | 0 | 0 | 0 | 0 | 0 | 0
[10 empty] | 0 | 0 | 0 | 0 | 0 | 0 | 0 | 0 | 0 | 0 | 0 | 0 | 0 | 0 | 0 | 0 | 0 | 0 | 0 | 0 | 0 | 0 | 0 | 0 | 0 | 0 | 0 | 0
[10 empty] | 50369.7541 | 39921.8918 | 30655.7951 | 22260.4019 | 14529.5913 | 9483.6124 | 6190.0505 | 4040.3091 | 2637.1509 | 1721.2953 | 1123.507 | 733.3245 | 478.6484 | 312.4187 | 203.9188 | 133.0999 | 86.8757 | 56.7046 | 37.0117 | 24.1579 | 15.7681 | 10.292 | 6.7177 | 4.3847 | 2.8619 | 1.868 | 1.2193 | 0.79583
[10 empty] | 0 | 2678.2933 | 6992.5973 | 6846.2094 | 6702.886 | 6562.5631 | 6425.1777 | 6290.6685 | 5389.1033 | 3517.5227 | 2295.9229 | 1070.4088 | 0 | 0 | 0 | 0 | 0 | 0 | 0 | 0 | 0 | 0 | 0 | 0 | 0 | 0 | 0 | 0
[10 empty] | 0 | 0 | 0 | 5419.9158 | 11357.6679 | 17530.5504 | 23757.293 | 29922.7427 | 34415.0694 | 38291.9188 | 40491.0056 | 42030.1003 | 42987.5431 | 42602.8156 | 42047.2172 | 41386.4638 | 40663.3155 | 39905.5515 | 39131.1759 | 38351.8146 | 37574.9336 | 36805.2858 | 36045.856 | 35298.4774 | 34564.2337 | 33843.7222 | 33137.2245 | 32444.8189
[10 empty] | 0 | 0 | 0 | 0 | 0 | 0 | 0 | 0 | 0 | 0 | 0 | 0 | 0 | 0 | 0 | 0 | 0 | 0 | 0 | 0 | 0 | 0 | 0 | 0 | 0 | 0 | 0 | 0
[10 empty] | 0 | 0 | 0 | 0 | 0 | 0 | 0 | 0 | 0 | 0 | 0 | 0 | 0 | 0 | 0 | 0 | 0 | 0 | 0 | 0 | 0 | 0 | 0 | 0 | 0 | 0 | 0 | 0
[10 empty] | 0 | 0 | 0 | 0 | 0 | 0 | 0 | 0 | 0 | 0 | 0 | 0 | 0 | 0 | 0 | 0 | 0 | 0 | 0 | 0 | 0 | 0 | 0 | 0 | 0 | 0 | 0 | 0
[10 empty] | 0 | 0 | 0 | 0 | 0 | 0 | 0 | 0 | 0 | 0 | 0 | 0 | 0 | 0 | 0 | 0 | 0 | 0 | 0 | 0 | 0 | 0 | 0 | 0 | 0 | 0 | 0 | 0
[10 empty] | 0 | 0 | 0 | 0 | 0 | 0 | 0 | 0 | 0 | 0 | 0 | 0 | 0 | 0 | 0 | 0 | 0 | 0 | 0 | 0 | 0 | 0 | 0 | 0 | 0 | 0 | 0 | 0
[10 empty] | 0 | 0 | 0 | 0 | 0 | 0 | 0 | 0 | 0 | 0 | 0 | 0 | 0 | 0 | 0 | 0 | 0 | 0 | 0 | 0 | 0 | 0 | 0 | 0 | 0 | 0 | 0 | 0
[10 empty] | 0 | 0 | 0 | 0 | 0 | 0 | 0 | 0 | 0 | 0 | 0 | 0 | 0 | 0 | 0 | 0 | 0 | 0 | 0 | 0 | 0 | 0 | 0 | 0 | 0 | 0 | 0 | 0
[10 empty] | 0 | 0 | 0 | 0 | 0 | 0 | 0 | 0 | 0 | 0 | 0 | 0 | 0 | 0 | 0 | 0 | 0 | 0 | 0 | 0 | 0 | 0 | 0 | 0 | 0 | 0 | 0 | 0
[10 empty] | 57446.7906 | 53565.8657 | 48074.1067 | 41647.7737 | 34724.6733 | 27587.0706 | 20415.8039 | 13325.6034 | 8697.7572 | 5677.1148 | 3705.5107 | 2418.6246 | 1578.661 | 1030.4081 | 672.5579 | 438.9854 | 286.5302 | 187.0212 | 122.0706 | 79.6768 | 52.0058 | 33.9447 | 22.1561 | 14.4615 | 9.4392 | 6.161 | 4.0214 | 2.6248
[10 empty] | 0 | 18256.1785 | 36512.386 | 36512.386 | 36512.386 | 30426.9932 | 20284.6621 | 13523.1081 | 5409.2467 | 0 | 0 | 0 | 0 | 0 | 0 | 0 | 0 | 0 | 0 | 0 | 0 | 0 | 0 | 0 | 0 | 0 | 0 | 0
[10 empty] | 0 | 0 | 0 | 18256.2366 | 36512.5022 | 54787.5639 | 73075.1757 | 85285.7615 | 97051.165 | 104913.637 | 106567.9943 | 107689.7825 | 108456.5346 | 108986.6055 | 109358.8988 | 109626.0167 | 109823.0275 | 109973.3099 | 110092.4499 | 110190.8381 | 110275.4014 | 110350.758 | 110419.9865 | 110485.1394 | 110547.5851 | 110608.2358 | 110667.6996 | 110726.3819
[10 empty] | 0 | 0 | 0 | 0 | 0 | 0 | 0 | 0 | 0 | 0 | 0 | 0 | 0 | 0 | 0 | 0 | 0 | 0 | 0 | 0 | 0 | 0 | 0 | 0 | 0 | 0 | 0 | 0
[10 empty] | 0 | 0 | 0 | 0 | 0 | 0 | 0 | 0 | 0 | 0 | 0 | 0 | 0 | 0 | 0 | 0 | 0 | 0 | 0 | 0 | 0 | 0 | 0 | 0 | 0 | 0 | 0 | 0
[10 empty] | 0 | 0 | 0 | 0 | 0 | 0 | 0 | 0 | 0 | 0 | 0 | 0 | 0 | 0 | 0 | 0 | 0 | 0 | 0 | 0 | 0 | 0 | 0 | 0 | 0 | 0 | 0 | 0
[10 empty] | 0 | 0 | 0 | 0 | 0 | 0 | 0 | 0 | 0 | 0 | 0 | 0 | 0 | 0 | 0 | 0 | 0 | 0 | 0 | 0 | 0 | 0 | 0 | 0 | 0 | 0 | 0 | 0
[10 empty] | 0 | 0 | 0 | 0 | 0 | 0 | 0 | 0 | 0 | 0 | 0 | 0 | 0 | 0 | 0 | 0 | 0 | 0 | 0 | 0 | 0 | 0 | 0 | 0 | 0 | 0 | 0 | 0
[10 empty] | 0 | 0 | 0 | 0 | 0 | 0 | 0 | 0 | 0 | 0 | 0 | 0 | 0 | 0 | 0 | 0 | 0 | 0 | 0 | 0 | 0 | 0 | 0 | 0 | 0 | 0 | 0 | 0
[10 empty] | 0 | 0 | 0 | 0 | 0 | 0 | 0 | 0 | 0 | 0 | 0 | 0 | 0 | 0 | 0 | 0 | 0 | 0 | 0 | 0 | 0 | 0 | 0 | 0 | 0 | 0 | 0 | 0
[10 empty] | 0 | 0 | 0 | 0 | 0 | 0 | 0 | 0 | 0 | 0 | 0 | 0 | 0 | 0 | 0 | 0 | 0 | 0 | 0 | 0 | 0 | 0 | 0 | 0 | 0 | 0 | 0 | 0
[10 empty] | 109199.2648 | 90999.3874 | 72799.5099 | 54599.6324 | 36399.7549 | 24266.5033 | 16177.6689 | 10785.1126 | 7190.0751 | 4793.3834 | 3195.5889 | 2130.3926 | 1420.2617 | 946.8412 | 631.2274 | 420.8183 | 280.5455 | 187.0304 | 124.6869 | 83.1246 | 55.4164 | 36.9443 | 24.6295 | 16.4197 | 10.9464 | 7.2976 | 4.8651 | 3.2434
[10 empty] | 0 | 7436.6206 | 14684.3413 | 21746.7608 | 28627.417 | 35329.7877 | 40462.0485 | 44356.2263 | 47274.5427 | 49424.0851 | 50968.3939 | 52036.6147 | 52730.7269 | 53131.2536 | 53301.7709 | 53292.4698 | 53142.9698 | 52884.5405 | 52541.8572 | 52134.3866 | 51677.4818 | 51183.2476 | 50661.2227 | 50118.9198 | 49562.2515 | 48995.8667 | 48423.4167 | 47847.765
[10 empty] | 0 | 0 | 0 | 0 | 0 | 0 | 0 | 0 | 0 | 0 | 0 | 0 | 0 | 0 | 0 | 0 | 0 | 0 | 0 | 0 | 0 | 0 | 0 | 0 | 0 | 0 | 0 | 0
[10 empty] | 0 | 0 | 0 | 0 | 0 | 0 | 0 | 0 | 0 | 0 | 0 | 0 | 0 | 0 | 0 | 0 | 0 | 0 | 0 | 0 | 0 | 0 | 0 | 0 | 0 | 0 | 0 | 0
[10 empty] | 0 | 0 | 0 | 0 | 0 | 0 | 0 | 0 | 0 | 0 | 0 | 0 | 0 | 0 | 0 | 0 | 0 | 0 | 0 | 0 | 0 | 0 | 0 | 0 | 0 | 0 | 0 | 0
[10 empty] | 0 | 0 | 0 | 0 | 0 | 0 | 0 | 0 | 0 | 0 | 0 | 0 | 0 | 0 | 0 | 0 | 0 | 0 | 0 | 0 | 0 | 0 | 0 | 0 | 0 | 0 | 0 | 0
[10 empty] | 0 | 0 | 0 | 0 | 0 | 0 | 0 | 0 | 0 | 0 | 0 | 0 | 0 | 0 | 0 | 0 | 0 | 0 | 0 | 0 | 0 | 0 | 0 | 0 | 0 | 0 | 0 | 0
[10 empty] | 0 | 0 | 0 | 0 | 0 | 0 | 0 | 0 | 0 | 0 | 0 | 0 | 0 | 0 | 0 | 0 | 0 | 0 | 0 | 0 | 0 | 0 | 0 | 0 | 0 | 0 | 0 | 0
[10 empty] | 0 | 0 | 0 | 0 | 0 | 0 | 0 | 0 | 0 | 0 | 0 | 0 | 0 | 0 | 0 | 0 | 0 | 0 | 0 | 0 | 0 | 0 | 0 | 0 | 0 | 0 | 0 | 0
[10 empty] | 0 | 0 | 0 | 0 | 0 | 0 | 0 | 0 | 0 | 0 | 0 | 0 | 0 | 0 | 0 | 0 | 0 | 0 | 0 | 0 | 0 | 0 | 0 | 0 | 0 | 0 | 0 | 0
[10 empty] | 0 | 0 | 0 | 0 | 0 | 0 | 0 | 0 | 0 | 0 | 0 | 0 | 0 | 0 | 0 | 0 | 0 | 0 | 0 | 0 | 0 | 0 | 0 | 0 | 0 | 0 | 0 | 0
[10 empty] | 67790.5696 | 59492.9646 | 51395.1944 | 43493.5217 | 35784.2713 | 28263.8302 | 22323.8889 | 17632.2887 | 13926.6777 | 10999.8399 | 8688.1078 | 6862.2105 | 5420.0448 | 4280.9653 | 3381.2754 | 2670.6648 | 2109.3965 | 1666.0846 | 1315.9394 | 1039.3809 | 820.9441 | 648.414 | 512.143 | 404.5108 | 319.4986 | 252.3526 | 199.318 | 157.4293
[10 empty] | 0 | 2696.6192 | 7538.4529 | 14085.1038 | 21984.8386 | 30956.7413 | 40776.4594 | 51264.8185 | 62278.7289 | 73703.9226 | 82791.1163 | 90010.9639 | 95739.3861 | 100276.6382 | 103862.5399 | 106688.64 | 108907.9321 | 110642.6154 | 111990.2926 | 113028.9208 | 113820.7659 | 114415.5607 | 114853.0277 | 115164.8942 | 115376.501 | 115508.0884 | 115575.8225 | 115592.6157
[10 empty] | 0 | 0 | 0 | 0 | 0 | 0 | 0 | 0 | 0 | 0 | 0 | 0 | 0 | 0 | 0 | 0 | 0 | 0 | 0 | 0 | 0 | 0 | 0 | 0 | 0 | 0 | 0 | 0
[10 empty] | 0 | 0 | 0 | 0 | 0 | 0 | 0 | 0 | 0 | 0 | 0 | 0 | 0 | 0 | 0 | 0 | 0 | 0 | 0 | 0 | 0 | 0 | 0 | 0 | 0 | 0 | 0 | 0
[10 empty] | 0 | 0 | 0 | 0 | 0 | 0 | 0 | 0 | 0 | 0 | 0 | 0 | 0 | 0 | 0 | 0 | 0 | 0 | 0 | 0 | 0 | 0 | 0 | 0 | 0 | 0 | 0 | 0
[10 empty] | 0 | 0 | 0 | 0 | 0 | 0 | 0 | 0 | 0 | 0 | 0 | 0 | 0 | 0 | 0 | 0 | 0 | 0 | 0 | 0 | 0 | 0 | 0 | 0 | 0 | 0 | 0 | 0
[10 empty] | 0 | 0 | 0 | 0 | 0 | 0 | 0 | 0 | 0 | 0 | 0 | 0 | 0 | 0 | 0 | 0 | 0 | 0 | 0 | 0 | 0 | 0 | 0 | 0 | 0 | 0 | 0 | 0
[10 empty] | 0 | 0 | 0 | 0 | 0 | 0 | 0 | 0 | 0 | 0 | 0 | 0 | 0 | 0 | 0 | 0 | 0 | 0 | 0 | 0 | 0 | 0 | 0 | 0 | 0 | 0 | 0 | 0
[10 empty] | 0 | 0 | 0 | 0 | 0 | 0 | 0 | 0 | 0 | 0 | 0 | 0 | 0 | 0 | 0 | 0 | 0 | 0 | 0 | 0 | 0 | 0 | 0 | 0 | 0 | 0 | 0 | 0
[10 empty] | 0 | 0 | 0 | 0 | 0 | 0 | 0 | 0 | 0 | 0 | 0 | 0 | 0 | 0 | 0 | 0 | 0 | 0 | 0 | 0 | 0 | 0 | 0 | 0 | 0 | 0 | 0 | 0
[10 empty] | 0 | 0 | 0 | 0 | 0 | 0 | 0 | 0 | 0 | 0 | 0 | 0 | 0 | 0 | 0 | 0 | 0 | 0 | 0 | 0 | 0 | 0 | 0 | 0 | 0 | 0 | 0 | 0
[10 empty] | 121542.3313 | 118651.2444 | 113615.2541 | 106874.7572 | 98781.4867 | 89616.3579 | 79603.7228 | 68922.7554 | 57716.5449 | 46099.3587 | 36820.4798 | 29409.2536 | 23489.7591 | 18761.7404 | 14985.3773 | 11969.1205 | 9559.9759 | 7635.744 | 6098.8214 | 4871.2507 | 3890.7653 | 3107.6321 | 2482.1279 | 1982.5252 | 1583.4825 | 1264.7592 | 1010.1884 | 806.8577
[10 empty] | 0 | 16983.3399 | 33255.5974 | 48839.1019 | 63755.5596 | 78026.0697 | 86578.2991 | 91414.1066 | 93839.7915 | 94707.6618 | 94573.7072 | 93800.5145 | 92624.4407 | 91199.4579 | 89625.7711 | 87968.4969 | 86269.8556 | 84557.1286 | 82847.8525 | 81153.2088 | 79480.2366 | 77833.2767 | 76214.9139 | 74626.5921 | 73069.0157 | 71542.4112 | 70046.6982 | 68581.6008
[10 empty] | 0 | 0 | 0 | 0 | 0 | 0 | 0 | 0 | 0 | 0 | 0 | 0 | 0 | 0 | 0 | 0 | 0 | 0 | 0 | 0 | 0 | 0 | 0 | 0 | 0 | 0 | 0 | 0
[10 empty] | 0 | 0 | 0 | 0 | 0 | 0 | 0 | 0 | 0 | 0 | 0 | 0 | 0 | 0 | 0 | 0 | 0 | 0 | 0 | 0 | 0 | 0 | 0 | 0 | 0 | 0 | 0 | 0
[10 empty] | 0 | 0 | 0 | 0 | 0 | 0 | 0 | 0 | 0 | 0 | 0 | 0 | 0 | 0 | 0 | 0 | 0 | 0 | 0 | 0 | 0 | 0 | 0 | 0 | 0 | 0 | 0 | 0
[10 empty] | 0 | 0 | 0 | 0 | 0 | 0 | 0 | 0 | 0 | 0 | 0 | 0 | 0 | 0 | 0 | 0 | 0 | 0 | 0 | 0 | 0 | 0 | 0 | 0 | 0 | 0 | 0 | 0
[10 empty] | 0 | 0 | 0 | 0 | 0 | 0 | 0 | 0 | 0 | 0 | 0 | 0 | 0 | 0 | 0 | 0 | 0 | 0 | 0 | 0 | 0 | 0 | 0 | 0 | 0 | 0 | 0 | 0
[10 empty] | 0 | 0 | 0 | 0 | 0 | 0 | 0 | 0 | 0 | 0 | 0 | 0 | 0 | 0 | 0 | 0 | 0 | 0 | 0 | 0 | 0 | 0 | 0 | 0 | 0 | 0 | 0 | 0
[10 empty] | 0 | 0 | 0 | 0 | 0 | 0 | 0 | 0 | 0 | 0 | 0 | 0 | 0 | 0 | 0 | 0 | 0 | 0 | 0 | 0 | 0 | 0 | 0 | 0 | 0 | 0 | 0 | 0
[10 empty] | 0 | 0 | 0 | 0 | 0 | 0 | 0 | 0 | 0 | 0 | 0 | 0 | 0 | 0 | 0 | 0 | 0 | 0 | 0 | 0 | 0 | 0 | 0 | 0 | 0 | 0 | 0 | 0
[10 empty] | 0 | 0 | 0 | 0 | 0 | 0 | 0 | 0 | 0 | 0 | 0 | 0 | 0 | 0 | 0 | 0 | 0 | 0 | 0 | 0 | 0 | 0 | 0 | 0 | 0 | 0 | 0 | 0
[10 empty] | 121425.3841 | 101900.0395 | 83138.9935 | 65118.8025 | 47816.6697 | 31210.4279 | 20371.3645 | 13296.5973 | 8678.8247 | 5664.7573 | 3697.4449 | 2413.36 | 1575.2247 | 1028.1652 | 671.0939 | 438.0298 | 285.9065 | 186.6141 | 121.8049 | 79.5033 | 51.8926 | 33.8708 | 22.1078 | 14.43 | 9.4186 | 6.1476 | 4.0126 | 2.6191
[10 empty] | 0 | 11096.7589 | 22158.0082 | 33183.833 | 44174.3185 | 55129.5495 | 62380.1878 | 67165.1152 | 70308.9311 | 72360.4888 | 73685.105 | 74525.9344 | 75044.8207 | 75349.4868 | 75511.6331 | 75578.9833 | 75583.302 | 75545.7319 | 75480.3453 | 75396.5086 | 75300.456 | 75196.3369 | 75086.9131 | 74974.0226 | 74858.8889 | 74742.3259 | 74624.8757 | 74506.8985
[10 empty] | 0 | 0 | 0 | 0 | 0 | 0 | 0 | 0 | 0 | 0 | 0 | 0 | 0 | 0 | 0 | 0 | 0 | 0 | 0 | 0 | 0 | 0 | 0 | 0 | 0 | 0 | 0 | 0
[10 empty] | 0 | 0 | 0 | 0 | 0 | 0 | 0 | 0 | 0 | 0 | 0 | 0 | 0 | 0 | 0 | 0 | 0 | 0 | 0 | 0 | 0 | 0 | 0 | 0 | 0 | 0 | 0 | 0
[10 empty] | 0 | 0 | 0 | 0 | 0 | 0 | 0 | 0 | 0 | 0 | 0 | 0 | 0 | 0 | 0 | 0 | 0 | 0 | 0 | 0 | 0 | 0 | 0 | 0 | 0 | 0 | 0 | 0
[10 empty] | 0 | 0 | 0 | 0 | 0 | 0 | 0 | 0 | 0 | 0 | 0 | 0 | 0 | 0 | 0 | 0 | 0 | 0 | 0 | 0 | 0 | 0 | 0 | 0 | 0 | 0 | 0 | 0
[10 empty] | 0 | 0 | 0 | 0 | 0 | 0 | 0 | 0 | 0 | 0 | 0 | 0 | 0 | 0 | 0 | 0 | 0 | 0 | 0 | 0 | 0 | 0 | 0 | 0 | 0 | 0 | 0 | 0
[10 empty] | 0 | 0 | 0 | 0 | 0 | 0 | 0 | 0 | 0 | 0 | 0 | 0 | 0 | 0 | 0 | 0 | 0 | 0 | 0 | 0 | 0 | 0 | 0 | 0 | 0 | 0 | 0 | 0
[10 empty] | 0 | 0 | 0 | 0 | 0 | 0 | 0 | 0 | 0 | 0 | 0 | 0 | 0 | 0 | 0 | 0 | 0 | 0 | 0 | 0 | 0 | 0 | 0 | 0 | 0 | 0 | 0 | 0
[10 empty] | 0 | 0 | 0 | 0 | 0 | 0 | 0 | 0 | 0 | 0 | 0 | 0 | 0 | 0 | 0 | 0 | 0 | 0 | 0 | 0 | 0 | 0 | 0 | 0 | 0 | 0 | 0 | 0
[10 empty] | 0 | 0 | 0 | 0 | 0 | 0 | 0 | 0 | 0 | 0 | 0 | 0 | 0 | 0 | 0 | 0 | 0 | 0 | 0 | 0 | 0 | 0 | 0 | 0 | 0 | 0 | 0 | 0
[10 empty] | 77801.7951 | 66580.5533 | 55395.0204 | 44245.1107 | 33130.7389 | 22051.8198 | 14677.6913 | 9769.4713 | 6502.5601 | 4328.104 | 2880.786 | 1917.4512 | 1276.2555 | 849.4757 | 565.411 | 376.3376 | 250.4903 | 166.7263 | 110.973 | 73.8637 | 49.1637 | 32.7233 | 21.7806 | 14.4972 | 9.6493 | 6.4226 | 4.2749 | 2.8454
[10 empty] | 0 | 361.9726 | 776.41 | 1258.2673 | 1799.6261 | 2407.7779 | 3150.5103 | 3898.7241 | 4878.7005 | 6006.4736 | 7269.4505 | 8640.7298 | 10182.7763 | 11672.6755 | 13508.6008 | 15481.5602 | 17607.018 | 19914.9632 | 22412.7214 | 24988.8185 | 28028.177 | 31632.3969 | 35880.2104 | 40739.3018 | 46302.5007 | 52623.4563 | 59805.7679 | 67967.1212
[10 empty] | 0 | 0 | 0 | 0 | 0 | 0 | 0 | 0 | 0 | 0 | 0 | 0 | 0 | 0 | 0 | 0 | 0 | 0 | 0 | 0 | 0 | 0 | 0 | 0 | 0 | 0 | 0 | 0
[10 empty] | 0 | 0 | 0 | 0 | 0 | 0 | 0 | 0 | 0 | 0 | 0 | 0 | 0 | 0 | 0 | 0 | 0 | 0 | 0 | 0 | 0 | 0 | 0 | 0 | 0 | 0 | 0 | 0
[10 empty] | 0 | 0 | 0 | 0 | 0 | 0 | 0 | 0 | 0 | 0 | 0 | 0 | 0 | 0 | 0 | 0 | 0 | 0 | 0 | 0 | 0 | 0 | 0 | 0 | 0 | 0 | 0 | 0
[10 empty] | 0 | 0 | 0 | 0 | 0 | 0 | 0 | 0 | 0 | 0 | 0 | 0 | 0 | 0 | 0 | 0 | 0 | 0 | 0 | 0 | 0 | 0 | 0 | 0 | 0 | 0 | 0 | 0
[10 empty] | 0 | 0 | 0 | 0 | 0 | 0 | 0 | 0 | 0 | 0 | 0 | 0 | 0 | 0 | 0 | 0 | 0 | 0 | 0 | 0 | 0 | 0 | 0 | 0 | 0 | 0 | 0 | 0
[10 empty] | 0 | 0 | 0 | 0 | 0 | 0 | 0 | 0 | 0 | 0 | 0 | 0 | 0 | 0 | 0 | 0 | 0 | 0 | 0 | 0 | 0 | 0 | 0 | 0 | 0 | 0 | 0 | 0
[10 empty] | 0 | 0 | 0 | 0 | 0 | 0 | 0 | 0 | 0 | 0 | 0 | 0 | 0 | 0 | 0 | 0 | 0 | 0 | 0 | 0 | 0 | 0 | 0 | 0 | 0 | 0 | 0 | 0
[10 empty] | 0 | 0 | 0 | 0 | 0 | 0 | 0 | 0 | 0 | 0 | 0 | 0 | 0 | 0 | 0 | 0 | 0 | 0 | 0 | 0 | 0 | 0 | 0 | 0 | 0 | 0 | 0 | 0
[10 empty] | 0 | 0 | 0 | 0 | 0 | 0 | 0 | 0 | 0 | 0 | 0 | 0 | 0 | 0 | 0 | 0 | 0 | 0 | 0 | 0 | 0 | 0 | 0 | 0 | 0 | 0 | 0 | 0
[10 empty] | 1260.7676 | 1163.7855 | 1066.8034 | 969.8213 | 872.8391 | 775.857 | 678.8749 | 581.8928 | 484.9106 | 387.9285 | 310.3428 | 248.2742 | 198.6194 | 158.8955 | 127.1164 | 101.6931 | 81.3545 | 65.0836 | 52.0669 | 41.6535 | 33.3228 | 26.6582 | 21.3266 | 17.0613 | 13.649 | 10.9192 | 8.7354 | 6.9883
[10 empty] | 0 | 216.5726 | 432.4522 | 647.6404 | 862.1389 | 1075.9493 | 1289.0734 | 1501.5126 | 1713.2688 | 1924.3435 | 2134.7384 | 2314.0077 | 2466.6417 | 2596.4833 | 2706.8211 | 2800.4694 | 2879.8364 | 2946.9831 | 3003.6734 | 3051.4165 | 3091.5042 | 3125.0418 | 3152.9753 | 3176.1141 | 3195.151 | 3210.6788 | 3223.2049 | 3233.1635
[10 empty] | 0 | 0 | 0 | 0 | 0 | 0 | 0 | 0 | 0 | 0 | 0 | 0 | 0 | 0 | 0 | 0 | 0 | 0 | 0 | 0 | 0 | 0 | 0 | 0 | 0 | 0 | 0 | 0
[10 empty] | 0 | 0 | 0 | 0 | 0 | 0 | 0 | 0 | 0 | 0 | 0 | 0 | 0 | 0 | 0 | 0 | 0 | 0 | 0 | 0 | 0 | 0 | 0 | 0 | 0 | 0 | 0 | 0
[10 empty] | 0 | 0 | 0 | 0 | 0 | 0 | 0 | 0 | 0 | 0 | 0 | 0 | 0 | 0 | 0 | 0 | 0 | 0 | 0 | 0 | 0 | 0 | 0 | 0 | 0 | 0 | 0 | 0
[10 empty] | 0 | 0 | 0 | 0 | 0 | 0 | 0 | 0 | 0 | 0 | 0 | 0 | 0 | 0 | 0 | 0 | 0 | 0 | 0 | 0 | 0 | 0 | 0 | 0 | 0 | 0 | 0 | 0
[10 empty] | 0 | 0 | 0 | 0 | 0 | 0 | 0 | 0 | 0 | 0 | 0 | 0 | 0 | 0 | 0 | 0 | 0 | 0 | 0 | 0 | 0 | 0 | 0 | 0 | 0 | 0 | 0 | 0
[10 empty] | 0 | 0 | 0 | 0 | 0 | 0 | 0 | 0 | 0 | 0 | 0 | 0 | 0 | 0 | 0 | 0 | 0 | 0 | 0 | 0 | 0 | 0 | 0 | 0 | 0 | 0 | 0 | 0
[10 empty] | 0 | 0 | 0 | 0 | 0 | 0 | 0 | 0 | 0 | 0 | 0 | 0 | 0 | 0 | 0 | 0 | 0 | 0 | 0 | 0 | 0 | 0 | 0 | 0 | 0 | 0 | 0 | 0
[10 empty] | 0 | 0 | 0 | 0 | 0 | 0 | 0 | 0 | 0 | 0 | 0 | 0 | 0 | 0 | 0 | 0 | 0 | 0 | 0 | 0 | 0 | 0 | 0 | 0 | 0 | 0 | 0 | 0
[10 empty] | 0 | 0 | 0 | 0 | 0 | 0 | 0 | 0 | 0 | 0 | 0 | 0 | 0 | 0 | 0 | 0 | 0 | 0 | 0 | 0 | 0 | 0 | 0 | 0 | 0 | 0 | 0 | 0
[10 empty] | 3470.7148 | 3248.5891 | 3027.1652 | 2806.4416 | 2586.4166 | 2367.0885 | 2148.4556 | 1930.5163 | 1713.2688 | 1496.7116 | 1280.8431 | 1096.1089 | 938.0187 | 802.7296 | 686.953 | 587.8748 | 503.0864 | 430.527 | 368.4327 | 315.2942 | 269.8198 | 230.904 | 197.6011 | 169.1014 | 144.7121 | 123.8405 | 105.9792 | 90.6939
[10 empty] | 0 | 593.4021 | 1184.9052 | 1774.5141 | 2362.2331 | 2948.067 | 3532.0201 | 4114.097 | 4610.4754 | 5033.5182 | 5393.8054 | 5700.3908 | 5961.0227 | 6182.3315 | 6369.9915 | 6528.8587 | 6663.0885 | 6776.2372 | 6871.3479 | 6951.0251 | 7017.4974 | 7072.672 | 7118.1812 | 7155.4218 | 7185.589 | 7209.7057 | 7228.6473 | 7243.1629
[10 empty] | 0 | 0 | 0 | 0 | 0 | 0 | 0 | 0 | 0 | 0 | 0 | 0 | 0 | 0 | 0 | 0 | 0 | 0 | 0 | 0 | 0 | 0 | 0 | 0 | 0 | 0 | 0 | 0
[10 empty] | 0 | 0 | 0 | 0 | 0 | 0 | 0 | 0 | 0 | 0 | 0 | 0 | 0 | 0 | 0 | 0 | 0 | 0 | 0 | 0 | 0 | 0 | 0 | 0 | 0 | 0 | 0 | 0
[10 empty] | 0 | 0 | 0 | 0 | 0 | 0 | 0 | 0 | 0 | 0 | 0 | 0 | 0 | 0 | 0 | 0 | 0 | 0 | 0 | 0 | 0 | 0 | 0 | 0 | 0 | 0 | 0 | 0
[10 empty] | 0 | 0 | 0 | 0 | 0 | 0 | 0 | 0 | 0 | 0 | 0 | 0 | 0 | 0 | 0 | 0 | 0 | 0 | 0 | 0 | 0 | 0 | 0 | 0 | 0 | 0 | 0 | 0
[10 empty] | 0 | 0 | 0 | 0 | 0 | 0 | 0 | 0 | 0 | 0 | 0 | 0 | 0 | 0 | 0 | 0 | 0 | 0 | 0 | 0 | 0 | 0 | 0 | 0 | 0 | 0 | 0 | 0
[10 empty] | 0 | 0 | 0 | 0 | 0 | 0 | 0 | 0 | 0 | 0 | 0 | 0 | 0 | 0 | 0 | 0 | 0 | 0 | 0 | 0 | 0 | 0 | 0 | 0 | 0 | 0 | 0 | 0
[10 empty] | 0 | 0 | 0 | 0 | 0 | 0 | 0 | 0 | 0 | 0 | 0 | 0 | 0 | 0 | 0 | 0 | 0 | 0 | 0 | 0 | 0 | 0 | 0 | 0 | 0 | 0 | 0 | 0
[10 empty] | 0 | 0 | 0 | 0 | 0 | 0 | 0 | 0 | 0 | 0 | 0 | 0 | 0 | 0 | 0 | 0 | 0 | 0 | 0 | 0 | 0 | 0 | 0 | 0 | 0 | 0 | 0 | 0
[10 empty] | 0 | 0 | 0 | 0 | 0 | 0 | 0 | 0 | 0 | 0 | 0 | 0 | 0 | 0 | 0 | 0 | 0 | 0 | 0 | 0 | 0 | 0 | 0 | 0 | 0 | 0 | 0 | 0
[10 empty] | 7726.5893 | 7120.8247 | 6516.9788 | 5915.0469 | 5315.0246 | 4716.9071 | 4120.6901 | 3526.3688 | 3017.7657 | 2582.5177 | 2210.0448 | 1891.2932 | 1618.5147 | 1385.0786 | 1185.3107 | 1014.355 | 868.0561 | 742.8576 | 635.7163 | 544.0278 | 465.5635 | 398.4159 | 340.953 | 291.7778 | 249.6951 | 213.6819 | 182.8629 | 156.4888
[10 empty] | 0 | 9315.012 | 18600.2159 | 27855.6834 | 37081.4857 | 44426.5864 | 50269.571 | 54912.8234 | 58597.8636 | 61517.5982 | 63826.1058 | 65646.4517 | 67076.9308 | 68196.0529 | 69066.5256 | 69738.4344 | 70251.7836 | 70638.5254 | 70924.1805 | 71129.133 | 71269.6637 | 71358.7765 | 71406.8579 | 71422.2035 | 71411.4395 | 71379.8578 | 71331.6855 | 71270.2987
[10 empty] | 0 | 0 | 0 | 0 | 0 | 0 | 0 | 0 | 0 | 0 | 0 | 0 | 0 | 0 | 0 | 0 | 0 | 0 | 0 | 0 | 0 | 0 | 0 | 0 | 0 | 0 | 0 | 0
[10 empty] | 0 | 0 | 0 | 0 | 0 | 0 | 0 | 0 | 0 | 0 | 0 | 0 | 0 | 0 | 0 | 0 | 0 | 0 | 0 | 0 | 0 | 0 | 0 | 0 | 0 | 0 | 0 | 0
[10 empty] | 0 | 0 | 0 | 0 | 0 | 0 | 0 | 0 | 0 | 0 | 0 | 0 | 0 | 0 | 0 | 0 | 0 | 0 | 0 | 0 | 0 | 0 | 0 | 0 | 0 | 0 | 0 | 0
[10 empty] | 0 | 0 | 0 | 0 | 0 | 0 | 0 | 0 | 0 | 0 | 0 | 0 | 0 | 0 | 0 | 0 | 0 | 0 | 0 | 0 | 0 | 0 | 0 | 0 | 0 | 0 | 0 | 0
[10 empty] | 0 | 0 | 0 | 0 | 0 | 0 | 0 | 0 | 0 | 0 | 0 | 0 | 0 | 0 | 0 | 0 | 0 | 0 | 0 | 0 | 0 | 0 | 0 | 0 | 0 | 0 | 0 | 0
[10 empty] | 0 | 0 | 0 | 0 | 0 | 0 | 0 | 0 | 0 | 0 | 0 | 0 | 0 | 0 | 0 | 0 | 0 | 0 | 0 | 0 | 0 | 0 | 0 | 0 | 0 | 0 | 0 | 0
[10 empty] | 0 | 0 | 0 | 0 | 0 | 0 | 0 | 0 | 0 | 0 | 0 | 0 | 0 | 0 | 0 | 0 | 0 | 0 | 0 | 0 | 0 | 0 | 0 | 0 | 0 | 0 | 0 | 0
[10 empty] | 0 | 0 | 0 | 0 | 0 | 0 | 0 | 0 | 0 | 0 | 0 | 0 | 0 | 0 | 0 | 0 | 0 | 0 | 0 | 0 | 0 | 0 | 0 | 0 | 0 | 0 | 0 | 0
[10 empty] | 0 | 0 | 0 | 0 | 0 | 0 | 0 | 0 | 0 | 0 | 0 | 0 | 0 | 0 | 0 | 0 | 0 | 0 | 0 | 0 | 0 | 0 | 0 | 0 | 0 | 0 | 0 | 0
[10 empty] | 74639.519 | 65205.0838 | 55800.6477 | 46426.1389 | 37081.4857 | 29617.7242 | 23656.2687 | 18894.7349 | 15091.6027 | 12053.9649 | 9627.7428 | 7689.8708 | 6142.0536 | 4905.781 | 3918.3454 | 3129.6609 | 2499.7227 | 1996.5785 | 1594.7072 | 1273.7245 | 1017.3493 | 812.5772 | 649.0217 | 518.3866 | 414.0457 | 330.7066 | 264.142 | 210.9755
[10 empty] | 0 | 671.6015 | 1348.6134 | 1348.6134 | 1348.6134 | 1348.6134 | 1348.6134 | 1348.6134 | 1348.6134 | 1252.6704 | 1073.7175 | 920.3292 | 788.8536 | 676.1603 | 579.5659 | 496.7708 | 230.1276 | 0 | 0 | 0 | 0 | 0 | 0 | 0 | 0 | 0 | 0 | 0
[10 empty] | 0 | 0 | 0 | 0 | 0 | 0 | 0 | 0 | 0 | 0 | 0 | 0 | 0 | 0 | 0 | 0 | 0 | 0 | 0 | 0 | 0 | 0 | 0 | 0 | 0 | 0 | 0 | 0
[10 empty] | 0 | 0 | 0 | 682.5758 | 1370.8732 | 2065.0543 | 2765.2861 | 3471.7401 | 4184.5927 | 4931.2868 | 5708.8876 | 6417.4221 | 7067.9484 | 7669.9785 | 8231.7003 | 8760.1677 | 9457.1394 | 10105.8141 | 10515.6715 | 10919.5296 | 11319.7353 | 11718.3426 | 12117.1555 | 12517.7649 | 12921.5805 | 13329.8575 | 13743.7209 | 14164.1845
[10 empty] | 0 | 0 | 0 | 0 | 0 | 0 | 0 | 0 | 0 | 0 | 0 | 0 | 0 | 0 | 0 | 0 | 0 | 0 | 0 | 0 | 0 | 0 | 0 | 0 | 0 | 0 | 0 | 0
[10 empty] | 0 | 0 | 0 | 0 | 0 | 0 | 0 | 0 | 0 | 0 | 0 | 0 | 0 | 0 | 0 | 0 | 0 | 0 | 0 | 0 | 0 | 0 | 0 | 0 | 0 | 0 | 0 | 0
[10 empty] | 0 | 0 | 0 | 0 | 0 | 0 | 0 | 0 | 0 | 0 | 0 | 0 | 0 | 0 | 0 | 0 | 0 | 0 | 0 | 0 | 0 | 0 | 0 | 0 | 0 | 0 | 0 | 0
[10 empty] | 0 | 0 | 0 | 0 | 0 | 0 | 0 | 0 | 0 | 0 | 0 | 0 | 0 | 0 | 0 | 0 | 0 | 0 | 0 | 0 | 0 | 0 | 0 | 0 | 0 | 0 | 0 | 0
[10 empty] | 0 | 0 | 0 | 0 | 0 | 0 | 0 | 0 | 0 | 0 | 0 | 0 | 0 | 0 | 0 | 0 | 0 | 0 | 0 | 0 | 0 | 0 | 0 | 0 | 0 | 0 | 0 | 0
[10 empty] | 0 | 0 | 0 | 0 | 0 | 0 | 0 | 0 | 0 | 0 | 0 | 0 | 0 | 0 | 0 | 0 | 0 | 0 | 0 | 0 | 0 | 0 | 0 | 0 | 0 | 0 | 0 | 0
[10 empty] | 0 | 0 | 0 | 0 | 0 | 0 | 0 | 0 | 0 | 0 | 0 | 0 | 0 | 0 | 0 | 0 | 0 | 0 | 0 | 0 | 0 | 0 | 0 | 0 | 0 | 0 | 0 | 0
[10 empty] | 6730.7842 | 6250.0139 | 5769.2436 | 5288.4733 | 4807.703 | 4326.9327 | 3846.1624 | 3365.3921 | 2884.6218 | 2472.533 | 2119.314 | 1816.5548 | 1557.047 | 1334.6117 | 1143.9529 | 980.5311 | 840.4552 | 720.3902 | 617.4773 | 529.2662 | 453.6568 | 388.8487 | 333.2989 | 285.6847 | 244.8726 | 209.8908 | 179.9064 | 154.2055
[10 empty] | 0 | 281.8762 | 563.8079 | 845.7954 | 1127.8388 | 1409.9383 | 1692.0942 | 1974.3067 | 2226.9133 | 2453.21 | 2656.1267 | 2838.2678 | 3001.9483 | 3149.2259 | 3281.9298 | 3401.6861 | 3509.94 | 3607.9762 | 3696.9369 | 3777.8372 | 3851.5794 | 3918.9658 | 3980.7094 | 4037.4439 | 4089.733 | 4138.0774 | 4182.9224 | 4224.6638
[10 empty] | 0 | 0 | 0 | 0 | 0 | 0 | 0 | 0 | 0 | 0 | 0 | 0 | 0 | 0 | 0 | 0 | 0 | 0 | 0 | 0 | 0 | 0 | 0 | 0 | 0 | 0 | 0 | 0
[10 empty] | 0 | 0 | 0 | 0 | 0 | 0 | 0 | 0 | 0 | 0 | 0 | 0 | 0 | 0 | 0 | 0 | 0 | 0 | 0 | 0 | 0 | 0 | 0 | 0 | 0 | 0 | 0 | 0
[10 empty] | 0 | 0 | 0 | 0 | 0 | 0 | 0 | 0 | 0 | 0 | 0 | 0 | 0 | 0 | 0 | 0 | 0 | 0 | 0 | 0 | 0 | 0 | 0 | 0 | 0 | 0 | 0 | 0
[10 empty] | 0 | 0 | 0 | 0 | 0 | 0 | 0 | 0 | 0 | 0 | 0 | 0 | 0 | 0 | 0 | 0 | 0 | 0 | 0 | 0 | 0 | 0 | 0 | 0 | 0 | 0 | 0 | 0
[10 empty] | 0 | 0 | 0 | 0 | 0 | 0 | 0 | 0 | 0 | 0 | 0 | 0 | 0 | 0 | 0 | 0 | 0 | 0 | 0 | 0 | 0 | 0 | 0 | 0 | 0 | 0 | 0 | 0
[10 empty] | 0 | 0 | 0 | 0 | 0 | 0 | 0 | 0 | 0 | 0 | 0 | 0 | 0 | 0 | 0 | 0 | 0 | 0 | 0 | 0 | 0 | 0 | 0 | 0 | 0 | 0 | 0 | 0
[10 empty] | 0 | 0 | 0 | 0 | 0 | 0 | 0 | 0 | 0 | 0 | 0 | 0 | 0 | 0 | 0 | 0 | 0 | 0 | 0 | 0 | 0 | 0 | 0 | 0 | 0 | 0 | 0 | 0
[10 empty] | 0 | 0 | 0 | 0 | 0 | 0 | 0 | 0 | 0 | 0 | 0 | 0 | 0 | 0 | 0 | 0 | 0 | 0 | 0 | 0 | 0 | 0 | 0 | 0 | 0 | 0 | 0 | 0
[10 empty] | 0 | 0 | 0 | 0 | 0 | 0 | 0 | 0 | 0 | 0 | 0 | 0 | 0 | 0 | 0 | 0 | 0 | 0 | 0 | 0 | 0 | 0 | 0 | 0 | 0 | 0 | 0 | 0
[10 empty] | 4004.4639 | 3737.4996 | 3470.5354 | 3203.5711 | 2936.6069 | 2669.6426 | 2402.6783 | 2135.7141 | 1898.4125 | 1687.4778 | 1499.9803 | 1333.3158 | 1185.1696 | 1053.4841 | 936.4303 | 832.3825 | 739.8955 | 657.6849 | 584.6088 | 519.6523 | 461.9131 | 410.5895 | 364.9684 | 324.4164 | 288.3701 | 256.329 | 227.848 | 202.5315
[10 empty] | 0 | 179.2211 | 357.8687 | 535.9442 | 713.4489 | 890.3843 | 1066.7516 | 1242.5522 | 1417.7876 | 1592.459 | 1766.5679 | 1940.1155 | 2113.1033 | 2285.5325 | 2457.4046 | 2628.7208 | 2799.4825 | 2953.8103 | 3093.2232 | 3219.0999 | 3332.6916 | 3435.1341 | 3527.4582 | 3610.5995 | 3685.4073 | 3752.6523 | 3813.0341 | 3867.1876
[10 empty] | 0 | 0 | 0 | 0 | 0 | 0 | 0 | 0 | 0 | 0 | 0 | 0 | 0 | 0 | 0 | 0 | 0 | 0 | 0 | 0 | 0 | 0 | 0 | 0 | 0 | 0 | 0 | 0
[10 empty] | 0 | 0 | 0 | 0 | 0 | 0 | 0 | 0 | 0 | 0 | 0 | 0 | 0 | 0 | 0 | 0 | 0 | 0 | 0 | 0 | 0 | 0 | 0 | 0 | 0 | 0 | 0 | 0
[10 empty] | 0 | 0 | 0 | 0 | 0 | 0 | 0 | 0 | 0 | 0 | 0 | 0 | 0 | 0 | 0 | 0 | 0 | 0 | 0 | 0 | 0 | 0 | 0 | 0 | 0 | 0 | 0 | 0
[10 empty] | 0 | 0 | 0 | 0 | 0 | 0 | 0 | 0 | 0 | 0 | 0 | 0 | 0 | 0 | 0 | 0 | 0 | 0 | 0 | 0 | 0 | 0 | 0 | 0 | 0 | 0 | 0 | 0
[10 empty] | 0 | 0 | 0 | 0 | 0 | 0 | 0 | 0 | 0 | 0 | 0 | 0 | 0 | 0 | 0 | 0 | 0 | 0 | 0 | 0 | 0 | 0 | 0 | 0 | 0 | 0 | 0 | 0
[10 empty] | 0 | 0 | 0 | 0 | 0 | 0 | 0 | 0 | 0 | 0 | 0 | 0 | 0 | 0 | 0 | 0 | 0 | 0 | 0 | 0 | 0 | 0 | 0 | 0 | 0 | 0 | 0 | 0
[10 empty] | 0 | 0 | 0 | 0 | 0 | 0 | 0 | 0 | 0 | 0 | 0 | 0 | 0 | 0 | 0 | 0 | 0 | 0 | 0 | 0 | 0 | 0 | 0 | 0 | 0 | 0 | 0 | 0
[10 empty] | 0 | 0 | 0 | 0 | 0 | 0 | 0 | 0 | 0 | 0 | 0 | 0 | 0 | 0 | 0 | 0 | 0 | 0 | 0 | 0 | 0 | 0 | 0 | 0 | 0 | 0 | 0 | 0
[10 empty] | 0 | 0 | 0 | 0 | 0 | 0 | 0 | 0 | 0 | 0 | 0 | 0 | 0 | 0 | 0 | 0 | 0 | 0 | 0 | 0 | 0 | 0 | 0 | 0 | 0 | 0 | 0 | 0
[10 empty] | 4667.2166 | 4480.528 | 4294.4248 | 4108.9056 | 3923.9691 | 3739.6139 | 3555.8386 | 3372.6418 | 3190.0221 | 3007.9782 | 2826.5086 | 2645.6121 | 2465.2872 | 2285.5325 | 2106.3468 | 1927.7286 | 1749.6765 | 1588.0701 | 1441.3901 | 1308.2581 | 1187.4226 | 1077.7479 | 978.2032 | 887.8528 | 805.8475 | 731.4165 | 663.8602 | 602.5437
[10 empty] | 0 | 8630.8125 | 17234.0063 | 25809.6479 | 33130.7389 | 39378.2496 | 44707.0494 | 49249.6707 | 53119.5312 | 56413.6904 | 59215.2088 | 61595.1675 | 63614.3954 | 65324.9481 | 66771.3733 | 67991.7936 | 69018.8333 | 69880.411 | 70600.4189 | 71199.3031 | 71694.5607 | 72101.1652 | 72431.9306 | 72697.8224 | 72908.2248 | 73071.1683 | 73193.5253 | 73281.1769
[10 empty] | 0 | 0 | 0 | 0 | 0 | 0 | 0 | 0 | 0 | 0 | 0 | 0 | 0 | 0 | 0 | 0 | 0 | 0 | 0 | 0 | 0 | 0 | 0 | 0 | 0 | 0 | 0 | 0
[10 empty] | 0 | 0 | 0 | 0 | 0 | 0 | 0 | 0 | 0 | 0 | 0 | 0 | 0 | 0 | 0 | 0 | 0 | 0 | 0 | 0 | 0 | 0 | 0 | 0 | 0 | 0 | 0 | 0
[10 empty] | 0 | 0 | 0 | 0 | 0 | 0 | 0 | 0 | 0 | 0 | 0 | 0 | 0 | 0 | 0 | 0 | 0 | 0 | 0 | 0 | 0 | 0 | 0 | 0 | 0 | 0 | 0 | 0
[10 empty] | 0 | 0 | 0 | 0 | 0 | 0 | 0 | 0 | 0 | 0 | 0 | 0 | 0 | 0 | 0 | 0 | 0 | 0 | 0 | 0 | 0 | 0 | 0 | 0 | 0 | 0 | 0 | 0
[10 empty] | 0 | 0 | 0 | 0 | 0 | 0 | 0 | 0 | 0 | 0 | 0 | 0 | 0 | 0 | 0 | 0 | 0 | 0 | 0 | 0 | 0 | 0 | 0 | 0 | 0 | 0 | 0 | 0
[10 empty] | 0 | 0 | 0 | 0 | 0 | 0 | 0 | 0 | 0 | 0 | 0 | 0 | 0 | 0 | 0 | 0 | 0 | 0 | 0 | 0 | 0 | 0 | 0 | 0 | 0 | 0 | 0 | 0
[10 empty] | 0 | 0 | 0 | 0 | 0 | 0 | 0 | 0 | 0 | 0 | 0 | 0 | 0 | 0 | 0 | 0 | 0 | 0 | 0 | 0 | 0 | 0 | 0 | 0 | 0 | 0 | 0 | 0
[10 empty] | 0 | 0 | 0 | 0 | 0 | 0 | 0 | 0 | 0 | 0 | 0 | 0 | 0 | 0 | 0 | 0 | 0 | 0 | 0 | 0 | 0 | 0 | 0 | 0 | 0 | 0 | 0 | 0
[10 empty] | 0 | 0 | 0 | 0 | 0 | 0 | 0 | 0 | 0 | 0 | 0 | 0 | 0 | 0 | 0 | 0 | 0 | 0 | 0 | 0 | 0 | 0 | 0 | 0 | 0 | 0 | 0 | 0
[10 empty] | 77801.7951 | 69046.4998 | 60319.0222 | 51619.2958 | 44174.3185 | 37803.1197 | 32350.8297 | 27684.9158 | 23691.9599 | 20274.9024 | 17350.6822 | 14848.2181 | 12706.6808 | 10874.0144 | 9305.6708 | 7963.5272 | 6814.9591 | 5832.0472 | 4990.8994 | 4271.0691 | 3655.0589 | 3127.895 | 2676.7632 | 2290.6974 | 1960.3134 | 1677.5802 | 1435.6252 | 1228.567
[10 empty] | 0 | 2074.5968 | 3769.0343 | 5070.4411 | 5959.1424 | 6533.5669 | 7212.9509 | 8034.4396 | 8996.6943 | 10097.6216 | 11299.4469 | 12598.6425 | 14010.9669 | 15502.4313 | 17054.8158 | 18649.9654 | 20291.257 | 21982.6672 | 23699.6152 | 25447.2284 | 27213.791 | 28987.7565 | 30741.1948 | 32479.0202 | 34218.1994 | 35956.7858 | 37692.7385 | 39392.7364
[10 empty] | 0 | 0 | 0 | 0 | 0 | 0 | 0 | 0 | 0 | 0 | 0 | 0 | 0 | 0 | 0 | 0 | 0 | 0 | 0 | 0 | 0 | 0 | 0 | 0 | 0 | 0 | 0 | 0
[10 empty] | 0 | 0 | 0 | 0 | 0 | 0 | 0 | 0 | 0 | 0 | 0 | 0 | 0 | 0 | 0 | 0 | 0 | 0 | 0 | 0 | 0 | 0 | 0 | 0 | 0 | 0 | 0 | 0
[10 empty] | 0 | 0 | 0 | 0 | 0 | 0 | 0 | 0 | 0 | 0 | 0 | 0 | 0 | 0 | 0 | 0 | 0 | 0 | 0 | 0 | 0 | 0 | 0 | 0 | 0 | 0 | 0 | 0
[10 empty] | 0 | 0 | 0 | 0 | 0 | 0 | 0 | 0 | 0 | 0 | 0 | 0 | 0 | 0 | 0 | 0 | 0 | 0 | 0 | 0 | 0 | 0 | 0 | 0 | 0 | 0 | 0 | 0
[10 empty] | 0 | 0 | 0 | 0 | 0 | 0 | 0 | 0 | 0 | 0 | 0 | 0 | 0 | 0 | 0 | 0 | 0 | 0 | 0 | 0 | 0 | 0 | 0 | 0 | 0 | 0 | 0 | 0
[10 empty] | 0 | 0 | 0 | 0 | 0 | 0 | 0 | 0 | 0 | 0 | 0 | 0 | 0 | 0 | 0 | 0 | 0 | 0 | 0 | 0 | 0 | 0 | 0 | 0 | 0 | 0 | 0 | 0
[10 empty] | 0 | 0 | 0 | 0 | 0 | 0 | 0 | 0 | 0 | 0 | 0 | 0 | 0 | 0 | 0 | 0 | 0 | 0 | 0 | 0 | 0 | 0 | 0 | 0 | 0 | 0 | 0 | 0
[10 empty] | 0 | 0 | 0 | 0 | 0 | 0 | 0 | 0 | 0 | 0 | 0 | 0 | 0 | 0 | 0 | 0 | 0 | 0 | 0 | 0 | 0 | 0 | 0 | 0 | 0 | 0 | 0 | 0
[10 empty] | 0 | 0 | 0 | 0 | 0 | 0 | 0 | 0 | 0 | 0 | 0 | 0 | 0 | 0 | 0 | 0 | 0 | 0 | 0 | 0 | 0 | 0 | 0 | 0 | 0 | 0 | 0 | 0
[10 empty] | 3543.64 | 3522.6245 | 3501.6091 | 3480.5936 | 3459.5781 | 3438.5626 | 3417.5472 | 3395.3537 | 3372.1785 | 3348.1853 | 3323.5104 | 3298.2673 | 3255.5643 | 3198.3114 | 3128.9335 | 3049.4515 | 2961.5493 | 2834.0988 | 2673.6912 | 2485.8195 | 2275.061 | 2045.2301 | 1823.8352 | 1609.4703 | 1400.9636 | 1197.3389 | 997.7824 | 831.4853
[10 empty] | 0 | 2074.5968 | 3769.0343 | 5070.4411 | 5959.1424 | 6533.5669 | 7212.9509 | 8034.4396 | 8996.6943 | 10097.6216 | 11299.4469 | 12598.6425 | 14010.9669 | 15502.4313 | 17054.8158 | 18649.9654 | 20291.257 | 21982.6672 | 23699.6152 | 25447.2284 | 27213.791 | 28987.7565 | 30741.1948 | 32479.0202 | 34218.1994 | 35956.7858 | 37692.7385 | 39392.7364
[10 empty] | 0 | 0 | 0 | 0 | 0 | 0 | 0 | 0 | 0 | 0 | 0 | 0 | 0 | 0 | 0 | 0 | 0 | 0 | 0 | 0 | 0 | 0 | 0 | 0 | 0 | 0 | 0 | 0
[10 empty] | 0 | 0 | 0 | 0 | 0 | 0 | 0 | 0 | 0 | 0 | 0 | 0 | 0 | 0 | 0 | 0 | 0 | 0 | 0 | 0 | 0 | 0 | 0 | 0 | 0 | 0 | 0 | 0
[10 empty] | 0 | 0 | 0 | 0 | 0 | 0 | 0 | 0 | 0 | 0 | 0 | 0 | 0 | 0 | 0 | 0 | 0 | 0 | 0 | 0 | 0 | 0 | 0 | 0 | 0 | 0 | 0 | 0
[10 empty] | 0 | 0 | 0 | 0 | 0 | 0 | 0 | 0 | 0 | 0 | 0 | 0 | 0 | 0 | 0 | 0 | 0 | 0 | 0 | 0 | 0 | 0 | 0 | 0 | 0 | 0 | 0 | 0
[10 empty] | 0 | 0 | 0 | 0 | 0 | 0 | 0 | 0 | 0 | 0 | 0 | 0 | 0 | 0 | 0 | 0 | 0 | 0 | 0 | 0 | 0 | 0 | 0 | 0 | 0 | 0 | 0 | 0
[10 empty] | 0 | 0 | 0 | 0 | 0 | 0 | 0 | 0 | 0 | 0 | 0 | 0 | 0 | 0 | 0 | 0 | 0 | 0 | 0 | 0 | 0 | 0 | 0 | 0 | 0 | 0 | 0 | 0
[10 empty] | 0 | 0 | 0 | 0 | 0 | 0 | 0 | 0 | 0 | 0 | 0 | 0 | 0 | 0 | 0 | 0 | 0 | 0 | 0 | 0 | 0 | 0 | 0 | 0 | 0 | 0 | 0 | 0
[10 empty] | 0 | 0 | 0 | 0 | 0 | 0 | 0 | 0 | 0 | 0 | 0 | 0 | 0 | 0 | 0 | 0 | 0 | 0 | 0 | 0 | 0 | 0 | 0 | 0 | 0 | 0 | 0 | 0
[10 empty] | 0 | 0 | 0 | 0 | 0 | 0 | 0 | 0 | 0 | 0 | 0 | 0 | 0 | 0 | 0 | 0 | 0 | 0 | 0 | 0 | 0 | 0 | 0 | 0 | 0 | 0 | 0 | 0
[10 empty] | 3543.64 | 3522.6245 | 3501.6091 | 3480.5936 | 3459.5781 | 3438.5626 | 3417.5472 | 3395.3537 | 3372.1785 | 3348.1853 | 3323.5104 | 3298.2673 | 3255.5643 | 3198.3114 | 3128.9335 | 3049.4515 | 2961.5493 | 2834.0988 | 2673.6912 | 2485.8195 | 2275.061 | 2045.2301 | 1823.8352 | 1609.4703 | 1400.9636 | 1197.3389 | 997.7824 | 831.4853
[10 empty] | 0 | 2074.5968 | 3769.0343 | 5070.4411 | 5959.1424 | 6533.5669 | 7212.9509 | 8034.4396 | 8996.6943 | 10097.6216 | 11299.4469 | 12598.6425 | 14010.9669 | 15502.4313 | 17054.8158 | 18649.9654 | 20291.257 | 21982.6672 | 23699.6152 | 25447.2284 | 27213.791 | 28987.7565 | 30741.1948 | 32479.0202 | 34218.1994 | 35956.7858 | 37692.7385 | 39392.7364
[10 empty] | 0 | 0 | 0 | 0 | 0 | 0 | 0 | 0 | 0 | 0 | 0 | 0 | 0 | 0 | 0 | 0 | 0 | 0 | 0 | 0 | 0 | 0 | 0 | 0 | 0 | 0 | 0 | 0
[10 empty] | 0 | 0 | 0 | 0 | 0 | 0 | 0 | 0 | 0 | 0 | 0 | 0 | 0 | 0 | 0 | 0 | 0 | 0 | 0 | 0 | 0 | 0 | 0 | 0 | 0 | 0 | 0 | 0
[10 empty] | 0 | 0 | 0 | 0 | 0 | 0 | 0 | 0 | 0 | 0 | 0 | 0 | 0 | 0 | 0 | 0 | 0 | 0 | 0 | 0 | 0 | 0 | 0 | 0 | 0 | 0 | 0 | 0
[10 empty] | 0 | 0 | 0 | 0 | 0 | 0 | 0 | 0 | 0 | 0 | 0 | 0 | 0 | 0 | 0 | 0 | 0 | 0 | 0 | 0 | 0 | 0 | 0 | 0 | 0 | 0 | 0 | 0
[10 empty] | 0 | 0 | 0 | 0 | 0 | 0 | 0 | 0 | 0 | 0 | 0 | 0 | 0 | 0 | 0 | 0 | 0 | 0 | 0 | 0 | 0 | 0 | 0 | 0 | 0 | 0 | 0 | 0
[10 empty] | 0 | 0 | 0 | 0 | 0 | 0 | 0 | 0 | 0 | 0 | 0 | 0 | 0 | 0 | 0 | 0 | 0 | 0 | 0 | 0 | 0 | 0 | 0 | 0 | 0 | 0 | 0 | 0
[10 empty] | 0 | 0 | 0 | 0 | 0 | 0 | 0 | 0 | 0 | 0 | 0 | 0 | 0 | 0 | 0 | 0 | 0 | 0 | 0 | 0 | 0 | 0 | 0 | 0 | 0 | 0 | 0 | 0
[10 empty] | 0 | 0 | 0 | 0 | 0 | 0 | 0 | 0 | 0 | 0 | 0 | 0 | 0 | 0 | 0 | 0 | 0 | 0 | 0 | 0 | 0 | 0 | 0 | 0 | 0 | 0 | 0 | 0
[10 empty] | 0 | 0 | 0 | 0 | 0 | 0 | 0 | 0 | 0 | 0 | 0 | 0 | 0 | 0 | 0 | 0 | 0 | 0 | 0 | 0 | 0 | 0 | 0 | 0 | 0 | 0 | 0 | 0
[10 empty] | 3543.64 | 3522.6245 | 3501.6091 | 3480.5936 | 3459.5781 | 3438.5626 | 3417.5472 | 3395.3537 | 3372.1785 | 3348.1853 | 3323.5104 | 3298.2673 | 3255.5643 | 3198.3114 | 3128.9335 | 3049.4515 | 2961.5493 | 2834.0988 | 2673.6912 | 2485.8195 | 2275.061 | 2045.2301 | 1823.8352 | 1609.4703 | 1400.9636 | 1197.3389 | 997.7824 | 831.4853
[10 empty] | 0 | 2074.5968 | 3769.0343 | 5070.4411 | 5959.1424 | 6533.5669 | 7212.9509 | 8034.4396 | 8996.6943 | 10097.6216 | 11299.4469 | 12598.6425 | 14010.9669 | 15502.4313 | 17054.8158 | 18649.9654 | 20291.257 | 21982.6672 | 23699.6152 | 25447.2284 | 27213.791 | 28987.7565 | 30741.1948 | 32479.0202 | 34218.1994 | 35956.7858 | 37692.7385 | 39392.7364
[10 empty] | 0 | 0 | 0 | 0 | 0 | 0 | 0 | 0 | 0 | 0 | 0 | 0 | 0 | 0 | 0 | 0 | 0 | 0 | 0 | 0 | 0 | 0 | 0 | 0 | 0 | 0 | 0 | 0
[10 empty] | 0 | 0 | 0 | 0 | 0 | 0 | 0 | 0 | 0 | 0 | 0 | 0 | 0 | 0 | 0 | 0 | 0 | 0 | 0 | 0 | 0 | 0 | 0 | 0 | 0 | 0 | 0 | 0
[10 empty] | 0 | 0 | 0 | 0 | 0 | 0 | 0 | 0 | 0 | 0 | 0 | 0 | 0 | 0 | 0 | 0 | 0 | 0 | 0 | 0 | 0 | 0 | 0 | 0 | 0 | 0 | 0 | 0
[10 empty] | 0 | 0 | 0 | 0 | 0 | 0 | 0 | 0 | 0 | 0 | 0 | 0 | 0 | 0 | 0 | 0 | 0 | 0 | 0 | 0 | 0 | 0 | 0 | 0 | 0 | 0 | 0 | 0
[10 empty] | 0 | 0 | 0 | 0 | 0 | 0 | 0 | 0 | 0 | 0 | 0 | 0 | 0 | 0 | 0 | 0 | 0 | 0 | 0 | 0 | 0 | 0 | 0 | 0 | 0 | 0 | 0 | 0
[10 empty] | 0 | 0 | 0 | 0 | 0 | 0 | 0 | 0 | 0 | 0 | 0 | 0 | 0 | 0 | 0 | 0 | 0 | 0 | 0 | 0 | 0 | 0 | 0 | 0 | 0 | 0 | 0 | 0
[10 empty] | 0 | 0 | 0 | 0 | 0 | 0 | 0 | 0 | 0 | 0 | 0 | 0 | 0 | 0 | 0 | 0 | 0 | 0 | 0 | 0 | 0 | 0 | 0 | 0 | 0 | 0 | 0 | 0
[10 empty] | 0 | 0 | 0 | 0 | 0 | 0 | 0 | 0 | 0 | 0 | 0 | 0 | 0 | 0 | 0 | 0 | 0 | 0 | 0 | 0 | 0 | 0 | 0 | 0 | 0 | 0 | 0 | 0
[10 empty] | 0 | 0 | 0 | 0 | 0 | 0 | 0 | 0 | 0 | 0 | 0 | 0 | 0 | 0 | 0 | 0 | 0 | 0 | 0 | 0 | 0 | 0 | 0 | 0 | 0 | 0 | 0 | 0
[10 empty] | 3543.64 | 3522.6245 | 3501.6091 | 3480.5936 | 3459.5781 | 3438.5626 | 3417.5472 | 3395.3537 | 3372.1785 | 3348.1853 | 3323.5104 | 3298.2673 | 3255.5643 | 3198.3114 | 3128.9335 | 3049.4515 | 2961.5493 | 2834.0988 | 2673.6912 | 2485.8195 | 2275.061 | 2045.2301 | 1823.8352 | 1609.4703 | 1400.9636 | 1197.3389 | 997.7824 | 831.4853
[10 empty] | 0 | 2074.5968 | 3769.0343 | 5070.4411 | 5959.1424 | 6533.5669 | 7212.9509 | 8034.4396 | 8996.6943 | 10097.6216 | 11299.4469 | 12598.6425 | 14010.9669 | 15502.4313 | 17054.8158 | 18649.9654 | 20291.257 | 21982.6672 | 23699.6152 | 25447.2284 | 27213.791 | 28987.7565 | 30741.1948 | 32479.0202 | 34218.1994 | 35956.7858 | 37692.7385 | 39392.7364
[10 empty] | 0 | 0 | 0 | 0 | 0 | 0 | 0 | 0 | 0 | 0 | 0 | 0 | 0 | 0 | 0 | 0 | 0 | 0 | 0 | 0 | 0 | 0 | 0 | 0 | 0 | 0 | 0 | 0
[10 empty] | 0 | 0 | 0 | 0 | 0 | 0 | 0 | 0 | 0 | 0 | 0 | 0 | 0 | 0 | 0 | 0 | 0 | 0 | 0 | 0 | 0 | 0 | 0 | 0 | 0 | 0 | 0 | 0
[10 empty] | 0 | 0 | 0 | 0 | 0 | 0 | 0 | 0 | 0 | 0 | 0 | 0 | 0 | 0 | 0 | 0 | 0 | 0 | 0 | 0 | 0 | 0 | 0 | 0 | 0 | 0 | 0 | 0
[10 empty] | 0 | 0 | 0 | 0 | 0 | 0 | 0 | 0 | 0 | 0 | 0 | 0 | 0 | 0 | 0 | 0 | 0 | 0 | 0 | 0 | 0 | 0 | 0 | 0 | 0 | 0 | 0 | 0
[10 empty] | 0 | 0 | 0 | 0 | 0 | 0 | 0 | 0 | 0 | 0 | 0 | 0 | 0 | 0 | 0 | 0 | 0 | 0 | 0 | 0 | 0 | 0 | 0 | 0 | 0 | 0 | 0 | 0
[10 empty] | 0 | 0 | 0 | 0 | 0 | 0 | 0 | 0 | 0 | 0 | 0 | 0 | 0 | 0 | 0 | 0 | 0 | 0 | 0 | 0 | 0 | 0 | 0 | 0 | 0 | 0 | 0 | 0
[10 empty] | 0 | 0 | 0 | 0 | 0 | 0 | 0 | 0 | 0 | 0 | 0 | 0 | 0 | 0 | 0 | 0 | 0 | 0 | 0 | 0 | 0 | 0 | 0 | 0 | 0 | 0 | 0 | 0
[10 empty] | 0 | 0 | 0 | 0 | 0 | 0 | 0 | 0 | 0 | 0 | 0 | 0 | 0 | 0 | 0 | 0 | 0 | 0 | 0 | 0 | 0 | 0 | 0 | 0 | 0 | 0 | 0 | 0
[10 empty] | 0 | 0 | 0 | 0 | 0 | 0 | 0 | 0 | 0 | 0 | 0 | 0 | 0 | 0 | 0 | 0 | 0 | 0 | 0 | 0 | 0 | 0 | 0 | 0 | 0 | 0 | 0 | 0
[10 empty] | 3543.64 | 3522.6245 | 3501.6091 | 3480.5936 | 3459.5781 | 3438.5626 | 3417.5472 | 3395.3537 | 3372.1785 | 3348.1853 | 3323.5104 | 3298.2673 | 3255.5643 | 3198.3114 | 3128.9335 | 3049.4515 | 2961.5493 | 2834.0988 | 2673.6912 | 2485.8195 | 2275.061 | 2045.2301 | 1823.8352 | 1609.4703 | 1400.9636 | 1197.3389 | 997.7824 | 831.4853
[10 empty] | 0 | 2074.5968 | 3769.0343 | 5070.4411 | 5959.1424 | 6533.5669 | 7212.9509 | 8034.4396 | 8996.6943 | 10097.6216 | 11299.4469 | 12598.6425 | 14010.9669 | 15502.4313 | 17054.8158 | 18649.9654 | 20291.257 | 21982.6672 | 23699.6152 | 25447.2284 | 27213.791 | 28987.7565 | 30741.1948 | 32479.0202 | 34218.1994 | 35956.7858 | 37692.7385 | 39392.7364
[10 empty] | 0 | 0 | 0 | 0 | 0 | 0 | 0 | 0 | 0 | 0 | 0 | 0 | 0 | 0 | 0 | 0 | 0 | 0 | 0 | 0 | 0 | 0 | 0 | 0 | 0 | 0 | 0 | 0
[10 empty] | 0 | 0 | 0 | 0 | 0 | 0 | 0 | 0 | 0 | 0 | 0 | 0 | 0 | 0 | 0 | 0 | 0 | 0 | 0 | 0 | 0 | 0 | 0 | 0 | 0 | 0 | 0 | 0
[10 empty] | 0 | 0 | 0 | 0 | 0 | 0 | 0 | 0 | 0 | 0 | 0 | 0 | 0 | 0 | 0 | 0 | 0 | 0 | 0 | 0 | 0 | 0 | 0 | 0 | 0 | 0 | 0 | 0
[10 empty] | 0 | 0 | 0 | 0 | 0 | 0 | 0 | 0 | 0 | 0 | 0 | 0 | 0 | 0 | 0 | 0 | 0 | 0 | 0 | 0 | 0 | 0 | 0 | 0 | 0 | 0 | 0 | 0
[10 empty] | 0 | 0 | 0 | 0 | 0 | 0 | 0 | 0 | 0 | 0 | 0 | 0 | 0 | 0 | 0 | 0 | 0 | 0 | 0 | 0 | 0 | 0 | 0 | 0 | 0 | 0 | 0 | 0
[10 empty] | 0 | 0 | 0 | 0 | 0 | 0 | 0 | 0 | 0 | 0 | 0 | 0 | 0 | 0 | 0 | 0 | 0 | 0 | 0 | 0 | 0 | 0 | 0 | 0 | 0 | 0 | 0 | 0
[10 empty] | 0 | 0 | 0 | 0 | 0 | 0 | 0 | 0 | 0 | 0 | 0 | 0 | 0 | 0 | 0 | 0 | 0 | 0 | 0 | 0 | 0 | 0 | 0 | 0 | 0 | 0 | 0 | 0
[10 empty] | 0 | 0 | 0 | 0 | 0 | 0 | 0 | 0 | 0 | 0 | 0 | 0 | 0 | 0 | 0 | 0 | 0 | 0 | 0 | 0 | 0 | 0 | 0 | 0 | 0 | 0 | 0 | 0
[10 empty] | 0 | 0 | 0 | 0 | 0 | 0 | 0 | 0 | 0 | 0 | 0 | 0 | 0 | 0 | 0 | 0 | 0 | 0 | 0 | 0 | 0 | 0 | 0 | 0 | 0 | 0 | 0 | 0
[10 empty] | 3543.64 | 3522.6245 | 3501.6091 | 3480.5936 | 3459.5781 | 3438.5626 | 3417.5472 | 3395.3537 | 3372.1785 | 3348.1853 | 3323.5104 | 3298.2673 | 3255.5643 | 3198.3114 | 3128.9335 | 3049.4515 | 2961.5493 | 2834.0988 | 2673.6912 | 2485.8195 | 2275.061 | 2045.2301 | 1823.8352 | 1609.4703 | 1400.9636 | 1197.3389 | 997.7824 | 831.4853
[10 empty] | 0 | 2074.5968 | 3769.0343 | 5070.4411 | 5959.1424 | 6533.5669 | 7212.9509 | 8034.4396 | 8996.6943 | 10097.6216 | 11299.4469 | 12598.6425 | 14010.9669 | 15502.4313 | 17054.8158 | 18649.9654 | 20291.257 | 21982.6672 | 23699.6152 | 25447.2284 | 27213.791 | 28987.7565 | 30741.1948 | 32479.0202 | 34218.1994 | 35956.7858 | 37692.7385 | 39392.7364
[10 empty] | 0 | 0 | 0 | 0 | 0 | 0 | 0 | 0 | 0 | 0 | 0 | 0 | 0 | 0 | 0 | 0 | 0 | 0 | 0 | 0 | 0 | 0 | 0 | 0 | 0 | 0 | 0 | 0
[10 empty] | 0 | 0 | 0 | 0 | 0 | 0 | 0 | 0 | 0 | 0 | 0 | 0 | 0 | 0 | 0 | 0 | 0 | 0 | 0 | 0 | 0 | 0 | 0 | 0 | 0 | 0 | 0 | 0
[10 empty] | 0 | 0 | 0 | 0 | 0 | 0 | 0 | 0 | 0 | 0 | 0 | 0 | 0 | 0 | 0 | 0 | 0 | 0 | 0 | 0 | 0 | 0 | 0 | 0 | 0 | 0 | 0 | 0
[10 empty] | 0 | 0 | 0 | 0 | 0 | 0 | 0 | 0 | 0 | 0 | 0 | 0 | 0 | 0 | 0 | 0 | 0 | 0 | 0 | 0 | 0 | 0 | 0 | 0 | 0 | 0 | 0 | 0
[10 empty] | 0 | 0 | 0 | 0 | 0 | 0 | 0 | 0 | 0 | 0 | 0 | 0 | 0 | 0 | 0 | 0 | 0 | 0 | 0 | 0 | 0 | 0 | 0 | 0 | 0 | 0 | 0 | 0
[10 empty] | 0 | 0 | 0 | 0 | 0 | 0 | 0 | 0 | 0 | 0 | 0 | 0 | 0 | 0 | 0 | 0 | 0 | 0 | 0 | 0 | 0 | 0 | 0 | 0 | 0 | 0 | 0 | 0
[10 empty] | 0 | 0 | 0 | 0 | 0 | 0 | 0 | 0 | 0 | 0 | 0 | 0 | 0 | 0 | 0 | 0 | 0 | 0 | 0 | 0 | 0 | 0 | 0 | 0 | 0 | 0 | 0 | 0
[10 empty] | 0 | 0 | 0 | 0 | 0 | 0 | 0 | 0 | 0 | 0 | 0 | 0 | 0 | 0 | 0 | 0 | 0 | 0 | 0 | 0 | 0 | 0 | 0 | 0 | 0 | 0 | 0 | 0
[10 empty] | 0 | 0 | 0 | 0 | 0 | 0 | 0 | 0 | 0 | 0 | 0 | 0 | 0 | 0 | 0 | 0 | 0 | 0 | 0 | 0 | 0 | 0 | 0 | 0 | 0 | 0 | 0 | 0
[10 empty] | 3543.64 | 3522.6245 | 3501.6091 | 3480.5936 | 3459.5781 | 3438.5626 | 3417.5472 | 3395.3537 | 3372.1785 | 3348.1853 | 3323.5104 | 3298.2673 | 3255.5643 | 3198.3114 | 3128.9335 | 3049.4515 | 2961.5493 | 2834.0988 | 2673.6912 | 2485.8195 | 2275.061 | 2045.2301 | 1823.8352 | 1609.4703 | 1400.9636 | 1197.3389 | 997.7824 | 831.4853
[10 empty] | 0 | 2074.5968 | 3769.0343 | 5070.4411 | 5959.1424 | 6533.5669 | 7212.9509 | 8034.4396 | 8996.6943 | 10097.6216 | 11299.4469 | 12598.6425 | 14010.9669 | 15502.4313 | 17054.8158 | 18649.9654 | 20291.257 | 21982.6672 | 23699.6152 | 25447.2284 | 27213.791 | 28987.7565 | 30741.1948 | 32479.0202 | 34218.1994 | 35956.7858 | 37692.7385 | 39392.7364
[10 empty] | 0 | 0 | 0 | 0 | 0 | 0 | 0 | 0 | 0 | 0 | 0 | 0 | 0 | 0 | 0 | 0 | 0 | 0 | 0 | 0 | 0 | 0 | 0 | 0 | 0 | 0 | 0 | 0
[10 empty] | 0 | 0 | 0 | 0 | 0 | 0 | 0 | 0 | 0 | 0 | 0 | 0 | 0 | 0 | 0 | 0 | 0 | 0 | 0 | 0 | 0 | 0 | 0 | 0 | 0 | 0 | 0 | 0
[10 empty] | 0 | 0 | 0 | 0 | 0 | 0 | 0 | 0 | 0 | 0 | 0 | 0 | 0 | 0 | 0 | 0 | 0 | 0 | 0 | 0 | 0 | 0 | 0 | 0 | 0 | 0 | 0 | 0
[10 empty] | 0 | 0 | 0 | 0 | 0 | 0 | 0 | 0 | 0 | 0 | 0 | 0 | 0 | 0 | 0 | 0 | 0 | 0 | 0 | 0 | 0 | 0 | 0 | 0 | 0 | 0 | 0 | 0
[10 empty] | 0 | 0 | 0 | 0 | 0 | 0 | 0 | 0 | 0 | 0 | 0 | 0 | 0 | 0 | 0 | 0 | 0 | 0 | 0 | 0 | 0 | 0 | 0 | 0 | 0 | 0 | 0 | 0
[10 empty] | 0 | 0 | 0 | 0 | 0 | 0 | 0 | 0 | 0 | 0 | 0 | 0 | 0 | 0 | 0 | 0 | 0 | 0 | 0 | 0 | 0 | 0 | 0 | 0 | 0 | 0 | 0 | 0
[10 empty] | 0 | 0 | 0 | 0 | 0 | 0 | 0 | 0 | 0 | 0 | 0 | 0 | 0 | 0 | 0 | 0 | 0 | 0 | 0 | 0 | 0 | 0 | 0 | 0 | 0 | 0 | 0 | 0
[10 empty] | 0 | 0 | 0 | 0 | 0 | 0 | 0 | 0 | 0 | 0 | 0 | 0 | 0 | 0 | 0 | 0 | 0 | 0 | 0 | 0 | 0 | 0 | 0 | 0 | 0 | 0 | 0 | 0
[10 empty] | 0 | 0 | 0 | 0 | 0 | 0 | 0 | 0 | 0 | 0 | 0 | 0 | 0 | 0 | 0 | 0 | 0 | 0 | 0 | 0 | 0 | 0 | 0 | 0 | 0 | 0 | 0 | 0
[10 empty] | 3543.64 | 3522.6245 | 3501.6091 | 3480.5936 | 3459.5781 | 3438.5626 | 3417.5472 | 3395.3537 | 3372.1785 | 3348.1853 | 3323.5104 | 3298.2673 | 3255.5643 | 3198.3114 | 3128.9335 | 3049.4515 | 2961.5493 | 2834.0988 | 2673.6912 | 2485.8195 | 2275.061 | 2045.2301 | 1823.8352 | 1609.4703 | 1400.9636 | 1197.3389 | 997.7824 | 831.4853
[10 empty] | 0 | 2053.5813 | 3727.0033 | 5007.3946 | 5875.0805 | 6428.4895 | 7086.8581 | 7886.1532 | 8825.2328 | 9902.1669 | 11079.3172 | 12353.2698 | 13722.8913 | 15157.1027 | 16640.1093 | 18155.7769 | 19709.1663 | 21273.126 | 22829.6664 | 24454.3689 | 26149.0479 | 27996.801 | 29804.8613 | 31579.2462 | 33338.0319 | 35080.3691 | 36805.2886 | 38510.3742
[10 empty] | 0 | 0 | 0 | 0 | 0 | 0 | 0 | 0 | 0 | 0 | 0 | 0 | 0 | 0 | 0 | 0 | 0 | 0 | 0 | 0 | 0 | 0 | 0 | 0 | 0 | 0 | 0 | 0
[10 empty] | 0 | 0 | 0 | 0 | 0 | 0 | 0 | 0 | 0 | 0 | 0 | 0 | 0 | 0 | 0 | 0 | 0 | 0 | 0 | 0 | 0 | 0 | 0 | 0 | 0 | 0 | 0 | 0
[10 empty] | 0 | 0 | 0 | 0 | 0 | 0 | 0 | 0 | 0 | 0 | 0 | 0 | 0 | 0 | 0 | 0 | 0 | 0 | 0 | 0 | 0 | 0 | 0 | 0 | 0 | 0 | 0 | 0
[10 empty] | 0 | 0 | 0 | 0 | 0 | 0 | 0 | 0 | 0 | 0 | 0 | 0 | 0 | 0 | 0 | 0 | 0 | 0 | 0 | 0 | 0 | 0 | 0 | 0 | 0 | 0 | 0 | 0
[10 empty] | 0 | 0 | 0 | 0 | 0 | 0 | 0 | 0 | 0 | 0 | 0 | 0 | 0 | 0 | 0 | 0 | 0 | 0 | 0 | 0 | 0 | 0 | 0 | 0 | 0 | 0 | 0 | 0
[10 empty] | 0 | 0 | 0 | 0 | 0 | 0 | 0 | 0 | 0 | 0 | 0 | 0 | 0 | 0 | 0 | 0 | 0 | 0 | 0 | 0 | 0 | 0 | 0 | 0 | 0 | 0 | 0 | 0
[10 empty] | 0 | 0 | 0 | 0 | 0 | 0 | 0 | 0 | 0 | 0 | 0 | 0 | 0 | 0 | 0 | 0 | 0 | 0 | 0 | 0 | 0 | 0 | 0 | 0 | 0 | 0 | 0 | 0
[10 empty] | 0 | 0 | 0 | 0 | 0 | 0 | 0 | 0 | 0 | 0 | 0 | 0 | 0 | 0 | 0 | 0 | 0 | 0 | 0 | 0 | 0 | 0 | 0 | 0 | 0 | 0 | 0 | 0
[10 empty] | 0 | 0 | 0 | 0 | 0 | 0 | 0 | 0 | 0 | 0 | 0 | 0 | 0 | 0 | 0 | 0 | 0 | 0 | 0 | 0 | 0 | 0 | 0 | 0 | 0 | 0 | 0 | 0
[10 empty] | 3543.64 | 3543.64 | 3543.64 | 3543.64 | 3543.64 | 3543.64 | 3543.64 | 3543.64 | 3543.64 | 3543.64 | 3543.64 | 3543.64 | 3543.64 | 3543.64 | 3543.64 | 3543.64 | 3543.64 | 3543.64 | 3543.64 | 3478.679 | 3339.8041 | 3036.1855 | 2760.1687 | 2509.2442 | 2281.1311 | 2073.7556 | 1885.2323 | 1713.8476
[10 empty] | 0 | 0 | #DIV/0! | #DIV/0! | #DIV/0! | #DIV/0! | #DIV/0! | #DIV/0! | #DIV/0! | #DIV/0! | #DIV/0! | #DIV/0! | #DIV/0! | #DIV/0! | #DIV/0! | #DIV/0! | #DIV/0! | #DIV/0! | #DIV/0! | #DIV/0! | #DIV/0! | #DIV/0!
[10 empty] | 0 | 8976.5403 | #DIV/0! | #DIV/0! | #DIV/0! | #DIV/0! | #DIV/0! | #DIV/0! | #DIV/0! | #DIV/0! | #DIV/0! | #DIV/0! | #DIV/0! | #DIV/0! | #DIV/0! | #DIV/0! | #DIV/0! | #DIV/0! | #DIV/0! | #DIV/0! | #DIV/0! | #DIV/0!
[10 empty] | 0 | 92.9925 | #DIV/0! | #DIV/0! | #DIV/0! | #DIV/0! | #DIV/0! | #DIV/0! | #DIV/0! | #DIV/0! | #DIV/0! | #DIV/0! | #DIV/0! | #DIV/0! | #DIV/0! | #DIV/0! | #DIV/0! | #DIV/0! | #DIV/0! | #DIV/0! | #DIV/0! | #DIV/0!
[10 empty] | 0 | 0 | #DIV/0! | #DIV/0! | #DIV/0! | #DIV/0! | #DIV/0! | #DIV/0! | #DIV/0! | #DIV/0! | #DIV/0! | #DIV/0! | #DIV/0! | #DIV/0! | #DIV/0! | #DIV/0! | #DIV/0! | #DIV/0! | #DIV/0! | #DIV/0! | #DIV/0! | #DIV/0!
[10 empty] | 0 | 377.8918 | #DIV/0! | #DIV/0! | #DIV/0! | #DIV/0! | #DIV/0! | #DIV/0! | #DIV/0! | #DIV/0! | #DIV/0! | #DIV/0! | #DIV/0! | #DIV/0! | #DIV/0! | #DIV/0! | #DIV/0! | #DIV/0! | #DIV/0! | #DIV/0! | #DIV/0! | #DIV/0!
[10 empty] | 0 | 0 | #DIV/0! | #DIV/0! | #DIV/0! | #DIV/0! | #DIV/0! | #DIV/0! | #DIV/0! | #DIV/0! | #DIV/0! | #DIV/0! | #DIV/0! | #DIV/0! | #DIV/0! | #DIV/0! | #DIV/0! | #DIV/0! | #DIV/0! | #DIV/0! | #DIV/0! | #DIV/0!
[10 empty] | 0 | 0 | #DIV/0! | #DIV/0! | #DIV/0! | #DIV/0! | #DIV/0! | #DIV/0! | #DIV/0! | #DIV/0! | #DIV/0! | #DIV/0! | #DIV/0! | #DIV/0! | #DIV/0! | #DIV/0! | #DIV/0! | #DIV/0! | #DIV/0! | #DIV/0! | #DIV/0! | #DIV/0!
[10 empty] | 0 | 0 | #DIV/0! | #DIV/0! | #DIV/0! | #DIV/0! | #DIV/0! | #DIV/0! | #DIV/0! | #DIV/0! | #DIV/0! | #DIV/0! | #DIV/0! | #DIV/0! | #DIV/0! | #DIV/0! | #DIV/0! | #DIV/0! | #DIV/0! | #DIV/0! | #DIV/0! | #DIV/0!
[10 empty] | 0 | 0 | #DIV/0! | #DIV/0! | #DIV/0! | #DIV/0! | #DIV/0! | #DIV/0! | #DIV/0! | #DIV/0! | #DIV/0! | #DIV/0! | #DIV/0! | #DIV/0! | #DIV/0! | #DIV/0! | #DIV/0! | #DIV/0! | #DIV/0! | #DIV/0! | #DIV/0! | #DIV/0!
[10 empty] | 0 | 0 | #DIV/0! | #DIV/0! | #DIV/0! | #DIV/0! | #DIV/0! | #DIV/0! | #DIV/0! | #DIV/0! | #DIV/0! | #DIV/0! | #DIV/0! | #DIV/0! | #DIV/0! | #DIV/0! | #DIV/0! | #DIV/0! | #DIV/0! | #DIV/0! | #DIV/0! | #DIV/0!
[10 empty] | 176634.54 | 166904.5002 | 156980.5656 | #DIV/0! | #DIV/0! | #DIV/0! | #DIV/0! | #DIV/0! | #DIV/0! | #DIV/0! | #DIV/0! | #DIV/0! | #DIV/0! | #DIV/0! | #DIV/0! | #DIV/0! | #DIV/0! | #DIV/0! | #DIV/0! | #DIV/0! | #DIV/0! | #DIV/0!
[10 empty] | 0 | 0 | #DIV/0! | #DIV/0! | #DIV/0! | #DIV/0! | #DIV/0! | #DIV/0! | #DIV/0! | #DIV/0! | #DIV/0! | #DIV/0! | #DIV/0! | #DIV/0! | #DIV/0! | #DIV/0! | #DIV/0! | #DIV/0! | #DIV/0! | #DIV/0! | #DIV/0! | #DIV/0!
[10 empty] | 0 | 8976.5403 | #DIV/0! | #DIV/0! | #DIV/0! | #DIV/0! | #DIV/0! | #DIV/0! | #DIV/0! | #DIV/0! | #DIV/0! | #DIV/0! | #DIV/0! | #DIV/0! | #DIV/0! | #DIV/0! | #DIV/0! | #DIV/0! | #DIV/0! | #DIV/0! | #DIV/0! | #DIV/0!
[10 empty] | 0 | 92.9925 | #DIV/0! | #DIV/0! | #DIV/0! | #DIV/0! | #DIV/0! | #DIV/0! | #DIV/0! | #DIV/0! | #DIV/0! | #DIV/0! | #DIV/0! | #DIV/0! | #DIV/0! | #DIV/0! | #DIV/0! | #DIV/0! | #DIV/0! | #DIV/0! | #DIV/0! | #DIV/0!
[10 empty] | 0 | 0 | #DIV/0! | #DIV/0! | #DIV/0! | #DIV/0! | #DIV/0! | #DIV/0! | #DIV/0! | #DIV/0! | #DIV/0! | #DIV/0! | #DIV/0! | #DIV/0! | #DIV/0! | #DIV/0! | #DIV/0! | #DIV/0! | #DIV/0! | #DIV/0! | #DIV/0! | #DIV/0!
[10 empty] | 0 | 377.8918 | #DIV/0! | #DIV/0! | #DIV/0! | #DIV/0! | #DIV/0! | #DIV/0! | #DIV/0! | #DIV/0! | #DIV/0! | #DIV/0! | #DIV/0! | #DIV/0! | #DIV/0! | #DIV/0! | #DIV/0! | #DIV/0! | #DIV/0! | #DIV/0! | #DIV/0! | #DIV/0!
[10 empty] | 0 | 0 | #DIV/0! | #DIV/0! | #DIV/0! | #DIV/0! | #DIV/0! | #DIV/0! | #DIV/0! | #DIV/0! | #DIV/0! | #DIV/0! | #DIV/0! | #DIV/0! | #DIV/0! | #DIV/0! | #DIV/0! | #DIV/0! | #DIV/0! | #DIV/0! | #DIV/0! | #DIV/0!
[10 empty] | 0 | 0 | #DIV/0! | #DIV/0! | #DIV/0! | #DIV/0! | #DIV/0! | #DIV/0! | #DIV/0! | #DIV/0! | #DIV/0! | #DIV/0! | #DIV/0! | #DIV/0! | #DIV/0! | #DIV/0! | #DIV/0! | #DIV/0! | #DIV/0! | #DIV/0! | #DIV/0! | #DIV/0!
[10 empty] | 0 | 0 | #DIV/0! | #DIV/0! | #DIV/0! | #DIV/0! | #DIV/0! | #DIV/0! | #DIV/0! | #DIV/0! | #DIV/0! | #DIV/0! | #DIV/0! | #DIV/0! | #DIV/0! | #DIV/0! | #DIV/0! | #DIV/0! | #DIV/0! | #DIV/0! | #DIV/0! | #DIV/0!
[10 empty] | 0 | 0 | #DIV/0! | #DIV/0! | #DIV/0! | #DIV/0! | #DIV/0! | #DIV/0! | #DIV/0! | #DIV/0! | #DIV/0! | #DIV/0! | #DIV/0! | #DIV/0! | #DIV/0! | #DIV/0! | #DIV/0! | #DIV/0! | #DIV/0! | #DIV/0! | #DIV/0! | #DIV/0!
[10 empty] | 0 | 0 | #DIV/0! | #DIV/0! | #DIV/0! | #DIV/0! | #DIV/0! | #DIV/0! | #DIV/0! | #DIV/0! | #DIV/0! | #DIV/0! | #DIV/0! | #DIV/0! | #DIV/0! | #DIV/0! | #DIV/0! | #DIV/0! | #DIV/0! | #DIV/0! | #DIV/0! | #DIV/0!
[10 empty] | 176634.54 | 166904.5002 | 156980.5656 | #DIV/0! | #DIV/0! | #DIV/0! | #DIV/0! | #DIV/0! | #DIV/0! | #DIV/0! | #DIV/0! | #DIV/0! | #DIV/0! | #DIV/0! | #DIV/0! | #DIV/0! | #DIV/0! | #DIV/0! | #DIV/0! | #DIV/0! | #DIV/0! | #DIV/0!
[10 empty] | 0 | 13478.314 | 23291.6646 | 27652.9208 | 27081.4817 | 24072.7971 | 18422.6858 | 10712.8241 | 5206.3318 | 2604.798 | 962.132 | 0 | 0 | 0 | 0 | 0 | 0 | 0 | 0 | 0 | 0 | 0 | 0
[10 empty] | 0 | 0 | 0 | 0 | 0 | 0 | 3471.2887 | 7320.7018 | 10215.3576 | 11788.0198 | 12011.4962 | 11488.9382 | 10289.7529 | 9294.8132 | 8769.0713 | 8598.052 | 8456.4775 | 8594.7184 | 8516.2138 | 8291.1107 | 7978.7049 | 7610.9693 | 7240.3906
[10 empty] | 0 | 13786.9211 | 24117.7482 | 28864.8168 | 33053.4369 | 36517.5344 | 35595.8006 | 33137.7078 | 30240.3186 | 25020.6298 | 21498.2994 | 19292.2059 | 17310.7239 | 15739.207 | 14246.0639 | 13155.5163 | 12500.8192 | 12145.9228 | 11836.1273 | 11514.8908 | 11044.9989 | 10559.8054 | 9990.7904
[10 empty] | 0 | 4565.7284 | 8001.9284 | 16974.6502 | 25333.6368 | 32791.0779 | 32738.6121 | 32686.2304 | 32633.9324 | 32581.7181 | 31629.5071 | 30181.1409 | 27245.0413 | 23241.6667 | 18563.584 | 13656.7605 | 10025.245 | 5704.0802 | 2406.3199 | 0 | 0 | 0 | 0
[10 empty] | 0 | 0 | 0 | 0 | 0 | 0 | 8361.4281 | 18140.7699 | 25912.7342 | 33626.6682 | 33572.8656 | 33519.149 | 33465.5183 | 33411.9735 | 33358.5144 | 31656.7825 | 28359.0341 | 24182.2636 | 19314.8576 | 15427.1631 | 10178.6766 | 5619.7186 | 2488.9333
[10 empty] | 0 | 0 | 0 | 0 | 0 | 0 | 0 | 0 | 0 | 0 | 6830.1157 | 12552.5046 | 19017.5209 | 25779.2565 | 32564.1289 | 40399.624 | 48044.6496 | 56648.2827 | 65070.6173 | 71766.5032 | 77644.0342 | 82896.912 | 86804.5418
[10 empty] | 0 | 0 | 0 | 0 | 0 | 0 | 0 | 0 | 0 | 0 | 0 | 0 | 0 | 0 | 0 | 0 | 0 | 0 | 0 | 0 | 0 | 0 | 0
[10 empty] | 0 | 0 | 0 | 0 | 0 | 0 | 0 | 0 | 0 | 0 | 0 | 0 | 0 | 0 | 0 | 0 | 0 | 0 | 0 | 0 | 0 | 0 | 0
[10 empty] | 0 | 0 | 0 | 0 | 0 | 0 | 0 | 0 | 0 | 0 | 0 | 0 | 0 | 0 | 0 | 0 | 0 | 0 | 0 | 0 | 0 | 0 | 0
[10 empty] | 0 | 0 | 0 | 0 | 0 | 0 | 0 | 0 | 0 | 0 | 0 | 0 | 0 | 0 | 0 | 0 | 0 | 0 | 0 | 0 | 0 | 0 | 0
[10 empty] | 110360.6814 | 78353.1408 | 54596.4685 | 36339.4094 | 24187.5109 | 16099.2073 | 10715.6324 | 7132.3249 | 4747.2755 | 3159.7865 | 2103.1539 | 1399.8593 | 931.7463 | 620.1703 | 412.7854 | 274.75 | 182.8736 | 121.7206 | 81.0173 | 53.9251 | 35.8925 | 23.8901 | 15.9012
[10 empty] | 0 | 345.2994 | 699.9854 | 1063.3144 | 1435.0597 | 1814.6473 | 2201.6017 | 2595.5317 | 2996.119 | 3417.393 | 3857.1121 | 4331.4862 | 4836.3155 | 5368.0194 | 5855.2416 | 6305.147 | 6723.8977 | 7116.7971 | 7488.4127 | 7842.6822 | 8183.0038 | 8512.3138 | 8833.1536 | 9147.7262 | 9457.9456 | 9765.4786 | 10071.7808 | 10378.1273
[10 empty] | 0 | 0 | 0 | 0 | 0 | 0 | 0 | 0 | 0 | 0 | 0 | 0 | 0 | 0 | 0 | 0 | 0 | 0 | 0 | 0 | 0 | 0 | 0 | 0 | 0 | 0 | 0 | 0
[10 empty] | 0 | 0 | 0 | 0 | 0 | 0 | 0 | 0 | 0 | 0 | 0 | 0 | 0 | 0 | 0 | 0 | 0 | 0 | 0 | 0 | 0 | 0 | 0 | 0 | 0 | 0 | 0 | 0
[10 empty] | 0 | 0 | 0 | 0 | 0 | 0 | 0 | 0 | 0 | 0 | 0 | 0 | 0 | 0 | 0 | 0 | 0 | 0 | 0 | 0 | 0 | 0 | 0 | 0 | 0 | 0 | 0 | 0
[10 empty] | 0 | 0 | 0 | 0 | 0 | 0 | 0 | 0 | 0 | 0 | 0 | 0 | 0 | 0 | 0 | 0 | 0 | 0 | 0 | 0 | 0 | 0 | 0 | 0 | 0 | 0 | 0 | 0
[10 empty] | 0 | 0 | 0 | 0 | 0 | 0 | 0 | 0 | 0 | 0 | 0 | 0 | 0 | 0 | 0 | 0 | 0 | 0 | 0 | 0 | 0 | 0 | 0 | 0 | 0 | 0 | 0 | 0
[10 empty] | 0 | 0 | 0 | 0 | 0 | 0 | 0 | 0 | 0 | 0 | 0 | 0 | 0 | 0 | 0 | 0 | 0 | 0 | 0 | 0 | 0 | 0 | 0 | 0 | 0 | 0 | 0 | 0
[10 empty] | 0 | 0 | 0 | 0 | 0 | 0 | 0 | 0 | 0 | 0 | 0 | 0 | 0 | 0 | 0 | 0 | 0 | 0 | 0 | 0 | 0 | 0 | 0 | 0 | 0 | 0 | 0 | 0
[10 empty] | 0 | 0 | 0 | 0 | 0 | 0 | 0 | 0 | 0 | 0 | 0 | 0 | 0 | 0 | 0 | 0 | 0 | 0 | 0 | 0 | 0 | 0 | 0 | 0 | 0 | 0 | 0 | 0
[10 empty] | 0 | 0 | 0 | 0 | 0 | 0 | 0 | 0 | 0 | 0 | 0 | 0 | 0 | 0 | 0 | 0 | 0 | 0 | 0 | 0 | 0 | 0 | 0 | 0 | 0 | 0 | 0 | 0
[10 empty] | 5345.0347 | 5137.3432 | 4923.8079 | 4705.2635 | 4482.0303 | 4254.7781 | 4024.0811 | 3790.4314 | 3554.2508 | 3301.6161 | 3034.8779 | 2737.938 | 2415.1111 | 2070.0952 | 1774.3673 | 1520.8863 | 1303.6168 | 1117.3858 | 957.7593 | 820.9365 | 703.6599 | 603.1371 | 516.9746 | 443.1211 | 379.8181 | 325.5584 | 279.05 | 239.1857
[10 empty] | 0 | 2557.1648 | 4478.6141 | 5976.2226 | 7191.0158 | 8404.215 | 9615.0501 | 11062.2054 | 12664.593 | 14368.2461 | 15492.6956 | 16231.6426 | 16714.0141 | 17025.6243 | 17223.5907 | 17345.9311 | 17417.9497 | 17456.4894 | 17472.7604 | 17474.2244 | 17465.8479 | 17450.9365 | 17431.6904 | 17409.574 | 17385.5621 | 17360.3034 | 17334.2296 | 17307.6282
[10 empty] | 0 | 0 | 0 | 0 | 0 | 0 | 0 | 0 | 0 | 0 | 0 | 0 | 0 | 0 | 0 | 0 | 0 | 0 | 0 | 0 | 0 | 0 | 0 | 0 | 0 | 0 | 0 | 0
[10 empty] | 0 | 0 | 0 | 0 | 0 | 0 | 0 | 0 | 0 | 0 | 0 | 0 | 0 | 0 | 0 | 0 | 0 | 0 | 0 | 0 | 0 | 0 | 0 | 0 | 0 | 0 | 0 | 0
[10 empty] | 0 | 0 | 0 | 0 | 0 | 0 | 0 | 0 | 0 | 0 | 0 | 0 | 0 | 0 | 0 | 0 | 0 | 0 | 0 | 0 | 0 | 0 | 0 | 0 | 0 | 0 | 0 | 0
[10 empty] | 0 | 0 | 0 | 0 | 0 | 0 | 0 | 0 | 0 | 0 | 0 | 0 | 0 | 0 | 0 | 0 | 0 | 0 | 0 | 0 | 0 | 0 | 0 | 0 | 0 | 0 | 0 | 0
[10 empty] | 0 | 0 | 0 | 0 | 0 | 0 | 0 | 0 | 0 | 0 | 0 | 0 | 0 | 0 | 0 | 0 | 0 | 0 | 0 | 0 | 0 | 0 | 0 | 0 | 0 | 0 | 0 | 0
[10 empty] | 0 | 0 | 0 | 0 | 0 | 0 | 0 | 0 | 0 | 0 | 0 | 0 | 0 | 0 | 0 | 0 | 0 | 0 | 0 | 0 | 0 | 0 | 0 | 0 | 0 | 0 | 0 | 0
[10 empty] | 0 | 0 | 0 | 0 | 0 | 0 | 0 | 0 | 0 | 0 | 0 | 0 | 0 | 0 | 0 | 0 | 0 | 0 | 0 | 0 | 0 | 0 | 0 | 0 | 0 | 0 | 0 | 0
[10 empty] | 0 | 0 | 0 | 0 | 0 | 0 | 0 | 0 | 0 | 0 | 0 | 0 | 0 | 0 | 0 | 0 | 0 | 0 | 0 | 0 | 0 | 0 | 0 | 0 | 0 | 0 | 0 | 0
[10 empty] | 0 | 0 | 0 | 0 | 0 | 0 | 0 | 0 | 0 | 0 | 0 | 0 | 0 | 0 | 0 | 0 | 0 | 0 | 0 | 0 | 0 | 0 | 0 | 0 | 0 | 0 | 0 | 0
[10 empty] | 18074.695 | 15488.6107 | 13538.2881 | 12011.8525 | 10768.2784 | 9526.3444 | 8286.8203 | 6811.0221 | 5180.0373 | 3447.8328 | 2294.8775 | 1527.4705 | 1016.6844 | 676.7051 | 450.4149 | 299.7962 | 199.5443 | 132.8167 | 88.4028 | 58.8409 | 39.1645 | 26.0679 | 17.3508 | 11.5487 | 7.6868 | 5.1163 | 3.4054 | 2.2667
[10 empty] | 0 | 2004.895 | 4017.4504 | 6037.7906 | 8066.0417 | 10102.3321 | 12146.7922 | 14199.5545 | 16260.7537 | 18330.5265 | 20409.0122 | 22496.3518 | 24592.6892 | 26698.1702 | 28594.001 | 30311.6097 | 31877.9588 | 33316.1833 | 34646.1378 | 35884.866 | 37047.002 | 38145.1156 | 39190.0072 | 40190.9611 | 41155.9625 | 42091.8836 | 43004.6432 | 43899.3428
[10 empty] | 0 | 0 | 0 | 0 | 0 | 0 | 0 | 0 | 0 | 0 | 0 | 0 | 0 | 0 | 0 | 0 | 0 | 0 | 0 | 0 | 0 | 0 | 0 | 0 | 0 | 0 | 0 | 0
[10 empty] | 0 | 0 | 0 | 0 | 0 | 0 | 0 | 0 | 0 | 0 | 0 | 0 | 0 | 0 | 0 | 0 | 0 | 0 | 0 | 0 | 0 | 0 | 0 | 0 | 0 | 0 | 0 | 0
[10 empty] | 0 | 0 | 0 | 0 | 0 | 0 | 0 | 0 | 0 | 0 | 0 | 0 | 0 | 0 | 0 | 0 | 0 | 0 | 0 | 0 | 0 | 0 | 0 | 0 | 0 | 0 | 0 | 0
[10 empty] | 0 | 0 | 0 | 0 | 0 | 0 | 0 | 0 | 0 | 0 | 0 | 0 | 0 | 0 | 0 | 0 | 0 | 0 | 0 | 0 | 0 | 0 | 0 | 0 | 0 | 0 | 0 | 0
[10 empty] | 0 | 0 | 0 | 0 | 0 | 0 | 0 | 0 | 0 | 0 | 0 | 0 | 0 | 0 | 0 | 0 | 0 | 0 | 0 | 0 | 0 | 0 | 0 | 0 | 0 | 0 | 0 | 0
[10 empty] | 0 | 0 | 0 | 0 | 0 | 0 | 0 | 0 | 0 | 0 | 0 | 0 | 0 | 0 | 0 | 0 | 0 | 0 | 0 | 0 | 0 | 0 | 0 | 0 | 0 | 0 | 0 | 0
[10 empty] | 0 | 0 | 0 | 0 | 0 | 0 | 0 | 0 | 0 | 0 | 0 | 0 | 0 | 0 | 0 | 0 | 0 | 0 | 0 | 0 | 0 | 0 | 0 | 0 | 0 | 0 | 0 | 0
[10 empty] | 0 | 0 | 0 | 0 | 0 | 0 | 0 | 0 | 0 | 0 | 0 | 0 | 0 | 0 | 0 | 0 | 0 | 0 | 0 | 0 | 0 | 0 | 0 | 0 | 0 | 0 | 0 | 0
[10 empty] | 0 | 0 | 0 | 0 | 0 | 0 | 0 | 0 | 0 | 0 | 0 | 0 | 0 | 0 | 0 | 0 | 0 | 0 | 0 | 0 | 0 | 0 | 0 | 0 | 0 | 0 | 0 | 0
[10 empty] | 29119.3007 | 27586.7059 | 26054.1111 | 24521.5163 | 22988.9216 | 21456.3268 | 19923.732 | 18391.1373 | 16858.5425 | 15325.9477 | 13793.3529 | 12260.7582 | 10728.1634 | 9195.5686 | 7881.916 | 6755.928 | 5790.7954 | 4963.5389 | 4254.4619 | 3646.6817 | 3125.7271 | 2679.1947 | 2296.4526 | 1968.3879 | 1687.1897 | 1446.1626 | 1239.5679 | 1062.4868
[10 empty] | 0 | 110.9146 | 221.4743 | 331.6799 | 441.5323 | 551.0323 | 660.1807 | 768.9785 | 877.4265 | 985.5254 | 1093.2762 | 1200.6796 | 1307.7366 | 1414.4479 | 1512.4582 | 1602.4503 | 1685.0534 | 1760.8471 | 1830.366 | 1894.1025 | 1952.5105 | 2006.0082 | 2054.9812 | 2099.7847 | 2140.7462 | 2178.1673 | 2212.3263 | 2243.4792
[10 empty] | 0 | 0 | 0 | 0 | 0 | 0 | 0 | 0 | 0 | 0 | 0 | 0 | 0 | 0 | 0 | 0 | 0 | 0 | 0 | 0 | 0 | 0 | 0 | 0 | 0 | 0 | 0 | 0
[10 empty] | 0 | 0 | 0 | 0 | 0 | 0 | 0 | 0 | 0 | 0 | 0 | 0 | 0 | 0 | 0 | 0 | 0 | 0 | 0 | 0 | 0 | 0 | 0 | 0 | 0 | 0 | 0 | 0
[10 empty] | 0 | 0 | 0 | 0 | 0 | 0 | 0 | 0 | 0 | 0 | 0 | 0 | 0 | 0 | 0 | 0 | 0 | 0 | 0 | 0 | 0 | 0 | 0 | 0 | 0 | 0 | 0 | 0
[10 empty] | 0 | 0 | 0 | 0 | 0 | 0 | 0 | 0 | 0 | 0 | 0 | 0 | 0 | 0 | 0 | 0 | 0 | 0 | 0 | 0 | 0 | 0 | 0 | 0 | 0 | 0 | 0 | 0
[10 empty] | 0 | 0 | 0 | 0 | 0 | 0 | 0 | 0 | 0 | 0 | 0 | 0 | 0 | 0 | 0 | 0 | 0 | 0 | 0 | 0 | 0 | 0 | 0 | 0 | 0 | 0 | 0 | 0
[10 empty] | 0 | 0 | 0 | 0 | 0 | 0 | 0 | 0 | 0 | 0 | 0 | 0 | 0 | 0 | 0 | 0 | 0 | 0 | 0 | 0 | 0 | 0 | 0 | 0 | 0 | 0 | 0 | 0
[10 empty] | 0 | 0 | 0 | 0 | 0 | 0 | 0 | 0 | 0 | 0 | 0 | 0 | 0 | 0 | 0 | 0 | 0 | 0 | 0 | 0 | 0 | 0 | 0 | 0 | 0 | 0 | 0 | 0
[10 empty] | 0 | 0 | 0 | 0 | 0 | 0 | 0 | 0 | 0 | 0 | 0 | 0 | 0 | 0 | 0 | 0 | 0 | 0 | 0 | 0 | 0 | 0 | 0 | 0 | 0 | 0 | 0 | 0
[10 empty] | 0 | 0 | 0 | 0 | 0 | 0 | 0 | 0 | 0 | 0 | 0 | 0 | 0 | 0 | 0 | 0 | 0 | 0 | 0 | 0 | 0 | 0 | 0 | 0 | 0 | 0 | 0 | 0
[10 empty] | 2777.3088 | 2661.9505 | 2546.9542 | 2432.3191 | 2318.0444 | 2204.129 | 2090.5723 | 1977.3733 | 1864.5312 | 1752.0451 | 1639.9143 | 1528.1377 | 1416.7146 | 1305.6442 | 1203.2817 | 1108.9444 | 1022.0032 | 941.8781 | 868.0349 | 799.9809 | 737.2624 | 679.4611 | 626.1913 | 577.0979 | 531.8534 | 490.1561 | 451.7279 | 416.3124
[10 empty] | 0 | 2067.7888 | 4198.1482 | 6383.0867 | 8612.562 | 10880.6263 | 13182.003 | 15512.0117 | 17866.5011 | 20208.6552 | 22539.0431 | 24962.5065 | 27467.4223 | 30043.4783 | 32320.5749 | 34332.3694 | 36108.7317 | 37676.1702 | 39058.2102 | 40275.7297 | 41347.257 | 42289.2356 | 43116.2583 | 43841.2758 | 44475.7815 | 45029.9751 | 45512.9088 | 45932.6158
[10 empty] | 0 | 0 | 0 | 0 | 0 | 0 | 0 | 0 | 0 | 0 | 0 | 0 | 0 | 0 | 0 | 0 | 0 | 0 | 0 | 0 | 0 | 0 | 0 | 0 | 0 | 0 | 0 | 0
[10 empty] | 0 | 0 | 0 | 0 | 0 | 0 | 0 | 0 | 0 | 0 | 0 | 0 | 0 | 0 | 0 | 0 | 0 | 0 | 0 | 0 | 0 | 0 | 0 | 0 | 0 | 0 | 0 | 0
[10 empty] | 0 | 0 | 0 | 0 | 0 | 0 | 0 | 0 | 0 | 0 | 0 | 0 | 0 | 0 | 0 | 0 | 0 | 0 | 0 | 0 | 0 | 0 | 0 | 0 | 0 | 0 | 0 | 0
[10 empty] | 0 | 0 | 0 | 0 | 0 | 0 | 0 | 0 | 0 | 0 | 0 | 0 | 0 | 0 | 0 | 0 | 0 | 0 | 0 | 0 | 0 | 0 | 0 | 0 | 0 | 0 | 0 | 0
[10 empty] | 0 | 0 | 0 | 0 | 0 | 0 | 0 | 0 | 0 | 0 | 0 | 0 | 0 | 0 | 0 | 0 | 0 | 0 | 0 | 0 | 0 | 0 | 0 | 0 | 0 | 0 | 0 | 0
[10 empty] | 0 | 0 | 0 | 0 | 0 | 0 | 0 | 0 | 0 | 0 | 0 | 0 | 0 | 0 | 0 | 0 | 0 | 0 | 0 | 0 | 0 | 0 | 0 | 0 | 0 | 0 | 0 | 0
[10 empty] | 0 | 0 | 0 | 0 | 0 | 0 | 0 | 0 | 0 | 0 | 0 | 0 | 0 | 0 | 0 | 0 | 0 | 0 | 0 | 0 | 0 | 0 | 0 | 0 | 0 | 0 | 0 | 0
[10 empty] | 0 | 0 | 0 | 0 | 0 | 0 | 0 | 0 | 0 | 0 | 0 | 0 | 0 | 0 | 0 | 0 | 0 | 0 | 0 | 0 | 0 | 0 | 0 | 0 | 0 | 0 | 0 | 0
[10 empty] | 0 | 0 | 0 | 0 | 0 | 0 | 0 | 0 | 0 | 0 | 0 | 0 | 0 | 0 | 0 | 0 | 0 | 0 | 0 | 0 | 0 | 0 | 0 | 0 | 0 | 0 | 0 | 0
[10 empty] | 52076.3602 | 49925.2492 | 47711.701 | 45443.7067 | 43131.3085 | 40780.4541 | 38396.4197 | 35983.8854 | 33547.0026 | 31122.5869 | 28710.069 | 26204.6071 | 23617.8239 | 20960.0314 | 18601.3292 | 16508.0597 | 14650.3527 | 13001.6997 | 11538.5751 | 10240.1007 | 9087.7481 | 8065.0735 | 7157.4839 | 6352.0284 | 5637.2134 | 5002.839 | 4439.8529 | 3940.2214
[10 empty] | 0 | 674.2598 | 1347.5517 | 2019.7054 | 2689.6133 | 3357.294 | 4022.7642 | 4686.0391 | 5347.1321 | 5995.2514 | 6632.0012 | 7292.7759 | 7973.7359 | 8671.5962 | 9265.8485 | 9771.4406 | 10201.1648 | 10565.968 | 10875.2184 | 11136.933 | 11357.9724 | 11544.208 | 11700.6641 | 11831.6404 | 11940.8166 | 12031.3413 | 12105.9095 | 12166.827
[10 empty] | 0 | 0 | 0 | 0 | 0 | 0 | 0 | 0 | 0 | 0 | 0 | 0 | 0 | 0 | 0 | 0 | 0 | 0 | 0 | 0 | 0 | 0 | 0 | 0 | 0 | 0 | 0 | 0
[10 empty] | 0 | 0 | 0 | 0 | 0 | 0 | 0 | 0 | 0 | 0 | 0 | 0 | 0 | 0 | 0 | 0 | 0 | 0 | 0 | 0 | 0 | 0 | 0 | 0 | 0 | 0 | 0 | 0
[10 empty] | 0 | 0 | 0 | 0 | 0 | 0 | 0 | 0 | 0 | 0 | 0 | 0 | 0 | 0 | 0 | 0 | 0 | 0 | 0 | 0 | 0 | 0 | 0 | 0 | 0 | 0 | 0 | 0
[10 empty] | 0 | 0 | 0 | 0 | 0 | 0 | 0 | 0 | 0 | 0 | 0 | 0 | 0 | 0 | 0 | 0 | 0 | 0 | 0 | 0 | 0 | 0 | 0 | 0 | 0 | 0 | 0 | 0
[10 empty] | 0 | 0 | 0 | 0 | 0 | 0 | 0 | 0 | 0 | 0 | 0 | 0 | 0 | 0 | 0 | 0 | 0 | 0 | 0 | 0 | 0 | 0 | 0 | 0 | 0 | 0 | 0 | 0
[10 empty] | 0 | 0 | 0 | 0 | 0 | 0 | 0 | 0 | 0 | 0 | 0 | 0 | 0 | 0 | 0 | 0 | 0 | 0 | 0 | 0 | 0 | 0 | 0 | 0 | 0 | 0 | 0 | 0
[10 empty] | 0 | 0 | 0 | 0 | 0 | 0 | 0 | 0 | 0 | 0 | 0 | 0 | 0 | 0 | 0 | 0 | 0 | 0 | 0 | 0 | 0 | 0 | 0 | 0 | 0 | 0 | 0 | 0
[10 empty] | 0 | 0 | 0 | 0 | 0 | 0 | 0 | 0 | 0 | 0 | 0 | 0 | 0 | 0 | 0 | 0 | 0 | 0 | 0 | 0 | 0 | 0 | 0 | 0 | 0 | 0 | 0 | 0
[10 empty] | 0 | 0 | 0 | 0 | 0 | 0 | 0 | 0 | 0 | 0 | 0 | 0 | 0 | 0 | 0 | 0 | 0 | 0 | 0 | 0 | 0 | 0 | 0 | 0 | 0 | 0 | 0 | 0
[10 empty] | 13207.3978 | 12512.0062 | 11817.6163 | 11124.3983 | 10433.4599 | 9744.7822 | 9058.3486 | 8374.144 | 7692.1547 | 7023.1725 | 6365.5933 | 5684.0224 | 4982.2995 | 4263.7096 | 3648.7608 | 3122.5053 | 2672.1508 | 2286.7503 | 1956.9356 | 1674.6896 | 1433.1515 | 1226.4501 | 1049.5609 | 898.1843 | 768.6404 | 657.7805 | 562.9098 | 481.7221
[10 empty] | 0 | 5975.1779 | 11931.2352 | 17868.2178 | 23786.1715 | 29685.142 | 35565.175 | 41426.3158 | 46424.5276 | 50684.2976 | 54312.1582 | 57399.2768 | 60023.672 | 62252.1096 | 64141.7259 | 65741.4166 | 67093.0249 | 68232.3592 | 69190.0633 | 69992.361 | 70661.6942 | 71217.2676 | 71675.5162 | 72050.5046 | 72354.2687 | 72597.1085 | 72787.8385 | 72934.0017
[10 empty] | 0 | 0 | 0 | 0 | 0 | 0 | 0 | 0 | 0 | 0 | 0 | 0 | 0 | 0 | 0 | 0 | 0 | 0 | 0 | 0 | 0 | 0 | 0 | 0 | 0 | 0 | 0 | 0
[10 empty] | 0 | 0 | 0 | 0 | 0 | 0 | 0 | 0 | 0 | 0 | 0 | 0 | 0 | 0 | 0 | 0 | 0 | 0 | 0 | 0 | 0 | 0 | 0 | 0 | 0 | 0 | 0 | 0
[10 empty] | 0 | 0 | 0 | 0 | 0 | 0 | 0 | 0 | 0 | 0 | 0 | 0 | 0 | 0 | 0 | 0 | 0 | 0 | 0 | 0 | 0 | 0 | 0 | 0 | 0 | 0 | 0 | 0
[10 empty] | 0 | 0 | 0 | 0 | 0 | 0 | 0 | 0 | 0 | 0 | 0 | 0 | 0 | 0 | 0 | 0 | 0 | 0 | 0 | 0 | 0 | 0 | 0 | 0 | 0 | 0 | 0 | 0
[10 empty] | 0 | 0 | 0 | 0 | 0 | 0 | 0 | 0 | 0 | 0 | 0 | 0 | 0 | 0 | 0 | 0 | 0 | 0 | 0 | 0 | 0 | 0 | 0 | 0 | 0 | 0 | 0 | 0
[10 empty] | 0 | 0 | 0 | 0 | 0 | 0 | 0 | 0 | 0 | 0 | 0 | 0 | 0 | 0 | 0 | 0 | 0 | 0 | 0 | 0 | 0 | 0 | 0 | 0 | 0 | 0 | 0 | 0
[10 empty] | 0 | 0 | 0 | 0 | 0 | 0 | 0 | 0 | 0 | 0 | 0 | 0 | 0 | 0 | 0 | 0 | 0 | 0 | 0 | 0 | 0 | 0 | 0 | 0 | 0 | 0 | 0 | 0
[10 empty] | 0 | 0 | 0 | 0 | 0 | 0 | 0 | 0 | 0 | 0 | 0 | 0 | 0 | 0 | 0 | 0 | 0 | 0 | 0 | 0 | 0 | 0 | 0 | 0 | 0 | 0 | 0 | 0
[10 empty] | 0 | 0 | 0 | 0 | 0 | 0 | 0 | 0 | 0 | 0 | 0 | 0 | 0 | 0 | 0 | 0 | 0 | 0 | 0 | 0 | 0 | 0 | 0 | 0 | 0 | 0 | 0 | 0
[10 empty] | 77801.7951 | 71702.1344 | 65621.7934 | 59560.7259 | 53518.8859 | 47496.2273 | 41492.7041 | 35508.2707 | 30386.9635 | 26004.2952 | 22253.7328 | 19044.1087 | 16297.4041 | 13946.8528 | 11935.3182 | 10213.9043 | 8740.7675 | 7480.0991 | 6401.2551 | 5478.0112 | 4687.9255 | 4011.7927 | 3433.1775 | 2938.0152 | 2514.2695 | 2151.64 | 1841.312 | 1575.7422
[10 empty] | 0 | 3377.2744 | 6743.7416 | 10099.4274 | 13444.3578 | 16778.5585 | 20102.0554 | 23414.8741 | 26717.0404 | 30008.5798 | 33289.5178 | 36559.8801 | 39819.6919 | 43068.9788 | 46307.766 | 49536.0788 | 52753.9425 | 55961.3822 | 59158.423 | 62345.0901 | 64866.1943 | 66855.7387 | 68420.7544 | 69646.7289 | 70601.943 | 71340.9336 | 71907.2606 | 72335.7159
[10 empty] | 0 | 0 | 0 | 0 | 0 | 0 | 0 | 0 | 0 | 0 | 0 | 0 | 0 | 0 | 0 | 0 | 0 | 0 | 0 | 0 | 0 | 0 | 0 | 0 | 0 | 0 | 0 | 0
[10 empty] | 0 | 0 | 0 | 0 | 0 | 0 | 0 | 0 | 0 | 0 | 0 | 0 | 0 | 0 | 0 | 0 | 0 | 0 | 0 | 0 | 0 | 0 | 0 | 0 | 0 | 0 | 0 | 0
[10 empty] | 0 | 0 | 0 | 0 | 0 | 0 | 0 | 0 | 0 | 0 | 0 | 0 | 0 | 0 | 0 | 0 | 0 | 0 | 0 | 0 | 0 | 0 | 0 | 0 | 0 | 0 | 0 | 0
[10 empty] | 0 | 0 | 0 | 0 | 0 | 0 | 0 | 0 | 0 | 0 | 0 | 0 | 0 | 0 | 0 | 0 | 0 | 0 | 0 | 0 | 0 | 0 | 0 | 0 | 0 | 0 | 0 | 0
[10 empty] | 0 | 0 | 0 | 0 | 0 | 0 | 0 | 0 | 0 | 0 | 0 | 0 | 0 | 0 | 0 | 0 | 0 | 0 | 0 | 0 | 0 | 0 | 0 | 0 | 0 | 0 | 0 | 0
[10 empty] | 0 | 0 | 0 | 0 | 0 | 0 | 0 | 0 | 0 | 0 | 0 | 0 | 0 | 0 | 0 | 0 | 0 | 0 | 0 | 0 | 0 | 0 | 0 | 0 | 0 | 0 | 0 | 0
[10 empty] | 0 | 0 | 0 | 0 | 0 | 0 | 0 | 0 | 0 | 0 | 0 | 0 | 0 | 0 | 0 | 0 | 0 | 0 | 0 | 0 | 0 | 0 | 0 | 0 | 0 | 0 | 0 | 0
[10 empty] | 0 | 0 | 0 | 0 | 0 | 0 | 0 | 0 | 0 | 0 | 0 | 0 | 0 | 0 | 0 | 0 | 0 | 0 | 0 | 0 | 0 | 0 | 0 | 0 | 0 | 0 | 0 | 0
[10 empty] | 0 | 0 | 0 | 0 | 0 | 0 | 0 | 0 | 0 | 0 | 0 | 0 | 0 | 0 | 0 | 0 | 0 | 0 | 0 | 0 | 0 | 0 | 0 | 0 | 0 | 0 | 0 | 0
[10 empty] | 77801.7951 | 74300.0378 | 70809.2869 | 67329.5162 | 63860.6996 | 60402.8107 | 56955.8237 | 53519.7123 | 50094.4507 | 46680.013 | 43276.3732 | 39883.5055 | 36501.3843 | 33129.9837 | 29769.2781 | 26419.242 | 23079.8498 | 19751.0761 | 16432.8953 | 13125.2821 | 10483.4253 | 8373.3215 | 6687.9393 | 5341.7909 | 4266.5952 | 3407.8149 | 2721.89 | 2174.0279
[10 empty] | 0 | 11096.7589 | 22158.0082 | 33183.833 | 44174.3185 | 55129.5495 | 62380.1878 | 67165.1152 | 70308.9311 | 72360.4888 | 73685.105 | 74525.9344 | 75044.8207 | 75349.4868 | 75511.6331 | 75578.9833 | 75583.302 | 75545.7319 | 75480.3453 | 75396.5086 | 75300.456 | 75196.3369 | 75086.9131 | 74974.0226 | 74858.8889 | 74742.3259 | 74624.8757 | 74506.8985
[10 empty] | 0 | 0 | 0 | 0 | 0 | 0 | 0 | 0 | 0 | 0 | 0 | 0 | 0 | 0 | 0 | 0 | 0 | 0 | 0 | 0 | 0 | 0 | 0 | 0 | 0 | 0 | 0 | 0
[10 empty] | 0 | 0 | 0 | 0 | 0 | 0 | 0 | 0 | 0 | 0 | 0 | 0 | 0 | 0 | 0 | 0 | 0 | 0 | 0 | 0 | 0 | 0 | 0 | 0 | 0 | 0 | 0 | 0
[10 empty] | 0 | 0 | 0 | 0 | 0 | 0 | 0 | 0 | 0 | 0 | 0 | 0 | 0 | 0 | 0 | 0 | 0 | 0 | 0 | 0 | 0 | 0 | 0 | 0 | 0 | 0 | 0 | 0
[10 empty] | 0 | 0 | 0 | 0 | 0 | 0 | 0 | 0 | 0 | 0 | 0 | 0 | 0 | 0 | 0 | 0 | 0 | 0 | 0 | 0 | 0 | 0 | 0 | 0 | 0 | 0 | 0 | 0
[10 empty] | 0 | 0 | 0 | 0 | 0 | 0 | 0 | 0 | 0 | 0 | 0 | 0 | 0 | 0 | 0 | 0 | 0 | 0 | 0 | 0 | 0 | 0 | 0 | 0 | 0 | 0 | 0 | 0
[10 empty] | 0 | 0 | 0 | 0 | 0 | 0 | 0 | 0 | 0 | 0 | 0 | 0 | 0 | 0 | 0 | 0 | 0 | 0 | 0 | 0 | 0 | 0 | 0 | 0 | 0 | 0 | 0 | 0
[10 empty] | 0 | 0 | 0 | 0 | 0 | 0 | 0 | 0 | 0 | 0 | 0 | 0 | 0 | 0 | 0 | 0 | 0 | 0 | 0 | 0 | 0 | 0 | 0 | 0 | 0 | 0 | 0 | 0
[10 empty] | 0 | 0 | 0 | 0 | 0 | 0 | 0 | 0 | 0 | 0 | 0 | 0 | 0 | 0 | 0 | 0 | 0 | 0 | 0 | 0 | 0 | 0 | 0 | 0 | 0 | 0 | 0 | 0
[10 empty] | 0 | 0 | 0 | 0 | 0 | 0 | 0 | 0 | 0 | 0 | 0 | 0 | 0 | 0 | 0 | 0 | 0 | 0 | 0 | 0 | 0 | 0 | 0 | 0 | 0 | 0 | 0 | 0
[10 empty] | 77801.7951 | 66580.5533 | 55395.0204 | 44245.1107 | 33130.7389 | 22051.8198 | 14677.6913 | 9769.4713 | 6502.5601 | 4328.104 | 2880.786 | 1917.4512 | 1276.2555 | 849.4757 | 565.411 | 376.3376 | 250.4903 | 166.7263 | 110.973 | 73.8637 | 49.1637 | 32.7233 | 21.7806 | 14.4972 | 9.6493 | 6.4226 | 4.2749 | 2.8454
[10 empty] | 0 | 7061.5738 | 14100.5506 | 21116.9846 | 28110.93 | 35082.4406 | 42031.5704 | 47792.6977 | 52565.4397 | 56515.8779 | 59782.1923 | 62479.3482 | 64702.9971 | 66532.7207 | 68034.7309 | 69264.1163 | 70266.7101 | 71080.6459 | 71737.6504 | 72264.1205 | 72682.0182 | 73009.6159 | 73262.116 | 73452.1672 | 73590.2928 | 73685.2483 | 73744.3184 | 73773.5635
[10 empty] | 0 | 0 | 0 | 0 | 0 | 0 | 0 | 0 | 0 | 0 | 0 | 0 | 0 | 0 | 0 | 0 | 0 | 0 | 0 | 0 | 0 | 0 | 0 | 0 | 0 | 0 | 0 | 0
[10 empty] | 0 | 0 | 0 | 0 | 0 | 0 | 0 | 0 | 0 | 0 | 0 | 0 | 0 | 0 | 0 | 0 | 0 | 0 | 0 | 0 | 0 | 0 | 0 | 0 | 0 | 0 | 0 | 0
[10 empty] | 0 | 0 | 0 | 0 | 0 | 0 | 0 | 0 | 0 | 0 | 0 | 0 | 0 | 0 | 0 | 0 | 0 | 0 | 0 | 0 | 0 | 0 | 0 | 0 | 0 | 0 | 0 | 0
[10 empty] | 0 | 0 | 0 | 0 | 0 | 0 | 0 | 0 | 0 | 0 | 0 | 0 | 0 | 0 | 0 | 0 | 0 | 0 | 0 | 0 | 0 | 0 | 0 | 0 | 0 | 0 | 0 | 0
[10 empty] | 0 | 0 | 0 | 0 | 0 | 0 | 0 | 0 | 0 | 0 | 0 | 0 | 0 | 0 | 0 | 0 | 0 | 0 | 0 | 0 | 0 | 0 | 0 | 0 | 0 | 0 | 0 | 0
[10 empty] | 0 | 0 | 0 | 0 | 0 | 0 | 0 | 0 | 0 | 0 | 0 | 0 | 0 | 0 | 0 | 0 | 0 | 0 | 0 | 0 | 0 | 0 | 0 | 0 | 0 | 0 | 0 | 0
[10 empty] | 0 | 0 | 0 | 0 | 0 | 0 | 0 | 0 | 0 | 0 | 0 | 0 | 0 | 0 | 0 | 0 | 0 | 0 | 0 | 0 | 0 | 0 | 0 | 0 | 0 | 0 | 0 | 0
[10 empty] | 0 | 0 | 0 | 0 | 0 | 0 | 0 | 0 | 0 | 0 | 0 | 0 | 0 | 0 | 0 | 0 | 0 | 0 | 0 | 0 | 0 | 0 | 0 | 0 | 0 | 0 | 0 | 0
[10 empty] | 0 | 0 | 0 | 0 | 0 | 0 | 0 | 0 | 0 | 0 | 0 | 0 | 0 | 0 | 0 | 0 | 0 | 0 | 0 | 0 | 0 | 0 | 0 | 0 | 0 | 0 | 0 | 0
[10 empty] | 77801.7951 | 70615.7384 | 63452.4779 | 56311.959 | 49194.1274 | 42098.9287 | 35026.3087 | 29141.8888 | 24246.0515 | 20172.7148 | 16783.6988 | 13964.0374 | 11618.0791 | 9666.2418 | 8042.3132 | 6691.2046 | 5567.0822 | 4631.8124 | 3853.6679 | 3206.2517 | 2667.6014 | 2219.4444 | 1846.5777 | 1536.3527 | 1278.2454 | 1063.5002 | 884.8322 | 736.1804
[10 empty] | 0 | 3033.7261 | 6207.1569 | 9503.0236 | 12906.0046 | 16402.506 | 19980.4675 | 23588.3345 | 27221.3435 | 31171.1317 | 35399.7129 | 39873.3811 | 43830.0808 | 47328.0098 | 50418.8168 | 53148.3381 | 55557.252 | 57681.6589 | 59553.597 | 61201.4987 | 62650.5971 | 63923.2856 | 65039.4374 | 66016.6895 | 66870.694 | 67615.3415 | 68262.9597 | 68824.4887
[10 empty] | 0 | 0 | 0 | 0 | 0 | 0 | 0 | 0 | 0 | 0 | 0 | 0 | 0 | 0 | 0 | 0 | 0 | 0 | 0 | 0 | 0 | 0 | 0 | 0 | 0 | 0 | 0 | 0
[10 empty] | 0 | 0 | 0 | 0 | 0 | 0 | 0 | 0 | 0 | 0 | 0 | 0 | 0 | 0 | 0 | 0 | 0 | 0 | 0 | 0 | 0 | 0 | 0 | 0 | 0 | 0 | 0 | 0
[10 empty] | 0 | 0 | 0 | 0 | 0 | 0 | 0 | 0 | 0 | 0 | 0 | 0 | 0 | 0 | 0 | 0 | 0 | 0 | 0 | 0 | 0 | 0 | 0 | 0 | 0 | 0 | 0 | 0
[10 empty] | 0 | 0 | 0 | 0 | 0 | 0 | 0 | 0 | 0 | 0 | 0 | 0 | 0 | 0 | 0 | 0 | 0 | 0 | 0 | 0 | 0 | 0 | 0 | 0 | 0 | 0 | 0 | 0
[10 empty] | 0 | 0 | 0 | 0 | 0 | 0 | 0 | 0 | 0 | 0 | 0 | 0 | 0 | 0 | 0 | 0 | 0 | 0 | 0 | 0 | 0 | 0 | 0 | 0 | 0 | 0 | 0 | 0
[10 empty] | 0 | 0 | 0 | 0 | 0 | 0 | 0 | 0 | 0 | 0 | 0 | 0 | 0 | 0 | 0 | 0 | 0 | 0 | 0 | 0 | 0 | 0 | 0 | 0 | 0 | 0 | 0 | 0
[10 empty] | 0 | 0 | 0 | 0 | 0 | 0 | 0 | 0 | 0 | 0 | 0 | 0 | 0 | 0 | 0 | 0 | 0 | 0 | 0 | 0 | 0 | 0 | 0 | 0 | 0 | 0 | 0 | 0
[10 empty] | 0 | 0 | 0 | 0 | 0 | 0 | 0 | 0 | 0 | 0 | 0 | 0 | 0 | 0 | 0 | 0 | 0 | 0 | 0 | 0 | 0 | 0 | 0 | 0 | 0 | 0 | 0 | 0
[10 empty] | 0 | 0 | 0 | 0 | 0 | 0 | 0 | 0 | 0 | 0 | 0 | 0 | 0 | 0 | 0 | 0 | 0 | 0 | 0 | 0 | 0 | 0 | 0 | 0 | 0 | 0 | 0 | 0
[10 empty] | 77468.432 | 74310.7564 | 71013.5744 | 67594.1545 | 64067.8181 | 60448.1586 | 56747.236 | 53016.6047 | 49261.0278 | 45188.8678 | 40838.1106 | 36242.4619 | 32163.9769 | 28544.4573 | 25332.2544 | 22481.5314 | 19951.6097 | 17706.3886 | 15713.8296 | 13945.5 | 12376.1664 | 10983.4351 | 9747.4326 | 8650.5215 | 7677.0495 | 6813.1255 | 6046.4218 | 5365.9978
[10 empty] | 0 | 4342.8703 | 8263.9264 | 11692.053 | 14725.2357 | 17472.0827 | 19988.6542 | 22319.6827 | 24161.8928 | 25614.1697 | 26755.4041 | 27648.5355 | 28343.7769 | 28881.1884 | 29292.7299 | 29603.8991 | 29835.0381 | 30002.3755 | 30118.8586 | 30194.8168 | 30238.4905 | 30256.4541 | 30253.9523 | 30235.1695 | 30203.4435 | 30161.4375 | 30111.2759 | 30054.6533
[10 empty] | 0 | 0 | 0 | 0 | 0 | 0 | 0 | 0 | 0 | 0 | 0 | 0 | 0 | 0 | 0 | 0 | 0 | 0 | 0 | 0 | 0 | 0 | 0 | 0 | 0 | 0 | 0 | 0
[10 empty] | 0 | 0 | 0 | 0 | 0 | 0 | 0 | 0 | 0 | 0 | 0 | 0 | 0 | 0 | 0 | 0 | 0 | 0 | 0 | 0 | 0 | 0 | 0 | 0 | 0 | 0 | 0 | 0
[10 empty] | 0 | 0 | 0 | 0 | 0 | 0 | 0 | 0 | 0 | 0 | 0 | 0 | 0 | 0 | 0 | 0 | 0 | 0 | 0 | 0 | 0 | 0 | 0 | 0 | 0 | 0 | 0 | 0
[10 empty] | 0 | 0 | 0 | 0 | 0 | 0 | 0 | 0 | 0 | 0 | 0 | 0 | 0 | 0 | 0 | 0 | 0 | 0 | 0 | 0 | 0 | 0 | 0 | 0 | 0 | 0 | 0 | 0
[10 empty] | 0 | 0 | 0 | 0 | 0 | 0 | 0 | 0 | 0 | 0 | 0 | 0 | 0 | 0 | 0 | 0 | 0 | 0 | 0 | 0 | 0 | 0 | 0 | 0 | 0 | 0 | 0 | 0
[10 empty] | 0 | 0 | 0 | 0 | 0 | 0 | 0 | 0 | 0 | 0 | 0 | 0 | 0 | 0 | 0 | 0 | 0 | 0 | 0 | 0 | 0 | 0 | 0 | 0 | 0 | 0 | 0 | 0
[10 empty] | 0 | 0 | 0 | 0 | 0 | 0 | 0 | 0 | 0 | 0 | 0 | 0 | 0 | 0 | 0 | 0 | 0 | 0 | 0 | 0 | 0 | 0 | 0 | 0 | 0 | 0 | 0 | 0
[10 empty] | 0 | 0 | 0 | 0 | 0 | 0 | 0 | 0 | 0 | 0 | 0 | 0 | 0 | 0 | 0 | 0 | 0 | 0 | 0 | 0 | 0 | 0 | 0 | 0 | 0 | 0 | 0 | 0
[10 empty] | 0 | 0 | 0 | 0 | 0 | 0 | 0 | 0 | 0 | 0 | 0 | 0 | 0 | 0 | 0 | 0 | 0 | 0 | 0 | 0 | 0 | 0 | 0 | 0 | 0 | 0 | 0 | 0
[10 empty] | 32482.3361 | 28050.2984 | 24040.3196 | 20523.5144 | 17401.8965 | 14566.8572 | 11962.3355 | 9543.5981 | 7613.9199 | 6074.4151 | 4846.1922 | 3866.3111 | 3084.5581 | 2460.8726 | 1963.2938 | 1566.3234 | 1249.619 | 996.9509 | 795.3713 | 634.5504 | 506.2468 | 403.8857 | 322.2216 | 257.0696 | 205.0912 | 163.6225 | 130.5387 | 104.1443
[10 empty] | 0 | 748.7709 | 1562.5776 | 2432.4675 | 3350.7705 | 4310.9157 | 5344.0876 | 6440.206 | 7590.6344 | 8787.9738 | 10025.8856 | 11311.4186 | 12638.1402 | 14051.9413 | 15540.7602 | 17094.2619 | 18464.1863 | 19677.1485 | 20755.9655 | 21720.1984 | 22586.6184 | 23369.6044 | 24081.4857 | 24732.8341 | 25332.7157 | 25888.9054 | 26408.0717 | 26895.9351
[10 empty] | 0 | 0 | 0 | 0 | 0 | 0 | 0 | 0 | 0 | 0 | 0 | 0 | 0 | 0 | 0 | 0 | 0 | 0 | 0 | 0 | 0 | 0 | 0 | 0 | 0 | 0 | 0 | 0
[10 empty] | 0 | 0 | 0 | 0 | 0 | 0 | 0 | 0 | 0 | 0 | 0 | 0 | 0 | 0 | 0 | 0 | 0 | 0 | 0 | 0 | 0 | 0 | 0 | 0 | 0 | 0 | 0 | 0
[10 empty] | 0 | 0 | 0 | 0 | 0 | 0 | 0 | 0 | 0 | 0 | 0 | 0 | 0 | 0 | 0 | 0 | 0 | 0 | 0 | 0 | 0 | 0 | 0 | 0 | 0 | 0 | 0 | 0
[10 empty] | 0 | 0 | 0 | 0 | 0 | 0 | 0 | 0 | 0 | 0 | 0 | 0 | 0 | 0 | 0 | 0 | 0 | 0 | 0 | 0 | 0 | 0 | 0 | 0 | 0 | 0 | 0 | 0
[10 empty] | 0 | 0 | 0 | 0 | 0 | 0 | 0 | 0 | 0 | 0 | 0 | 0 | 0 | 0 | 0 | 0 | 0 | 0 | 0 | 0 | 0 | 0 | 0 | 0 | 0 | 0 | 0 | 0
[10 empty] | 0 | 0 | 0 | 0 | 0 | 0 | 0 | 0 | 0 | 0 | 0 | 0 | 0 | 0 | 0 | 0 | 0 | 0 | 0 | 0 | 0 | 0 | 0 | 0 | 0 | 0 | 0 | 0
[10 empty] | 0 | 0 | 0 | 0 | 0 | 0 | 0 | 0 | 0 | 0 | 0 | 0 | 0 | 0 | 0 | 0 | 0 | 0 | 0 | 0 | 0 | 0 | 0 | 0 | 0 | 0 | 0 | 0
[10 empty] | 0 | 0 | 0 | 0 | 0 | 0 | 0 | 0 | 0 | 0 | 0 | 0 | 0 | 0 | 0 | 0 | 0 | 0 | 0 | 0 | 0 | 0 | 0 | 0 | 0 | 0 | 0 | 0
[10 empty] | 0 | 0 | 0 | 0 | 0 | 0 | 0 | 0 | 0 | 0 | 0 | 0 | 0 | 0 | 0 | 0 | 0 | 0 | 0 | 0 | 0 | 0 | 0 | 0 | 0 | 0 | 0 | 0
[10 empty] | 21405.5949 | 20874.3708 | 20280.322 | 19632.4233 | 18938.3676 | 18204.7487 | 17400.4055 | 16535.4413 | 15618.5163 | 14657.0535 | 13657.4154 | 12612.5778 | 11528.9978 | 10360.8094 | 9120.0993 | 7817.228 | 6700.4812 | 5743.2696 | 4922.8025 | 4219.545 | 3616.7528 | 3100.0739 | 2657.2062 | 2277.6053 | 1952.2331 | 1673.3427 | 1434.2937 | 1229.3946
[10 empty] | 0 | 4429.9503 | 8675.9854 | 12763.2767 | 16713.3715 | 21078.0588 | 25794.7199 | 30809.7661 | 36077.3371 | 41558.1875 | 46233.6915 | 50219.9251 | 53616.2376 | 56507.6614 | 58966.9754 | 61056.4708 | 62829.4624 | 64331.582 | 65601.8857 | 66673.8013 | 67575.9398 | 68332.7888 | 68965.3075 | 69491.4345 | 69926.5235 | 70283.7155 | 70574.2579 | 70807.7773
[10 empty] | 0 | 0 | 0 | 0 | 0 | 0 | 0 | 0 | 0 | 0 | 0 | 0 | 0 | 0 | 0 | 0 | 0 | 0 | 0 | 0 | 0 | 0 | 0 | 0 | 0 | 0 | 0 | 0
[10 empty] | 0 | 0 | 0 | 0 | 0 | 0 | 0 | 0 | 0 | 0 | 0 | 0 | 0 | 0 | 0 | 0 | 0 | 0 | 0 | 0 | 0 | 0 | 0 | 0 | 0 | 0 | 0 | 0
[10 empty] | 0 | 0 | 0 | 0 | 0 | 0 | 0 | 0 | 0 | 0 | 0 | 0 | 0 | 0 | 0 | 0 | 0 | 0 | 0 | 0 | 0 | 0 | 0 | 0 | 0 | 0 | 0 | 0
[10 empty] | 0 | 0 | 0 | 0 | 0 | 0 | 0 | 0 | 0 | 0 | 0 | 0 | 0 | 0 | 0 | 0 | 0 | 0 | 0 | 0 | 0 | 0 | 0 | 0 | 0 | 0 | 0 | 0
[10 empty] | 0 | 0 | 0 | 0 | 0 | 0 | 0 | 0 | 0 | 0 | 0 | 0 | 0 | 0 | 0 | 0 | 0 | 0 | 0 | 0 | 0 | 0 | 0 | 0 | 0 | 0 | 0 | 0
[10 empty] | 0 | 0 | 0 | 0 | 0 | 0 | 0 | 0 | 0 | 0 | 0 | 0 | 0 | 0 | 0 | 0 | 0 | 0 | 0 | 0 | 0 | 0 | 0 | 0 | 0 | 0 | 0 | 0
[10 empty] | 0 | 0 | 0 | 0 | 0 | 0 | 0 | 0 | 0 | 0 | 0 | 0 | 0 | 0 | 0 | 0 | 0 | 0 | 0 | 0 | 0 | 0 | 0 | 0 | 0 | 0 | 0 | 0
[10 empty] | 0 | 0 | 0 | 0 | 0 | 0 | 0 | 0 | 0 | 0 | 0 | 0 | 0 | 0 | 0 | 0 | 0 | 0 | 0 | 0 | 0 | 0 | 0 | 0 | 0 | 0 | 0 | 0
[10 empty] | 0 | 0 | 0 | 0 | 0 | 0 | 0 | 0 | 0 | 0 | 0 | 0 | 0 | 0 | 0 | 0 | 0 | 0 | 0 | 0 | 0 | 0 | 0 | 0 | 0 | 0 | 0 | 0
[10 empty] | 75743.979 | 71203.8536 | 66847.8037 | 62650.6575 | 58590.8677 | 54116.645 | 49290.6076 | 44166.3444 | 38789.7153 | 33199.9653 | 28415.7201 | 24320.9035 | 20816.166 | 17816.4749 | 15249.051 | 13051.603 | 11170.8159 | 9561.0575 | 8183.2717 | 7004.0301 | 5994.7219 | 5130.859 | 4391.4821 | 3758.6523 | 3217.0158 | 2753.4312 | 2356.651 | 2017.0483
[10 empty] | 0 | 2813.4948 | 5696.1691 | 8640.3665 | 11639.2816 | 14686.8652 | 17777.7402 | 21048.7322 | 24479.859 | 28053.3584 | 31753.4422 | 35566.0763 | 38970.1733 | 42011.1573 | 44729.4051 | 47160.8076 | 49337.2677 | 51287.1435 | 53035.6424 | 54605.171 | 56015.6464 | 57284.7727 | 58428.2869 | 59460.1777 | 60392.8792 | 61237.4444 | 62003.6979 | 62700.3732
[10 empty] | 0 | 0 | 0 | 0 | 0 | 0 | 0 | 0 | 0 | 0 | 0 | 0 | 0 | 0 | 0 | 0 | 0 | 0 | 0 | 0 | 0 | 0 | 0 | 0 | 0 | 0 | 0 | 0
[10 empty] | 0 | 0 | 0 | 0 | 0 | 0 | 0 | 0 | 0 | 0 | 0 | 0 | 0 | 0 | 0 | 0 | 0 | 0 | 0 | 0 | 0 | 0 | 0 | 0 | 0 | 0 | 0 | 0
[10 empty] | 0 | 0 | 0 | 0 | 0 | 0 | 0 | 0 | 0 | 0 | 0 | 0 | 0 | 0 | 0 | 0 | 0 | 0 | 0 | 0 | 0 | 0 | 0 | 0 | 0 | 0 | 0 | 0
[10 empty] | 0 | 0 | 0 | 0 | 0 | 0 | 0 | 0 | 0 | 0 | 0 | 0 | 0 | 0 | 0 | 0 | 0 | 0 | 0 | 0 | 0 | 0 | 0 | 0 | 0 | 0 | 0 | 0
[10 empty] | 0 | 0 | 0 | 0 | 0 | 0 | 0 | 0 | 0 | 0 | 0 | 0 | 0 | 0 | 0 | 0 | 0 | 0 | 0 | 0 | 0 | 0 | 0 | 0 | 0 | 0 | 0 | 0
[10 empty] | 0 | 0 | 0 | 0 | 0 | 0 | 0 | 0 | 0 | 0 | 0 | 0 | 0 | 0 | 0 | 0 | 0 | 0 | 0 | 0 | 0 | 0 | 0 | 0 | 0 | 0 | 0 | 0
[10 empty] | 0 | 0 | 0 | 0 | 0 | 0 | 0 | 0 | 0 | 0 | 0 | 0 | 0 | 0 | 0 | 0 | 0 | 0 | 0 | 0 | 0 | 0 | 0 | 0 | 0 | 0 | 0 | 0
[10 empty] | 0 | 0 | 0 | 0 | 0 | 0 | 0 | 0 | 0 | 0 | 0 | 0 | 0 | 0 | 0 | 0 | 0 | 0 | 0 | 0 | 0 | 0 | 0 | 0 | 0 | 0 | 0 | 0
[10 empty] | 0 | 0 | 0 | 0 | 0 | 0 | 0 | 0 | 0 | 0 | 0 | 0 | 0 | 0 | 0 | 0 | 0 | 0 | 0 | 0 | 0 | 0 | 0 | 0 | 0 | 0 | 0 | 0
[10 empty] | 63548.7579 | 60865.8869 | 58114.105 | 55301.069 | 52433.5849 | 49517.7024 | 46558.7993 | 43420.0504 | 40121.4386 | 36680.7265 | 33113.7029 | 29434.4026 | 26163.9134 | 23256.8119 | 20672.7217 | 18375.7526 | 16334.0023 | 14519.1132 | 12905.8784 | 11471.8919 | 10197.2373 | 9064.2109 | 8057.0763 | 7161.8456 | 6366.085 | 5658.7422 | 5029.9931 | 4471.105
[10 empty] | 0 | 3194.5873 | 6407.9721 | 9640.5861 | 12892.8711 | 16165.2786 | 19458.2708 | 22772.3206 | 26107.9114 | 29465.5379 | 32506.2673 | 35279.1085 | 37826.1549 | 40183.5747 | 42382.4588 | 44449.5484 | 46407.8586 | 48277.213 | 50074.7013 | 51815.0726 | 53511.0719 | 55173.7289 | 56812.6051 | 58436.0066 | 60051.1655 | 61664.3959 | 63281.228 | 64906.5227
[10 empty] | 0 | 0 | 0 | 0 | 0 | 0 | 0 | 0 | 0 | 0 | 0 | 0 | 0 | 0 | 0 | 0 | 0 | 0 | 0 | 0 | 0 | 0 | 0 | 0 | 0 | 0 | 0 | 0
[10 empty] | 0 | 0 | 0 | 0 | 0 | 0 | 0 | 0 | 0 | 0 | 0 | 0 | 0 | 0 | 0 | 0 | 0 | 0 | 0 | 0 | 0 | 0 | 0 | 0 | 0 | 0 | 0 | 0
[10 empty] | 0 | 0 | 0 | 0 | 0 | 0 | 0 | 0 | 0 | 0 | 0 | 0 | 0 | 0 | 0 | 0 | 0 | 0 | 0 | 0 | 0 | 0 | 0 | 0 | 0 | 0 | 0 | 0
[10 empty] | 0 | 0 | 0 | 0 | 0 | 0 | 0 | 0 | 0 | 0 | 0 | 0 | 0 | 0 | 0 | 0 | 0 | 0 | 0 | 0 | 0 | 0 | 0 | 0 | 0 | 0 | 0 | 0
[10 empty] | 0 | 0 | 0 | 0 | 0 | 0 | 0 | 0 | 0 | 0 | 0 | 0 | 0 | 0 | 0 | 0 | 0 | 0 | 0 | 0 | 0 | 0 | 0 | 0 | 0 | 0 | 0 | 0
[10 empty] | 0 | 0 | 0 | 0 | 0 | 0 | 0 | 0 | 0 | 0 | 0 | 0 | 0 | 0 | 0 | 0 | 0 | 0 | 0 | 0 | 0 | 0 | 0 | 0 | 0 | 0 | 0 | 0
[10 empty] | 0 | 0 | 0 | 0 | 0 | 0 | 0 | 0 | 0 | 0 | 0 | 0 | 0 | 0 | 0 | 0 | 0 | 0 | 0 | 0 | 0 | 0 | 0 | 0 | 0 | 0 | 0 | 0
[10 empty] | 0 | 0 | 0 | 0 | 0 | 0 | 0 | 0 | 0 | 0 | 0 | 0 | 0 | 0 | 0 | 0 | 0 | 0 | 0 | 0 | 0 | 0 | 0 | 0 | 0 | 0 | 0 | 0
[10 empty] | 0 | 0 | 0 | 0 | 0 | 0 | 0 | 0 | 0 | 0 | 0 | 0 | 0 | 0 | 0 | 0 | 0 | 0 | 0 | 0 | 0 | 0 | 0 | 0 | 0 | 0 | 0 | 0
[10 empty] | 35641.0964 | 33265.0233 | 30888.9502 | 28512.8771 | 26136.804 | 23760.7309 | 21384.6579 | 19008.5848 | 16632.5117 | 14256.4386 | 12219.8045 | 10474.1181 | 8977.8155 | 7695.2705 | 6595.9461 | 5653.6681 | 4846.0012 | 4153.7153 | 3560.3274 | 3051.7092 | 2615.7508 | 2242.0721 | 1921.7761 | 1647.2366 | 1411.9171 | 1210.2147 | 1037.3269 | 889.1373
[10 empty] | 0 | 2164.0297 | 4214.4461 | 6443.0046 | 8818.7635 | 11315.3663 | 13910.3665 | 16584.6529 | 19372.4567 | 22252.0179 | 25204.8138 | 28215.0824 | 31269.4166 | 34176.7546 | 36955.5856 | 39621.7034 | 42188.6026 | 44667.8163 | 46740.0207 | 48465.2731 | 49894.7984 | 51072.2878 | 52035.0071 | 52814.7411 | 53438.5999 | 53929.706 | 54307.7807 | 54589.6447
[10 empty] | 0 | 0 | 0 | 0 | 0 | 0 | 0 | 0 | 0 | 0 | 0 | 0 | 0 | 0 | 0 | 0 | 0 | 0 | 0 | 0 | 0 | 0 | 0 | 0 | 0 | 0 | 0 | 0
[10 empty] | 0 | 0 | 0 | 0 | 0 | 0 | 0 | 0 | 0 | 0 | 0 | 0 | 0 | 0 | 0 | 0 | 0 | 0 | 0 | 0 | 0 | 0 | 0 | 0 | 0 | 0 | 0 | 0
[10 empty] | 0 | 0 | 0 | 0 | 0 | 0 | 0 | 0 | 0 | 0 | 0 | 0 | 0 | 0 | 0 | 0 | 0 | 0 | 0 | 0 | 0 | 0 | 0 | 0 | 0 | 0 | 0 | 0
[10 empty] | 0 | 0 | 0 | 0 | 0 | 0 | 0 | 0 | 0 | 0 | 0 | 0 | 0 | 0 | 0 | 0 | 0 | 0 | 0 | 0 | 0 | 0 | 0 | 0 | 0 | 0 | 0 | 0
[10 empty] | 0 | 0 | 0 | 0 | 0 | 0 | 0 | 0 | 0 | 0 | 0 | 0 | 0 | 0 | 0 | 0 | 0 | 0 | 0 | 0 | 0 | 0 | 0 | 0 | 0 | 0 | 0 | 0
[10 empty] | 0 | 0 | 0 | 0 | 0 | 0 | 0 | 0 | 0 | 0 | 0 | 0 | 0 | 0 | 0 | 0 | 0 | 0 | 0 | 0 | 0 | 0 | 0 | 0 | 0 | 0 | 0 | 0
[10 empty] | 0 | 0 | 0 | 0 | 0 | 0 | 0 | 0 | 0 | 0 | 0 | 0 | 0 | 0 | 0 | 0 | 0 | 0 | 0 | 0 | 0 | 0 | 0 | 0 | 0 | 0 | 0 | 0
[10 empty] | 0 | 0 | 0 | 0 | 0 | 0 | 0 | 0 | 0 | 0 | 0 | 0 | 0 | 0 | 0 | 0 | 0 | 0 | 0 | 0 | 0 | 0 | 0 | 0 | 0 | 0 | 0 | 0
[10 empty] | 0 | 0 | 0 | 0 | 0 | 0 | 0 | 0 | 0 | 0 | 0 | 0 | 0 | 0 | 0 | 0 | 0 | 0 | 0 | 0 | 0 | 0 | 0 | 0 | 0 | 0 | 0 | 0
[10 empty] | 66061.086 | 63574.1103 | 61202.3268 | 58653.9722 | 55959.9805 | 53146.7007 | 50236.5716 | 47248.6967 | 44148.8375 | 40958.7464 | 37696.9387 | 34379.1689 | 31018.8367 | 27806.9966 | 24725.1522 | 21757.5022 | 18890.545 | 16112.7401 | 13743.4041 | 11722.4727 | 9998.7139 | 8528.4294 | 7274.3463 | 6204.6728 | 5292.292 | 4514.0744 | 3850.2916 | 3284.1164
[10 empty] | 0 | 4413.8477 | 8808.7853 | 13187.9171 | 17553.9064 | 22425.2199 | 27730.0785 | 33406.9598 | 39403.1327 | 45673.4014 | 51118.8184 | 55857.642 | 59991.239 | 63606.498 | 66777.8973 | 69569.278 | 72035.3637 | 74223.0628 | 76172.5854 | 77918.3995 | 79490.0522 | 80912.8719 | 82208.5715 | 83395.7645 | 84490.4085 | 85506.1837 | 86454.8189 | 87346.3702
[10 empty] | 0 | 0 | 0 | 0 | 0 | 0 | 0 | 0 | 0 | 0 | 0 | 0 | 0 | 0 | 0 | 0 | 0 | 0 | 0 | 0 | 0 | 0 | 0 | 0 | 0 | 0 | 0 | 0
[10 empty] | 0 | 0 | 0 | 0 | 0 | 0 | 0 | 0 | 0 | 0 | 0 | 0 | 0 | 0 | 0 | 0 | 0 | 0 | 0 | 0 | 0 | 0 | 0 | 0 | 0 | 0 | 0 | 0
[10 empty] | 0 | 0 | 0 | 0 | 0 | 0 | 0 | 0 | 0 | 0 | 0 | 0 | 0 | 0 | 0 | 0 | 0 | 0 | 0 | 0 | 0 | 0 | 0 | 0 | 0 | 0 | 0 | 0
[10 empty] | 0 | 0 | 0 | 0 | 0 | 0 | 0 | 0 | 0 | 0 | 0 | 0 | 0 | 0 | 0 | 0 | 0 | 0 | 0 | 0 | 0 | 0 | 0 | 0 | 0 | 0 | 0 | 0
[10 empty] | 0 | 0 | 0 | 0 | 0 | 0 | 0 | 0 | 0 | 0 | 0 | 0 | 0 | 0 | 0 | 0 | 0 | 0 | 0 | 0 | 0 | 0 | 0 | 0 | 0 | 0 | 0 | 0
[10 empty] | 0 | 0 | 0 | 0 | 0 | 0 | 0 | 0 | 0 | 0 | 0 | 0 | 0 | 0 | 0 | 0 | 0 | 0 | 0 | 0 | 0 | 0 | 0 | 0 | 0 | 0 | 0 | 0
[10 empty] | 0 | 0 | 0 | 0 | 0 | 0 | 0 | 0 | 0 | 0 | 0 | 0 | 0 | 0 | 0 | 0 | 0 | 0 | 0 | 0 | 0 | 0 | 0 | 0 | 0 | 0 | 0 | 0
[10 empty] | 0 | 0 | 0 | 0 | 0 | 0 | 0 | 0 | 0 | 0 | 0 | 0 | 0 | 0 | 0 | 0 | 0 | 0 | 0 | 0 | 0 | 0 | 0 | 0 | 0 | 0 | 0 | 0
[10 empty] | 0 | 0 | 0 | 0 | 0 | 0 | 0 | 0 | 0 | 0 | 0 | 0 | 0 | 0 | 0 | 0 | 0 | 0 | 0 | 0 | 0 | 0 | 0 | 0 | 0 | 0 | 0 | 0
[10 empty] | 76248.697 | 72289.1704 | 68351.261 | 64431.8805 | 60528.382 | 56122.3149 | 51285.4748 | 46079.4007 | 40556.8404 | 34763.006 | 29796.8623 | 25540.1677 | 21891.5723 | 18764.2048 | 16083.6041 | 13785.9464 | 11816.5255 | 10128.4504 | 8681.5289 | 7441.3105 | 6378.2662 | 5467.0853 | 4686.0731 | 4016.6341 | 3442.8292 | 2950.9965 | 2529.4255 | 2168.079
[10 empty] | 0 | 9393.3863 | 17627.0822 | 25011.6876 | 31752.8709 | 35829.9401 | 38174.8761 | 39395.8509 | 39889.6858 | 39915.2547 | 39641.3941 | 39178.1754 | 38597.316 | 37945.5019 | 37253.0834 | 36539.751 | 35818.24 | 35096.748 | 34380.5137 | 33672.8468 | 32975.7997 | 32290.607 | 31617.9715 | 30958.251 | 30311.5801 | 29677.9501 | 29057.2606 | 28449.3533
[10 empty] | 0 | 0 | 0 | 0 | 0 | 0 | 0 | 0 | 0 | 0 | 0 | 0 | 0 | 0 | 0 | 0 | 0 | 0 | 0 | 0 | 0 | 0 | 0 | 0 | 0 | 0 | 0 | 0
[10 empty] | 0 | 0 | 0 | 0 | 0 | 0 | 0 | 0 | 0 | 0 | 0 | 0 | 0 | 0 | 0 | 0 | 0 | 0 | 0 | 0 | 0 | 0 | 0 | 0 | 0 | 0 | 0 | 0
[10 empty] | 0 | 0 | 0 | 0 | 0 | 0 | 0 | 0 | 0 | 0 | 0 | 0 | 0 | 0 | 0 | 0 | 0 | 0 | 0 | 0 | 0 | 0 | 0 | 0 | 0 | 0 | 0 | 0
[10 empty] | 0 | 0 | 0 | 0 | 0 | 0 | 0 | 0 | 0 | 0 | 0 | 0 | 0 | 0 | 0 | 0 | 0 | 0 | 0 | 0 | 0 | 0 | 0 | 0 | 0 | 0 | 0 | 0
[10 empty] | 0 | 0 | 0 | 0 | 0 | 0 | 0 | 0 | 0 | 0 | 0 | 0 | 0 | 0 | 0 | 0 | 0 | 0 | 0 | 0 | 0 | 0 | 0 | 0 | 0 | 0 | 0 | 0
[10 empty] | 0 | 0 | 0 | 0 | 0 | 0 | 0 | 0 | 0 | 0 | 0 | 0 | 0 | 0 | 0 | 0 | 0 | 0 | 0 | 0 | 0 | 0 | 0 | 0 | 0 | 0 | 0 | 0
[10 empty] | 0 | 0 | 0 | 0 | 0 | 0 | 0 | 0 | 0 | 0 | 0 | 0 | 0 | 0 | 0 | 0 | 0 | 0 | 0 | 0 | 0 | 0 | 0 | 0 | 0 | 0 | 0 | 0
[10 empty] | 0 | 0 | 0 | 0 | 0 | 0 | 0 | 0 | 0 | 0 | 0 | 0 | 0 | 0 | 0 | 0 | 0 | 0 | 0 | 0 | 0 | 0 | 0 | 0 | 0 | 0 | 0 | 0
[10 empty] | 0 | 0 | 0 | 0 | 0 | 0 | 0 | 0 | 0 | 0 | 0 | 0 | 0 | 0 | 0 | 0 | 0 | 0 | 0 | 0 | 0 | 0 | 0 | 0 | 0 | 0 | 0 | 0
[10 empty] | 50369.7541 | 39921.8918 | 30655.7951 | 22260.4019 | 14529.5913 | 9483.6124 | 6190.0505 | 4040.3091 | 2637.1509 | 1721.2953 | 1123.507 | 733.3245 | 478.6484 | 312.4187 | 203.9188 | 133.0999 | 86.8757 | 56.7046 | 37.0117 | 24.1579 | 15.7681 | 10.292 | 6.7177 | 4.3847 | 2.8619 | 1.868 | 1.2193 | 0.79583
[10 empty] | 0 | 2678.2933 | 6992.5973 | 12266.1251 | 18060.5539 | 24093.1134 | 30182.4707 | 36213.4112 | 39804.1728 | 41809.4415 | 42786.9285 | 43100.5091 | 42987.5431 | 42602.8156 | 42047.2172 | 41386.4638 | 40663.3155 | 39905.5515 | 39131.1759 | 38351.8146 | 37574.9336 | 36805.2858 | 36045.856 | 35298.4774 | 34564.2337 | 33843.7222 | 33137.2245 | 32444.8189
[10 empty] | 0 | 0 | 0 | 0 | 0 | 0 | 0 | 0 | 0 | 0 | 0 | 0 | 0 | 0 | 0 | 0 | 0 | 0 | 0 | 0 | 0 | 0 | 0 | 0 | 0 | 0 | 0 | 0
[10 empty] | 0 | 0 | 0 | 0 | 0 | 0 | 0 | 0 | 0 | 0 | 0 | 0 | 0 | 0 | 0 | 0 | 0 | 0 | 0 | 0 | 0 | 0 | 0 | 0 | 0 | 0 | 0 | 0
[10 empty] | 0 | 0 | 0 | 0 | 0 | 0 | 0 | 0 | 0 | 0 | 0 | 0 | 0 | 0 | 0 | 0 | 0 | 0 | 0 | 0 | 0 | 0 | 0 | 0 | 0 | 0 | 0 | 0
[10 empty] | 0 | 0 | 0 | 0 | 0 | 0 | 0 | 0 | 0 | 0 | 0 | 0 | 0 | 0 | 0 | 0 | 0 | 0 | 0 | 0 | 0 | 0 | 0 | 0 | 0 | 0 | 0 | 0
[10 empty] | 0 | 0 | 0 | 0 | 0 | 0 | 0 | 0 | 0 | 0 | 0 | 0 | 0 | 0 | 0 | 0 | 0 | 0 | 0 | 0 | 0 | 0 | 0 | 0 | 0 | 0 | 0 | 0
[10 empty] | 0 | 0 | 0 | 0 | 0 | 0 | 0 | 0 | 0 | 0 | 0 | 0 | 0 | 0 | 0 | 0 | 0 | 0 | 0 | 0 | 0 | 0 | 0 | 0 | 0 | 0 | 0 | 0
[10 empty] | 0 | 0 | 0 | 0 | 0 | 0 | 0 | 0 | 0 | 0 | 0 | 0 | 0 | 0 | 0 | 0 | 0 | 0 | 0 | 0 | 0 | 0 | 0 | 0 | 0 | 0 | 0 | 0
[10 empty] | 0 | 0 | 0 | 0 | 0 | 0 | 0 | 0 | 0 | 0 | 0 | 0 | 0 | 0 | 0 | 0 | 0 | 0 | 0 | 0 | 0 | 0 | 0 | 0 | 0 | 0 | 0 | 0
[10 empty] | 0 | 0 | 0 | 0 | 0 | 0 | 0 | 0 | 0 | 0 | 0 | 0 | 0 | 0 | 0 | 0 | 0 | 0 | 0 | 0 | 0 | 0 | 0 | 0 | 0 | 0 | 0 | 0
[10 empty] | 57446.7906 | 53565.8657 | 48074.1067 | 41647.7737 | 34724.6733 | 27587.0706 | 20415.8039 | 13325.6034 | 8697.7572 | 5677.1148 | 3705.5107 | 2418.6246 | 1578.661 | 1030.4081 | 672.5579 | 438.9854 | 286.5302 | 187.0212 | 122.0706 | 79.6768 | 52.0058 | 33.9447 | 22.1561 | 14.4615 | 9.4392 | 6.161 | 4.0214 | 2.6248
[10 empty] | 0 | 18256.1785 | 36512.386 | 54768.6226 | 73024.8882 | 85214.5571 | 93359.8379 | 98808.8696 | 102460.4116 | 104913.637 | 106567.9943 | 107689.7825 | 108456.5346 | 108986.6055 | 109358.8988 | 109626.0167 | 109823.0275 | 109973.3099 | 110092.4499 | 110190.8381 | 110275.4014 | 110350.758 | 110419.9865 | 110485.1394 | 110547.5851 | 110608.2358 | 110667.6996 | 110726.3819
[10 empty] | 0 | 0 | 0 | 0 | 0 | 0 | 0 | 0 | 0 | 0 | 0 | 0 | 0 | 0 | 0 | 0 | 0 | 0 | 0 | 0 | 0 | 0 | 0 | 0 | 0 | 0 | 0 | 0
[10 empty] | 0 | 0 | 0 | 0 | 0 | 0 | 0 | 0 | 0 | 0 | 0 | 0 | 0 | 0 | 0 | 0 | 0 | 0 | 0 | 0 | 0 | 0 | 0 | 0 | 0 | 0 | 0 | 0
[10 empty] | 0 | 0 | 0 | 0 | 0 | 0 | 0 | 0 | 0 | 0 | 0 | 0 | 0 | 0 | 0 | 0 | 0 | 0 | 0 | 0 | 0 | 0 | 0 | 0 | 0 | 0 | 0 | 0
[10 empty] | 0 | 0 | 0 | 0 | 0 | 0 | 0 | 0 | 0 | 0 | 0 | 0 | 0 | 0 | 0 | 0 | 0 | 0 | 0 | 0 | 0 | 0 | 0 | 0 | 0 | 0 | 0 | 0
[10 empty] | 0 | 0 | 0 | 0 | 0 | 0 | 0 | 0 | 0 | 0 | 0 | 0 | 0 | 0 | 0 | 0 | 0 | 0 | 0 | 0 | 0 | 0 | 0 | 0 | 0 | 0 | 0 | 0
[10 empty] | 0 | 0 | 0 | 0 | 0 | 0 | 0 | 0 | 0 | 0 | 0 | 0 | 0 | 0 | 0 | 0 | 0 | 0 | 0 | 0 | 0 | 0 | 0 | 0 | 0 | 0 | 0 | 0
[10 empty] | 0 | 0 | 0 | 0 | 0 | 0 | 0 | 0 | 0 | 0 | 0 | 0 | 0 | 0 | 0 | 0 | 0 | 0 | 0 | 0 | 0 | 0 | 0 | 0 | 0 | 0 | 0 | 0
[10 empty] | 0 | 0 | 0 | 0 | 0 | 0 | 0 | 0 | 0 | 0 | 0 | 0 | 0 | 0 | 0 | 0 | 0 | 0 | 0 | 0 | 0 | 0 | 0 | 0 | 0 | 0 | 0 | 0
[10 empty] | 0 | 0 | 0 | 0 | 0 | 0 | 0 | 0 | 0 | 0 | 0 | 0 | 0 | 0 | 0 | 0 | 0 | 0 | 0 | 0 | 0 | 0 | 0 | 0 | 0 | 0 | 0 | 0
[10 empty] | 109199.2648 | 90999.3874 | 72799.5099 | 54599.6324 | 36399.7549 | 24266.5033 | 16177.6689 | 10785.1126 | 7190.0751 | 4793.3834 | 3195.5889 | 2130.3926 | 1420.2617 | 946.8412 | 631.2274 | 420.8183 | 280.5455 | 187.0304 | 124.6869 | 83.1246 | 55.4164 | 36.9443 | 24.6295 | 16.4197 | 10.9464 | 7.2976 | 4.8651 | 3.2434
[10 empty] | 0 | 7436.6206 | 14684.3413 | 21746.7608 | 28627.417 | 35329.7877 | 40462.0485 | 44356.2263 | 47274.5427 | 49424.0851 | 50968.3939 | 52036.6147 | 52730.7269 | 53131.2536 | 53301.7709 | 53292.4698 | 53142.9698 | 52884.5405 | 52541.8572 | 52134.3866 | 51677.4818 | 51183.2476 | 50661.2227 | 50118.9198 | 49562.2515 | 48995.8667 | 48423.4167 | 47847.765
[10 empty] | 0 | 0 | 0 | 0 | 0 | 0 | 0 | 0 | 0 | 0 | 0 | 0 | 0 | 0 | 0 | 0 | 0 | 0 | 0 | 0 | 0 | 0 | 0 | 0 | 0 | 0 | 0 | 0
[10 empty] | 0 | 0 | 0 | 0 | 0 | 0 | 0 | 0 | 0 | 0 | 0 | 0 | 0 | 0 | 0 | 0 | 0 | 0 | 0 | 0 | 0 | 0 | 0 | 0 | 0 | 0 | 0 | 0
[10 empty] | 0 | 0 | 0 | 0 | 0 | 0 | 0 | 0 | 0 | 0 | 0 | 0 | 0 | 0 | 0 | 0 | 0 | 0 | 0 | 0 | 0 | 0 | 0 | 0 | 0 | 0 | 0 | 0
[10 empty] | 0 | 0 | 0 | 0 | 0 | 0 | 0 | 0 | 0 | 0 | 0 | 0 | 0 | 0 | 0 | 0 | 0 | 0 | 0 | 0 | 0 | 0 | 0 | 0 | 0 | 0 | 0 | 0
[10 empty] | 0 | 0 | 0 | 0 | 0 | 0 | 0 | 0 | 0 | 0 | 0 | 0 | 0 | 0 | 0 | 0 | 0 | 0 | 0 | 0 | 0 | 0 | 0 | 0 | 0 | 0 | 0 | 0
[10 empty] | 0 | 0 | 0 | 0 | 0 | 0 | 0 | 0 | 0 | 0 | 0 | 0 | 0 | 0 | 0 | 0 | 0 | 0 | 0 | 0 | 0 | 0 | 0 | 0 | 0 | 0 | 0 | 0
[10 empty] | 0 | 0 | 0 | 0 | 0 | 0 | 0 | 0 | 0 | 0 | 0 | 0 | 0 | 0 | 0 | 0 | 0 | 0 | 0 | 0 | 0 | 0 | 0 | 0 | 0 | 0 | 0 | 0
[10 empty] | 0 | 0 | 0 | 0 | 0 | 0 | 0 | 0 | 0 | 0 | 0 | 0 | 0 | 0 | 0 | 0 | 0 | 0 | 0 | 0 | 0 | 0 | 0 | 0 | 0 | 0 | 0 | 0
[10 empty] | 0 | 0 | 0 | 0 | 0 | 0 | 0 | 0 | 0 | 0 | 0 | 0 | 0 | 0 | 0 | 0 | 0 | 0 | 0 | 0 | 0 | 0 | 0 | 0 | 0 | 0 | 0 | 0
[10 empty] | 67790.5696 | 59492.9646 | 51395.1944 | 43493.5217 | 35784.2713 | 28263.8302 | 22323.8889 | 17632.2887 | 13926.6777 | 10999.8399 | 8688.1078 | 6862.2105 | 5420.0448 | 4280.9653 | 3381.2754 | 2670.6648 | 2109.3965 | 1666.0846 | 1315.9394 | 1039.3809 | 820.9441 | 648.414 | 512.143 | 404.5108 | 319.4986 | 252.3526 | 199.318 | 157.4293
[10 empty] | 0 | 2696.6192 | 7538.4529 | 14085.1038 | 21984.8386 | 30956.7413 | 40776.4594 | 51264.8185 | 62278.7289 | 73703.9226 | 82791.1163 | 90010.9639 | 95739.3861 | 100276.6382 | 103862.5399 | 106688.64 | 108907.9321 | 110642.6154 | 111990.2926 | 113028.9208 | 113820.7659 | 114415.5607 | 114853.0277 | 115164.8942 | 115376.501 | 115508.0884 | 115575.8225 | 115592.6157
[10 empty] | 0 | 0 | 0 | 0 | 0 | 0 | 0 | 0 | 0 | 0 | 0 | 0 | 0 | 0 | 0 | 0 | 0 | 0 | 0 | 0 | 0 | 0 | 0 | 0 | 0 | 0 | 0 | 0
[10 empty] | 0 | 0 | 0 | 0 | 0 | 0 | 0 | 0 | 0 | 0 | 0 | 0 | 0 | 0 | 0 | 0 | 0 | 0 | 0 | 0 | 0 | 0 | 0 | 0 | 0 | 0 | 0 | 0
[10 empty] | 0 | 0 | 0 | 0 | 0 | 0 | 0 | 0 | 0 | 0 | 0 | 0 | 0 | 0 | 0 | 0 | 0 | 0 | 0 | 0 | 0 | 0 | 0 | 0 | 0 | 0 | 0 | 0
[10 empty] | 0 | 0 | 0 | 0 | 0 | 0 | 0 | 0 | 0 | 0 | 0 | 0 | 0 | 0 | 0 | 0 | 0 | 0 | 0 | 0 | 0 | 0 | 0 | 0 | 0 | 0 | 0 | 0
[10 empty] | 0 | 0 | 0 | 0 | 0 | 0 | 0 | 0 | 0 | 0 | 0 | 0 | 0 | 0 | 0 | 0 | 0 | 0 | 0 | 0 | 0 | 0 | 0 | 0 | 0 | 0 | 0 | 0
[10 empty] | 0 | 0 | 0 | 0 | 0 | 0 | 0 | 0 | 0 | 0 | 0 | 0 | 0 | 0 | 0 | 0 | 0 | 0 | 0 | 0 | 0 | 0 | 0 | 0 | 0 | 0 | 0 | 0
[10 empty] | 0 | 0 | 0 | 0 | 0 | 0 | 0 | 0 | 0 | 0 | 0 | 0 | 0 | 0 | 0 | 0 | 0 | 0 | 0 | 0 | 0 | 0 | 0 | 0 | 0 | 0 | 0 | 0
[10 empty] | 0 | 0 | 0 | 0 | 0 | 0 | 0 | 0 | 0 | 0 | 0 | 0 | 0 | 0 | 0 | 0 | 0 | 0 | 0 | 0 | 0 | 0 | 0 | 0 | 0 | 0 | 0 | 0
[10 empty] | 0 | 0 | 0 | 0 | 0 | 0 | 0 | 0 | 0 | 0 | 0 | 0 | 0 | 0 | 0 | 0 | 0 | 0 | 0 | 0 | 0 | 0 | 0 | 0 | 0 | 0 | 0 | 0
[10 empty] | 121542.3313 | 118651.2444 | 113615.2541 | 106874.7572 | 98781.4867 | 89616.3579 | 79603.7228 | 68922.7554 | 57716.5449 | 46099.3587 | 36820.4798 | 29409.2536 | 23489.7591 | 18761.7404 | 14985.3773 | 11969.1205 | 9559.9759 | 7635.744 | 6098.8214 | 4871.2507 | 3890.7653 | 3107.6321 | 2482.1279 | 1982.5252 | 1583.4825 | 1264.7592 | 1010.1884 | 806.8577
[10 empty] | 0 | 16983.3399 | 33255.5974 | 48839.1019 | 63755.5596 | 78026.0697 | 86578.2991 | 91414.1066 | 93839.7915 | 94707.6618 | 94573.7072 | 93800.5145 | 92624.4407 | 91199.4579 | 89625.7711 | 87968.4969 | 86269.8556 | 84557.1286 | 82847.8525 | 81153.2088 | 79480.2366 | 77833.2767 | 76214.9139 | 74626.5921 | 73069.0157 | 71542.4112 | 70046.6982 | 68581.6008
[10 empty] | 0 | 0 | 0 | 0 | 0 | 0 | 0 | 0 | 0 | 0 | 0 | 0 | 0 | 0 | 0 | 0 | 0 | 0 | 0 | 0 | 0 | 0 | 0 | 0 | 0 | 0 | 0 | 0
[10 empty] | 0 | 0 | 0 | 0 | 0 | 0 | 0 | 0 | 0 | 0 | 0 | 0 | 0 | 0 | 0 | 0 | 0 | 0 | 0 | 0 | 0 | 0 | 0 | 0 | 0 | 0 | 0 | 0
[10 empty] | 0 | 0 | 0 | 0 | 0 | 0 | 0 | 0 | 0 | 0 | 0 | 0 | 0 | 0 | 0 | 0 | 0 | 0 | 0 | 0 | 0 | 0 | 0 | 0 | 0 | 0 | 0 | 0
[10 empty] | 0 | 0 | 0 | 0 | 0 | 0 | 0 | 0 | 0 | 0 | 0 | 0 | 0 | 0 | 0 | 0 | 0 | 0 | 0 | 0 | 0 | 0 | 0 | 0 | 0 | 0 | 0 | 0
[10 empty] | 0 | 0 | 0 | 0 | 0 | 0 | 0 | 0 | 0 | 0 | 0 | 0 | 0 | 0 | 0 | 0 | 0 | 0 | 0 | 0 | 0 | 0 | 0 | 0 | 0 | 0 | 0 | 0
[10 empty] | 0 | 0 | 0 | 0 | 0 | 0 | 0 | 0 | 0 | 0 | 0 | 0 | 0 | 0 | 0 | 0 | 0 | 0 | 0 | 0 | 0 | 0 | 0 | 0 | 0 | 0 | 0 | 0
[10 empty] | 0 | 0 | 0 | 0 | 0 | 0 | 0 | 0 | 0 | 0 | 0 | 0 | 0 | 0 | 0 | 0 | 0 | 0 | 0 | 0 | 0 | 0 | 0 | 0 | 0 | 0 | 0 | 0
[10 empty] | 0 | 0 | 0 | 0 | 0 | 0 | 0 | 0 | 0 | 0 | 0 | 0 | 0 | 0 | 0 | 0 | 0 | 0 | 0 | 0 | 0 | 0 | 0 | 0 | 0 | 0 | 0 | 0
[10 empty] | 0 | 0 | 0 | 0 | 0 | 0 | 0 | 0 | 0 | 0 | 0 | 0 | 0 | 0 | 0 | 0 | 0 | 0 | 0 | 0 | 0 | 0 | 0 | 0 | 0 | 0 | 0 | 0
[10 empty] | 121425.3841 | 101900.0395 | 83138.9935 | 65118.8025 | 47816.6697 | 31210.4279 | 20371.3645 | 13296.5973 | 8678.8247 | 5664.7573 | 3697.4449 | 2413.36 | 1575.2247 | 1028.1652 | 671.0939 | 438.0298 | 285.9065 | 186.6141 | 121.8049 | 79.5033 | 51.8926 | 33.8708 | 22.1078 | 14.43 | 9.4186 | 6.1476 | 4.0126 | 2.6191
[10 empty] | 0 | 11096.7589 | 22158.0082 | 33183.833 | 44174.3185 | 55129.5495 | 62380.1878 | 67165.1152 | 70308.9311 | 72360.4888 | 73685.105 | 74525.9344 | 75044.8207 | 75349.4868 | 75511.6331 | 75578.9833 | 75583.302 | 75545.7319 | 75480.3453 | 75396.5086 | 75300.456 | 75196.3369 | 75086.9131 | 74974.0226 | 74858.8889 | 74742.3259 | 74624.8757 | 74506.8985
[10 empty] | 0 | 0 | 0 | 0 | 0 | 0 | 0 | 0 | 0 | 0 | 0 | 0 | 0 | 0 | 0 | 0 | 0 | 0 | 0 | 0 | 0 | 0 | 0 | 0 | 0 | 0 | 0 | 0
[10 empty] | 0 | 0 | 0 | 0 | 0 | 0 | 0 | 0 | 0 | 0 | 0 | 0 | 0 | 0 | 0 | 0 | 0 | 0 | 0 | 0 | 0 | 0 | 0 | 0 | 0 | 0 | 0 | 0
[10 empty] | 0 | 0 | 0 | 0 | 0 | 0 | 0 | 0 | 0 | 0 | 0 | 0 | 0 | 0 | 0 | 0 | 0 | 0 | 0 | 0 | 0 | 0 | 0 | 0 | 0 | 0 | 0 | 0
[10 empty] | 0 | 0 | 0 | 0 | 0 | 0 | 0 | 0 | 0 | 0 | 0 | 0 | 0 | 0 | 0 | 0 | 0 | 0 | 0 | 0 | 0 | 0 | 0 | 0 | 0 | 0 | 0 | 0
[10 empty] | 0 | 0 | 0 | 0 | 0 | 0 | 0 | 0 | 0 | 0 | 0 | 0 | 0 | 0 | 0 | 0 | 0 | 0 | 0 | 0 | 0 | 0 | 0 | 0 | 0 | 0 | 0 | 0
[10 empty] | 0 | 0 | 0 | 0 | 0 | 0 | 0 | 0 | 0 | 0 | 0 | 0 | 0 | 0 | 0 | 0 | 0 | 0 | 0 | 0 | 0 | 0 | 0 | 0 | 0 | 0 | 0 | 0
[10 empty] | 0 | 0 | 0 | 0 | 0 | 0 | 0 | 0 | 0 | 0 | 0 | 0 | 0 | 0 | 0 | 0 | 0 | 0 | 0 | 0 | 0 | 0 | 0 | 0 | 0 | 0 | 0 | 0
[10 empty] | 0 | 0 | 0 | 0 | 0 | 0 | 0 | 0 | 0 | 0 | 0 | 0 | 0 | 0 | 0 | 0 | 0 | 0 | 0 | 0 | 0 | 0 | 0 | 0 | 0 | 0 | 0 | 0
[10 empty] | 0 | 0 | 0 | 0 | 0 | 0 | 0 | 0 | 0 | 0 | 0 | 0 | 0 | 0 | 0 | 0 | 0 | 0 | 0 | 0 | 0 | 0 | 0 | 0 | 0 | 0 | 0 | 0
[10 empty] | 77801.7951 | 66580.5533 | 55395.0204 | 44245.1107 | 33130.7389 | 22051.8198 | 14677.6913 | 9769.4713 | 6502.5601 | 4328.104 | 2880.786 | 1917.4512 | 1276.2555 | 849.4757 | 565.411 | 376.3376 | 250.4903 | 166.7263 | 110.973 | 73.8637 | 49.1637 | 32.7233 | 21.7806 | 14.4972 | 9.6493 | 6.4226 | 4.2749 | 2.8454
[10 empty] | 0 | 361.9726 | 776.41 | 1258.2673 | 1799.6261 | 2407.7779 | 3150.5103 | 3898.7241 | 4878.7005 | 6006.4736 | 7269.4505 | 8640.7298 | 10182.7763 | 11672.6755 | 13508.6008 | 15481.5602 | 17607.018 | 19914.9632 | 22412.7214 | 24988.8185 | 28028.177 | 31632.3969 | 35880.2104 | 40739.3018 | 46302.5007 | 52623.4563 | 59805.7679 | 67967.1212
[10 empty] | 0 | 0 | 0 | 0 | 0 | 0 | 0 | 0 | 0 | 0 | 0 | 0 | 0 | 0 | 0 | 0 | 0 | 0 | 0 | 0 | 0 | 0 | 0 | 0 | 0 | 0 | 0 | 0
[10 empty] | 0 | 0 | 0 | 0 | 0 | 0 | 0 | 0 | 0 | 0 | 0 | 0 | 0 | 0 | 0 | 0 | 0 | 0 | 0 | 0 | 0 | 0 | 0 | 0 | 0 | 0 | 0 | 0
[10 empty] | 0 | 0 | 0 | 0 | 0 | 0 | 0 | 0 | 0 | 0 | 0 | 0 | 0 | 0 | 0 | 0 | 0 | 0 | 0 | 0 | 0 | 0 | 0 | 0 | 0 | 0 | 0 | 0
[10 empty] | 0 | 0 | 0 | 0 | 0 | 0 | 0 | 0 | 0 | 0 | 0 | 0 | 0 | 0 | 0 | 0 | 0 | 0 | 0 | 0 | 0 | 0 | 0 | 0 | 0 | 0 | 0 | 0
[10 empty] | 0 | 0 | 0 | 0 | 0 | 0 | 0 | 0 | 0 | 0 | 0 | 0 | 0 | 0 | 0 | 0 | 0 | 0 | 0 | 0 | 0 | 0 | 0 | 0 | 0 | 0 | 0 | 0
[10 empty] | 0 | 0 | 0 | 0 | 0 | 0 | 0 | 0 | 0 | 0 | 0 | 0 | 0 | 0 | 0 | 0 | 0 | 0 | 0 | 0 | 0 | 0 | 0 | 0 | 0 | 0 | 0 | 0
[10 empty] | 0 | 0 | 0 | 0 | 0 | 0 | 0 | 0 | 0 | 0 | 0 | 0 | 0 | 0 | 0 | 0 | 0 | 0 | 0 | 0 | 0 | 0 | 0 | 0 | 0 | 0 | 0 | 0
[10 empty] | 0 | 0 | 0 | 0 | 0 | 0 | 0 | 0 | 0 | 0 | 0 | 0 | 0 | 0 | 0 | 0 | 0 | 0 | 0 | 0 | 0 | 0 | 0 | 0 | 0 | 0 | 0 | 0
[10 empty] | 0 | 0 | 0 | 0 | 0 | 0 | 0 | 0 | 0 | 0 | 0 | 0 | 0 | 0 | 0 | 0 | 0 | 0 | 0 | 0 | 0 | 0 | 0 | 0 | 0 | 0 | 0 | 0
[10 empty] | 1260.7676 | 1163.7855 | 1066.8034 | 969.8213 | 872.8391 | 775.857 | 678.8749 | 581.8928 | 484.9106 | 387.9285 | 310.3428 | 248.2742 | 198.6194 | 158.8955 | 127.1164 | 101.6931 | 81.3545 | 65.0836 | 52.0669 | 41.6535 | 33.3228 | 26.6582 | 21.3266 | 17.0613 | 13.649 | 10.9192 | 8.7354 | 6.9883
[10 empty] | 0 | 216.5726 | 432.4522 | 647.6404 | 862.1389 | 1075.9493 | 1289.0734 | 1501.5126 | 1713.2688 | 1924.3435 | 2134.7384 | 2314.0077 | 2466.6417 | 2596.4833 | 2706.8211 | 2800.4694 | 2879.8364 | 2946.9831 | 3003.6734 | 3051.4165 | 3091.5042 | 3125.0418 | 3152.9753 | 3176.1141 | 3195.151 | 3210.6788 | 3223.2049 | 3233.1635
[10 empty] | 0 | 0 | 0 | 0 | 0 | 0 | 0 | 0 | 0 | 0 | 0 | 0 | 0 | 0 | 0 | 0 | 0 | 0 | 0 | 0 | 0 | 0 | 0 | 0 | 0 | 0 | 0 | 0
[10 empty] | 0 | 0 | 0 | 0 | 0 | 0 | 0 | 0 | 0 | 0 | 0 | 0 | 0 | 0 | 0 | 0 | 0 | 0 | 0 | 0 | 0 | 0 | 0 | 0 | 0 | 0 | 0 | 0
[10 empty] | 0 | 0 | 0 | 0 | 0 | 0 | 0 | 0 | 0 | 0 | 0 | 0 | 0 | 0 | 0 | 0 | 0 | 0 | 0 | 0 | 0 | 0 | 0 | 0 | 0 | 0 | 0 | 0
[10 empty] | 0 | 0 | 0 | 0 | 0 | 0 | 0 | 0 | 0 | 0 | 0 | 0 | 0 | 0 | 0 | 0 | 0 | 0 | 0 | 0 | 0 | 0 | 0 | 0 | 0 | 0 | 0 | 0
[10 empty] | 0 | 0 | 0 | 0 | 0 | 0 | 0 | 0 | 0 | 0 | 0 | 0 | 0 | 0 | 0 | 0 | 0 | 0 | 0 | 0 | 0 | 0 | 0 | 0 | 0 | 0 | 0 | 0
[10 empty] | 0 | 0 | 0 | 0 | 0 | 0 | 0 | 0 | 0 | 0 | 0 | 0 | 0 | 0 | 0 | 0 | 0 | 0 | 0 | 0 | 0 | 0 | 0 | 0 | 0 | 0 | 0 | 0
[10 empty] | 0 | 0 | 0 | 0 | 0 | 0 | 0 | 0 | 0 | 0 | 0 | 0 | 0 | 0 | 0 | 0 | 0 | 0 | 0 | 0 | 0 | 0 | 0 | 0 | 0 | 0 | 0 | 0
[10 empty] | 0 | 0 | 0 | 0 | 0 | 0 | 0 | 0 | 0 | 0 | 0 | 0 | 0 | 0 | 0 | 0 | 0 | 0 | 0 | 0 | 0 | 0 | 0 | 0 | 0 | 0 | 0 | 0
[10 empty] | 0 | 0 | 0 | 0 | 0 | 0 | 0 | 0 | 0 | 0 | 0 | 0 | 0 | 0 | 0 | 0 | 0 | 0 | 0 | 0 | 0 | 0 | 0 | 0 | 0 | 0 | 0 | 0
[10 empty] | 3470.7148 | 3248.5891 | 3027.1652 | 2806.4416 | 2586.4166 | 2367.0885 | 2148.4556 | 1930.5163 | 1713.2688 | 1496.7116 | 1280.8431 | 1096.1089 | 938.0187 | 802.7296 | 686.953 | 587.8748 | 503.0864 | 430.527 | 368.4327 | 315.2942 | 269.8198 | 230.904 | 197.6011 | 169.1014 | 144.7121 | 123.8405 | 105.9792 | 90.6939
[10 empty] | 0 | 593.4021 | 1184.9052 | 1774.5141 | 2362.2331 | 2948.067 | 3532.0201 | 4114.097 | 4610.4754 | 5033.5182 | 5393.8054 | 5700.3908 | 5961.0227 | 6182.3315 | 6369.9915 | 6528.8587 | 6663.0885 | 6776.2372 | 6871.3479 | 6951.0251 | 7017.4974 | 7072.672 | 7118.1812 | 7155.4218 | 7185.589 | 7209.7057 | 7228.6473 | 7243.1629
[10 empty] | 0 | 0 | 0 | 0 | 0 | 0 | 0 | 0 | 0 | 0 | 0 | 0 | 0 | 0 | 0 | 0 | 0 | 0 | 0 | 0 | 0 | 0 | 0 | 0 | 0 | 0 | 0 | 0
[10 empty] | 0 | 0 | 0 | 0 | 0 | 0 | 0 | 0 | 0 | 0 | 0 | 0 | 0 | 0 | 0 | 0 | 0 | 0 | 0 | 0 | 0 | 0 | 0 | 0 | 0 | 0 | 0 | 0
[10 empty] | 0 | 0 | 0 | 0 | 0 | 0 | 0 | 0 | 0 | 0 | 0 | 0 | 0 | 0 | 0 | 0 | 0 | 0 | 0 | 0 | 0 | 0 | 0 | 0 | 0 | 0 | 0 | 0
[10 empty] | 0 | 0 | 0 | 0 | 0 | 0 | 0 | 0 | 0 | 0 | 0 | 0 | 0 | 0 | 0 | 0 | 0 | 0 | 0 | 0 | 0 | 0 | 0 | 0 | 0 | 0 | 0 | 0
[10 empty] | 0 | 0 | 0 | 0 | 0 | 0 | 0 | 0 | 0 | 0 | 0 | 0 | 0 | 0 | 0 | 0 | 0 | 0 | 0 | 0 | 0 | 0 | 0 | 0 | 0 | 0 | 0 | 0
[10 empty] | 0 | 0 | 0 | 0 | 0 | 0 | 0 | 0 | 0 | 0 | 0 | 0 | 0 | 0 | 0 | 0 | 0 | 0 | 0 | 0 | 0 | 0 | 0 | 0 | 0 | 0 | 0 | 0
[10 empty] | 0 | 0 | 0 | 0 | 0 | 0 | 0 | 0 | 0 | 0 | 0 | 0 | 0 | 0 | 0 | 0 | 0 | 0 | 0 | 0 | 0 | 0 | 0 | 0 | 0 | 0 | 0 | 0
[10 empty] | 0 | 0 | 0 | 0 | 0 | 0 | 0 | 0 | 0 | 0 | 0 | 0 | 0 | 0 | 0 | 0 | 0 | 0 | 0 | 0 | 0 | 0 | 0 | 0 | 0 | 0 | 0 | 0
[10 empty] | 0 | 0 | 0 | 0 | 0 | 0 | 0 | 0 | 0 | 0 | 0 | 0 | 0 | 0 | 0 | 0 | 0 | 0 | 0 | 0 | 0 | 0 | 0 | 0 | 0 | 0 | 0 | 0
[10 empty] | 7726.5893 | 7120.8247 | 6516.9788 | 5915.0469 | 5315.0246 | 4716.9071 | 4120.6901 | 3526.3688 | 3017.7657 | 2582.5177 | 2210.0448 | 1891.2932 | 1618.5147 | 1385.0786 | 1185.3107 | 1014.355 | 868.0561 | 742.8576 | 635.7163 | 544.0278 | 465.5635 | 398.4159 | 340.953 | 291.7778 | 249.6951 | 213.6819 | 182.8629 | 156.4888
[10 empty] | 0 | 9315.012 | 18600.2159 | 27855.6834 | 37081.4857 | 44426.5864 | 50269.571 | 54912.8234 | 58597.8636 | 61517.5982 | 63826.1058 | 65646.4517 | 67076.9308 | 68196.0529 | 69066.5256 | 69738.4344 | 70251.7836 | 70638.5254 | 70924.1805 | 71129.133 | 71269.6637 | 71358.7765 | 71406.8579 | 71422.2035 | 71411.4395 | 71379.8578 | 71331.6855 | 71270.2987
[10 empty] | 0 | 0 | 0 | 0 | 0 | 0 | 0 | 0 | 0 | 0 | 0 | 0 | 0 | 0 | 0 | 0 | 0 | 0 | 0 | 0 | 0 | 0 | 0 | 0 | 0 | 0 | 0 | 0
[10 empty] | 0 | 0 | 0 | 0 | 0 | 0 | 0 | 0 | 0 | 0 | 0 | 0 | 0 | 0 | 0 | 0 | 0 | 0 | 0 | 0 | 0 | 0 | 0 | 0 | 0 | 0 | 0 | 0
[10 empty] | 0 | 0 | 0 | 0 | 0 | 0 | 0 | 0 | 0 | 0 | 0 | 0 | 0 | 0 | 0 | 0 | 0 | 0 | 0 | 0 | 0 | 0 | 0 | 0 | 0 | 0 | 0 | 0
[10 empty] | 0 | 0 | 0 | 0 | 0 | 0 | 0 | 0 | 0 | 0 | 0 | 0 | 0 | 0 | 0 | 0 | 0 | 0 | 0 | 0 | 0 | 0 | 0 | 0 | 0 | 0 | 0 | 0
[10 empty] | 0 | 0 | 0 | 0 | 0 | 0 | 0 | 0 | 0 | 0 | 0 | 0 | 0 | 0 | 0 | 0 | 0 | 0 | 0 | 0 | 0 | 0 | 0 | 0 | 0 | 0 | 0 | 0
[10 empty] | 0 | 0 | 0 | 0 | 0 | 0 | 0 | 0 | 0 | 0 | 0 | 0 | 0 | 0 | 0 | 0 | 0 | 0 | 0 | 0 | 0 | 0 | 0 | 0 | 0 | 0 | 0 | 0
[10 empty] | 0 | 0 | 0 | 0 | 0 | 0 | 0 | 0 | 0 | 0 | 0 | 0 | 0 | 0 | 0 | 0 | 0 | 0 | 0 | 0 | 0 | 0 | 0 | 0 | 0 | 0 | 0 | 0
[10 empty] | 0 | 0 | 0 | 0 | 0 | 0 | 0 | 0 | 0 | 0 | 0 | 0 | 0 | 0 | 0 | 0 | 0 | 0 | 0 | 0 | 0 | 0 | 0 | 0 | 0 | 0 | 0 | 0
[10 empty] | 0 | 0 | 0 | 0 | 0 | 0 | 0 | 0 | 0 | 0 | 0 | 0 | 0 | 0 | 0 | 0 | 0 | 0 | 0 | 0 | 0 | 0 | 0 | 0 | 0 | 0 | 0 | 0
[10 empty] | 74639.519 | 65205.0838 | 55800.6477 | 46426.1389 | 37081.4857 | 29617.7242 | 23656.2687 | 18894.7349 | 15091.6027 | 12053.9649 | 9627.7428 | 7689.8708 | 6142.0536 | 4905.781 | 3918.3454 | 3129.6609 | 2499.7227 | 1996.5785 | 1594.7072 | 1273.7245 | 1017.3493 | 812.5772 | 649.0217 | 518.3866 | 414.0457 | 330.7066 | 264.142 | 210.9755
[10 empty] | 0 | 671.6015 | 1348.6134 | 2031.1892 | 2719.4866 | 3413.6678 | 4113.8996 | 4820.3536 | 5533.2061 | 6183.9572 | 6782.605 | 7337.7514 | 7856.8021 | 8346.1388 | 8811.2663 | 9256.9385 | 9687.2671 | 10105.8141 | 10515.6715 | 10919.5296 | 11319.7353 | 11718.3426 | 12117.1555 | 12517.7649 | 12921.5805 | 13329.8575 | 13743.7209 | 14164.1845
[10 empty] | 0 | 0 | 0 | 0 | 0 | 0 | 0 | 0 | 0 | 0 | 0 | 0 | 0 | 0 | 0 | 0 | 0 | 0 | 0 | 0 | 0 | 0 | 0 | 0 | 0 | 0 | 0 | 0
[10 empty] | 0 | 0 | 0 | 0 | 0 | 0 | 0 | 0 | 0 | 0 | 0 | 0 | 0 | 0 | 0 | 0 | 0 | 0 | 0 | 0 | 0 | 0 | 0 | 0 | 0 | 0 | 0 | 0
[10 empty] | 0 | 0 | 0 | 0 | 0 | 0 | 0 | 0 | 0 | 0 | 0 | 0 | 0 | 0 | 0 | 0 | 0 | 0 | 0 | 0 | 0 | 0 | 0 | 0 | 0 | 0 | 0 | 0
[10 empty] | 0 | 0 | 0 | 0 | 0 | 0 | 0 | 0 | 0 | 0 | 0 | 0 | 0 | 0 | 0 | 0 | 0 | 0 | 0 | 0 | 0 | 0 | 0 | 0 | 0 | 0 | 0 | 0
[10 empty] | 0 | 0 | 0 | 0 | 0 | 0 | 0 | 0 | 0 | 0 | 0 | 0 | 0 | 0 | 0 | 0 | 0 | 0 | 0 | 0 | 0 | 0 | 0 | 0 | 0 | 0 | 0 | 0
[10 empty] | 0 | 0 | 0 | 0 | 0 | 0 | 0 | 0 | 0 | 0 | 0 | 0 | 0 | 0 | 0 | 0 | 0 | 0 | 0 | 0 | 0 | 0 | 0 | 0 | 0 | 0 | 0 | 0
[10 empty] | 0 | 0 | 0 | 0 | 0 | 0 | 0 | 0 | 0 | 0 | 0 | 0 | 0 | 0 | 0 | 0 | 0 | 0 | 0 | 0 | 0 | 0 | 0 | 0 | 0 | 0 | 0 | 0
[10 empty] | 0 | 0 | 0 | 0 | 0 | 0 | 0 | 0 | 0 | 0 | 0 | 0 | 0 | 0 | 0 | 0 | 0 | 0 | 0 | 0 | 0 | 0 | 0 | 0 | 0 | 0 | 0 | 0
[10 empty] | 0 | 0 | 0 | 0 | 0 | 0 | 0 | 0 | 0 | 0 | 0 | 0 | 0 | 0 | 0 | 0 | 0 | 0 | 0 | 0 | 0 | 0 | 0 | 0 | 0 | 0 | 0 | 0
[10 empty] | 6730.7842 | 6250.0139 | 5769.2436 | 5288.4733 | 4807.703 | 4326.9327 | 3846.1624 | 3365.3921 | 2884.6218 | 2472.533 | 2119.314 | 1816.5548 | 1557.047 | 1334.6117 | 1143.9529 | 980.5311 | 840.4552 | 720.3902 | 617.4773 | 529.2662 | 453.6568 | 388.8487 | 333.2989 | 285.6847 | 244.8726 | 209.8908 | 179.9064 | 154.2055
[10 empty] | 0 | 281.8762 | 563.8079 | 845.7954 | 1127.8388 | 1409.9383 | 1692.0942 | 1974.3067 | 2226.9133 | 2453.21 | 2656.1267 | 2838.2678 | 3001.9483 | 3149.2259 | 3281.9298 | 3401.6861 | 3509.94 | 3607.9762 | 3696.9369 | 3777.8372 | 3851.5794 | 3918.9658 | 3980.7094 | 4037.4439 | 4089.733 | 4138.0774 | 4182.9224 | 4224.6638
[10 empty] | 0 | 0 | 0 | 0 | 0 | 0 | 0 | 0 | 0 | 0 | 0 | 0 | 0 | 0 | 0 | 0 | 0 | 0 | 0 | 0 | 0 | 0 | 0 | 0 | 0 | 0 | 0 | 0
[10 empty] | 0 | 0 | 0 | 0 | 0 | 0 | 0 | 0 | 0 | 0 | 0 | 0 | 0 | 0 | 0 | 0 | 0 | 0 | 0 | 0 | 0 | 0 | 0 | 0 | 0 | 0 | 0 | 0
[10 empty] | 0 | 0 | 0 | 0 | 0 | 0 | 0 | 0 | 0 | 0 | 0 | 0 | 0 | 0 | 0 | 0 | 0 | 0 | 0 | 0 | 0 | 0 | 0 | 0 | 0 | 0 | 0 | 0
[10 empty] | 0 | 0 | 0 | 0 | 0 | 0 | 0 | 0 | 0 | 0 | 0 | 0 | 0 | 0 | 0 | 0 | 0 | 0 | 0 | 0 | 0 | 0 | 0 | 0 | 0 | 0 | 0 | 0
[10 empty] | 0 | 0 | 0 | 0 | 0 | 0 | 0 | 0 | 0 | 0 | 0 | 0 | 0 | 0 | 0 | 0 | 0 | 0 | 0 | 0 | 0 | 0 | 0 | 0 | 0 | 0 | 0 | 0
[10 empty] | 0 | 0 | 0 | 0 | 0 | 0 | 0 | 0 | 0 | 0 | 0 | 0 | 0 | 0 | 0 | 0 | 0 | 0 | 0 | 0 | 0 | 0 | 0 | 0 | 0 | 0 | 0 | 0
[10 empty] | 0 | 0 | 0 | 0 | 0 | 0 | 0 | 0 | 0 | 0 | 0 | 0 | 0 | 0 | 0 | 0 | 0 | 0 | 0 | 0 | 0 | 0 | 0 | 0 | 0 | 0 | 0 | 0
[10 empty] | 0 | 0 | 0 | 0 | 0 | 0 | 0 | 0 | 0 | 0 | 0 | 0 | 0 | 0 | 0 | 0 | 0 | 0 | 0 | 0 | 0 | 0 | 0 | 0 | 0 | 0 | 0 | 0
[10 empty] | 0 | 0 | 0 | 0 | 0 | 0 | 0 | 0 | 0 | 0 | 0 | 0 | 0 | 0 | 0 | 0 | 0 | 0 | 0 | 0 | 0 | 0 | 0 | 0 | 0 | 0 | 0 | 0
[10 empty] | 4004.4639 | 3737.4996 | 3470.5354 | 3203.5711 | 2936.6069 | 2669.6426 | 2402.6783 | 2135.7141 | 1898.4125 | 1687.4778 | 1499.9803 | 1333.3158 | 1185.1696 | 1053.4841 | 936.4303 | 832.3825 | 739.8955 | 657.6849 | 584.6088 | 519.6523 | 461.9131 | 410.5895 | 364.9684 | 324.4164 | 288.3701 | 256.329 | 227.848 | 202.5315
[10 empty] | 0 | 179.2211 | 357.8687 | 535.9442 | 713.4489 | 890.3843 | 1066.7516 | 1242.5522 | 1417.7876 | 1592.459 | 1766.5679 | 1940.1155 | 2113.1033 | 2285.5325 | 2457.4046 | 2628.7208 | 2799.4825 | 2953.8103 | 3093.2232 | 3219.0999 | 3332.6916 | 3435.1341 | 3527.4582 | 3610.5995 | 3685.4073 | 3752.6523 | 3813.0341 | 3867.1876
[10 empty] | 0 | 0 | 0 | 0 | 0 | 0 | 0 | 0 | 0 | 0 | 0 | 0 | 0 | 0 | 0 | 0 | 0 | 0 | 0 | 0 | 0 | 0 | 0 | 0 | 0 | 0 | 0 | 0
[10 empty] | 0 | 0 | 0 | 0 | 0 | 0 | 0 | 0 | 0 | 0 | 0 | 0 | 0 | 0 | 0 | 0 | 0 | 0 | 0 | 0 | 0 | 0 | 0 | 0 | 0 | 0 | 0 | 0
[10 empty] | 0 | 0 | 0 | 0 | 0 | 0 | 0 | 0 | 0 | 0 | 0 | 0 | 0 | 0 | 0 | 0 | 0 | 0 | 0 | 0 | 0 | 0 | 0 | 0 | 0 | 0 | 0 | 0
[10 empty] | 0 | 0 | 0 | 0 | 0 | 0 | 0 | 0 | 0 | 0 | 0 | 0 | 0 | 0 | 0 | 0 | 0 | 0 | 0 | 0 | 0 | 0 | 0 | 0 | 0 | 0 | 0 | 0
[10 empty] | 0 | 0 | 0 | 0 | 0 | 0 | 0 | 0 | 0 | 0 | 0 | 0 | 0 | 0 | 0 | 0 | 0 | 0 | 0 | 0 | 0 | 0 | 0 | 0 | 0 | 0 | 0 | 0
[10 empty] | 0 | 0 | 0 | 0 | 0 | 0 | 0 | 0 | 0 | 0 | 0 | 0 | 0 | 0 | 0 | 0 | 0 | 0 | 0 | 0 | 0 | 0 | 0 | 0 | 0 | 0 | 0 | 0
[10 empty] | 0 | 0 | 0 | 0 | 0 | 0 | 0 | 0 | 0 | 0 | 0 | 0 | 0 | 0 | 0 | 0 | 0 | 0 | 0 | 0 | 0 | 0 | 0 | 0 | 0 | 0 | 0 | 0
[10 empty] | 0 | 0 | 0 | 0 | 0 | 0 | 0 | 0 | 0 | 0 | 0 | 0 | 0 | 0 | 0 | 0 | 0 | 0 | 0 | 0 | 0 | 0 | 0 | 0 | 0 | 0 | 0 | 0
[10 empty] | 0 | 0 | 0 | 0 | 0 | 0 | 0 | 0 | 0 | 0 | 0 | 0 | 0 | 0 | 0 | 0 | 0 | 0 | 0 | 0 | 0 | 0 | 0 | 0 | 0 | 0 | 0 | 0
[10 empty] | 4667.2166 | 4480.528 | 4294.4248 | 4108.9056 | 3923.9691 | 3739.6139 | 3555.8386 | 3372.6418 | 3190.0221 | 3007.9782 | 2826.5086 | 2645.6121 | 2465.2872 | 2285.5325 | 2106.3468 | 1927.7286 | 1749.6765 | 1588.0701 | 1441.3901 | 1308.2581 | 1187.4226 | 1077.7479 | 978.2032 | 887.8528 | 805.8475 | 731.4165 | 663.8602 | 602.5437
[10 empty] | 0 | 8630.8125 | 17234.0063 | 25809.6479 | 33130.7389 | 39378.2496 | 44707.0494 | 49249.6707 | 53119.5312 | 56413.6904 | 59215.2088 | 61595.1675 | 63614.3954 | 65324.9481 | 66771.3733 | 67991.7936 | 69018.8333 | 69880.411 | 70600.4189 | 71199.3031 | 71694.5607 | 72101.1652 | 72431.9306 | 72697.8224 | 72908.2248 | 73071.1683 | 73193.5253 | 73281.1769
[10 empty] | 0 | 0 | 0 | 0 | 0 | 0 | 0 | 0 | 0 | 0 | 0 | 0 | 0 | 0 | 0 | 0 | 0 | 0 | 0 | 0 | 0 | 0 | 0 | 0 | 0 | 0 | 0 | 0
[10 empty] | 0 | 0 | 0 | 0 | 0 | 0 | 0 | 0 | 0 | 0 | 0 | 0 | 0 | 0 | 0 | 0 | 0 | 0 | 0 | 0 | 0 | 0 | 0 | 0 | 0 | 0 | 0 | 0
[10 empty] | 0 | 0 | 0 | 0 | 0 | 0 | 0 | 0 | 0 | 0 | 0 | 0 | 0 | 0 | 0 | 0 | 0 | 0 | 0 | 0 | 0 | 0 | 0 | 0 | 0 | 0 | 0 | 0
[10 empty] | 0 | 0 | 0 | 0 | 0 | 0 | 0 | 0 | 0 | 0 | 0 | 0 | 0 | 0 | 0 | 0 | 0 | 0 | 0 | 0 | 0 | 0 | 0 | 0 | 0 | 0 | 0 | 0
[10 empty] | 0 | 0 | 0 | 0 | 0 | 0 | 0 | 0 | 0 | 0 | 0 | 0 | 0 | 0 | 0 | 0 | 0 | 0 | 0 | 0 | 0 | 0 | 0 | 0 | 0 | 0 | 0 | 0
[10 empty] | 0 | 0 | 0 | 0 | 0 | 0 | 0 | 0 | 0 | 0 | 0 | 0 | 0 | 0 | 0 | 0 | 0 | 0 | 0 | 0 | 0 | 0 | 0 | 0 | 0 | 0 | 0 | 0
[10 empty] | 0 | 0 | 0 | 0 | 0 | 0 | 0 | 0 | 0 | 0 | 0 | 0 | 0 | 0 | 0 | 0 | 0 | 0 | 0 | 0 | 0 | 0 | 0 | 0 | 0 | 0 | 0 | 0
[10 empty] | 0 | 0 | 0 | 0 | 0 | 0 | 0 | 0 | 0 | 0 | 0 | 0 | 0 | 0 | 0 | 0 | 0 | 0 | 0 | 0 | 0 | 0 | 0 | 0 | 0 | 0 | 0 | 0
[10 empty] | 0 | 0 | 0 | 0 | 0 | 0 | 0 | 0 | 0 | 0 | 0 | 0 | 0 | 0 | 0 | 0 | 0 | 0 | 0 | 0 | 0 | 0 | 0 | 0 | 0 | 0 | 0 | 0
[10 empty] | 77801.7951 | 69046.4998 | 60319.0222 | 51619.2958 | 44174.3185 | 37803.1197 | 32350.8297 | 27684.9158 | 23691.9599 | 20274.9024 | 17350.6822 | 14848.2181 | 12706.6808 | 10874.0144 | 9305.6708 | 7963.5272 | 6814.9591 | 5832.0472 | 4990.8994 | 4271.0691 | 3655.0589 | 3127.895 | 2676.7632 | 2290.6974 | 1960.3134 | 1677.5802 | 1435.6252 | 1228.567
[10 empty] | 0 | 2074.5968 | 3769.0343 | 5070.4411 | 5959.1424 | 6533.5669 | 7212.9509 | 8034.4396 | 8996.6943 | 10097.6216 | 11299.4469 | 12598.6425 | 14010.9669 | 15502.4313 | 17054.8158 | 18649.9654 | 20291.257 | 21982.6672 | 23699.6152 | 25447.2284 | 27213.791 | 28987.7565 | 30741.1948 | 32479.0202 | 34218.1994 | 35956.7858 | 37692.7385 | 39392.7364
[10 empty] | 0 | 0 | 0 | 0 | 0 | 0 | 0 | 0 | 0 | 0 | 0 | 0 | 0 | 0 | 0 | 0 | 0 | 0 | 0 | 0 | 0 | 0 | 0 | 0 | 0 | 0 | 0 | 0
[10 empty] | 0 | 0 | 0 | 0 | 0 | 0 | 0 | 0 | 0 | 0 | 0 | 0 | 0 | 0 | 0 | 0 | 0 | 0 | 0 | 0 | 0 | 0 | 0 | 0 | 0 | 0 | 0 | 0
[10 empty] | 0 | 0 | 0 | 0 | 0 | 0 | 0 | 0 | 0 | 0 | 0 | 0 | 0 | 0 | 0 | 0 | 0 | 0 | 0 | 0 | 0 | 0 | 0 | 0 | 0 | 0 | 0 | 0
[10 empty] | 0 | 0 | 0 | 0 | 0 | 0 | 0 | 0 | 0 | 0 | 0 | 0 | 0 | 0 | 0 | 0 | 0 | 0 | 0 | 0 | 0 | 0 | 0 | 0 | 0 | 0 | 0 | 0
[10 empty] | 0 | 0 | 0 | 0 | 0 | 0 | 0 | 0 | 0 | 0 | 0 | 0 | 0 | 0 | 0 | 0 | 0 | 0 | 0 | 0 | 0 | 0 | 0 | 0 | 0 | 0 | 0 | 0
[10 empty] | 0 | 0 | 0 | 0 | 0 | 0 | 0 | 0 | 0 | 0 | 0 | 0 | 0 | 0 | 0 | 0 | 0 | 0 | 0 | 0 | 0 | 0 | 0 | 0 | 0 | 0 | 0 | 0
[10 empty] | 0 | 0 | 0 | 0 | 0 | 0 | 0 | 0 | 0 | 0 | 0 | 0 | 0 | 0 | 0 | 0 | 0 | 0 | 0 | 0 | 0 | 0 | 0 | 0 | 0 | 0 | 0 | 0
[10 empty] | 0 | 0 | 0 | 0 | 0 | 0 | 0 | 0 | 0 | 0 | 0 | 0 | 0 | 0 | 0 | 0 | 0 | 0 | 0 | 0 | 0 | 0 | 0 | 0 | 0 | 0 | 0 | 0
[10 empty] | 0 | 0 | 0 | 0 | 0 | 0 | 0 | 0 | 0 | 0 | 0 | 0 | 0 | 0 | 0 | 0 | 0 | 0 | 0 | 0 | 0 | 0 | 0 | 0 | 0 | 0 | 0 | 0
[10 empty] | 3543.64 | 3522.6245 | 3501.6091 | 3480.5936 | 3459.5781 | 3438.5626 | 3417.5472 | 3395.3537 | 3372.1785 | 3348.1853 | 3323.5104 | 3298.2673 | 3255.5643 | 3198.3114 | 3128.9335 | 3049.4515 | 2961.5493 | 2834.0988 | 2673.6912 | 2485.8195 | 2275.061 | 2045.2301 | 1823.8352 | 1609.4703 | 1400.9636 | 1197.3389 | 997.7824 | 831.4853
[10 empty] | 0 | 2074.5968 | 3769.0343 | 5070.4411 | 5959.1424 | 6533.5669 | 7212.9509 | 8034.4396 | 8996.6943 | 10097.6216 | 11299.4469 | 12598.6425 | 14010.9669 | 15502.4313 | 17054.8158 | 18649.9654 | 20291.257 | 21982.6672 | 23699.6152 | 25447.2284 | 27213.791 | 28987.7565 | 30741.1948 | 32479.0202 | 34218.1994 | 35956.7858 | 37692.7385 | 39392.7364
[10 empty] | 0 | 0 | 0 | 0 | 0 | 0 | 0 | 0 | 0 | 0 | 0 | 0 | 0 | 0 | 0 | 0 | 0 | 0 | 0 | 0 | 0 | 0 | 0 | 0 | 0 | 0 | 0 | 0
[10 empty] | 0 | 0 | 0 | 0 | 0 | 0 | 0 | 0 | 0 | 0 | 0 | 0 | 0 | 0 | 0 | 0 | 0 | 0 | 0 | 0 | 0 | 0 | 0 | 0 | 0 | 0 | 0 | 0
[10 empty] | 0 | 0 | 0 | 0 | 0 | 0 | 0 | 0 | 0 | 0 | 0 | 0 | 0 | 0 | 0 | 0 | 0 | 0 | 0 | 0 | 0 | 0 | 0 | 0 | 0 | 0 | 0 | 0
[10 empty] | 0 | 0 | 0 | 0 | 0 | 0 | 0 | 0 | 0 | 0 | 0 | 0 | 0 | 0 | 0 | 0 | 0 | 0 | 0 | 0 | 0 | 0 | 0 | 0 | 0 | 0 | 0 | 0
[10 empty] | 0 | 0 | 0 | 0 | 0 | 0 | 0 | 0 | 0 | 0 | 0 | 0 | 0 | 0 | 0 | 0 | 0 | 0 | 0 | 0 | 0 | 0 | 0 | 0 | 0 | 0 | 0 | 0
[10 empty] | 0 | 0 | 0 | 0 | 0 | 0 | 0 | 0 | 0 | 0 | 0 | 0 | 0 | 0 | 0 | 0 | 0 | 0 | 0 | 0 | 0 | 0 | 0 | 0 | 0 | 0 | 0 | 0
[10 empty] | 0 | 0 | 0 | 0 | 0 | 0 | 0 | 0 | 0 | 0 | 0 | 0 | 0 | 0 | 0 | 0 | 0 | 0 | 0 | 0 | 0 | 0 | 0 | 0 | 0 | 0 | 0 | 0
[10 empty] | 0 | 0 | 0 | 0 | 0 | 0 | 0 | 0 | 0 | 0 | 0 | 0 | 0 | 0 | 0 | 0 | 0 | 0 | 0 | 0 | 0 | 0 | 0 | 0 | 0 | 0 | 0 | 0
[10 empty] | 0 | 0 | 0 | 0 | 0 | 0 | 0 | 0 | 0 | 0 | 0 | 0 | 0 | 0 | 0 | 0 | 0 | 0 | 0 | 0 | 0 | 0 | 0 | 0 | 0 | 0 | 0 | 0
[10 empty] | 3543.64 | 3522.6245 | 3501.6091 | 3480.5936 | 3459.5781 | 3438.5626 | 3417.5472 | 3395.3537 | 3372.1785 | 3348.1853 | 3323.5104 | 3298.2673 | 3255.5643 | 3198.3114 | 3128.9335 | 3049.4515 | 2961.5493 | 2834.0988 | 2673.6912 | 2485.8195 | 2275.061 | 2045.2301 | 1823.8352 | 1609.4703 | 1400.9636 | 1197.3389 | 997.7824 | 831.4853
[10 empty] | 0 | 2074.5968 | 3769.0343 | 5070.4411 | 5959.1424 | 6533.5669 | 7212.9509 | 8034.4396 | 8996.6943 | 10097.6216 | 11299.4469 | 12598.6425 | 14010.9669 | 15502.4313 | 17054.8158 | 18649.9654 | 20291.257 | 21982.6672 | 23699.6152 | 25447.2284 | 27213.791 | 28987.7565 | 30741.1948 | 32479.0202 | 34218.1994 | 35956.7858 | 37692.7385 | 39392.7364
[10 empty] | 0 | 0 | 0 | 0 | 0 | 0 | 0 | 0 | 0 | 0 | 0 | 0 | 0 | 0 | 0 | 0 | 0 | 0 | 0 | 0 | 0 | 0 | 0 | 0 | 0 | 0 | 0 | 0
[10 empty] | 0 | 0 | 0 | 0 | 0 | 0 | 0 | 0 | 0 | 0 | 0 | 0 | 0 | 0 | 0 | 0 | 0 | 0 | 0 | 0 | 0 | 0 | 0 | 0 | 0 | 0 | 0 | 0
[10 empty] | 0 | 0 | 0 | 0 | 0 | 0 | 0 | 0 | 0 | 0 | 0 | 0 | 0 | 0 | 0 | 0 | 0 | 0 | 0 | 0 | 0 | 0 | 0 | 0 | 0 | 0 | 0 | 0
[10 empty] | 0 | 0 | 0 | 0 | 0 | 0 | 0 | 0 | 0 | 0 | 0 | 0 | 0 | 0 | 0 | 0 | 0 | 0 | 0 | 0 | 0 | 0 | 0 | 0 | 0 | 0 | 0 | 0
[10 empty] | 0 | 0 | 0 | 0 | 0 | 0 | 0 | 0 | 0 | 0 | 0 | 0 | 0 | 0 | 0 | 0 | 0 | 0 | 0 | 0 | 0 | 0 | 0 | 0 | 0 | 0 | 0 | 0
[10 empty] | 0 | 0 | 0 | 0 | 0 | 0 | 0 | 0 | 0 | 0 | 0 | 0 | 0 | 0 | 0 | 0 | 0 | 0 | 0 | 0 | 0 | 0 | 0 | 0 | 0 | 0 | 0 | 0
[10 empty] | 0 | 0 | 0 | 0 | 0 | 0 | 0 | 0 | 0 | 0 | 0 | 0 | 0 | 0 | 0 | 0 | 0 | 0 | 0 | 0 | 0 | 0 | 0 | 0 | 0 | 0 | 0 | 0
[10 empty] | 0 | 0 | 0 | 0 | 0 | 0 | 0 | 0 | 0 | 0 | 0 | 0 | 0 | 0 | 0 | 0 | 0 | 0 | 0 | 0 | 0 | 0 | 0 | 0 | 0 | 0 | 0 | 0
[10 empty] | 0 | 0 | 0 | 0 | 0 | 0 | 0 | 0 | 0 | 0 | 0 | 0 | 0 | 0 | 0 | 0 | 0 | 0 | 0 | 0 | 0 | 0 | 0 | 0 | 0 | 0 | 0 | 0
[10 empty] | 3543.64 | 3522.6245 | 3501.6091 | 3480.5936 | 3459.5781 | 3438.5626 | 3417.5472 | 3395.3537 | 3372.1785 | 3348.1853 | 3323.5104 | 3298.2673 | 3255.5643 | 3198.3114 | 3128.9335 | 3049.4515 | 2961.5493 | 2834.0988 | 2673.6912 | 2485.8195 | 2275.061 | 2045.2301 | 1823.8352 | 1609.4703 | 1400.9636 | 1197.3389 | 997.7824 | 831.4853
[10 empty] | 0 | 2074.5968 | 3769.0343 | 5070.4411 | 5959.1424 | 6533.5669 | 7212.9509 | 8034.4396 | 8996.6943 | 10097.6216 | 11299.4469 | 12598.6425 | 14010.9669 | 15502.4313 | 17054.8158 | 18649.9654 | 20291.257 | 21982.6672 | 23699.6152 | 25447.2284 | 27213.791 | 28987.7565 | 30741.1948 | 32479.0202 | 34218.1994 | 35956.7858 | 37692.7385 | 39392.7364
[10 empty] | 0 | 0 | 0 | 0 | 0 | 0 | 0 | 0 | 0 | 0 | 0 | 0 | 0 | 0 | 0 | 0 | 0 | 0 | 0 | 0 | 0 | 0 | 0 | 0 | 0 | 0 | 0 | 0
[10 empty] | 0 | 0 | 0 | 0 | 0 | 0 | 0 | 0 | 0 | 0 | 0 | 0 | 0 | 0 | 0 | 0 | 0 | 0 | 0 | 0 | 0 | 0 | 0 | 0 | 0 | 0 | 0 | 0
[10 empty] | 0 | 0 | 0 | 0 | 0 | 0 | 0 | 0 | 0 | 0 | 0 | 0 | 0 | 0 | 0 | 0 | 0 | 0 | 0 | 0 | 0 | 0 | 0 | 0 | 0 | 0 | 0 | 0
[10 empty] | 0 | 0 | 0 | 0 | 0 | 0 | 0 | 0 | 0 | 0 | 0 | 0 | 0 | 0 | 0 | 0 | 0 | 0 | 0 | 0 | 0 | 0 | 0 | 0 | 0 | 0 | 0 | 0
[10 empty] | 0 | 0 | 0 | 0 | 0 | 0 | 0 | 0 | 0 | 0 | 0 | 0 | 0 | 0 | 0 | 0 | 0 | 0 | 0 | 0 | 0 | 0 | 0 | 0 | 0 | 0 | 0 | 0
[10 empty] | 0 | 0 | 0 | 0 | 0 | 0 | 0 | 0 | 0 | 0 | 0 | 0 | 0 | 0 | 0 | 0 | 0 | 0 | 0 | 0 | 0 | 0 | 0 | 0 | 0 | 0 | 0 | 0
[10 empty] | 0 | 0 | 0 | 0 | 0 | 0 | 0 | 0 | 0 | 0 | 0 | 0 | 0 | 0 | 0 | 0 | 0 | 0 | 0 | 0 | 0 | 0 | 0 | 0 | 0 | 0 | 0 | 0
[10 empty] | 0 | 0 | 0 | 0 | 0 | 0 | 0 | 0 | 0 | 0 | 0 | 0 | 0 | 0 | 0 | 0 | 0 | 0 | 0 | 0 | 0 | 0 | 0 | 0 | 0 | 0 | 0 | 0
[10 empty] | 0 | 0 | 0 | 0 | 0 | 0 | 0 | 0 | 0 | 0 | 0 | 0 | 0 | 0 | 0 | 0 | 0 | 0 | 0 | 0 | 0 | 0 | 0 | 0 | 0 | 0 | 0 | 0
[10 empty] | 3543.64 | 3522.6245 | 3501.6091 | 3480.5936 | 3459.5781 | 3438.5626 | 3417.5472 | 3395.3537 | 3372.1785 | 3348.1853 | 3323.5104 | 3298.2673 | 3255.5643 | 3198.3114 | 3128.9335 | 3049.4515 | 2961.5493 | 2834.0988 | 2673.6912 | 2485.8195 | 2275.061 | 2045.2301 | 1823.8352 | 1609.4703 | 1400.9636 | 1197.3389 | 997.7824 | 831.4853
[10 empty] | 0 | 2074.5968 | 3769.0343 | 5070.4411 | 5959.1424 | 6533.5669 | 7212.9509 | 8034.4396 | 8996.6943 | 10097.6216 | 11299.4469 | 12598.6425 | 14010.9669 | 15502.4313 | 17054.8158 | 18649.9654 | 20291.257 | 21982.6672 | 23699.6152 | 25447.2284 | 27213.791 | 28987.7565 | 30741.1948 | 32479.0202 | 34218.1994 | 35956.7858 | 37692.7385 | 39392.7364
[10 empty] | 0 | 0 | 0 | 0 | 0 | 0 | 0 | 0 | 0 | 0 | 0 | 0 | 0 | 0 | 0 | 0 | 0 | 0 | 0 | 0 | 0 | 0 | 0 | 0 | 0 | 0 | 0 | 0
[10 empty] | 0 | 0 | 0 | 0 | 0 | 0 | 0 | 0 | 0 | 0 | 0 | 0 | 0 | 0 | 0 | 0 | 0 | 0 | 0 | 0 | 0 | 0 | 0 | 0 | 0 | 0 | 0 | 0
[10 empty] | 0 | 0 | 0 | 0 | 0 | 0 | 0 | 0 | 0 | 0 | 0 | 0 | 0 | 0 | 0 | 0 | 0 | 0 | 0 | 0 | 0 | 0 | 0 | 0 | 0 | 0 | 0 | 0
[10 empty] | 0 | 0 | 0 | 0 | 0 | 0 | 0 | 0 | 0 | 0 | 0 | 0 | 0 | 0 | 0 | 0 | 0 | 0 | 0 | 0 | 0 | 0 | 0 | 0 | 0 | 0 | 0 | 0
[10 empty] | 0 | 0 | 0 | 0 | 0 | 0 | 0 | 0 | 0 | 0 | 0 | 0 | 0 | 0 | 0 | 0 | 0 | 0 | 0 | 0 | 0 | 0 | 0 | 0 | 0 | 0 | 0 | 0
[10 empty] | 0 | 0 | 0 | 0 | 0 | 0 | 0 | 0 | 0 | 0 | 0 | 0 | 0 | 0 | 0 | 0 | 0 | 0 | 0 | 0 | 0 | 0 | 0 | 0 | 0 | 0 | 0 | 0
[10 empty] | 0 | 0 | 0 | 0 | 0 | 0 | 0 | 0 | 0 | 0 | 0 | 0 | 0 | 0 | 0 | 0 | 0 | 0 | 0 | 0 | 0 | 0 | 0 | 0 | 0 | 0 | 0 | 0
[10 empty] | 0 | 0 | 0 | 0 | 0 | 0 | 0 | 0 | 0 | 0 | 0 | 0 | 0 | 0 | 0 | 0 | 0 | 0 | 0 | 0 | 0 | 0 | 0 | 0 | 0 | 0 | 0 | 0
[10 empty] | 0 | 0 | 0 | 0 | 0 | 0 | 0 | 0 | 0 | 0 | 0 | 0 | 0 | 0 | 0 | 0 | 0 | 0 | 0 | 0 | 0 | 0 | 0 | 0 | 0 | 0 | 0 | 0
[10 empty] | 3543.64 | 3522.6245 | 3501.6091 | 3480.5936 | 3459.5781 | 3438.5626 | 3417.5472 | 3395.3537 | 3372.1785 | 3348.1853 | 3323.5104 | 3298.2673 | 3255.5643 | 3198.3114 | 3128.9335 | 3049.4515 | 2961.5493 | 2834.0988 | 2673.6912 | 2485.8195 | 2275.061 | 2045.2301 | 1823.8352 | 1609.4703 | 1400.9636 | 1197.3389 | 997.7824 | 831.4853
[10 empty] | 0 | 2074.5968 | 3769.0343 | 5070.4411 | 5959.1424 | 6533.5669 | 7212.9509 | 8034.4396 | 8996.6943 | 10097.6216 | 11299.4469 | 12598.6425 | 14010.9669 | 15502.4313 | 17054.8158 | 18649.9654 | 20291.257 | 21982.6672 | 23699.6152 | 25447.2284 | 27213.791 | 28987.7565 | 30741.1948 | 32479.0202 | 34218.1994 | 35956.7858 | 37692.7385 | 39392.7364
[10 empty] | 0 | 0 | 0 | 0 | 0 | 0 | 0 | 0 | 0 | 0 | 0 | 0 | 0 | 0 | 0 | 0 | 0 | 0 | 0 | 0 | 0 | 0 | 0 | 0 | 0 | 0 | 0 | 0
[10 empty] | 0 | 0 | 0 | 0 | 0 | 0 | 0 | 0 | 0 | 0 | 0 | 0 | 0 | 0 | 0 | 0 | 0 | 0 | 0 | 0 | 0 | 0 | 0 | 0 | 0 | 0 | 0 | 0
[10 empty] | 0 | 0 | 0 | 0 | 0 | 0 | 0 | 0 | 0 | 0 | 0 | 0 | 0 | 0 | 0 | 0 | 0 | 0 | 0 | 0 | 0 | 0 | 0 | 0 | 0 | 0 | 0 | 0
[10 empty] | 0 | 0 | 0 | 0 | 0 | 0 | 0 | 0 | 0 | 0 | 0 | 0 | 0 | 0 | 0 | 0 | 0 | 0 | 0 | 0 | 0 | 0 | 0 | 0 | 0 | 0 | 0 | 0
[10 empty] | 0 | 0 | 0 | 0 | 0 | 0 | 0 | 0 | 0 | 0 | 0 | 0 | 0 | 0 | 0 | 0 | 0 | 0 | 0 | 0 | 0 | 0 | 0 | 0 | 0 | 0 | 0 | 0
[10 empty] | 0 | 0 | 0 | 0 | 0 | 0 | 0 | 0 | 0 | 0 | 0 | 0 | 0 | 0 | 0 | 0 | 0 | 0 | 0 | 0 | 0 | 0 | 0 | 0 | 0 | 0 | 0 | 0
[10 empty] | 0 | 0 | 0 | 0 | 0 | 0 | 0 | 0 | 0 | 0 | 0 | 0 | 0 | 0 | 0 | 0 | 0 | 0 | 0 | 0 | 0 | 0 | 0 | 0 | 0 | 0 | 0 | 0
[10 empty] | 0 | 0 | 0 | 0 | 0 | 0 | 0 | 0 | 0 | 0 | 0 | 0 | 0 | 0 | 0 | 0 | 0 | 0 | 0 | 0 | 0 | 0 | 0 | 0 | 0 | 0 | 0 | 0
[10 empty] | 0 | 0 | 0 | 0 | 0 | 0 | 0 | 0 | 0 | 0 | 0 | 0 | 0 | 0 | 0 | 0 | 0 | 0 | 0 | 0 | 0 | 0 | 0 | 0 | 0 | 0 | 0 | 0
[10 empty] | 3543.64 | 3522.6245 | 3501.6091 | 3480.5936 | 3459.5781 | 3438.5626 | 3417.5472 | 3395.3537 | 3372.1785 | 3348.1853 | 3323.5104 | 3298.2673 | 3255.5643 | 3198.3114 | 3128.9335 | 3049.4515 | 2961.5493 | 2834.0988 | 2673.6912 | 2485.8195 | 2275.061 | 2045.2301 | 1823.8352 | 1609.4703 | 1400.9636 | 1197.3389 | 997.7824 | 831.4853
[10 empty] | 0 | 2074.5968 | 3769.0343 | 5070.4411 | 5959.1424 | 6533.5669 | 7212.9509 | 8034.4396 | 8996.6943 | 10097.6216 | 11299.4469 | 12598.6425 | 14010.9669 | 15502.4313 | 17054.8158 | 18649.9654 | 20291.257 | 21982.6672 | 23699.6152 | 25447.2284 | 27213.791 | 28987.7565 | 30741.1948 | 32479.0202 | 34218.1994 | 35956.7858 | 37692.7385 | 39392.7364
[10 empty] | 0 | 0 | 0 | 0 | 0 | 0 | 0 | 0 | 0 | 0 | 0 | 0 | 0 | 0 | 0 | 0 | 0 | 0 | 0 | 0 | 0 | 0 | 0 | 0 | 0 | 0 | 0 | 0
[10 empty] | 0 | 0 | 0 | 0 | 0 | 0 | 0 | 0 | 0 | 0 | 0 | 0 | 0 | 0 | 0 | 0 | 0 | 0 | 0 | 0 | 0 | 0 | 0 | 0 | 0 | 0 | 0 | 0
[10 empty] | 0 | 0 | 0 | 0 | 0 | 0 | 0 | 0 | 0 | 0 | 0 | 0 | 0 | 0 | 0 | 0 | 0 | 0 | 0 | 0 | 0 | 0 | 0 | 0 | 0 | 0 | 0 | 0
[10 empty] | 0 | 0 | 0 | 0 | 0 | 0 | 0 | 0 | 0 | 0 | 0 | 0 | 0 | 0 | 0 | 0 | 0 | 0 | 0 | 0 | 0 | 0 | 0 | 0 | 0 | 0 | 0 | 0
[10 empty] | 0 | 0 | 0 | 0 | 0 | 0 | 0 | 0 | 0 | 0 | 0 | 0 | 0 | 0 | 0 | 0 | 0 | 0 | 0 | 0 | 0 | 0 | 0 | 0 | 0 | 0 | 0 | 0
[10 empty] | 0 | 0 | 0 | 0 | 0 | 0 | 0 | 0 | 0 | 0 | 0 | 0 | 0 | 0 | 0 | 0 | 0 | 0 | 0 | 0 | 0 | 0 | 0 | 0 | 0 | 0 | 0 | 0
[10 empty] | 0 | 0 | 0 | 0 | 0 | 0 | 0 | 0 | 0 | 0 | 0 | 0 | 0 | 0 | 0 | 0 | 0 | 0 | 0 | 0 | 0 | 0 | 0 | 0 | 0 | 0 | 0 | 0
[10 empty] | 0 | 0 | 0 | 0 | 0 | 0 | 0 | 0 | 0 | 0 | 0 | 0 | 0 | 0 | 0 | 0 | 0 | 0 | 0 | 0 | 0 | 0 | 0 | 0 | 0 | 0 | 0 | 0
[10 empty] | 0 | 0 | 0 | 0 | 0 | 0 | 0 | 0 | 0 | 0 | 0 | 0 | 0 | 0 | 0 | 0 | 0 | 0 | 0 | 0 | 0 | 0 | 0 | 0 | 0 | 0 | 0 | 0
[10 empty] | 3543.64 | 3522.6245 | 3501.6091 | 3480.5936 | 3459.5781 | 3438.5626 | 3417.5472 | 3395.3537 | 3372.1785 | 3348.1853 | 3323.5104 | 3298.2673 | 3255.5643 | 3198.3114 | 3128.9335 | 3049.4515 | 2961.5493 | 2834.0988 | 2673.6912 | 2485.8195 | 2275.061 | 2045.2301 | 1823.8352 | 1609.4703 | 1400.9636 | 1197.3389 | 997.7824 | 831.4853
[10 empty] | 0 | 2074.5968 | 3769.0343 | 5070.4411 | 5959.1424 | 6533.5669 | 7212.9509 | 8034.4396 | 8996.6943 | 10097.6216 | 11299.4469 | 12598.6425 | 14010.9669 | 15502.4313 | 17054.8158 | 18649.9654 | 20291.257 | 21982.6672 | 23699.6152 | 25447.2284 | 27213.791 | 28987.7565 | 30741.1948 | 32479.0202 | 34218.1994 | 35956.7858 | 37692.7385 | 39392.7364
[10 empty] | 0 | 0 | 0 | 0 | 0 | 0 | 0 | 0 | 0 | 0 | 0 | 0 | 0 | 0 | 0 | 0 | 0 | 0 | 0 | 0 | 0 | 0 | 0 | 0 | 0 | 0 | 0 | 0
[10 empty] | 0 | 0 | 0 | 0 | 0 | 0 | 0 | 0 | 0 | 0 | 0 | 0 | 0 | 0 | 0 | 0 | 0 | 0 | 0 | 0 | 0 | 0 | 0 | 0 | 0 | 0 | 0 | 0
[10 empty] | 0 | 0 | 0 | 0 | 0 | 0 | 0 | 0 | 0 | 0 | 0 | 0 | 0 | 0 | 0 | 0 | 0 | 0 | 0 | 0 | 0 | 0 | 0 | 0 | 0 | 0 | 0 | 0
[10 empty] | 0 | 0 | 0 | 0 | 0 | 0 | 0 | 0 | 0 | 0 | 0 | 0 | 0 | 0 | 0 | 0 | 0 | 0 | 0 | 0 | 0 | 0 | 0 | 0 | 0 | 0 | 0 | 0
[10 empty] | 0 | 0 | 0 | 0 | 0 | 0 | 0 | 0 | 0 | 0 | 0 | 0 | 0 | 0 | 0 | 0 | 0 | 0 | 0 | 0 | 0 | 0 | 0 | 0 | 0 | 0 | 0 | 0
[10 empty] | 0 | 0 | 0 | 0 | 0 | 0 | 0 | 0 | 0 | 0 | 0 | 0 | 0 | 0 | 0 | 0 | 0 | 0 | 0 | 0 | 0 | 0 | 0 | 0 | 0 | 0 | 0 | 0
[10 empty] | 0 | 0 | 0 | 0 | 0 | 0 | 0 | 0 | 0 | 0 | 0 | 0 | 0 | 0 | 0 | 0 | 0 | 0 | 0 | 0 | 0 | 0 | 0 | 0 | 0 | 0 | 0 | 0
[10 empty] | 0 | 0 | 0 | 0 | 0 | 0 | 0 | 0 | 0 | 0 | 0 | 0 | 0 | 0 | 0 | 0 | 0 | 0 | 0 | 0 | 0 | 0 | 0 | 0 | 0 | 0 | 0 | 0
[10 empty] | 0 | 0 | 0 | 0 | 0 | 0 | 0 | 0 | 0 | 0 | 0 | 0 | 0 | 0 | 0 | 0 | 0 | 0 | 0 | 0 | 0 | 0 | 0 | 0 | 0 | 0 | 0 | 0
[10 empty] | 3543.64 | 3522.6245 | 3501.6091 | 3480.5936 | 3459.5781 | 3438.5626 | 3417.5472 | 3395.3537 | 3372.1785 | 3348.1853 | 3323.5104 | 3298.2673 | 3255.5643 | 3198.3114 | 3128.9335 | 3049.4515 | 2961.5493 | 2834.0988 | 2673.6912 | 2485.8195 | 2275.061 | 2045.2301 | 1823.8352 | 1609.4703 | 1400.9636 | 1197.3389 | 997.7824 | 831.4853
[10 empty] | 0 | 2053.5813 | 3727.0033 | 5007.3946 | 5875.0805 | 6428.4895 | 7086.8581 | 7886.1532 | 8825.2328 | 9902.1669 | 11079.3172 | 12353.2698 | 13722.8913 | 15157.1027 | 16640.1093 | 16640.1093 | 18155.7769 | 19719.7366 | 21276.277 | 22836.0185 | 24456.7836 | 26139.7931 | 27975.455 | 29774.9324 | 31556.5294 | 31556.5294 | 33319.6041 | 35060.6805
[10 empty] | 0 | 0 | 0 | 0 | 0 | 0 | 0 | 0 | 0 | 0 | 0 | 0 | 0 | 0 | 0 | 0 | 0 | 0 | 0 | 0 | 0 | 0 | 0 | 0 | 0 | 0 | 0 | 0
[10 empty] | 0 | 0 | 0 | 0 | 0 | 0 | 0 | 0 | 0 | 0 | 0 | 0 | 0 | 0 | 0 | 0 | 0 | 0 | 0 | 0 | 0 | 0 | 0 | 0 | 0 | 0 | 0 | 0
[10 empty] | 0 | 0 | 0 | 0 | 0 | 0 | 0 | 0 | 0 | 0 | 0 | 0 | 0 | 0 | 0 | 0 | 0 | 0 | 0 | 0 | 0 | 0 | 0 | 0 | 0 | 0 | 0 | 0
[10 empty] | 0 | 0 | 0 | 0 | 0 | 0 | 0 | 0 | 0 | 0 | 0 | 0 | 0 | 0 | 0 | 0 | 0 | 0 | 0 | 0 | 0 | 0 | 0 | 0 | 0 | 0 | 0 | 0
[10 empty] | 0 | 0 | 0 | 0 | 0 | 0 | 0 | 0 | 0 | 0 | 0 | 0 | 0 | 0 | 0 | 0 | 0 | 0 | 0 | 0 | 0 | 0 | 0 | 0 | 0 | 0 | 0 | 0
[10 empty] | 0 | 0 | 0 | 0 | 0 | 0 | 0 | 0 | 0 | 0 | 0 | 0 | 0 | 0 | 0 | 0 | 0 | 0 | 0 | 0 | 0 | 0 | 0 | 0 | 0 | 0 | 0 | 0
[10 empty] | 0 | 0 | 0 | 0 | 0 | 0 | 0 | 0 | 0 | 0 | 0 | 0 | 0 | 0 | 0 | 0 | 0 | 0 | 0 | 0 | 0 | 0 | 0 | 0 | 0 | 0 | 0 | 0
[10 empty] | 0 | 0 | 0 | 0 | 0 | 0 | 0 | 0 | 0 | 0 | 0 | 0 | 0 | 0 | 0 | 0 | 0 | 0 | 0 | 0 | 0 | 0 | 0 | 0 | 0 | 0 | 0 | 0
[10 empty] | 0 | 0 | 0 | 0 | 0 | 0 | 0 | 0 | 0 | 0 | 0 | 0 | 0 | 0 | 0 | 0 | 0 | 0 | 0 | 0 | 0 | 0 | 0 | 0 | 0 | 0 | 0 | 0
[10 empty] | 3543.64 | 3543.64 | 3543.64 | 3543.64 | 3543.64 | 3543.64 | 3543.64 | 3543.64 | 3543.64 | 3543.64 | 3543.64 | 3543.64 | 3543.64 | 3543.64 | 3543.64 | 3543.64 | 3543.64 | 3543.64 | 3543.64 | 3543.64 | 3478.679 | 3339.8041 | 3036.1855 | 2760.1687 | 2509.2442 | 2509.2442 | 2281.1311 | 2073.7556
[10 empty] | 0 | 36.0003 | 82.6804 | 131.5023 | 181.5882 | 232.9997 | 285.8014 | 345.4514 | 406.6594 | 469.4565 | 533.8747 | 599.9461 | 667.7038 | 737.1812 | 808.4125 | 881.4323 | 956.2761 | 1032.9798 | 1111.5799 | 1192.1138 | 1274.6194 | 1359.1352 | 1445.7005 | 1534.3553 | 1625.1403 | 1718.0968 | 1813.267 | 1910.6938
[10 empty] | 0 | 0 | 0 | 0 | 0 | 0 | 0 | 0 | 0 | 0 | 0 | 0 | 0 | 0 | 0 | 0 | 0 | 0 | 0 | 0 | 0 | 0 | 0 | 0 | 0 | 0 | 0 | 0
[10 empty] | 0 | 0 | 0 | 0 | 0 | 0 | 0 | 0 | 0 | 0 | 0 | 0 | 0 | 0 | 0 | 0 | 0 | 0 | 0 | 0 | 0 | 0 | 0 | 0 | 0 | 0 | 0 | 0
[10 empty] | 0 | 0 | 0 | 0 | 0 | 0 | 0 | 0 | 0 | 0 | 0 | 0 | 0 | 0 | 0 | 0 | 0 | 0 | 0 | 0 | 0 | 0 | 0 | 0 | 0 | 0 | 0 | 0
[10 empty] | 0 | 0 | 0 | 0 | 0 | 0 | 0 | 0 | 0 | 0 | 0 | 0 | 0 | 0 | 0 | 0 | 0 | 0 | 0 | 0 | 0 | 0 | 0 | 0 | 0 | 0 | 0 | 0
[10 empty] | 0 | 0 | 0 | 0 | 0 | 0 | 0 | 0 | 0 | 0 | 0 | 0 | 0 | 0 | 0 | 0 | 0 | 0 | 0 | 0 | 0 | 0 | 0 | 0 | 0 | 0 | 0 | 0
[10 empty] | 0 | 0 | 0 | 0 | 0 | 0 | 0 | 0 | 0 | 0 | 0 | 0 | 0 | 0 | 0 | 0 | 0 | 0 | 0 | 0 | 0 | 0 | 0 | 0 | 0 | 0 | 0 | 0
[10 empty] | 0 | 0 | 0 | 0 | 0 | 0 | 0 | 0 | 0 | 0 | 0 | 0 | 0 | 0 | 0 | 0 | 0 | 0 | 0 | 0 | 0 | 0 | 0 | 0 | 0 | 0 | 0 | 0
[10 empty] | 0 | 0 | 0 | 0 | 0 | 0 | 0 | 0 | 0 | 0 | 0 | 0 | 0 | 0 | 0 | 0 | 0 | 0 | 0 | 0 | 0 | 0 | 0 | 0 | 0 | 0 | 0 | 0
[10 empty] | 0 | 0 | 0 | 0 | 0 | 0 | 0 | 0 | 0 | 0 | 0 | 0 | 0 | 0 | 0 | 0 | 0 | 0 | 0 | 0 | 0 | 0 | 0 | 0 | 0 | 0 | 0 | 0
[10 empty] | 0 | 0 | 0 | 0 | 0 | 0 | 0 | 0 | 0 | 0 | 0 | 0 | 0 | 0 | 0 | 0 | 0 | 0 | 0 | 0 | 0 | 0 | 0 | 0 | 0 | 0 | 0 | 0
[10 empty] | 0 | 13478.314 | 23291.6646 | 25986.8487 | 23911.5063 | 19646.8685 | 14556.5346 | 7720.5162 | 3214.6516 | 1605.0896 | 591.4744 | 0 | 0 | 0 | 0 | 0 | 0 | 0 | 0 | 0 | 0 | 0 | 0
[10 empty] | 0 | 0 | 0 | 0 | 0 | 0 | 2046.9312 | 4272.8423 | 5819.3152 | 6482.3477 | 6343.2602 | 5766.9477 | 4936.8054 | 4355.1293 | 4163.147 | 4221.1822 | 4309.1088 | 4610.5666 | 4693.3486 | 4608.5846 | 4383.8287 | 4097.51 | 3786.7393
[10 empty] | 0 | 13786.9211 | 24117.7482 | 27052.106 | 29625.9922 | 31740.6697 | 29310.1452 | 25151.2213 | 21452.3811 | 15745.0952 | 12053.0737 | 10335.6019 | 8881.4065 | 7811.9858 | 6928.0492 | 6366.6385 | 6170.7911 | 6240.1829 | 6269.441 | 6229.7366 | 6017.375 | 5741.3125 | 5348.1557
[10 empty] | 0 | 4565.7284 | 8001.9284 | 20453.4331 | 31931.0569 | 41993.8711 | 41926.6809 | 41859.5982 | 41792.6229 | 41725.7547 | 40758.9132 | 39295.9399 | 35659.4551 | 30478.9537 | 24344.1499 | 18273.8141 | 13712.978 | 7757.8207 | 3245.8482 | 0 | 0 | 0 | 0
[10 empty] | 0 | 0 | 0 | 0 | 0 | 0 | 10749.5234 | 22994.056 | 31929.7039 | 40063.5468 | 39999.4451 | 39935.446 | 39871.5493 | 39807.7548 | 39744.0624 | 37561.3285 | 33391.3703 | 28286.5049 | 22592.9972 | 18045.4787 | 11657.8309 | 6168.2604 | 2626.784
[10 empty] | 0 | 0 | 0 | 0 | 0 | 0 | 0 | 0 | 0 | 0 | 6758.2493 | 11700.003 | 17979.3412 | 25013.0933 | 32321.954 | 41043.7719 | 49801.977 | 60380.1926 | 70342.5009 | 78115.8679 | 84787.38 | 90680.3225 | 94762.9772
[10 empty] | 0 | 0 | 0 | 0 | 0 | 0 | 0 | 0 | 0 | 0 | 0 | 0 | 0 | 0 | 0 | 0 | 0 | 0 | 0 | 0 | 0 | 0 | 0
[10 empty] | 0 | 0 | 0 | 0 | 0 | 0 | 0 | 0 | 0 | 0 | 0 | 0 | 0 | 0 | 0 | 0 | 0 | 0 | 0 | 0 | 0 | 0 | 0
[10 empty] | 0 | 0 | 0 | 0 | 0 | 0 | 0 | 0 | 0 | 0 | 0 | 0 | 0 | 0 | 0 | 0 | 0 | 0 | 0 | 0 | 0 | 0 | 0
[10 empty] | 0 | 0 | 0 | 0 | 0 | 0 | 0 | 0 | 0 | 0 | 0 | 0 | 0 | 0 | 0 | 0 | 0 | 0 | 0 | 0 | 0 | 0 | 0
[10 empty] | 110360.6814 | 78353.1408 | 54596.4685 | 36339.4094 | 24187.5109 | 16099.2073 | 10715.6324 | 7132.3249 | 4747.2755 | 3159.7865 | 2103.1539 | 1399.8593 | 931.7463 | 620.1703 | 412.7854 | 274.75 | 182.8736 | 121.7206 | 81.0173 | 53.9251 | 35.8925 | 23.8901 | 15.9012
[10 empty] | 0 | 13478.314 | 23291.6646 | 23254.398 | 18745.9504 | 12477.3046 | 8304.8939 | 2890.8113 | 0 | 0 | 0 | 0 | 0 | 0 | 0 | 0 | 0 | 0 | 0 | 0 | 0 | 0 | 0
[10 empty] | 0 | 0 | 0 | 0 | 0 | 0 | 0 | 0 | 0 | 0 | 0 | 0 | 0 | 0 | 0 | 0 | 0 | 0 | 0 | 0 | 0 | 0 | 0
[10 empty] | 0 | 13786.9211 | 24117.7482 | 24079.1598 | 24040.6331 | 24002.1681 | 19404.772 | 12915.8162 | 8596.7673 | 3033.3301 | 0 | 0 | 0 | 0 | 0 | 0 | 0 | 0 | 0 | 0 | 0 | 0 | 0
[10 empty] | 0 | 4565.7284 | 8001.9284 | 26158.83 | 42681.9718 | 56901.9366 | 56810.8935 | 56719.9961 | 56629.2441 | 56538.6373 | 55548.0953 | 54061.4593 | 49276.597 | 42179.481 | 33689.595 | 25738.2081 | 19674.9387 | 11057.2784 | 4585.52 | 0 | 0 | 0 | 0
[10 empty] | 0 | 0 | 0 | 0 | 0 | 0 | 14069.2558 | 29471.6104 | 38982.6632 | 46049.8666 | 45976.1868 | 45902.6249 | 45829.1807 | 45755.854 | 45682.6446 | 42835.9623 | 37511.2702 | 31368.7671 | 25054.8616 | 20011.8191 | 12377.4304 | 5932.2045 | 2288.0898
[10 empty] | 0 | 0 | 0 | 0 | 0 | 0 | 0 | 0 | 0 | 0 | 4980.1339 | 7069.8544 | 12222.7797 | 19531.5819 | 28129.1228 | 38892.5649 | 50200.0163 | 64849.2222 | 77503.7542 | 86987.8487 | 94468.9842 | 100755.2008 | 104236.5664
[10 empty] | 0 | 0 | 0 | 0 | 0 | 0 | 0 | 0 | 0 | 0 | 0 | 0 | 0 | 0 | 0 | 0 | 0 | 0 | 0 | 0 | 0 | 0 | 0
[10 empty] | 0 | 0 | 0 | 0 | 0 | 0 | 0 | 0 | 0 | 0 | 0 | 0 | 0 | 0 | 0 | 0 | 0 | 0 | 0 | 0 | 0 | 0 | 0
[10 empty] | 0 | 0 | 0 | 0 | 0 | 0 | 0 | 0 | 0 | 0 | 0 | 0 | 0 | 0 | 0 | 0 | 0 | 0 | 0 | 0 | 0 | 0 | 0
[10 empty] | 0 | 0 | 0 | 0 | 0 | 0 | 0 | 0 | 0 | 0 | 0 | 0 | 0 | 0 | 0 | 0 | 0 | 0 | 0 | 0 | 0 | 0 | 0
[10 empty] | 110360.6814 | 78353.1408 | 54596.4685 | 36339.4094 | 24187.5109 | 16099.2073 | 10715.6324 | 7132.3249 | 4747.2755 | 3159.7865 | 2103.1539 | 1399.8593 | 931.7463 | 620.1703 | 412.7854 | 274.75 | 182.8736 | 121.7206 | 81.0173 | 53.9251 | 35.8925 | 23.8901 | 15.9012
[10 empty] | 0 | 13478.314 | 23291.6646 | 23254.398 | 18745.9504 | 12477.3046 | 8304.8939 | 2890.8113 | 0 | 0 | 0 | 0 | 0 | 0 | 0 | 0 | 0 | 0 | 0 | 0 | 0 | 0 | 0
[10 empty] | 0 | 0 | 0 | 0 | 0 | 0 | 0 | 0 | 0 | 0 | 0 | 0 | 0 | 0 | 0 | 0 | 0 | 0 | 0 | 0 | 0 | 0 | 0
[10 empty] | 0 | 13786.9211 | 24117.7482 | 24079.1598 | 24040.6331 | 24002.1681 | 19404.772 | 12915.8162 | 8596.7673 | 3033.3301 | 0 | 0 | 0 | 0 | 0 | 0 | 0 | 0 | 0 | 0 | 0 | 0 | 0
[10 empty] | 0 | 4565.7284 | 8001.9284 | 26158.83 | 42681.9718 | 56901.9366 | 56810.8935 | 56719.9961 | 56629.2441 | 56538.6373 | 55548.0953 | 54061.4593 | 49276.597 | 42179.481 | 33689.595 | 25738.2081 | 19674.9387 | 11057.2784 | 4585.52 | 0 | 0 | 0 | 0
[10 empty] | 0 | 0 | 0 | 0 | 0 | 0 | 14069.2558 | 29471.6104 | 38982.6632 | 46049.8666 | 45976.1868 | 45902.6249 | 45829.1807 | 45755.854 | 45682.6446 | 42835.9623 | 37511.2702 | 31368.7671 | 25054.8616 | 20011.8191 | 12377.4304 | 5932.2045 | 2288.0898
[10 empty] | 0 | 0 | 0 | 0 | 0 | 0 | 0 | 0 | 0 | 0 | 4980.1339 | 7069.8544 | 12222.7797 | 19531.5819 | 28129.1228 | 38892.5649 | 50200.0163 | 64849.2222 | 77503.7542 | 86987.8487 | 94468.9842 | 100755.2008 | 104236.5664
[10 empty] | 0 | 0 | 0 | 0 | 0 | 0 | 0 | 0 | 0 | 0 | 0 | 0 | 0 | 0 | 0 | 0 | 0 | 0 | 0 | 0 | 0 | 0 | 0
[10 empty] | 0 | 0 | 0 | 0 | 0 | 0 | 0 | 0 | 0 | 0 | 0 | 0 | 0 | 0 | 0 | 0 | 0 | 0 | 0 | 0 | 0 | 0 | 0
[10 empty] | 0 | 0 | 0 | 0 | 0 | 0 | 0 | 0 | 0 | 0 | 0 | 0 | 0 | 0 | 0 | 0 | 0 | 0 | 0 | 0 | 0 | 0 | 0
[10 empty] | 0 | 0 | 0 | 0 | 0 | 0 | 0 | 0 | 0 | 0 | 0 | 0 | 0 | 0 | 0 | 0 | 0 | 0 | 0 | 0 | 0 | 0 | 0
[10 empty] | 110360.6814 | 78353.1408 | 54596.4685 | 36339.4094 | 24187.5109 | 16099.2073 | 10715.6324 | 7132.3249 | 4747.2755 | 3159.7865 | 2103.1539 | 1399.8593 | 931.7463 | 620.1703 | 412.7854 | 274.75 | 182.8736 | 121.7206 | 81.0173 | 53.9251 | 35.8925 | 23.8901 | 15.9012

## Raw Equipment Savings (hidden)
Key | Field | Sector | Segment | Vintage | End Use | Fuel | Technology | Case | Label | 2013 | 2014 | 2015 | 2016 | 2017 | 2018 | 2019 | 2020 | 2021 | 2022 | 2023 | 2024 | 2025 | 2026 | 2027 | 2028 | 2029 | 2030 | 2031 | 2032 | 2033 | 2034 | 2035 | 2036 | 2037 | 2038 | 2039 | 2040
[10 empty] | 0 | 0 | 0 | 0 | 0 | 0 | 0 | 0 | 0 | 0 | 0 | 0 | 0 | 0 | 0 | 0 | 0 | 0 | 0 | 0 | 0 | 0 | 0 | 0 | 0 | 0 | 0 | 0
[10 empty] | 0 | 0 | 0 | 0 | 0 | 0 | 0 | 0 | 0 | 0 | 0 | 0 | 0 | 0 | 0 | 0 | 0 | 0 | 0 | 0 | 0 | 0 | 0 | 0 | 0 | 0 | 0 | 0
[10 empty] | 0 | 0 | 0 | 0 | 0 | 0 | 0 | 0 | 0 | 0 | 0 | 0 | 0 | 0 | 0 | 0 | 0 | 0 | 0 | 0 | 0 | 0 | 0 | 0 | 0 | 0 | 0 | 0
[10 empty] | 0 | 0 | 0 | 0 | 0 | 0 | 0 | 0 | 0 | 0 | 0 | 0 | 0 | 0 | 0 | 0 | 0 | 0 | 0 | 0 | 0 | 0 | 0 | 0 | 0 | 0 | 0 | 0
[10 empty] | 0 | 0 | 0 | 0 | 0 | 0 | 0 | 0 | 0 | 0 | 0 | 0 | 0 | 0 | 0 | 0 | 0 | 0 | 0 | 0 | 0 | 0 | 0 | 0 | 0 | 0 | 0 | 0
[10 empty] | 0 | 0 | 0 | 0 | 0 | 0 | 0 | 0 | 0 | 0 | 0 | 0 | 0 | 0 | 0 | 0 | 0 | 0 | 0 | 0 | 0 | 0 | 0 | 0 | 0 | 0 | 0 | 0
[10 empty] | 0 | 0 | 0 | 0 | 0 | 0 | 0 | 0 | 0 | 0 | 0 | 0 | 0 | 0 | 0 | 0 | 0 | 0 | 0 | 0 | 0 | 0 | 0 | 0 | 0 | 0 | 0 | 0
[10 empty] | 0 | 0 | 0 | 0 | 0 | 0 | 0 | 0 | 0 | 0 | 0 | 0 | 0 | 0 | 0 | 0 | 0 | 0 | 0 | 0 | 0 | 0 | 0 | 0 | 0 | 0 | 0 | 0
[10 empty] | 0 | 0 | 0 | 0 | 0 | 0 | 0 | 0 | 0 | 0 | 0 | 0 | 0 | 0 | 0 | 0 | 0 | 0 | 0 | 0 | 0 | 0 | 0 | 0 | 0 | 0 | 0 | 0
[10 empty] | 0 | 0 | 0 | 0 | 0 | 0 | 0 | 0 | 0 | 0 | 0 | 0 | 0 | 0 | 0 | 0 | 0 | 0 | 0 | 0 | 0 | 0 | 0 | 0 | 0 | 0 | 0 | 0
[10 empty] | 0 | 0 | 0 | 0 | 0 | 0 | 0 | 0 | 0 | 0 | 0 | 0 | 0 | 0 | 0 | 0 | 0 | 0 | 0 | 0 | 0 | 0 | 0 | 0 | 0 | 0 | 0 | 0
[10 empty] | 0 | 0 | 0 | 0 | 0 | 0 | 0 | 0 | 0 | 0 | 0 | 0 | 0 | 0 | 0 | 0 | 0 | 0 | 0 | 0 | 0 | 0 | 0 | 0 | 0 | 0 | 0 | 0
[10 empty] | 0 | 0 | 0 | 0 | 0 | 0 | 0 | 0 | 0 | 0 | 0 | 0 | 0 | 0 | 0 | 0 | 0 | 0 | 0 | 0 | 0 | 0 | 0 | 0 | 0 | 0 | 0 | 0
[10 empty] | 0 | 0 | 0 | 0 | 0 | 0 | 0 | 0 | 0 | 0 | 0 | 0 | 0 | 0 | 0 | 0 | 0 | 0 | 0 | 0 | 0 | 0 | 0 | 0 | 0 | 0 | 0 | 0
[10 empty] | 0 | 0 | 0 | 0 | 0 | 0 | 0 | 0 | 0 | 0 | 0 | 0 | 0 | 0 | 0 | 0 | 0 | 0 | 0 | 0 | 0 | 0 | 0 | 0 | 0 | 0 | 0 | 0
[10 empty] | 0 | 0 | 0 | 0 | 0 | 0 | 0 | 0 | 0 | 0 | 0 | 0 | 0 | 0 | 0 | 0 | 0 | 0 | 0 | 0 | 0 | 0 | 0 | 0 | 0 | 0 | 0 | 0
[10 empty] | 0 | 0 | 0 | 0 | 0 | 0 | 0 | 0 | 0 | 0 | 0 | 0 | 0 | 0 | 0 | 0 | 0 | 0 | 0 | 0 | 0 | 0 | 0 | 0 | 0 | 0 | 0 | 0
[10 empty] | 0 | 0 | 0 | 0 | 0 | 0 | 0 | 0 | 0 | 0 | 0 | 0 | 0 | 0 | 0 | 0 | 0 | 0 | 0 | 0 | 0 | 0 | 0 | 0 | 0 | 0 | 0 | 0
[10 empty] | 0 | 0 | 0 | 0 | 0 | 0 | 0 | 0 | 0 | 0 | 0 | 0 | 0 | 0 | 0 | 0 | 0 | 0 | 0 | 0 | 0 | 0 | 0 | 0 | 0 | 0 | 0 | 0
[10 empty] | 0 | 0 | 0 | 0 | 0 | 0 | 0 | 0 | 0 | 0 | 0 | 0 | 0 | 0 | 0 | 0 | 0 | 0 | 0 | 0 | 0 | 0 | 0 | 0 | 0 | 0 | 0 | 0
[10 empty] | 0 | 0 | 0 | 0 | 0 | 0 | 0 | 0 | 0 | 0 | 0 | 0 | 0 | 0 | 0 | 0 | 0 | 0 | 0 | 0 | 0 | 0 | 0 | 0 | 0 | 0 | 0 | 0
[10 empty] | 0 | 0 | 0 | 0 | 0 | 0 | 0 | 0 | 0 | 0 | 0 | 0 | 0 | 0 | 0 | 0 | 0 | 0 | 0 | 0 | 0 | 0 | 0 | 0 | 0 | 0 | 0 | 0
[10 empty] | 0 | 0 | 0 | 0 | 0 | 0 | 0 | 0 | 0 | 0 | 0 | 0 | 0 | 0 | 0 | 0 | 0 | 0 | 0 | 0 | 0 | 0 | 0 | 0 | 0 | 0 | 0 | 0
[10 empty] | 0 | 0 | 0 | 0 | 0 | 0 | 0 | 0 | 0 | 0 | 0 | 0 | 0 | 0 | 0 | 0 | 0 | 0 | 0 | 0 | 0 | 0 | 0 | 0 | 0 | 0 | 0 | 0
[10 empty] | 0 | 0 | 0 | 0 | 0 | 0 | 0 | 0 | 0 | 0 | 0 | 0 | 0 | 0 | 0 | 0 | 0 | 0 | 0 | 0 | 0 | 0 | 0 | 0 | 0 | 0 | 0 | 0
[10 empty] | 0 | 0 | 0 | 0 | 0 | 0 | 0 | 0 | 0 | 0 | 0 | 0 | 0 | 0 | 0 | 0 | 0 | 0 | 0 | 0 | 0 | 0 | 0 | 0 | 0 | 0 | 0 | 0
[10 empty] | 0 | 0 | 0 | 0 | 0 | 0 | 0 | 0 | 0 | 0 | 0 | 0 | 0 | 0 | 0 | 0 | 0 | 0 | 0 | 0 | 0 | 0 | 0 | 0 | 0 | 0 | 0 | 0
[10 empty] | 0 | 0 | 0 | 0 | 0 | 0 | 0 | 0 | 0 | 0 | 0 | 0 | 0 | 0 | 0 | 0 | 0 | 0 | 0 | 0 | 0 | 0 | 0 | 0 | 0 | 0 | 0 | 0
[10 empty] | 0 | 0 | 0 | 0 | 0 | 0 | 0 | 0 | 0 | 0 | 0 | 0 | 0 | 0 | 0 | 0 | 0 | 0 | 0 | 0 | 0 | 0 | 0 | 0 | 0 | 0 | 0 | 0
[10 empty] | 0 | 0 | 0 | 0 | 0 | 0 | 0 | 0 | 0 | 0 | 0 | 0 | 0 | 0 | 0 | 0 | 0 | 0 | 0 | 0 | 0 | 0 | 0 | 0 | 0 | 0 | 0 | 0
[10 empty] | 0 | 0 | 0 | 0 | 0 | 0 | 0 | 0 | 0 | 0 | 0 | 0 | 0 | 0 | 0 | 0 | 0 | 0 | 0 | 0 | 0 | 0 | 0 | 0 | 0 | 0 | 0 | 0
[10 empty] | 0 | 0 | 0 | 0 | 0 | 0 | 0 | 0 | 0 | 0 | 0 | 0 | 0 | 0 | 0 | 0 | 0 | 0 | 0 | 0 | 0 | 0 | 0 | 0 | 0 | 0 | 0 | 0
[10 empty] | 0 | 0 | 0 | 0 | 0 | 0 | 0 | 0 | 0 | 0 | 0 | 0 | 0 | 0 | 0 | 0 | 0 | 0 | 0 | 0 | 0 | 0 | 0 | 0 | 0 | 0 | 0 | 0
[10 empty] | 0 | 0 | 0 | 0 | 0 | 0 | 0 | 0 | 0 | 0 | 0 | 0 | 0 | 0 | 0 | 0 | 0 | 0 | 0 | 0 | 0 | 0 | 0 | 0 | 0 | 0 | 0 | 0
[10 empty] | 0 | 0 | 0 | 0 | 0 | 0 | 0 | 0 | 0 | 0 | 0 | 0 | 0 | 0 | 0 | 0 | 0 | 0 | 0 | 0 | 0 | 0 | 0 | 0 | 0 | 0 | 0 | 0
[10 empty] | 0 | 0 | 0 | 0 | 0 | 0 | 0 | 0 | 0 | 0 | 0 | 0 | 0 | 0 | 0 | 0 | 0 | 0 | 0 | 0 | 0 | 0 | 0 | 0 | 0 | 0 | 0 | 0
[10 empty] | 0 | 0 | 0 | 0 | 0 | 0 | 0 | 0 | 0 | 0 | 0 | 0 | 0 | 0 | 0 | 0 | 0 | 0 | 0 | 0 | 0 | 0 | 0 | 0 | 0 | 0 | 0 | 0
[10 empty] | 0 | 0 | 0 | 0 | 0 | 0 | 0 | 0 | 0 | 0 | 0 | 0 | 0 | 0 | 0 | 0 | 0 | 0 | 0 | 0 | 0 | 0 | 0 | 0 | 0 | 0 | 0 | 0
[10 empty] | 0 | 0 | 0 | 0 | 0 | 0 | 0 | 0 | 0 | 0 | 0 | 0 | 0 | 0 | 0 | 0 | 0 | 0 | 0 | 0 | 0 | 0 | 0 | 0 | 0 | 0 | 0 | 0
[10 empty] | 0 | 0 | 0 | 0 | 0 | 0 | 0 | 0 | 0 | 0 | 0 | 0 | 0 | 0 | 0 | 0 | 0 | 0 | 0 | 0 | 0 | 0 | 0 | 0 | 0 | 0 | 0 | 0
[10 empty] | 0 | 0 | 0 | 0 | 0 | 0 | 0 | 0 | 0 | 0 | 0 | 0 | 0 | 0 | 0 | 0 | 0 | 0 | 0 | 0 | 0 | 0 | 0 | 0 | 0 | 0 | 0 | 0
[10 empty] | 0 | 0 | 0 | 0 | 0 | 0 | 0 | 0 | 0 | 0 | 0 | 0 | 0 | 0 | 0 | 0 | 0 | 0 | 0 | 0 | 0 | 0 | 0 | 0 | 0 | 0 | 0 | 0
[10 empty] | 0 | 0 | 0 | 0 | 0 | 0 | 0 | 0 | 0 | 0 | 0 | 0 | 0 | 0 | 0 | 0 | 0 | 0 | 0 | 0 | 0 | 0 | 0 | 0 | 0 | 0 | 0 | 0
[10 empty] | 0 | 0 | 0 | 0 | 0 | 0 | 0 | 0 | 0 | 0 | 0 | 0 | 0 | 0 | 0 | 0 | 0 | 0 | 0 | 0 | 0 | 0 | 0 | 0 | 0 | 0 | 0 | 0
[10 empty] | 0 | 0 | 0 | 0 | 0 | 0 | 0 | 0 | 0 | 0 | 0 | 0 | 0 | 0 | 0 | 0 | 0 | 0 | 0 | 0 | 0 | 0 | 0 | 0 | 0 | 0 | 0 | 0
[10 empty] | 0 | 0 | 0 | 0 | 0 | 0 | 0 | 0 | 0 | 0 | 0 | 0 | 0 | 0 | 0 | 0 | 0 | 0 | 0 | 0 | 0 | 0 | 0 | 0 | 0 | 0 | 0 | 0
[10 empty] | 0 | 0 | 0 | 0 | 0 | 0 | 0 | 0 | 0 | 0 | 0 | 0 | 0 | 0 | 0 | 0 | 0 | 0 | 0 | 0 | 0 | 0 | 0 | 0 | 0 | 0 | 0 | 0
[10 empty] | 0 | 0 | 0 | 0 | 0 | 0 | 0 | 0 | 0 | 0 | 0 | 0 | 0 | 0 | 0 | 0 | 0 | 0 | 0 | 0 | 0 | 0 | 0 | 0 | 0 | 0 | 0 | 0
[10 empty] | 0 | 0 | 0 | 0 | 0 | 0 | 0 | 0 | 0 | 0 | 0 | 0 | 0 | 0 | 0 | 0 | 0 | 0 | 0 | 0 | 0 | 0 | 0 | 0 | 0 | 0 | 0 | 0
[10 empty] | 0 | 0 | 0 | 0 | 0 | 0 | 0 | 0 | 0 | 0 | 0 | 0 | 0 | 0 | 0 | 0 | 0 | 0 | 0 | 0 | 0 | 0 | 0 | 0 | 0 | 0 | 0 | 0
[10 empty] | 0 | 0 | 0 | 0 | 0 | 0 | 0 | 0 | 0 | 0 | 0 | 0 | 0 | 0 | 0 | 0 | 0 | 0 | 0 | 0 | 0 | 0 | 0 | 0 | 0 | 0 | 0 | 0
[10 empty] | 0 | 0 | 0 | 0 | 0 | 0 | 0 | 0 | 0 | 0 | 0 | 0 | 0 | 0 | 0 | 0 | 0 | 0 | 0 | 0 | 0 | 0 | 0 | 0 | 0 | 0 | 0 | 0
[10 empty] | 0 | 0 | 0 | 0 | 0 | 0 | 0 | 0 | 0 | 0 | 0 | 0 | 0 | 0 | 0 | 0 | 0 | 0 | 0 | 0 | 0 | 0 | 0 | 0 | 0 | 0 | 0 | 0
[10 empty] | 0 | 0 | 0 | 0 | 0 | 0 | 0 | 0 | 0 | 0 | 0 | 0 | 0 | 0 | 0 | 0 | 0 | 0 | 0 | 0 | 0 | 0 | 0 | 0 | 0 | 0 | 0 | 0
[10 empty] | 0 | 0 | 0 | 0 | 0 | 0 | 0 | 0 | 0 | 0 | 0 | 0 | 0 | 0 | 0 | 0 | 0 | 0 | 0 | 0 | 0 | 0 | 0 | 0 | 0 | 0 | 0 | 0
[10 empty] | 0 | 0 | 0 | 0 | 0 | 0 | 0 | 0 | 0 | 0 | 0 | 0 | 0 | 0 | 0 | 0 | 0 | 0 | 0 | 0 | 0 | 0 | 0 | 0 | 0 | 0 | 0 | 0
[10 empty] | 0 | 0 | 0 | 0 | 0 | 0 | 0 | 0 | 0 | 0 | 0 | 0 | 0 | 0 | 0 | 0 | 0 | 0 | 0 | 0 | 0 | 0 | 0 | 0 | 0 | 0 | 0 | 0
[10 empty] | 0 | 0 | 0 | 0 | 0 | 0 | 0 | 0 | 0 | 0 | 0 | 0 | 0 | 0 | 0 | 0 | 0 | 0 | 0 | 0 | 0 | 0 | 0 | 0 | 0 | 0 | 0 | 0
[10 empty] | 0 | 0 | 0 | 0 | 0 | 0 | 0 | 0 | 0 | 0 | 0 | 0 | 0 | 0 | 0 | 0 | 0 | 0 | 0 | 0 | 0 | 0 | 0 | 0 | 0 | 0 | 0 | 0
[10 empty] | 0 | 0 | 0 | 0 | 0 | 0 | 0 | 0 | 0 | 0 | 0 | 0 | 0 | 0 | 0 | 0 | 0 | 0 | 0 | 0 | 0 | 0 | 0 | 0 | 0 | 0 | 0 | 0
[10 empty] | 0 | 0 | 0 | 0 | 0 | 0 | 0 | 0 | 0 | 0 | 0 | 0 | 0 | 0 | 0 | 0 | 0 | 0 | 0 | 0 | 0 | 0 | 0 | 0 | 0 | 0 | 0 | 0
[10 empty] | 0 | 0 | 0 | 0 | 0 | 0 | 0 | 0 | 0 | 0 | 0 | 0 | 0 | 0 | 0 | 0 | 0 | 0 | 0 | 0 | 0 | 0 | 0 | 0 | 0 | 0 | 0 | 0
[10 empty] | 0 | 0 | 0 | 0 | 0 | 0 | 0 | 0 | 0 | 0 | 0 | 0 | 0 | 0 | 0 | 0 | 0 | 0 | 0 | 0 | 0 | 0 | 0 | 0 | 0 | 0 | 0 | 0
[10 empty] | 0 | 0 | 0 | 0 | 0 | 0 | 0 | 0 | 0 | 0 | 0 | 0 | 0 | 0 | 0 | 0 | 0 | 0 | 0 | 0 | 0 | 0 | 0 | 0 | 0 | 0 | 0 | 0
[10 empty] | 0 | 0 | 0 | 0 | 0 | 0 | 0 | 0 | 0 | 0 | 0 | 0 | 0 | 0 | 0 | 0 | 0 | 0 | 0 | 0 | 0 | 0 | 0 | 0 | 0 | 0 | 0 | 0
[10 empty] | 0 | 0 | 0 | 0 | 0 | 0 | 0 | 0 | 0 | 0 | 0 | 0 | 0 | 0 | 0 | 0 | 0 | 0 | 0 | 0 | 0 | 0 | 0 | 0 | 0 | 0 | 0 | 0
[10 empty] | 0 | 0 | 0 | 0 | 0 | 0 | 0 | 0 | 0 | 0 | 0 | 0 | 0 | 0 | 0 | 0 | 0 | 0 | 0 | 0 | 0 | 0 | 0 | 0 | 0 | 0 | 0 | 0
[10 empty] | 0 | 0 | 0 | 0 | 0 | 0 | 0 | 0 | 0 | 0 | 0 | 0 | 0 | 0 | 0 | 0 | 0 | 0 | 0 | 0 | 0 | 0 | 0 | 0 | 0 | 0 | 0 | 0
[10 empty] | 0 | 0 | 0 | 0 | 0 | 0 | 0 | 0 | 0 | 0 | 0 | 0 | 0 | 0 | 0 | 0 | 0 | 0 | 0 | 0 | 0 | 0 | 0 | 0 | 0 | 0 | 0 | 0
[10 empty] | 0 | 0 | 0 | 0 | 0 | 0 | 0 | 0 | 0 | 0 | 0 | 0 | 0 | 0 | 0 | 0 | 0 | 0 | 0 | 0 | 0 | 0 | 0 | 0 | 0 | 0 | 0 | 0
[10 empty] | 0 | 0 | 0 | 0 | 0 | 0 | 0 | 0 | 0 | 0 | 0 | 0 | 0 | 0 | 0 | 0 | 0 | 0 | 0 | 0 | 0 | 0 | 0 | 0 | 0 | 0 | 0 | 0
[10 empty] | 0 | 0 | 0 | 0 | 0 | 0 | 0 | 0 | 0 | 0 | 0 | 0 | 0 | 0 | 0 | 0 | 0 | 0 | 0 | 0 | 0 | 0 | 0 | 0 | 0 | 0 | 0 | 0
[10 empty] | 0 | 0 | 0 | 0 | 0 | 0 | 0 | 0 | 0 | 0 | 0 | 0 | 0 | 0 | 0 | 0 | 0 | 0 | 0 | 0 | 0 | 0 | 0 | 0 | 0 | 0 | 0 | 0
[10 empty] | 0 | 0 | 0 | 0 | 0 | 0 | 0 | 0 | 0 | 0 | 0 | 0 | 0 | 0 | 0 | 0 | 0 | 0 | 0 | 0 | 0 | 0 | 0 | 0 | 0 | 0 | 0 | 0
[10 empty] | 0 | 0 | 0 | 0 | 0 | 0 | 0 | 0 | 0 | 0 | 0 | 0 | 0 | 0 | 0 | 0 | 0 | 0 | 0 | 0 | 0 | 0 | 0 | 0 | 0 | 0 | 0 | 0
[10 empty] | 0 | 0 | 0 | 0 | 0 | 0 | 0 | 0 | 0 | 0 | 0 | 0 | 0 | 0 | 0 | 0 | 0 | 0 | 0 | 0 | 0 | 0 | 0 | 0 | 0 | 0 | 0 | 0
[10 empty] | 0 | 0 | 0 | 0 | 0 | 0 | 0 | 0 | 0 | 0 | 0 | 0 | 0 | 0 | 0 | 0 | 0 | 0 | 0 | 0 | 0 | 0 | 0 | 0 | 0 | 0 | 0 | 0
[10 empty] | 0 | 0 | 0 | 0 | 0 | 0 | 0 | 0 | 0 | 0 | 0 | 0 | 0 | 0 | 0 | 0 | 0 | 0 | 0 | 0 | 0 | 0 | 0 | 0 | 0 | 0 | 0 | 0
[10 empty] | 0 | 0 | 0 | 0 | 0 | 0 | 0 | 0 | 0 | 0 | 0 | 0 | 0 | 0 | 0 | 0 | 0 | 0 | 0 | 0 | 0 | 0 | 0 | 0 | 0 | 0 | 0 | 0
[10 empty] | 0 | 0 | 0 | 0 | 0 | 0 | 0 | 0 | 0 | 0 | 0 | 0 | 0 | 0 | 0 | 0 | 0 | 0 | 0 | 0 | 0 | 0 | 0 | 0 | 0 | 0 | 0 | 0
[10 empty] | 0 | 0 | 0 | 0 | 0 | 0 | 0 | 0 | 0 | 0 | 0 | 0 | 0 | 0 | 0 | 0 | 0 | 0 | 0 | 0 | 0 | 0 | 0 | 0 | 0 | 0 | 0 | 0
[10 empty] | 0 | 0 | 0 | 0 | 0 | 0 | 0 | 0 | 0 | 0 | 0 | 0 | 0 | 0 | 0 | 0 | 0 | 0 | 0 | 0 | 0 | 0 | 0 | 0 | 0 | 0 | 0 | 0
[10 empty] | 0 | 0 | 0 | 0 | 0 | 0 | 0 | 0 | 0 | 0 | 0 | 0 | 0 | 0 | 0 | 0 | 0 | 0 | 0 | 0 | 0 | 0 | 0 | 0 | 0 | 0 | 0 | 0
[10 empty] | 0 | 0 | 0 | 0 | 0 | 0 | 0 | 0 | 0 | 0 | 0 | 0 | 0 | 0 | 0 | 0 | 0 | 0 | 0 | 0 | 0 | 0 | 0 | 0 | 0 | 0 | 0 | 0
[10 empty] | 0 | 0 | 0 | 0 | 0 | 0 | 0 | 0 | 0 | 0 | 0 | 0 | 0 | 0 | 0 | 0 | 0 | 0 | 0 | 0 | 0 | 0 | 0 | 0 | 0 | 0 | 0 | 0
[10 empty] | 0 | 0 | 0 | 0 | 0 | 0 | 0 | 0 | 0 | 0 | 0 | 0 | 0 | 0 | 0 | 0 | 0 | 0 | 0 | 0 | 0 | 0 | 0 | 0 | 0 | 0 | 0 | 0
[10 empty] | 0 | 0 | 0 | 0 | 0 | 0 | 0 | 0 | 0 | 0 | 0 | 0 | 0 | 0 | 0 | 0 | 0 | 0 | 0 | 0 | 0 | 0 | 0 | 0 | 0 | 0 | 0 | 0
[10 empty] | 0 | 0 | 0 | 0 | 0 | 0 | 0 | 0 | 0 | 0 | 0 | 0 | 0 | 0 | 0 | 0 | 0 | 0 | 0 | 0 | 0 | 0 | 0 | 0 | 0 | 0 | 0 | 0
[10 empty] | 0 | 0 | 0 | 0 | 0 | 0 | 0 | 0 | 0 | 0 | 0 | 0 | 0 | 0 | 0 | 0 | 0 | 0 | 0 | 0 | 0 | 0 | 0 | 0 | 0 | 0 | 0 | 0
[10 empty] | 0 | 0 | 0 | 0 | 0 | 0 | 0 | 0 | 0 | 0 | 0 | 0 | 0 | 0 | 0 | 0 | 0 | 0 | 0 | 0 | 0 | 0 | 0 | 0 | 0 | 0 | 0 | 0
[10 empty] | 0 | 0 | 0 | 0 | 0 | 0 | 0 | 0 | 0 | 0 | 0 | 0 | 0 | 0 | 0 | 0 | 0 | 0 | 0 | 0 | 0 | 0 | 0 | 0 | 0 | 0 | 0 | 0
[10 empty] | 0 | 0 | 0 | 0 | 0 | 0 | 0 | 0 | 0 | 0 | 0 | 0 | 0 | 0 | 0 | 0 | 0 | 0 | 0 | 0 | 0 | 0 | 0 | 0 | 0 | 0 | 0 | 0
[10 empty] | 0 | 0 | 0 | 0 | 0 | 0 | 0 | 0 | 0 | 0 | 0 | 0 | 0 | 0 | 0 | 0 | 0 | 0 | 0 | 0 | 0 | 0 | 0 | 0 | 0 | 0 | 0 | 0
[10 empty] | 0 | 0 | 0 | 0 | 0 | 0 | 0 | 0 | 0 | 0 | 0 | 0 | 0 | 0 | 0 | 0 | 0 | 0 | 0 | 0 | 0 | 0 | 0 | 0 | 0 | 0 | 0 | 0
[10 empty] | 0 | 0 | 0 | 0 | 0 | 0 | 0 | 0 | 0 | 0 | 0 | 0 | 0 | 0 | 0 | 0 | 0 | 0 | 0 | 0 | 0 | 0 | 0 | 0 | 0 | 0 | 0 | 0
[10 empty] | 0 | 0 | 0 | 0 | 0 | 0 | 0 | 0 | 0 | 0 | 0 | 0 | 0 | 0 | 0 | 0 | 0 | 0 | 0 | 0 | 0 | 0 | 0 | 0 | 0 | 0 | 0 | 0
[10 empty] | 0 | 0 | 0 | 0 | 0 | 0 | 0 | 0 | 0 | 0 | 0 | 0 | 0 | 0 | 0 | 0 | 0 | 0 | 0 | 0 | 0 | 0 | 0 | 0 | 0 | 0 | 0 | 0
[10 empty] | 0 | 0 | 0 | 0 | 0 | 0 | 0 | 0 | 0 | 0 | 0 | 0 | 0 | 0 | 0 | 0 | 0 | 0 | 0 | 0 | 0 | 0 | 0 | 0 | 0 | 0 | 0 | 0
[10 empty] | 0 | 0 | 0 | 0 | 0 | 0 | 0 | 0 | 0 | 0 | 0 | 0 | 0 | 0 | 0 | 0 | 0 | 0 | 0 | 0 | 0 | 0 | 0 | 0 | 0 | 0 | 0 | 0
[10 empty] | 0 | 0 | 0 | 0 | 0 | 0 | 0 | 0 | 0 | 0 | 0 | 0 | 0 | 0 | 0 | 0 | 0 | 0 | 0 | 0 | 0 | 0 | 0 | 0 | 0 | 0 | 0 | 0
[10 empty] | 0 | 0 | 0 | 0 | 0 | 0 | 0 | 0 | 0 | 0 | 0 | 0 | 0 | 0 | 0 | 0 | 0 | 0 | 0 | 0 | 0 | 0 | 0 | 0 | 0 | 0 | 0 | 0
[10 empty] | 0 | 0 | 0 | 0 | 0 | 0 | 0 | 0 | 0 | 0 | 0 | 0 | 0 | 0 | 0 | 0 | 0 | 0 | 0 | 0 | 0 | 0 | 0 | 0 | 0 | 0 | 0 | 0
[10 empty] | 0 | 0 | 0 | 0 | 0 | 0 | 0 | 0 | 0 | 0 | 0 | 0 | 0 | 0 | 0 | 0 | 0 | 0 | 0 | 0 | 0 | 0 | 0 | 0 | 0 | 0 | 0 | 0
[10 empty] | 0 | 0 | 0 | 0 | 0 | 0 | 0 | 0 | 0 | 0 | 0 | 0 | 0 | 0 | 0 | 0 | 0 | 0 | 0 | 0 | 0 | 0 | 0 | 0 | 0 | 0 | 0 | 0
[10 empty] | 0 | 0 | 0 | 0 | 0 | 0 | 0 | 0 | 0 | 0 | 0 | 0 | 0 | 0 | 0 | 0 | 0 | 0 | 0 | 0 | 0 | 0 | 0 | 0 | 0 | 0 | 0 | 0
[10 empty] | 0 | 0 | 0 | 0 | 0 | 0 | 0 | 0 | 0 | 0 | 0 | 0 | 0 | 0 | 0 | 0 | 0 | 0 | 0 | 0 | 0 | 0 | 0 | 0 | 0 | 0 | 0 | 0
[10 empty] | 0 | 0 | 0 | 0 | 0 | 0 | 0 | 0 | 0 | 0 | 0 | 0 | 0 | 0 | 0 | 0 | 0 | 0 | 0 | 0 | 0 | 0 | 0 | 0 | 0 | 0 | 0 | 0
[10 empty] | 0 | 0 | 0 | 0 | 0 | 0 | 0 | 0 | 0 | 0 | 0 | 0 | 0 | 0 | 0 | 0 | 0 | 0 | 0 | 0 | 0 | 0 | 0 | 0 | 0 | 0 | 0 | 0
[10 empty] | 0 | 0 | 0 | 0 | 0 | 0 | 0 | 0 | 0 | 0 | 0 | 0 | 0 | 0 | 0 | 0 | 0 | 0 | 0 | 0 | 0 | 0 | 0 | 0 | 0 | 0 | 0 | 0
[10 empty] | 0 | 0 | 0 | 0 | 0 | 0 | 0 | 0 | 0 | 0 | 0 | 0 | 0 | 0 | 0 | 0 | 0 | 0 | 0 | 0 | 0 | 0 | 0 | 0 | 0 | 0 | 0 | 0
[10 empty] | 0 | 0 | 0 | 0 | 0 | 0 | 0 | 0 | 0 | 0 | 0 | 0 | 0 | 0 | 0 | 0 | 0 | 0 | 0 | 0 | 0 | 0 | 0 | 0 | 0 | 0 | 0 | 0
[10 empty] | 0 | 0 | 0 | 0 | 0 | 0 | 0 | 0 | 0 | 0 | 0 | 0 | 0 | 0 | 0 | 0 | 0 | 0 | 0 | 0 | 0 | 0 | 0 | 0 | 0 | 0 | 0 | 0
[10 empty] | 0 | 0 | 0 | 0 | 0 | 0 | 0 | 0 | 0 | 0 | 0 | 0 | 0 | 0 | 0 | 0 | 0 | 0 | 0 | 0 | 0 | 0 | 0 | 0 | 0 | 0 | 0 | 0
[10 empty] | 0 | 0 | 0 | 0 | 0 | 0 | 0 | 0 | 0 | 0 | 0 | 0 | 0 | 0 | 0 | 0 | 0 | 0 | 0 | 0 | 0 | 0 | 0 | 0 | 0 | 0 | 0 | 0
[10 empty] | 0 | 0 | 0 | 0 | 0 | 0 | 0 | 0 | 0 | 0 | 0 | 0 | 0 | 0 | 0 | 0 | 0 | 0 | 0 | 0 | 0 | 0 | 0 | 0 | 0 | 0 | 0 | 0
[10 empty] | 0 | 0 | 0 | 0 | 0 | 0 | 0 | 0 | 0 | 0 | 0 | 0 | 0 | 0 | 0 | 0 | 0 | 0 | 0 | 0 | 0 | 0 | 0 | 0 | 0 | 0 | 0 | 0
[10 empty] | 0 | 0 | 0 | 0 | 0 | 0 | 0 | 0 | 0 | 0 | 0 | 0 | 0 | 0 | 0 | 0 | 0 | 0 | 0 | 0 | 0 | 0 | 0 | 0 | 0 | 0 | 0 | 0
[10 empty] | 0 | 0 | 0 | 0 | 0 | 0 | 0 | 0 | 0 | 0 | 0 | 0 | 0 | 0 | 0 | 0 | 0 | 0 | 0 | 0 | 0 | 0 | 0 | 0 | 0 | 0 | 0 | 0
[10 empty] | 0 | 0 | 0 | 0 | 0 | 0 | 0 | 0 | 0 | 0 | 0 | 0 | 0 | 0 | 0 | 0 | 0 | 0 | 0 | 0 | 0 | 0 | 0 | 0 | 0 | 0 | 0 | 0
[10 empty] | 0 | 0 | 0 | 0 | 0 | 0 | 0 | 0 | 0 | 0 | 0 | 0 | 0 | 0 | 0 | 0 | 0 | 0 | 0 | 0 | 0 | 0 | 0 | 0 | 0 | 0 | 0 | 0
[10 empty] | 0 | 0 | 0 | 0 | 0 | 0 | 0 | 0 | 0 | 0 | 0 | 0 | 0 | 0 | 0 | 0 | 0 | 0 | 0 | 0 | 0 | 0 | 0 | 0 | 0 | 0 | 0 | 0
[10 empty] | 0 | 0 | 0 | 0 | 0 | 0 | 0 | 0 | 0 | 0 | 0 | 0 | 0 | 0 | 0 | 0 | 0 | 0 | 0 | 0 | 0 | 0 | 0 | 0 | 0 | 0 | 0 | 0
[10 empty] | 0 | 0 | 0 | 0 | 0 | 0 | 0 | 0 | 0 | 0 | 0 | 0 | 0 | 0 | 0 | 0 | 0 | 0 | 0 | 0 | 0 | 0 | 0 | 0 | 0 | 0 | 0 | 0
[10 empty] | 0 | 0 | 0 | 0 | 0 | 0 | 0 | 0 | 0 | 0 | 0 | 0 | 0 | 0 | 0 | 0 | 0 | 0 | 0 | 0 | 0 | 0 | 0 | 0 | 0 | 0 | 0 | 0
[10 empty] | 0 | 0 | 0 | 0 | 0 | 0 | 0 | 0 | 0 | 0 | 0 | 0 | 0 | 0 | 0 | 0 | 0 | 0 | 0 | 0 | 0 | 0 | 0 | 0 | 0 | 0 | 0 | 0
[10 empty] | 0 | 0 | 0 | 0 | 0 | 0 | 0 | 0 | 0 | 0 | 0 | 0 | 0 | 0 | 0 | 0 | 0 | 0 | 0 | 0 | 0 | 0 | 0 | 0 | 0 | 0 | 0 | 0
[10 empty] | 0 | 0 | 0 | 0 | 0 | 0 | 0 | 0 | 0 | 0 | 0 | 0 | 0 | 0 | 0 | 0 | 0 | 0 | 0 | 0 | 0 | 0 | 0 | 0 | 0 | 0 | 0 | 0
[10 empty] | 0 | 0 | 0 | 0 | 0 | 0 | 0 | 0 | 0 | 0 | 0 | 0 | 0 | 0 | 0 | 0 | 0 | 0 | 0 | 0 | 0 | 0 | 0 | 0 | 0 | 0 | 0 | 0
[10 empty] | 0 | 0 | 0 | 0 | 0 | 0 | 0 | 0 | 0 | 0 | 0 | 0 | 0 | 0 | 0 | 0 | 0 | 0 | 0 | 0 | 0 | 0 | 0 | 0 | 0 | 0 | 0 | 0
[10 empty] | 0 | 0 | 0 | 0 | 0 | 0 | 0 | 0 | 0 | 0 | 0 | 0 | 0 | 0 | 0 | 0 | 0 | 0 | 0 | 0 | 0 | 0 | 0 | 0 | 0 | 0 | 0 | 0
[10 empty] | 0 | 0 | 0 | 0 | 0 | 0 | 0 | 0 | 0 | 0 | 0 | 0 | 0 | 0 | 0 | 0 | 0 | 0 | 0 | 0 | 0 | 0 | 0 | 0 | 0 | 0 | 0 | 0
[10 empty] | 0 | 0 | 0 | 0 | 0 | 0 | 0 | 0 | 0 | 0 | 0 | 0 | 0 | 0 | 0 | 0 | 0 | 0 | 0 | 0 | 0 | 0 | 0 | 0 | 0 | 0 | 0 | 0
[10 empty] | 0 | 0 | 0 | 0 | 0 | 0 | 0 | 0 | 0 | 0 | 0 | 0 | 0 | 0 | 0 | 0 | 0 | 0 | 0 | 0 | 0 | 0 | 0 | 0 | 0 | 0 | 0 | 0
[10 empty] | 0 | 0 | 0 | 0 | 0 | 0 | 0 | 0 | 0 | 0 | 0 | 0 | 0 | 0 | 0 | 0 | 0 | 0 | 0 | 0 | 0 | 0 | 0 | 0 | 0 | 0 | 0 | 0
[10 empty] | 0 | 0 | 0 | 0 | 0 | 0 | 0 | 0 | 0 | 0 | 0 | 0 | 0 | 0 | 0 | 0 | 0 | 0 | 0 | 0 | 0 | 0 | 0 | 0 | 0 | 0 | 0 | 0
[10 empty] | 0 | 0 | 0 | 0 | 0 | 0 | 0 | 0 | 0 | 0 | 0 | 0 | 0 | 0 | 0 | 0 | 0 | 0 | 0 | 0 | 0 | 0 | 0 | 0 | 0 | 0 | 0 | 0
[10 empty] | 0 | 0 | 0 | 0 | 0 | 0 | 0 | 0 | 0 | 0 | 0 | 0 | 0 | 0 | 0 | 0 | 0 | 0 | 0 | 0 | 0 | 0 | 0 | 0 | 0 | 0 | 0 | 0
[10 empty] | 0 | 0 | 0 | 0 | 0 | 0 | 0 | 0 | 0 | 0 | 0 | 0 | 0 | 0 | 0 | 0 | 0 | 0 | 0 | 0 | 0 | 0 | 0 | 0 | 0 | 0 | 0 | 0
[10 empty] | 0 | 0 | 0 | 0 | 0 | 0 | 0 | 0 | 0 | 0 | 0 | 0 | 0 | 0 | 0 | 0 | 0 | 0 | 0 | 0 | 0 | 0 | 0 | 0 | 0 | 0 | 0 | 0
[10 empty] | 0 | 0 | 0 | 0 | 0 | 0 | 0 | 0 | 0 | 0 | 0 | 0 | 0 | 0 | 0 | 0 | 0 | 0 | 0 | 0 | 0 | 0 | 0 | 0 | 0 | 0 | 0 | 0
[10 empty] | 0 | 0 | 0 | 0 | 0 | 0 | 0 | 0 | 0 | 0 | 0 | 0 | 0 | 0 | 0 | 0 | 0 | 0 | 0 | 0 | 0 | 0 | 0 | 0 | 0 | 0 | 0 | 0
[10 empty] | 0 | 0 | 0 | 0 | 0 | 0 | 0 | 0 | 0 | 0 | 0 | 0 | 0 | 0 | 0 | 0 | 0 | 0 | 0 | 0 | 0 | 0 | 0 | 0 | 0 | 0 | 0 | 0
[10 empty] | 0 | 0 | 0 | 0 | 0 | 0 | 0 | 0 | 0 | 0 | 0 | 0 | 0 | 0 | 0 | 0 | 0 | 0 | 0 | 0 | 0 | 0 | 0 | 0 | 0 | 0 | 0 | 0
[10 empty] | 0 | 0 | 0 | 0 | 0 | 0 | 0 | 0 | 0 | 0 | 0 | 0 | 0 | 0 | 0 | 0 | 0 | 0 | 0 | 0 | 0 | 0 | 0 | 0 | 0 | 0 | 0 | 0
[10 empty] | 0 | 0 | 0 | 0 | 0 | 0 | 0 | 0 | 0 | 0 | 0 | 0 | 0 | 0 | 0 | 0 | 0 | 0 | 0 | 0 | 0 | 0 | 0 | 0 | 0 | 0 | 0 | 0
[10 empty] | 0 | 0 | 0 | 0 | 0 | 0 | 0 | 0 | 0 | 0 | 0 | 0 | 0 | 0 | 0 | 0 | 0 | 0 | 0 | 0 | 0 | 0 | 0 | 0 | 0 | 0 | 0 | 0
[10 empty] | 0 | 0 | 0 | 0 | 0 | 0 | 0 | 0 | 0 | 0 | 0 | 0 | 0 | 0 | 0 | 0 | 0 | 0 | 0 | 0 | 0 | 0 | 0 | 0 | 0 | 0 | 0 | 0
[10 empty] | 0 | 0 | 0 | 0 | 0 | 0 | 0 | 0 | 0 | 0 | 0 | 0 | 0 | 0 | 0 | 0 | 0 | 0 | 0 | 0 | 0 | 0 | 0 | 0 | 0 | 0 | 0 | 0
[10 empty] | 0 | 0 | 0 | 0 | 0 | 0 | 0 | 0 | 0 | 0 | 0 | 0 | 0 | 0 | 0 | 0 | 0 | 0 | 0 | 0 | 0 | 0 | 0 | 0 | 0 | 0 | 0 | 0
[10 empty] | 0 | 0 | 0 | 0 | 0 | 0 | 0 | 0 | 0 | 0 | 0 | 0 | 0 | 0 | 0 | 0 | 0 | 0 | 0 | 0 | 0 | 0 | 0 | 0 | 0 | 0 | 0 | 0
[10 empty] | 0 | 0 | 0 | 0 | 0 | 0 | 0 | 0 | 0 | 0 | 0 | 0 | 0 | 0 | 0 | 0 | 0 | 0 | 0 | 0 | 0 | 0 | 0 | 0 | 0 | 0 | 0 | 0
[10 empty] | 0 | 0 | 0 | 0 | 0 | 0 | 0 | 0 | 0 | 0 | 0 | 0 | 0 | 0 | 0 | 0 | 0 | 0 | 0 | 0 | 0 | 0 | 0 | 0 | 0 | 0 | 0 | 0
[10 empty] | 0 | 0 | 0 | 0 | 0 | 0 | 0 | 0 | 0 | 0 | 0 | 0 | 0 | 0 | 0 | 0 | 0 | 0 | 0 | 0 | 0 | 0 | 0 | 0 | 0 | 0 | 0 | 0
[10 empty] | 0 | 0 | 0 | 0 | 0 | 0 | 0 | 0 | 0 | 0 | 0 | 0 | 0 | 0 | 0 | 0 | 0 | 0 | 0 | 0 | 0 | 0 | 0 | 0 | 0 | 0 | 0 | 0
[10 empty] | 0 | 0 | 0 | 0 | 0 | 0 | 0 | 0 | 0 | 0 | 0 | 0 | 0 | 0 | 0 | 0 | 0 | 0 | 0 | 0 | 0 | 0 | 0 | 0 | 0 | 0 | 0 | 0
[10 empty] | 0 | 0 | 0 | 0 | 0 | 0 | 0 | 0 | 0 | 0 | 0 | 0 | 0 | 0 | 0 | 0 | 0 | 0 | 0 | 0 | 0 | 0 | 0 | 0 | 0 | 0 | 0 | 0
[10 empty] | 0 | 0 | 0 | 0 | 0 | 0 | 0 | 0 | 0 | 0 | 0 | 0 | 0 | 0 | 0 | 0 | 0 | 0 | 0 | 0 | 0 | 0 | 0 | 0 | 0 | 0 | 0 | 0
[10 empty] | 0 | 0 | 0 | 0 | 0 | 0 | 0 | 0 | 0 | 0 | 0 | 0 | 0 | 0 | 0 | 0 | 0 | 0 | 0 | 0 | 0 | 0 | 0 | 0 | 0 | 0 | 0 | 0
[10 empty] | 0 | 0 | 0 | 0 | 0 | 0 | 0 | 0 | 0 | 0 | 0 | 0 | 0 | 0 | 0 | 0 | 0 | 0 | 0 | 0 | 0 | 0 | 0 | 0 | 0 | 0 | 0 | 0
[10 empty] | 0 | 0 | 0 | 0 | 0 | 0 | 0 | 0 | 0 | 0 | 0 | 0 | 0 | 0 | 0 | 0 | 0 | 0 | 0 | 0 | 0 | 0 | 0 | 0 | 0 | 0 | 0 | 0
[10 empty] | 0 | 0 | 0 | 0 | 0 | 0 | 0 | 0 | 0 | 0 | 0 | 0 | 0 | 0 | 0 | 0 | 0 | 0 | 0 | 0 | 0 | 0 | 0 | 0 | 0 | 0 | 0 | 0
[10 empty] | 0 | 0 | 0 | 0 | 0 | 0 | 0 | 0 | 0 | 0 | 0 | 0 | 0 | 0 | 0 | 0 | 0 | 0 | 0 | 0 | 0 | 0 | 0 | 0 | 0 | 0 | 0 | 0
[10 empty] | 0 | 0 | 0 | 0 | 0 | 0 | 0 | 0 | 0 | 0 | 0 | 0 | 0 | 0 | 0 | 0 | 0 | 0 | 0 | 0 | 0 | 0 | 0 | 0 | 0 | 0 | 0 | 0
[10 empty] | 0 | 0 | 0 | 0 | 0 | 0 | 0 | 0 | 0 | 0 | 0 | 0 | 0 | 0 | 0 | 0 | 0 | 0 | 0 | 0 | 0 | 0 | 0 | 0 | 0 | 0 | 0 | 0
[10 empty] | 0 | 0 | 0 | 0 | 0 | 0 | 0 | 0 | 0 | 0 | 0 | 0 | 0 | 0 | 0 | 0 | 0 | 0 | 0 | 0 | 0 | 0 | 0 | 0 | 0 | 0 | 0 | 0
[10 empty] | 0 | 0 | 0 | 0 | 0 | 0 | 0 | 0 | 0 | 0 | 0 | 0 | 0 | 0 | 0 | 0 | 0 | 0 | 0 | 0 | 0 | 0 | 0 | 0 | 0 | 0 | 0 | 0
[10 empty] | 0 | 0 | 0 | 0 | 0 | 0 | 0 | 0 | 0 | 0 | 0 | 0 | 0 | 0 | 0 | 0 | 0 | 0 | 0 | 0 | 0 | 0 | 0 | 0 | 0 | 0 | 0 | 0
[10 empty] | 0 | 0 | 0 | 0 | 0 | 0 | 0 | 0 | 0 | 0 | 0 | 0 | 0 | 0 | 0 | 0 | 0 | 0 | 0 | 0 | 0 | 0 | 0 | 0 | 0 | 0 | 0 | 0
[10 empty] | 0 | 0 | 0 | 0 | 0 | 0 | 0 | 0 | 0 | 0 | 0 | 0 | 0 | 0 | 0 | 0 | 0 | 0 | 0 | 0 | 0 | 0 | 0 | 0 | 0 | 0 | 0 | 0
[10 empty] | 0 | 0 | 0 | 0 | 0 | 0 | 0 | 0 | 0 | 0 | 0 | 0 | 0 | 0 | 0 | 0 | 0 | 0 | 0 | 0 | 0 | 0 | 0 | 0 | 0 | 0 | 0 | 0
[10 empty] | 0 | 0 | 0 | 0 | 0 | 0 | 0 | 0 | 0 | 0 | 0 | 0 | 0 | 0 | 0 | 0 | 0 | 0 | 0 | 0 | 0 | 0 | 0 | 0 | 0 | 0 | 0 | 0
[10 empty] | 0 | 0 | 0 | 0 | 0 | 0 | 0 | 0 | 0 | 0 | 0 | 0 | 0 | 0 | 0 | 0 | 0 | 0 | 0 | 0 | 0 | 0 | 0 | 0 | 0 | 0 | 0 | 0
[10 empty] | 0 | 0 | 0 | 0 | 0 | 0 | 0 | 0 | 0 | 0 | 0 | 0 | 0 | 0 | 0 | 0 | 0 | 0 | 0 | 0 | 0 | 0 | 0 | 0 | 0 | 0 | 0 | 0
[10 empty] | 0 | 0 | 0 | 0 | 0 | 0 | 0 | 0 | 0 | 0 | 0 | 0 | 0 | 0 | 0 | 0 | 0 | 0 | 0 | 0 | 0 | 0 | 0 | 0 | 0 | 0 | 0 | 0
[10 empty] | 0 | 0 | 0 | 0 | 0 | 0 | 0 | 0 | 0 | 0 | 0 | 0 | 0 | 0 | 0 | 0 | 0 | 0 | 0 | 0 | 0 | 0 | 0 | 0 | 0 | 0 | 0 | 0
[10 empty] | 0 | 0 | 0 | 0 | 0 | 0 | 0 | 0 | 0 | 0 | 0 | 0 | 0 | 0 | 0 | 0 | 0 | 0 | 0 | 0 | 0 | 0 | 0 | 0 | 0 | 0 | 0 | 0
[10 empty] | 0 | 0 | 0 | 0 | 0 | 0 | 0 | 0 | 0 | 0 | 0 | 0 | 0 | 0 | 0 | 0 | 0 | 0 | 0 | 0 | 0 | 0 | 0 | 0 | 0 | 0 | 0 | 0
[10 empty] | 0 | 0 | 0 | 0 | 0 | 0 | 0 | 0 | 0 | 0 | 0 | 0 | 0 | 0 | 0 | 0 | 0 | 0 | 0 | 0 | 0 | 0 | 0 | 0 | 0 | 0 | 0 | 0
[10 empty] | 0 | 0 | 0 | 0 | 0 | 0 | 0 | 0 | 0 | 0 | 0 | 0 | 0 | 0 | 0 | 0 | 0 | 0 | 0 | 0 | 0 | 0 | 0 | 0 | 0 | 0 | 0 | 0
[10 empty] | 0 | 0 | 0 | 0 | 0 | 0 | 0 | 0 | 0 | 0 | 0 | 0 | 0 | 0 | 0 | 0 | 0 | 0 | 0 | 0 | 0 | 0 | 0 | 0 | 0 | 0 | 0 | 0
[10 empty] | 0 | 0 | 0 | 0 | 0 | 0 | 0 | 0 | 0 | 0 | 0 | 0 | 0 | 0 | 0 | 0 | 0 | 0 | 0 | 0 | 0 | 0 | 0 | 0 | 0 | 0 | 0 | 0
[10 empty] | 0 | 0 | 0 | 0 | 0 | 0 | 0 | 0 | 0 | 0 | 0 | 0 | 0 | 0 | 0 | 0 | 0 | 0 | 0 | 0 | 0 | 0 | 0 | 0 | 0 | 0 | 0 | 0
[10 empty] | 0 | 0 | 0 | 0 | 0 | 0 | 0 | 0 | 0 | 0 | 0 | 0 | 0 | 0 | 0 | 0 | 0 | 0 | 0 | 0 | 0 | 0 | 0 | 0 | 0 | 0 | 0 | 0
[10 empty] | 0 | 0 | 0 | 0 | 0 | 0 | 0 | 0 | 0 | 0 | 0 | 0 | 0 | 0 | 0 | 0 | 0 | 0 | 0 | 0 | 0 | 0 | 0 | 0 | 0 | 0 | 0 | 0
[10 empty] | 0 | 0 | 0 | 0 | 0 | 0 | 0 | 0 | 0 | 0 | 0 | 0 | 0 | 0 | 0 | 0 | 0 | 0 | 0 | 0 | 0 | 0 | 0 | 0 | 0 | 0 | 0 | 0
[10 empty] | 0 | 0 | 0 | 0 | 0 | 0 | 0 | 0 | 0 | 0 | 0 | 0 | 0 | 0 | 0 | 0 | 0 | 0 | 0 | 0 | 0 | 0 | 0 | 0 | 0 | 0 | 0 | 0
[10 empty] | 0 | 0 | 0 | 0 | 0 | 0 | 0 | 0 | 0 | 0 | 0 | 0 | 0 | 0 | 0 | 0 | 0 | 0 | 0 | 0 | 0 | 0 | 0 | 0 | 0 | 0 | 0 | 0
[10 empty] | 0 | 0 | 0 | 0 | 0 | 0 | 0 | 0 | 0 | 0 | 0 | 0 | 0 | 0 | 0 | 0 | 0 | 0 | 0 | 0 | 0 | 0 | 0 | 0 | 0 | 0 | 0 | 0
[10 empty] | 0 | 0 | 0 | 0 | 0 | 0 | 0 | 0 | 0 | 0 | 0 | 0 | 0 | 0 | 0 | 0 | 0 | 0 | 0 | 0 | 0 | 0 | 0 | 0 | 0 | 0 | 0 | 0
[10 empty] | 0 | 0 | 0 | 0 | 0 | 0 | 0 | 0 | 0 | 0 | 0 | 0 | 0 | 0 | 0 | 0 | 0 | 0 | 0 | 0 | 0 | 0 | 0 | 0 | 0 | 0 | 0 | 0
[10 empty] | 0 | 0 | 0 | 0 | 0 | 0 | 0 | 0 | 0 | 0 | 0 | 0 | 0 | 0 | 0 | 0 | 0 | 0 | 0 | 0 | 0 | 0 | 0 | 0 | 0 | 0 | 0 | 0
[10 empty] | 0 | 0 | 0 | 0 | 0 | 0 | 0 | 0 | 0 | 0 | 0 | 0 | 0 | 0 | 0 | 0 | 0 | 0 | 0 | 0 | 0 | 0 | 0 | 0 | 0 | 0 | 0 | 0
[10 empty] | 0 | 0 | 0 | 0 | 0 | 0 | 0 | 0 | 0 | 0 | 0 | 0 | 0 | 0 | 0 | 0 | 0 | 0 | 0 | 0 | 0 | 0 | 0 | 0 | 0 | 0 | 0 | 0
[10 empty] | 0 | 0 | 0 | 0 | 0 | 0 | 0 | 0 | 0 | 0 | 0 | 0 | 0 | 0 | 0 | 0 | 0 | 0 | 0 | 0 | 0 | 0 | 0 | 0 | 0 | 0 | 0 | 0
[10 empty] | 0 | 0 | 0 | 0 | 0 | 0 | 0 | 0 | 0 | 0 | 0 | 0 | 0 | 0 | 0 | 0 | 0 | 0 | 0 | 0 | 0 | 0 | 0 | 0 | 0 | 0 | 0 | 0
[10 empty] | 0 | 0 | 0 | 0 | 0 | 0 | 0 | 0 | 0 | 0 | 0 | 0 | 0 | 0 | 0 | 0 | 0 | 0 | 0 | 0 | 0 | 0 | 0 | 0 | 0 | 0 | 0 | 0
[10 empty] | 0 | 0 | 0 | 0 | 0 | 0 | 0 | 0 | 0 | 0 | 0 | 0 | 0 | 0 | 0 | 0 | 0 | 0 | 0 | 0 | 0 | 0 | 0 | 0 | 0 | 0 | 0 | 0
[10 empty] | 0 | 0 | 0 | 0 | 0 | 0 | 0 | 0 | 0 | 0 | 0 | 0 | 0 | 0 | 0 | 0 | 0 | 0 | 0 | 0 | 0 | 0 | 0 | 0 | 0 | 0 | 0 | 0
[10 empty] | 0 | 0 | 0 | 0 | 0 | 0 | 0 | 0 | 0 | 0 | 0 | 0 | 0 | 0 | 0 | 0 | 0 | 0 | 0 | 0 | 0 | 0 | 0 | 0 | 0 | 0 | 0 | 0
[10 empty] | 0 | 0 | 0 | 0 | 0 | 0 | 0 | 0 | 0 | 0 | 0 | 0 | 0 | 0 | 0 | 0 | 0 | 0 | 0 | 0 | 0 | 0 | 0 | 0 | 0 | 0 | 0 | 0
[10 empty] | 0 | 0 | 0 | 0 | 0 | 0 | 0 | 0 | 0 | 0 | 0 | 0 | 0 | 0 | 0 | 0 | 0 | 0 | 0 | 0 | 0 | 0 | 0 | 0 | 0 | 0 | 0 | 0
[10 empty] | 0 | 0 | 0 | 0 | 0 | 0 | 0 | 0 | 0 | 0 | 0 | 0 | 0 | 0 | 0 | 0 | 0 | 0 | 0 | 0 | 0 | 0 | 0 | 0 | 0 | 0 | 0 | 0
[10 empty] | 0 | 0 | 0 | 0 | 0 | 0 | 0 | 0 | 0 | 0 | 0 | 0 | 0 | 0 | 0 | 0 | 0 | 0 | 0 | 0 | 0 | 0 | 0 | 0 | 0 | 0 | 0 | 0
[10 empty] | 0 | 0 | 0 | 0 | 0 | 0 | 0 | 0 | 0 | 0 | 0 | 0 | 0 | 0 | 0 | 0 | 0 | 0 | 0 | 0 | 0 | 0 | 0 | 0 | 0 | 0 | 0 | 0
[10 empty] | 0 | 0 | 0 | 0 | 0 | 0 | 0 | 0 | 0 | 0 | 0 | 0 | 0 | 0 | 0 | 0 | 0 | 0 | 0 | 0 | 0 | 0 | 0 | 0 | 0 | 0 | 0 | 0
[10 empty] | 0 | 0 | 0 | 0 | 0 | 0 | 0 | 0 | 0 | 0 | 0 | 0 | 0 | 0 | 0 | 0 | 0 | 0 | 0 | 0 | 0 | 0 | 0 | 0 | 0 | 0 | 0 | 0
[10 empty] | 0 | 0 | 0 | 0 | 0 | 0 | 0 | 0 | 0 | 0 | 0 | 0 | 0 | 0 | 0 | 0 | 0 | 0 | 0 | 0 | 0 | 0 | 0 | 0 | 0 | 0 | 0 | 0
[10 empty] | 0 | 0 | 0 | 0 | 0 | 0 | 0 | 0 | 0 | 0 | 0 | 0 | 0 | 0 | 0 | 0 | 0 | 0 | 0 | 0 | 0 | 0 | 0 | 0 | 0 | 0 | 0 | 0
[10 empty] | 0 | 0 | 0 | 0 | 0 | 0 | 0 | 0 | 0 | 0 | 0 | 0 | 0 | 0 | 0 | 0 | 0 | 0 | 0 | 0 | 0 | 0 | 0 | 0 | 0 | 0 | 0 | 0
[10 empty] | 0 | 0 | 0 | 0 | 0 | 0 | 0 | 0 | 0 | 0 | 0 | 0 | 0 | 0 | 0 | 0 | 0 | 0 | 0 | 0 | 0 | 0 | 0 | 0 | 0 | 0 | 0 | 0
[10 empty] | 0 | 0 | 0 | 0 | 0 | 0 | 0 | 0 | 0 | 0 | 0 | 0 | 0 | 0 | 0 | 0 | 0 | 0 | 0 | 0 | 0 | 0 | 0 | 0 | 0 | 0 | 0 | 0
[10 empty] | 0 | 0 | 0 | 0 | 0 | 0 | 0 | 0 | 0 | 0 | 0 | 0 | 0 | 0 | 0 | 0 | 0 | 0 | 0 | 0 | 0 | 0 | 0 | 0 | 0 | 0 | 0 | 0
[10 empty] | 0 | 0 | 0 | 0 | 0 | 0 | 0 | 0 | 0 | 0 | 0 | 0 | 0 | 0 | 0 | 0 | 0 | 0 | 0 | 0 | 0 | 0 | 0 | 0 | 0 | 0 | 0 | 0
[10 empty] | 0 | 0 | 0 | 0 | 0 | 0 | 0 | 0 | 0 | 0 | 0 | 0 | 0 | 0 | 0 | 0 | 0 | 0 | 0 | 0 | 0 | 0 | 0 | 0 | 0 | 0 | 0 | 0
[10 empty] | 0 | 0 | 0 | 0 | 0 | 0 | 0 | 0 | 0 | 0 | 0 | 0 | 0 | 0 | 0 | 0 | 0 | 0 | 0 | 0 | 0 | 0 | 0 | 0 | 0 | 0 | 0 | 0
[10 empty] | 0 | 0 | 0 | 0 | 0 | 0 | 0 | 0 | 0 | 0 | 0 | 0 | 0 | 0 | 0 | 0 | 0 | 0 | 0 | 0 | 0 | 0 | 0 | 0 | 0 | 0 | 0 | 0
[10 empty] | 0 | 0 | 0 | 0 | 0 | 0 | 0 | 0 | 0 | 0 | 0 | 0 | 0 | 0 | 0 | 0 | 0 | 0 | 0 | 0 | 0 | 0 | 0 | 0 | 0 | 0 | 0 | 0
[10 empty] | 0 | 0 | 0 | 0 | 0 | 0 | 0 | 0 | 0 | 0 | 0 | 0 | 0 | 0 | 0 | 0 | 0 | 0 | 0 | 0 | 0 | 0 | 0 | 0 | 0 | 0 | 0 | 0
[10 empty] | 0 | 0 | 0 | 0 | 0 | 0 | 0 | 0 | 0 | 0 | 0 | 0 | 0 | 0 | 0 | 0 | 0 | 0 | 0 | 0 | 0 | 0 | 0 | 0 | 0 | 0 | 0 | 0
[10 empty] | 0 | 0 | 0 | 0 | 0 | 0 | 0 | 0 | 0 | 0 | 0 | 0 | 0 | 0 | 0 | 0 | 0 | 0 | 0 | 0 | 0 | 0 | 0 | 0 | 0 | 0 | 0 | 0
[10 empty] | 0 | 0 | 0 | 0 | 0 | 0 | 0 | 0 | 0 | 0 | 0 | 0 | 0 | 0 | 0 | 0 | 0 | 0 | 0 | 0 | 0 | 0 | 0 | 0 | 0 | 0 | 0 | 0
[10 empty] | 0 | 0 | 0 | 0 | 0 | 0 | 0 | 0 | 0 | 0 | 0 | 0 | 0 | 0 | 0 | 0 | 0 | 0 | 0 | 0 | 0 | 0 | 0 | 0 | 0 | 0 | 0 | 0
[10 empty] | 0 | 0 | 0 | 0 | 0 | 0 | 0 | 0 | 0 | 0 | 0 | 0 | 0 | 0 | 0 | 0 | 0 | 0 | 0 | 0 | 0 | 0 | 0 | 0 | 0 | 0 | 0 | 0
[10 empty] | 0 | 0 | 0 | 0 | 0 | 0 | 0 | 0 | 0 | 0 | 0 | 0 | 0 | 0 | 0 | 0 | 0 | 0 | 0 | 0 | 0 | 0 | 0 | 0 | 0 | 0 | 0 | 0
[10 empty] | 0 | 0 | 0 | 0 | 0 | 0 | 0 | 0 | 0 | 0 | 0 | 0 | 0 | 0 | 0 | 0 | 0 | 0 | 0 | 0 | 0 | 0 | 0 | 0 | 0 | 0 | 0 | 0
[10 empty] | 0 | 0 | 0 | 0 | 0 | 0 | 0 | 0 | 0 | 0 | 0 | 0 | 0 | 0 | 0 | 0 | 0 | 0 | 0 | 0 | 0 | 0 | 0 | 0 | 0 | 0 | 0 | 0
[10 empty] | 0 | 0 | 0 | 0 | 0 | 0 | 0 | 0 | 0 | 0 | 0 | 0 | 0 | 0 | 0 | 0 | 0 | 0 | 0 | 0 | 0 | 0 | 0 | 0 | 0 | 0 | 0 | 0
[10 empty] | 0 | 0 | 0 | 0 | 0 | 0 | 0 | 0 | 0 | 0 | 0 | 0 | 0 | 0 | 0 | 0 | 0 | 0 | 0 | 0 | 0 | 0 | 0 | 0 | 0 | 0 | 0 | 0
[10 empty] | 0 | 0 | 0 | 0 | 0 | 0 | 0 | 0 | 0 | 0 | 0 | 0 | 0 | 0 | 0 | 0 | 0 | 0 | 0 | 0 | 0 | 0 | 0 | 0 | 0 | 0 | 0 | 0
[10 empty] | 0 | 0 | 0 | 0 | 0 | 0 | 0 | 0 | 0 | 0 | 0 | 0 | 0 | 0 | 0 | 0 | 0 | 0 | 0 | 0 | 0 | 0 | 0 | 0 | 0 | 0 | 0 | 0
[10 empty] | 0 | 0 | 0 | 0 | 0 | 0 | 0 | 0 | 0 | 0 | 0 | 0 | 0 | 0 | 0 | 0 | 0 | 0 | 0 | 0 | 0 | 0 | 0 | 0 | 0 | 0 | 0 | 0
[10 empty] | 0 | 0 | 0 | 0 | 0 | 0 | 0 | 0 | 0 | 0 | 0 | 0 | 0 | 0 | 0 | 0 | 0 | 0 | 0 | 0 | 0 | 0 | 0 | 0 | 0 | 0 | 0 | 0
[10 empty] | 0 | 0 | 0 | 0 | 0 | 0 | 0 | 0 | 0 | 0 | 0 | 0 | 0 | 0 | 0 | 0 | 0 | 0 | 0 | 0 | 0 | 0 | 0 | 0 | 0 | 0 | 0 | 0
[10 empty] | 0 | 0 | 0 | 0 | 0 | 0 | 0 | 0 | 0 | 0 | 0 | 0 | 0 | 0 | 0 | 0 | 0 | 0 | 0 | 0 | 0 | 0 | 0 | 0 | 0 | 0 | 0 | 0
[10 empty] | 0 | 0 | 0 | 0 | 0 | 0 | 0 | 0 | 0 | 0 | 0 | 0 | 0 | 0 | 0 | 0 | 0 | 0 | 0 | 0 | 0 | 0 | 0 | 0 | 0 | 0 | 0 | 0
[10 empty] | 0 | 0 | 0 | 0 | 0 | 0 | 0 | 0 | 0 | 0 | 0 | 0 | 0 | 0 | 0 | 0 | 0 | 0 | 0 | 0 | 0 | 0 | 0 | 0 | 0 | 0 | 0 | 0
[10 empty] | 0 | 0 | 0 | 0 | 0 | 0 | 0 | 0 | 0 | 0 | 0 | 0 | 0 | 0 | 0 | 0 | 0 | 0 | 0 | 0 | 0 | 0 | 0 | 0 | 0 | 0 | 0 | 0
[10 empty] | 0 | 0 | 0 | 0 | 0 | 0 | 0 | 0 | 0 | 0 | 0 | 0 | 0 | 0 | 0 | 0 | 0 | 0 | 0 | 0 | 0 | 0 | 0 | 0 | 0 | 0 | 0 | 0
[10 empty] | 0 | 0 | 0 | 0 | 0 | 0 | 0 | 0 | 0 | 0 | 0 | 0 | 0 | 0 | 0 | 0 | 0 | 0 | 0 | 0 | 0 | 0 | 0 | 0 | 0 | 0 | 0 | 0
[10 empty] | 0 | 0 | 0 | 0 | 0 | 0 | 0 | 0 | 0 | 0 | 0 | 0 | 0 | 0 | 0 | 0 | 0 | 0 | 0 | 0 | 0 | 0 | 0 | 0 | 0 | 0 | 0 | 0
[10 empty] | 0 | 0 | 0 | 0 | 0 | 0 | 0 | 0 | 0 | 0 | 0 | 0 | 0 | 0 | 0 | 0 | 0 | 0 | 0 | 0 | 0 | 0 | 0 | 0 | 0 | 0 | 0 | 0
[10 empty] | 0 | 0 | 0 | 0 | 0 | 0 | 0 | 0 | 0 | 0 | 0 | 0 | 0 | 0 | 0 | 0 | 0 | 0 | 0 | 0 | 0 | 0 | 0 | 0 | 0 | 0 | 0 | 0
[10 empty] | 0 | 0 | 0 | 0 | 0 | 0 | 0 | 0 | 0 | 0 | 0 | 0 | 0 | 0 | 0 | 0 | 0 | 0 | 0 | 0 | 0 | 0 | 0 | 0 | 0 | 0 | 0 | 0
[10 empty] | 0 | 0 | 0 | 0 | 0 | 0 | 0 | 0 | 0 | 0 | 0 | 0 | 0 | 0 | 0 | 0 | 0 | 0 | 0 | 0 | 0 | 0 | 0 | 0 | 0 | 0 | 0 | 0
[10 empty] | 0 | 0 | 0 | 0 | 0 | 0 | 0 | 0 | 0 | 0 | 0 | 0 | 0 | 0 | 0 | 0 | 0 | 0 | 0 | 0 | 0 | 0 | 0 | 0 | 0 | 0 | 0 | 0
[10 empty] | 0 | 0 | 0 | 0 | 0 | 0 | 0 | 0 | 0 | 0 | 0 | 0 | 0 | 0 | 0 | 0 | 0 | 0 | 0 | 0 | 0 | 0 | 0 | 0 | 0 | 0 | 0 | 0
[10 empty] | 0 | 0 | 0 | 0 | 0 | 0 | 0 | 0 | 0 | 0 | 0 | 0 | 0 | 0 | 0 | 0 | 0 | 0 | 0 | 0 | 0 | 0 | 0 | 0 | 0 | 0 | 0 | 0
[10 empty] | 0 | 0 | 0 | 0 | 0 | 0 | 0 | 0 | 0 | 0 | 0 | 0 | 0 | 0 | 0 | 0 | 0 | 0 | 0 | 0 | 0 | 0 | 0 | 0 | 0 | 0 | 0 | 0
[10 empty] | 0 | 0 | 0 | 0 | 0 | 0 | 0 | 0 | 0 | 0 | 0 | 0 | 0 | 0 | 0 | 0 | 0 | 0 | 0 | 0 | 0 | 0 | 0 | 0 | 0 | 0 | 0 | 0
[10 empty] | 0 | 0 | 0 | 0 | 0 | 0 | 0 | 0 | 0 | 0 | 0 | 0 | 0 | 0 | 0 | 0 | 0 | 0 | 0 | 0 | 0 | 0 | 0 | 0 | 0 | 0 | 0 | 0
[10 empty] | 0 | 0 | 0 | 0 | 0 | 0 | 0 | 0 | 0 | 0 | 0 | 0 | 0 | 0 | 0 | 0 | 0 | 0 | 0 | 0 | 0 | 0 | 0 | 0 | 0 | 0 | 0 | 0
[10 empty] | 0 | 0 | 0 | 0 | 0 | 0 | 0 | 0 | 0 | 0 | 0 | 0 | 0 | 0 | 0 | 0 | 0 | 0 | 0 | 0 | 0 | 0 | 0 | 0 | 0 | 0 | 0 | 0
[10 empty] | 0 | 0 | 0 | 0 | 0 | 0 | 0 | 0 | 0 | 0 | 0 | 0 | 0 | 0 | 0 | 0 | 0 | 0 | 0 | 0 | 0 | 0 | 0 | 0 | 0 | 0 | 0 | 0
[10 empty] | 0 | 0 | 0 | 0 | 0 | 0 | 0 | 0 | 0 | 0 | 0 | 0 | 0 | 0 | 0 | 0 | 0 | 0 | 0 | 0 | 0 | 0 | 0 | 0 | 0 | 0 | 0 | 0
[10 empty] | 0 | 0 | 0 | 0 | 0 | 0 | 0 | 0 | 0 | 0 | 0 | 0 | 0 | 0 | 0 | 0 | 0 | 0 | 0 | 0 | 0 | 0 | 0 | 0 | 0 | 0 | 0 | 0
[10 empty] | 0 | 0 | 0 | 0 | 0 | 0 | 0 | 0 | 0 | 0 | 0 | 0 | 0 | 0 | 0 | 0 | 0 | 0 | 0 | 0 | 0 | 0 | 0 | 0 | 0 | 0 | 0 | 0
[10 empty] | 0 | 0 | 0 | 0 | 0 | 0 | 0 | 0 | 0 | 0 | 0 | 0 | 0 | 0 | 0 | 0 | 0 | 0 | 0 | 0 | 0 | 0 | 0 | 0 | 0 | 0 | 0 | 0
[10 empty] | 0 | 0 | 0 | 0 | 0 | 0 | 0 | 0 | 0 | 0 | 0 | 0 | 0 | 0 | 0 | 0 | 0 | 0 | 0 | 0 | 0 | 0 | 0 | 0 | 0 | 0 | 0 | 0
[10 empty] | 0 | 0 | 0 | 0 | 0 | 0 | 0 | 0 | 0 | 0 | 0 | 0 | 0 | 0 | 0 | 0 | 0 | 0 | 0 | 0 | 0 | 0 | 0 | 0 | 0 | 0 | 0 | 0
[10 empty] | 0 | 0 | 0 | 0 | 0 | 0 | 0 | 0 | 0 | 0 | 0 | 0 | 0 | 0 | 0 | 0 | 0 | 0 | 0 | 0 | 0 | 0 | 0 | 0 | 0 | 0 | 0 | 0
[10 empty] | 0 | 0 | 0 | 0 | 0 | 0 | 0 | 0 | 0 | 0 | 0 | 0 | 0 | 0 | 0 | 0 | 0 | 0 | 0 | 0 | 0 | 0 | 0 | 0 | 0 | 0 | 0 | 0
[10 empty] | 0 | 0 | 0 | 0 | 0 | 0 | 0 | 0 | 0 | 0 | 0 | 0 | 0 | 0 | 0 | 0 | 0 | 0 | 0 | 0 | 0 | 0 | 0 | 0 | 0 | 0 | 0 | 0
[10 empty] | 0 | 0 | 0 | 0 | 0 | 0 | 0 | 0 | 0 | 0 | 0 | 0 | 0 | 0 | 0 | 0 | 0 | 0 | 0 | 0 | 0 | 0 | 0 | 0 | 0 | 0 | 0 | 0
[10 empty] | 0 | 0 | 0 | 0 | 0 | 0 | 0 | 0 | 0 | 0 | 0 | 0 | 0 | 0 | 0 | 0 | 0 | 0 | 0 | 0 | 0 | 0 | 0 | 0 | 0 | 0 | 0 | 0
[10 empty] | 0 | 0 | 0 | 0 | 0 | 0 | 0 | 0 | 0 | 0 | 0 | 0 | 0 | 0 | 0 | 0 | 0 | 0 | 0 | 0 | 0 | 0 | 0 | 0 | 0 | 0 | 0 | 0
[10 empty] | 0 | 0 | 0 | 0 | 0 | 0 | 0 | 0 | 0 | 0 | 0 | 0 | 0 | 0 | 0 | 0 | 0 | 0 | 0 | 0 | 0 | 0 | 0 | 0 | 0 | 0 | 0 | 0
[10 empty] | 0 | 0 | 0 | 0 | 0 | 0 | 0 | 0 | 0 | 0 | 0 | 0 | 0 | 0 | 0 | 0 | 0 | 0 | 0 | 0 | 0 | 0 | 0 | 0 | 0 | 0 | 0 | 0
[10 empty] | 0 | 0 | 0 | 0 | 0 | 0 | 0 | 0 | 0 | 0 | 0 | 0 | 0 | 0 | 0 | 0 | 0 | 0 | 0 | 0 | 0 | 0 | 0 | 0 | 0 | 0 | 0 | 0
[10 empty] | 0 | 0 | 0 | 0 | 0 | 0 | 0 | 0 | 0 | 0 | 0 | 0 | 0 | 0 | 0 | 0 | 0 | 0 | 0 | 0 | 0 | 0 | 0 | 0 | 0 | 0 | 0 | 0
[10 empty] | 0 | 0 | 0 | 0 | 0 | 0 | 0 | 0 | 0 | 0 | 0 | 0 | 0 | 0 | 0 | 0 | 0 | 0 | 0 | 0 | 0 | 0 | 0 | 0 | 0 | 0 | 0 | 0
[10 empty] | 0 | 0 | 0 | 0 | 0 | 0 | 0 | 0 | 0 | 0 | 0 | 0 | 0 | 0 | 0 | 0 | 0 | 0 | 0 | 0 | 0 | 0 | 0 | 0 | 0 | 0 | 0 | 0
[10 empty] | 0 | 0 | 0 | 0 | 0 | 0 | 0 | 0 | 0 | 0 | 0 | 0 | 0 | 0 | 0 | 0 | 0 | 0 | 0 | 0 | 0 | 0 | 0 | 0 | 0 | 0 | 0 | 0
[10 empty] | 0 | 0 | 0 | 0 | 0 | 0 | 0 | 0 | 0 | 0 | 0 | 0 | 0 | 0 | 0 | 0 | 0 | 0 | 0 | 0 | 0 | 0 | 0 | 0 | 0 | 0 | 0 | 0
[10 empty] | 0 | 0 | 0 | 0 | 0 | 0 | 0 | 0 | 0 | 0 | 0 | 0 | 0 | 0 | 0 | 0 | 0 | 0 | 0 | 0 | 0 | 0 | 0 | 0 | 0 | 0 | 0 | 0
[10 empty] | 0 | 0 | 0 | 0 | 0 | 0 | 0 | 0 | 0 | 0 | 0 | 0 | 0 | 0 | 0 | 0 | 0 | 0 | 0 | 0 | 0 | 0 | 0 | 0 | 0 | 0 | 0 | 0
[10 empty] | 0 | 0 | 0 | 0 | 0 | 0 | 0 | 0 | 0 | 0 | 0 | 0 | 0 | 0 | 0 | 0 | 0 | 0 | 0 | 0 | 0 | 0 | 0 | 0 | 0 | 0 | 0 | 0
[10 empty] | 0 | 0 | 0 | 0 | 0 | 0 | 0 | 0 | 0 | 0 | 0 | 0 | 0 | 0 | 0 | 0 | 0 | 0 | 0 | 0 | 0 | 0 | 0 | 0 | 0 | 0 | 0 | 0
[10 empty] | 0 | 0 | 0 | 0 | 0 | 0 | 0 | 0 | 0 | 0 | 0 | 0 | 0 | 0 | 0 | 0 | 0 | 0 | 0 | 0 | 0 | 0 | 0 | 0 | 0 | 0 | 0 | 0
[10 empty] | 0 | 0 | 0 | 0 | 0 | 0 | 0 | 0 | 0 | 0 | 0 | 0 | 0 | 0 | 0 | 0 | 0 | 0 | 0 | 0 | 0 | 0 | 0 | 0 | 0 | 0 | 0 | 0
[10 empty] | 0 | 0 | 0 | 0 | 0 | 0 | 0 | 0 | 0 | 0 | 0 | 0 | 0 | 0 | 0 | 0 | 0 | 0 | 0 | 0 | 0 | 0 | 0 | 0 | 0 | 0 | 0 | 0
[10 empty] | 0 | 0 | 0 | 0 | 0 | 0 | 0 | 0 | 0 | 0 | 0 | 0 | 0 | 0 | 0 | 0 | 0 | 0 | 0 | 0 | 0 | 0 | 0 | 0 | 0 | 0 | 0 | 0
[10 empty] | 0 | 0 | 0 | 0 | 0 | 0 | 0 | 0 | 0 | 0 | 0 | 0 | 0 | 0 | 0 | 0 | 0 | 0 | 0 | 0 | 0 | 0 | 0 | 0 | 0 | 0 | 0 | 0
[10 empty] | 0 | 0 | 0 | 0 | 0 | 0 | 0 | 0 | 0 | 0 | 0 | 0 | 0 | 0 | 0 | 0 | 0 | 0 | 0 | 0 | 0 | 0 | 0 | 0 | 0 | 0 | 0 | 0
[10 empty] | 0 | 0 | 0 | 0 | 0 | 0 | 0 | 0 | 0 | 0 | 0 | 0 | 0 | 0 | 0 | 0 | 0 | 0 | 0 | 0 | 0 | 0 | 0 | 0 | 0 | 0 | 0 | 0
[10 empty] | 0 | 0 | 0 | 0 | 0 | 0 | 0 | 0 | 0 | 0 | 0 | 0 | 0 | 0 | 0 | 0 | 0 | 0 | 0 | 0 | 0 | 0 | 0 | 0 | 0 | 0 | 0 | 0
[10 empty] | 0 | 0 | 0 | 0 | 0 | 0 | 0 | 0 | 0 | 0 | 0 | 0 | 0 | 0 | 0 | 0 | 0 | 0 | 0 | 0 | 0 | 0 | 0 | 0 | 0 | 0 | 0 | 0
[10 empty] | 0 | 0 | 0 | 0 | 0 | 0 | 0 | 0 | 0 | 0 | 0 | 0 | 0 | 0 | 0 | 0 | 0 | 0 | 0 | 0 | 0 | 0 | 0 | 0 | 0 | 0 | 0 | 0
[10 empty] | 0 | 0 | 0 | 0 | 0 | 0 | 0 | 0 | 0 | 0 | 0 | 0 | 0 | 0 | 0 | 0 | 0 | 0 | 0 | 0 | 0 | 0 | 0 | 0 | 0 | 0 | 0 | 0
[10 empty] | 0 | 0 | 0 | 0 | 0 | 0 | 0 | 0 | 0 | 0 | 0 | 0 | 0 | 0 | 0 | 0 | 0 | 0 | 0 | 0 | 0 | 0 | 0 | 0 | 0 | 0 | 0 | 0
[10 empty] | 0 | 0 | 0 | 0 | 0 | 0 | 0 | 0 | 0 | 0 | 0 | 0 | 0 | 0 | 0 | 0 | 0 | 0 | 0 | 0 | 0 | 0 | 0 | 0 | 0 | 0 | 0 | 0
[10 empty] | 0 | 0 | 0 | 0 | 0 | 0 | 0 | 0 | 0 | 0 | 0 | 0 | 0 | 0 | 0 | 0 | 0 | 0 | 0 | 0 | 0 | 0 | 0 | 0 | 0 | 0 | 0 | 0
[10 empty] | 0 | 0 | 0 | 0 | 0 | 0 | 0 | 0 | 0 | 0 | 0 | 0 | 0 | 0 | 0 | 0 | 0 | 0 | 0 | 0 | 0 | 0 | 0 | 0 | 0 | 0 | 0 | 0
[10 empty] | 0 | 0 | 0 | 0 | 0 | 0 | 0 | 0 | 0 | 0 | 0 | 0 | 0 | 0 | 0 | 0 | 0 | 0 | 0 | 0 | 0 | 0 | 0 | 0 | 0 | 0 | 0 | 0
[10 empty] | 0 | 0 | 0 | 0 | 0 | 0 | 0 | 0 | 0 | 0 | 0 | 0 | 0 | 0 | 0 | 0 | 0 | 0 | 0 | 0 | 0 | 0 | 0 | 0 | 0 | 0 | 0 | 0
[10 empty] | 0 | 0 | 0 | 0 | 0 | 0 | 0 | 0 | 0 | 0 | 0 | 0 | 0 | 0 | 0 | 0 | 0 | 0 | 0 | 0 | 0 | 0 | 0 | 0 | 0 | 0 | 0 | 0
[10 empty] | 0 | 0 | 0 | 0 | 0 | 0 | 0 | 0 | 0 | 0 | 0 | 0 | 0 | 0 | 0 | 0 | 0 | 0 | 0 | 0 | 0 | 0 | 0 | 0 | 0 | 0 | 0 | 0
[10 empty] | 0 | 0 | 0 | 0 | 0 | 0 | 0 | 0 | 0 | 0 | 0 | 0 | 0 | 0 | 0 | 0 | 0 | 0 | 0 | 0 | 0 | 0 | 0 | 0 | 0 | 0 | 0 | 0
[10 empty] | 0 | 0 | 0 | 0 | 0 | 0 | 0 | 0 | 0 | 0 | 0 | 0 | 0 | 0 | 0 | 0 | 0 | 0 | 0 | 0 | 0 | 0 | 0 | 0 | 0 | 0 | 0 | 0
[10 empty] | 0 | 0 | 0 | 0 | 0 | 0 | 0 | 0 | 0 | 0 | 0 | 0 | 0 | 0 | 0 | 0 | 0 | 0 | 0 | 0 | 0 | 0 | 0 | 0 | 0 | 0 | 0 | 0
[10 empty] | 0 | 0 | 0 | 0 | 0 | 0 | 0 | 0 | 0 | 0 | 0 | 0 | 0 | 0 | 0 | 0 | 0 | 0 | 0 | 0 | 0 | 0 | 0 | 0 | 0 | 0 | 0 | 0
[10 empty] | 0 | 0 | 0 | 0 | 0 | 0 | 0 | 0 | 0 | 0 | 0 | 0 | 0 | 0 | 0 | 0 | 0 | 0 | 0 | 0 | 0 | 0 | 0 | 0 | 0 | 0 | 0 | 0
[10 empty] | 0 | 0 | 0 | 0 | 0 | 0 | 0 | 0 | 0 | 0 | 0 | 0 | 0 | 0 | 0 | 0 | 0 | 0 | 0 | 0 | 0 | 0 | 0 | 0 | 0 | 0 | 0 | 0
[10 empty] | 0 | 0 | 0 | 0 | 0 | 0 | 0 | 0 | 0 | 0 | 0 | 0 | 0 | 0 | 0 | 0 | 0 | 0 | 0 | 0 | 0 | 0 | 0 | 0 | 0 | 0 | 0 | 0
[10 empty] | 0 | 0 | 0 | 0 | 0 | 0 | 0 | 0 | 0 | 0 | 0 | 0 | 0 | 0 | 0 | 0 | 0 | 0 | 0 | 0 | 0 | 0 | 0 | 0 | 0 | 0 | 0 | 0
[10 empty] | 0 | 0 | 0 | 0 | 0 | 0 | 0 | 0 | 0 | 0 | 0 | 0 | 0 | 0 | 0 | 0 | 0 | 0 | 0 | 0 | 0 | 0 | 0 | 0 | 0 | 0 | 0 | 0
[10 empty] | 0 | 0 | 0 | 0 | 0 | 0 | 0 | 0 | 0 | 0 | 0 | 0 | 0 | 0 | 0 | 0 | 0 | 0 | 0 | 0 | 0 | 0 | 0 | 0 | 0 | 0 | 0 | 0
[10 empty] | 0 | 0 | 0 | 0 | 0 | 0 | 0 | 0 | 0 | 0 | 0 | 0 | 0 | 0 | 0 | 0 | 0 | 0 | 0 | 0 | 0 | 0 | 0 | 0 | 0 | 0 | 0 | 0
[10 empty] | 0 | 0 | 0 | 0 | 0 | 0 | 0 | 0 | 0 | 0 | 0 | 0 | 0 | 0 | 0 | 0 | 0 | 0 | 0 | 0 | 0 | 0 | 0 | 0 | 0 | 0 | 0 | 0
[10 empty] | 0 | 0 | 0 | 0 | 0 | 0 | 0 | 0 | 0 | 0 | 0 | 0 | 0 | 0 | 0 | 0 | 0 | 0 | 0 | 0 | 0 | 0 | 0 | 0 | 0 | 0 | 0 | 0
[10 empty] | 0 | 0 | 0 | 0 | 0 | 0 | 0 | 0 | 0 | 0 | 0 | 0 | 0 | 0 | 0 | 0 | 0 | 0 | 0 | 0 | 0 | 0 | 0 | 0 | 0 | 0 | 0 | 0
[10 empty] | 0 | 0 | 0 | 0 | 0 | 0 | 0 | 0 | 0 | 0 | 0 | 0 | 0 | 0 | 0 | 0 | 0 | 0 | 0 | 0 | 0 | 0 | 0 | 0 | 0 | 0 | 0 | 0
[10 empty] | 0 | 0 | 0 | 0 | 0 | 0 | 0 | 0 | 0 | 0 | 0 | 0 | 0 | 0 | 0 | 0 | 0 | 0 | 0 | 0 | 0 | 0 | 0 | 0 | 0 | 0 | 0 | 0
[10 empty] | 0 | 0 | 0 | 0 | 0 | 0 | 0 | 0 | 0 | 0 | 0 | 0 | 0 | 0 | 0 | 0 | 0 | 0 | 0 | 0 | 0 | 0 | 0 | 0 | 0 | 0 | 0 | 0
[10 empty] | 0 | 0 | 0 | 0 | 0 | 0 | 0 | 0 | 0 | 0 | 0 | 0 | 0 | 0 | 0 | 0 | 0 | 0 | 0 | 0 | 0 | 0 | 0 | 0 | 0 | 0 | 0 | 0
[10 empty] | 0 | 0 | 0 | 0 | 0 | 0 | 0 | 0 | 0 | 0 | 0 | 0 | 0 | 0 | 0 | 0 | 0 | 0 | 0 | 0 | 0 | 0 | 0 | 0 | 0 | 0 | 0 | 0
[10 empty] | 0 | 0 | 0 | 0 | 0 | 0 | 0 | 0 | 0 | 0 | 0 | 0 | 0 | 0 | 0 | 0 | 0 | 0 | 0 | 0 | 0 | 0 | 0 | 0 | 0 | 0 | 0 | 0
[10 empty] | 0 | 0 | 0 | 0 | 0 | 0 | 0 | 0 | 0 | 0 | 0 | 0 | 0 | 0 | 0 | 0 | 0 | 0 | 0 | 0 | 0 | 0 | 0 | 0 | 0 | 0 | 0 | 0
[10 empty] | 0 | 0 | 0 | 0 | 0 | 0 | 0 | 0 | 0 | 0 | 0 | 0 | 0 | 0 | 0 | 0 | 0 | 0 | 0 | 0 | 0 | 0 | 0 | 0 | 0 | 0 | 0 | 0
[10 empty] | 0 | 0 | 0 | 0 | 0 | 0 | 0 | 0 | 0 | 0 | 0 | 0 | 0 | 0 | 0 | 0 | 0 | 0 | 0 | 0 | 0 | 0 | 0 | 0 | 0 | 0 | 0 | 0
[10 empty] | 0 | 0 | 0 | 0 | 0 | 0 | 0 | 0 | 0 | 0 | 0 | 0 | 0 | 0 | 0 | 0 | 0 | 0 | 0 | 0 | 0 | 0 | 0 | 0 | 0 | 0 | 0 | 0
[10 empty] | 0 | 0 | 0 | 0 | 0 | 0 | 0 | 0 | 0 | 0 | 0 | 0 | 0 | 0 | 0 | 0 | 0 | 0 | 0 | 0 | 0 | 0 | 0 | 0 | 0 | 0 | 0 | 0
[10 empty] | 0 | 0 | 0 | 0 | 0 | 0 | 0 | 0 | 0 | 0 | 0 | 0 | 0 | 0 | 0 | 0 | 0 | 0 | 0 | 0 | 0 | 0 | 0 | 0 | 0 | 0 | 0 | 0
[10 empty] | 0 | 0 | 0 | 0 | 0 | 0 | 0 | 0 | 0 | 0 | 0 | 0 | 0 | 0 | 0 | 0 | 0 | 0 | 0 | 0 | 0 | 0 | 0 | 0 | 0 | 0 | 0 | 0
[10 empty] | 0 | 0 | 0 | 0 | 0 | 0 | 0 | 0 | 0 | 0 | 0 | 0 | 0 | 0 | 0 | 0 | 0 | 0 | 0 | 0 | 0 | 0 | 0 | 0 | 0 | 0 | 0 | 0
[10 empty] | 0 | 0 | 0 | 0 | 0 | 0 | 0 | 0 | 0 | 0 | 0 | 0 | 0 | 0 | 0 | 0 | 0 | 0 | 0 | 0 | 0 | 0 | 0 | 0 | 0 | 0 | 0 | 0
[10 empty] | 0 | 0 | 0 | 0 | 0 | 0 | 0 | 0 | 0 | 0 | 0 | 0 | 0 | 0 | 0 | 0 | 0 | 0 | 0 | 0 | 0 | 0 | 0 | 0 | 0 | 0 | 0 | 0
[10 empty] | 0 | 0 | 0 | 0 | 0 | 0 | 0 | 0 | 0 | 0 | 0 | 0 | 0 | 0 | 0 | 0 | 0 | 0 | 0 | 0 | 0 | 0 | 0 | 0 | 0 | 0 | 0 | 0
[10 empty] | 0 | 0 | 0 | 0 | 0 | 0 | 0 | 0 | 0 | 0 | 0 | 0 | 0 | 0 | 0 | 0 | 0 | 0 | 0 | 0 | 0 | 0 | 0 | 0 | 0 | 0 | 0 | 0
[10 empty] | 0 | 0 | 0 | 0 | 0 | 0 | 0 | 0 | 0 | 0 | 0 | 0 | 0 | 0 | 0 | 0 | 0 | 0 | 0 | 0 | 0 | 0 | 0 | 0 | 0 | 0 | 0 | 0
[10 empty] | 0 | 0 | 0 | 0 | 0 | 0 | 0 | 0 | 0 | 0 | 0 | 0 | 0 | 0 | 0 | 0 | 0 | 0 | 0 | 0 | 0 | 0 | 0 | 0 | 0 | 0 | 0 | 0
[10 empty] | 0 | 0 | 0 | 0 | 0 | 0 | 0 | 0 | 0 | 0 | 0 | 0 | 0 | 0 | 0 | 0 | 0 | 0 | 0 | 0 | 0 | 0 | 0 | 0 | 0 | 0 | 0 | 0
[10 empty] | 0 | 0 | 0 | 0 | 0 | 0 | 0 | 0 | 0 | 0 | 0 | 0 | 0 | 0 | 0 | 0 | 0 | 0 | 0 | 0 | 0 | 0 | 0 | 0 | 0 | 0 | 0 | 0
[10 empty] | 0 | 0 | 0 | 0 | 0 | 0 | 0 | 0 | 0 | 0 | 0 | 0 | 0 | 0 | 0 | 0 | 0 | 0 | 0 | 0 | 0 | 0 | 0 | 0 | 0 | 0 | 0 | 0
[10 empty] | 0 | 0 | 0 | 0 | 0 | 0 | 0 | 0 | 0 | 0 | 0 | 0 | 0 | 0 | 0 | 0 | 0 | 0 | 0 | 0 | 0 | 0 | 0 | 0 | 0 | 0 | 0 | 0
[10 empty] | 0 | 0 | 0 | 0 | 0 | 0 | 0 | 0 | 0 | 0 | 0 | 0 | 0 | 0 | 0 | 0 | 0 | 0 | 0 | 0 | 0 | 0 | 0 | 0 | 0 | 0 | 0 | 0
[10 empty] | 0 | 0 | 0 | 0 | 0 | 0 | 0 | 0 | 0 | 0 | 0 | 0 | 0 | 0 | 0 | 0 | 0 | 0 | 0 | 0 | 0 | 0 | 0 | 0 | 0 | 0 | 0 | 0
[10 empty] | 0 | 0 | 0 | 0 | 0 | 0 | 0 | 0 | 0 | 0 | 0 | 0 | 0 | 0 | 0 | 0 | 0 | 0 | 0 | 0 | 0 | 0 | 0 | 0 | 0 | 0 | 0 | 0
[10 empty] | 0 | 0 | 0 | 0 | 0 | 0 | 0 | 0 | 0 | 0 | 0 | 0 | 0 | 0 | 0 | 0 | 0 | 0 | 0 | 0 | 0 | 0 | 0 | 0 | 0 | 0 | 0 | 0
[10 empty] | 0 | 0 | 0 | 0 | 0 | 0 | 0 | 0 | 0 | 0 | 0 | 0 | 0 | 0 | 0 | 0 | 0 | 0 | 0 | 0 | 0 | 0 | 0 | 0 | 0 | 0 | 0 | 0
[10 empty] | 0 | 0 | 0 | 0 | 0 | 0 | 0 | 0 | 0 | 0 | 0 | 0 | 0 | 0 | 0 | 0 | 0 | 0 | 0 | 0 | 0 | 0 | 0 | 0 | 0 | 0 | 0 | 0
[10 empty] | 0 | 0 | 0 | 0 | 0 | 0 | 0 | 0 | 0 | 0 | 0 | 0 | 0 | 0 | 0 | 0 | 0 | 0 | 0 | 0 | 0 | 0 | 0 | 0 | 0 | 0 | 0 | 0
[10 empty] | 0 | 0 | 0 | 0 | 0 | 0 | 0 | 0 | 0 | 0 | 0 | 0 | 0 | 0 | 0 | 0 | 0 | 0 | 0 | 0 | 0 | 0 | 0 | 0 | 0 | 0 | 0 | 0
[10 empty] | 0 | 0 | 0 | 0 | 0 | 0 | 0 | 0 | 0 | 0 | 0 | 0 | 0 | 0 | 0 | 0 | 0 | 0 | 0 | 0 | 0 | 0 | 0 | 0 | 0 | 0 | 0 | 0
[10 empty] | 0 | 0 | 0 | 0 | 0 | 0 | 0 | 0 | 0 | 0 | 0 | 0 | 0 | 0 | 0 | 0 | 0 | 0 | 0 | 0 | 0 | 0 | 0 | 0 | 0 | 0 | 0 | 0
[10 empty] | 0 | 0 | 0 | 0 | 0 | 0 | 0 | 0 | 0 | 0 | 0 | 0 | 0 | 0 | 0 | 0 | 0 | 0 | 0 | 0 | 0 | 0 | 0 | 0 | 0 | 0 | 0 | 0
[10 empty] | 0 | 0 | 0 | 0 | 0 | 0 | 0 | 0 | 0 | 0 | 0 | 0 | 0 | 0 | 0 | 0 | 0 | 0 | 0 | 0 | 0 | 0 | 0 | 0 | 0 | 0 | 0 | 0
[10 empty] | 0 | 0 | 0 | 0 | 0 | 0 | 0 | 0 | 0 | 0 | 0 | 0 | 0 | 0 | 0 | 0 | 0 | 0 | 0 | 0 | 0 | 0 | 0 | 0 | 0 | 0 | 0 | 0
[10 empty] | 0 | 0 | 0 | 0 | 0 | 0 | 0 | 0 | 0 | 0 | 0 | 0 | 0 | 0 | 0 | 0 | 0 | 0 | 0 | 0 | 0 | 0 | 0 | 0 | 0 | 0 | 0 | 0
[10 empty] | 0 | 0 | 0 | 0 | 0 | 0 | 0 | 0 | 0 | 0 | 0 | 0 | 0 | 0 | 0 | 0 | 0 | 0 | 0 | 0 | 0 | 0 | 0 | 0 | 0 | 0 | 0 | 0
[10 empty] | 0 | 0 | 0 | 0 | 0 | 0 | 0 | 0 | 0 | 0 | 0 | 0 | 0 | 0 | 0 | 0 | 0 | 0 | 0 | 0 | 0 | 0 | 0 | 0 | 0 | 0 | 0 | 0
[10 empty] | 0 | 0 | 0 | 0 | 0 | 0 | 0 | 0 | 0 | 0 | 0 | 0 | 0 | 0 | 0 | 0 | 0 | 0 | 0 | 0 | 0 | 0 | 0 | 0 | 0 | 0 | 0 | 0
[10 empty] | 0 | 0 | 0 | 0 | 0 | 0 | 0 | 0 | 0 | 0 | 0 | 0 | 0 | 0 | 0 | 0 | 0 | 0 | 0 | 0 | 0 | 0 | 0 | 0 | 0 | 0 | 0 | 0
[10 empty] | 0 | 0 | 0 | 0 | 0 | 0 | 0 | 0 | 0 | 0 | 0 | 0 | 0 | 0 | 0 | 0 | 0 | 0 | 0 | 0 | 0 | 0 | 0 | 0 | 0 | 0 | 0 | 0
[10 empty] | 0 | 0 | 0 | 0 | 0 | 0 | 0 | 0 | 0 | 0 | 0 | 0 | 0 | 0 | 0 | 0 | 0 | 0 | 0 | 0 | 0 | 0 | 0 | 0 | 0 | 0 | 0 | 0
[10 empty] | 0 | 0 | 0 | 0 | 0 | 0 | 0 | 0 | 0 | 0 | 0 | 0 | 0 | 0 | 0 | 0 | 0 | 0 | 0 | 0 | 0 | 0 | 0 | 0 | 0 | 0 | 0 | 0
[10 empty] | 0 | 0 | 0 | 0 | 0 | 0 | 0 | 0 | 0 | 0 | 0 | 0 | 0 | 0 | 0 | 0 | 0 | 0 | 0 | 0 | 0 | 0 | 0 | 0 | 0 | 0 | 0 | 0
[10 empty] | 0 | 0 | 0 | 0 | 0 | 0 | 0 | 0 | 0 | 0 | 0 | 0 | 0 | 0 | 0 | 0 | 0 | 0 | 0 | 0 | 0 | 0 | 0 | 0 | 0 | 0 | 0 | 0
[10 empty] | 0 | 0 | 0 | 0 | 0 | 0 | 0 | 0 | 0 | 0 | 0 | 0 | 0 | 0 | 0 | 0 | 0 | 0 | 0 | 0 | 0 | 0 | 0 | 0 | 0 | 0 | 0 | 0
[10 empty] | 0 | 0 | 0 | 0 | 0 | 0 | 0 | 0 | 0 | 0 | 0 | 0 | 0 | 0 | 0 | 0 | 0 | 0 | 0 | 0 | 0 | 0 | 0 | 0 | 0 | 0 | 0 | 0
[10 empty] | 0 | 0 | 0 | 0 | 0 | 0 | 0 | 0 | 0 | 0 | 0 | 0 | 0 | 0 | 0 | 0 | 0 | 0 | 0 | 0 | 0 | 0 | 0 | 0 | 0 | 0 | 0 | 0
[10 empty] | 0 | 0 | 0 | 0 | 0 | 0 | 0 | 0 | 0 | 0 | 0 | 0 | 0 | 0 | 0 | 0 | 0 | 0 | 0 | 0 | 0 | 0 | 0 | 0 | 0 | 0 | 0 | 0
[10 empty] | 0 | 0 | 0 | 0 | 0 | 0 | 0 | 0 | 0 | 0 | 0 | 0 | 0 | 0 | 0 | 0 | 0 | 0 | 0 | 0 | 0 | 0 | 0 | 0 | 0 | 0 | 0 | 0
[10 empty] | 0 | 0 | 0 | 0 | 0 | 0 | 0 | 0 | 0 | 0 | 0 | 0 | 0 | 0 | 0 | 0 | 0 | 0 | 0 | 0 | 0 | 0 | 0 | 0 | 0 | 0 | 0 | 0
[10 empty] | 0 | 0 | 0 | 0 | 0 | 0 | 0 | 0 | 0 | 0 | 0 | 0 | 0 | 0 | 0 | 0 | 0 | 0 | 0 | 0 | 0 | 0 | 0 | 0 | 0 | 0 | 0 | 0
[10 empty] | 0 | 0 | 0 | 0 | 0 | 0 | 0 | 0 | 0 | 0 | 0 | 0 | 0 | 0 | 0 | 0 | 0 | 0 | 0 | 0 | 0 | 0 | 0 | 0 | 0 | 0 | 0 | 0
[10 empty] | 0 | 0 | 0 | 0 | 0 | 0 | 0 | 0 | 0 | 0 | 0 | 0 | 0 | 0 | 0 | 0 | 0 | 0 | 0 | 0 | 0 | 0 | 0 | 0 | 0 | 0 | 0 | 0
[10 empty] | 0 | 0 | 0 | 0 | 0 | 0 | 0 | 0 | 0 | 0 | 0 | 0 | 0 | 0 | 0 | 0 | 0 | 0 | 0 | 0 | 0 | 0 | 0 | 0 | 0 | 0 | 0 | 0
[10 empty] | 0 | 0 | 0 | 0 | 0 | 0 | 0 | 0 | 0 | 0 | 0 | 0 | 0 | 0 | 0 | 0 | 0 | 0 | 0 | 0 | 0 | 0 | 0 | 0 | 0 | 0 | 0 | 0
[10 empty] | 0 | 0 | 0 | 0 | 0 | 0 | 0 | 0 | 0 | 0 | 0 | 0 | 0 | 0 | 0 | 0 | 0 | 0 | 0 | 0 | 0 | 0 | 0 | 0 | 0 | 0 | 0 | 0
[10 empty] | 0 | 0 | 0 | 0 | 0 | 0 | 0 | 0 | 0 | 0 | 0 | 0 | 0 | 0 | 0 | 0 | 0 | 0 | 0 | 0 | 0 | 0 | 0 | 0 | 0 | 0 | 0 | 0
[10 empty] | 0 | 0 | 0 | 0 | 0 | 0 | 0 | 0 | 0 | 0 | 0 | 0 | 0 | 0 | 0 | 0 | 0 | 0 | 0 | 0 | 0 | 0 | 0 | 0 | 0 | 0 | 0 | 0
[10 empty] | 0 | 0 | 0 | 0 | 0 | 0 | 0 | 0 | 0 | 0 | 0 | 0 | 0 | 0 | 0 | 0 | 0 | 0 | 0 | 0 | 0 | 0 | 0 | 0 | 0 | 0 | 0 | 0
[10 empty] | 0 | 0 | 0 | 0 | 0 | 0 | 0 | 0 | 0 | 0 | 0 | 0 | 0 | 0 | 0 | 0 | 0 | 0 | 0 | 0 | 0 | 0 | 0 | 0 | 0 | 0 | 0 | 0
[10 empty] | 0 | 0 | 0 | 0 | 0 | 0 | 0 | 0 | 0 | 0 | 0 | 0 | 0 | 0 | 0 | 0 | 0 | 0 | 0 | 0 | 0 | 0 | 0 | 0 | 0 | 0 | 0 | 0
[10 empty] | 0 | 0 | 0 | 0 | 0 | 0 | 0 | 0 | 0 | 0 | 0 | 0 | 0 | 0 | 0 | 0 | 0 | 0 | 0 | 0 | 0 | 0 | 0 | 0 | 0 | 0 | 0 | 0
[10 empty] | 0 | 0 | 0 | 0 | 0 | 0 | 0 | 0 | 0 | 0 | 0 | 0 | 0 | 0 | 0 | 0 | 0 | 0 | 0 | 0 | 0 | 0 | 0 | 0 | 0 | 0 | 0 | 0
[10 empty] | 0 | 0 | 0 | 0 | 0 | 0 | 0 | 0 | 0 | 0 | 0 | 0 | 0 | 0 | 0 | 0 | 0 | 0 | 0 | 0 | 0 | 0 | 0 | 0 | 0 | 0 | 0 | 0
[10 empty] | 0 | 0 | 0 | 0 | 0 | 0 | 0 | 0 | 0 | 0 | 0 | 0 | 0 | 0 | 0 | 0 | 0 | 0 | 0 | 0 | 0 | 0 | 0 | 0 | 0 | 0 | 0 | 0
[10 empty] | 0 | 0 | 0 | 0 | 0 | 0 | 0 | 0 | 0 | 0 | 0 | 0 | 0 | 0 | 0 | 0 | 0 | 0 | 0 | 0 | 0 | 0 | 0 | 0 | 0 | 0 | 0 | 0
[10 empty] | 0 | 0 | 0 | 0 | 0 | 0 | 0 | 0 | 0 | 0 | 0 | 0 | 0 | 0 | 0 | 0 | 0 | 0 | 0 | 0 | 0 | 0 | 0 | 0 | 0 | 0 | 0 | 0
[10 empty] | 0 | 0 | 0 | 0 | 0 | 0 | 0 | 0 | 0 | 0 | 0 | 0 | 0 | 0 | 0 | 0 | 0 | 0 | 0 | 0 | 0 | 0 | 0 | 0 | 0 | 0 | 0 | 0
[10 empty] | 0 | 0 | 0 | 0 | 0 | 0 | 0 | 0 | 0 | 0 | 0 | 0 | 0 | 0 | 0 | 0 | 0 | 0 | 0 | 0 | 0 | 0 | 0 | 0 | 0 | 0 | 0 | 0
[10 empty] | 0 | 0 | 0 | 0 | 0 | 0 | 0 | 0 | 0 | 0 | 0 | 0 | 0 | 0 | 0 | 0 | 0 | 0 | 0 | 0 | 0 | 0 | 0 | 0 | 0 | 0 | 0 | 0
[10 empty] | 0 | 0 | 0 | 0 | 0 | 0 | 0 | 0 | 0 | 0 | 0 | 0 | 0 | 0 | 0 | 0 | 0 | 0 | 0 | 0 | 0 | 0 | 0 | 0 | 0 | 0 | 0 | 0
[10 empty] | 0 | 0 | 0 | 0 | 0 | 0 | 0 | 0 | 0 | 0 | 0 | 0 | 0 | 0 | 0 | 0 | 0 | 0 | 0 | 0 | 0 | 0 | 0 | 0 | 0 | 0 | 0 | 0
[10 empty] | 0 | 0 | 0 | 0 | 0 | 0 | 0 | 0 | 0 | 0 | 0 | 0 | 0 | 0 | 0 | 0 | 0 | 0 | 0 | 0 | 0 | 0 | 0 | 0 | 0 | 0 | 0 | 0
[10 empty] | 0 | 0 | 0 | 0 | 0 | 0 | 0 | 0 | 0 | 0 | 0 | 0 | 0 | 0 | 0 | 0 | 0 | 0 | 0 | 0 | 0 | 0 | 0 | 0 | 0 | 0 | 0 | 0
[10 empty] | 0 | 0 | 0 | 0 | 0 | 0 | 0 | 0 | 0 | 0 | 0 | 0 | 0 | 0 | 0 | 0 | 0 | 0 | 0 | 0 | 0 | 0 | 0 | 0 | 0 | 0 | 0 | 0
[10 empty] | 0 | 0 | 0 | 0 | 0 | 0 | 0 | 0 | 0 | 0 | 0 | 0 | 0 | 0 | 0 | 0 | 0 | 0 | 0 | 0 | 0 | 0 | 0 | 0 | 0 | 0 | 0 | 0
[10 empty] | 0 | 0 | 0 | 0 | 0 | 0 | 0 | 0 | 0 | 0 | 0 | 0 | 0 | 0 | 0 | 0 | 0 | 0 | 0 | 0 | 0 | 0 | 0 | 0 | 0 | 0 | 0 | 0
[10 empty] | 0 | 0 | 0 | 0 | 0 | 0 | 0 | 0 | 0 | 0 | 0 | 0 | 0 | 0 | 0 | 0 | 0 | 0 | 0 | 0 | 0 | 0 | 0 | 0 | 0 | 0 | 0 | 0
[10 empty] | 0 | 0 | 0 | 0 | 0 | 0 | 0 | 0 | 0 | 0 | 0 | 0 | 0 | 0 | 0 | 0 | 0 | 0 | 0 | 0 | 0 | 0 | 0 | 0 | 0 | 0 | 0 | 0
[10 empty] | 0 | 0 | 0 | 0 | 0 | 0 | 0 | 0 | 0 | 0 | 0 | 0 | 0 | 0 | 0 | 0 | 0 | 0 | 0 | 0 | 0 | 0 | 0 | 0 | 0 | 0 | 0 | 0
[10 empty] | 0 | 0 | 0 | 0 | 0 | 0 | 0 | 0 | 0 | 0 | 0 | 0 | 0 | 0 | 0 | 0 | 0 | 0 | 0 | 0 | 0 | 0 | 0 | 0 | 0 | 0 | 0 | 0
[10 empty] | 0 | 0 | 0 | 0 | 0 | 0 | 0 | 0 | 0 | 0 | 0 | 0 | 0 | 0 | 0 | 0 | 0 | 0 | 0 | 0 | 0 | 0 | 0 | 0 | 0 | 0 | 0 | 0
[10 empty] | 0 | 0 | 0 | 0 | 0 | 0 | 0 | 0 | 0 | 0 | 0 | 0 | 0 | 0 | 0 | 0 | 0 | 0 | 0 | 0 | 0 | 0 | 0 | 0 | 0 | 0 | 0 | 0
[10 empty] | 0 | 0 | 0 | 0 | 0 | 0 | 0 | 0 | 0 | 0 | 0 | 0 | 0 | 0 | 0 | 0 | 0 | 0 | 0 | 0 | 0 | 0 | 0 | 0 | 0 | 0 | 0 | 0
[10 empty] | 0 | 0 | 0 | 0 | 0 | 0 | 0 | 0 | 0 | 0 | 0 | 0 | 0 | 0 | 0 | 0 | 0 | 0 | 0 | 0 | 0 | 0 | 0 | 0 | 0 | 0 | 0 | 0
[10 empty] | 0 | 0 | 0 | 0 | 0 | 0 | 0 | 0 | 0 | 0 | 0 | 0 | 0 | 0 | 0 | 0 | 0 | 0 | 0 | 0 | 0 | 0 | 0 | 0 | 0 | 0 | 0 | 0
[10 empty] | 0 | 0 | 0 | 0 | 0 | 0 | 0 | 0 | 0 | 0 | 0 | 0 | 0 | 0 | 0 | 0 | 0 | 0 | 0 | 0 | 0 | 0 | 0 | 0 | 0 | 0 | 0 | 0
[10 empty] | 0 | 0 | 0 | 0 | 0 | 0 | 0 | 0 | 0 | 0 | 0 | 0 | 0 | 0 | 0 | 0 | 0 | 0 | 0 | 0 | 0 | 0 | 0 | 0 | 0 | 0 | 0 | 0
[10 empty] | 0 | 0 | 0 | 0 | 0 | 0 | 0 | 0 | 0 | 0 | 0 | 0 | 0 | 0 | 0 | 0 | 0 | 0 | 0 | 0 | 0 | 0 | 0 | 0 | 0 | 0 | 0 | 0
[10 empty] | 0 | 0 | 0 | 0 | 0 | 0 | 0 | 0 | 0 | 0 | 0 | 0 | 0 | 0 | 0 | 0 | 0 | 0 | 0 | 0 | 0 | 0 | 0 | 0 | 0 | 0 | 0 | 0
[10 empty] | 0 | 0 | 0 | 0 | 0 | 0 | 0 | 0 | 0 | 0 | 0 | 0 | 0 | 0 | 0 | 0 | 0 | 0 | 0 | 0 | 0 | 0 | 0 | 0 | 0 | 0 | 0 | 0
[10 empty] | 0 | 0 | 0 | 0 | 0 | 0 | 0 | 0 | 0 | 0 | 0 | 0 | 0 | 0 | 0 | 0 | 0 | 0 | 0 | 0 | 0 | 0 | 0 | 0 | 0 | 0 | 0 | 0
[10 empty] | 0 | 0 | 0 | 0 | 0 | 0 | 0 | 0 | 0 | 0 | 0 | 0 | 0 | 0 | 0 | 0 | 0 | 0 | 0 | 0 | 0 | 0 | 0 | 0 | 0 | 0 | 0 | 0
[10 empty] | 0 | 0 | 0 | 0 | 0 | 0 | 0 | 0 | 0 | 0 | 0 | 0 | 0 | 0 | 0 | 0 | 0 | 0 | 0 | 0 | 0 | 0 | 0 | 0 | 0 | 0 | 0 | 0
[10 empty] | 0 | 0 | 0 | 0 | 0 | 0 | 0 | 0 | 0 | 0 | 0 | 0 | 0 | 0 | 0 | 0 | 0 | 0 | 0 | 0 | 0 | 0 | 0 | 0 | 0 | 0 | 0 | 0
[10 empty] | 0 | 0 | 0 | 0 | 0 | 0 | 0 | 0 | 0 | 0 | 0 | 0 | 0 | 0 | 0 | 0 | 0 | 0 | 0 | 0 | 0 | 0 | 0 | 0 | 0 | 0 | 0 | 0
[10 empty] | 0 | 0 | 0 | 0 | 0 | 0 | 0 | 0 | 0 | 0 | 0 | 0 | 0 | 0 | 0 | 0 | 0 | 0 | 0 | 0 | 0 | 0 | 0 | 0 | 0 | 0 | 0 | 0
[10 empty] | 0 | 0 | 0 | 0 | 0 | 0 | 0 | 0 | 0 | 0 | 0 | 0 | 0 | 0 | 0 | 0 | 0 | 0 | 0 | 0 | 0 | 0 | 0 | 0 | 0 | 0 | 0 | 0
[10 empty] | 0 | 0 | 0 | 0 | 0 | 0 | 0 | 0 | 0 | 0 | 0 | 0 | 0 | 0 | 0 | 0 | 0 | 0 | 0 | 0 | 0 | 0 | 0 | 0 | 0 | 0 | 0 | 0
[10 empty] | 0 | 0 | 0 | 0 | 0 | 0 | 0 | 0 | 0 | 0 | 0 | 0 | 0 | 0 | 0 | 0 | 0 | 0 | 0 | 0 | 0 | 0 | 0 | 0 | 0 | 0 | 0 | 0
[10 empty] | 0 | 0 | 0 | 0 | 0 | 0 | 0 | 0 | 0 | 0 | 0 | 0 | 0 | 0 | 0 | 0 | 0 | 0 | 0 | 0 | 0 | 0 | 0 | 0 | 0 | 0 | 0 | 0
[10 empty] | 0 | 0 | 0 | 0 | 0 | 0 | 0 | 0 | 0 | 0 | 0 | 0 | 0 | 0 | 0 | 0 | 0 | 0 | 0 | 0 | 0 | 0 | 0 | 0 | 0 | 0 | 0 | 0
[10 empty] | 0 | 0 | 0 | 0 | 0 | 0 | 0 | 0 | 0 | 0 | 0 | 0 | 0 | 0 | 0 | 0 | 0 | 0 | 0 | 0 | 0 | 0 | 0 | 0 | 0 | 0 | 0 | 0
[10 empty] | 0 | 0 | 0 | 0 | 0 | 0 | 0 | 0 | 0 | 0 | 0 | 0 | 0 | 0 | 0 | 0 | 0 | 0 | 0 | 0 | 0 | 0 | 0 | 0 | 0 | 0 | 0 | 0
[10 empty] | 0 | 0 | 0 | 0 | 0 | 0 | 0 | 0 | 0 | 0 | 0 | 0 | 0 | 0 | 0 | 0 | 0 | 0 | 0 | 0 | 0 | 0 | 0 | 0 | 0 | 0 | 0 | 0
[10 empty] | 0 | 0 | 0 | 0 | 0 | 0 | 0 | 0 | 0 | 0 | 0 | 0 | 0 | 0 | 0 | 0 | 0 | 0 | 0 | 0 | 0 | 0 | 0 | 0 | 0 | 0 | 0 | 0
[10 empty] | 0 | 0 | 0 | 0 | 0 | 0 | 0 | 0 | 0 | 0 | 0 | 0 | 0 | 0 | 0 | 0 | 0 | 0 | 0 | 0 | 0 | 0 | 0 | 0 | 0 | 0 | 0 | 0
[10 empty] | 0 | 0 | 0 | 0 | 0 | 0 | 0 | 0 | 0 | 0 | 0 | 0 | 0 | 0 | 0 | 0 | 0 | 0 | 0 | 0 | 0 | 0 | 0 | 0 | 0 | 0 | 0 | 0
[10 empty] | 0 | 0 | 0 | 0 | 0 | 0 | 0 | 0 | 0 | 0 | 0 | 0 | 0 | 0 | 0 | 0 | 0 | 0 | 0 | 0 | 0 | 0 | 0 | 0 | 0 | 0 | 0 | 0
[10 empty] | 0 | 0 | 0 | 0 | 0 | 0 | 0 | 0 | 0 | 0 | 0 | 0 | 0 | 0 | 0 | 0 | 0 | 0 | 0 | 0 | 0 | 0 | 0 | 0 | 0 | 0 | 0 | 0
[10 empty] | 0 | 0 | 0 | 0 | 0 | 0 | 0 | 0 | 0 | 0 | 0 | 0 | 0 | 0 | 0 | 0 | 0 | 0 | 0 | 0 | 0 | 0 | 0 | 0 | 0 | 0 | 0 | 0
[10 empty] | 0 | 0 | 0 | 0 | 0 | 0 | 0 | 0 | 0 | 0 | 0 | 0 | 0 | 0 | 0 | 0 | 0 | 0 | 0 | 0 | 0 | 0 | 0 | 0 | 0 | 0 | 0 | 0
[10 empty] | 0 | 0 | 0 | 0 | 0 | 0 | 0 | 0 | 0 | 0 | 0 | 0 | 0 | 0 | 0 | 0 | 0 | 0 | 0 | 0 | 0 | 0 | 0 | 0 | 0 | 0 | 0 | 0
[10 empty] | 0 | 0 | 0 | 0 | 0 | 0 | 0 | 0 | 0 | 0 | 0 | 0 | 0 | 0 | 0 | 0 | 0 | 0 | 0 | 0 | 0 | 0 | 0 | 0 | 0 | 0 | 0 | 0
[10 empty] | 0 | 0 | 0 | 0 | 0 | 0 | 0 | 0 | 0 | 0 | 0 | 0 | 0 | 0 | 0 | 0 | 0 | 0 | 0 | 0 | 0 | 0 | 0 | 0 | 0 | 0 | 0 | 0
[10 empty] | 0 | 0 | 0 | 0 | 0 | 0 | 0 | 0 | 0 | 0 | 0 | 0 | 0 | 0 | 0 | 0 | 0 | 0 | 0 | 0 | 0 | 0 | 0 | 0 | 0 | 0 | 0 | 0
[10 empty] | 0 | 0 | 0 | 0 | 0 | 0 | 0 | 0 | 0 | 0 | 0 | 0 | 0 | 0 | 0 | 0 | 0 | 0 | 0 | 0 | 0 | 0 | 0 | 0 | 0 | 0 | 0 | 0
[10 empty] | 0 | 0 | 0 | 0 | 0 | 0 | 0 | 0 | 0 | 0 | 0 | 0 | 0 | 0 | 0 | 0 | 0 | 0 | 0 | 0 | 0 | 0 | 0 | 0 | 0 | 0 | 0 | 0
[10 empty] | 0 | 0 | 0 | 0 | 0 | 0 | 0 | 0 | 0 | 0 | 0 | 0 | 0 | 0 | 0 | 0 | 0 | 0 | 0 | 0 | 0 | 0 | 0 | 0 | 0 | 0 | 0 | 0
[10 empty] | 0 | 0 | 0 | 0 | 0 | 0 | 0 | 0 | 0 | 0 | 0 | 0 | 0 | 0 | 0 | 0 | 0 | 0 | 0 | 0 | 0 | 0 | 0 | 0 | 0 | 0 | 0 | 0
[10 empty] | 0 | 0 | 0 | 0 | 0 | 0 | 0 | 0 | 0 | 0 | 0 | 0 | 0 | 0 | 0 | 0 | 0 | 0 | 0 | 0 | 0 | 0 | 0 | 0 | 0 | 0 | 0 | 0
[10 empty] | 0 | 0 | 0 | 0 | 0 | 0 | 0 | 0 | 0 | 0 | 0 | 0 | 0 | 0 | 0 | 0 | 0 | 0 | 0 | 0 | 0 | 0 | 0 | 0 | 0 | 0 | 0 | 0
[10 empty] | 0 | 0 | 0 | 0 | 0 | 0 | 0 | 0 | 0 | 0 | 0 | 0 | 0 | 0 | 0 | 0 | 0 | 0 | 0 | 0 | 0 | 0 | 0 | 0 | 0 | 0 | 0 | 0
[10 empty] | 0 | 0 | 0 | 0 | 0 | 0 | 0 | 0 | 0 | 0 | 0 | 0 | 0 | 0 | 0 | 0 | 0 | 0 | 0 | 0 | 0 | 0 | 0 | 0 | 0 | 0 | 0 | 0
[10 empty] | 0 | 0 | 0 | 0 | 0 | 0 | 0 | 0 | 0 | 0 | 0 | 0 | 0 | 0 | 0 | 0 | 0 | 0 | 0 | 0 | 0 | 0 | 0 | 0 | 0 | 0 | 0 | 0
[10 empty] | 0 | 0 | 0 | 0 | 0 | 0 | 0 | 0 | 0 | 0 | 0 | 0 | 0 | 0 | 0 | 0 | 0 | 0 | 0 | 0 | 0 | 0 | 0 | 0 | 0 | 0 | 0 | 0
[10 empty] | 0 | 0 | 0 | 0 | 0 | 0 | 0 | 0 | 0 | 0 | 0 | 0 | 0 | 0 | 0 | 0 | 0 | 0 | 0 | 0 | 0 | 0 | 0 | 0 | 0 | 0 | 0 | 0
[10 empty] | 0 | 0 | 0 | 0 | 0 | 0 | 0 | 0 | 0 | 0 | 0 | 0 | 0 | 0 | 0 | 0 | 0 | 0 | 0 | 0 | 0 | 0 | 0 | 0 | 0 | 0 | 0 | 0
[10 empty] | 0 | 0 | 0 | 0 | 0 | 0 | 0 | 0 | 0 | 0 | 0 | 0 | 0 | 0 | 0 | 0 | 0 | 0 | 0 | 0 | 0 | 0 | 0 | 0 | 0 | 0 | 0 | 0
[10 empty] | 0 | 0 | 0 | 0 | 0 | 0 | 0 | 0 | 0 | 0 | 0 | 0 | 0 | 0 | 0 | 0 | 0 | 0 | 0 | 0 | 0 | 0 | 0 | 0 | 0 | 0 | 0 | 0
[10 empty] | 0 | 0 | 0 | 0 | 0 | 0 | 0 | 0 | 0 | 0 | 0 | 0 | 0 | 0 | 0 | 0 | 0 | 0 | 0 | 0 | 0 | 0 | 0 | 0 | 0 | 0 | 0 | 0
[10 empty] | 0 | 0 | 0 | 0 | 0 | 0 | 0 | 0 | 0 | 0 | 0 | 0 | 0 | 0 | 0 | 0 | 0 | 0 | 0 | 0 | 0 | 0 | 0 | 0 | 0 | 0 | 0 | 0
[10 empty] | 0 | 0 | 0 | 0 | 0 | 0 | 0 | 0 | 0 | 0 | 0 | 0 | 0 | 0 | 0 | 0 | 0 | 0 | 0 | 0 | 0 | 0 | 0 | 0 | 0 | 0 | 0 | 0
[10 empty] | 0 | 0 | 0 | 0 | 0 | 0 | 0 | 0 | 0 | 0 | 0 | 0 | 0 | 0 | 0 | 0 | 0 | 0 | 0 | 0 | 0 | 0 | 0 | 0 | 0 | 0 | 0 | 0
[10 empty] | 0 | 0 | 0 | 0 | 0 | 0 | 0 | 0 | 0 | 0 | 0 | 0 | 0 | 0 | 0 | 0 | 0 | 0 | 0 | 0 | 0 | 0 | 0 | 0 | 0 | 0 | 0 | 0
[10 empty] | 0 | 0 | 0 | 0 | 0 | 0 | 0 | 0 | 0 | 0 | 0 | 0 | 0 | 0 | 0 | 0 | 0 | 0 | 0 | 0 | 0 | 0 | 0 | 0 | 0 | 0 | 0 | 0
[10 empty] | 0 | 0 | 0 | 0 | 0 | 0 | 0 | 0 | 0 | 0 | 0 | 0 | 0 | 0 | 0 | 0 | 0 | 0 | 0 | 0 | 0 | 0 | 0 | 0 | 0 | 0 | 0 | 0
[10 empty] | 0 | 0 | 0 | 0 | 0 | 0 | 0 | 0 | 0 | 0 | 0 | 0 | 0 | 0 | 0 | 0 | 0 | 0 | 0 | 0 | 0 | 0 | 0 | 0 | 0 | 0 | 0 | 0
[10 empty] | 0 | 0 | 0 | 0 | 0 | 0 | 0 | 0 | 0 | 0 | 0 | 0 | 0 | 0 | 0 | 0 | 0 | 0 | 0 | 0 | 0 | 0 | 0 | 0 | 0 | 0 | 0 | 0
[10 empty] | 0 | 0 | 0 | 0 | 0 | 0 | 0 | 0 | 0 | 0 | 0 | 0 | 0 | 0 | 0 | 0 | 0 | 0 | 0 | 0 | 0 | 0 | 0 | 0 | 0 | 0 | 0 | 0
[10 empty] | 0 | 0 | 0 | 0 | 0 | 0 | 0 | 0 | 0 | 0 | 0 | 0 | 0 | 0 | 0 | 0 | 0 | 0 | 0 | 0 | 0 | 0 | 0 | 0 | 0 | 0 | 0 | 0
[10 empty] | 0 | 0 | 0 | 0 | 0 | 0 | 0 | 0 | 0 | 0 | 0 | 0 | 0 | 0 | 0 | 0 | 0 | 0 | 0 | 0 | 0 | 0 | 0 | 0 | 0 | 0 | 0 | 0
[10 empty] | 0 | 0 | 0 | 0 | 0 | 0 | 0 | 0 | 0 | 0 | 0 | 0 | 0 | 0 | 0 | 0 | 0 | 0 | 0 | 0 | 0 | 0 | 0 | 0 | 0 | 0 | 0 | 0
[10 empty] | 0 | 0 | 0 | 0 | 0 | 0 | 0 | 0 | 0 | 0 | 0 | 0 | 0 | 0 | 0 | 0 | 0 | 0 | 0 | 0 | 0 | 0 | 0 | 0 | 0 | 0 | 0 | 0
[10 empty] | 0 | 0 | 0 | 0 | 0 | 0 | 0 | 0 | 0 | 0 | 0 | 0 | 0 | 0 | 0 | 0 | 0 | 0 | 0 | 0 | 0 | 0 | 0 | 0 | 0 | 0 | 0 | 0
[10 empty] | 0 | 0 | 0 | 0 | 0 | 0 | 0 | 0 | 0 | 0 | 0 | 0 | 0 | 0 | 0 | 0 | 0 | 0 | 0 | 0 | 0 | 0 | 0 | 0 | 0 | 0 | 0 | 0
[10 empty] | 0 | 0 | 0 | 0 | 0 | 0 | 0 | 0 | 0 | 0 | 0 | 0 | 0 | 0 | 0 | 0 | 0 | 0 | 0 | 0 | 0 | 0 | 0 | 0 | 0 | 0 | 0 | 0
[10 empty] | 0 | 0 | 0 | 0 | 0 | 0 | 0 | 0 | 0 | 0 | 0 | 0 | 0 | 0 | 0 | 0 | 0 | 0 | 0 | 0 | 0 | 0 | 0 | 0 | 0 | 0 | 0 | 0
[10 empty] | 0 | 0 | 0 | 0 | 0 | 0 | 0 | 0 | 0 | 0 | 0 | 0 | 0 | 0 | 0 | 0 | 0 | 0 | 0 | 0 | 0 | 0 | 0 | 0 | 0 | 0 | 0 | 0
[10 empty] | 0 | 0 | 0 | 0 | 0 | 0 | 0 | 0 | 0 | 0 | 0 | 0 | 0 | 0 | 0 | 0 | 0 | 0 | 0 | 0 | 0 | 0 | 0 | 0 | 0 | 0 | 0 | 0
[10 empty] | 0 | 0 | 0 | 0 | 0 | 0 | 0 | 0 | 0 | 0 | 0 | 0 | 0 | 0 | 0 | 0 | 0 | 0 | 0 | 0 | 0 | 0 | 0 | 0 | 0 | 0 | 0 | 0
[10 empty] | 0 | 0 | 0 | 0 | 0 | 0 | 0 | 0 | 0 | 0 | 0 | 0 | 0 | 0 | 0 | 0 | 0 | 0 | 0 | 0 | 0 | 0 | 0 | 0 | 0 | 0 | 0 | 0
[10 empty] | 0 | 0 | 0 | 0 | 0 | 0 | 0 | 0 | 0 | 0 | 0 | 0 | 0 | 0 | 0 | 0 | 0 | 0 | 0 | 0 | 0 | 0 | 0 | 0 | 0 | 0 | 0 | 0
[10 empty] | 0 | 0 | 0 | 0 | 0 | 0 | 0 | 0 | 0 | 0 | 0 | 0 | 0 | 0 | 0 | 0 | 0 | 0 | 0 | 0 | 0 | 0 | 0 | 0 | 0 | 0 | 0 | 0
[10 empty] | 0 | 0 | 0 | 0 | 0 | 0 | 0 | 0 | 0 | 0 | 0 | 0 | 0 | 0 | 0 | 0 | 0 | 0 | 0 | 0 | 0 | 0 | 0 | 0 | 0 | 0 | 0 | 0
[10 empty] | 0 | 0 | 0 | 0 | 0 | 0 | 0 | 0 | 0 | 0 | 0 | 0 | 0 | 0 | 0 | 0 | 0 | 0 | 0 | 0 | 0 | 0 | 0 | 0 | 0 | 0 | 0 | 0
[10 empty] | 0 | 0 | 0 | 0 | 0 | 0 | 0 | 0 | 0 | 0 | 0 | 0 | 0 | 0 | 0 | 0 | 0 | 0 | 0 | 0 | 0 | 0 | 0 | 0 | 0 | 0 | 0 | 0
[10 empty] | 0 | 0 | 0 | 0 | 0 | 0 | 0 | 0 | 0 | 0 | 0 | 0 | 0 | 0 | 0 | 0 | 0 | 0 | 0 | 0 | 0 | 0 | 0 | 0 | 0 | 0 | 0 | 0
[10 empty] | 0 | 0 | 0 | 0 | 0 | 0 | 0 | 0 | 0 | 0 | 0 | 0 | 0 | 0 | 0 | 0 | 0 | 0 | 0 | 0 | 0 | 0 | 0 | 0 | 0 | 0 | 0 | 0
[10 empty] | 0 | 0 | 0 | 0 | 0 | 0 | 0 | 0 | 0 | 0 | 0 | 0 | 0 | 0 | 0 | 0 | 0 | 0 | 0 | 0 | 0 | 0 | 0 | 0 | 0 | 0 | 0 | 0
[10 empty] | 0 | 0 | 0 | 0 | 0 | 0 | 0 | 0 | 0 | 0 | 0 | 0 | 0 | 0 | 0 | 0 | 0 | 0 | 0 | 0 | 0 | 0 | 0 | 0 | 0 | 0 | 0 | 0
[10 empty] | 0 | 0 | 0 | 0 | 0 | 0 | 0 | 0 | 0 | 0 | 0 | 0 | 0 | 0 | 0 | 0 | 0 | 0 | 0 | 0 | 0 | 0 | 0 | 0 | 0 | 0 | 0 | 0
[10 empty] | 0 | 0 | 0 | 0 | 0 | 0 | 0 | 0 | 0 | 0 | 0 | 0 | 0 | 0 | 0 | 0 | 0 | 0 | 0 | 0 | 0 | 0 | 0 | 0 | 0 | 0 | 0 | 0
[10 empty] | 0 | 0 | 0 | 0 | 0 | 0 | 0 | 0 | 0 | 0 | 0 | 0 | 0 | 0 | 0 | 0 | 0 | 0 | 0 | 0 | 0 | 0 | 0 | 0 | 0 | 0 | 0 | 0
[10 empty] | 0 | 0 | 0 | 0 | 0 | 0 | 0 | 0 | 0 | 0 | 0 | 0 | 0 | 0 | 0 | 0 | 0 | 0 | 0 | 0 | 0 | 0 | 0 | 0 | 0 | 0 | 0 | 0
[10 empty] | 0 | 0 | 0 | 0 | 0 | 0 | 0 | 0 | 0 | 0 | 0 | 0 | 0 | 0 | 0 | 0 | 0 | 0 | 0 | 0 | 0 | 0 | 0 | 0 | 0 | 0 | 0 | 0
[10 empty] | 0 | 0 | 0 | 0 | 0 | 0 | 0 | 0 | 0 | 0 | 0 | 0 | 0 | 0 | 0 | 0 | 0 | 0 | 0 | 0 | 0 | 0 | 0 | 0 | 0 | 0 | 0 | 0
[10 empty] | 0 | 0 | 0 | 0 | 0 | 0 | 0 | 0 | 0 | 0 | 0 | 0 | 0 | 0 | 0 | 0 | 0 | 0 | 0 | 0 | 0 | 0 | 0 | 0 | 0 | 0 | 0 | 0
[10 empty] | 0 | 0 | 0 | 0 | 0 | 0 | 0 | 0 | 0 | 0 | 0 | 0 | 0 | 0 | 0 | 0 | 0 | 0 | 0 | 0 | 0 | 0 | 0 | 0 | 0 | 0 | 0 | 0
[10 empty] | 0 | 0 | 0 | 0 | 0 | 0 | 0 | 0 | 0 | 0 | 0 | 0 | 0 | 0 | 0 | 0 | 0 | 0 | 0 | 0 | 0 | 0 | 0 | 0 | 0 | 0 | 0 | 0
[10 empty] | 0 | 0 | 0 | 0 | 0 | 0 | 0 | 0 | 0 | 0 | 0 | 0 | 0 | 0 | 0 | 0 | 0 | 0 | 0 | 0 | 0 | 0 | 0 | 0 | 0 | 0 | 0 | 0
[10 empty] | 0 | 0 | 0 | 0 | 0 | 0 | 0 | 0 | 0 | 0 | 0 | 0 | 0 | 0 | 0 | 0 | 0 | 0 | 0 | 0 | 0 | 0 | 0 | 0 | 0 | 0 | 0 | 0
[10 empty] | 0 | 0 | 0 | 0 | 0 | 0 | 0 | 0 | 0 | 0 | 0 | 0 | 0 | 0 | 0 | 0 | 0 | 0 | 0 | 0 | 0 | 0 | 0 | 0 | 0 | 0 | 0 | 0
[10 empty] | 0 | 0 | 0 | 0 | 0 | 0 | 0 | 0 | 0 | 0 | 0 | 0 | 0 | 0 | 0 | 0 | 0 | 0 | 0 | 0 | 0 | 0 | 0 | 0 | 0 | 0 | 0 | 0
[10 empty] | 0 | 0 | 0 | 0 | 0 | 0 | 0 | 0 | 0 | 0 | 0 | 0 | 0 | 0 | 0 | 0 | 0 | 0 | 0 | 0 | 0 | 0 | 0 | 0 | 0 | 0 | 0 | 0
[10 empty] | 0 | 0 | 0 | 0 | 0 | 0 | 0 | 0 | 0 | 0 | 0 | 0 | 0 | 0 | 0 | 0 | 0 | 0 | 0 | 0 | 0 | 0 | 0 | 0 | 0 | 0 | 0 | 0
[10 empty] | 0 | 0 | 0 | 0 | 0 | 0 | 0 | 0 | 0 | 0 | 0 | 0 | 0 | 0 | 0 | 0 | 0 | 0 | 0 | 0 | 0 | 0 | 0 | 0 | 0 | 0 | 0 | 0
[10 empty] | 0 | 0 | 0 | 0 | 0 | 0 | 0 | 0 | 0 | 0 | 0 | 0 | 0 | 0 | 0 | 0 | 0 | 0 | 0 | 0 | 0 | 0 | 0 | 0 | 0 | 0 | 0 | 0
[10 empty] | 0 | 0 | 0 | 0 | 0 | 0 | 0 | 0 | 0 | 0 | 0 | 0 | 0 | 0 | 0 | 0 | 0 | 0 | 0 | 0 | 0 | 0 | 0 | 0 | 0 | 0 | 0 | 0
[10 empty] | 0 | 0 | 0 | 0 | 0 | 0 | 0 | 0 | 0 | 0 | 0 | 0 | 0 | 0 | 0 | 0 | 0 | 0 | 0 | 0 | 0 | 0 | 0 | 0 | 0 | 0 | 0 | 0
[10 empty] | 0 | 0 | 0 | 0 | 0 | 0 | 0 | 0 | 0 | 0 | 0 | 0 | 0 | 0 | 0 | 0 | 0 | 0 | 0 | 0 | 0 | 0 | 0 | 0 | 0 | 0 | 0 | 0
[10 empty] | 0 | 0 | 0 | 0 | 0 | 0 | 0 | 0 | 0 | 0 | 0 | 0 | 0 | 0 | 0 | 0 | 0 | 0 | 0 | 0 | 0 | 0 | 0 | 0 | 0 | 0 | 0 | 0
[10 empty] | 0 | 0 | 0 | 0 | 0 | 0 | 0 | 0 | 0 | 0 | 0 | 0 | 0 | 0 | 0 | 0 | 0 | 0 | 0 | 0 | 0 | 0 | 0 | 0 | 0 | 0 | 0 | 0
[10 empty] | 0 | 0 | 0 | 0 | 0 | 0 | 0 | 0 | 0 | 0 | 0 | 0 | 0 | 0 | 0 | 0 | 0 | 0 | 0 | 0 | 0 | 0 | 0 | 0 | 0 | 0 | 0 | 0
[10 empty] | 0 | 0 | 0 | 0 | 0 | 0 | 0 | 0 | 0 | 0 | 0 | 0 | 0 | 0 | 0 | 0 | 0 | 0 | 0 | 0 | 0 | 0 | 0 | 0 | 0 | 0 | 0 | 0
[10 empty] | 0 | 0 | 0 | 0 | 0 | 0 | 0 | 0 | 0 | 0 | 0 | 0 | 0 | 0 | 0 | 0 | 0 | 0 | 0 | 0 | 0 | 0 | 0 | 0 | 0 | 0 | 0 | 0
[10 empty] | 0 | 0 | 0 | 0 | 0 | 0 | 0 | 0 | 0 | 0 | 0 | 0 | 0 | 0 | 0 | 0 | 0 | 0 | 0 | 0 | 0 | 0 | 0 | 0 | 0 | 0 | 0 | 0
[10 empty] | 0 | 0 | 0 | 0 | 0 | 0 | 0 | 0 | 0 | 0 | 0 | 0 | 0 | 0 | 0 | 0 | 0 | 0 | 0 | 0 | 0 | 0 | 0 | 0 | 0 | 0 | 0 | 0
[10 empty] | 0 | 0 | 0 | 0 | 0 | 0 | 0 | 0 | 0 | 0 | 0 | 0 | 0 | 0 | 0 | 0 | 0 | 0 | 0 | 0 | 0 | 0 | 0 | 0 | 0 | 0 | 0 | 0
[10 empty] | 0 | 0 | 0 | 0 | 0 | 0 | 0 | 0 | 0 | 0 | 0 | 0 | 0 | 0 | 0 | 0 | 0 | 0 | 0 | 0 | 0 | 0 | 0 | 0 | 0 | 0 | 0 | 0
[10 empty] | 0 | 0 | 0 | 0 | 0 | 0 | 0 | 0 | 0 | 0 | 0 | 0 | 0 | 0 | 0 | 0 | 0 | 0 | 0 | 0 | 0 | 0 | 0 | 0 | 0 | 0 | 0 | 0
[10 empty] | 0 | 0 | 0 | 0 | 0 | 0 | 0 | 0 | 0 | 0 | 0 | 0 | 0 | 0 | 0 | 0 | 0 | 0 | 0 | 0 | 0 | 0 | 0 | 0 | 0 | 0 | 0 | 0
[10 empty] | 0 | 0 | 0 | 0 | 0 | 0 | 0 | 0 | 0 | 0 | 0 | 0 | 0 | 0 | 0 | 0 | 0 | 0 | 0 | 0 | 0 | 0 | 0 | 0 | 0 | 0 | 0 | 0
[10 empty] | 0 | 0 | 0 | 0 | 0 | 0 | 0 | 0 | 0 | 0 | 0 | 0 | 0 | 0 | 0 | 0 | 0 | 0 | 0 | 0 | 0 | 0 | 0 | 0 | 0 | 0 | 0 | 0
[10 empty] | 0 | 0 | 0 | 0 | 0 | 0 | 0 | 0 | 0 | 0 | 0 | 0 | 0 | 0 | 0 | 0 | 0 | 0 | 0 | 0 | 0 | 0 | 0 | 0 | 0 | 0 | 0 | 0
[10 empty] | 0 | 0 | 0 | 0 | 0 | 0 | 0 | 0 | 0 | 0 | 0 | 0 | 0 | 0 | 0 | 0 | 0 | 0 | 0 | 0 | 0 | 0 | 0 | 0 | 0 | 0 | 0 | 0
[10 empty] | 0 | 0 | 0 | 0 | 0 | 0 | 0 | 0 | 0 | 0 | 0 | 0 | 0 | 0 | 0 | 0 | 0 | 0 | 0 | 0 | 0 | 0 | 0 | 0 | 0 | 0 | 0 | 0
[10 empty] | 0 | 0 | 0 | 0 | 0 | 0 | 0 | 0 | 0 | 0 | 0 | 0 | 0 | 0 | 0 | 0 | 0 | 0 | 0 | 0 | 0 | 0 | 0 | 0 | 0 | 0 | 0 | 0
[10 empty] | 0 | 0 | 0 | 0 | 0 | 0 | 0 | 0 | 0 | 0 | 0 | 0 | 0 | 0 | 0 | 0 | 0 | 0 | 0 | 0 | 0 | 0 | 0 | 0 | 0 | 0 | 0 | 0
[10 empty] | 0 | 0 | 0 | 0 | 0 | 0 | 0 | 0 | 0 | 0 | 0 | 0 | 0 | 0 | 0 | 0 | 0 | 0 | 0 | 0 | 0 | 0 | 0 | 0 | 0 | 0 | 0 | 0
[10 empty] | 0 | 0 | 0 | 0 | 0 | 0 | 0 | 0 | 0 | 0 | 0 | 0 | 0 | 0 | 0 | 0 | 0 | 0 | 0 | 0 | 0 | 0 | 0 | 0 | 0 | 0 | 0 | 0
[10 empty] | 0 | 0 | 0 | 0 | 0 | 0 | 0 | 0 | 0 | 0 | 0 | 0 | 0 | 0 | 0 | 0 | 0 | 0 | 0 | 0 | 0 | 0 | 0 | 0 | 0 | 0 | 0 | 0
[10 empty] | 0 | 0 | 0 | 0 | 0 | 0 | 0 | 0 | 0 | 0 | 0 | 0 | 0 | 0 | 0 | 0 | 0 | 0 | 0 | 0 | 0 | 0 | 0 | 0 | 0 | 0 | 0 | 0
[10 empty] | 0 | 0 | 0 | 0 | 0 | 0 | 0 | 0 | 0 | 0 | 0 | 0 | 0 | 0 | 0 | 0 | 0 | 0 | 0 | 0 | 0 | 0 | 0 | 0 | 0 | 0 | 0 | 0
[10 empty] | 0 | 0 | 0 | 0 | 0 | 0 | 0 | 0 | 0 | 0 | 0 | 0 | 0 | 0 | 0 | 0 | 0 | 0 | 0 | 0 | 0 | 0 | 0 | 0 | 0 | 0 | 0 | 0
[10 empty] | 0 | 0 | 0 | 0 | 0 | 0 | 0 | 0 | 0 | 0 | 0 | 0 | 0 | 0 | 0 | 0 | 0 | 0 | 0 | 0 | 0 | 0 | 0 | 0 | 0 | 0 | 0 | 0
[10 empty] | 0 | 0 | 0 | 0 | 0 | 0 | 0 | 0 | 0 | 0 | 0 | 0 | 0 | 0 | 0 | 0 | 0 | 0 | 0 | 0 | 0 | 0 | 0 | 0 | 0 | 0 | 0 | 0
[10 empty] | 0 | 0 | 0 | 0 | 0 | 0 | 0 | 0 | 0 | 0 | 0 | 0 | 0 | 0 | 0 | 0 | 0 | 0 | 0 | 0 | 0 | 0 | 0 | 0 | 0 | 0 | 0 | 0
[10 empty] | 0 | 0 | 0 | 0 | 0 | 0 | 0 | 0 | 0 | 0 | 0 | 0 | 0 | 0 | 0 | 0 | 0 | 0 | 0 | 0 | 0 | 0 | 0 | 0 | 0 | 0 | 0 | 0
[10 empty] | 0 | 0 | 0 | 0 | 0 | 0 | 0 | 0 | 0 | 0 | 0 | 0 | 0 | 0 | 0 | 0 | 0 | 0 | 0 | 0 | 0 | 0 | 0 | 0 | 0 | 0 | 0 | 0
[10 empty] | 0 | 0 | 0 | 0 | 0 | 0 | 0 | 0 | 0 | 0 | 0 | 0 | 0 | 0 | 0 | 0 | 0 | 0 | 0 | 0 | 0 | 0 | 0 | 0 | 0 | 0 | 0 | 0
[10 empty] | 0 | 0 | 0 | 0 | 0 | 0 | 0 | 0 | 0 | 0 | 0 | 0 | 0 | 0 | 0 | 0 | 0 | 0 | 0 | 0 | 0 | 0 | 0 | 0 | 0 | 0 | 0 | 0
[10 empty] | 0 | 0 | 0 | 0 | 0 | 0 | 0 | 0 | 0 | 0 | 0 | 0 | 0 | 0 | 0 | 0 | 0 | 0 | 0 | 0 | 0 | 0 | 0 | 0 | 0 | 0 | 0 | 0
[10 empty] | 0 | 0 | 0 | 0 | 0 | 0 | 0 | 0 | 0 | 0 | 0 | 0 | 0 | 0 | 0 | 0 | 0 | 0 | 0 | 0 | 0 | 0 | 0 | 0 | 0 | 0 | 0 | 0
[10 empty] | 0 | 0 | 0 | 0 | 0 | 0 | 0 | 0 | 0 | 0 | 0 | 0 | 0 | 0 | 0 | 0 | 0 | 0 | 0 | 0 | 0 | 0 | 0 | 0 | 0 | 0 | 0 | 0
[10 empty] | 0 | 0 | 0 | 0 | 0 | 0 | 0 | 0 | 0 | 0 | 0 | 0 | 0 | 0 | 0 | 0 | 0 | 0 | 0 | 0 | 0 | 0 | 0 | 0 | 0 | 0 | 0 | 0
[10 empty] | 0 | 0 | 0 | 0 | 0 | 0 | 0 | 0 | 0 | 0 | 0 | 0 | 0 | 0 | 0 | 0 | 0 | 0 | 0 | 0 | 0 | 0 | 0 | 0 | 0 | 0 | 0 | 0
[10 empty] | 0 | 0 | 0 | 0 | 0 | 0 | 0 | 0 | 0 | 0 | 0 | 0 | 0 | 0 | 0 | 0 | 0 | 0 | 0 | 0 | 0 | 0 | 0 | 0 | 0 | 0 | 0 | 0
[10 empty] | 0 | 0 | 0 | 0 | 0 | 0 | 0 | 0 | 0 | 0 | 0 | 0 | 0 | 0 | 0 | 0 | 0 | 0 | 0 | 0 | 0 | 0 | 0 | 0 | 0 | 0 | 0 | 0
[10 empty] | 0 | 0 | 0 | 0 | 0 | 0 | 0 | 0 | 0 | 0 | 0 | 0 | 0 | 0 | 0 | 0 | 0 | 0 | 0 | 0 | 0 | 0 | 0 | 0 | 0 | 0 | 0 | 0
[10 empty] | 0 | 0 | 0 | 0 | 0 | 0 | 0 | 0 | 0 | 0 | 0 | 0 | 0 | 0 | 0 | 0 | 0 | 0 | 0 | 0 | 0 | 0 | 0 | 0 | 0 | 0 | 0 | 0
[10 empty] | 0 | 0 | 0 | 0 | 0 | 0 | 0 | 0 | 0 | 0 | 0 | 0 | 0 | 0 | 0 | 0 | 0 | 0 | 0 | 0 | 0 | 0 | 0 | 0 | 0 | 0 | 0 | 0
[10 empty] | 0 | 0 | 0 | 0 | 0 | 0 | 0 | 0 | 0 | 0 | 0 | 0 | 0 | 0 | 0 | 0 | 0 | 0 | 0 | 0 | 0 | 0 | 0 | 0 | 0 | 0 | 0 | 0
[10 empty] | 0 | 0 | 0 | 0 | 0 | 0 | 0 | 0 | 0 | 0 | 0 | 0 | 0 | 0 | 0 | 0 | 0 | 0 | 0 | 0 | 0 | 0 | 0 | 0 | 0 | 0 | 0 | 0
[10 empty] | 0 | 0 | 0 | 0 | 0 | 0 | 0 | 0 | 0 | 0 | 0 | 0 | 0 | 0 | 0 | 0 | 0 | 0 | 0 | 0 | 0 | 0 | 0 | 0 | 0 | 0 | 0 | 0
[10 empty] | 0 | 0 | 0 | 0 | 0 | 0 | 0 | 0 | 0 | 0 | 0 | 0 | 0 | 0 | 0 | 0 | 0 | 0 | 0 | 0 | 0 | 0 | 0 | 0 | 0 | 0 | 0 | 0
[10 empty] | 0 | 0 | 0 | 0 | 0 | 0 | 0 | 0 | 0 | 0 | 0 | 0 | 0 | 0 | 0 | 0 | 0 | 0 | 0 | 0 | 0 | 0 | 0 | 0 | 0 | 0 | 0 | 0
[10 empty] | 0 | 0 | 0 | 0 | 0 | 0 | 0 | 0 | 0 | 0 | 0 | 0 | 0 | 0 | 0 | 0 | 0 | 0 | 0 | 0 | 0 | 0 | 0 | 0 | 0 | 0 | 0 | 0
[10 empty] | 0 | 0 | 0 | 0 | 0 | 0 | 0 | 0 | 0 | 0 | 0 | 0 | 0 | 0 | 0 | 0 | 0 | 0 | 0 | 0 | 0 | 0 | 0 | 0 | 0 | 0 | 0 | 0
[10 empty] | 0 | 0 | 0 | 0 | 0 | 0 | 0 | 0 | 0 | 0 | 0 | 0 | 0 | 0 | 0 | 0 | 0 | 0 | 0 | 0 | 0 | 0 | 0 | 0 | 0 | 0 | 0 | 0
[10 empty] | 0 | 0 | 0 | 0 | 0 | 0 | 0 | 0 | 0 | 0 | 0 | 0 | 0 | 0 | 0 | 0 | 0 | 0 | 0 | 0 | 0 | 0 | 0 | 0 | 0 | 0 | 0 | 0
[10 empty] | 0 | 0 | 0 | 0 | 0 | 0 | 0 | 0 | 0 | 0 | 0 | 0 | 0 | 0 | 0 | 0 | 0 | 0 | 0 | 0 | 0 | 0 | 0 | 0 | 0 | 0 | 0 | 0
[10 empty] | 0 | 0 | 0 | 0 | 0 | 0 | 0 | 0 | 0 | 0 | 0 | 0 | 0 | 0 | 0 | 0 | 0 | 0 | 0 | 0 | 0 | 0 | 0 | 0 | 0 | 0 | 0 | 0
[10 empty] | 0 | 0 | 0 | 0 | 0 | 0 | 0 | 0 | 0 | 0 | 0 | 0 | 0 | 0 | 0 | 0 | 0 | 0 | 0 | 0 | 0 | 0 | 0 | 0 | 0 | 0 | 0 | 0
[10 empty] | 0 | 0 | 0 | 0 | 0 | 0 | 0 | 0 | 0 | 0 | 0 | 0 | 0 | 0 | 0 | 0 | 0 | 0 | 0 | 0 | 0 | 0 | 0 | 0 | 0 | 0 | 0 | 0
[10 empty] | 0 | 0 | 0 | 0 | 0 | 0 | 0 | 0 | 0 | 0 | 0 | 0 | 0 | 0 | 0 | 0 | 0 | 0 | 0 | 0 | 0 | 0 | 0 | 0 | 0 | 0 | 0 | 0
[10 empty] | 0 | 0 | 0 | 0 | 0 | 0 | 0 | 0 | 0 | 0 | 0 | 0 | 0 | 0 | 0 | 0 | 0 | 0 | 0 | 0 | 0 | 0 | 0 | 0 | 0 | 0 | 0 | 0
[10 empty] | 0 | 0 | 0 | 0 | 0 | 0 | 0 | 0 | 0 | 0 | 0 | 0 | 0 | 0 | 0 | 0 | 0 | 0 | 0 | 0 | 0 | 0 | 0 | 0 | 0 | 0 | 0 | 0
[10 empty] | 0 | 0 | 0 | 0 | 0 | 0 | 0 | 0 | 0 | 0 | 0 | 0 | 0 | 0 | 0 | 0 | 0 | 0 | 0 | 0 | 0 | 0 | 0 | 0 | 0 | 0 | 0 | 0
[10 empty] | 0 | 0 | 0 | 0 | 0 | 0 | 0 | 0 | 0 | 0 | 0 | 0 | 0 | 0 | 0 | 0 | 0 | 0 | 0 | 0 | 0 | 0 | 0 | 0 | 0 | 0 | 0 | 0
[10 empty] | 0 | 0 | 0 | 0 | 0 | 0 | 0 | 0 | 0 | 0 | 0 | 0 | 0 | 0 | 0 | 0 | 0 | 0 | 0 | 0 | 0 | 0 | 0 | 0 | 0 | 0 | 0 | 0
[10 empty] | 0 | 0 | 0 | 0 | 0 | 0 | 0 | 0 | 0 | 0 | 0 | 0 | 0 | 0 | 0 | 0 | 0 | 0 | 0 | 0 | 0 | 0 | 0 | 0 | 0 | 0 | 0 | 0
[10 empty] | 0 | 0 | 0 | 0 | 0 | 0 | 0 | 0 | 0 | 0 | 0 | 0 | 0 | 0 | 0 | 0 | 0 | 0 | 0 | 0 | 0 | 0 | 0 | 0 | 0 | 0 | 0 | 0
[10 empty] | 0 | 0 | 0 | 0 | 0 | 0 | 0 | 0 | 0 | 0 | 0 | 0 | 0 | 0 | 0 | 0 | 0 | 0 | 0 | 0 | 0 | 0 | 0 | 0 | 0 | 0 | 0 | 0
[10 empty] | 0 | 0 | 0 | 0 | 0 | 0 | 0 | 0 | 0 | 0 | 0 | 0 | 0 | 0 | 0 | 0 | 0 | 0 | 0 | 0 | 0 | 0 | 0 | 0 | 0 | 0 | 0 | 0
[10 empty] | 0 | 0 | 0 | 0 | 0 | 0 | 0 | 0 | 0 | 0 | 0 | 0 | 0 | 0 | 0 | 0 | 0 | 0 | 0 | 0 | 0 | 0 | 0 | 0 | 0 | 0 | 0 | 0
[10 empty] | 0 | 0 | 0 | 0 | 0 | 0 | 0 | 0 | 0 | 0 | 0 | 0 | 0 | 0 | 0 | 0 | 0 | 0 | 0 | 0 | 0 | 0 | 0 | 0 | 0 | 0 | 0 | 0
[10 empty] | 0 | 0 | 0 | 0 | 0 | 0 | 0 | 0 | 0 | 0 | 0 | 0 | 0 | 0 | 0 | 0 | 0 | 0 | 0 | 0 | 0 | 0 | 0 | 0 | 0 | 0 | 0 | 0
[10 empty] | 0 | 0 | 0 | 0 | 0 | 0 | 0 | 0 | 0 | 0 | 0 | 0 | 0 | 0 | 0 | 0 | 0 | 0 | 0 | 0 | 0 | 0 | 0 | 0 | 0 | 0 | 0 | 0
[10 empty] | 0 | 0 | 0 | 0 | 0 | 0 | 0 | 0 | 0 | 0 | 0 | 0 | 0 | 0 | 0 | 0 | 0 | 0 | 0 | 0 | 0 | 0 | 0 | 0 | 0 | 0 | 0 | 0
[10 empty] | 0 | 0 | 0 | 0 | 0 | 0 | 0 | 0 | 0 | 0 | 0 | 0 | 0 | 0 | 0 | 0 | 0 | 0 | 0 | 0 | 0 | 0 | 0 | 0 | 0 | 0 | 0 | 0
[10 empty] | 0 | 0 | 0 | 0 | 0 | 0 | 0 | 0 | 0 | 0 | 0 | 0 | 0 | 0 | 0 | 0 | 0 | 0 | 0 | 0 | 0 | 0 | 0 | 0 | 0 | 0 | 0 | 0
[10 empty] | 0 | 0 | 0 | 0 | 0 | 0 | 0 | 0 | 0 | 0 | 0 | 0 | 0 | 0 | 0 | 0 | 0 | 0 | 0 | 0 | 0 | 0 | 0 | 0 | 0 | 0 | 0 | 0
[10 empty] | 0 | 0 | 0 | 0 | 0 | 0 | 0 | 0 | 0 | 0 | 0 | 0 | 0 | 0 | 0 | 0 | 0 | 0 | 0 | 0 | 0 | 0 | 0 | 0 | 0 | 0 | 0 | 0
[10 empty] | 0 | 0 | 0 | 0 | 0 | 0 | 0 | 0 | 0 | 0 | 0 | 0 | 0 | 0 | 0 | 0 | 0 | 0 | 0 | 0 | 0 | 0 | 0 | 0 | 0 | 0 | 0 | 0
[10 empty] | 0 | 0 | 0 | 0 | 0 | 0 | 0 | 0 | 0 | 0 | 0 | 0 | 0 | 0 | 0 | 0 | 0 | 0 | 0 | 0 | 0 | 0 | 0 | 0 | 0 | 0 | 0 | 0
[10 empty] | 0 | 0 | 0 | 0 | 0 | 0 | 0 | 0 | 0 | 0 | 0 | 0 | 0 | 0 | 0 | 0 | 0 | 0 | 0 | 0 | 0 | 0 | 0 | 0 | 0 | 0 | 0 | 0
[10 empty] | 0 | 0 | 0 | 0 | 0 | 0 | 0 | 0 | 0 | 0 | 0 | 0 | 0 | 0 | 0 | 0 | 0 | 0 | 0 | 0 | 0 | 0 | 0 | 0 | 0 | 0 | 0 | 0
[10 empty] | 0 | 0 | 0 | 0 | 0 | 0 | 0 | 0 | 0 | 0 | 0 | 0 | 0 | 0 | 0 | 0 | 0 | 0 | 0 | 0 | 0 | 0 | 0 | 0 | 0 | 0 | 0 | 0
[10 empty] | 0 | 0 | 0 | 0 | 0 | 0 | 0 | 0 | 0 | 0 | 0 | 0 | 0 | 0 | 0 | 0 | 0 | 0 | 0 | 0 | 0 | 0 | 0 | 0 | 0 | 0 | 0 | 0
[10 empty] | 0 | 0 | 0 | 0 | 0 | 0 | 0 | 0 | 0 | 0 | 0 | 0 | 0 | 0 | 0 | 0 | 0 | 0 | 0 | 0 | 0 | 0 | 0 | 0 | 0 | 0 | 0 | 0
[10 empty] | 0 | 0 | 0 | 0 | 0 | 0 | 0 | 0 | 0 | 0 | 0 | 0 | 0 | 0 | 0 | 0 | 0 | 0 | 0 | 0 | 0 | 0 | 0 | 0 | 0 | 0 | 0 | 0
[10 empty] | 0 | 0 | 0 | 0 | 0 | 0 | 0 | 0 | 0 | 0 | 0 | 0 | 0 | 0 | 0 | 0 | 0 | 0 | 0 | 0 | 0 | 0 | 0 | 0 | 0 | 0 | 0 | 0
[10 empty] | 0 | 0 | 0 | 0 | 0 | 0 | 0 | 0 | 0 | 0 | 0 | 0 | 0 | 0 | 0 | 0 | 0 | 0 | 0 | 0 | 0 | 0 | 0 | 0 | 0 | 0 | 0 | 0
[10 empty] | 0 | 0 | 0 | 0 | 0 | 0 | 0 | 0 | 0 | 0 | 0 | 0 | 0 | 0 | 0 | 0 | 0 | 0 | 0 | 0 | 0 | 0 | 0 | 0 | 0 | 0 | 0 | 0
[10 empty] | 0 | 0 | 0 | 0 | 0 | 0 | 0 | 0 | 0 | 0 | 0 | 0 | 0 | 0 | 0 | 0 | 0 | 0 | 0 | 0 | 0 | 0 | 0 | 0 | 0 | 0 | 0 | 0
[10 empty] | 0 | 0 | 0 | 0 | 0 | 0 | 0 | 0 | 0 | 0 | 0 | 0 | 0 | 0 | 0 | 0 | 0 | 0 | 0 | 0 | 0 | 0 | 0 | 0 | 0 | 0 | 0 | 0
[10 empty] | 0 | 0 | 0 | 0 | 0 | 0 | 0 | 0 | 0 | 0 | 0 | 0 | 0 | 0 | 0 | 0 | 0 | 0 | 0 | 0 | 0 | 0 | 0 | 0 | 0 | 0 | 0 | 0
[10 empty] | 0 | 0 | 0 | 0 | 0 | 0 | 0 | 0 | 0 | 0 | 0 | 0 | 0 | 0 | 0 | 0 | 0 | 0 | 0 | 0 | 0 | 0 | 0 | 0 | 0 | 0 | 0 | 0
[10 empty] | 0 | 0 | 0 | 0 | 0 | 0 | 0 | 0 | 0 | 0 | 0 | 0 | 0 | 0 | 0 | 0 | 0 | 0 | 0 | 0 | 0 | 0 | 0 | 0 | 0 | 0 | 0 | 0
[10 empty] | 0 | 0 | 0 | 0 | 0 | 0 | 0 | 0 | 0 | 0 | 0 | 0 | 0 | 0 | 0 | 0 | 0 | 0 | 0 | 0 | 0 | 0 | 0 | 0 | 0 | 0 | 0 | 0
[10 empty] | 0 | 0 | 0 | 0 | 0 | 0 | 0 | 0 | 0 | 0 | 0 | 0 | 0 | 0 | 0 | 0 | 0 | 0 | 0 | 0 | 0 | 0 | 0 | 0 | 0 | 0 | 0 | 0
[10 empty] | 0 | 0 | 0 | 0 | 0 | 0 | 0 | 0 | 0 | 0 | 0 | 0 | 0 | 0 | 0 | 0 | 0 | 0 | 0 | 0 | 0 | 0 | 0 | 0 | 0 | 0 | 0 | 0
[10 empty] | 0 | 0 | 0 | 0 | 0 | 0 | 0 | 0 | 0 | 0 | 0 | 0 | 0 | 0 | 0 | 0 | 0 | 0 | 0 | 0 | 0 | 0 | 0 | 0 | 0 | 0 | 0 | 0
[10 empty] | 0 | 0 | 0 | 0 | 0 | 0 | 0 | 0 | 0 | 0 | 0 | 0 | 0 | 0 | 0 | 0 | 0 | 0 | 0 | 0 | 0 | 0 | 0 | 0 | 0 | 0 | 0 | 0
[10 empty] | 0 | 0 | 0 | 0 | 0 | 0 | 0 | 0 | 0 | 0 | 0 | 0 | 0 | 0 | 0 | 0 | 0 | 0 | 0 | 0 | 0 | 0 | 0 | 0 | 0 | 0 | 0 | 0
[10 empty] | 0 | 0 | 0 | 0 | 0 | 0 | 0 | 0 | 0 | 0 | 0 | 0 | 0 | 0 | 0 | 0 | 0 | 0 | 0 | 0 | 0 | 0 | 0 | 0 | 0 | 0 | 0 | 0
[10 empty] | 0 | 0 | 0 | 0 | 0 | 0 | 0 | 0 | 0 | 0 | 0 | 0 | 0 | 0 | 0 | 0 | 0 | 0 | 0 | 0 | 0 | 0 | 0 | 0 | 0 | 0 | 0 | 0
[10 empty] | 0 | 0 | 0 | 0 | 0 | 0 | 0 | 0 | 0 | 0 | 0 | 0 | 0 | 0 | 0 | 0 | 0 | 0 | 0 | 0 | 0 | 0 | 0 | 0 | 0 | 0 | 0 | 0
[10 empty] | 0 | 0 | 0 | 0 | 0 | 0 | 0 | 0 | 0 | 0 | 0 | 0 | 0 | 0 | 0 | 0 | 0 | 0 | 0 | 0 | 0 | 0 | 0 | 0 | 0 | 0 | 0 | 0
[10 empty] | 0 | 0 | 0 | 0 | 0 | 0 | 0 | 0 | 0 | 0 | 0 | 0 | 0 | 0 | 0 | 0 | 0 | 0 | 0 | 0 | 0 | 0 | 0 | 0 | 0 | 0 | 0 | 0
[10 empty] | 0 | 0 | 0 | 0 | 0 | 0 | 0 | 0 | 0 | 0 | 0 | 0 | 0 | 0 | 0 | 0 | 0 | 0 | 0 | 0 | 0 | 0 | 0 | 0 | 0 | 0 | 0 | 0
[10 empty] | 0 | 0 | 0 | 0 | 0 | 0 | 0 | 0 | 0 | 0 | 0 | 0 | 0 | 0 | 0 | 0 | 0 | 0 | 0 | 0 | 0 | 0 | 0 | 0 | 0 | 0 | 0 | 0
[10 empty] | 0 | 0 | 0 | 0 | 0 | 0 | 0 | 0 | 0 | 0 | 0 | 0 | 0 | 0 | 0 | 0 | 0 | 0 | 0 | 0 | 0 | 0 | 0 | 0 | 0 | 0 | 0 | 0
[10 empty] | 0 | 0 | 0 | 0 | 0 | 0 | 0 | 0 | 0 | 0 | 0 | 0 | 0 | 0 | 0 | 0 | 0 | 0 | 0 | 0 | 0 | 0 | 0 | 0 | 0 | 0 | 0 | 0
[10 empty] | 0 | 0 | 0 | 0 | 0 | 0 | 0 | 0 | 0 | 0 | 0 | 0 | 0 | 0 | 0 | 0 | 0 | 0 | 0 | 0 | 0 | 0 | 0 | 0 | 0 | 0 | 0 | 0
[10 empty] | 0 | 0 | 0 | 0 | 0 | 0 | 0 | 0 | 0 | 0 | 0 | 0 | 0 | 0 | 0 | 0 | 0 | 0 | 0 | 0 | 0 | 0 | 0 | 0 | 0 | 0 | 0 | 0
[10 empty] | 0 | 0 | 0 | 0 | 0 | 0 | 0 | 0 | 0 | 0 | 0 | 0 | 0 | 0 | 0 | 0 | 0 | 0 | 0 | 0 | 0 | 0 | 0 | 0 | 0 | 0 | 0 | 0
[10 empty] | 0 | 0 | 0 | 0 | 0 | 0 | 0 | 0 | 0 | 0 | 0 | 0 | 0 | 0 | 0 | 0 | 0 | 0 | 0 | 0 | 0 | 0 | 0 | 0 | 0 | 0 | 0 | 0
[10 empty] | 0 | 0 | 0 | 0 | 0 | 0 | 0 | 0 | 0 | 0 | 0 | 0 | 0 | 0 | 0 | 0 | 0 | 0 | 0 | 0 | 0 | 0 | 0 | 0 | 0 | 0 | 0 | 0
[10 empty] | 0 | 0 | 0 | 0 | 0 | 0 | 0 | 0 | 0 | 0 | 0 | 0 | 0 | 0 | 0 | 0 | 0 | 0 | 0 | 0 | 0 | 0 | 0 | 0 | 0 | 0 | 0 | 0
[10 empty] | 0 | 0 | 0 | 0 | 0 | 0 | 0 | 0 | 0 | 0 | 0 | 0 | 0 | 0 | 0 | 0 | 0 | 0 | 0 | 0 | 0 | 0 | 0 | 0 | 0 | 0 | 0 | 0
[10 empty] | 0 | 0 | 0 | 0 | 0 | 0 | 0 | 0 | 0 | 0 | 0 | 0 | 0 | 0 | 0 | 0 | 0 | 0 | 0 | 0 | 0 | 0 | 0 | 0 | 0 | 0 | 0 | 0
[10 empty] | 0 | 0 | 0 | 0 | 0 | 0 | 0 | 0 | 0 | 0 | 0 | 0 | 0 | 0 | 0 | 0 | 0 | 0 | 0 | 0 | 0 | 0 | 0 | 0 | 0 | 0 | 0 | 0
[10 empty] | 0 | 0 | 0 | 0 | 0 | 0 | 0 | 0 | 0 | 0 | 0 | 0 | 0 | 0 | 0 | 0 | 0 | 0 | 0 | 0 | 0 | 0 | 0 | 0 | 0 | 0 | 0 | 0
[10 empty] | 0 | 0 | 0 | 0 | 0 | 0 | 0 | 0 | 0 | 0 | 0 | 0 | 0 | 0 | 0 | 0 | 0 | 0 | 0 | 0 | 0 | 0 | 0 | 0 | 0 | 0 | 0 | 0
[10 empty] | 0 | 0 | 0 | 0 | 0 | 0 | 0 | 0 | 0 | 0 | 0 | 0 | 0 | 0 | 0 | 0 | 0 | 0 | 0 | 0 | 0 | 0 | 0 | 0 | 0 | 0 | 0 | 0
[10 empty] | 0 | 0 | 0 | 0 | 0 | 0 | 0 | 0 | 0 | 0 | 0 | 0 | 0 | 0 | 0 | 0 | 0 | 0 | 0 | 0 | 0 | 0 | 0 | 0 | 0 | 0 | 0 | 0
[10 empty] | 0 | 0 | 0 | 0 | 0 | 0 | 0 | 0 | 0 | 0 | 0 | 0 | 0 | 0 | 0 | 0 | 0 | 0 | 0 | 0 | 0 | 0 | 0 | 0 | 0 | 0 | 0 | 0
[10 empty] | 0 | 0 | 0 | 0 | 0 | 0 | 0 | 0 | 0 | 0 | 0 | 0 | 0 | 0 | 0 | 0 | 0 | 0 | 0 | 0 | 0 | 0 | 0 | 0 | 0 | 0 | 0 | 0
[10 empty] | 0 | 0 | 0 | 0 | 0 | 0 | 0 | 0 | 0 | 0 | 0 | 0 | 0 | 0 | 0 | 0 | 0 | 0 | 0 | 0 | 0 | 0 | 0 | 0 | 0 | 0 | 0 | 0
[10 empty] | 0 | 0 | 0 | 0 | 0 | 0 | 0 | 0 | 0 | 0 | 0 | 0 | 0 | 0 | 0 | 0 | 0 | 0 | 0 | 0 | 0 | 0 | 0 | 0 | 0 | 0 | 0 | 0
[10 empty] | 0 | 0 | 0 | 0 | 0 | 0 | 0 | 0 | 0 | 0 | 0 | 0 | 0 | 0 | 0 | 0 | 0 | 0 | 0 | 0 | 0 | 0 | 0 | 0 | 0 | 0 | 0 | 0
[10 empty] | 0 | 0 | 0 | 0 | 0 | 0 | 0 | 0 | 0 | 0 | 0 | 0 | 0 | 0 | 0 | 0 | 0 | 0 | 0 | 0 | 0 | 0 | 0 | 0 | 0 | 0 | 0 | 0
[10 empty] | 0 | 0 | 0 | 0 | 0 | 0 | 0 | 0 | 0 | 0 | 0 | 0 | 0 | 0 | 0 | 0 | 0 | 0 | 0 | 0 | 0 | 0 | 0 | 0 | 0 | 0 | 0 | 0
[10 empty] | 0 | 0 | 0 | 0 | 0 | 0 | 0 | 0 | 0 | 0 | 0 | 0 | 0 | 0 | 0 | 0 | 0 | 0 | 0 | 0 | 0 | 0 | 0 | 0 | 0 | 0 | 0 | 0
[10 empty] | 0 | 0 | 0 | 0 | 0 | 0 | 0 | 0 | 0 | 0 | 0 | 0 | 0 | 0 | 0 | 0 | 0 | 0 | 0 | 0 | 0 | 0 | 0 | 0 | 0 | 0 | 0 | 0
[10 empty] | 0 | 0 | 0 | 0 | 0 | 0 | 0 | 0 | 0 | 0 | 0 | 0 | 0 | 0 | 0 | 0 | 0 | 0 | 0 | 0 | 0 | 0 | 0 | 0 | 0 | 0 | 0 | 0
[10 empty] | 0 | 0 | 0 | 0 | 0 | 0 | 0 | 0 | 0 | 0 | 0 | 0 | 0 | 0 | 0 | 0 | 0 | 0 | 0 | 0 | 0 | 0 | 0 | 0 | 0 | 0 | 0 | 0
[10 empty] | 0 | 0 | 0 | 0 | 0 | 0 | 0 | 0 | 0 | 0 | 0 | 0 | 0 | 0 | 0 | 0 | 0 | 0 | 0 | 0 | 0 | 0 | 0 | 0 | 0 | 0 | 0 | 0
[10 empty] | 0 | 0 | 0 | 0 | 0 | 0 | 0 | 0 | 0 | 0 | 0 | 0 | 0 | 0 | 0 | 0 | 0 | 0 | 0 | 0 | 0 | 0 | 0 | 0 | 0 | 0 | 0 | 0
[10 empty] | 0 | 0 | 0 | 0 | 0 | 0 | 0 | 0 | 0 | 0 | 0 | 0 | 0 | 0 | 0 | 0 | 0 | 0 | 0 | 0 | 0 | 0 | 0 | 0 | 0 | 0 | 0 | 0
[10 empty] | 0 | 0 | 0 | 0 | 0 | 0 | 0 | 0 | 0 | 0 | 0 | 0 | 0 | 0 | 0 | 0 | 0 | 0 | 0 | 0 | 0 | 0 | 0 | 0 | 0 | 0 | 0 | 0
[10 empty] | 0 | 0 | 0 | 0 | 0 | 0 | 0 | 0 | 0 | 0 | 0 | 0 | 0 | 0 | 0 | 0 | 0 | 0 | 0 | 0 | 0 | 0 | 0 | 0 | 0 | 0 | 0 | 0
[10 empty] | 0 | 0 | 0 | 0 | 0 | 0 | 0 | 0 | 0 | 0 | 0 | 0 | 0 | 0 | 0 | 0 | 0 | 0 | 0 | 0 | 0 | 0 | 0 | 0 | 0 | 0 | 0 | 0
[10 empty] | 0 | 0 | 0 | 0 | 0 | 0 | 0 | 0 | 0 | 0 | 0 | 0 | 0 | 0 | 0 | 0 | 0 | 0 | 0 | 0 | 0 | 0 | 0 | 0 | 0 | 0 | 0 | 0
[10 empty] | 0 | 0 | 0 | 0 | 0 | 0 | 0 | 0 | 0 | 0 | 0 | 0 | 0 | 0 | 0 | 0 | 0 | 0 | 0 | 0 | 0 | 0 | 0 | 0 | 0 | 0 | 0 | 0
[10 empty] | 0 | 0 | 0 | 0 | 0 | 0 | 0 | 0 | 0 | 0 | 0 | 0 | 0 | 0 | 0 | 0 | 0 | 0 | 0 | 0 | 0 | 0 | 0 | 0 | 0 | 0 | 0 | 0
[10 empty] | 0 | 0 | 0 | 0 | 0 | 0 | 0 | 0 | 0 | 0 | 0 | 0 | 0 | 0 | 0 | 0 | 0 | 0 | 0 | 0 | 0 | 0 | 0 | 0 | 0 | 0 | 0 | 0
[10 empty] | 0 | 0 | 0 | 0 | 0 | 0 | 0 | 0 | 0 | 0 | 0 | 0 | 0 | 0 | 0 | 0 | 0 | 0 | 0 | 0 | 0 | 0 | 0 | 0 | 0 | 0 | 0 | 0
[10 empty] | 0 | 0 | 0 | 0 | 0 | 0 | 0 | 0 | 0 | 0 | 0 | 0 | 0 | 0 | 0 | 0 | 0 | 0 | 0 | 0 | 0 | 0 | 0 | 0 | 0 | 0 | 0 | 0
[10 empty] | 0 | 0 | 0 | 0 | 0 | 0 | 0 | 0 | 0 | 0 | 0 | 0 | 0 | 0 | 0 | 0 | 0 | 0 | 0 | 0 | 0 | 0 | 0 | 0 | 0 | 0 | 0 | 0
[10 empty] | 0 | 0 | 0 | 0 | 0 | 0 | 0 | 0 | 0 | 0 | 0 | 0 | 0 | 0 | 0 | 0 | 0 | 0 | 0 | 0 | 0 | 0 | 0 | 0 | 0 | 0 | 0 | 0
[10 empty] | 0 | 0 | 0 | 0 | 0 | 0 | 0 | 0 | 0 | 0 | 0 | 0 | 0 | 0 | 0 | 0 | 0 | 0 | 0 | 0 | 0 | 0 | 0 | 0 | 0 | 0 | 0 | 0
[10 empty] | 0 | 0 | 0 | 0 | 0 | 0 | 0 | 0 | 0 | 0 | 0 | 0 | 0 | 0 | 0 | 0 | 0 | 0 | 0 | 0 | 0 | 0 | 0 | 0 | 0 | 0 | 0 | 0
[10 empty] | 0 | 0 | 0 | 0 | 0 | 0 | 0 | 0 | 0 | 0 | 0 | 0 | 0 | 0 | 0 | 0 | 0 | 0 | 0 | 0 | 0 | 0 | 0 | 0 | 0 | 0 | 0 | 0
[10 empty] | 0 | 0 | 0 | 0 | 0 | 0 | 0 | 0 | 0 | 0 | 0 | 0 | 0 | 0 | 0 | 0 | 0 | 0 | 0 | 0 | 0 | 0 | 0 | 0 | 0 | 0 | 0 | 0
[10 empty] | 0 | 0 | 0 | 0 | 0 | 0 | 0 | 0 | 0 | 0 | 0 | 0 | 0 | 0 | 0 | 0 | 0 | 0 | 0 | 0 | 0 | 0 | 0 | 0 | 0 | 0 | 0 | 0
[10 empty] | 0 | 0 | 0 | 0 | 0 | 0 | 0 | 0 | 0 | 0 | 0 | 0 | 0 | 0 | 0 | 0 | 0 | 0 | 0 | 0 | 0 | 0 | 0 | 0 | 0 | 0 | 0 | 0
[10 empty] | 0 | 0 | 0 | 0 | 0 | 0 | 0 | 0 | 0 | 0 | 0 | 0 | 0 | 0 | 0 | 0 | 0 | 0 | 0 | 0 | 0 | 0 | 0 | 0 | 0 | 0 | 0 | 0
[10 empty] | 0 | 0 | 0 | 0 | 0 | 0 | 0 | 0 | 0 | 0 | 0 | 0 | 0 | 0 | 0 | 0 | 0 | 0 | 0 | 0 | 0 | 0 | 0 | 0 | 0 | 0 | 0 | 0
[10 empty] | 0 | 0 | 0 | 0 | 0 | 0 | 0 | 0 | 0 | 0 | 0 | 0 | 0 | 0 | 0 | 0 | 0 | 0 | 0 | 0 | 0 | 0 | 0 | 0 | 0 | 0 | 0 | 0
[10 empty] | 0 | 0 | 0 | 0 | 0 | 0 | 0 | 0 | 0 | 0 | 0 | 0 | 0 | 0 | 0 | 0 | 0 | 0 | 0 | 0 | 0 | 0 | 0 | 0 | 0 | 0 | 0 | 0
[10 empty] | 0 | 0 | 0 | 0 | 0 | 0 | 0 | 0 | 0 | 0 | 0 | 0 | 0 | 0 | 0 | 0 | 0 | 0 | 0 | 0 | 0 | 0 | 0 | 0 | 0 | 0 | 0 | 0
[10 empty] | 0 | 0 | 0 | 0 | 0 | 0 | 0 | 0 | 0 | 0 | 0 | 0 | 0 | 0 | 0 | 0 | 0 | 0 | 0 | 0 | 0 | 0 | 0 | 0 | 0 | 0 | 0 | 0
[10 empty] | 0 | 0 | 0 | 0 | 0 | 0 | 0 | 0 | 0 | 0 | 0 | 0 | 0 | 0 | 0 | 0 | 0 | 0 | 0 | 0 | 0 | 0 | 0 | 0 | 0 | 0 | 0 | 0
[10 empty] | 0 | 0 | 0 | 0 | 0 | 0 | 0 | 0 | 0 | 0 | 0 | 0 | 0 | 0 | 0 | 0 | 0 | 0 | 0 | 0 | 0 | 0 | 0 | 0 | 0 | 0 | 0 | 0
[10 empty] | 0 | 0 | 0 | 0 | 0 | 0 | 0 | 0 | 0 | 0 | 0 | 0 | 0 | 0 | 0 | 0 | 0 | 0 | 0 | 0 | 0 | 0 | 0 | 0 | 0 | 0 | 0 | 0
[10 empty] | 0 | 0 | 0 | 0 | 0 | 0 | 0 | 0 | 0 | 0 | 0 | 0 | 0 | 0 | 0 | 0 | 0 | 0 | 0 | 0 | 0 | 0 | 0 | 0 | 0 | 0 | 0 | 0
[10 empty] | 0 | 0 | 0 | 0 | 0 | 0 | 0 | 0 | 0 | 0 | 0 | 0 | 0 | 0 | 0 | 0 | 0 | 0 | 0 | 0 | 0 | 0 | 0 | 0 | 0 | 0 | 0 | 0
[10 empty] | 0 | 0 | 0 | 0 | 0 | 0 | 0 | 0 | 0 | 0 | 0 | 0 | 0 | 0 | 0 | 0 | 0 | 0 | 0 | 0 | 0 | 0 | 0 | 0 | 0 | 0 | 0 | 0
[10 empty] | 0 | 0 | 0 | 0 | 0 | 0 | 0 | 0 | 0 | 0 | 0 | 0 | 0 | 0 | 0 | 0 | 0 | 0 | 0 | 0 | 0 | 0 | 0 | 0 | 0 | 0 | 0 | 0
[10 empty] | 0 | 0 | 0 | 0 | 0 | 0 | 0 | 0 | 0 | 0 | 0 | 0 | 0 | 0 | 0 | 0 | 0 | 0 | 0 | 0 | 0 | 0 | 0 | 0 | 0 | 0 | 0 | 0
[10 empty] | 0 | 0 | 0 | 0 | 0 | 0 | 0 | 0 | 0 | 0 | 0 | 0 | 0 | 0 | 0 | 0 | 0 | 0 | 0 | 0 | 0 | 0 | 0 | 0 | 0 | 0 | 0 | 0
[10 empty] | 0 | 0 | 0 | 0 | 0 | 0 | 0 | 0 | 0 | 0 | 0 | 0 | 0 | 0 | 0 | 0 | 0 | 0 | 0 | 0 | 0 | 0 | 0 | 0 | 0 | 0 | 0 | 0
[10 empty] | 0 | 0 | 0 | 0 | 0 | 0 | 0 | 0 | 0 | 0 | 0 | 0 | 0 | 0 | 0 | 0 | 0 | 0 | 0 | 0 | 0 | 0 | 0 | 0 | 0 | 0 | 0 | 0
[10 empty] | 0 | 0 | 0 | 0 | 0 | 0 | 0 | 0 | 0 | 0 | 0 | 0 | 0 | 0 | 0 | 0 | 0 | 0 | 0 | 0 | 0 | 0 | 0 | 0 | 0 | 0 | 0 | 0
[10 empty] | 0 | 0 | 0 | 0 | 0 | 0 | 0 | 0 | 0 | 0 | 0 | 0 | 0 | 0 | 0 | 0 | 0 | 0 | 0 | 0 | 0 | 0 | 0 | 0 | 0 | 0 | 0 | 0
[10 empty] | 0 | 0 | 0 | 0 | 0 | 0 | 0 | 0 | 0 | 0 | 0 | 0 | 0 | 0 | 0 | 0 | 0 | 0 | 0 | 0 | 0 | 0 | 0 | 0 | 0 | 0 | 0 | 0
[10 empty] | 0 | 0 | 0 | 0 | 0 | 0 | 0 | 0 | 0 | 0 | 0 | 0 | 0 | 0 | 0 | 0 | 0 | 0 | 0 | 0 | 0 | 0 | 0 | 0 | 0 | 0 | 0 | 0
[10 empty] | 0 | 0 | 0 | 0 | 0 | 0 | 0 | 0 | 0 | 0 | 0 | 0 | 0 | 0 | 0 | 0 | 0 | 0 | 0 | 0 | 0 | 0 | 0 | 0 | 0 | 0 | 0 | 0
[10 empty] | 0 | 0 | 0 | 0 | 0 | 0 | 0 | 0 | 0 | 0 | 0 | 0 | 0 | 0 | 0 | 0 | 0 | 0 | 0 | 0 | 0 | 0 | 0 | 0 | 0 | 0 | 0 | 0
[10 empty] | 0 | 0 | 0 | 0 | 0 | 0 | 0 | 0 | 0 | 0 | 0 | 0 | 0 | 0 | 0 | 0 | 0 | 0 | 0 | 0 | 0 | 0 | 0 | 0 | 0 | 0 | 0 | 0
[10 empty] | 0 | 0 | 0 | 0 | 0 | 0 | 0 | 0 | 0 | 0 | 0 | 0 | 0 | 0 | 0 | 0 | 0 | 0 | 0 | 0 | 0 | 0 | 0 | 0 | 0 | 0 | 0 | 0
[10 empty] | 0 | 0 | 0 | 0 | 0 | 0 | 0 | 0 | 0 | 0 | 0 | 0 | 0 | 0 | 0 | 0 | 0 | 0 | 0 | 0 | 0 | 0 | 0 | 0 | 0 | 0 | 0 | 0
[10 empty] | 0 | 0 | 0 | 0 | 0 | 0 | 0 | 0 | 0 | 0 | 0 | 0 | 0 | 0 | 0 | 0 | 0 | 0 | 0 | 0 | 0 | 0 | 0 | 0 | 0 | 0 | 0 | 0
[10 empty] | 0 | 0 | 0 | 0 | 0 | 0 | 0 | 0 | 0 | 0 | 0 | 0 | 0 | 0 | 0 | 0 | 0 | 0 | 0 | 0 | 0 | 0 | 0 | 0 | 0 | 0 | 0 | 0
[10 empty] | 0 | 0 | 0 | 0 | 0 | 0 | 0 | 0 | 0 | 0 | 0 | 0 | 0 | 0 | 0 | 0 | 0 | 0 | 0 | 0 | 0 | 0 | 0 | 0 | 0 | 0 | 0 | 0
[10 empty] | 0 | 0 | 0 | 0 | 0 | 0 | 0 | 0 | 0 | 0 | 0 | 0 | 0 | 0 | 0 | 0 | 0 | 0 | 0 | 0 | 0 | 0 | 0 | 0 | 0 | 0 | 0 | 0
[10 empty] | 0 | 0 | 0 | 0 | 0 | 0 | 0 | 0 | 0 | 0 | 0 | 0 | 0 | 0 | 0 | 0 | 0 | 0 | 0 | 0 | 0 | 0 | 0 | 0 | 0 | 0 | 0 | 0
[10 empty] | 0 | 0 | 0 | 0 | 0 | 0 | 0 | 0 | 0 | 0 | 0 | 0 | 0 | 0 | 0 | 0 | 0 | 0 | 0 | 0 | 0 | 0 | 0 | 0 | 0 | 0 | 0 | 0
[10 empty] | 0 | 0 | 0 | 0 | 0 | 0 | 0 | 0 | 0 | 0 | 0 | 0 | 0 | 0 | 0 | 0 | 0 | 0 | 0 | 0 | 0 | 0 | 0 | 0 | 0 | 0 | 0 | 0
[10 empty] | 0 | 0 | 0 | 0 | 0 | 0 | 0 | 0 | 0 | 0 | 0 | 0 | 0 | 0 | 0 | 0 | 0 | 0 | 0 | 0 | 0 | 0 | 0 | 0 | 0 | 0 | 0 | 0
[10 empty] | 0 | 0 | 0 | 0 | 0 | 0 | 0 | 0 | 0 | 0 | 0 | 0 | 0 | 0 | 0 | 0 | 0 | 0 | 0 | 0 | 0 | 0 | 0 | 0 | 0 | 0 | 0 | 0
[10 empty] | 0 | 0 | 0 | 0 | 0 | 0 | 0 | 0 | 0 | 0 | 0 | 0 | 0 | 0 | 0 | 0 | 0 | 0 | 0 | 0 | 0 | 0 | 0 | 0 | 0 | 0 | 0 | 0
[10 empty] | 0 | 0 | 0 | 0 | 0 | 0 | 0 | 0 | 0 | 0 | 0 | 0 | 0 | 0 | 0 | 0 | 0 | 0 | 0 | 0 | 0 | 0 | 0 | 0 | 0 | 0 | 0 | 0
[10 empty] | 0 | 0 | 0 | 0 | 0 | 0 | 0 | 0 | 0 | 0 | 0 | 0 | 0 | 0 | 0 | 0 | 0 | 0 | 0 | 0 | 0 | 0 | 0 | 0 | 0 | 0 | 0 | 0
[10 empty] | 0 | 0 | 0 | 0 | 0 | 0 | 0 | 0 | 0 | 0 | 0 | 0 | 0 | 0 | 0 | 0 | 0 | 0 | 0 | 0 | 0 | 0 | 0 | 0 | 0 | 0 | 0 | 0
[10 empty] | 0 | 0 | 0 | 0 | 0 | 0 | 0 | 0 | 0 | 0 | 0 | 0 | 0 | 0 | 0 | 0 | 0 | 0 | 0 | 0 | 0 | 0 | 0 | 0 | 0 | 0 | 0 | 0
[10 empty] | 0 | 0 | 0 | 0 | 0 | 0 | 0 | 0 | 0 | 0 | 0 | 0 | 0 | 0 | 0 | 0 | 0 | 0 | 0 | 0 | 0 | 0 | 0 | 0 | 0 | 0 | 0 | 0
[10 empty] | 0 | 0 | 0 | 0 | 0 | 0 | 0 | 0 | 0 | 0 | 0 | 0 | 0 | 0 | 0 | 0 | 0 | 0 | 0 | 0 | 0 | 0 | 0 | 0 | 0 | 0 | 0 | 0
[10 empty] | 0 | 0 | 0 | 0 | 0 | 0 | 0 | 0 | 0 | 0 | 0 | 0 | 0 | 0 | 0 | 0 | 0 | 0 | 0 | 0 | 0 | 0 | 0 | 0 | 0 | 0 | 0 | 0
[10 empty] | 0 | 0 | 0 | 0 | 0 | 0 | 0 | 0 | 0 | 0 | 0 | 0 | 0 | 0 | 0 | 0 | 0 | 0 | 0 | 0 | 0 | 0 | 0 | 0 | 0 | 0 | 0 | 0
[10 empty] | 0 | 0 | 0 | 0 | 0 | 0 | 0 | 0 | 0 | 0 | 0 | 0 | 0 | 0 | 0 | 0 | 0 | 0 | 0 | 0 | 0 | 0 | 0 | 0 | 0 | 0 | 0 | 0
[10 empty] | 0 | 0 | 0 | 0 | 0 | 0 | 0 | 0 | 0 | 0 | 0 | 0 | 0 | 0 | 0 | 0 | 0 | 0 | 0 | 0 | 0 | 0 | 0 | 0 | 0 | 0 | 0 | 0
[10 empty] | 0 | 0 | 0 | 0 | 0 | 0 | 0 | 0 | 0 | 0 | 0 | 0 | 0 | 0 | 0 | 0 | 0 | 0 | 0 | 0 | 0 | 0 | 0 | 0 | 0 | 0 | 0 | 0
[10 empty] | 0 | 0 | 0 | 0 | 0 | 0 | 0 | 0 | 0 | 0 | 0 | 0 | 0 | 0 | 0 | 0 | 0 | 0 | 0 | 0 | 0 | 0 | 0 | 0 | 0 | 0 | 0 | 0
[10 empty] | 0 | 0 | 0 | 0 | 0 | 0 | 0 | 0 | 0 | 0 | 0 | 0 | 0 | 0 | 0 | 0 | 0 | 0 | 0 | 0 | 0 | 0 | 0 | 0 | 0 | 0 | 0 | 0
[10 empty] | 0 | 0 | 0 | 0 | 0 | 0 | 0 | 0 | 0 | 0 | 0 | 0 | 0 | 0 | 0 | 0 | 0 | 0 | 0 | 0 | 0 | 0 | 0 | 0 | 0 | 0 | 0 | 0
[10 empty] | 0 | 0 | 0 | 0 | 0 | 0 | 0 | 0 | 0 | 0 | 0 | 0 | 0 | 0 | 0 | 0 | 0 | 0 | 0 | 0 | 0 | 0 | 0 | 0 | 0 | 0 | 0 | 0
[10 empty] | 0 | 0 | 0 | 0 | 0 | 0 | 0 | 0 | 0 | 0 | 0 | 0 | 0 | 0 | 0 | 0 | 0 | 0 | 0 | 0 | 0 | 0 | 0 | 0 | 0 | 0 | 0 | 0
[10 empty] | 0 | 0 | 0 | 0 | 0 | 0 | 0 | 0 | 0 | 0 | 0 | 0 | 0 | 0 | 0 | 0 | 0 | 0 | 0 | 0 | 0 | 0 | 0 | 0 | 0 | 0 | 0 | 0
[10 empty] | 0 | 0 | 0 | 0 | 0 | 0 | 0 | 0 | 0 | 0 | 0 | 0 | 0 | 0 | 0 | 0 | 0 | 0 | 0 | 0 | 0 | 0 | 0 | 0 | 0 | 0 | 0 | 0
[10 empty] | 0 | 0 | 0 | 0 | 0 | 0 | 0 | 0 | 0 | 0 | 0 | 0 | 0 | 0 | 0 | 0 | 0 | 0 | 0 | 0 | 0 | 0 | 0 | 0 | 0 | 0 | 0 | 0
[10 empty] | 0 | 0 | 0 | 0 | 0 | 0 | 0 | 0 | 0 | 0 | 0 | 0 | 0 | 0 | 0 | 0 | 0 | 0 | 0 | 0 | 0 | 0 | 0 | 0 | 0 | 0 | 0 | 0
[10 empty] | 0 | 0 | 0 | 0 | 0 | 0 | 0 | 0 | 0 | 0 | 0 | 0 | 0 | 0 | 0 | 0 | 0 | 0 | 0 | 0 | 0 | 0 | 0 | 0 | 0 | 0 | 0 | 0
[10 empty] | 0 | 0 | 0 | 0 | 0 | 0 | 0 | 0 | 0 | 0 | 0 | 0 | 0 | 0 | 0 | 0 | 0 | 0 | 0 | 0 | 0 | 0 | 0 | 0 | 0 | 0 | 0 | 0
[10 empty] | 0 | 0 | 0 | 0 | 0 | 0 | 0 | 0 | 0 | 0 | 0 | 0 | 0 | 0 | 0 | 0 | 0 | 0 | 0 | 0 | 0 | 0 | 0 | 0 | 0 | 0 | 0 | 0
[10 empty] | 0 | 0 | 0 | 0 | 0 | 0 | 0 | 0 | 0 | 0 | 0 | 0 | 0 | 0 | 0 | 0 | 0 | 0 | 0 | 0 | 0 | 0 | 0 | 0 | 0 | 0 | 0 | 0
[10 empty] | 0 | 0 | 0 | 0 | 0 | 0 | 0 | 0 | 0 | 0 | 0 | 0 | 0 | 0 | 0 | 0 | 0 | 0 | 0 | 0 | 0 | 0 | 0 | 0 | 0 | 0 | 0 | 0
[10 empty] | 0 | 0 | 0 | 0 | 0 | 0 | 0 | 0 | 0 | 0 | 0 | 0 | 0 | 0 | 0 | 0 | 0 | 0 | 0 | 0 | 0 | 0 | 0 | 0 | 0 | 0 | 0 | 0
[10 empty] | 0 | 0 | 0 | 0 | 0 | 0 | 0 | 0 | 0 | 0 | 0 | 0 | 0 | 0 | 0 | 0 | 0 | 0 | 0 | 0 | 0 | 0 | 0 | 0 | 0 | 0 | 0 | 0
[10 empty] | 0 | 0 | 0 | 0 | 0 | 0 | 0 | 0 | 0 | 0 | 0 | 0 | 0 | 0 | 0 | 0 | 0 | 0 | 0 | 0 | 0 | 0 | 0 | 0 | 0 | 0 | 0 | 0
[10 empty] | 0 | 0 | 0 | 0 | 0 | 0 | 0 | 0 | 0 | 0 | 0 | 0 | 0 | 0 | 0 | 0 | 0 | 0 | 0 | 0 | 0 | 0 | 0 | 0 | 0 | 0 | 0 | 0
[10 empty] | 0 | 0 | 0 | 0 | 0 | 0 | 0 | 0 | 0 | 0 | 0 | 0 | 0 | 0 | 0 | 0 | 0 | 0 | 0 | 0 | 0 | 0 | 0 | 0 | 0 | 0 | 0 | 0
[10 empty] | 0 | 0 | 0 | 0 | 0 | 0 | 0 | 0 | 0 | 0 | 0 | 0 | 0 | 0 | 0 | 0 | 0 | 0 | 0 | 0 | 0 | 0 | 0 | 0 | 0 | 0 | 0 | 0
[10 empty] | 0 | 0 | 0 | 0 | 0 | 0 | 0 | 0 | 0 | 0 | 0 | 0 | 0 | 0 | 0 | 0 | 0 | 0 | 0 | 0 | 0 | 0 | 0 | 0 | 0 | 0 | 0 | 0
[10 empty] | 0 | 0 | 0 | 0 | 0 | 0 | 0 | 0 | 0 | 0 | 0 | 0 | 0 | 0 | 0 | 0 | 0 | 0 | 0 | 0 | 0 | 0 | 0 | 0 | 0 | 0 | 0 | 0
[10 empty] | 0 | 0 | 0 | 0 | 0 | 0 | 0 | 0 | 0 | 0 | 0 | 0 | 0 | 0 | 0 | 0 | 0 | 0 | 0 | 0 | 0 | 0 | 0 | 0 | 0 | 0 | 0 | 0
[10 empty] | 0 | 0 | 0 | 0 | 0 | 0 | 0 | 0 | 0 | 0 | 0 | 0 | 0 | 0 | 0 | 0 | 0 | 0 | 0 | 0 | 0 | 0 | 0 | 0 | 0 | 0 | 0 | 0
[10 empty] | 0 | 0 | 0 | 0 | 0 | 0 | 0 | 0 | 0 | 0 | 0 | 0 | 0 | 0 | 0 | 0 | 0 | 0 | 0 | 0 | 0 | 0 | 0 | 0 | 0 | 0 | 0 | 0
[10 empty] | 0 | 0 | 0 | 0 | 0 | 0 | 0 | 0 | 0 | 0 | 0 | 0 | 0 | 0 | 0 | 0 | 0 | 0 | 0 | 0 | 0 | 0 | 0 | 0 | 0 | 0 | 0 | 0
[10 empty] | 0 | 0 | 0 | 0 | 0 | 0 | 0 | 0 | 0 | 0 | 0 | 0 | 0 | 0 | 0 | 0 | 0 | 0 | 0 | 0 | 0 | 0 | 0 | 0 | 0 | 0 | 0 | 0
[10 empty] | 0 | 0 | 0 | 0 | 0 | 0 | 0 | 0 | 0 | 0 | 0 | 0 | 0 | 0 | 0 | 0 | 0 | 0 | 0 | 0 | 0 | 0 | 0 | 0 | 0 | 0 | 0 | 0
[10 empty] | 0 | 0 | 0 | 0 | 0 | 0 | 0 | 0 | 0 | 0 | 0 | 0 | 0 | 0 | 0 | 0 | 0 | 0 | 0 | 0 | 0 | 0 | 0 | 0 | 0 | 0 | 0 | 0
[10 empty] | 0 | 0 | 0 | 0 | 0 | 0 | 0 | 0 | 0 | 0 | 0 | 0 | 0 | 0 | 0 | 0 | 0 | 0 | 0 | 0 | 0 | 0 | 0 | 0 | 0 | 0 | 0 | 0
[10 empty] | 0 | 0 | 0 | 0 | 0 | 0 | 0 | 0 | 0 | 0 | 0 | 0 | 0 | 0 | 0 | 0 | 0 | 0 | 0 | 0 | 0 | 0 | 0 | 0 | 0 | 0 | 0 | 0
[10 empty] | 0 | 0 | 0 | 0 | 0 | 0 | 0 | 0 | 0 | 0 | 0 | 0 | 0 | 0 | 0 | 0 | 0 | 0 | 0 | 0 | 0 | 0 | 0 | 0 | 0 | 0 | 0 | 0
[10 empty] | 0 | 0 | 0 | 0 | 0 | 0 | 0 | 0 | 0 | 0 | 0 | 0 | 0 | 0 | 0 | 0 | 0 | 0 | 0 | 0 | 0 | 0 | 0 | 0 | 0 | 0 | 0 | 0
[10 empty] | 0 | 0 | 0 | 0 | 0 | 0 | 0 | 0 | 0 | 0 | 0 | 0 | 0 | 0 | 0 | 0 | 0 | 0 | 0 | 0 | 0 | 0 | 0 | 0 | 0 | 0 | 0 | 0
[10 empty] | 0 | 0 | 0 | 0 | 0 | 0 | 0 | 0 | 0 | 0 | 0 | 0 | 0 | 0 | 0 | 0 | 0 | 0 | 0 | 0 | 0 | 0 | 0 | 0 | 0 | 0 | 0 | 0
[10 empty] | 0 | 0 | 0 | 0 | 0 | 0 | 0 | 0 | 0 | 0 | 0 | 0 | 0 | 0 | 0 | 0 | 0 | 0 | 0 | 0 | 0 | 0 | 0 | 0 | 0 | 0 | 0 | 0
[10 empty] | 0 | 0 | 0 | 0 | 0 | 0 | 0 | 0 | 0 | 0 | 0 | 0 | 0 | 0 | 0 | 0 | 0 | 0 | 0 | 0 | 0 | 0 | 0 | 0 | 0 | 0 | 0 | 0
[10 empty] | 0 | 0 | 0 | 0 | 0 | 0 | 0 | 0 | 0 | 0 | 0 | 0 | 0 | 0 | 0 | 0 | 0 | 0 | 0 | 0 | 0 | 0 | 0 | 0 | 0 | 0 | 0 | 0
[10 empty] | 0 | 0 | 0 | 0 | 0 | 0 | 0 | 0 | 0 | 0 | 0 | 0 | 0 | 0 | 0 | 0 | 0 | 0 | 0 | 0 | 0 | 0 | 0 | 0 | 0 | 0 | 0 | 0
[10 empty] | 0 | 0 | 0 | 0 | 0 | 0 | 0 | 0 | 0 | 0 | 0 | 0 | 0 | 0 | 0 | 0 | 0 | 0 | 0 | 0 | 0 | 0 | 0 | 0 | 0 | 0 | 0 | 0
[10 empty] | 0 | 0 | 0 | 0 | 0 | 0 | 0 | 0 | 0 | 0 | 0 | 0 | 0 | 0 | 0 | 0 | 0 | 0 | 0 | 0 | 0 | 0 | 0 | 0 | 0 | 0 | 0 | 0
[10 empty] | 0 | 0 | 0 | 0 | 0 | 0 | 0 | 0 | 0 | 0 | 0 | 0 | 0 | 0 | 0 | 0 | 0 | 0 | 0 | 0 | 0 | 0 | 0 | 0 | 0 | 0 | 0 | 0
[10 empty] | 0 | 0 | 0 | 0 | 0 | 0 | 0 | 0 | 0 | 0 | 0 | 0 | 0 | 0 | 0 | 0 | 0 | 0 | 0 | 0 | 0 | 0 | 0 | 0 | 0 | 0 | 0 | 0
[10 empty] | 0 | 0 | 0 | 0 | 0 | 0 | 0 | 0 | 0 | 0 | 0 | 0 | 0 | 0 | 0 | 0 | 0 | 0 | 0 | 0 | 0 | 0 | 0 | 0 | 0 | 0 | 0 | 0
[10 empty] | 0 | 0 | 0 | 0 | 0 | 0 | 0 | 0 | 0 | 0 | 0 | 0 | 0 | 0 | 0 | 0 | 0 | 0 | 0 | 0 | 0 | 0 | 0 | 0 | 0 | 0 | 0 | 0
[10 empty] | 0 | 0 | 0 | 0 | 0 | 0 | 0 | 0 | 0 | 0 | 0 | 0 | 0 | 0 | 0 | 0 | 0 | 0 | 0 | 0 | 0 | 0 | 0 | 0 | 0 | 0 | 0 | 0
[10 empty] | 0 | 0 | 0 | 0 | 0 | 0 | 0 | 0 | 0 | 0 | 0 | 0 | 0 | 0 | 0 | 0 | 0 | 0 | 0 | 0 | 0 | 0 | 0 | 0 | 0 | 0 | 0 | 0
[10 empty] | 0 | 0 | 0 | 0 | 0 | 0 | 0 | 0 | 0 | 0 | 0 | 0 | 0 | 0 | 0 | 0 | 0 | 0 | 0 | 0 | 0 | 0 | 0 | 0 | 0 | 0 | 0 | 0
[10 empty] | 0 | 0 | 0 | 0 | 0 | 0 | 0 | 0 | 0 | 0 | 0 | 0 | 0 | 0 | 0 | 0 | 0 | 0 | 0 | 0 | 0 | 0 | 0 | 0 | 0 | 0 | 0 | 0
[10 empty] | 0 | 0 | 0 | 0 | 0 | 0 | 0 | 0 | 0 | 0 | 0 | 0 | 0 | 0 | 0 | 0 | 0 | 0 | 0 | 0 | 0 | 0 | 0 | 0 | 0 | 0 | 0 | 0
[10 empty] | 0 | 0 | 0 | 0 | 0 | 0 | 0 | 0 | 0 | 0 | 0 | 0 | 0 | 0 | 0 | 0 | 0 | 0 | 0 | 0 | 0 | 0 | 0 | 0 | 0 | 0 | 0 | 0
[10 empty] | 0 | 0 | 0 | 0 | 0 | 0 | 0 | 0 | 0 | 0 | 0 | 0 | 0 | 0 | 0 | 0 | 0 | 0 | 0 | 0 | 0 | 0 | 0 | 0 | 0 | 0 | 0 | 0
[10 empty] | 0 | 0 | 0 | 0 | 0 | 0 | 0 | 0 | 0 | 0 | 0 | 0 | 0 | 0 | 0 | 0 | 0 | 0 | 0 | 0 | 0 | 0 | 0 | 0 | 0 | 0 | 0 | 0
[10 empty] | 0 | 0 | 0 | 0 | 0 | 0 | 0 | 0 | 0 | 0 | 0 | 0 | 0 | 0 | 0 | 0 | 0 | 0 | 0 | 0 | 0 | 0 | 0 | 0 | 0 | 0 | 0 | 0
[10 empty] | 0 | 0 | 0 | 0 | 0 | 0 | 0 | 0 | 0 | 0 | 0 | 0 | 0 | 0 | 0 | 0 | 0 | 0 | 0 | 0 | 0 | 0 | 0 | 0 | 0 | 0 | 0 | 0
[10 empty] | 0 | 0 | 0 | 0 | 0 | 0 | 0 | 0 | 0 | 0 | 0 | 0 | 0 | 0 | 0 | 0 | 0 | 0 | 0 | 0 | 0 | 0 | 0 | 0 | 0 | 0 | 0 | 0
[10 empty] | 0 | 0 | 0 | 0 | 0 | 0 | 0 | 0 | 0 | 0 | 0 | 0 | 0 | 0 | 0 | 0 | 0 | 0 | 0 | 0 | 0 | 0 | 0 | 0 | 0 | 0 | 0 | 0
[10 empty] | 0 | 0 | 0 | 0 | 0 | 0 | 0 | 0 | 0 | 0 | 0 | 0 | 0 | 0 | 0 | 0 | 0 | 0 | 0 | 0 | 0 | 0 | 0 | 0 | 0 | 0 | 0 | 0
[10 empty] | 0 | 0 | 0 | 0 | 0 | 0 | 0 | 0 | 0 | 0 | 0 | 0 | 0 | 0 | 0 | 0 | 0 | 0 | 0 | 0 | 0 | 0 | 0 | 0 | 0 | 0 | 0 | 0
[10 empty] | 0 | 0 | 0 | 0 | 0 | 0 | 0 | 0 | 0 | 0 | 0 | 0 | 0 | 0 | 0 | 0 | 0 | 0 | 0 | 0 | 0 | 0 | 0 | 0 | 0 | 0 | 0 | 0
[10 empty] | 0 | 0 | 0 | 0 | 0 | 0 | 0 | 0 | 0 | 0 | 0 | 0 | 0 | 0 | 0 | 0 | 0 | 0 | 0 | 0 | 0 | 0 | 0 | 0 | 0 | 0 | 0 | 0
[10 empty] | 0 | 0 | 0 | 0 | 0 | 0 | 0 | 0 | 0 | 0 | 0 | 0 | 0 | 0 | 0 | 0 | 0 | 0 | 0 | 0 | 0 | 0 | 0 | 0 | 0 | 0 | 0 | 0
[10 empty] | 0 | 0 | 0 | 0 | 0 | 0 | 0 | 0 | 0 | 0 | 0 | 0 | 0 | 0 | 0 | 0 | 0 | 0 | 0 | 0 | 0 | 0 | 0 | 0 | 0 | 0 | 0 | 0
[10 empty] | 0 | 0 | 0 | 0 | 0 | 0 | 0 | 0 | 0 | 0 | 0 | 0 | 0 | 0 | 0 | 0 | 0 | 0 | 0 | 0 | 0 | 0 | 0 | 0 | 0 | 0 | 0 | 0
[10 empty] | 0 | 0 | 0 | 0 | 0 | 0 | 0 | 0 | 0 | 0 | 0 | 0 | 0 | 0 | 0 | 0 | 0 | 0 | 0 | 0 | 0 | 0 | 0 | 0 | 0 | 0 | 0 | 0
[10 empty] | 0 | 0 | 0 | 0 | 0 | 0 | 0 | 0 | 0 | 0 | 0 | 0 | 0 | 0 | 0 | 0 | 0 | 0 | 0 | 0 | 0 | 0 | 0 | 0 | 0 | 0 | 0 | 0
[10 empty] | 0 | 0 | 0 | 0 | 0 | 0 | 0 | 0 | 0 | 0 | 0 | 0 | 0 | 0 | 0 | 0 | 0 | 0 | 0 | 0 | 0 | 0 | 0 | 0 | 0 | 0 | 0 | 0
[10 empty] | 0 | 0 | 0 | 0 | 0 | 0 | 0 | 0 | 0 | 0 | 0 | 0 | 0 | 0 | 0 | 0 | 0 | 0 | 0 | 0 | 0 | 0 | 0 | 0 | 0 | 0 | 0 | 0
[10 empty] | 0 | 0 | 0 | 0 | 0 | 0 | 0 | 0 | 0 | 0 | 0 | 0 | 0 | 0 | 0 | 0 | 0 | 0 | 0 | 0 | 0 | 0 | 0 | 0 | 0 | 0 | 0 | 0
[10 empty] | 0 | 0 | 0 | 0 | 0 | 0 | 0 | 0 | 0 | 0 | 0 | 0 | 0 | 0 | 0 | 0 | 0 | 0 | 0 | 0 | 0 | 0 | 0 | 0 | 0 | 0 | 0 | 0
[10 empty] | 0 | 0 | 0 | 0 | 0 | 0 | 0 | 0 | 0 | 0 | 0 | 0 | 0 | 0 | 0 | 0 | 0 | 0 | 0 | 0 | 0 | 0 | 0 | 0 | 0 | 0 | 0 | 0
[10 empty] | 0 | 0 | 0 | 0 | 0 | 0 | 0 | 0 | 0 | 0 | 0 | 0 | 0 | 0 | 0 | 0 | 0 | 0 | 0 | 0 | 0 | 0 | 0 | 0 | 0 | 0 | 0 | 0
[10 empty] | 0 | 0 | 0 | 0 | 0 | 0 | 0 | 0 | 0 | 0 | 0 | 0 | 0 | 0 | 0 | 0 | 0 | 0 | 0 | 0 | 0 | 0 | 0 | 0 | 0 | 0 | 0 | 0
[10 empty] | 0 | 0 | 0 | 0 | 0 | 0 | 0 | 0 | 0 | 0 | 0 | 0 | 0 | 0 | 0 | 0 | 0 | 0 | 0 | 0 | 0 | 0 | 0 | 0 | 0 | 0 | 0 | 0
[10 empty] | 0 | 0 | 0 | 0 | 0 | 0 | 0 | 0 | 0 | 0 | 0 | 0 | 0 | 0 | 0 | 0 | 0 | 0 | 0 | 0 | 0 | 0 | 0 | 0 | 0 | 0 | 0 | 0
[10 empty] | 0 | 0 | 0 | 0 | 0 | 0 | 0 | 0 | 0 | 0 | 0 | 0 | 0 | 0 | 0 | 0 | 0 | 0 | 0 | 0 | 0 | 0 | 0 | 0 | 0 | 0 | 0 | 0
[10 empty] | 0 | 0 | 0 | 0 | 0 | 0 | 0 | 0 | 0 | 0 | 0 | 0 | 0 | 0 | 0 | 0 | 0 | 0 | 0 | 0 | 0 | 0 | 0 | 0 | 0 | 0 | 0 | 0
[10 empty] | 0 | 0 | 0 | 0 | 0 | 0 | 0 | 0 | 0 | 0 | 0 | 0 | 0 | 0 | 0 | 0 | 0 | 0 | 0 | 0 | 0 | 0 | 0 | 0 | 0 | 0 | 0 | 0
[10 empty] | 0 | 0 | 0 | 0 | 0 | 0 | 0 | 0 | 0 | 0 | 0 | 0 | 0 | 0 | 0 | 0 | 0 | 0 | 0 | 0 | 0 | 0 | 0 | 0 | 0 | 0 | 0 | 0
[10 empty] | 0 | 0 | 0 | 0 | 0 | 0 | 0 | 0 | 0 | 0 | 0 | 0 | 0 | 0 | 0 | 0 | 0 | 0 | 0 | 0 | 0 | 0 | 0 | 0 | 0 | 0 | 0 | 0
[10 empty] | 0 | 0 | 0 | 0 | 0 | 0 | 0 | 0 | 0 | 0 | 0 | 0 | 0 | 0 | 0 | 0 | 0 | 0 | 0 | 0 | 0 | 0 | 0 | 0 | 0 | 0 | 0 | 0
[10 empty] | 0 | 0 | 0 | 0 | 0 | 0 | 0 | 0 | 0 | 0 | 0 | 0 | 0 | 0 | 0 | 0 | 0 | 0 | 0 | 0 | 0 | 0 | 0 | 0 | 0 | 0 | 0 | 0
[10 empty] | 0 | 0 | 0 | 0 | 0 | 0 | 0 | 0 | 0 | 0 | 0 | 0 | 0 | 0 | 0 | 0 | 0 | 0 | 0 | 0 | 0 | 0 | 0 | 0 | 0 | 0 | 0 | 0
[10 empty] | 0 | 0 | 0 | 0 | 0 | 0 | 0 | 0 | 0 | 0 | 0 | 0 | 0 | 0 | 0 | 0 | 0 | 0 | 0 | 0 | 0 | 0 | 0 | 0 | 0 | 0 | 0 | 0
[10 empty] | 0 | 0 | 0 | 0 | 0 | 0 | 0 | 0 | 0 | 0 | 0 | 0 | 0 | 0 | 0 | 0 | 0 | 0 | 0 | 0 | 0 | 0 | 0 | 0 | 0 | 0 | 0 | 0
[10 empty] | 0 | 0 | 0 | 0 | 0 | 0 | 0 | 0 | 0 | 0 | 0 | 0 | 0 | 0 | 0 | 0 | 0 | 0 | 0 | 0 | 0 | 0 | 0 | 0 | 0 | 0 | 0 | 0
[10 empty] | 0 | 0 | 0 | 0 | 0 | 0 | 0 | 0 | 0 | 0 | 0 | 0 | 0 | 0 | 0 | 0 | 0 | 0 | 0 | 0 | 0 | 0 | 0 | 0 | 0 | 0 | 0 | 0
[10 empty] | 0 | 0 | 0 | 0 | 0 | 0 | 0 | 0 | 0 | 0 | 0 | 0 | 0 | 0 | 0 | 0 | 0 | 0 | 0 | 0 | 0 | 0 | 0 | 0 | 0 | 0 | 0 | 0
[10 empty] | 0 | 0 | 0 | 0 | 0 | 0 | 0 | 0 | 0 | 0 | 0 | 0 | 0 | 0 | 0 | 0 | 0 | 0 | 0 | 0 | 0 | 0 | 0 | 0 | 0 | 0 | 0 | 0
[10 empty] | 0 | 0 | 0 | 0 | 0 | 0 | 0 | 0 | 0 | 0 | 0 | 0 | 0 | 0 | 0 | 0 | 0 | 0 | 0 | 0 | 0 | 0 | 0 | 0 | 0 | 0 | 0 | 0
[10 empty] | 0 | 0 | 0 | 0 | 0 | 0 | 0 | 0 | 0 | 0 | 0 | 0 | 0 | 0 | 0 | 0 | 0 | 0 | 0 | 0 | 0 | 0 | 0 | 0 | 0 | 0 | 0 | 0
[10 empty] | 0 | 0 | 0 | 0 | 0 | 0 | 0 | 0 | 0 | 0 | 0 | 0 | 0 | 0 | 0 | 0 | 0 | 0 | 0 | 0 | 0 | 0 | 0 | 0 | 0 | 0 | 0 | 0
[10 empty] | 0 | 0 | 0 | 0 | 0 | 0 | 0 | 0 | 0 | 0 | 0 | 0 | 0 | 0 | 0 | 0 | 0 | 0 | 0 | 0 | 0 | 0 | 0 | 0 | 0 | 0 | 0 | 0
[10 empty] | 0 | 0 | 0 | 0 | 0 | 0 | 0 | 0 | 0 | 0 | 0 | 0 | 0 | 0 | 0 | 0 | 0 | 0 | 0 | 0 | 0 | 0 | 0 | 0 | 0 | 0 | 0 | 0
[10 empty] | 0 | 0 | 0 | 0 | 0 | 0 | 0 | 0 | 0 | 0 | 0 | 0 | 0 | 0 | 0 | 0 | 0 | 0 | 0 | 0 | 0 | 0 | 0 | 0 | 0 | 0 | 0 | 0
[10 empty] | 0 | 0 | 0 | 0 | 0 | 0 | 0 | 0 | 0 | 0 | 0 | 0 | 0 | 0 | 0 | 0 | 0 | 0 | 0 | 0 | 0 | 0 | 0 | 0 | 0 | 0 | 0 | 0
[10 empty] | 0 | 0 | 0 | 0 | 0 | 0 | 0 | 0 | 0 | 0 | 0 | 0 | 0 | 0 | 0 | 0 | 0 | 0 | 0 | 0 | 0 | 0 | 0 | 0 | 0 | 0 | 0 | 0
[10 empty] | 0 | 0 | 0 | 0 | 0 | 0 | 0 | 0 | 0 | 0 | 0 | 0 | 0 | 0 | 0 | 0 | 0 | 0 | 0 | 0 | 0 | 0 | 0 | 0 | 0 | 0 | 0 | 0
[10 empty] | 0 | 0 | 0 | 0 | 0 | 0 | 0 | 0 | 0 | 0 | 0 | 0 | 0 | 0 | 0 | 0 | 0 | 0 | 0 | 0 | 0 | 0 | 0 | 0 | 0 | 0 | 0 | 0
[10 empty] | 0 | 0 | 0 | 0 | 0 | 0 | 0 | 0 | 0 | 0 | 0 | 0 | 0 | 0 | 0 | 0 | 0 | 0 | 0 | 0 | 0 | 0 | 0 | 0 | 0 | 0 | 0 | 0
[10 empty] | 0 | 0 | 0 | 0 | 0 | 0 | 0 | 0 | 0 | 0 | 0 | 0 | 0 | 0 | 0 | 0 | 0 | 0 | 0 | 0 | 0 | 0 | 0 | 0 | 0 | 0 | 0 | 0
[10 empty] | 0 | 0 | 0 | 0 | 0 | 0 | 0 | 0 | 0 | 0 | 0 | 0 | 0 | 0 | 0 | 0 | 0 | 0 | 0 | 0 | 0 | 0 | 0 | 0 | 0 | 0 | 0 | 0
[10 empty] | 0 | 0 | 0 | 0 | 0 | 0 | 0 | 0 | 0 | 0 | 0 | 0 | 0 | 0 | 0 | 0 | 0 | 0 | 0 | 0 | 0 | 0 | 0 | 0 | 0 | 0 | 0 | 0
[10 empty] | 0 | 0 | 0 | 0 | 0 | 0 | 0 | 0 | 0 | 0 | 0 | 0 | 0 | 0 | 0 | 0 | 0 | 0 | 0 | 0 | 0 | 0 | 0 | 0 | 0 | 0 | 0 | 0
[10 empty] | 0 | 0 | 0 | 0 | 0 | 0 | 0 | 0 | 0 | 0 | 0 | 0 | 0 | 0 | 0 | 0 | 0 | 0 | 0 | 0 | 0 | 0 | 0 | 0 | 0 | 0 | 0 | 0
[10 empty] | 0 | 0 | 0 | 0 | 0 | 0 | 0 | 0 | 0 | 0 | 0 | 0 | 0 | 0 | 0 | 0 | 0 | 0 | 0 | 0 | 0 | 0 | 0 | 0 | 0 | 0 | 0 | 0
[10 empty] | 0 | 0 | 0 | 0 | 0 | 0 | 0 | 0 | 0 | 0 | 0 | 0 | 0 | 0 | 0 | 0 | 0 | 0 | 0 | 0 | 0 | 0 | 0 | 0 | 0 | 0 | 0 | 0
[10 empty] | 0 | 0 | 0 | 0 | 0 | 0 | 0 | 0 | 0 | 0 | 0 | 0 | 0 | 0 | 0 | 0 | 0 | 0 | 0 | 0 | 0 | 0 | 0 | 0 | 0 | 0 | 0 | 0
[10 empty] | 0 | 0 | 0 | 0 | 0 | 0 | 0 | 0 | 0 | 0 | 0 | 0 | 0 | 0 | 0 | 0 | 0 | 0 | 0 | 0 | 0 | 0 | 0 | 0 | 0 | 0 | 0 | 0
[10 empty] | 0 | 0 | 0 | 0 | 0 | 0 | 0 | 0 | 0 | 0 | 0 | 0 | 0 | 0 | 0 | 0 | 0 | 0 | 0 | 0 | 0 | 0 | 0 | 0 | 0 | 0 | 0 | 0
[10 empty] | 0 | 0 | 0 | 0 | 0 | 0 | 0 | 0 | 0 | 0 | 0 | 0 | 0 | 0 | 0 | 0 | 0 | 0 | 0 | 0 | 0 | 0 | 0 | 0 | 0 | 0 | 0 | 0
[10 empty] | 0 | 0 | 0 | 0 | 0 | 0 | 0 | 0 | 0 | 0 | 0 | 0 | 0 | 0 | 0 | 0 | 0 | 0 | 0 | 0 | 0 | 0 | 0 | 0 | 0 | 0 | 0 | 0
[10 empty] | 0 | 0 | 0 | 0 | 0 | 0 | 0 | 0 | 0 | 0 | 0 | 0 | 0 | 0 | 0 | 0 | 0 | 0 | 0 | 0 | 0 | 0 | 0 | 0 | 0 | 0 | 0 | 0
[10 empty] | 0 | 0 | 0 | 0 | 0 | 0 | 0 | 0 | 0 | 0 | 0 | 0 | 0 | 0 | 0 | 0 | 0 | 0 | 0 | 0 | 0 | 0 | 0 | 0 | 0 | 0 | 0 | 0
[10 empty] | 0 | 0 | 0 | 0 | 0 | 0 | 0 | 0 | 0 | 0 | 0 | 0 | 0 | 0 | 0 | 0 | 0 | 0 | 0 | 0 | 0 | 0 | 0 | 0 | 0 | 0 | 0 | 0
[10 empty] | 0 | 0 | 0 | 0 | 0 | 0 | 0 | 0 | 0 | 0 | 0 | 0 | 0 | 0 | 0 | 0 | 0 | 0 | 0 | 0 | 0 | 0 | 0 | 0 | 0 | 0 | 0 | 0
[10 empty] | 0 | 0 | 0 | 0 | 0 | 0 | 0 | 0 | 0 | 0 | 0 | 0 | 0 | 0 | 0 | 0 | 0 | 0 | 0 | 0 | 0 | 0 | 0 | 0 | 0 | 0 | 0 | 0
[10 empty] | 0 | 0 | 0 | 0 | 0 | 0 | 0 | 0 | 0 | 0 | 0 | 0 | 0 | 0 | 0 | 0 | 0 | 0 | 0 | 0 | 0 | 0 | 0 | 0 | 0 | 0 | 0 | 0
[10 empty] | 0 | 0 | 0 | 0 | 0 | 0 | 0 | 0 | 0 | 0 | 0 | 0 | 0 | 0 | 0 | 0 | 0 | 0 | 0 | 0 | 0 | 0 | 0 | 0 | 0 | 0 | 0 | 0
[10 empty] | 0 | 0 | 0 | 0 | 0 | 0 | 0 | 0 | 0 | 0 | 0 | 0 | 0 | 0 | 0 | 0 | 0 | 0 | 0 | 0 | 0 | 0 | 0 | 0 | 0 | 0 | 0 | 0
[10 empty] | 0 | 0 | 0 | 0 | 0 | 0 | 0 | 0 | 0 | 0 | 0 | 0 | 0 | 0 | 0 | 0 | 0 | 0 | 0 | 0 | 0 | 0 | 0 | 0 | 0 | 0 | 0 | 0
[10 empty] | 0 | 0 | 0 | 0 | 0 | 0 | 0 | 0 | 0 | 0 | 0 | 0 | 0 | 0 | 0 | 0 | 0 | 0 | 0 | 0 | 0 | 0 | 0 | 0 | 0 | 0 | 0 | 0
[10 empty] | 0 | 0 | 0 | 0 | 0 | 0 | 0 | 0 | 0 | 0 | 0 | 0 | 0 | 0 | 0 | 0 | 0 | 0 | 0 | 0 | 0 | 0 | 0 | 0 | 0 | 0 | 0 | 0
[10 empty] | 0 | 0 | 0 | 0 | 0 | 0 | 0 | 0 | 0 | 0 | 0 | 0 | 0 | 0 | 0 | 0 | 0 | 0 | 0 | 0 | 0 | 0 | 0 | 0 | 0 | 0 | 0 | 0
[10 empty] | 0 | 0 | 0 | 0 | 0 | 0 | 0 | 0 | 0 | 0 | 0 | 0 | 0 | 0 | 0 | 0 | 0 | 0 | 0 | 0 | 0 | 0 | 0 | 0 | 0 | 0 | 0 | 0
[10 empty] | 0 | 0 | 0 | 0 | 0 | 0 | 0 | 0 | 0 | 0 | 0 | 0 | 0 | 0 | 0 | 0 | 0 | 0 | 0 | 0 | 0 | 0 | 0 | 0 | 0 | 0 | 0 | 0
[10 empty] | 0 | 0 | 0 | 0 | 0 | 0 | 0 | 0 | 0 | 0 | 0 | 0 | 0 | 0 | 0 | 0 | 0 | 0 | 0 | 0 | 0 | 0 | 0 | 0 | 0 | 0 | 0 | 0
[10 empty] | 0 | 0 | 0 | 0 | 0 | 0 | 0 | 0 | 0 | 0 | 0 | 0 | 0 | 0 | 0 | 0 | 0 | 0 | 0 | 0 | 0 | 0 | 0 | 0 | 0 | 0 | 0 | 0
[10 empty] | 0 | 0 | 0 | 0 | 0 | 0 | 0 | 0 | 0 | 0 | 0 | 0 | 0 | 0 | 0 | 0 | 0 | 0 | 0 | 0 | 0 | 0 | 0 | 0 | 0 | 0 | 0 | 0
[10 empty] | 0 | 0 | 0 | 0 | 0 | 0 | 0 | 0 | 0 | 0 | 0 | 0 | 0 | 0 | 0 | 0 | 0 | 0 | 0 | 0 | 0 | 0 | 0 | 0 | 0 | 0 | 0 | 0
[10 empty] | 0 | 0 | 0 | 0 | 0 | 0 | 0 | 0 | 0 | 0 | 0 | 0 | 0 | 0 | 0 | 0 | 0 | 0 | 0 | 0 | 0 | 0 | 0 | 0 | 0 | 0 | 0 | 0
[10 empty] | 0 | 0 | 0 | 0 | 0 | 0 | 0 | 0 | 0 | 0 | 0 | 0 | 0 | 0 | 0 | 0 | 0 | 0 | 0 | 0 | 0 | 0 | 0 | 0 | 0 | 0 | 0 | 0
[10 empty] | 0 | 0 | 0 | 0 | 0 | 0 | 0 | 0 | 0 | 0 | 0 | 0 | 0 | 0 | 0 | 0 | 0 | 0 | 0 | 0 | 0 | 0 | 0 | 0 | 0 | 0 | 0 | 0
[10 empty] | 0 | 0 | 0 | 0 | 0 | 0 | 0 | 0 | 0 | 0 | 0 | 0 | 0 | 0 | 0 | 0 | 0 | 0 | 0 | 0 | 0 | 0 | 0 | 0 | 0 | 0 | 0 | 0
[10 empty] | 0 | 0 | 0 | 0 | 0 | 0 | 0 | 0 | 0 | 0 | 0 | 0 | 0 | 0 | 0 | 0 | 0 | 0 | 0 | 0 | 0 | 0 | 0 | 0 | 0 | 0 | 0 | 0
[10 empty] | 0 | 0 | 0 | 0 | 0 | 0 | 0 | 0 | 0 | 0 | 0 | 0 | 0 | 0 | 0 | 0 | 0 | 0 | 0 | 0 | 0 | 0 | 0 | 0 | 0 | 0 | 0 | 0
[10 empty] | 0 | 0 | 0 | 0 | 0 | 0 | 0 | 0 | 0 | 0 | 0 | 0 | 0 | 0 | 0 | 0 | 0 | 0 | 0 | 0 | 0 | 0 | 0 | 0 | 0 | 0 | 0 | 0
[10 empty] | 0 | 0 | 0 | 0 | 0 | 0 | 0 | 0 | 0 | 0 | 0 | 0 | 0 | 0 | 0 | 0 | 0 | 0 | 0 | 0 | 0 | 0 | 0 | 0 | 0 | 0 | 0 | 0
[10 empty] | 0 | 0 | 0 | 0 | 0 | 0 | 0 | 0 | 0 | 0 | 0 | 0 | 0 | 0 | 0 | 0 | 0 | 0 | 0 | 0 | 0 | 0 | 0 | 0 | 0 | 0 | 0 | 0
[10 empty] | 0 | 0 | 0 | 0 | 0 | 0 | 0 | 0 | 0 | 0 | 0 | 0 | 0 | 0 | 0 | 0 | 0 | 0 | 0 | 0 | 0 | 0 | 0 | 0 | 0 | 0 | 0 | 0
[10 empty] | 0 | 0 | 0 | 0 | 0 | 0 | 0 | 0 | 0 | 0 | 0 | 0 | 0 | 0 | 0 | 0 | 0 | 0 | 0 | 0 | 0 | 0 | 0 | 0 | 0 | 0 | 0 | 0
[10 empty] | 0 | 0 | 0 | 0 | 0 | 0 | 0 | 0 | 0 | 0 | 0 | 0 | 0 | 0 | 0 | 0 | 0 | 0 | 0 | 0 | 0 | 0 | 0 | 0 | 0 | 0 | 0 | 0
[10 empty] | 0 | 0 | 0 | 0 | 0 | 0 | 0 | 0 | 0 | 0 | 0 | 0 | 0 | 0 | 0 | 0 | 0 | 0 | 0 | 0 | 0 | 0 | 0 | 0 | 0 | 0 | 0 | 0
[10 empty] | 0 | 0 | 0 | 0 | 0 | 0 | 0 | 0 | 0 | 0 | 0 | 0 | 0 | 0 | 0 | 0 | 0 | 0 | 0 | 0 | 0 | 0 | 0 | 0 | 0 | 0 | 0 | 0
[10 empty] | 0 | 0 | 0 | 0 | 0 | 0 | 0 | 0 | 0 | 0 | 0 | 0 | 0 | 0 | 0 | 0 | 0 | 0 | 0 | 0 | 0 | 0 | 0 | 0 | 0 | 0 | 0 | 0
[10 empty] | 0 | 0 | 0 | 0 | 0 | 0 | 0 | 0 | 0 | 0 | 0 | 0 | 0 | 0 | 0 | 0 | 0 | 0 | 0 | 0 | 0 | 0 | 0 | 0 | 0 | 0 | 0 | 0
[10 empty] | 0 | 0 | 0 | 0 | 0 | 0 | 0 | 0 | 0 | 0 | 0 | 0 | 0 | 0 | 0 | 0 | 0 | 0 | 0 | 0 | 0 | 0 | 0 | 0 | 0 | 0 | 0 | 0
[10 empty] | 0 | 0 | 0 | 0 | 0 | 0 | 0 | 0 | 0 | 0 | 0 | 0 | 0 | 0 | 0 | 0 | 0 | 0 | 0 | 0 | 0 | 0 | 0 | 0 | 0 | 0 | 0 | 0
[10 empty] | 0 | 0 | 0 | 0 | 0 | 0 | 0 | 0 | 0 | 0 | 0 | 0 | 0 | 0 | 0 | 0 | 0 | 0 | 0 | 0 | 0 | 0 | 0 | 0 | 0 | 0 | 0 | 0
[10 empty] | 0 | 0 | 0 | 0 | 0 | 0 | 0 | 0 | 0 | 0 | 0 | 0 | 0 | 0 | 0 | 0 | 0 | 0 | 0 | 0 | 0 | 0 | 0 | 0 | 0 | 0 | 0 | 0
[10 empty] | 0 | 0 | 0 | 0 | 0 | 0 | 0 | 0 | 0 | 0 | 0 | 0 | 0 | 0 | 0 | 0 | 0 | 0 | 0 | 0 | 0 | 0 | 0 | 0 | 0 | 0 | 0 | 0
[10 empty] | 0 | 0 | 0 | 0 | 0 | 0 | 0 | 0 | 0 | 0 | 0 | 0 | 0 | 0 | 0 | 0 | 0 | 0 | 0 | 0 | 0 | 0 | 0 | 0 | 0 | 0 | 0 | 0
[10 empty] | 0 | 0 | 0 | 0 | 0 | 0 | 0 | 0 | 0 | 0 | 0 | 0 | 0 | 0 | 0 | 0 | 0 | 0 | 0 | 0 | 0 | 0 | 0 | 0 | 0 | 0 | 0 | 0
[10 empty] | 0 | 0 | 0 | 0 | 0 | 0 | 0 | 0 | 0 | 0 | 0 | 0 | 0 | 0 | 0 | 0 | 0 | 0 | 0 | 0 | 0 | 0 | 0 | 0 | 0 | 0 | 0 | 0
[10 empty] | 0 | 0 | 0 | 0 | 0 | 0 | 0 | 0 | 0 | 0 | 0 | 0 | 0 | 0 | 0 | 0 | 0 | 0 | 0 | 0 | 0 | 0 | 0 | 0 | 0 | 0 | 0 | 0
[10 empty] | 0 | 0 | 0 | 0 | 0 | 0 | 0 | 0 | 0 | 0 | 0 | 0 | 0 | 0 | 0 | 0 | 0 | 0 | 0 | 0 | 0 | 0 | 0 | 0 | 0 | 0 | 0 | 0
[10 empty] | 0 | 0 | 0 | 0 | 0 | 0 | 0 | 0 | 0 | 0 | 0 | 0 | 0 | 0 | 0 | 0 | 0 | 0 | 0 | 0 | 0 | 0 | 0 | 0 | 0 | 0 | 0 | 0
[10 empty] | 0 | 0 | 0 | 0 | 0 | 0 | 0 | 0 | 0 | 0 | 0 | 0 | 0 | 0 | 0 | 0 | 0 | 0 | 0 | 0 | 0 | 0 | 0 | 0 | 0 | 0 | 0 | 0
[10 empty] | 0 | 0 | 0 | 0 | 0 | 0 | 0 | 0 | 0 | 0 | 0 | 0 | 0 | 0 | 0 | 0 | 0 | 0 | 0 | 0 | 0 | 0 | 0 | 0 | 0 | 0 | 0 | 0
[10 empty] | 0 | 0 | 0 | 0 | 0 | 0 | 0 | 0 | 0 | 0 | 0 | 0 | 0 | 0 | 0 | 0 | 0 | 0 | 0 | 0 | 0 | 0 | 0 | 0 | 0 | 0 | 0 | 0
[10 empty] | 0 | 0 | 0 | 0 | 0 | 0 | 0 | 0 | 0 | 0 | 0 | 0 | 0 | 0 | 0 | 0 | 0 | 0 | 0 | 0 | 0 | 0 | 0 | 0 | 0 | 0 | 0 | 0
[10 empty] | 0 | 0 | 0 | 0 | 0 | 0 | 0 | 0 | 0 | 0 | 0 | 0 | 0 | 0 | 0 | 0 | 0 | 0 | 0 | 0 | 0 | 0 | 0 | 0 | 0 | 0 | 0 | 0
[10 empty] | 0 | 0 | 0 | 0 | 0 | 0 | 0 | 0 | 0 | 0 | 0 | 0 | 0 | 0 | 0 | 0 | 0 | 0 | 0 | 0 | 0 | 0 | 0 | 0 | 0 | 0 | 0 | 0
[10 empty] | 0 | 0 | 0 | 0 | 0 | 0 | 0 | 0 | 0 | 0 | 0 | 0 | 0 | 0 | 0 | 0 | 0 | 0 | 0 | 0 | 0 | 0 | 0 | 0 | 0 | 0 | 0 | 0
[10 empty] | 0 | 0 | 0 | 0 | 0 | 0 | 0 | 0 | 0 | 0 | 0 | 0 | 0 | 0 | 0 | 0 | 0 | 0 | 0 | 0 | 0 | 0 | 0 | 0 | 0 | 0 | 0 | 0
[10 empty] | 0 | 0 | 0 | 0 | 0 | 0 | 0 | 0 | 0 | 0 | 0 | 0 | 0 | 0 | 0 | 0 | 0 | 0 | 0 | 0 | 0 | 0 | 0 | 0 | 0 | 0 | 0 | 0
[10 empty] | 0 | 0 | 0 | 0 | 0 | 0 | 0 | 0 | 0 | 0 | 0 | 0 | 0 | 0 | 0 | 0 | 0 | 0 | 0 | 0 | 0 | 0 | 0 | 0 | 0 | 0 | 0 | 0
[10 empty] | 0 | 0 | 0 | 0 | 0 | 0 | 0 | 0 | 0 | 0 | 0 | 0 | 0 | 0 | 0 | 0 | 0 | 0 | 0 | 0 | 0 | 0 | 0 | 0 | 0 | 0 | 0 | 0
[10 empty] | 0 | 0 | 0 | 0 | 0 | 0 | 0 | 0 | 0 | 0 | 0 | 0 | 0 | 0 | 0 | 0 | 0 | 0 | 0 | 0 | 0 | 0 | 0 | 0 | 0 | 0 | 0 | 0
[10 empty] | 0 | 0 | 0 | 0 | 0 | 0 | 0 | 0 | 0 | 0 | 0 | 0 | 0 | 0 | 0 | 0 | 0 | 0 | 0 | 0 | 0 | 0 | 0 | 0 | 0 | 0 | 0 | 0
[10 empty] | 0 | 0 | 0 | 0 | 0 | 0 | 0 | 0 | 0 | 0 | 0 | 0 | 0 | 0 | 0 | 0 | 0 | 0 | 0 | 0 | 0 | 0 | 0 | 0 | 0 | 0 | 0 | 0
[10 empty] | 0 | 0 | 0 | 0 | 0 | 0 | 0 | 0 | 0 | 0 | 0 | 0 | 0 | 0 | 0 | 0 | 0 | 0 | 0 | 0 | 0 | 0 | 0 | 0 | 0 | 0 | 0 | 0
[10 empty] | 0 | 0 | 0 | 0 | 0 | 0 | 0 | 0 | 0 | 0 | 0 | 0 | 0 | 0 | 0 | 0 | 0 | 0 | 0 | 0 | 0 | 0 | 0 | 0 | 0 | 0 | 0 | 0
[10 empty] | 0 | 0 | 0 | 0 | 0 | 0 | 0 | 0 | 0 | 0 | 0 | 0 | 0 | 0 | 0 | 0 | 0 | 0 | 0 | 0 | 0 | 0 | 0 | 0 | 0 | 0 | 0 | 0
[10 empty] | 0 | 0 | 0 | 0 | 0 | 0 | 0 | 0 | 0 | 0 | 0 | 0 | 0 | 0 | 0 | 0 | 0 | 0 | 0 | 0 | 0 | 0 | 0 | 0 | 0 | 0 | 0 | 0
[10 empty] | 0 | 0 | 0 | 0 | 0 | 0 | 0 | 0 | 0 | 0 | 0 | 0 | 0 | 0 | 0 | 0 | 0 | 0 | 0 | 0 | 0 | 0 | 0 | 0 | 0 | 0 | 0 | 0
[10 empty] | 0 | 0 | 0 | 0 | 0 | 0 | 0 | 0 | 0 | 0 | 0 | 0 | 0 | 0 | 0 | 0 | 0 | 0 | 0 | 0 | 0 | 0 | 0 | 0 | 0 | 0 | 0 | 0
[10 empty] | 0 | 0 | 0 | 0 | 0 | 0 | 0 | 0 | 0 | 0 | 0 | 0 | 0 | 0 | 0 | 0 | 0 | 0 | 0 | 0 | 0 | 0 | 0 | 0 | 0 | 0 | 0 | 0
[10 empty] | 0 | 0 | 0 | 0 | 0 | 0 | 0 | 0 | 0 | 0 | 0 | 0 | 0 | 0 | 0 | 0 | 0 | 0 | 0 | 0 | 0 | 0 | 0 | 0 | 0 | 0 | 0 | 0
[10 empty] | 0 | 0 | 0 | 0 | 0 | 0 | 0 | 0 | 0 | 0 | 0 | 0 | 0 | 0 | 0 | 0 | 0 | 0 | 0 | 0 | 0 | 0 | 0 | 0 | 0 | 0 | 0 | 0
[10 empty] | 0 | 0 | 0 | 0 | 0 | 0 | 0 | 0 | 0 | 0 | 0 | 0 | 0 | 0 | 0 | 0 | 0 | 0 | 0 | 0 | 0 | 0 | 0 | 0 | 0 | 0 | 0 | 0
[10 empty] | 0 | 0 | 0 | 0 | 0 | 0 | 0 | 0 | 0 | 0 | 0 | 0 | 0 | 0 | 0 | 0 | 0 | 0 | 0 | 0 | 0 | 0 | 0 | 0 | 0 | 0 | 0 | 0
[10 empty] | 0 | 0 | 0 | 0 | 0 | 0 | 0 | 0 | 0 | 0 | 0 | 0 | 0 | 0 | 0 | 0 | 0 | 0 | 0 | 0 | 0 | 0 | 0 | 0 | 0 | 0 | 0 | 0
[10 empty] | 0 | 0 | 0 | 0 | 0 | 0 | 0 | 0 | 0 | 0 | 0 | 0 | 0 | 0 | 0 | 0 | 0 | 0 | 0 | 0 | 0 | 0 | 0 | 0 | 0 | 0 | 0 | 0
[10 empty] | 0 | 0 | 0 | 0 | 0 | 0 | 0 | 0 | 0 | 0 | 0 | 0 | 0 | 0 | 0 | 0 | 0 | 0 | 0 | 0 | 0 | 0 | 0 | 0 | 0 | 0 | 0 | 0
[10 empty] | 0 | 0 | 0 | 0 | 0 | 0 | 0 | 0 | 0 | 0 | 0 | 0 | 0 | 0 | 0 | 0 | 0 | 0 | 0 | 0 | 0 | 0 | 0 | 0 | 0 | 0 | 0 | 0
[10 empty] | 0 | 0 | 0 | 0 | 0 | 0 | 0 | 0 | 0 | 0 | 0 | 0 | 0 | 0 | 0 | 0 | 0 | 0 | 0 | 0 | 0 | 0 | 0 | 0 | 0 | 0 | 0 | 0
[10 empty] | 0 | 0 | 0 | 0 | 0 | 0 | 0 | 0 | 0 | 0 | 0 | 0 | 0 | 0 | 0 | 0 | 0 | 0 | 0 | 0 | 0 | 0 | 0 | 0 | 0 | 0 | 0 | 0
[10 empty] | 0 | 0 | 0 | 0 | 0 | 0 | 0 | 0 | 0 | 0 | 0 | 0 | 0 | 0 | 0 | 0 | 0 | 0 | 0 | 0 | 0 | 0 | 0 | 0 | 0 | 0 | 0 | 0
[10 empty] | 0 | 0 | 0 | 0 | 0 | 0 | 0 | 0 | 0 | 0 | 0 | 0 | 0 | 0 | 0 | 0 | 0 | 0 | 0 | 0 | 0 | 0 | 0 | 0 | 0 | 0 | 0 | 0
[10 empty] | 0 | 0 | 0 | 0 | 0 | 0 | 0 | 0 | 0 | 0 | 0 | 0 | 0 | 0 | 0 | 0 | 0 | 0 | 0 | 0 | 0 | 0 | 0 | 0 | 0 | 0 | 0 | 0
[10 empty] | 0 | 0 | 0 | 0 | 0 | 0 | 0 | 0 | 0 | 0 | 0 | 0 | 0 | 0 | 0 | 0 | 0 | 0 | 0 | 0 | 0 | 0 | 0 | 0 | 0 | 0 | 0 | 0
[10 empty] | 0 | 0 | 0 | 0 | 0 | 0 | 0 | 0 | 0 | 0 | 0 | 0 | 0 | 0 | 0 | 0 | 0 | 0 | 0 | 0 | 0 | 0 | 0 | 0 | 0 | 0 | 0 | 0
[10 empty] | 0 | 0 | 0 | 0 | 0 | 0 | 0 | 0 | 0 | 0 | 0 | 0 | 0 | 0 | 0 | 0 | 0 | 0 | 0 | 0 | 0 | 0 | 0 | 0 | 0 | 0 | 0 | 0
[10 empty] | 0 | 0 | 0 | 0 | 0 | 0 | 0 | 0 | 0 | 0 | 0 | 0 | 0 | 0 | 0 | 0 | 0 | 0 | 0 | 0 | 0 | 0 | 0 | 0 | 0 | 0 | 0 | 0
[10 empty] | 0 | 0 | 0 | 0 | 0 | 0 | 0 | 0 | 0 | 0 | 0 | 0 | 0 | 0 | 0 | 0 | 0 | 0 | 0 | 0 | 0 | 0 | 0 | 0 | 0 | 0 | 0 | 0
[10 empty] | 0 | 0 | 0 | 0 | 0 | 0 | 0 | 0 | 0 | 0 | 0 | 0 | 0 | 0 | 0 | 0 | 0 | 0 | 0 | 0 | 0 | 0 | 0 | 0 | 0 | 0 | 0 | 0
[10 empty] | 0 | 0 | 0 | 0 | 0 | 0 | 0 | 0 | 0 | 0 | 0 | 0 | 0 | 0 | 0 | 0 | 0 | 0 | 0 | 0 | 0 | 0 | 0 | 0 | 0 | 0 | 0 | 0
[10 empty] | 0 | 0 | 0 | 0 | 0 | 0 | 0 | 0 | 0 | 0 | 0 | 0 | 0 | 0 | 0 | 0 | 0 | 0 | 0 | 0 | 0 | 0 | 0 | 0 | 0 | 0 | 0 | 0
[10 empty] | 0 | 0 | 0 | 0 | 0 | 0 | 0 | 0 | 0 | 0 | 0 | 0 | 0 | 0 | 0 | 0 | 0 | 0 | 0 | 0 | 0 | 0 | 0 | 0 | 0 | 0 | 0 | 0
[10 empty] | 0 | 0 | 0 | 0 | 0 | 0 | 0 | 0 | 0 | 0 | 0 | 0 | 0 | 0 | 0 | 0 | 0 | 0 | 0 | 0 | 0 | 0 | 0 | 0 | 0 | 0 | 0 | 0
[10 empty] | 0 | 0 | 0 | 0 | 0 | 0 | 0 | 0 | 0 | 0 | 0 | 0 | 0 | 0 | 0 | 0 | 0 | 0 | 0 | 0 | 0 | 0 | 0 | 0 | 0 | 0 | 0 | 0
[10 empty] | 0 | 0 | 0 | 0 | 0 | 0 | 0 | 0 | 0 | 0 | 0 | 0 | 0 | 0 | 0 | 0 | 0 | 0 | 0 | 0 | 0 | 0 | 0 | 0 | 0 | 0 | 0 | 0
[10 empty] | 0 | 0 | 0 | 0 | 0 | 0 | 0 | 0 | 0 | 0 | 0 | 0 | 0 | 0 | 0 | 0 | 0 | 0 | 0 | 0 | 0 | 0 | 0 | 0 | 0 | 0 | 0 | 0
[10 empty] | 0 | 0 | 0 | 0 | 0 | 0 | 0 | 0 | 0 | 0 | 0 | 0 | 0 | 0 | 0 | 0 | 0 | 0 | 0 | 0 | 0 | 0 | 0 | 0 | 0 | 0 | 0 | 0
[10 empty] | 0 | 0 | 0 | 0 | 0 | 0 | 0 | 0 | 0 | 0 | 0 | 0 | 0 | 0 | 0 | 0 | 0 | 0 | 0 | 0 | 0 | 0 | 0 | 0 | 0 | 0 | 0 | 0
[10 empty] | 0 | 0 | 0 | 0 | 0 | 0 | 0 | 0 | 0 | 0 | 0 | 0 | 0 | 0 | 0 | 0 | 0 | 0 | 0 | 0 | 0 | 0 | 0 | 0 | 0 | 0 | 0 | 0
[10 empty] | 0 | 0 | 0 | 0 | 0 | 0 | 0 | 0 | 0 | 0 | 0 | 0 | 0 | 0 | 0 | 0 | 0 | 0 | 0 | 0 | 0 | 0 | 0 | 0 | 0 | 0 | 0 | 0
[10 empty] | 0 | 0 | 0 | 0 | 0 | 0 | 0 | 0 | 0 | 0 | 0 | 0 | 0 | 0 | 0 | 0 | 0 | 0 | 0 | 0 | 0 | 0 | 0 | 0 | 0 | 0 | 0 | 0
[10 empty] | 0 | 0 | 0 | 0 | 0 | 0 | 0 | 0 | 0 | 0 | 0 | 0 | 0 | 0 | 0 | 0 | 0 | 0 | 0 | 0 | 0 | 0 | 0 | 0 | 0 | 0 | 0 | 0
[10 empty] | 0 | 0 | 0 | 0 | 0 | 0 | 0 | 0 | 0 | 0 | 0 | 0 | 0 | 0 | 0 | 0 | 0 | 0 | 0 | 0 | 0 | 0 | 0 | 0 | 0 | 0 | 0 | 0
[10 empty] | 0 | 0 | 0 | 0 | 0 | 0 | 0 | 0 | 0 | 0 | 0 | 0 | 0 | 0 | 0 | 0 | 0 | 0 | 0 | 0 | 0 | 0 | 0 | 0 | 0 | 0 | 0 | 0
[10 empty] | 0 | 0 | 0 | 0 | 0 | 0 | 0 | 0 | 0 | 0 | 0 | 0 | 0 | 0 | 0 | 0 | 0 | 0 | 0 | 0 | 0 | 0 | 0 | 0 | 0 | 0 | 0 | 0
[10 empty] | 0 | 0 | 0 | 0 | 0 | 0 | 0 | 0 | 0 | 0 | 0 | 0 | 0 | 0 | 0 | 0 | 0 | 0 | 0 | 0 | 0 | 0 | 0 | 0 | 0 | 0 | 0 | 0
[10 empty] | 0 | 0 | 0 | 0 | 0 | 0 | 0 | 0 | 0 | 0 | 0 | 0 | 0 | 0 | 0 | 0 | 0 | 0 | 0 | 0 | 0 | 0 | 0 | 0 | 0 | 0 | 0 | 0
[10 empty] | 0 | 0 | 0 | 0 | 0 | 0 | 0 | 0 | 0 | 0 | 0 | 0 | 0 | 0 | 0 | 0 | 0 | 0 | 0 | 0 | 0 | 0 | 0 | 0 | 0 | 0 | 0 | 0
[10 empty] | 0 | 0 | 0 | 0 | 0 | 0 | 0 | 0 | 0 | 0 | 0 | 0 | 0 | 0 | 0 | 0 | 0 | 0 | 0 | 0 | 0 | 0 | 0 | 0 | 0 | 0 | 0 | 0
[10 empty] | 0 | 0 | 0 | 0 | 0 | 0 | 0 | 0 | 0 | 0 | 0 | 0 | 0 | 0 | 0 | 0 | 0 | 0 | 0 | 0 | 0 | 0 | 0 | 0 | 0 | 0 | 0 | 0
[10 empty] | 0 | 0 | 0 | 0 | 0 | 0 | 0 | 0 | 0 | 0 | 0 | 0 | 0 | 0 | 0 | 0 | 0 | 0 | 0 | 0 | 0 | 0 | 0 | 0 | 0 | 0 | 0 | 0
[10 empty] | 0 | 0 | 0 | 0 | 0 | 0 | 0 | 0 | 0 | 0 | 0 | 0 | 0 | 0 | 0 | 0 | 0 | 0 | 0 | 0 | 0 | 0 | 0 | 0 | 0 | 0 | 0 | 0
[10 empty] | 0 | 0 | 0 | 0 | 0 | 0 | 0 | 0 | 0 | 0 | 0 | 0 | 0 | 0 | 0 | 0 | 0 | 0 | 0 | 0 | 0 | 0 | 0 | 0 | 0 | 0 | 0 | 0
[10 empty] | 0 | 0 | 0 | 0 | 0 | 0 | 0 | 0 | 0 | 0 | 0 | 0 | 0 | 0 | 0 | 0 | 0 | 0 | 0 | 0 | 0 | 0 | 0 | 0 | 0 | 0 | 0 | 0
[10 empty] | 0 | 0 | 0 | 0 | 0 | 0 | 0 | 0 | 0 | 0 | 0 | 0 | 0 | 0 | 0 | 0 | 0 | 0 | 0 | 0 | 0 | 0 | 0 | 0 | 0 | 0 | 0 | 0
[10 empty] | 0 | 0 | 0 | 0 | 0 | 0 | 0 | 0 | 0 | 0 | 0 | 0 | 0 | 0 | 0 | 0 | 0 | 0 | 0 | 0 | 0 | 0 | 0 | 0 | 0 | 0 | 0 | 0
[10 empty] | 0 | 0 | 0 | 0 | 0 | 0 | 0 | 0 | 0 | 0 | 0 | 0 | 0 | 0 | 0 | 0 | 0 | 0 | 0 | 0 | 0 | 0 | 0 | 0 | 0 | 0 | 0 | 0
[10 empty] | 0 | 0 | 0 | 0 | 0 | 0 | 0 | 0 | 0 | 0 | 0 | 0 | 0 | 0 | 0 | 0 | 0 | 0 | 0 | 0 | 0 | 0 | 0 | 0 | 0 | 0 | 0 | 0
[10 empty] | 0 | 0 | 0 | 0 | 0 | 0 | 0 | 0 | 0 | 0 | 0 | 0 | 0 | 0 | 0 | 0 | 0 | 0 | 0 | 0 | 0 | 0 | 0 | 0 | 0 | 0 | 0 | 0
[10 empty] | 0 | 0 | 0 | 0 | 0 | 0 | 0 | 0 | 0 | 0 | 0 | 0 | 0 | 0 | 0 | 0 | 0 | 0 | 0 | 0 | 0 | 0 | 0 | 0 | 0 | 0 | 0 | 0
[10 empty] | 0 | 0 | 0 | 0 | 0 | 0 | 0 | 0 | 0 | 0 | 0 | 0 | 0 | 0 | 0 | 0 | 0 | 0 | 0 | 0 | 0 | 0 | 0 | 0 | 0 | 0 | 0 | 0
[10 empty] | 0 | 0 | 0 | 0 | 0 | 0 | 0 | 0 | 0 | 0 | 0 | 0 | 0 | 0 | 0 | 0 | 0 | 0 | 0 | 0 | 0 | 0 | 0 | 0 | 0 | 0 | 0 | 0
[10 empty] | 0 | 0 | 0 | 0 | 0 | 0 | 0 | 0 | 0 | 0 | 0 | 0 | 0 | 0 | 0 | 0 | 0 | 0 | 0 | 0 | 0 | 0 | 0 | 0 | 0 | 0 | 0 | 0
[10 empty] | 0 | 0 | 0 | 0 | 0 | 0 | 0 | 0 | 0 | 0 | 0 | 0 | 0 | 0 | 0 | 0 | 0 | 0 | 0 | 0 | 0 | 0 | 0 | 0 | 0 | 0 | 0 | 0
[10 empty] | 0 | 0 | 0 | 0 | 0 | 0 | 0 | 0 | 0 | 0 | 0 | 0 | 0 | 0 | 0 | 0 | 0 | 0 | 0 | 0 | 0 | 0 | 0 | 0 | 0 | 0 | 0 | 0
[10 empty] | 0 | 0 | 0 | 0 | 0 | 0 | 0 | 0 | 0 | 0 | 0 | 0 | 0 | 0 | 0 | 0 | 0 | 0 | 0 | 0 | 0 | 0 | 0 | 0 | 0 | 0 | 0 | 0
[10 empty] | 0 | 0 | 0 | 0 | 0 | 0 | 0 | 0 | 0 | 0 | 0 | 0 | 0 | 0 | 0 | 0 | 0 | 0 | 0 | 0 | 0 | 0 | 0 | 0 | 0 | 0 | 0 | 0
[10 empty] | 0 | 0 | 0 | 0 | 0 | 0 | 0 | 0 | 0 | 0 | 0 | 0 | 0 | 0 | 0 | 0 | 0 | 0 | 0 | 0 | 0 | 0 | 0 | 0 | 0 | 0 | 0 | 0
[10 empty] | 0 | 0 | 0 | 0 | 0 | 0 | 0 | 0 | 0 | 0 | 0 | 0 | 0 | 0 | 0 | 0 | 0 | 0 | 0 | 0 | 0 | 0 | 0 | 0 | 0 | 0 | 0 | 0
[10 empty] | 0 | 0 | 0 | 0 | 0 | 0 | 0 | 0 | 0 | 0 | 0 | 0 | 0 | 0 | 0 | 0 | 0 | 0 | 0 | 0 | 0 | 0 | 0 | 0 | 0 | 0 | 0 | 0
[10 empty] | 0 | 0 | 0 | 0 | 0 | 0 | 0 | 0 | 0 | 0 | 0 | 0 | 0 | 0 | 0 | 0 | 0 | 0 | 0 | 0 | 0 | 0 | 0 | 0 | 0 | 0 | 0 | 0
[10 empty] | 0 | 0 | 0 | 0 | 0 | 0 | 0 | 0 | 0 | 0 | 0 | 0 | 0 | 0 | 0 | 0 | 0 | 0 | 0 | 0 | 0 | 0 | 0 | 0 | 0 | 0 | 0 | 0
[10 empty] | 0 | 0 | 0 | 0 | 0 | 0 | 0 | 0 | 0 | 0 | 0 | 0 | 0 | 0 | 0 | 0 | 0 | 0 | 0 | 0 | 0 | 0 | 0 | 0 | 0 | 0 | 0 | 0
[10 empty] | 0 | 0 | 0 | 0 | 0 | 0 | 0 | 0 | 0 | 0 | 0 | 0 | 0 | 0 | 0 | 0 | 0 | 0 | 0 | 0 | 0 | 0 | 0 | 0 | 0 | 0 | 0 | 0
[10 empty] | 0 | 0 | 0 | 0 | 0 | 0 | 0 | 0 | 0 | 0 | 0 | 0 | 0 | 0 | 0 | 0 | 0 | 0 | 0 | 0 | 0 | 0 | 0 | 0 | 0 | 0 | 0 | 0
[10 empty] | 0 | 0 | 0 | 0 | 0 | 0 | 0 | 0 | 0 | 0 | 0 | 0 | 0 | 0 | 0 | 0 | 0 | 0 | 0 | 0 | 0 | 0 | 0 | 0 | 0 | 0 | 0 | 0
[10 empty] | 0 | 0 | 0 | 0 | 0 | 0 | 0 | 0 | 0 | 0 | 0 | 0 | 0 | 0 | 0 | 0 | 0 | 0 | 0 | 0 | 0 | 0 | 0 | 0 | 0 | 0 | 0 | 0
[10 empty] | 0 | 0 | 0 | 0 | 0 | 0 | 0 | 0 | 0 | 0 | 0 | 0 | 0 | 0 | 0 | 0 | 0 | 0 | 0 | 0 | 0 | 0 | 0 | 0 | 0 | 0 | 0 | 0
[10 empty] | 0 | 0 | 0 | 0 | 0 | 0 | 0 | 0 | 0 | 0 | 0 | 0 | 0 | 0 | 0 | 0 | 0 | 0 | 0 | 0 | 0 | 0 | 0 | 0 | 0 | 0 | 0 | 0
[10 empty] | 0 | 0 | 0 | 0 | 0 | 0 | 0 | 0 | 0 | 0 | 0 | 0 | 0 | 0 | 0 | 0 | 0 | 0 | 0 | 0 | 0 | 0 | 0 | 0 | 0 | 0 | 0 | 0
[10 empty] | 0 | 0 | 0 | 0 | 0 | 0 | 0 | 0 | 0 | 0 | 0 | 0 | 0 | 0 | 0 | 0 | 0 | 0 | 0 | 0 | 0 | 0 | 0 | 0 | 0 | 0 | 0 | 0
[10 empty] | 0 | 0 | 0 | 0 | 0 | 0 | 0 | 0 | 0 | 0 | 0 | 0 | 0 | 0 | 0 | 0 | 0 | 0 | 0 | 0 | 0 | 0 | 0 | 0 | 0 | 0 | 0 | 0
[10 empty] | 0 | 0 | 0 | 0 | 0 | 0 | 0 | 0 | 0 | 0 | 0 | 0 | 0 | 0 | 0 | 0 | 0 | 0 | 0 | 0 | 0 | 0 | 0 | 0 | 0 | 0 | 0 | 0
[10 empty] | 0 | 0 | 0 | 0 | 0 | 0 | 0 | 0 | 0 | 0 | 0 | 0 | 0 | 0 | 0 | 0 | 0 | 0 | 0 | 0 | 0 | 0 | 0 | 0 | 0 | 0 | 0 | 0
[10 empty] | 0 | 0 | 0 | 0 | 0 | 0 | 0 | 0 | 0 | 0 | 0 | 0 | 0 | 0 | 0 | 0 | 0 | 0 | 0 | 0 | 0 | 0 | 0 | 0 | 0 | 0 | 0 | 0
[10 empty] | 0 | 0 | 0 | 0 | 0 | 0 | 0 | 0 | 0 | 0 | 0 | 0 | 0 | 0 | 0 | 0 | 0 | 0 | 0 | 0 | 0 | 0 | 0 | 0 | 0 | 0 | 0 | 0
[10 empty] | 0 | 0 | 0 | 0 | 0 | 0 | 0 | 0 | 0 | 0 | 0 | 0 | 0 | 0 | 0 | 0 | 0 | 0 | 0 | 0 | 0 | 0 | 0 | 0 | 0 | 0 | 0 | 0
[10 empty] | 0 | 0 | 0 | 0 | 0 | 0 | 0 | 0 | 0 | 0 | 0 | 0 | 0 | 0 | 0 | 0 | 0 | 0 | 0 | 0 | 0 | 0 | 0 | 0 | 0 | 0 | 0 | 0
[10 empty] | 0 | 0 | 0 | 0 | 0 | 0 | 0 | 0 | 0 | 0 | 0 | 0 | 0 | 0 | 0 | 0 | 0 | 0 | 0 | 0 | 0 | 0 | 0 | 0 | 0 | 0 | 0 | 0
[10 empty] | 0 | 0 | 0 | 0 | 0 | 0 | 0 | 0 | 0 | 0 | 0 | 0 | 0 | 0 | 0 | 0 | 0 | 0 | 0 | 0 | 0 | 0 | 0 | 0 | 0 | 0 | 0 | 0
[10 empty] | 0 | 0 | 0 | 0 | 0 | 0 | 0 | 0 | 0 | 0 | 0 | 0 | 0 | 0 | 0 | 0 | 0 | 0 | 0 | 0 | 0 | 0 | 0 | 0 | 0 | 0 | 0 | 0
[10 empty] | 0 | 0 | 0 | 0 | 0 | 0 | 0 | 0 | 0 | 0 | 0 | 0 | 0 | 0 | 0 | 0 | 0 | 0 | 0 | 0 | 0 | 0 | 0 | 0 | 0 | 0 | 0 | 0
[10 empty] | 0 | 0 | 0 | 0 | 0 | 0 | 0 | 0 | 0 | 0 | 0 | 0 | 0 | 0 | 0 | 0 | 0 | 0 | 0 | 0 | 0 | 0 | 0 | 0 | 0 | 0 | 0 | 0
[10 empty] | 0 | 0 | 0 | 0 | 0 | 0 | 0 | 0 | 0 | 0 | 0 | 0 | 0 | 0 | 0 | 0 | 0 | 0 | 0 | 0 | 0 | 0 | 0 | 0 | 0 | 0 | 0 | 0
[10 empty] | 0 | 0 | 0 | 0 | 0 | 0 | 0 | 0 | 0 | 0 | 0 | 0 | 0 | 0 | 0 | 0 | 0 | 0 | 0 | 0 | 0 | 0 | 0 | 0 | 0 | 0 | 0 | 0
[10 empty] | 0 | 0 | 0 | 0 | 0 | 0 | 0 | 0 | 0 | 0 | 0 | 0 | 0 | 0 | 0 | 0 | 0 | 0 | 0 | 0 | 0 | 0 | 0 | 0 | 0 | 0 | 0 | 0
[10 empty] | 0 | 0 | 0 | 0 | 0 | 0 | 0 | 0 | 0 | 0 | 0 | 0 | 0 | 0 | 0 | 0 | 0 | 0 | 0 | 0 | 0 | 0 | 0 | 0 | 0 | 0 | 0 | 0
[10 empty] | 0 | 0 | 0 | 0 | 0 | 0 | 0 | 0 | 0 | 0 | 0 | 0 | 0 | 0 | 0 | 0 | 0 | 0 | 0 | 0 | 0 | 0 | 0 | 0 | 0 | 0 | 0 | 0
[10 empty] | 0 | 0 | 0 | 0 | 0 | 0 | 0 | 0 | 0 | 0 | 0 | 0 | 0 | 0 | 0 | 0 | 0 | 0 | 0 | 0 | 0 | 0 | 0 | 0 | 0 | 0 | 0 | 0
[10 empty] | 0 | 0 | 0 | 0 | 0 | 0 | 0 | 0 | 0 | 0 | 0 | 0 | 0 | 0 | 0 | 0 | 0 | 0 | 0 | 0 | 0 | 0 | 0 | 0 | 0 | 0 | 0 | 0
[10 empty] | 0 | 0 | 0 | 0 | 0 | 0 | 0 | 0 | 0 | 0 | 0 | 0 | 0 | 0 | 0 | 0 | 0 | 0 | 0 | 0 | 0 | 0 | 0 | 0 | 0 | 0 | 0 | 0
[10 empty] | 0 | 0 | 0 | 0 | 0 | 0 | 0 | 0 | 0 | 0 | 0 | 0 | 0 | 0 | 0 | 0 | 0 | 0 | 0 | 0 | 0 | 0 | 0 | 0 | 0 | 0 | 0 | 0
[10 empty] | 0 | 0 | 0 | 0 | 0 | 0 | 0 | 0 | 0 | 0 | 0 | 0 | 0 | 0 | 0 | 0 | 0 | 0 | 0 | 0 | 0 | 0 | 0 | 0 | 0 | 0 | 0 | 0
[10 empty] | 0 | 0 | 0 | 0 | 0 | 0 | 0 | 0 | 0 | 0 | 0 | 0 | 0 | 0 | 0 | 0 | 0 | 0 | 0 | 0 | 0 | 0 | 0 | 0 | 0 | 0 | 0 | 0
[10 empty] | 0 | 0 | 0 | 0 | 0 | 0 | 0 | 0 | 0 | 0 | 0 | 0 | 0 | 0 | 0 | 0 | 0 | 0 | 0 | 0 | 0 | 0 | 0 | 0 | 0 | 0 | 0 | 0
[10 empty] | 0 | 0 | 0 | 0 | 0 | 0 | 0 | 0 | 0 | 0 | 0 | 0 | 0 | 0 | 0 | 0 | 0 | 0 | 0 | 0 | 0 | 0 | 0 | 0 | 0 | 0 | 0 | 0
[10 empty] | 0 | 0 | 0 | 0 | 0 | 0 | 0 | 0 | 0 | 0 | 0 | 0 | 0 | 0 | 0 | 0 | 0 | 0 | 0 | 0 | 0 | 0 | 0 | 0 | 0 | 0 | 0 | 0
[10 empty] | 0 | 0 | 0 | 0 | 0 | 0 | 0 | 0 | 0 | 0 | 0 | 0 | 0 | 0 | 0 | 0 | 0 | 0 | 0 | 0 | 0 | 0 | 0 | 0 | 0 | 0 | 0 | 0
[10 empty] | 0 | 0 | 0 | 0 | 0 | 0 | 0 | 0 | 0 | 0 | 0 | 0 | 0 | 0 | 0 | 0 | 0 | 0 | 0 | 0 | 0 | 0 | 0 | 0 | 0 | 0 | 0 | 0
[10 empty] | 0 | 0 | 0 | 0 | 0 | 0 | 0 | 0 | 0 | 0 | 0 | 0 | 0 | 0 | 0 | 0 | 0 | 0 | 0 | 0 | 0 | 0 | 0 | 0 | 0 | 0 | 0 | 0
[10 empty] | 0 | 0 | 0 | 0 | 0 | 0 | 0 | 0 | 0 | 0 | 0 | 0 | 0 | 0 | 0 | 0 | 0 | 0 | 0 | 0 | 0 | 0 | 0 | 0 | 0 | 0 | 0 | 0
[10 empty] | 0 | 0 | 0 | 0 | 0 | 0 | 0 | 0 | 0 | 0 | 0 | 0 | 0 | 0 | 0 | 0 | 0 | 0 | 0 | 0 | 0 | 0 | 0 | 0 | 0 | 0 | 0 | 0
[10 empty] | 0 | 0 | 0 | 0 | 0 | 0 | 0 | 0 | 0 | 0 | 0 | 0 | 0 | 0 | 0 | 0 | 0 | 0 | 0 | 0 | 0 | 0 | 0 | 0 | 0 | 0 | 0 | 0
[10 empty] | 0 | 0 | 0 | 0 | 0 | 0 | 0 | 0 | 0 | 0 | 0 | 0 | 0 | 0 | 0 | 0 | 0 | 0 | 0 | 0 | 0 | 0 | 0 | 0 | 0 | 0 | 0 | 0
[10 empty] | 0 | 0 | 0 | 0 | 0 | 0 | 0 | 0 | 0 | 0 | 0 | 0 | 0 | 0 | 0 | 0 | 0 | 0 | 0 | 0 | 0 | 0 | 0 | 0 | 0 | 0 | 0 | 0
[10 empty] | 0 | 0 | 0 | 0 | 0 | 0 | 0 | 0 | 0 | 0 | 0 | 0 | 0 | 0 | 0 | 0 | 0 | 0 | 0 | 0 | 0 | 0 | 0 | 0 | 0 | 0 | 0 | 0
[10 empty] | 0 | 0 | 0 | 0 | 0 | 0 | 0 | 0 | 0 | 0 | 0 | 0 | 0 | 0 | 0 | 0 | 0 | 0 | 0 | 0 | 0 | 0 | 0 | 0 | 0 | 0 | 0 | 0
[10 empty] | 0 | 0 | 0 | 0 | 0 | 0 | 0 | 0 | 0 | 0 | 0 | 0 | 0 | 0 | 0 | 0 | 0 | 0 | 0 | 0 | 0 | 0 | 0 | 0 | 0 | 0 | 0 | 0
[10 empty] | 0 | 0 | 0 | 0 | 0 | 0 | 0 | 0 | 0 | 0 | 0 | 0 | 0 | 0 | 0 | 0 | 0 | 0 | 0 | 0 | 0 | 0 | 0 | 0 | 0 | 0 | 0 | 0
[10 empty] | 0 | 0 | 0 | 0 | 0 | 0 | 0 | 0 | 0 | 0 | 0 | 0 | 0 | 0 | 0 | 0 | 0 | 0 | 0 | 0 | 0 | 0 | 0 | 0 | 0 | 0 | 0 | 0
[10 empty] | 0 | 0 | 0 | 0 | 0 | 0 | 0 | 0 | 0 | 0 | 0 | 0 | 0 | 0 | 0 | 0 | 0 | 0 | 0 | 0 | 0 | 0 | 0 | 0 | 0 | 0 | 0 | 0
[10 empty] | 0 | 0 | 0 | 0 | 0 | 0 | 0 | 0 | 0 | 0 | 0 | 0 | 0 | 0 | 0 | 0 | 0 | 0 | 0 | 0 | 0 | 0 | 0 | 0 | 0 | 0 | 0 | 0
[10 empty] | 0 | 0 | 0 | 0 | 0 | 0 | 0 | 0 | 0 | 0 | 0 | 0 | 0 | 0 | 0 | 0 | 0 | 0 | 0 | 0 | 0 | 0 | 0 | 0 | 0 | 0 | 0 | 0
[10 empty] | 0 | 0 | 0 | 0 | 0 | 0 | 0 | 0 | 0 | 0 | 0 | 0 | 0 | 0 | 0 | 0 | 0 | 0 | 0 | 0 | 0 | 0 | 0 | 0 | 0 | 0 | 0 | 0
[10 empty] | 0 | 0 | 0 | 0 | 0 | 0 | 0 | 0 | 0 | 0 | 0 | 0 | 0 | 0 | 0 | 0 | 0 | 0 | 0 | 0 | 0 | 0 | 0 | 0 | 0 | 0 | 0 | 0
[10 empty] | 0 | 0 | 0 | 0 | 0 | 0 | 0 | 0 | 0 | 0 | 0 | 0 | 0 | 0 | 0 | 0 | 0 | 0 | 0 | 0 | 0 | 0 | 0 | 0 | 0 | 0 | 0 | 0
[10 empty] | 0 | 0 | 0 | 0 | 0 | 0 | 0 | 0 | 0 | 0 | 0 | 0 | 0 | 0 | 0 | 0 | 0 | 0 | 0 | 0 | 0 | 0 | 0 | 0 | 0 | 0 | 0 | 0
[10 empty] | 0 | 0 | 0 | 0 | 0 | 0 | 0 | 0 | 0 | 0 | 0 | 0 | 0 | 0 | 0 | 0 | 0 | 0 | 0 | 0 | 0 | 0 | 0 | 0 | 0 | 0 | 0 | 0
[10 empty] | 0 | 0 | 0 | 0 | 0 | 0 | 0 | 0 | 0 | 0 | 0 | 0 | 0 | 0 | 0 | 0 | 0 | 0 | 0 | 0 | 0 | 0 | 0 | 0 | 0 | 0 | 0 | 0
[10 empty] | 0 | 0 | 0 | 0 | 0 | 0 | 0 | 0 | 0 | 0 | 0 | 0 | 0 | 0 | 0 | 0 | 0 | 0 | 0 | 0 | 0 | 0 | 0 | 0 | 0 | 0 | 0 | 0
[10 empty] | 0 | 0 | 0 | 0 | 0 | 0 | 0 | 0 | 0 | 0 | 0 | 0 | 0 | 0 | 0 | 0 | 0 | 0 | 0 | 0 | 0 | 0 | 0 | 0 | 0 | 0 | 0 | 0
[10 empty] | 0 | 0 | 0 | 0 | 0 | 0 | 0 | 0 | 0 | 0 | 0 | 0 | 0 | 0 | 0 | 0 | 0 | 0 | 0 | 0 | 0 | 0 | 0 | 0 | 0 | 0 | 0 | 0
[10 empty] | 0 | 0 | 0 | 0 | 0 | 0 | 0 | 0 | 0 | 0 | 0 | 0 | 0 | 0 | 0 | 0 | 0 | 0 | 0 | 0 | 0 | 0 | 0 | 0 | 0 | 0 | 0 | 0
[10 empty] | 0 | 0 | 0 | 0 | 0 | 0 | 0 | 0 | 0 | 0 | 0 | 0 | 0 | 0 | 0 | 0 | 0 | 0 | 0 | 0 | 0 | 0 | 0 | 0 | 0 | 0 | 0 | 0
[10 empty] | 0 | 0 | 0 | 0 | 0 | 0 | 0 | 0 | 0 | 0 | 0 | 0 | 0 | 0 | 0 | 0 | 0 | 0 | 0 | 0 | 0 | 0 | 0 | 0 | 0 | 0 | 0 | 0
[10 empty] | 0 | 0 | 0 | 0 | 0 | 0 | 0 | 0 | 0 | 0 | 0 | 0 | 0 | 0 | 0 | 0 | 0 | 0 | 0 | 0 | 0 | 0 | 0 | 0 | 0 | 0 | 0 | 0
[10 empty] | 0 | 0 | 0 | 0 | 0 | 0 | 0 | 0 | 0 | 0 | 0 | 0 | 0 | 0 | 0 | 0 | 0 | 0 | 0 | 0 | 0 | 0 | 0 | 0 | 0 | 0 | 0 | 0
[10 empty] | 0 | 0 | 0 | 0 | 0 | 0 | 0 | 0 | 0 | 0 | 0 | 0 | 0 | 0 | 0 | 0 | 0 | 0 | 0 | 0 | 0 | 0 | 0 | 0 | 0 | 0 | 0 | 0
[10 empty] | 0 | 0 | 0 | 0 | 0 | 0 | 0 | 0 | 0 | 0 | 0 | 0 | 0 | 0 | 0 | 0 | 0 | 0 | 0 | 0 | 0 | 0 | 0 | 0 | 0 | 0 | 0 | 0
[10 empty] | 0 | 0 | 0 | 0 | 0 | 0 | 0 | 0 | 0 | 0 | 0 | 0 | 0 | 0 | 0 | 0 | 0 | 0 | 0 | 0 | 0 | 0 | 0 | 0 | 0 | 0 | 0 | 0
[10 empty] | 0 | 0 | 0 | 0 | 0 | 0 | 0 | 0 | 0 | 0 | 0 | 0 | 0 | 0 | 0 | 0 | 0 | 0 | 0 | 0 | 0 | 0 | 0 | 0 | 0 | 0 | 0 | 0
[10 empty] | 0 | 0 | 0 | 0 | 0 | 0 | 0 | 0 | 0 | 0 | 0 | 0 | 0 | 0 | 0 | 0 | 0 | 0 | 0 | 0 | 0 | 0 | 0 | 0 | 0 | 0 | 0 | 0
[10 empty] | 0 | 0 | 0 | 0 | 0 | 0 | 0 | 0 | 0 | 0 | 0 | 0 | 0 | 0 | 0 | 0 | 0 | 0 | 0 | 0 | 0 | 0 | 0 | 0 | 0 | 0 | 0 | 0
[10 empty] | 0 | 0 | 0 | 0 | 0 | 0 | 0 | 0 | 0 | 0 | 0 | 0 | 0 | 0 | 0 | 0 | 0 | 0 | 0 | 0 | 0 | 0 | 0 | 0 | 0 | 0 | 0 | 0
[10 empty] | 0 | 0 | 0 | 0 | 0 | 0 | 0 | 0 | 0 | 0 | 0 | 0 | 0 | 0 | 0 | 0 | 0 | 0 | 0 | 0 | 0 | 0 | 0 | 0 | 0 | 0 | 0 | 0
[10 empty] | 0 | 0 | 0 | 0 | 0 | 0 | 0 | 0 | 0 | 0 | 0 | 0 | 0 | 0 | 0 | 0 | 0 | 0 | 0 | 0 | 0 | 0 | 0 | 0 | 0 | 0 | 0 | 0
[10 empty] | 0 | 0 | 0 | 0 | 0 | 0 | 0 | 0 | 0 | 0 | 0 | 0 | 0 | 0 | 0 | 0 | 0 | 0 | 0 | 0 | 0 | 0 | 0 | 0 | 0 | 0 | 0 | 0
[10 empty] | 0 | 0 | 0 | 0 | 0 | 0 | 0 | 0 | 0 | 0 | 0 | 0 | 0 | 0 | 0 | 0 | 0 | 0 | 0 | 0 | 0 | 0 | 0 | 0 | 0 | 0 | 0 | 0
[10 empty] | 0 | 0 | 0 | 0 | 0 | 0 | 0 | 0 | 0 | 0 | 0 | 0 | 0 | 0 | 0 | 0 | 0 | 0 | 0 | 0 | 0 | 0 | 0 | 0 | 0 | 0 | 0 | 0
[10 empty] | 0 | 0 | 0 | 0 | 0 | 0 | 0 | 0 | 0 | 0 | 0 | 0 | 0 | 0 | 0 | 0 | 0 | 0 | 0 | 0 | 0 | 0 | 0 | 0 | 0 | 0 | 0 | 0
[10 empty] | 0 | 0 | 0 | 0 | 0 | 0 | 0 | 0 | 0 | 0 | 0 | 0 | 0 | 0 | 0 | 0 | 0 | 0 | 0 | 0 | 0 | 0 | 0 | 0 | 0 | 0 | 0 | 0
[10 empty] | 0 | 0 | 0 | 0 | 0 | 0 | 0 | 0 | 0 | 0 | 0 | 0 | 0 | 0 | 0 | 0 | 0 | 0 | 0 | 0 | 0 | 0 | 0 | 0 | 0 | 0 | 0 | 0
[10 empty] | 0 | 0 | 0 | 0 | 0 | 0 | 0 | 0 | 0 | 0 | 0 | 0 | 0 | 0 | 0 | 0 | 0 | 0 | 0 | 0 | 0 | 0 | 0 | 0 | 0 | 0 | 0 | 0
[10 empty] | 0 | 0 | 0 | 0 | 0 | 0 | 0 | 0 | 0 | 0 | 0 | 0 | 0 | 0 | 0 | 0 | 0 | 0 | 0 | 0 | 0 | 0 | 0 | 0 | 0 | 0 | 0 | 0
[10 empty] | 0 | 0 | 0 | 0 | 0 | 0 | 0 | 0 | 0 | 0 | 0 | 0 | 0 | 0 | 0 | 0 | 0 | 0 | 0 | 0 | 0 | 0 | 0 | 0 | 0 | 0 | 0 | 0
[10 empty] | 0 | 0 | 0 | 0 | 0 | 0 | 0 | 0 | 0 | 0 | 0 | 0 | 0 | 0 | 0 | 0 | 0 | 0 | 0 | 0 | 0 | 0 | 0 | 0 | 0 | 0 | 0 | 0
[10 empty] | 0 | 0 | 0 | 0 | 0 | 0 | 0 | 0 | 0 | 0 | 0 | 0 | 0 | 0 | 0 | 0 | 0 | 0 | 0 | 0 | 0 | 0 | 0 | 0 | 0 | 0 | 0 | 0
[10 empty] | 0 | 0 | 0 | 0 | 0 | 0 | 0 | 0 | 0 | 0 | 0 | 0 | 0 | 0 | 0 | 0 | 0 | 0 | 0 | 0 | 0 | 0 | 0 | 0 | 0 | 0 | 0 | 0
[10 empty] | 0 | 0 | 0 | 0 | 0 | 0 | 0 | 0 | 0 | 0 | 0 | 0 | 0 | 0 | 0 | 0 | 0 | 0 | 0 | 0 | 0 | 0 | 0 | 0 | 0 | 0 | 0 | 0
[10 empty] | 0 | 0 | 0 | 0 | 0 | 0 | 0 | 0 | 0 | 0 | 0 | 0 | 0 | 0 | 0 | 0 | 0 | 0 | 0 | 0 | 0 | 0 | 0 | 0 | 0 | 0 | 0 | 0
[10 empty] | 0 | 0 | 0 | 0 | 0 | 0 | 0 | 0 | 0 | 0 | 0 | 0 | 0 | 0 | 0 | 0 | 0 | 0 | 0 | 0 | 0 | 0 | 0 | 0 | 0 | 0 | 0 | 0
[10 empty] | 0 | 0 | 0 | 0 | 0 | 0 | 0 | 0 | 0 | 0 | 0 | 0 | 0 | 0 | 0 | 0 | 0 | 0 | 0 | 0 | 0 | 0 | 0 | 0 | 0 | 0 | 0 | 0
[10 empty] | 0 | 0 | 0 | 0 | 0 | 0 | 0 | 0 | 0 | 0 | 0 | 0 | 0 | 0 | 0 | 0 | 0 | 0 | 0 | 0 | 0 | 0 | 0 | 0 | 0 | 0 | 0 | 0
[10 empty] | 0 | 0 | 0 | 0 | 0 | 0 | 0 | 0 | 0 | 0 | 0 | 0 | 0 | 0 | 0 | 0 | 0 | 0 | 0 | 0 | 0 | 0 | 0 | 0 | 0 | 0 | 0 | 0
[10 empty] | 0 | 0 | 0 | 0 | 0 | 0 | 0 | 0 | 0 | 0 | 0 | 0 | 0 | 0 | 0 | 0 | 0 | 0 | 0 | 0 | 0 | 0 | 0 | 0 | 0 | 0 | 0 | 0
[10 empty] | 0 | 0 | 0 | 0 | 0 | 0 | 0 | 0 | 0 | 0 | 0 | 0 | 0 | 0 | 0 | 0 | 0 | 0 | 0 | 0 | 0 | 0 | 0 | 0 | 0 | 0 | 0 | 0
[10 empty] | 0 | 0 | 0 | 0 | 0 | 0 | 0 | 0 | 0 | 0 | 0 | 0 | 0 | 0 | 0 | 0 | 0 | 0 | 0 | 0 | 0 | 0 | 0 | 0 | 0 | 0 | 0 | 0
[10 empty] | 0 | 0 | 0 | 0 | 0 | 0 | 0 | 0 | 0 | 0 | 0 | 0 | 0 | 0 | 0 | 0 | 0 | 0 | 0 | 0 | 0 | 0 | 0 | 0 | 0 | 0 | 0 | 0
[10 empty] | 0 | 0 | 0 | 0 | 0 | 0 | 0 | 0 | 0 | 0 | 0 | 0 | 0 | 0 | 0 | 0 | 0 | 0 | 0 | 0 | 0 | 0 | 0 | 0 | 0 | 0 | 0 | 0
[10 empty] | 0 | 0 | 0 | 0 | 0 | 0 | 0 | 0 | 0 | 0 | 0 | 0 | 0 | 0 | 0 | 0 | 0 | 0 | 0 | 0 | 0 | 0 | 0 | 0 | 0 | 0 | 0 | 0
[10 empty] | 0 | 0 | 0 | 0 | 0 | 0 | 0 | 0 | 0 | 0 | 0 | 0 | 0 | 0 | 0 | 0 | 0 | 0 | 0 | 0 | 0 | 0 | 0 | 0 | 0 | 0 | 0 | 0
[10 empty] | 0 | 0 | 0 | 0 | 0 | 0 | 0 | 0 | 0 | 0 | 0 | 0 | 0 | 0 | 0 | 0 | 0 | 0 | 0 | 0 | 0 | 0 | 0 | 0 | 0 | 0 | 0 | 0
[10 empty] | 0 | 0 | 0 | 0 | 0 | 0 | 0 | 0 | 0 | 0 | 0 | 0 | 0 | 0 | 0 | 0 | 0 | 0 | 0 | 0 | 0 | 0 | 0 | 0 | 0 | 0 | 0 | 0
[10 empty] | 0 | 0 | 0 | 0 | 0 | 0 | 0 | 0 | 0 | 0 | 0 | 0 | 0 | 0 | 0 | 0 | 0 | 0 | 0 | 0 | 0 | 0 | 0 | 0 | 0 | 0 | 0 | 0
[10 empty] | 0 | 0 | 0 | 0 | 0 | 0 | 0 | 0 | 0 | 0 | 0 | 0 | 0 | 0 | 0 | 0 | 0 | 0 | 0 | 0 | 0 | 0 | 0 | 0 | 0 | 0 | 0 | 0
[10 empty] | 0 | 0 | 0 | 0 | 0 | 0 | 0 | 0 | 0 | 0 | 0 | 0 | 0 | 0 | 0 | 0 | 0 | 0 | 0 | 0 | 0 | 0 | 0 | 0 | 0 | 0 | 0 | 0
[10 empty] | 0 | 0 | 0 | 0 | 0 | 0 | 0 | 0 | 0 | 0 | 0 | 0 | 0 | 0 | 0 | 0 | 0 | 0 | 0 | 0 | 0 | 0 | 0 | 0 | 0 | 0 | 0 | 0
[10 empty] | 0 | 0 | 0 | 0 | 0 | 0 | 0 | 0 | 0 | 0 | 0 | 0 | 0 | 0 | 0 | 0 | 0 | 0 | 0 | 0 | 0 | 0 | 0 | 0 | 0 | 0 | 0 | 0
[10 empty] | 0 | 0 | 0 | 0 | 0 | 0 | 0 | 0 | 0 | 0 | 0 | 0 | 0 | 0 | 0 | 0 | 0 | 0 | 0 | 0 | 0 | 0 | 0 | 0 | 0 | 0 | 0 | 0
[10 empty] | 0 | 0 | 0 | 0 | 0 | 0 | 0 | 0 | 0 | 0 | 0 | 0 | 0 | 0 | 0 | 0 | 0 | 0 | 0 | 0 | 0 | 0 | 0 | 0 | 0 | 0 | 0 | 0
[10 empty] | 0 | 0 | 0 | 0 | 0 | 0 | 0 | 0 | 0 | 0 | 0 | 0 | 0 | 0 | 0 | 0 | 0 | 0 | 0 | 0 | 0 | 0 | 0 | 0 | 0 | 0 | 0 | 0
[10 empty] | 0 | 0 | 0 | 0 | 0 | 0 | 0 | 0 | 0 | 0 | 0 | 0 | 0 | 0 | 0 | 0 | 0 | 0 | 0 | 0 | 0 | 0 | 0 | 0 | 0 | 0 | 0 | 0
[10 empty] | 0 | 0 | 0 | 0 | 0 | 0 | 0 | 0 | 0 | 0 | 0 | 0 | 0 | 0 | 0 | 0 | 0 | 0 | 0 | 0 | 0 | 0 | 0 | 0 | 0 | 0 | 0 | 0
[10 empty] | 0 | 0 | 0 | 0 | 0 | 0 | 0 | 0 | 0 | 0 | 0 | 0 | 0 | 0 | 0 | 0 | 0 | 0 | 0 | 0 | 0 | 0 | 0 | 0 | 0 | 0 | 0 | 0
[10 empty] | 0 | 0 | 0 | 0 | 0 | 0 | 0 | 0 | 0 | 0 | 0 | 0 | 0 | 0 | 0 | 0 | 0 | 0 | 0 | 0 | 0 | 0 | 0 | 0 | 0 | 0 | 0 | 0
[10 empty] | 0 | 0 | 0 | 0 | 0 | 0 | 0 | 0 | 0 | 0 | 0 | 0 | 0 | 0 | 0 | 0 | 0 | 0 | 0 | 0 | 0 | 0 | 0 | 0 | 0 | 0 | 0 | 0
[10 empty] | 0 | 0 | 0 | 0 | 0 | 0 | 0 | 0 | 0 | 0 | 0 | 0 | 0 | 0 | 0 | 0 | 0 | 0 | 0 | 0 | 0 | 0 | 0 | 0 | 0 | 0 | 0 | 0
[10 empty] | 0 | 0 | 0 | 0 | 0 | 0 | 0 | 0 | 0 | 0 | 0 | 0 | 0 | 0 | 0 | 0 | 0 | 0 | 0 | 0 | 0 | 0 | 0 | 0 | 0 | 0 | 0 | 0
[10 empty] | 0 | 0 | 0 | 0 | 0 | 0 | 0 | 0 | 0 | 0 | 0 | 0 | 0 | 0 | 0 | 0 | 0 | 0 | 0 | 0 | 0 | 0 | 0 | 0 | 0 | 0 | 0 | 0
[10 empty] | 0 | 0 | 0 | 0 | 0 | 0 | 0 | 0 | 0 | 0 | 0 | 0 | 0 | 0 | 0 | 0 | 0 | 0 | 0 | 0 | 0 | 0 | 0 | 0 | 0 | 0 | 0 | 0
[10 empty] | 0 | 0 | 0 | 0 | 0 | 0 | 0 | 0 | 0 | 0 | 0 | 0 | 0 | 0 | 0 | 0 | 0 | 0 | 0 | 0 | 0 | 0 | 0 | 0 | 0 | 0 | 0 | 0
[10 empty] | 0 | 0 | 0 | 0 | 0 | 0 | 0 | 0 | 0 | 0 | 0 | 0 | 0 | 0 | 0 | 0 | 0 | 0 | 0 | 0 | 0 | 0 | 0 | 0 | 0 | 0 | 0 | 0
[10 empty] | 0 | 0 | 0 | 0 | 0 | 0 | 0 | 0 | 0 | 0 | 0 | 0 | 0 | 0 | 0 | 0 | 0 | 0 | 0 | 0 | 0 | 0 | 0 | 0 | 0 | 0 | 0 | 0
[10 empty] | 0 | 0 | 0 | 0 | 0 | 0 | 0 | 0 | 0 | 0 | 0 | 0 | 0 | 0 | 0 | 0 | 0 | 0 | 0 | 0 | 0 | 0 | 0 | 0 | 0 | 0 | 0 | 0
[10 empty] | 0 | 0 | 0 | 0 | 0 | 0 | 0 | 0 | 0 | 0 | 0 | 0 | 0 | 0 | 0 | 0 | 0 | 0 | 0 | 0 | 0 | 0 | 0 | 0 | 0 | 0 | 0 | 0
[10 empty] | 0 | 0 | 0 | 0 | 0 | 0 | 0 | 0 | 0 | 0 | 0 | 0 | 0 | 0 | 0 | 0 | 0 | 0 | 0 | 0 | 0 | 0 | 0 | 0 | 0 | 0 | 0 | 0
[10 empty] | 0 | 0 | 0 | 0 | 0 | 0 | 0 | 0 | 0 | 0 | 0 | 0 | 0 | 0 | 0 | 0 | 0 | 0 | 0 | 0 | 0 | 0 | 0 | 0 | 0 | 0 | 0 | 0
[10 empty] | 0 | 0 | 0 | 0 | 0 | 0 | 0 | 0 | 0 | 0 | 0 | 0 | 0 | 0 | 0 | 0 | 0 | 0 | 0 | 0 | 0 | 0 | 0 | 0 | 0 | 0 | 0 | 0
[10 empty] | 0 | 0 | 0 | 0 | 0 | 0 | 0 | 0 | 0 | 0 | 0 | 0 | 0 | 0 | 0 | 0 | 0 | 0 | 0 | 0 | 0 | 0 | 0 | 0 | 0 | 0 | 0 | 0
[10 empty] | 0 | 0 | 0 | 0 | 0 | 0 | 0 | 0 | 0 | 0 | 0 | 0 | 0 | 0 | 0 | 0 | 0 | 0 | 0 | 0 | 0 | 0 | 0 | 0 | 0 | 0 | 0 | 0
[10 empty] | 0 | 0 | 0 | 0 | 0 | 0 | 0 | 0 | 0 | 0 | 0 | 0 | 0 | 0 | 0 | 0 | 0 | 0 | 0 | 0 | 0 | 0 | 0 | 0 | 0 | 0 | 0 | 0
[10 empty] | 0 | 0 | 0 | 0 | 0 | 0 | 0 | 0 | 0 | 0 | 0 | 0 | 0 | 0 | 0 | 0 | 0 | 0 | 0 | 0 | 0 | 0 | 0 | 0 | 0 | 0 | 0 | 0
[10 empty] | 0 | 0 | 0 | 0 | 0 | 0 | 0 | 0 | 0 | 0 | 0 | 0 | 0 | 0 | 0 | 0 | 0 | 0 | 0 | 0 | 0 | 0 | 0 | 0 | 0 | 0 | 0 | 0
[10 empty] | 0 | 0 | 0 | 0 | 0 | 0 | 0 | 0 | 0 | 0 | 0 | 0 | 0 | 0 | 0 | 0 | 0 | 0 | 0 | 0 | 0 | 0 | 0 | 0 | 0 | 0 | 0 | 0
[10 empty] | 0 | 0 | 0 | 0 | 0 | 0 | 0 | 0 | 0 | 0 | 0 | 0 | 0 | 0 | 0 | 0 | 0 | 0 | 0 | 0 | 0 | 0 | 0 | 0 | 0 | 0 | 0 | 0
[10 empty] | 0 | 0 | 0 | 0 | 0 | 0 | 0 | 0 | 0 | 0 | 0 | 0 | 0 | 0 | 0 | 0 | 0 | 0 | 0 | 0 | 0 | 0 | 0 | 0 | 0 | 0 | 0 | 0
[10 empty] | 0 | 0 | 0 | 0 | 0 | 0 | 0 | 0 | 0 | 0 | 0 | 0 | 0 | 0 | 0 | 0 | 0 | 0 | 0 | 0 | 0 | 0 | 0 | 0 | 0 | 0 | 0 | 0
[10 empty] | 0 | 0 | 0 | 0 | 0 | 0 | 0 | 0 | 0 | 0 | 0 | 0 | 0 | 0 | 0 | 0 | 0 | 0 | 0 | 0 | 0 | 0 | 0 | 0 | 0 | 0 | 0 | 0
[10 empty] | 0 | 0 | 0 | 0 | 0 | 0 | 0 | 0 | 0 | 0 | 0 | 0 | 0 | 0 | 0 | 0 | 0 | 0 | 0 | 0 | 0 | 0 | 0 | 0 | 0 | 0 | 0 | 0
[10 empty] | 0 | 0 | 0 | 0 | 0 | 0 | 0 | 0 | 0 | 0 | 0 | 0 | 0 | 0 | 0 | 0 | 0 | 0 | 0 | 0 | 0 | 0 | 0 | 0 | 0 | 0 | 0 | 0
[10 empty] | 0 | 0 | 0 | 0 | 0 | 0 | 0 | 0 | 0 | 0 | 0 | 0 | 0 | 0 | 0 | 0 | 0 | 0 | 0 | 0 | 0 | 0 | 0 | 0 | 0 | 0 | 0 | 0
[10 empty] | 0 | 0 | 0 | 0 | 0 | 0 | 0 | 0 | 0 | 0 | 0 | 0 | 0 | 0 | 0 | 0 | 0 | 0 | 0 | 0 | 0 | 0 | 0 | 0 | 0 | 0 | 0 | 0
[10 empty] | 0 | 0 | 0 | 0 | 0 | 0 | 0 | 0 | 0 | 0 | 0 | 0 | 0 | 0 | 0 | 0 | 0 | 0 | 0 | 0 | 0 | 0 | 0 | 0 | 0 | 0 | 0 | 0
[10 empty] | 0 | 0 | 0 | 0 | 0 | 0 | 0 | 0 | 0 | 0 | 0 | 0 | 0 | 0 | 0 | 0 | 0 | 0 | 0 | 0 | 0 | 0 | 0 | 0 | 0 | 0 | 0 | 0
[10 empty] | 0 | 0 | 0 | 0 | 0 | 0 | 0 | 0 | 0 | 0 | 0 | 0 | 0 | 0 | 0 | 0 | 0 | 0 | 0 | 0 | 0 | 0 | 0 | 0 | 0 | 0 | 0 | 0
[10 empty] | 0 | 0 | 0 | 0 | 0 | 0 | 0 | 0 | 0 | 0 | 0 | 0 | 0 | 0 | 0 | 0 | 0 | 0 | 0 | 0 | 0 | 0 | 0 | 0 | 0 | 0 | 0 | 0
[10 empty] | 0 | 0 | 0 | 0 | 0 | 0 | 0 | 0 | 0 | 0 | 0 | 0 | 0 | 0 | 0 | 0 | 0 | 0 | 0 | 0 | 0 | 0 | 0 | 0 | 0 | 0 | 0 | 0
[10 empty] | 0 | 0 | 0 | 0 | 0 | 0 | 0 | 0 | 0 | 0 | 0 | 0 | 0 | 0 | 0 | 0 | 0 | 0 | 0 | 0 | 0 | 0 | 0 | 0 | 0 | 0 | 0 | 0
[10 empty] | 0 | 0 | 0 | 0 | 0 | 0 | 0 | 0 | 0 | 0 | 0 | 0 | 0 | 0 | 0 | 0 | 0 | 0 | 0 | 0 | 0 | 0 | 0 | 0 | 0 | 0 | 0 | 0
[10 empty] | 0 | 0 | 0 | 0 | 0 | 0 | 0 | 0 | 0 | 0 | 0 | 0 | 0 | 0 | 0 | 0 | 0 | 0 | 0 | 0 | 0 | 0 | 0 | 0 | 0 | 0 | 0 | 0
[10 empty] | 0 | 0 | 0 | 0 | 0 | 0 | 0 | 0 | 0 | 0 | 0 | 0 | 0 | 0 | 0 | 0 | 0 | 0 | 0 | 0 | 0 | 0 | 0 | 0 | 0 | 0 | 0 | 0
[10 empty] | 0 | 0 | 0 | 0 | 0 | 0 | 0 | 0 | 0 | 0 | 0 | 0 | 0 | 0 | 0 | 0 | 0 | 0 | 0 | 0 | 0 | 0 | 0 | 0 | 0 | 0 | 0 | 0
[10 empty] | 0 | 0 | 0 | 0 | 0 | 0 | 0 | 0 | 0 | 0 | 0 | 0 | 0 | 0 | 0 | 0 | 0 | 0 | 0 | 0 | 0 | 0 | 0 | 0 | 0 | 0 | 0 | 0
[10 empty] | 0 | 0 | 0 | 0 | 0 | 0 | 0 | 0 | 0 | 0 | 0 | 0 | 0 | 0 | 0 | 0 | 0 | 0 | 0 | 0 | 0 | 0 | 0 | 0 | 0 | 0 | 0 | 0
[10 empty] | 0 | 0 | 0 | 0 | 0 | 0 | 0 | 0 | 0 | 0 | 0 | 0 | 0 | 0 | 0 | 0 | 0 | 0 | 0 | 0 | 0 | 0 | 0 | 0 | 0 | 0 | 0 | 0
[10 empty] | 0 | 0 | 0 | 0 | 0 | 0 | 0 | 0 | 0 | 0 | 0 | 0 | 0 | 0 | 0 | 0 | 0 | 0 | 0 | 0 | 0 | 0 | 0 | 0 | 0 | 0 | 0 | 0
[10 empty] | 0 | 0 | 0 | 0 | 0 | 0 | 0 | 0 | 0 | 0 | 0 | 0 | 0 | 0 | 0 | 0 | 0 | 0 | 0 | 0 | 0 | 0 | 0 | 0 | 0 | 0 | 0 | 0
[10 empty] | 0 | 0 | 0 | 0 | 0 | 0 | 0 | 0 | 0 | 0 | 0 | 0 | 0 | 0 | 0 | 0 | 0 | 0 | 0 | 0 | 0 | 0 | 0 | 0 | 0 | 0 | 0 | 0
[10 empty] | 0 | 0 | 0 | 0 | 0 | 0 | 0 | 0 | 0 | 0 | 0 | 0 | 0 | 0 | 0 | 0 | 0 | 0 | 0 | 0 | 0 | 0 | 0 | 0 | 0 | 0 | 0 | 0
[10 empty] | 0 | 0 | 0 | 0 | 0 | 0 | 0 | 0 | 0 | 0 | 0 | 0 | 0 | 0 | 0 | 0 | 0 | 0 | 0 | 0 | 0 | 0 | 0 | 0 | 0 | 0 | 0 | 0
[10 empty] | 0 | 0 | 0 | 0 | 0 | 0 | 0 | 0 | 0 | 0 | 0 | 0 | 0 | 0 | 0 | 0 | 0 | 0 | 0 | 0 | 0 | 0 | 0 | 0 | 0 | 0 | 0 | 0
[10 empty] | 0 | 0 | 0 | 0 | 0 | 0 | 0 | 0 | 0 | 0 | 0 | 0 | 0 | 0 | 0 | 0 | 0 | 0 | 0 | 0 | 0 | 0 | 0 | 0 | 0 | 0 | 0 | 0
[10 empty] | 0 | 0 | 0 | 0 | 0 | 0 | 0 | 0 | 0 | 0 | 0 | 0 | 0 | 0 | 0 | 0 | 0 | 0 | 0 | 0 | 0 | 0 | 0 | 0 | 0 | 0 | 0 | 0
[10 empty] | 0 | 0 | 0 | 0 | 0 | 0 | 0 | 0 | 0 | 0 | 0 | 0 | 0 | 0 | 0 | 0 | 0 | 0 | 0 | 0 | 0 | 0 | 0 | 0 | 0 | 0 | 0 | 0
[10 empty] | 0 | 0 | 0 | 0 | 0 | 0 | 0 | 0 | 0 | 0 | 0 | 0 | 0 | 0 | 0 | 0 | 0 | 0 | 0 | 0 | 0 | 0 | 0 | 0 | 0 | 0 | 0 | 0
[10 empty] | 0 | 0 | 0 | 0 | 0 | 0 | 0 | 0 | 0 | 0 | 0 | 0 | 0 | 0 | 0 | 0 | 0 | 0 | 0 | 0 | 0 | 0 | 0 | 0 | 0 | 0 | 0 | 0
[10 empty] | 0 | 0 | 0 | 0 | 0 | 0 | 0 | 0 | 0 | 0 | 0 | 0 | 0 | 0 | 0 | 0 | 0 | 0 | 0 | 0 | 0 | 0 | 0 | 0 | 0 | 0 | 0 | 0
[10 empty] | 0 | 0 | 0 | 0 | 0 | 0 | 0 | 0 | 0 | 0 | 0 | 0 | 0 | 0 | 0 | 0 | 0 | 0 | 0 | 0 | 0 | 0 | 0 | 0 | 0 | 0 | 0 | 0
[10 empty] | 0 | 0 | 0 | 0 | 0 | 0 | 0 | 0 | 0 | 0 | 0 | 0 | 0 | 0 | 0 | 0 | 0 | 0 | 0 | 0 | 0 | 0 | 0 | 0 | 0 | 0 | 0 | 0
[10 empty] | 0 | 0 | 0 | 0 | 0 | 0 | 0 | 0 | 0 | 0 | 0 | 0 | 0 | 0 | 0 | 0 | 0 | 0 | 0 | 0 | 0 | 0 | 0 | 0 | 0 | 0 | 0 | 0
[10 empty] | 0 | 0 | 0 | 0 | 0 | 0 | 0 | 0 | 0 | 0 | 0 | 0 | 0 | 0 | 0 | 0 | 0 | 0 | 0 | 0 | 0 | 0 | 0 | 0 | 0 | 0 | 0 | 0
[10 empty] | 0 | 0 | 0 | 0 | 0 | 0 | 0 | 0 | 0 | 0 | 0 | 0 | 0 | 0 | 0 | 0 | 0 | 0 | 0 | 0 | 0 | 0 | 0 | 0 | 0 | 0 | 0 | 0
[10 empty] | 0 | 0 | 0 | 0 | 0 | 0 | 0 | 0 | 0 | 0 | 0 | 0 | 0 | 0 | 0 | 0 | 0 | 0 | 0 | 0 | 0 | 0 | 0 | 0 | 0 | 0 | 0 | 0
[10 empty] | 0 | 0 | 0 | 0 | 0 | 0 | 0 | 0 | 0 | 0 | 0 | 0 | 0 | 0 | 0 | 0 | 0 | 0 | 0 | 0 | 0 | 0 | 0 | 0 | 0 | 0 | 0 | 0
[10 empty] | 0 | 0 | 0 | 0 | 0 | 0 | 0 | 0 | 0 | 0 | 0 | 0 | 0 | 0 | 0 | 0 | 0 | 0 | 0 | 0 | 0 | 0 | 0 | 0 | 0 | 0 | 0 | 0
[10 empty] | 0 | 0 | 0 | 0 | 0 | 0 | 0 | 0 | 0 | 0 | 0 | 0 | 0 | 0 | 0 | 0 | 0 | 0 | 0 | 0 | 0 | 0 | 0 | 0 | 0 | 0 | 0 | 0
[10 empty] | 0 | 0 | 0 | 0 | 0 | 0 | 0 | 0 | 0 | 0 | 0 | 0 | 0 | 0 | 0 | 0 | 0 | 0 | 0 | 0 | 0 | 0 | 0 | 0 | 0 | 0 | 0 | 0
[10 empty] | 0 | 0 | 0 | 0 | 0 | 0 | 0 | 0 | 0 | 0 | 0 | 0 | 0 | 0 | 0 | 0 | 0 | 0 | 0 | 0 | 0 | 0 | 0 | 0 | 0 | 0 | 0 | 0
[10 empty] | 0 | 0 | 0 | 0 | 0 | 0 | 0 | 0 | 0 | 0 | 0 | 0 | 0 | 0 | 0 | 0 | 0 | 0 | 0 | 0 | 0 | 0 | 0 | 0 | 0 | 0 | 0 | 0
[10 empty] | 0 | 0 | 0 | 0 | 0 | 0 | 0 | 0 | 0 | 0 | 0 | 0 | 0 | 0 | 0 | 0 | 0 | 0 | 0 | 0 | 0 | 0 | 0 | 0 | 0 | 0 | 0 | 0
[10 empty] | 0 | 0 | 0 | 0 | 0 | 0 | 0 | 0 | 0 | 0 | 0 | 0 | 0 | 0 | 0 | 0 | 0 | 0 | 0 | 0 | 0 | 0 | 0 | 0 | 0 | 0 | 0 | 0
[10 empty] | 0 | 0 | 0 | 0 | 0 | 0 | 0 | 0 | 0 | 0 | 0 | 0 | 0 | 0 | 0 | 0 | 0 | 0 | 0 | 0 | 0 | 0 | 0 | 0 | 0 | 0 | 0 | 0
[10 empty] | 0 | 0 | 0 | 0 | 0 | 0 | 0 | 0 | 0 | 0 | 0 | 0 | 0 | 0 | 0 | 0 | 0 | 0 | 0 | 0 | 0 | 0 | 0 | 0 | 0 | 0 | 0 | 0
[10 empty] | 0 | 0 | 0 | 0 | 0 | 0 | 0 | 0 | 0 | 0 | 0 | 0 | 0 | 0 | 0 | 0 | 0 | 0 | 0 | 0 | 0 | 0 | 0 | 0 | 0 | 0 | 0 | 0
[10 empty] | 0 | 0 | 0 | 0 | 0 | 0 | 0 | 0 | 0 | 0 | 0 | 0 | 0 | 0 | 0 | 0 | 0 | 0 | 0 | 0 | 0 | 0 | 0 | 0 | 0 | 0 | 0 | 0
[10 empty] | 0 | 0 | 0 | 0 | 0 | 0 | 0 | 0 | 0 | 0 | 0 | 0 | 0 | 0 | 0 | 0 | 0 | 0 | 0 | 0 | 0 | 0 | 0 | 0 | 0 | 0 | 0 | 0
[10 empty] | 0 | 0 | 0 | 0 | 0 | 0 | 0 | 0 | 0 | 0 | 0 | 0 | 0 | 0 | 0 | 0 | 0 | 0 | 0 | 0 | 0 | 0 | 0 | 0 | 0 | 0 | 0 | 0
[10 empty] | 0 | 0 | 0 | 0 | 0 | 0 | 0 | 0 | 0 | 0 | 0 | 0 | 0 | 0 | 0 | 0 | 0 | 0 | 0 | 0 | 0 | 0 | 0 | 0 | 0 | 0 | 0 | 0
[10 empty] | 0 | 0 | 0 | 0 | 0 | 0 | 0 | 0 | 0 | 0 | 0 | 0 | 0 | 0 | 0 | 0 | 0 | 0 | 0 | 0 | 0 | 0 | 0 | 0 | 0 | 0 | 0 | 0
[10 empty] | 0 | 0 | 0 | 0 | 0 | 0 | 0 | 0 | 0 | 0 | 0 | 0 | 0 | 0 | 0 | 0 | 0 | 0 | 0 | 0 | 0 | 0 | 0 | 0 | 0 | 0 | 0 | 0
[10 empty] | 0 | 0 | 0 | 0 | 0 | 0 | 0 | 0 | 0 | 0 | 0 | 0 | 0 | 0 | 0 | 0 | 0 | 0 | 0 | 0 | 0 | 0 | 0 | 0 | 0 | 0 | 0 | 0
[10 empty] | 0 | 0 | 0 | 0 | 0 | 0 | 0 | 0 | 0 | 0 | 0 | 0 | 0 | 0 | 0 | 0 | 0 | 0 | 0 | 0 | 0 | 0 | 0 | 0 | 0 | 0 | 0 | 0
[10 empty] | 0 | 0 | 0 | 0 | 0 | 0 | 0 | 0 | 0 | 0 | 0 | 0 | 0 | 0 | 0 | 0 | 0 | 0 | 0 | 0 | 0 | 0 | 0 | 0 | 0 | 0 | 0 | 0
[10 empty] | 0 | 0 | 0 | 0 | 0 | 0 | 0 | 0 | 0 | 0 | 0 | 0 | 0 | 0 | 0 | 0 | 0 | 0 | 0 | 0 | 0 | 0 | 0 | 0 | 0 | 0 | 0 | 0
[10 empty] | 0 | 0 | 0 | 0 | 0 | 0 | 0 | 0 | 0 | 0 | 0 | 0 | 0 | 0 | 0 | 0 | 0 | 0 | 0 | 0 | 0 | 0 | 0 | 0 | 0 | 0 | 0 | 0
[10 empty] | 0 | 0 | 0 | 0 | 0 | 0 | 0 | 0 | 0 | 0 | 0 | 0 | 0 | 0 | 0 | 0 | 0 | 0 | 0 | 0 | 0 | 0 | 0 | 0 | 0 | 0 | 0 | 0
[10 empty] | 0 | 0 | 0 | 0 | 0 | 0 | 0 | 0 | 0 | 0 | 0 | 0 | 0 | 0 | 0 | 0 | 0 | 0 | 0 | 0 | 0 | 0 | 0 | 0 | 0 | 0 | 0 | 0
[10 empty] | 0 | 0 | 0 | 0 | 0 | 0 | 0 | 0 | 0 | 0 | 0 | 0 | 0 | 0 | 0 | 0 | 0 | 0 | 0 | 0 | 0 | 0 | 0 | 0 | 0 | 0 | 0 | 0
[10 empty] | 0 | 0 | 0 | 0 | 0 | 0 | 0 | 0 | 0 | 0 | 0 | 0 | 0 | 0 | 0 | 0 | 0 | 0 | 0 | 0 | 0 | 0 | 0 | 0 | 0 | 0 | 0 | 0
[10 empty] | 0 | 0 | 0 | 0 | 0 | 0 | 0 | 0 | 0 | 0 | 0 | 0 | 0 | 0 | 0 | 0 | 0 | 0 | 0 | 0 | 0 | 0 | 0 | 0 | 0 | 0 | 0 | 0
[10 empty] | 0 | 0 | 0 | 0 | 0 | 0 | 0 | 0 | 0 | 0 | 0 | 0 | 0 | 0 | 0 | 0 | 0 | 0 | 0 | 0 | 0 | 0 | 0 | 0 | 0 | 0 | 0 | 0
[10 empty] | 0 | 0 | 0 | 0 | 0 | 0 | 0 | 0 | 0 | 0 | 0 | 0 | 0 | 0 | 0 | 0 | 0 | 0 | 0 | 0 | 0 | 0 | 0 | 0 | 0 | 0 | 0 | 0
[10 empty] | 0 | 0 | 0 | 0 | 0 | 0 | 0 | 0 | 0 | 0 | 0 | 0 | 0 | 0 | 0 | 0 | 0 | 0 | 0 | 0 | 0 | 0 | 0 | 0 | 0 | 0 | 0 | 0
[10 empty] | 0 | 0 | 0 | 0 | 0 | 0 | 0 | 0 | 0 | 0 | 0 | 0 | 0 | 0 | 0 | 0 | 0 | 0 | 0 | 0 | 0 | 0 | 0 | 0 | 0 | 0 | 0 | 0
[10 empty] | 0 | 0 | 0 | 0 | 0 | 0 | 0 | 0 | 0 | 0 | 0 | 0 | 0 | 0 | 0 | 0 | 0 | 0 | 0 | 0 | 0 | 0 | 0 | 0 | 0 | 0 | 0 | 0
[10 empty] | 0 | 0 | 0 | 0 | 0 | 0 | 0 | 0 | 0 | 0 | 0 | 0 | 0 | 0 | 0 | 0 | 0 | 0 | 0 | 0 | 0 | 0 | 0 | 0 | 0 | 0 | 0 | 0
[10 empty] | 0 | 0 | 0 | 0 | 0 | 0 | 0 | 0 | 0 | 0 | 0 | 0 | 0 | 0 | 0 | 0 | 0 | 0 | 0 | 0 | 0 | 0 | 0 | 0 | 0 | 0 | 0 | 0
[10 empty] | 0 | 0 | 0 | 0 | 0 | 0 | 0 | 0 | 0 | 0 | 0 | 0 | 0 | 0 | 0 | 0 | 0 | 0 | 0 | 0 | 0 | 0 | 0 | 0 | 0 | 0 | 0 | 0
[10 empty] | 0 | 0 | 0 | 0 | 0 | 0 | 0 | 0 | 0 | 0 | 0 | 0 | 0 | 0 | 0 | 0 | 0 | 0 | 0 | 0 | 0 | 0 | 0 | 0 | 0 | 0 | 0 | 0
[10 empty] | 0 | 0 | 0 | 0 | 0 | 0 | 0 | 0 | 0 | 0 | 0 | 0 | 0 | 0 | 0 | 0 | 0 | 0 | 0 | 0 | 0 | 0 | 0 | 0 | 0 | 0 | 0 | 0
[10 empty] | 0 | 0 | 0 | 0 | 0 | 0 | 0 | 0 | 0 | 0 | 0 | 0 | 0 | 0 | 0 | 0 | 0 | 0 | 0 | 0 | 0 | 0 | 0 | 0 | 0 | 0 | 0 | 0
[10 empty] | 0 | 0 | 0 | 0 | 0 | 0 | 0 | 0 | 0 | 0 | 0 | 0 | 0 | 0 | 0 | 0 | 0 | 0 | 0 | 0 | 0 | 0 | 0 | 0 | 0 | 0 | 0 | 0
[10 empty] | 0 | 0 | 0 | 0 | 0 | 0 | 0 | 0 | 0 | 0 | 0 | 0 | 0 | 0 | 0 | 0 | 0 | 0 | 0 | 0 | 0 | 0 | 0 | 0 | 0 | 0 | 0 | 0
[10 empty] | 0 | 0 | 0 | 0 | 0 | 0 | 0 | 0 | 0 | 0 | 0 | 0 | 0 | 0 | 0 | 0 | 0 | 0 | 0 | 0 | 0 | 0 | 0 | 0 | 0 | 0 | 0 | 0
[10 empty] | 0 | 0 | 0 | 0 | 0 | 0 | 0 | 0 | 0 | 0 | 0 | 0 | 0 | 0 | 0 | 0 | 0 | 0 | 0 | 0 | 0 | 0 | 0 | 0 | 0 | 0 | 0 | 0
[10 empty] | 0 | 0 | 0 | 0 | 0 | 0 | 0 | 0 | 0 | 0 | 0 | 0 | 0 | 0 | 0 | 0 | 0 | 0 | 0 | 0 | 0 | 0 | 0 | 0 | 0 | 0 | 0 | 0
[10 empty] | 0 | 0 | 0 | 0 | 0 | 0 | 0 | 0 | 0 | 0 | 0 | 0 | 0 | 0 | 0 | 0 | 0 | 0 | 0 | 0 | 0 | 0 | 0 | 0 | 0 | 0 | 0 | 0
[10 empty] | 0 | 0 | 0 | 0 | 0 | 0 | 0 | 0 | 0 | 0 | 0 | 0 | 0 | 0 | 0 | 0 | 0 | 0 | 0 | 0 | 0 | 0 | 0 | 0 | 0 | 0 | 0 | 0
[10 empty] | 0 | 0 | 0 | 0 | 0 | 0 | 0 | 0 | 0 | 0 | 0 | 0 | 0 | 0 | 0 | 0 | 0 | 0 | 0 | 0 | 0 | 0 | 0 | 0 | 0 | 0 | 0 | 0
[10 empty] | 0 | 0 | 0 | 0 | 0 | 0 | 0 | 0 | 0 | 0 | 0 | 0 | 0 | 0 | 0 | 0 | 0 | 0 | 0 | 0 | 0 | 0 | 0 | 0 | 0 | 0 | 0 | 0
[10 empty] | 0 | 0 | 0 | 0 | 0 | 0 | 0 | 0 | 0 | 0 | 0 | 0 | 0 | 0 | 0 | 0 | 0 | 0 | 0 | 0 | 0 | 0 | 0 | 0 | 0 | 0 | 0 | 0
[10 empty] | 0 | 0 | 0 | 0 | 0 | 0 | 0 | 0 | 0 | 0 | 0 | 0 | 0 | 0 | 0 | 0 | 0 | 0 | 0 | 0 | 0 | 0 | 0 | 0 | 0 | 0 | 0 | 0
[10 empty] | 0 | 0 | 0 | 0 | 0 | 0 | 0 | 0 | 0 | 0 | 0 | 0 | 0 | 0 | 0 | 0 | 0 | 0 | 0 | 0 | 0 | 0 | 0 | 0 | 0 | 0 | 0 | 0
[10 empty] | 0 | 0 | 0 | 0 | 0 | 0 | 0 | 0 | 0 | 0 | 0 | 0 | 0 | 0 | 0 | 0 | 0 | 0 | 0 | 0 | 0 | 0 | 0 | 0 | 0 | 0 | 0 | 0
[10 empty] | 0 | 0 | 0 | 0 | 0 | 0 | 0 | 0 | 0 | 0 | 0 | 0 | 0 | 0 | 0 | 0 | 0 | 0 | 0 | 0 | 0 | 0 | 0 | 0 | 0 | 0 | 0 | 0
[10 empty] | 0 | 0 | 0 | 0 | 0 | 0 | 0 | 0 | 0 | 0 | 0 | 0 | 0 | 0 | 0 | 0 | 0 | 0 | 0 | 0 | 0 | 0 | 0 | 0 | 0 | 0 | 0 | 0
[10 empty] | 0 | 0 | 0 | 0 | 0 | 0 | 0 | 0 | 0 | 0 | 0 | 0 | 0 | 0 | 0 | 0 | 0 | 0 | 0 | 0 | 0 | 0 | 0 | 0 | 0 | 0 | 0 | 0
[10 empty] | 0 | 0 | 0 | 0 | 0 | 0 | 0 | 0 | 0 | 0 | 0 | 0 | 0 | 0 | 0 | 0 | 0 | 0 | 0 | 0 | 0 | 0 | 0 | 0 | 0 | 0 | 0 | 0
[10 empty] | 0 | 0 | 0 | 0 | 0 | 0 | 0 | 0 | 0 | 0 | 0 | 0 | 0 | 0 | 0 | 0 | 0 | 0 | 0 | 0 | 0 | 0 | 0 | 0 | 0 | 0 | 0 | 0
[10 empty] | 0 | 0 | 0 | 0 | 0 | 0 | 0 | 0 | 0 | 0 | 0 | 0 | 0 | 0 | 0 | 0 | 0 | 0 | 0 | 0 | 0 | 0 | 0 | 0 | 0 | 0 | 0 | 0
[10 empty] | 0 | 0 | 0 | 0 | 0 | 0 | 0 | 0 | 0 | 0 | 0 | 0 | 0 | 0 | 0 | 0 | 0 | 0 | 0 | 0 | 0 | 0 | 0 | 0 | 0 | 0 | 0 | 0
[10 empty] | 0 | 0 | 0 | 0 | 0 | 0 | 0 | 0 | 0 | 0 | 0 | 0 | 0 | 0 | 0 | 0 | 0 | 0 | 0 | 0 | 0 | 0 | 0 | 0 | 0 | 0 | 0 | 0
[10 empty] | 0 | 0 | 0 | 0 | 0 | 0 | 0 | 0 | 0 | 0 | 0 | 0 | 0 | 0 | 0 | 0 | 0 | 0 | 0 | 0 | 0 | 0 | 0 | 0 | 0 | 0 | 0 | 0
[10 empty] | 0 | 0 | 0 | 0 | 0 | 0 | 0 | 0 | 0 | 0 | 0 | 0 | 0 | 0 | 0 | 0 | 0 | 0 | 0 | 0 | 0 | 0 | 0 | 0 | 0 | 0 | 0 | 0
[10 empty] | 0 | 0 | 0 | 0 | 0 | 0 | 0 | 0 | 0 | 0 | 0 | 0 | 0 | 0 | 0 | 0 | 0 | 0 | 0 | 0 | 0 | 0 | 0 | 0 | 0 | 0 | 0 | 0
[10 empty] | 0 | 0 | 0 | 0 | 0 | 0 | 0 | 0 | 0 | 0 | 0 | 0 | 0 | 0 | 0 | 0 | 0 | 0 | 0 | 0 | 0 | 0 | 0 | 0 | 0 | 0 | 0 | 0
[10 empty] | 0 | 0 | 0 | 0 | 0 | 0 | 0 | 0 | 0 | 0 | 0 | 0 | 0 | 0 | 0 | 0 | 0 | 0 | 0 | 0 | 0 | 0 | 0 | 0 | 0 | 0 | 0 | 0
[10 empty] | 0 | 0 | 0 | 0 | 0 | 0 | 0 | 0 | 0 | 0 | 0 | 0 | 0 | 0 | 0 | 0 | 0 | 0 | 0 | 0 | 0 | 0 | 0 | 0 | 0 | 0 | 0 | 0
[10 empty] | 0 | 0 | 0 | 0 | 0 | 0 | 0 | 0 | 0 | 0 | 0 | 0 | 0 | 0 | 0 | 0 | 0 | 0 | 0 | 0 | 0 | 0 | 0 | 0 | 0 | 0 | 0 | 0
[10 empty] | 0 | 0 | 0 | 0 | 0 | 0 | 0 | 0 | 0 | 0 | 0 | 0 | 0 | 0 | 0 | 0 | 0 | 0 | 0 | 0 | 0 | 0 | 0 | 0 | 0 | 0 | 0 | 0
[10 empty] | 0 | 0 | 0 | 0 | 0 | 0 | 0 | 0 | 0 | 0 | 0 | 0 | 0 | 0 | 0 | 0 | 0 | 0 | 0 | 0 | 0 | 0 | 0 | 0 | 0 | 0 | 0 | 0
[10 empty] | 0 | 0 | 0 | 0 | 0 | 0 | 0 | 0 | 0 | 0 | 0 | 0 | 0 | 0 | 0 | 0 | 0 | 0 | 0 | 0 | 0 | 0 | 0 | 0 | 0 | 0 | 0 | 0
[10 empty] | 0 | 0 | 0 | 0 | 0 | 0 | 0 | 0 | 0 | 0 | 0 | 0 | 0 | 0 | 0 | 0 | 0 | 0 | 0 | 0 | 0 | 0 | 0 | 0 | 0 | 0 | 0 | 0
[10 empty] | 0 | 0 | 0 | 0 | 0 | 0 | 0 | 0 | 0 | 0 | 0 | 0 | 0 | 0 | 0 | 0 | 0 | 0 | 0 | 0 | 0 | 0 | 0 | 0 | 0 | 0 | 0 | 0
[10 empty] | 0 | 0 | 0 | 0 | 0 | 0 | 0 | 0 | 0 | 0 | 0 | 0 | 0 | 0 | 0 | 0 | 0 | 0 | 0 | 0 | 0 | 0 | 0 | 0 | 0 | 0 | 0 | 0
[10 empty] | 0 | 0 | 0 | 0 | 0 | 0 | 0 | 0 | 0 | 0 | 0 | 0 | 0 | 0 | 0 | 0 | 0 | 0 | 0 | 0 | 0 | 0 | 0 | 0 | 0 | 0 | 0 | 0
[10 empty] | 0 | 0 | 0 | 0 | 0 | 0 | 0 | 0 | 0 | 0 | 0 | 0 | 0 | 0 | 0 | 0 | 0 | 0 | 0 | 0 | 0 | 0 | 0 | 0 | 0 | 0 | 0 | 0
[10 empty] | 0 | 0 | 0 | 0 | 0 | 0 | 0 | 0 | 0 | 0 | 0 | 0 | 0 | 0 | 0 | 0 | 0 | 0 | 0 | 0 | 0 | 0 | 0 | 0 | 0 | 0 | 0 | 0
[10 empty] | 0 | 0 | 0 | 0 | 0 | 0 | 0 | 0 | 0 | 0 | 0 | 0 | 0 | 0 | 0 | 0 | 0 | 0 | 0 | 0 | 0 | 0 | 0 | 0 | 0 | 0 | 0 | 0
[10 empty] | 0 | 0 | 0 | 0 | 0 | 0 | 0 | 0 | 0 | 0 | 0 | 0 | 0 | 0 | 0 | 0 | 0 | 0 | 0 | 0 | 0 | 0 | 0 | 0 | 0 | 0 | 0 | 0
[10 empty] | 0 | 0 | 0 | 0 | 0 | 0 | 0 | 0 | 0 | 0 | 0 | 0 | 0 | 0 | 0 | 0 | 0 | 0 | 0 | 0 | 0 | 0 | 0 | 0 | 0 | 0 | 0 | 0
[10 empty] | 0 | 0 | 0 | 0 | 0 | 0 | 0 | 0 | 0 | 0 | 0 | 0 | 0 | 0 | 0 | 0 | 0 | 0 | 0 | 0 | 0 | 0 | 0 | 0 | 0 | 0 | 0 | 0
[10 empty] | 0 | 0 | 0 | 0 | 0 | 0 | 0 | 0 | 0 | 0 | 0 | 0 | 0 | 0 | 0 | 0 | 0 | 0 | 0 | 0 | 0 | 0 | 0 | 0 | 0 | 0 | 0 | 0
[10 empty] | 0 | 0 | 0 | 0 | 0 | 0 | 0 | 0 | 0 | 0 | 0 | 0 | 0 | 0 | 0 | 0 | 0 | 0 | 0 | 0 | 0 | 0 | 0 | 0 | 0 | 0 | 0 | 0
[10 empty] | 0 | 0 | 0 | 0 | 0 | 0 | 0 | 0 | 0 | 0 | 0 | 0 | 0 | 0 | 0 | 0 | 0 | 0 | 0 | 0 | 0 | 0 | 0 | 0 | 0 | 0 | 0 | 0
[10 empty] | 0 | 0 | 0 | 0 | 0 | 0 | 0 | 0 | 0 | 0 | 0 | 0 | 0 | 0 | 0 | 0 | 0 | 0 | 0 | 0 | 0 | 0 | 0 | 0 | 0 | 0 | 0 | 0
[10 empty] | 0 | 0 | 0 | 0 | 0 | 0 | 0 | 0 | 0 | 0 | 0 | 0 | 0 | 0 | 0 | 0 | 0 | 0 | 0 | 0 | 0 | 0 | 0 | 0 | 0 | 0 | 0 | 0
[10 empty] | 0 | 0 | 0 | 0 | 0 | 0 | 0 | 0 | 0 | 0 | 0 | 0 | 0 | 0 | 0 | 0 | 0 | 0 | 0 | 0 | 0 | 0 | 0 | 0 | 0 | 0 | 0 | 0
[10 empty] | 0 | 0 | 0 | 0 | 0 | 0 | 0 | 0 | 0 | 0 | 0 | 0 | 0 | 0 | 0 | 0 | 0 | 0 | 0 | 0 | 0 | 0 | 0 | 0 | 0 | 0 | 0 | 0
[10 empty] | 0 | 0 | 0 | 0 | 0 | 0 | 0 | 0 | 0 | 0 | 0 | 0 | 0 | 0 | 0 | 0 | 0 | 0 | 0 | 0 | 0 | 0 | 0 | 0 | 0 | 0 | 0 | 0
[10 empty] | 0 | 0 | 0 | 0 | 0 | 0 | 0 | 0 | 0 | 0 | 0 | 0 | 0 | 0 | 0 | 0 | 0 | 0 | 0 | 0 | 0 | 0 | 0 | 0 | 0 | 0 | 0 | 0
[10 empty] | 0 | 0 | 0 | 0 | 0 | 0 | 0 | 0 | 0 | 0 | 0 | 0 | 0 | 0 | 0 | 0 | 0 | 0 | 0 | 0 | 0 | 0 | 0 | 0 | 0 | 0 | 0 | 0
[10 empty] | 0 | 0 | 0 | 0 | 0 | 0 | 0 | 0 | 0 | 0 | 0 | 0 | 0 | 0 | 0 | 0 | 0 | 0 | 0 | 0 | 0 | 0 | 0 | 0 | 0 | 0 | 0 | 0
[10 empty] | 0 | 0 | 0 | 0 | 0 | 0 | 0 | 0 | 0 | 0 | 0 | 0 | 0 | 0 | 0 | 0 | 0 | 0 | 0 | 0 | 0 | 0 | 0 | 0 | 0 | 0 | 0 | 0
[10 empty] | 0 | 0 | 0 | 0 | 0 | 0 | 0 | 0 | 0 | 0 | 0 | 0 | 0 | 0 | 0 | 0 | 0 | 0 | 0 | 0 | 0 | 0 | 0 | 0 | 0 | 0 | 0 | 0
[10 empty] | 0 | 0 | 0 | 0 | 0 | 0 | 0 | 0 | 0 | 0 | 0 | 0 | 0 | 0 | 0 | 0 | 0 | 0 | 0 | 0 | 0 | 0 | 0 | 0 | 0 | 0 | 0 | 0
[10 empty] | 0 | 0 | 0 | 0 | 0 | 0 | 0 | 0 | 0 | 0 | 0 | 0 | 0 | 0 | 0 | 0 | 0 | 0 | 0 | 0 | 0 | 0 | 0 | 0 | 0 | 0 | 0 | 0
[10 empty] | 0 | 0 | 0 | 0 | 0 | 0 | 0 | 0 | 0 | 0 | 0 | 0 | 0 | 0 | 0 | 0 | 0 | 0 | 0 | 0 | 0 | 0 | 0 | 0 | 0 | 0 | 0 | 0
[10 empty] | 0 | 0 | 0 | 0 | 0 | 0 | 0 | 0 | 0 | 0 | 0 | 0 | 0 | 0 | 0 | 0 | 0 | 0 | 0 | 0 | 0 | 0 | 0 | 0 | 0 | 0 | 0 | 0
[10 empty] | 0 | 0 | 0 | 0 | 0 | 0 | 0 | 0 | 0 | 0 | 0 | 0 | 0 | 0 | 0 | 0 | 0 | 0 | 0 | 0 | 0 | 0 | 0 | 0 | 0 | 0 | 0 | 0
[10 empty] | 0 | 0 | 0 | 0 | 0 | 0 | 0 | 0 | 0 | 0 | 0 | 0 | 0 | 0 | 0 | 0 | 0 | 0 | 0 | 0 | 0 | 0 | 0 | 0 | 0 | 0 | 0 | 0
[10 empty] | 0 | 0 | 0 | 0 | 0 | 0 | 0 | 0 | 0 | 0 | 0 | 0 | 0 | 0 | 0 | 0 | 0 | 0 | 0 | 0 | 0 | 0 | 0 | 0 | 0 | 0 | 0 | 0
[10 empty] | 0 | 0 | 0 | 0 | 0 | 0 | 0 | 0 | 0 | 0 | 0 | 0 | 0 | 0 | 0 | 0 | 0 | 0 | 0 | 0 | 0 | 0 | 0 | 0 | 0 | 0 | 0 | 0
[10 empty] | 0 | 0 | 0 | 0 | 0 | 0 | 0 | 0 | 0 | 0 | 0 | 0 | 0 | 0 | 0 | 0 | 0 | 0 | 0 | 0 | 0 | 0 | 0 | 0 | 0 | 0 | 0 | 0
[10 empty] | 0 | 0 | 0 | 0 | 0 | 0 | 0 | 0 | 0 | 0 | 0 | 0 | 0 | 0 | 0 | 0 | 0 | 0 | 0 | 0 | 0 | 0 | 0 | 0 | 0 | 0 | 0 | 0
[10 empty] | 0 | 0 | 0 | 0 | 0 | 0 | 0 | 0 | 0 | 0 | 0 | 0 | 0 | 0 | 0 | 0 | 0 | 0 | 0 | 0 | 0 | 0 | 0 | 0 | 0 | 0 | 0 | 0
[10 empty] | 0 | 0 | 0 | 0 | 0 | 0 | 0 | 0 | 0 | 0 | 0 | 0 | 0 | 0 | 0 | 0 | 0 | 0 | 0 | 0 | 0 | 0 | 0 | 0 | 0 | 0 | 0 | 0
[10 empty] | 0 | 0 | 0 | 0 | 0 | 0 | 0 | 0 | 0 | 0 | 0 | 0 | 0 | 0 | 0 | 0 | 0 | 0 | 0 | 0 | 0 | 0 | 0 | 0 | 0 | 0 | 0 | 0
[10 empty] | 0 | 0 | 0 | 0 | 0 | 0 | 0 | 0 | 0 | 0 | 0 | 0 | 0 | 0 | 0 | 0 | 0 | 0 | 0 | 0 | 0 | 0 | 0 | 0 | 0 | 0 | 0 | 0
[10 empty] | 0 | 0 | 0 | 0 | 0 | 0 | 0 | 0 | 0 | 0 | 0 | 0 | 0 | 0 | 0 | 0 | 0 | 0 | 0 | 0 | 0 | 0 | 0 | 0 | 0 | 0 | 0 | 0
[10 empty] | 0 | 0 | 0 | 0 | 0 | 0 | 0 | 0 | 0 | 0 | 0 | 0 | 0 | 0 | 0 | 0 | 0 | 0 | 0 | 0 | 0 | 0 | 0 | 0 | 0 | 0 | 0 | 0
[10 empty] | 0 | 0 | 0 | 0 | 0 | 0 | 0 | 0 | 0 | 0 | 0 | 0 | 0 | 0 | 0 | 0 | 0 | 0 | 0 | 0 | 0 | 0 | 0 | 0 | 0 | 0 | 0 | 0
[10 empty] | 0 | 0 | 0 | 0 | 0 | 0 | 0 | 0 | 0 | 0 | 0 | 0 | 0 | 0 | 0 | 0 | 0 | 0 | 0 | 0 | 0 | 0 | 0 | 0 | 0 | 0 | 0 | 0
[10 empty] | 0 | 0 | 0 | 0 | 0 | 0 | 0 | 0 | 0 | 0 | 0 | 0 | 0 | 0 | 0 | 0 | 0 | 0 | 0 | 0 | 0 | 0 | 0 | 0 | 0 | 0 | 0 | 0
[10 empty] | 0 | 0 | 0 | 0 | 0 | 0 | 0 | 0 | 0 | 0 | 0 | 0 | 0 | 0 | 0 | 0 | 0 | 0 | 0 | 0 | 0 | 0 | 0 | 0 | 0 | 0 | 0 | 0
[10 empty] | 0 | 0 | 0 | 0 | 0 | 0 | 0 | 0 | 0 | 0 | 0 | 0 | 0 | 0 | 0 | 0 | 0 | 0 | 0 | 0 | 0 | 0 | 0 | 0 | 0 | 0 | 0 | 0
[10 empty] | 0 | 0 | 0 | 0 | 0 | 0 | 0 | 0 | 0 | 0 | 0 | 0 | 0 | 0 | 0 | 0 | 0 | 0 | 0 | 0 | 0 | 0 | 0 | 0 | 0 | 0 | 0 | 0
[10 empty] | 0 | 0 | 0 | 0 | 0 | 0 | 0 | 0 | 0 | 0 | 0 | 0 | 0 | 0 | 0 | 0 | 0 | 0 | 0 | 0 | 0 | 0 | 0 | 0 | 0 | 0 | 0 | 0
[10 empty] | 0 | 0 | 0 | 0 | 0 | 0 | 0 | 0 | 0 | 0 | 0 | 0 | 0 | 0 | 0 | 0 | 0 | 0 | 0 | 0 | 0 | 0 | 0 | 0 | 0 | 0 | 0 | 0
[10 empty] | 0 | 0 | 0 | 0 | 0 | 0 | 0 | 0 | 0 | 0 | 0 | 0 | 0 | 0 | 0 | 0 | 0 | 0 | 0 | 0 | 0 | 0 | 0 | 0 | 0 | 0 | 0 | 0
[10 empty] | 0 | 0 | 0 | 0 | 0 | 0 | 0 | 0 | 0 | 0 | 0 | 0 | 0 | 0 | 0 | 0 | 0 | 0 | 0 | 0 | 0 | 0 | 0 | 0 | 0 | 0 | 0 | 0
[10 empty] | 0 | 0 | 0 | 0 | 0 | 0 | 0 | 0 | 0 | 0 | 0 | 0 | 0 | 0 | 0 | 0 | 0 | 0 | 0 | 0 | 0 | 0 | 0 | 0 | 0 | 0 | 0 | 0
[10 empty] | 0 | 0 | 0 | 0 | 0 | 0 | 0 | 0 | 0 | 0 | 0 | 0 | 0 | 0 | 0 | 0 | 0 | 0 | 0 | 0 | 0 | 0 | 0 | 0 | 0 | 0 | 0 | 0
[10 empty] | 0 | 0 | 0 | 0 | 0 | 0 | 0 | 0 | 0 | 0 | 0 | 0 | 0 | 0 | 0 | 0 | 0 | 0 | 0 | 0 | 0 | 0 | 0 | 0 | 0 | 0 | 0 | 0
[10 empty] | 0 | 0 | 0 | 0 | 0 | 0 | 0 | 0 | 0 | 0 | 0 | 0 | 0 | 0 | 0 | 0 | 0 | 0 | 0 | 0 | 0 | 0 | 0 | 0 | 0 | 0 | 0 | 0
[10 empty] | 0 | 0 | 0 | 0 | 0 | 0 | 0 | 0 | 0 | 0 | 0 | 0 | 0 | 0 | 0 | 0 | 0 | 0 | 0 | 0 | 0 | 0 | 0 | 0 | 0 | 0 | 0 | 0
[10 empty] | 0 | 0 | 0 | 0 | 0 | 0 | 0 | 0 | 0 | 0 | 0 | 0 | 0 | 0 | 0 | 0 | 0 | 0 | 0 | 0 | 0 | 0 | 0 | 0 | 0 | 0 | 0 | 0
[10 empty] | 0 | 0 | 0 | 0 | 0 | 0 | 0 | 0 | 0 | 0 | 0 | 0 | 0 | 0 | 0 | 0 | 0 | 0 | 0 | 0 | 0 | 0 | 0 | 0 | 0 | 0 | 0 | 0
[10 empty] | 0 | 0 | 0 | 0 | 0 | 0 | 0 | 0 | 0 | 0 | 0 | 0 | 0 | 0 | 0 | 0 | 0 | 0 | 0 | 0 | 0 | 0 | 0 | 0 | 0 | 0 | 0 | 0
[10 empty] | 0 | 0 | 0 | 0 | 0 | 0 | 0 | 0 | 0 | 0 | 0 | 0 | 0 | 0 | 0 | 0 | 0 | 0 | 0 | 0 | 0 | 0 | 0 | 0 | 0 | 0 | 0 | 0
[10 empty] | 0 | 0 | 0 | 0 | 0 | 0 | 0 | 0 | 0 | 0 | 0 | 0 | 0 | 0 | 0 | 0 | 0 | 0 | 0 | 0 | 0 | 0 | 0 | 0 | 0 | 0 | 0 | 0
[10 empty] | 0 | 0 | 0 | 0 | 0 | 0 | 0 | 0 | 0 | 0 | 0 | 0 | 0 | 0 | 0 | 0 | 0 | 0 | 0 | 0 | 0 | 0 | 0 | 0 | 0 | 0 | 0 | 0
[10 empty] | 0 | 0 | 0 | 0 | 0 | 0 | 0 | 0 | 0 | 0 | 0 | 0 | 0 | 0 | 0 | 0 | 0 | 0 | 0 | 0 | 0 | 0 | 0 | 0 | 0 | 0 | 0 | 0
[10 empty] | 0 | 0 | 0 | 0 | 0 | 0 | 0 | 0 | 0 | 0 | 0 | 0 | 0 | 0 | 0 | 0 | 0 | 0 | 0 | 0 | 0 | 0 | 0 | 0 | 0 | 0 | 0 | 0
[10 empty] | 0 | 0 | 0 | 0 | 0 | 0 | 0 | 0 | 0 | 0 | 0 | 0 | 0 | 0 | 0 | 0 | 0 | 0 | 0 | 0 | 0 | 0 | 0 | 0 | 0 | 0 | 0 | 0
[10 empty] | 0 | 0 | 0 | 0 | 0 | 0 | 0 | 0 | 0 | 0 | 0 | 0 | 0 | 0 | 0 | 0 | 0 | 0 | 0 | 0 | 0 | 0 | 0 | 0 | 0 | 0 | 0 | 0
[10 empty] | 0 | 0 | 0 | 0 | 0 | 0 | 0 | 0 | 0 | 0 | 0 | 0 | 0 | 0 | 0 | 0 | 0 | 0 | 0 | 0 | 0 | 0 | 0 | 0 | 0 | 0 | 0 | 0
[10 empty] | 0 | 0 | 0 | 0 | 0 | 0 | 0 | 0 | 0 | 0 | 0 | 0 | 0 | 0 | 0 | 0 | 0 | 0 | 0 | 0 | 0 | 0 | 0 | 0 | 0 | 0 | 0 | 0
[10 empty] | 0 | 0 | 0 | 0 | 0 | 0 | 0 | 0 | 0 | 0 | 0 | 0 | 0 | 0 | 0 | 0 | 0 | 0 | 0 | 0 | 0 | 0 | 0 | 0 | 0 | 0 | 0 | 0
[10 empty] | 0 | 0 | 0 | 0 | 0 | 0 | 0 | 0 | 0 | 0 | 0 | 0 | 0 | 0 | 0 | 0 | 0 | 0 | 0 | 0 | 0 | 0 | 0 | 0 | 0 | 0 | 0 | 0
[10 empty] | 0 | 0 | 0 | 0 | 0 | 0 | 0 | 0 | 0 | 0 | 0 | 0 | 0 | 0 | 0 | 0 | 0 | 0 | 0 | 0 | 0 | 0 | 0 | 0 | 0 | 0 | 0 | 0
[10 empty] | 0 | 0 | 0 | 0 | 0 | 0 | 0 | 0 | 0 | 0 | 0 | 0 | 0 | 0 | 0 | 0 | 0 | 0 | 0 | 0 | 0 | 0 | 0 | 0 | 0 | 0 | 0 | 0
[10 empty] | 0 | 0 | 0 | 0 | 0 | 0 | 0 | 0 | 0 | 0 | 0 | 0 | 0 | 0 | 0 | 0 | 0 | 0 | 0 | 0 | 0 | 0 | 0 | 0 | 0 | 0 | 0 | 0
[10 empty] | 0 | 0 | 0 | 0 | 0 | 0 | 0 | 0 | 0 | 0 | 0 | 0 | 0 | 0 | 0 | 0 | 0 | 0 | 0 | 0 | 0 | 0 | 0 | 0 | 0 | 0 | 0 | 0
[10 empty] | 0 | 0 | 0 | 0 | 0 | 0 | 0 | 0 | 0 | 0 | 0 | 0 | 0 | 0 | 0 | 0 | 0 | 0 | 0 | 0 | 0 | 0 | 0 | 0 | 0 | 0 | 0 | 0
[10 empty] | 0 | 0 | 0 | 0 | 0 | 0 | 0 | 0 | 0 | 0 | 0 | 0 | 0 | 0 | 0 | 0 | 0 | 0 | 0 | 0 | 0 | 0 | 0 | 0 | 0 | 0 | 0 | 0
[10 empty] | 0 | 0 | 0 | 0 | 0 | 0 | 0 | 0 | 0 | 0 | 0 | 0 | 0 | 0 | 0 | 0 | 0 | 0 | 0 | 0 | 0 | 0 | 0 | 0 | 0 | 0 | 0 | 0
[10 empty] | 0 | 0 | 0 | 0 | 0 | 0 | 0 | 0 | 0 | 0 | 0 | 0 | 0 | 0 | 0 | 0 | 0 | 0 | 0 | 0 | 0 | 0 | 0 | 0 | 0 | 0 | 0 | 0
[10 empty] | 0 | 0 | 0 | 0 | 0 | 0 | 0 | 0 | 0 | 0 | 0 | 0 | 0 | 0 | 0 | 0 | 0 | 0 | 0 | 0 | 0 | 0 | 0 | 0 | 0 | 0 | 0 | 0
[10 empty] | 0 | 0 | 0 | 0 | 0 | 0 | 0 | 0 | 0 | 0 | 0 | 0 | 0 | 0 | 0 | 0 | 0 | 0 | 0 | 0 | 0 | 0 | 0 | 0 | 0 | 0 | 0 | 0
[10 empty] | 0 | 0 | 0 | 0 | 0 | 0 | 0 | 0 | 0 | 0 | 0 | 0 | 0 | 0 | 0 | 0 | 0 | 0 | 0 | 0 | 0 | 0 | 0 | 0 | 0 | 0 | 0 | 0
[10 empty] | 0 | 0 | 0 | 0 | 0 | 0 | 0 | 0 | 0 | 0 | 0 | 0 | 0 | 0 | 0 | 0 | 0 | 0 | 0 | 0 | 0 | 0 | 0 | 0 | 0 | 0 | 0 | 0
[10 empty] | 0 | 0 | 0 | 0 | 0 | 0 | 0 | 0 | 0 | 0 | 0 | 0 | 0 | 0 | 0 | 0 | 0 | 0 | 0 | 0 | 0 | 0 | 0 | 0 | 0 | 0 | 0 | 0
[10 empty] | 0 | 0 | 0 | 0 | 0 | 0 | 0 | 0 | 0 | 0 | 0 | 0 | 0 | 0 | 0 | 0 | 0 | 0 | 0 | 0 | 0 | 0 | 0 | 0 | 0 | 0 | 0 | 0
[10 empty] | 0 | 0 | 0 | 0 | 0 | 0 | 0 | 0 | 0 | 0 | 0 | 0 | 0 | 0 | 0 | 0 | 0 | 0 | 0 | 0 | 0 | 0 | 0 | 0 | 0 | 0 | 0 | 0
[10 empty] | 0 | 0 | 0 | 0 | 0 | 0 | 0 | 0 | 0 | 0 | 0 | 0 | 0 | 0 | 0 | 0 | 0 | 0 | 0 | 0 | 0 | 0 | 0 | 0 | 0 | 0 | 0 | 0
[10 empty] | 0 | 0 | 0 | 0 | 0 | 0 | 0 | 0 | 0 | 0 | 0 | 0 | 0 | 0 | 0 | 0 | 0 | 0 | 0 | 0 | 0 | 0 | 0 | 0 | 0 | 0 | 0 | 0
[10 empty] | 0 | 0 | 0 | 0 | 0 | 0 | 0 | 0 | 0 | 0 | 0 | 0 | 0 | 0 | 0 | 0 | 0 | 0 | 0 | 0 | 0 | 0 | 0 | 0 | 0 | 0 | 0 | 0
[10 empty] | 0 | 0 | 0 | 0 | 0 | 0 | 0 | 0 | 0 | 0 | 0 | 0 | 0 | 0 | 0 | 0 | 0 | 0 | 0 | 0 | 0 | 0 | 0 | 0 | 0 | 0 | 0 | 0
[10 empty] | 0 | 0 | 0 | 0 | 0 | 0 | 0 | 0 | 0 | 0 | 0 | 0 | 0 | 0 | 0 | 0 | 0 | 0 | 0 | 0 | 0 | 0 | 0 | 0 | 0 | 0 | 0 | 0
[10 empty] | 0 | 0 | 0 | 0 | 0 | 0 | 0 | 0 | 0 | 0 | 0 | 0 | 0 | 0 | 0 | 0 | 0 | 0 | 0 | 0 | 0 | 0 | 0 | 0 | 0 | 0 | 0 | 0
[10 empty] | 0 | 0 | 0 | 0 | 0 | 0 | 0 | 0 | 0 | 0 | 0 | 0 | 0 | 0 | 0 | 0 | 0 | 0 | 0 | 0 | 0 | 0 | 0 | 0 | 0 | 0 | 0 | 0
[10 empty] | 0 | 0 | 0 | 0 | 0 | 0 | 0 | 0 | 0 | 0 | 0 | 0 | 0 | 0 | 0 | 0 | 0 | 0 | 0 | 0 | 0 | 0 | 0 | 0 | 0 | 0 | 0 | 0
[10 empty] | 0 | 0 | 0 | 0 | 0 | 0 | 0 | 0 | 0 | 0 | 0 | 0 | 0 | 0 | 0 | 0 | 0 | 0 | 0 | 0 | 0 | 0 | 0 | 0 | 0 | 0 | 0 | 0
[10 empty] | 0 | 0 | 0 | 0 | 0 | 0 | 0 | 0 | 0 | 0 | 0 | 0 | 0 | 0 | 0 | 0 | 0 | 0 | 0 | 0 | 0 | 0 | 0 | 0 | 0 | 0 | 0 | 0
[10 empty] | 0 | 0 | 0 | 0 | 0 | 0 | 0 | 0 | 0 | 0 | 0 | 0 | 0 | 0 | 0 | 0 | 0 | 0 | 0 | 0 | 0 | 0 | 0 | 0 | 0 | 0 | 0 | 0
[10 empty] | 0 | 0 | 0 | 0 | 0 | 0 | 0 | 0 | 0 | 0 | 0 | 0 | 0 | 0 | 0 | 0 | 0 | 0 | 0 | 0 | 0 | 0 | 0 | 0 | 0 | 0 | 0 | 0
[10 empty] | 0 | 0 | 0 | 0 | 0 | 0 | 0 | 0 | 0 | 0 | 0 | 0 | 0 | 0 | 0 | 0 | 0 | 0 | 0 | 0 | 0 | 0 | 0 | 0 | 0 | 0 | 0 | 0
[10 empty] | 0 | 0 | 0 | 0 | 0 | 0 | 0 | 0 | 0 | 0 | 0 | 0 | 0 | 0 | 0 | 0 | 0 | 0 | 0 | 0 | 0 | 0 | 0 | 0 | 0 | 0 | 0 | 0
[10 empty] | 0 | 0 | 0 | 0 | 0 | 0 | 0 | 0 | 0 | 0 | 0 | 0 | 0 | 0 | 0 | 0 | 0 | 0 | 0 | 0 | 0 | 0 | 0 | 0 | 0 | 0 | 0 | 0
[10 empty] | 0 | 0 | 0 | 0 | 0 | 0 | 0 | 0 | 0 | 0 | 0 | 0 | 0 | 0 | 0 | 0 | 0 | 0 | 0 | 0 | 0 | 0 | 0 | 0 | 0 | 0 | 0 | 0
[10 empty] | 0 | 0 | 0 | 0 | 0 | 0 | 0 | 0 | 0 | 0 | 0 | 0 | 0 | 0 | 0 | 0 | 0 | 0 | 0 | 0 | 0 | 0 | 0 | 0 | 0 | 0 | 0 | 0
[10 empty] | 0 | 0 | 0 | 0 | 0 | 0 | 0 | 0 | 0 | 0 | 0 | 0 | 0 | 0 | 0 | 0 | 0 | 0 | 0 | 0 | 0 | 0 | 0 | 0 | 0 | 0 | 0 | 0
[10 empty] | 0 | 0 | 0 | 0 | 0 | 0 | 0 | 0 | 0 | 0 | 0 | 0 | 0 | 0 | 0 | 0 | 0 | 0 | 0 | 0 | 0 | 0 | 0 | 0 | 0 | 0 | 0 | 0
[10 empty] | 0 | 0 | 0 | 0 | 0 | 0 | 0 | 0 | 0 | 0 | 0 | 0 | 0 | 0 | 0 | 0 | 0 | 0 | 0 | 0 | 0 | 0 | 0 | 0 | 0 | 0 | 0 | 0
[10 empty] | 0 | 0 | 0 | 0 | 0 | 0 | 0 | 0 | 0 | 0 | 0 | 0 | 0 | 0 | 0 | 0 | 0 | 0 | 0 | 0 | 0 | 0 | 0 | 0 | 0 | 0 | 0 | 0
[10 empty] | 0 | 0 | 0 | 0 | 0 | 0 | 0 | 0 | 0 | 0 | 0 | 0 | 0 | 0 | 0 | 0 | 0 | 0 | 0 | 0 | 0 | 0 | 0 | 0 | 0 | 0 | 0 | 0
[10 empty] | 0 | 0 | 0 | 0 | 0 | 0 | 0 | 0 | 0 | 0 | 0 | 0 | 0 | 0 | 0 | 0 | 0 | 0 | 0 | 0 | 0 | 0 | 0 | 0 | 0 | 0 | 0 | 0
[10 empty] | 0 | 0 | 0 | 0 | 0 | 0 | 0 | 0 | 0 | 0 | 0 | 0 | 0 | 0 | 0 | 0 | 0 | 0 | 0 | 0 | 0 | 0 | 0 | 0 | 0 | 0 | 0 | 0
[10 empty] | 0 | 0 | 0 | 0 | 0 | 0 | 0 | 0 | 0 | 0 | 0 | 0 | 0 | 0 | 0 | 0 | 0 | 0 | 0 | 0 | 0 | 0 | 0 | 0 | 0 | 0 | 0 | 0
[10 empty] | 0 | 0 | 0 | 0 | 0 | 0 | 0 | 0 | 0 | 0 | 0 | 0 | 0 | 0 | 0 | 0 | 0 | 0 | 0 | 0 | 0 | 0 | 0 | 0 | 0 | 0 | 0 | 0
[10 empty] | 0 | 0 | 0 | 0 | 0 | 0 | 0 | 0 | 0 | 0 | 0 | 0 | 0 | 0 | 0 | 0 | 0 | 0 | 0 | 0 | 0 | 0 | 0 | 0 | 0 | 0 | 0 | 0
[10 empty] | 0 | 0 | 0 | 0 | 0 | 0 | 0 | 0 | 0 | 0 | 0 | 0 | 0 | 0 | 0 | 0 | 0 | 0 | 0 | 0 | 0 | 0 | 0 | 0 | 0 | 0 | 0 | 0
[10 empty] | 0 | 0 | 0 | 0 | 0 | 0 | 0 | 0 | 0 | 0 | 0 | 0 | 0 | 0 | 0 | 0 | 0 | 0 | 0 | 0 | 0 | 0 | 0 | 0 | 0 | 0 | 0 | 0
[10 empty] | 0 | 0 | 0 | 0 | 0 | 0 | 0 | 0 | 0 | 0 | 0 | 0 | 0 | 0 | 0 | 0 | 0 | 0 | 0 | 0 | 0 | 0 | 0 | 0 | 0 | 0 | 0 | 0
[10 empty] | 0 | 0 | 0 | 0 | 0 | 0 | 0 | 0 | 0 | 0 | 0 | 0 | 0 | 0 | 0 | 0 | 0 | 0 | 0 | 0 | 0 | 0 | 0 | 0 | 0 | 0 | 0 | 0
[10 empty] | 0 | 0 | 0 | 0 | 0 | 0 | 0 | 0 | 0 | 0 | 0 | 0 | 0 | 0 | 0 | 0 | 0 | 0 | 0 | 0 | 0 | 0 | 0 | 0 | 0 | 0 | 0 | 0
[10 empty] | 0 | 0 | 0 | 0 | 0 | 0 | 0 | 0 | 0 | 0 | 0 | 0 | 0 | 0 | 0 | 0 | 0 | 0 | 0 | 0 | 0 | 0 | 0 | 0 | 0 | 0 | 0 | 0
[10 empty] | 0 | 0 | 0 | 0 | 0 | 0 | 0 | 0 | 0 | 0 | 0 | 0 | 0 | 0 | 0 | 0 | 0 | 0 | 0 | 0 | 0 | 0 | 0 | 0 | 0 | 0 | 0 | 0
[10 empty] | 0 | 0 | 0 | 0 | 0 | 0 | 0 | 0 | 0 | 0 | 0 | 0 | 0 | 0 | 0 | 0 | 0 | 0 | 0 | 0 | 0 | 0 | 0 | 0 | 0 | 0 | 0 | 0
[10 empty] | 0 | 0 | 0 | 0 | 0 | 0 | 0 | 0 | 0 | 0 | 0 | 0 | 0 | 0 | 0 | 0 | 0 | 0 | 0 | 0 | 0 | 0 | 0 | 0 | 0 | 0 | 0 | 0
[10 empty] | 0 | 0 | 0 | 0 | 0 | 0 | 0 | 0 | 0 | 0 | 0 | 0 | 0 | 0 | 0 | 0 | 0 | 0 | 0 | 0 | 0 | 0 | 0 | 0 | 0 | 0 | 0 | 0
[10 empty] | 0 | 0 | 0 | 0 | 0 | 0 | 0 | 0 | 0 | 0 | 0 | 0 | 0 | 0 | 0 | 0 | 0 | 0 | 0 | 0 | 0 | 0 | 0 | 0 | 0 | 0 | 0 | 0
[10 empty] | 0 | 0 | 0 | 0 | 0 | 0 | 0 | 0 | 0 | 0 | 0 | 0 | 0 | 0 | 0 | 0 | 0 | 0 | 0 | 0 | 0 | 0 | 0 | 0 | 0 | 0 | 0 | 0
[10 empty] | 0 | 0 | 0 | 0 | 0 | 0 | 0 | 0 | 0 | 0 | 0 | 0 | 0 | 0 | 0 | 0 | 0 | 0 | 0 | 0 | 0 | 0 | 0 | 0 | 0 | 0 | 0 | 0
[10 empty] | 0 | 0 | 0 | 0 | 0 | 0 | 0 | 0 | 0 | 0 | 0 | 0 | 0 | 0 | 0 | 0 | 0 | 0 | 0 | 0 | 0 | 0 | 0 | 0 | 0 | 0 | 0 | 0
[10 empty] | 0 | 0 | 0 | 0 | 0 | 0 | 0 | 0 | 0 | 0 | 0 | 0 | 0 | 0 | 0 | 0 | 0 | 0 | 0 | 0 | 0 | 0 | 0 | 0 | 0 | 0 | 0 | 0
[10 empty] | 0 | 0 | 0 | 0 | 0 | 0 | 0 | 0 | 0 | 0 | 0 | 0 | 0 | 0 | 0 | 0 | 0 | 0 | 0 | 0 | 0 | 0 | 0 | 0 | 0 | 0 | 0 | 0
[10 empty] | 0 | 0 | 0 | 0 | 0 | 0 | 0 | 0 | 0 | 0 | 0 | 0 | 0 | 0 | 0 | 0 | 0 | 0 | 0 | 0 | 0 | 0 | 0 | 0 | 0 | 0 | 0 | 0
[10 empty] | 0 | 0 | 0 | 0 | 0 | 0 | 0 | 0 | 0 | 0 | 0 | 0 | 0 | 0 | 0 | 0 | 0 | 0 | 0 | 0 | 0 | 0 | 0 | 0 | 0 | 0 | 0 | 0
[10 empty] | 0 | 0 | 0 | 0 | 0 | 0 | 0 | 0 | 0 | 0 | 0 | 0 | 0 | 0 | 0 | 0 | 0 | 0 | 0 | 0 | 0 | 0 | 0 | 0 | 0 | 0 | 0 | 0
[10 empty] | 0 | 0 | 0 | 0 | 0 | 0 | 0 | 0 | 0 | 0 | 0 | 0 | 0 | 0 | 0 | 0 | 0 | 0 | 0 | 0 | 0 | 0 | 0 | 0 | 0 | 0 | 0 | 0
[10 empty] | 0 | 0 | 0 | 0 | 0 | 0 | 0 | 0 | 0 | 0 | 0 | 0 | 0 | 0 | 0 | 0 | 0 | 0 | 0 | 0 | 0 | 0 | 0 | 0 | 0 | 0 | 0 | 0
[10 empty] | 0 | 0 | 0 | 0 | 0 | 0 | 0 | 0 | 0 | 0 | 0 | 0 | 0 | 0 | 0 | 0 | 0 | 0 | 0 | 0 | 0 | 0 | 0 | 0 | 0 | 0 | 0 | 0
[10 empty] | 0 | 0 | 0 | 0 | 0 | 0 | 0 | 0 | 0 | 0 | 0 | 0 | 0 | 0 | 0 | 0 | 0 | 0 | 0 | 0 | 0 | 0 | 0 | 0 | 0 | 0 | 0 | 0
[10 empty] | 0 | 0 | 0 | 0 | 0 | 0 | 0 | 0 | 0 | 0 | 0 | 0 | 0 | 0 | 0 | 0 | 0 | 0 | 0 | 0 | 0 | 0 | 0 | 0 | 0 | 0 | 0 | 0
[10 empty] | 0 | 0 | 0 | 0 | 0 | 0 | 0 | 0 | 0 | 0 | 0 | 0 | 0 | 0 | 0 | 0 | 0 | 0 | 0 | 0 | 0 | 0 | 0 | 0 | 0 | 0 | 0 | 0
[10 empty] | 0 | 0 | 0 | 0 | 0 | 0 | 0 | 0 | 0 | 0 | 0 | 0 | 0 | 0 | 0 | 0 | 0 | 0 | 0 | 0 | 0 | 0 | 0 | 0 | 0 | 0 | 0 | 0
[10 empty] | 0 | 0 | 0 | 0 | 0 | 0 | 0 | 0 | 0 | 0 | 0 | 0 | 0 | 0 | 0 | 0 | 0 | 0 | 0 | 0 | 0 | 0 | 0 | 0 | 0 | 0 | 0 | 0
[10 empty] | 0 | 0 | 0 | 0 | 0 | 0 | 0 | 0 | 0 | 0 | 0 | 0 | 0 | 0 | 0 | 0 | 0 | 0 | 0 | 0 | 0 | 0 | 0 | 0 | 0 | 0 | 0 | 0
[10 empty] | 0 | 0 | 0 | 0 | 0 | 0 | 0 | 0 | 0 | 0 | 0 | 0 | 0 | 0 | 0 | 0 | 0 | 0 | 0 | 0 | 0 | 0 | 0 | 0 | 0 | 0 | 0 | 0
[10 empty] | 0 | 0 | 0 | 0 | 0 | 0 | 0 | 0 | 0 | 0 | 0 | 0 | 0 | 0 | 0 | 0 | 0 | 0 | 0 | 0 | 0 | 0 | 0 | 0 | 0 | 0 | 0 | 0
[10 empty] | 0 | 0 | 0 | 0 | 0 | 0 | 0 | 0 | 0 | 0 | 0 | 0 | 0 | 0 | 0 | 0 | 0 | 0 | 0 | 0 | 0 | 0 | 0 | 0 | 0 | 0 | 0 | 0
[10 empty] | 0 | 0 | 0 | 0 | 0 | 0 | 0 | 0 | 0 | 0 | 0 | 0 | 0 | 0 | 0 | 0 | 0 | 0 | 0 | 0 | 0 | 0 | 0 | 0 | 0 | 0 | 0 | 0
[10 empty] | 0 | 0 | 0 | 0 | 0 | 0 | 0 | 0 | 0 | 0 | 0 | 0 | 0 | 0 | 0 | 0 | 0 | 0 | 0 | 0 | 0 | 0 | 0 | 0 | 0 | 0 | 0 | 0
[10 empty] | 0 | 0 | 0 | 0 | 0 | 0 | 0 | 0 | 0 | 0 | 0 | 0 | 0 | 0 | 0 | 0 | 0 | 0 | 0 | 0 | 0 | 0 | 0 | 0 | 0 | 0 | 0 | 0
[10 empty] | 0 | 0 | 0 | 0 | 0 | 0 | 0 | 0 | 0 | 0 | 0 | 0 | 0 | 0 | 0 | 0 | 0 | 0 | 0 | 0 | 0 | 0 | 0 | 0 | 0 | 0 | 0 | 0
[10 empty] | 0 | 0 | 0 | 0 | 0 | 0 | 0 | 0 | 0 | 0 | 0 | 0 | 0 | 0 | 0 | 0 | 0 | 0 | 0 | 0 | 0 | 0 | 0 | 0 | 0 | 0 | 0 | 0
[10 empty] | 0 | 0 | 0 | 0 | 0 | 0 | 0 | 0 | 0 | 0 | 0 | 0 | 0 | 0 | 0 | 0 | 0 | 0 | 0 | 0 | 0 | 0 | 0 | 0 | 0 | 0 | 0 | 0
[10 empty] | 0 | 0 | 0 | 0 | 0 | 0 | 0 | 0 | 0 | 0 | 0 | 0 | 0 | 0 | 0 | 0 | 0 | 0 | 0 | 0 | 0 | 0 | 0 | 0 | 0 | 0 | 0 | 0
[10 empty] | 0 | 0 | 0 | 0 | 0 | 0 | 0 | 0 | 0 | 0 | 0 | 0 | 0 | 0 | 0 | 0 | 0 | 0 | 0 | 0 | 0 | 0 | 0 | 0 | 0 | 0 | 0 | 0
[10 empty] | 0 | 0 | 0 | 0 | 0 | 0 | 0 | 0 | 0 | 0 | 0 | 0 | 0 | 0 | 0 | 0 | 0 | 0 | 0 | 0 | 0 | 0 | 0 | 0 | 0 | 0 | 0 | 0
[10 empty] | 0 | 0 | 0 | 0 | 0 | 0 | 0 | 0 | 0 | 0 | 0 | 0 | 0 | 0 | 0 | 0 | 0 | 0 | 0 | 0 | 0 | 0 | 0 | 0 | 0 | 0 | 0 | 0
[10 empty] | 0 | 0 | 0 | 0 | 0 | 0 | 0 | 0 | 0 | 0 | 0 | 0 | 0 | 0 | 0 | 0 | 0 | 0 | 0 | 0 | 0 | 0 | 0 | 0 | 0 | 0 | 0 | 0
[10 empty] | 0 | 0 | 0 | 0 | 0 | 0 | 0 | 0 | 0 | 0 | 0 | 0 | 0 | 0 | 0 | 0 | 0 | 0 | 0 | 0 | 0 | 0 | 0 | 0 | 0 | 0 | 0 | 0
[10 empty] | 0 | 0 | 0 | 0 | 0 | 0 | 0 | 0 | 0 | 0 | 0 | 0 | 0 | 0 | 0 | 0 | 0 | 0 | 0 | 0 | 0 | 0 | 0 | 0 | 0 | 0 | 0 | 0
[10 empty] | 0 | 0 | 0 | 0 | 0 | 0 | 0 | 0 | 0 | 0 | 0 | 0 | 0 | 0 | 0 | 0 | 0 | 0 | 0 | 0 | 0 | 0 | 0 | 0 | 0 | 0 | 0 | 0
[10 empty] | 0 | 0 | 0 | 0 | 0 | 0 | 0 | 0 | 0 | 0 | 0 | 0 | 0 | 0 | 0 | 0 | 0 | 0 | 0 | 0 | 0 | 0 | 0 | 0 | 0 | 0 | 0 | 0
[10 empty] | 0 | 0 | 0 | 0 | 0 | 0 | 0 | 0 | 0 | 0 | 0 | 0 | 0 | 0 | 0 | 0 | 0 | 0 | 0 | 0 | 0 | 0 | 0 | 0 | 0 | 0 | 0 | 0
[10 empty] | 0 | 0 | 0 | 0 | 0 | 0 | 0 | 0 | 0 | 0 | 0 | 0 | 0 | 0 | 0 | 0 | 0 | 0 | 0 | 0 | 0 | 0 | 0 | 0 | 0 | 0 | 0 | 0
[10 empty] | 0 | 0 | 0 | 0 | 0 | 0 | 0 | 0 | 0 | 0 | 0 | 0 | 0 | 0 | 0 | 0 | 0 | 0 | 0 | 0 | 0 | 0 | 0 | 0 | 0 | 0 | 0 | 0
[10 empty] | 0 | 0 | 0 | 0 | 0 | 0 | 0 | 0 | 0 | 0 | 0 | 0 | 0 | 0 | 0 | 0 | 0 | 0 | 0 | 0 | 0 | 0 | 0 | 0 | 0 | 0 | 0 | 0
[10 empty] | 0 | 0 | 0 | 0 | 0 | 0 | 0 | 0 | 0 | 0 | 0 | 0 | 0 | 0 | 0 | 0 | 0 | 0 | 0 | 0 | 0 | 0 | 0 | 0 | 0 | 0 | 0 | 0
[10 empty] | 0 | 0 | 0 | 0 | 0 | 0 | 0 | 0 | 0 | 0 | 0 | 0 | 0 | 0 | 0 | 0 | 0 | 0 | 0 | 0 | 0 | 0 | 0 | 0 | 0 | 0 | 0 | 0
[10 empty] | 0 | 0 | 0 | 0 | 0 | 0 | 0 | 0 | 0 | 0 | 0 | 0 | 0 | 0 | 0 | 0 | 0 | 0 | 0 | 0 | 0 | 0 | 0 | 0 | 0 | 0 | 0 | 0
[10 empty] | 0 | 0 | 0 | 0 | 0 | 0 | 0 | 0 | 0 | 0 | 0 | 0 | 0 | 0 | 0 | 0 | 0 | 0 | 0 | 0 | 0 | 0 | 0 | 0 | 0 | 0 | 0 | 0
[10 empty] | 0 | 0 | 0 | 0 | 0 | 0 | 0 | 0 | 0 | 0 | 0 | 0 | 0 | 0 | 0 | 0 | 0 | 0 | 0 | 0 | 0 | 0 | 0 | 0 | 0 | 0 | 0 | 0
[10 empty] | 0 | 0 | 0 | 0 | 0 | 0 | 0 | 0 | 0 | 0 | 0 | 0 | 0 | 0 | 0 | 0 | 0 | 0 | 0 | 0 | 0 | 0 | 0 | 0 | 0 | 0 | 0 | 0
[10 empty] | 0 | 0 | 0 | 0 | 0 | 0 | 0 | 0 | 0 | 0 | 0 | 0 | 0 | 0 | 0 | 0 | 0 | 0 | 0 | 0 | 0 | 0 | 0 | 0 | 0 | 0 | 0 | 0
[10 empty] | 0 | 0 | 0 | 0 | 0 | 0 | 0 | 0 | 0 | 0 | 0 | 0 | 0 | 0 | 0 | 0 | 0 | 0 | 0 | 0 | 0 | 0 | 0 | 0 | 0 | 0 | 0 | 0
[10 empty] | 0 | 0 | 0 | 0 | 0 | 0 | 0 | 0 | 0 | 0 | 0 | 0 | 0 | 0 | 0 | 0 | 0 | 0 | 0 | 0 | 0 | 0 | 0 | 0 | 0 | 0 | 0 | 0
[10 empty] | 0 | 0 | 0 | 0 | 0 | 0 | 0 | 0 | 0 | 0 | 0 | 0 | 0 | 0 | 0 | 0 | 0 | 0 | 0 | 0 | 0 | 0 | 0 | 0 | 0 | 0 | 0 | 0
[10 empty] | 0 | 0 | 0 | 0 | 0 | 0 | 0 | 0 | 0 | 0 | 0 | 0 | 0 | 0 | 0 | 0 | 0 | 0 | 0 | 0 | 0 | 0 | 0 | 0 | 0 | 0 | 0 | 0
[10 empty] | 0 | 0 | 0 | 0 | 0 | 0 | 0 | 0 | 0 | 0 | 0 | 0 | 0 | 0 | 0 | 0 | 0 | 0 | 0 | 0 | 0 | 0 | 0 | 0 | 0 | 0 | 0 | 0
[10 empty] | 0 | 0 | 0 | 0 | 0 | 0 | 0 | 0 | 0 | 0 | 0 | 0 | 0 | 0 | 0 | 0 | 0 | 0 | 0 | 0 | 0 | 0 | 0 | 0 | 0 | 0 | 0 | 0
[10 empty] | 0 | 0 | 0 | 0 | 0 | 0 | 0 | 0 | 0 | 0 | 0 | 0 | 0 | 0 | 0 | 0 | 0 | 0 | 0 | 0 | 0 | 0 | 0 | 0 | 0 | 0 | 0 | 0
[10 empty] | 0 | 0 | 0 | 0 | 0 | 0 | 0 | 0 | 0 | 0 | 0 | 0 | 0 | 0 | 0 | 0 | 0 | 0 | 0 | 0 | 0 | 0 | 0 | 0 | 0 | 0 | 0 | 0
[10 empty] | 0 | 0 | 0 | 0 | 0 | 0 | 0 | 0 | 0 | 0 | 0 | 0 | 0 | 0 | 0 | 0 | 0 | 0 | 0 | 0 | 0 | 0 | 0 | 0 | 0 | 0 | 0 | 0
[10 empty] | 0 | 0 | 0 | 0 | 0 | 0 | 0 | 0 | 0 | 0 | 0 | 0 | 0 | 0 | 0 | 0 | 0 | 0 | 0 | 0 | 0 | 0 | 0 | 0 | 0 | 0 | 0 | 0
[10 empty] | 0 | 0 | 0 | 0 | 0 | 0 | 0 | 0 | 0 | 0 | 0 | 0 | 0 | 0 | 0 | 0 | 0 | 0 | 0 | 0 | 0 | 0 | 0 | 0 | 0 | 0 | 0 | 0
[10 empty] | 0 | 0 | 0 | 0 | 0 | 0 | 0 | 0 | 0 | 0 | 0 | 0 | 0 | 0 | 0 | 0 | 0 | 0 | 0 | 0 | 0 | 0 | 0 | 0 | 0 | 0 | 0 | 0
[10 empty] | 0 | 0 | 0 | 0 | 0 | 0 | 0 | 0 | 0 | 0 | 0 | 0 | 0 | 0 | 0 | 0 | 0 | 0 | 0 | 0 | 0 | 0 | 0 | 0 | 0 | 0 | 0 | 0
[10 empty] | 0 | 0 | 0 | 0 | 0 | 0 | 0 | 0 | 0 | 0 | 0 | 0 | 0 | 0 | 0 | 0 | 0 | 0 | 0 | 0 | 0 | 0 | 0 | 0 | 0 | 0 | 0 | 0
[10 empty] | 0 | 0 | 0 | 0 | 0 | 0 | 0 | 0 | 0 | 0 | 0 | 0 | 0 | 0 | 0 | 0 | 0 | 0 | 0 | 0 | 0 | 0 | 0 | 0 | 0 | 0 | 0 | 0
[10 empty] | 0 | 0 | 0 | 0 | 0 | 0 | 0 | 0 | 0 | 0 | 0 | 0 | 0 | 0 | 0 | 0 | 0 | 0 | 0 | 0 | 0 | 0 | 0 | 0 | 0 | 0 | 0 | 0
[10 empty] | 0 | 0 | 0 | 0 | 0 | 0 | 0 | 0 | 0 | 0 | 0 | 0 | 0 | 0 | 0 | 0 | 0 | 0 | 0 | 0 | 0 | 0 | 0 | 0 | 0 | 0 | 0 | 0
[10 empty] | 0 | 0 | 0 | 0 | 0 | 0 | 0 | 0 | 0 | 0 | 0 | 0 | 0 | 0 | 0 | 0 | 0 | 0 | 0 | 0 | 0 | 0 | 0 | 0 | 0 | 0 | 0 | 0
[10 empty] | 0 | 0 | 0 | 0 | 0 | 0 | 0 | 0 | 0 | 0 | 0 | 0 | 0 | 0 | 0 | 0 | 0 | 0 | 0 | 0 | 0 | 0 | 0 | 0 | 0 | 0 | 0 | 0
[10 empty] | 0 | 0 | 0 | 0 | 0 | 0 | 0 | 0 | 0 | 0 | 0 | 0 | 0 | 0 | 0 | 0 | 0 | 0 | 0 | 0 | 0 | 0 | 0 | 0 | 0 | 0 | 0 | 0
[10 empty] | 0 | 0 | 0 | 0 | 0 | 0 | 0 | 0 | 0 | 0 | 0 | 0 | 0 | 0 | 0 | 0 | 0 | 0 | 0 | 0 | 0 | 0 | 0 | 0 | 0 | 0 | 0 | 0
[10 empty] | 0 | 0 | 0 | 0 | 0 | 0 | 0 | 0 | 0 | 0 | 0 | 0 | 0 | 0 | 0 | 0 | 0 | 0 | 0 | 0 | 0 | 0 | 0 | 0 | 0 | 0 | 0 | 0
[10 empty] | 0 | 0 | 0 | 0 | 0 | 0 | 0 | 0 | 0 | 0 | 0 | 0 | 0 | 0 | 0 | 0 | 0 | 0 | 0 | 0 | 0 | 0 | 0 | 0 | 0 | 0 | 0 | 0
[10 empty] | 0 | 0 | 0 | 0 | 0 | 0 | 0 | 0 | 0 | 0 | 0 | 0 | 0 | 0 | 0 | 0 | 0 | 0 | 0 | 0 | 0 | 0 | 0 | 0 | 0 | 0 | 0 | 0
[10 empty] | 0 | 0 | 0 | 0 | 0 | 0 | 0 | 0 | 0 | 0 | 0 | 0 | 0 | 0 | 0 | 0 | 0 | 0 | 0 | 0 | 0 | 0 | 0 | 0 | 0 | 0 | 0 | 0
[10 empty] | 0 | 0 | 0 | 0 | 0 | 0 | 0 | 0 | 0 | 0 | 0 | 0 | 0 | 0 | 0 | 0 | 0 | 0 | 0 | 0 | 0 | 0 | 0 | 0 | 0 | 0 | 0 | 0
[10 empty] | 0 | 0 | 0 | 0 | 0 | 0 | 0 | 0 | 0 | 0 | 0 | 0 | 0 | 0 | 0 | 0 | 0 | 0 | 0 | 0 | 0 | 0 | 0 | 0 | 0 | 0 | 0 | 0
[10 empty] | 0 | 0 | 0 | 0 | 0 | 0 | 0 | 0 | 0 | 0 | 0 | 0 | 0 | 0 | 0 | 0 | 0 | 0 | 0 | 0 | 0 | 0 | 0 | 0 | 0 | 0 | 0 | 0
[10 empty] | 0 | 0 | 0 | 0 | 0 | 0 | 0 | 0 | 0 | 0 | 0 | 0 | 0 | 0 | 0 | 0 | 0 | 0 | 0 | 0 | 0 | 0 | 0 | 0 | 0 | 0 | 0 | 0
[10 empty] | 0 | 0 | 0 | 0 | 0 | 0 | 0 | 0 | 0 | 0 | 0 | 0 | 0 | 0 | 0 | 0 | 0 | 0 | 0 | 0 | 0 | 0 | 0 | 0 | 0 | 0 | 0 | 0
[10 empty] | 0 | 0 | 0 | 0 | 0 | 0 | 0 | 0 | 0 | 0 | 0 | 0 | 0 | 0 | 0 | 0 | 0 | 0 | 0 | 0 | 0 | 0 | 0 | 0 | 0 | 0 | 0 | 0
[10 empty] | 0 | 0 | 0 | 0 | 0 | 0 | 0 | 0 | 0 | 0 | 0 | 0 | 0 | 0 | 0 | 0 | 0 | 0 | 0 | 0 | 0 | 0 | 0 | 0 | 0 | 0 | 0 | 0
[10 empty] | 0 | 0 | 0 | 0 | 0 | 0 | 0 | 0 | 0 | 0 | 0 | 0 | 0 | 0 | 0 | 0 | 0 | 0 | 0 | 0 | 0 | 0 | 0 | 0 | 0 | 0 | 0 | 0
[10 empty] | 0 | 0 | 0 | 0 | 0 | 0 | 0 | 0 | 0 | 0 | 0 | 0 | 0 | 0 | 0 | 0 | 0 | 0 | 0 | 0 | 0 | 0 | 0 | 0 | 0 | 0 | 0 | 0
[10 empty] | 0 | 0 | 0 | 0 | 0 | 0 | 0 | 0 | 0 | 0 | 0 | 0 | 0 | 0 | 0 | 0 | 0 | 0 | 0 | 0 | 0 | 0 | 0 | 0 | 0 | 0 | 0 | 0
[10 empty] | 0 | 0 | 0 | 0 | 0 | 0 | 0 | 0 | 0 | 0 | 0 | 0 | 0 | 0 | 0 | 0 | 0 | 0 | 0 | 0 | 0 | 0 | 0 | 0 | 0 | 0 | 0 | 0
[10 empty] | 0 | 0 | 0 | 0 | 0 | 0 | 0 | 0 | 0 | 0 | 0 | 0 | 0 | 0 | 0 | 0 | 0 | 0 | 0 | 0 | 0 | 0 | 0 | 0 | 0 | 0 | 0 | 0
[10 empty] | 0 | 0 | 0 | 0 | 0 | 0 | 0 | 0 | 0 | 0 | 0 | 0 | 0 | 0 | 0 | 0 | 0 | 0 | 0 | 0 | 0 | 0 | 0 | 0 | 0 | 0 | 0 | 0
[10 empty] | 0 | 0 | 0 | 0 | 0 | 0 | 0 | 0 | 0 | 0 | 0 | 0 | 0 | 0 | 0 | 0 | 0 | 0 | 0 | 0 | 0 | 0 | 0 | 0 | 0 | 0 | 0 | 0
[10 empty] | 0 | 0 | 0 | 0 | 0 | 0 | 0 | 0 | 0 | 0 | 0 | 0 | 0 | 0 | 0 | 0 | 0 | 0 | 0 | 0 | 0 | 0 | 0 | 0 | 0 | 0 | 0 | 0
[10 empty] | 0 | 0 | 0 | 0 | 0 | 0 | 0 | 0 | 0 | 0 | 0 | 0 | 0 | 0 | 0 | 0 | 0 | 0 | 0 | 0 | 0 | 0 | 0 | 0 | 0 | 0 | 0 | 0
[10 empty] | 0 | 0 | 0 | 0 | 0 | 0 | 0 | 0 | 0 | 0 | 0 | 0 | 0 | 0 | 0 | 0 | 0 | 0 | 0 | 0 | 0 | 0 | 0 | 0 | 0 | 0 | 0 | 0
[10 empty] | 0 | 0 | 0 | 0 | 0 | 0 | 0 | 0 | 0 | 0 | 0 | 0 | 0 | 0 | 0 | 0 | 0 | 0 | 0 | 0 | 0 | 0 | 0 | 0 | 0 | 0 | 0 | 0
[10 empty] | 0 | 0 | 0 | 0 | 0 | 0 | 0 | 0 | 0 | 0 | 0 | 0 | 0 | 0 | 0 | 0 | 0 | 0 | 0 | 0 | 0 | 0 | 0 | 0 | 0 | 0 | 0 | 0
[10 empty] | 0 | 0 | 0 | 0 | 0 | 0 | 0 | 0 | 0 | 0 | 0 | 0 | 0 | 0 | 0 | 0 | 0 | 0 | 0 | 0 | 0 | 0 | 0 | 0 | 0 | 0 | 0 | 0
[10 empty] | 0 | 0 | 0 | 0 | 0 | 0 | 0 | 0 | 0 | 0 | 0 | 0 | 0 | 0 | 0 | 0 | 0 | 0 | 0 | 0 | 0 | 0 | 0 | 0 | 0 | 0 | 0 | 0
[10 empty] | 0 | 0 | 0 | 0 | 0 | 0 | 0 | 0 | 0 | 0 | 0 | 0 | 0 | 0 | 0 | 0 | 0 | 0 | 0 | 0 | 0 | 0 | 0 | 0 | 0 | 0 | 0 | 0
[10 empty] | 0 | 0 | 0 | 0 | 0 | 0 | 0 | 0 | 0 | 0 | 0 | 0 | 0 | 0 | 0 | 0 | 0 | 0 | 0 | 0 | 0 | 0 | 0 | 0 | 0 | 0 | 0 | 0
[10 empty] | 0 | 0 | 0 | 0 | 0 | 0 | 0 | 0 | 0 | 0 | 0 | 0 | 0 | 0 | 0 | 0 | 0 | 0 | 0 | 0 | 0 | 0 | 0 | 0 | 0 | 0 | 0 | 0
[10 empty] | 0 | 0 | 0 | 0 | 0 | 0 | 0 | 0 | 0 | 0 | 0 | 0 | 0 | 0 | 0 | 0 | 0 | 0 | 0 | 0 | 0 | 0 | 0 | 0 | 0 | 0 | 0 | 0
[10 empty] | 0 | 0 | 0 | 0 | 0 | 0 | 0 | 0 | 0 | 0 | 0 | 0 | 0 | 0 | 0 | 0 | 0 | 0 | 0 | 0 | 0 | 0 | 0 | 0 | 0 | 0 | 0 | 0
[10 empty] | 0 | 0 | 0 | 0 | 0 | 0 | 0 | 0 | 0 | 0 | 0 | 0 | 0 | 0 | 0 | 0 | 0 | 0 | 0 | 0 | 0 | 0 | 0 | 0 | 0 | 0 | 0 | 0
[10 empty] | 0 | 0 | 0 | 0 | 0 | 0 | 0 | 0 | 0 | 0 | 0 | 0 | 0 | 0 | 0 | 0 | 0 | 0 | 0 | 0 | 0 | 0 | 0 | 0 | 0 | 0 | 0 | 0
[10 empty] | 0 | 0 | 0 | 0 | 0 | 0 | 0 | 0 | 0 | 0 | 0 | 0 | 0 | 0 | 0 | 0 | 0 | 0 | 0 | 0 | 0 | 0 | 0 | 0 | 0 | 0 | 0 | 0
[10 empty] | 0 | 0 | 0 | 0 | 0 | 0 | 0 | 0 | 0 | 0 | 0 | 0 | 0 | 0 | 0 | 0 | 0 | 0 | 0 | 0 | 0 | 0 | 0 | 0 | 0 | 0 | 0 | 0
[10 empty] | 0 | 0 | 0 | 0 | 0 | 0 | 0 | 0 | 0 | 0 | 0 | 0 | 0 | 0 | 0 | 0 | 0 | 0 | 0 | 0 | 0 | 0 | 0 | 0 | 0 | 0 | 0 | 0
[10 empty] | 0 | 0 | 0 | 0 | 0 | 0 | 0 | 0 | 0 | 0 | 0 | 0 | 0 | 0 | 0 | 0 | 0 | 0 | 0 | 0 | 0 | 0 | 0 | 0 | 0 | 0 | 0 | 0
[10 empty] | 0 | 0 | 0 | 0 | 0 | 0 | 0 | 0 | 0 | 0 | 0 | 0 | 0 | 0 | 0 | 0 | 0 | 0 | 0 | 0 | 0 | 0 | 0 | 0 | 0 | 0 | 0 | 0
[10 empty] | 0 | 0 | 0 | 0 | 0 | 0 | 0 | 0 | 0 | 0 | 0 | 0 | 0 | 0 | 0 | 0 | 0 | 0 | 0 | 0 | 0 | 0 | 0 | 0 | 0 | 0 | 0 | 0
[10 empty] | 0 | 0 | 0 | 0 | 0 | 0 | 0 | 0 | 0 | 0 | 0 | 0 | 0 | 0 | 0 | 0 | 0 | 0 | 0 | 0 | 0 | 0 | 0 | 0 | 0 | 0 | 0 | 0
[10 empty] | 0 | 0 | 0 | 0 | 0 | 0 | 0 | 0 | 0 | 0 | 0 | 0 | 0 | 0 | 0 | 0 | 0 | 0 | 0 | 0 | 0 | 0 | 0 | 0 | 0 | 0 | 0 | 0
[10 empty] | 0 | 0 | 0 | 0 | 0 | 0 | 0 | 0 | 0 | 0 | 0 | 0 | 0 | 0 | 0 | 0 | 0 | 0 | 0 | 0 | 0 | 0 | 0 | 0 | 0 | 0 | 0 | 0
[10 empty] | 0 | 0 | 0 | 0 | 0 | 0 | 0 | 0 | 0 | 0 | 0 | 0 | 0 | 0 | 0 | 0 | 0 | 0 | 0 | 0 | 0 | 0 | 0 | 0 | 0 | 0 | 0 | 0
[10 empty] | 0 | 0 | 0 | 0 | 0 | 0 | 0 | 0 | 0 | 0 | 0 | 0 | 0 | 0 | 0 | 0 | 0 | 0 | 0 | 0 | 0 | 0 | 0 | 0 | 0 | 0 | 0 | 0
[10 empty] | 0 | 0 | 0 | 0 | 0 | 0 | 0 | 0 | 0 | 0 | 0 | 0 | 0 | 0 | 0 | 0 | 0 | 0 | 0 | 0 | 0 | 0 | 0 | 0 | 0 | 0 | 0 | 0
[10 empty] | 0 | 0 | 0 | 0 | 0 | 0 | 0 | 0 | 0 | 0 | 0 | 0 | 0 | 0 | 0 | 0 | 0 | 0 | 0 | 0 | 0 | 0 | 0 | 0 | 0 | 0 | 0 | 0
[10 empty] | 0 | 0 | 0 | 0 | 0 | 0 | 0 | 0 | 0 | 0 | 0 | 0 | 0 | 0 | 0 | 0 | 0 | 0 | 0 | 0 | 0 | 0 | 0 | 0 | 0 | 0 | 0 | 0
[10 empty] | 0 | 0 | 0 | 0 | 0 | 0 | 0 | 0 | 0 | 0 | 0 | 0 | 0 | 0 | 0 | 0 | 0 | 0 | 0 | 0 | 0 | 0 | 0 | 0 | 0 | 0 | 0 | 0
[10 empty] | 0 | 0 | 0 | 0 | 0 | 0 | 0 | 0 | 0 | 0 | 0 | 0 | 0 | 0 | 0 | 0 | 0 | 0 | 0 | 0 | 0 | 0 | 0 | 0 | 0 | 0 | 0 | 0
[10 empty] | 0 | 0 | 0 | 0 | 0 | 0 | 0 | 0 | 0 | 0 | 0 | 0 | 0 | 0 | 0 | 0 | 0 | 0 | 0 | 0 | 0 | 0 | 0 | 0 | 0 | 0 | 0 | 0
[10 empty] | 0 | 0 | 0 | 0 | 0 | 0 | 0 | 0 | 0 | 0 | 0 | 0 | 0 | 0 | 0 | 0 | 0 | 0 | 0 | 0 | 0 | 0 | 0 | 0 | 0 | 0 | 0 | 0
[10 empty] | 0 | 0 | 0 | 0 | 0 | 0 | 0 | 0 | 0 | 0 | 0 | 0 | 0 | 0 | 0 | 0 | 0 | 0 | 0 | 0 | 0 | 0 | 0 | 0 | 0 | 0 | 0 | 0
[10 empty] | 0 | 0 | 0 | 0 | 0 | 0 | 0 | 0 | 0 | 0 | 0 | 0 | 0 | 0 | 0 | 0 | 0 | 0 | 0 | 0 | 0 | 0 | 0 | 0 | 0 | 0 | 0 | 0
[10 empty] | 0 | 0 | 0 | 0 | 0 | 0 | 0 | 0 | 0 | 0 | 0 | 0 | 0 | 0 | 0 | 0 | 0 | 0 | 0 | 0 | 0 | 0 | 0 | 0 | 0 | 0 | 0 | 0
[10 empty] | 0 | 0 | 0 | 0 | 0 | 0 | 0 | 0 | 0 | 0 | 0 | 0 | 0 | 0 | 0 | 0 | 0 | 0 | 0 | 0 | 0 | 0 | 0 | 0 | 0 | 0 | 0 | 0
[10 empty] | 0 | 0 | 0 | 0 | 0 | 0 | 0 | 0 | 0 | 0 | 0 | 0 | 0 | 0 | 0 | 0 | 0 | 0 | 0 | 0 | 0 | 0 | 0 | 0 | 0 | 0 | 0 | 0
[10 empty] | 0 | 0 | 0 | 0 | 0 | 0 | 0 | 0 | 0 | 0 | 0 | 0 | 0 | 0 | 0 | 0 | 0 | 0 | 0 | 0 | 0 | 0 | 0 | 0 | 0 | 0 | 0 | 0
[10 empty] | 0 | 0 | 0 | 0 | 0 | 0 | 0 | 0 | 0 | 0 | 0 | 0 | 0 | 0 | 0 | 0 | 0 | 0 | 0 | 0 | 0 | 0 | 0 | 0 | 0 | 0 | 0 | 0
[10 empty] | 0 | 0 | 0 | 0 | 0 | 0 | 0 | 0 | 0 | 0 | 0 | 0 | 0 | 0 | 0 | 0 | 0 | 0 | 0 | 0 | 0 | 0 | 0 | 0 | 0 | 0 | 0 | 0
[10 empty] | 0 | 0 | 0 | 0 | 0 | 0 | 0 | 0 | 0 | 0 | 0 | 0 | 0 | 0 | 0 | 0 | 0 | 0 | 0 | 0 | 0 | 0 | 0 | 0 | 0 | 0 | 0 | 0
[10 empty] | 0 | 0 | 0 | 0 | 0 | 0 | 0 | 0 | 0 | 0 | 0 | 0 | 0 | 0 | 0 | 0 | 0 | 0 | 0 | 0 | 0 | 0 | 0 | 0 | 0 | 0 | 0 | 0
[10 empty] | 0 | 0 | 0 | 0 | 0 | 0 | 0 | 0 | 0 | 0 | 0 | 0 | 0 | 0 | 0 | 0 | 0 | 0 | 0 | 0 | 0 | 0 | 0 | 0 | 0 | 0 | 0 | 0
[10 empty] | 0 | 0 | 0 | 0 | 0 | 0 | 0 | 0 | 0 | 0 | 0 | 0 | 0 | 0 | 0 | 0 | 0 | 0 | 0 | 0 | 0 | 0 | 0 | 0 | 0 | 0 | 0 | 0
[10 empty] | 0 | 0 | 0 | 0 | 0 | 0 | 0 | 0 | 0 | 0 | 0 | 0 | 0 | 0 | 0 | 0 | 0 | 0 | 0 | 0 | 0 | 0 | 0 | 0 | 0 | 0 | 0 | 0
[10 empty] | 0 | 0 | 0 | 0 | 0 | 0 | 0 | 0 | 0 | 0 | 0 | 0 | 0 | 0 | 0 | 0 | 0 | 0 | 0 | 0 | 0 | 0 | 0 | 0 | 0 | 0 | 0 | 0
[10 empty] | 0 | 0 | 0 | 0 | 0 | 0 | 0 | 0 | 0 | 0 | 0 | 0 | 0 | 0 | 0 | 0 | 0 | 0 | 0 | 0 | 0 | 0 | 0 | 0 | 0 | 0 | 0 | 0
[10 empty] | 0 | 0 | 0 | 0 | 0 | 0 | 0 | 0 | 0 | 0 | 0 | 0 | 0 | 0 | 0 | 0 | 0 | 0 | 0 | 0 | 0 | 0 | 0 | 0 | 0 | 0 | 0 | 0
[10 empty] | 0 | 0 | 0 | 0 | 0 | 0 | 0 | 0 | 0 | 0 | 0 | 0 | 0 | 0 | 0 | 0 | 0 | 0 | 0 | 0 | 0 | 0 | 0 | 0 | 0 | 0 | 0 | 0
[10 empty] | 0 | 0 | 0 | 0 | 0 | 0 | 0 | 0 | 0 | 0 | 0 | 0 | 0 | 0 | 0 | 0 | 0 | 0 | 0 | 0 | 0 | 0 | 0 | 0 | 0 | 0 | 0 | 0
[10 empty] | 0 | 0 | 0 | 0 | 0 | 0 | 0 | 0 | 0 | 0 | 0 | 0 | 0 | 0 | 0 | 0 | 0 | 0 | 0 | 0 | 0 | 0 | 0 | 0 | 0 | 0 | 0 | 0
[10 empty] | 0 | 0 | 0 | 0 | 0 | 0 | 0 | 0 | 0 | 0 | 0 | 0 | 0 | 0 | 0 | 0 | 0 | 0 | 0 | 0 | 0 | 0 | 0 | 0 | 0 | 0 | 0 | 0
[10 empty] | 0 | 0 | 0 | 0 | 0 | 0 | 0 | 0 | 0 | 0 | 0 | 0 | 0 | 0 | 0 | 0 | 0 | 0 | 0 | 0 | 0 | 0 | 0 | 0 | 0 | 0 | 0 | 0
[10 empty] | 0 | 0 | 0 | 0 | 0 | 0 | 0 | 0 | 0 | 0 | 0 | 0 | 0 | 0 | 0 | 0 | 0 | 0 | 0 | 0 | 0 | 0 | 0 | 0 | 0 | 0 | 0 | 0
[10 empty] | 0 | 0 | 0 | 0 | 0 | 0 | 0 | 0 | 0 | 0 | 0 | 0 | 0 | 0 | 0 | 0 | 0 | 0 | 0 | 0 | 0 | 0 | 0 | 0 | 0 | 0 | 0 | 0
[10 empty] | 0 | 0 | 0 | 0 | 0 | 0 | 0 | 0 | 0 | 0 | 0 | 0 | 0 | 0 | 0 | 0 | 0 | 0 | 0 | 0 | 0 | 0 | 0 | 0 | 0 | 0 | 0 | 0
[10 empty] | 0 | 0 | 0 | 0 | 0 | 0 | 0 | 0 | 0 | 0 | 0 | 0 | 0 | 0 | 0 | 0 | 0 | 0 | 0 | 0 | 0 | 0 | 0 | 0 | 0 | 0 | 0 | 0
[10 empty] | 0 | 0 | 0 | 0 | 0 | 0 | 0 | 0 | 0 | 0 | 0 | 0 | 0 | 0 | 0 | 0 | 0 | 0 | 0 | 0 | 0 | 0 | 0 | 0 | 0 | 0 | 0 | 0
[10 empty] | 0 | 0 | 0 | 0 | 0 | 0 | 0 | 0 | 0 | 0 | 0 | 0 | 0 | 0 | 0 | 0 | 0 | 0 | 0 | 0 | 0 | 0 | 0 | 0 | 0 | 0 | 0 | 0
[10 empty] | 0 | 0 | 0 | 0 | 0 | 0 | 0 | 0 | 0 | 0 | 0 | 0 | 0 | 0 | 0 | 0 | 0 | 0 | 0 | 0 | 0 | 0 | 0 | 0 | 0 | 0 | 0 | 0
[10 empty] | 0 | 0 | 0 | 0 | 0 | 0 | 0 | 0 | 0 | 0 | 0 | 0 | 0 | 0 | 0 | 0 | 0 | 0 | 0 | 0 | 0 | 0 | 0 | 0 | 0 | 0 | 0 | 0
[10 empty] | 0 | 0 | 0 | 0 | 0 | 0 | 0 | 0 | 0 | 0 | 0 | 0 | 0 | 0 | 0 | 0 | 0 | 0 | 0 | 0 | 0 | 0 | 0 | 0 | 0 | 0 | 0 | 0
[10 empty] | 0 | 0 | 0 | 0 | 0 | 0 | 0 | 0 | 0 | 0 | 0 | 0 | 0 | 0 | 0 | 0 | 0 | 0 | 0 | 0 | 0 | 0 | 0 | 0 | 0 | 0 | 0 | 0
[10 empty] | 0 | 0 | 0 | 0 | 0 | 0 | 0 | 0 | 0 | 0 | 0 | 0 | 0 | 0 | 0 | 0 | 0 | 0 | 0 | 0 | 0 | 0 | 0 | 0 | 0 | 0 | 0 | 0
[10 empty] | 0 | 0 | 0 | 0 | 0 | 0 | 0 | 0 | 0 | 0 | 0 | 0 | 0 | 0 | 0 | 0 | 0 | 0 | 0 | 0 | 0 | 0 | 0 | 0 | 0 | 0 | 0 | 0
[10 empty] | 0 | 0 | 0 | 0 | 0 | 0 | 0 | 0 | 0 | 0 | 0 | 0 | 0 | 0 | 0 | 0 | 0 | 0 | 0 | 0 | 0 | 0 | 0 | 0 | 0 | 0 | 0 | 0
[10 empty] | 0 | 0 | 0 | 0 | 0 | 0 | 0 | 0 | 0 | 0 | 0 | 0 | 0 | 0 | 0 | 0 | 0 | 0 | 0 | 0 | 0 | 0 | 0 | 0 | 0 | 0 | 0 | 0
[10 empty] | 0 | 0 | 0 | 0 | 0 | 0 | 0 | 0 | 0 | 0 | 0 | 0 | 0 | 0 | 0 | 0 | 0 | 0 | 0 | 0 | 0 | 0 | 0 | 0 | 0 | 0 | 0 | 0
[10 empty] | 0 | 0 | 0 | 0 | 0 | 0 | 0 | 0 | 0 | 0 | 0 | 0 | 0 | 0 | 0 | 0 | 0 | 0 | 0 | 0 | 0 | 0 | 0 | 0 | 0 | 0 | 0 | 0
[10 empty] | 0 | 0 | 0 | 0 | 0 | 0 | 0 | 0 | 0 | 0 | 0 | 0 | 0 | 0 | 0 | 0 | 0 | 0 | 0 | 0 | 0 | 0 | 0 | 0 | 0 | 0 | 0 | 0
[10 empty] | 0 | 0 | 0 | 0 | 0 | 0 | 0 | 0 | 0 | 0 | 0 | 0 | 0 | 0 | 0 | 0 | 0 | 0 | 0 | 0 | 0 | 0 | 0 | 0 | 0 | 0 | 0 | 0
[10 empty] | 0 | 0 | 0 | 0 | 0 | 0 | 0 | 0 | 0 | 0 | 0 | 0 | 0 | 0 | 0 | 0 | 0 | 0 | 0 | 0 | 0 | 0 | 0 | 0 | 0 | 0 | 0 | 0
[10 empty] | 0 | 0 | 0 | 0 | 0 | 0 | 0 | 0 | 0 | 0 | 0 | 0 | 0 | 0 | 0 | 0 | 0 | 0 | 0 | 0 | 0 | 0 | 0 | 0 | 0 | 0 | 0 | 0
[10 empty] | 0 | 0 | 0 | 0 | 0 | 0 | 0 | 0 | 0 | 0 | 0 | 0 | 0 | 0 | 0 | 0 | 0 | 0 | 0 | 0 | 0 | 0 | 0 | 0 | 0 | 0 | 0 | 0
[10 empty] | 0 | 0 | 0 | 0 | 0 | 0 | 0 | 0 | 0 | 0 | 0 | 0 | 0 | 0 | 0 | 0 | 0 | 0 | 0 | 0 | 0 | 0 | 0 | 0 | 0 | 0 | 0 | 0
[10 empty] | 0 | 0 | 0 | 0 | 0 | 0 | 0 | 0 | 0 | 0 | 0 | 0 | 0 | 0 | 0 | 0 | 0 | 0 | 0 | 0 | 0 | 0 | 0 | 0 | 0 | 0 | 0 | 0
[10 empty] | 0 | 0 | 0 | 0 | 0 | 0 | 0 | 0 | 0 | 0 | 0 | 0 | 0 | 0 | 0 | 0 | 0 | 0 | 0 | 0 | 0 | 0 | 0 | 0 | 0 | 0 | 0 | 0
[10 empty] | 0 | 0 | 0 | 0 | 0 | 0 | 0 | 0 | 0 | 0 | 0 | 0 | 0 | 0 | 0 | 0 | 0 | 0 | 0 | 0 | 0 | 0 | 0 | 0 | 0 | 0 | 0 | 0
[10 empty] | 0 | 0 | 0 | 0 | 0 | 0 | 0 | 0 | 0 | 0 | 0 | 0 | 0 | 0 | 0 | 0 | 0 | 0 | 0 | 0 | 0 | 0 | 0 | 0 | 0 | 0 | 0 | 0
[10 empty] | 0 | 0 | 0 | 0 | 0 | 0 | 0 | 0 | 0 | 0 | 0 | 0 | 0 | 0 | 0 | 0 | 0 | 0 | 0 | 0 | 0 | 0 | 0 | 0 | 0 | 0 | 0 | 0
[10 empty] | 0 | 0 | 0 | 0 | 0 | 0 | 0 | 0 | 0 | 0 | 0 | 0 | 0 | 0 | 0 | 0 | 0 | 0 | 0 | 0 | 0 | 0 | 0 | 0 | 0 | 0 | 0 | 0
[10 empty] | 0 | 0 | 0 | 0 | 0 | 0 | 0 | 0 | 0 | 0 | 0 | 0 | 0 | 0 | 0 | 0 | 0 | 0 | 0 | 0 | 0 | 0 | 0 | 0 | 0 | 0 | 0 | 0
[10 empty] | 0 | 0 | 0 | 0 | 0 | 0 | 0 | 0 | 0 | 0 | 0 | 0 | 0 | 0 | 0 | 0 | 0 | 0 | 0 | 0 | 0 | 0 | 0 | 0 | 0 | 0 | 0 | 0
[10 empty] | 0 | 0 | 0 | 0 | 0 | 0 | 0 | 0 | 0 | 0 | 0 | 0 | 0 | 0 | 0 | 0 | 0 | 0 | 0 | 0 | 0 | 0 | 0 | 0 | 0 | 0 | 0 | 0
[10 empty] | 0 | 0 | 0 | 0 | 0 | 0 | 0 | 0 | 0 | 0 | 0 | 0 | 0 | 0 | 0 | 0 | 0 | 0 | 0 | 0 | 0 | 0 | 0 | 0 | 0 | 0 | 0 | 0
[10 empty] | 0 | 0 | 0 | 0 | 0 | 0 | 0 | 0 | 0 | 0 | 0 | 0 | 0 | 0 | 0 | 0 | 0 | 0 | 0 | 0 | 0 | 0 | 0 | 0 | 0 | 0 | 0 | 0
[10 empty] | 0 | 0 | 0 | 0 | 0 | 0 | 0 | 0 | 0 | 0 | 0 | 0 | 0 | 0 | 0 | 0 | 0 | 0 | 0 | 0 | 0 | 0 | 0 | 0 | 0 | 0 | 0 | 0
[10 empty] | 0 | 0 | 0 | 0 | 0 | 0 | 0 | 0 | 0 | 0 | 0 | 0 | 0 | 0 | 0 | 0 | 0 | 0 | 0 | 0 | 0 | 0 | 0 | 0 | 0 | 0 | 0 | 0
[10 empty] | 0 | 0 | 0 | 0 | 0 | 0 | 0 | 0 | 0 | 0 | 0 | 0 | 0 | 0 | 0 | 0 | 0 | 0 | 0 | 0 | 0 | 0 | 0 | 0 | 0 | 0 | 0 | 0
[10 empty] | 0 | 0 | 0 | 0 | 0 | 0 | 0 | 0 | 0 | 0 | 0 | 0 | 0 | 0 | 0 | 0 | 0 | 0 | 0 | 0 | 0 | 0 | 0 | 0 | 0 | 0 | 0 | 0
[10 empty] | 0 | 0 | 0 | 0 | 0 | 0 | 0 | 0 | 0 | 0 | 0 | 0 | 0 | 0 | 0 | 0 | 0 | 0 | 0 | 0 | 0 | 0 | 0 | 0 | 0 | 0 | 0 | 0
[10 empty] | 0 | 0 | 0 | 0 | 0 | 0 | 0 | 0 | 0 | 0 | 0 | 0 | 0 | 0 | 0 | 0 | 0 | 0 | 0 | 0 | 0 | 0 | 0 | 0 | 0 | 0 | 0 | 0
[10 empty] | 0 | 0 | 0 | 0 | 0 | 0 | 0 | 0 | 0 | 0 | 0 | 0 | 0 | 0 | 0 | 0 | 0 | 0 | 0 | 0 | 0 | 0 | 0 | 0 | 0 | 0 | 0 | 0
[10 empty] | 0 | 0 | 0 | 0 | 0 | 0 | 0 | 0 | 0 | 0 | 0 | 0 | 0 | 0 | 0 | 0 | 0 | 0 | 0 | 0 | 0 | 0 | 0 | 0 | 0 | 0 | 0 | 0
[10 empty] | 0 | 0 | 0 | 0 | 0 | 0 | 0 | 0 | 0 | 0 | 0 | 0 | 0 | 0 | 0 | 0 | 0 | 0 | 0 | 0 | 0 | 0 | 0 | 0 | 0 | 0 | 0 | 0
[10 empty] | 0 | 0 | 0 | 0 | 0 | 0 | 0 | 0 | 0 | 0 | 0 | 0 | 0 | 0 | 0 | 0 | 0 | 0 | 0 | 0 | 0 | 0 | 0 | 0 | 0 | 0 | 0 | 0
[10 empty] | 0 | 0 | 0 | 0 | 0 | 0 | 0 | 0 | 0 | 0 | 0 | 0 | 0 | 0 | 0 | 0 | 0 | 0 | 0 | 0 | 0 | 0 | 0 | 0 | 0 | 0 | 0 | 0
[10 empty] | 0 | 0 | 0 | 0 | 0 | 0 | 0 | 0 | 0 | 0 | 0 | 0 | 0 | 0 | 0 | 0 | 0 | 0 | 0 | 0 | 0 | 0 | 0 | 0 | 0 | 0 | 0 | 0
[10 empty] | 0 | 0 | 0 | 0 | 0 | 0 | 0 | 0 | 0 | 0 | 0 | 0 | 0 | 0 | 0 | 0 | 0 | 0 | 0 | 0 | 0 | 0 | 0 | 0 | 0 | 0 | 0 | 0
[10 empty] | 0 | 0 | 0 | 0 | 0 | 0 | 0 | 0 | 0 | 0 | 0 | 0 | 0 | 0 | 0 | 0 | 0 | 0 | 0 | 0 | 0 | 0 | 0 | 0 | 0 | 0 | 0 | 0
[10 empty] | 0 | 0 | 0 | 0 | 0 | 0 | 0 | 0 | 0 | 0 | 0 | 0 | 0 | 0 | 0 | 0 | 0 | 0 | 0 | 0 | 0 | 0 | 0 | 0 | 0 | 0 | 0 | 0
[10 empty] | 0 | 0 | 0 | 0 | 0 | 0 | 0 | 0 | 0 | 0 | 0 | 0 | 0 | 0 | 0 | 0 | 0 | 0 | 0 | 0 | 0 | 0 | 0 | 0 | 0 | 0 | 0 | 0
[10 empty] | 0 | 0 | 0 | 0 | 0 | 0 | 0 | 0 | 0 | 0 | 0 | 0 | 0 | 0 | 0 | 0 | 0 | 0 | 0 | 0 | 0 | 0 | 0 | 0 | 0 | 0 | 0 | 0
[10 empty] | 0 | 0 | 0 | 0 | 0 | 0 | 0 | 0 | 0 | 0 | 0 | 0 | 0 | 0 | 0 | 0 | 0 | 0 | 0 | 0 | 0 | 0 | 0 | 0 | 0 | 0 | 0 | 0
[10 empty] | 0 | 0 | 0 | 0 | 0 | 0 | 0 | 0 | 0 | 0 | 0 | 0 | 0 | 0 | 0 | 0 | 0 | 0 | 0 | 0 | 0 | 0 | 0 | 0 | 0 | 0 | 0 | 0
[10 empty] | 0 | 0 | 0 | 0 | 0 | 0 | 0 | 0 | 0 | 0 | 0 | 0 | 0 | 0 | 0 | 0 | 0 | 0 | 0 | 0 | 0 | 0 | 0 | 0 | 0 | 0 | 0 | 0
[10 empty] | 0 | 0 | 0 | 0 | 0 | 0 | 0 | 0 | 0 | 0 | 0 | 0 | 0 | 0 | 0 | 0 | 0 | 0 | 0 | 0 | 0 | 0 | 0 | 0 | 0 | 0 | 0 | 0
[10 empty] | 0 | 0 | 0 | 0 | 0 | 0 | 0 | 0 | 0 | 0 | 0 | 0 | 0 | 0 | 0 | 0 | 0 | 0 | 0 | 0 | 0 | 0 | 0 | 0 | 0 | 0 | 0 | 0
[10 empty] | 0 | 0 | 0 | 0 | 0 | 0 | 0 | 0 | 0 | 0 | 0 | 0 | 0 | 0 | 0 | 0 | 0 | 0 | 0 | 0 | 0 | 0 | 0 | 0 | 0 | 0 | 0 | 0
[10 empty] | 0 | 0 | 0 | 0 | 0 | 0 | 0 | 0 | 0 | 0 | 0 | 0 | 0 | 0 | 0 | 0 | 0 | 0 | 0 | 0 | 0 | 0 | 0 | 0 | 0 | 0 | 0 | 0
[10 empty] | 0 | 0 | 0 | 0 | 0 | 0 | 0 | 0 | 0 | 0 | 0 | 0 | 0 | 0 | 0 | 0 | 0 | 0 | 0 | 0 | 0 | 0 | 0 | 0 | 0 | 0 | 0 | 0
[10 empty] | 0 | 0 | 0 | 0 | 0 | 0 | 0 | 0 | 0 | 0 | 0 | 0 | 0 | 0 | 0 | 0 | 0 | 0 | 0 | 0 | 0 | 0 | 0 | 0 | 0 | 0 | 0 | 0
[10 empty] | 0 | 0 | 0 | 0 | 0 | 0 | 0 | 0 | 0 | 0 | 0 | 0 | 0 | 0 | 0 | 0 | 0 | 0 | 0 | 0 | 0 | 0 | 0 | 0 | 0 | 0 | 0 | 0
[10 empty] | 0 | 0 | 0 | 0 | 0 | 0 | 0 | 0 | 0 | 0 | 0 | 0 | 0 | 0 | 0 | 0 | 0 | 0 | 0 | 0 | 0 | 0 | 0 | 0 | 0 | 0 | 0 | 0
[10 empty] | 0 | 0 | 0 | 0 | 0 | 0 | 0 | 0 | 0 | 0 | 0 | 0 | 0 | 0 | 0 | 0 | 0 | 0 | 0 | 0 | 0 | 0 | 0 | 0 | 0 | 0 | 0 | 0
[10 empty] | 0 | 0 | 0 | 0 | 0 | 0 | 0 | 0 | 0 | 0 | 0 | 0 | 0 | 0 | 0 | 0 | 0 | 0 | 0 | 0 | 0 | 0 | 0 | 0 | 0 | 0 | 0 | 0
[10 empty] | 0 | 0 | 0 | 0 | 0 | 0 | 0 | 0 | 0 | 0 | 0 | 0 | 0 | 0 | 0 | 0 | 0 | 0 | 0 | 0 | 0 | 0 | 0 | 0 | 0 | 0 | 0 | 0
[10 empty] | 0 | 0 | 0 | 0 | 0 | 0 | 0 | 0 | 0 | 0 | 0 | 0 | 0 | 0 | 0 | 0 | 0 | 0 | 0 | 0 | 0 | 0 | 0 | 0 | 0 | 0 | 0 | 0
[10 empty] | 0 | 0 | 0 | 0 | 0 | 0 | 0 | 0 | 0 | 0 | 0 | 0 | 0 | 0 | 0 | 0 | 0 | 0 | 0 | 0 | 0 | 0 | 0 | 0 | 0 | 0 | 0 | 0
[10 empty] | 0 | 0 | 0 | 0 | 0 | 0 | 0 | 0 | 0 | 0 | 0 | 0 | 0 | 0 | 0 | 0 | 0 | 0 | 0 | 0 | 0 | 0 | 0 | 0 | 0 | 0 | 0 | 0
[10 empty] | 0 | 0 | 0 | 0 | 0 | 0 | 0 | 0 | 0 | 0 | 0 | 0 | 0 | 0 | 0 | 0 | 0 | 0 | 0 | 0 | 0 | 0 | 0 | 0 | 0 | 0 | 0 | 0
[10 empty] | 0 | 0 | 0 | 0 | 0 | 0 | 0 | 0 | 0 | 0 | 0 | 0 | 0 | 0 | 0 | 0 | 0 | 0 | 0 | 0 | 0 | 0 | 0 | 0 | 0 | 0 | 0 | 0
[10 empty] | 0 | 0 | 0 | 0 | 0 | 0 | 0 | 0 | 0 | 0 | 0 | 0 | 0 | 0 | 0 | 0 | 0 | 0 | 0 | 0 | 0 | 0 | 0 | 0 | 0 | 0 | 0 | 0
[10 empty] | 0 | 0 | 0 | 0 | 0 | 0 | 0 | 0 | 0 | 0 | 0 | 0 | 0 | 0 | 0 | 0 | 0 | 0 | 0 | 0 | 0 | 0 | 0 | 0 | 0 | 0 | 0 | 0
[10 empty] | 0 | 0 | 0 | 0 | 0 | 0 | 0 | 0 | 0 | 0 | 0 | 0 | 0 | 0 | 0 | 0 | 0 | 0 | 0 | 0 | 0 | 0 | 0 | 0 | 0 | 0 | 0 | 0
[10 empty] | 0 | 0 | 0 | 0 | 0 | 0 | 0 | 0 | 0 | 0 | 0 | 0 | 0 | 0 | 0 | 0 | 0 | 0 | 0 | 0 | 0 | 0 | 0 | 0 | 0 | 0 | 0 | 0
[10 empty] | 0 | 0 | 0 | 0 | 0 | 0 | 0 | 0 | 0 | 0 | 0 | 0 | 0 | 0 | 0 | 0 | 0 | 0 | 0 | 0 | 0 | 0 | 0 | 0 | 0 | 0 | 0 | 0
[10 empty] | 0 | 0 | 0 | 0 | 0 | 0 | 0 | 0 | 0 | 0 | 0 | 0 | 0 | 0 | 0 | 0 | 0 | 0 | 0 | 0 | 0 | 0 | 0 | 0 | 0 | 0 | 0 | 0
[10 empty] | 0 | 0 | 0 | 0 | 0 | 0 | 0 | 0 | 0 | 0 | 0 | 0 | 0 | 0 | 0 | 0 | 0 | 0 | 0 | 0 | 0 | 0 | 0 | 0 | 0 | 0 | 0 | 0
[10 empty] | 0 | 0 | 0 | 0 | 0 | 0 | 0 | 0 | 0 | 0 | 0 | 0 | 0 | 0 | 0 | 0 | 0 | 0 | 0 | 0 | 0 | 0 | 0 | 0 | 0 | 0 | 0 | 0
[10 empty] | 0 | 0 | 0 | 0 | 0 | 0 | 0 | 0 | 0 | 0 | 0 | 0 | 0 | 0 | 0 | 0 | 0 | 0 | 0 | 0 | 0 | 0 | 0 | 0 | 0 | 0 | 0 | 0
[10 empty] | 0 | 0 | 0 | 0 | 0 | 0 | 0 | 0 | 0 | 0 | 0 | 0 | 0 | 0 | 0 | 0 | 0 | 0 | 0 | 0 | 0 | 0 | 0 | 0 | 0 | 0 | 0 | 0
[10 empty] | 0 | 0 | 0 | 0 | 0 | 0 | 0 | 0 | 0 | 0 | 0 | 0 | 0 | 0 | 0 | 0 | 0 | 0 | 0 | 0 | 0 | 0 | 0 | 0 | 0 | 0 | 0 | 0
[10 empty] | 0 | 0 | 0 | 0 | 0 | 0 | 0 | 0 | 0 | 0 | 0 | 0 | 0 | 0 | 0 | 0 | 0 | 0 | 0 | 0 | 0 | 0 | 0 | 0 | 0 | 0 | 0 | 0
[10 empty] | 0 | 0 | 0 | 0 | 0 | 0 | 0 | 0 | 0 | 0 | 0 | 0 | 0 | 0 | 0 | 0 | 0 | 0 | 0 | 0 | 0 | 0 | 0 | 0 | 0 | 0 | 0 | 0
[10 empty] | 0 | 0 | 0 | 0 | 0 | 0 | 0 | 0 | 0 | 0 | 0 | 0 | 0 | 0 | 0 | 0 | 0 | 0 | 0 | 0 | 0 | 0 | 0 | 0 | 0 | 0 | 0 | 0
[10 empty] | 0 | 0 | 0 | 0 | 0 | 0 | 0 | 0 | 0 | 0 | 0 | 0 | 0 | 0 | 0 | 0 | 0 | 0 | 0 | 0 | 0 | 0 | 0 | 0 | 0 | 0 | 0 | 0
[10 empty] | 0 | 0 | 0 | 0 | 0 | 0 | 0 | 0 | 0 | 0 | 0 | 0 | 0 | 0 | 0 | 0 | 0 | 0 | 0 | 0 | 0 | 0 | 0 | 0 | 0 | 0 | 0 | 0
[10 empty] | 0 | 0 | 0 | 0 | 0 | 0 | 0 | 0 | 0 | 0 | 0 | 0 | 0 | 0 | 0 | 0 | 0 | 0 | 0 | 0 | 0 | 0 | 0 | 0 | 0 | 0 | 0 | 0
[10 empty] | 0 | 0 | 0 | 0 | 0 | 0 | 0 | 0 | 0 | 0 | 0 | 0 | 0 | 0 | 0 | 0 | 0 | 0 | 0 | 0 | 0 | 0 | 0 | 0 | 0 | 0 | 0 | 0
[10 empty] | 0 | 0 | 0 | 0 | 0 | 0 | 0 | 0 | 0 | 0 | 0 | 0 | 0 | 0 | 0 | 0 | 0 | 0 | 0 | 0 | 0 | 0 | 0 | 0 | 0 | 0 | 0 | 0
[10 empty] | 0 | 0 | 0 | 0 | 0 | 0 | 0 | 0 | 0 | 0 | 0 | 0 | 0 | 0 | 0 | 0 | 0 | 0 | 0 | 0 | 0 | 0 | 0 | 0 | 0 | 0 | 0 | 0
[10 empty] | 0 | 0 | 0 | 0 | 0 | 0 | 0 | 0 | 0 | 0 | 0 | 0 | 0 | 0 | 0 | 0 | 0 | 0 | 0 | 0 | 0 | 0 | 0 | 0 | 0 | 0 | 0 | 0
[10 empty] | 0 | 0 | 0 | 0 | 0 | 0 | 0 | 0 | 0 | 0 | 0 | 0 | 0 | 0 | 0 | 0 | 0 | 0 | 0 | 0 | 0 | 0 | 0 | 0 | 0 | 0 | 0 | 0
[10 empty] | 0 | 0 | 0 | 0 | 0 | 0 | 0 | 0 | 0 | 0 | 0 | 0 | 0 | 0 | 0 | 0 | 0 | 0 | 0 | 0 | 0 | 0 | 0 | 0 | 0 | 0 | 0 | 0
[10 empty] | 0 | 0 | 0 | 0 | 0 | 0 | 0 | 0 | 0 | 0 | 0 | 0 | 0 | 0 | 0 | 0 | 0 | 0 | 0 | 0 | 0 | 0 | 0 | 0 | 0 | 0 | 0 | 0
[10 empty] | 0 | 0 | 0 | 0 | 0 | 0 | 0 | 0 | 0 | 0 | 0 | 0 | 0 | 0 | 0 | 0 | 0 | 0 | 0 | 0 | 0 | 0 | 0 | 0 | 0 | 0 | 0 | 0
[10 empty] | 0 | 0 | 0 | 0 | 0 | 0 | 0 | 0 | 0 | 0 | 0 | 0 | 0 | 0 | 0 | 0 | 0 | 0 | 0 | 0 | 0 | 0 | 0 | 0 | 0 | 0 | 0 | 0
[10 empty] | 0 | 0 | 0 | 0 | 0 | 0 | 0 | 0 | 0 | 0 | 0 | 0 | 0 | 0 | 0 | 0 | 0 | 0 | 0 | 0 | 0 | 0 | 0 | 0 | 0 | 0 | 0 | 0
[10 empty] | 0 | 0 | 0 | 0 | 0 | 0 | 0 | 0 | 0 | 0 | 0 | 0 | 0 | 0 | 0 | 0 | 0 | 0 | 0 | 0 | 0 | 0 | 0 | 0 | 0 | 0 | 0 | 0
[10 empty] | 0 | 0 | 0 | 0 | 0 | 0 | 0 | 0 | 0 | 0 | 0 | 0 | 0 | 0 | 0 | 0 | 0 | 0 | 0 | 0 | 0 | 0 | 0 | 0 | 0 | 0 | 0 | 0
[10 empty] | 0 | 0 | 0 | 0 | 0 | 0 | 0 | 0 | 0 | 0 | 0 | 0 | 0 | 0 | 0 | 0 | 0 | 0 | 0 | 0 | 0 | 0 | 0 | 0 | 0 | 0 | 0 | 0
[10 empty] | 0 | 0 | 0 | 0 | 0 | 0 | 0 | 0 | 0 | 0 | 0 | 0 | 0 | 0 | 0 | 0 | 0 | 0 | 0 | 0 | 0 | 0 | 0 | 0 | 0 | 0 | 0 | 0
[10 empty] | 0 | 0 | 0 | 0 | 0 | 0 | 0 | 0 | 0 | 0 | 0 | 0 | 0 | 0 | 0 | 0 | 0 | 0 | 0 | 0 | 0 | 0 | 0 | 0 | 0 | 0 | 0 | 0
[10 empty] | 0 | 0 | 0 | 0 | 0 | 0 | 0 | 0 | 0 | 0 | 0 | 0 | 0 | 0 | 0 | 0 | 0 | 0 | 0 | 0 | 0 | 0 | 0 | 0 | 0 | 0 | 0 | 0
[10 empty] | 0 | 0 | 0 | 0 | 0 | 0 | 0 | 0 | 0 | 0 | 0 | 0 | 0 | 0 | 0 | 0 | 0 | 0 | 0 | 0 | 0 | 0 | 0 | 0 | 0 | 0 | 0 | 0
[10 empty] | 0 | 0 | 0 | 0 | 0 | 0 | 0 | 0 | 0 | 0 | 0 | 0 | 0 | 0 | 0 | 0 | 0 | 0 | 0 | 0 | 0 | 0 | 0 | 0 | 0 | 0 | 0 | 0
[10 empty] | 0 | 0 | 0 | 0 | 0 | 0 | 0 | 0 | 0 | 0 | 0 | 0 | 0 | 0 | 0 | 0 | 0 | 0 | 0 | 0 | 0 | 0 | 0 | 0 | 0 | 0 | 0 | 0
[10 empty] | 0 | 0 | 0 | 0 | 0 | 0 | 0 | 0 | 0 | 0 | 0 | 0 | 0 | 0 | 0 | 0 | 0 | 0 | 0 | 0 | 0 | 0 | 0 | 0 | 0 | 0 | 0 | 0
[10 empty] | 0 | 0 | 0 | 0 | 0 | 0 | 0 | 0 | 0 | 0 | 0 | 0 | 0 | 0 | 0 | 0 | 0 | 0 | 0 | 0 | 0 | 0 | 0 | 0 | 0 | 0 | 0 | 0
[10 empty] | 0 | 0 | 0 | 0 | 0 | 0 | 0 | 0 | 0 | 0 | 0 | 0 | 0 | 0 | 0 | 0 | 0 | 0 | 0 | 0 | 0 | 0 | 0 | 0 | 0 | 0 | 0 | 0
[10 empty] | 0 | 0 | 0 | 0 | 0 | 0 | 0 | 0 | 0 | 0 | 0 | 0 | 0 | 0 | 0 | 0 | 0 | 0 | 0 | 0 | 0 | 0 | 0 | 0 | 0 | 0 | 0 | 0
[10 empty] | 0 | 0 | 0 | 0 | 0 | 0 | 0 | 0 | 0 | 0 | 0 | 0 | 0 | 0 | 0 | 0 | 0 | 0 | 0 | 0 | 0 | 0 | 0 | 0 | 0 | 0 | 0 | 0
[10 empty] | 0 | 0 | 0 | 0 | 0 | 0 | 0 | 0 | 0 | 0 | 0 | 0 | 0 | 0 | 0 | 0 | 0 | 0 | 0 | 0 | 0 | 0 | 0 | 0 | 0 | 0 | 0 | 0
[10 empty] | 0 | 0 | 0 | 0 | 0 | 0 | 0 | 0 | 0 | 0 | 0 | 0 | 0 | 0 | 0 | 0 | 0 | 0 | 0 | 0 | 0 | 0 | 0 | 0 | 0 | 0 | 0 | 0
[10 empty] | 0 | 0 | 0 | 0 | 0 | 0 | 0 | 0 | 0 | 0 | 0 | 0 | 0 | 0 | 0 | 0 | 0 | 0 | 0 | 0 | 0 | 0 | 0 | 0 | 0 | 0 | 0 | 0
[10 empty] | 0 | 0 | 0 | 0 | 0 | 0 | 0 | 0 | 0 | 0 | 0 | 0 | 0 | 0 | 0 | 0 | 0 | 0 | 0 | 0 | 0 | 0 | 0 | 0 | 0 | 0 | 0 | 0
[10 empty] | 0 | 0 | 0 | 0 | 0 | 0 | 0 | 0 | 0 | 0 | 0 | 0 | 0 | 0 | 0 | 0 | 0 | 0 | 0 | 0 | 0 | 0 | 0 | 0 | 0 | 0 | 0 | 0
[10 empty] | 0 | 0 | 0 | 0 | 0 | 0 | 0 | 0 | 0 | 0 | 0 | 0 | 0 | 0 | 0 | 0 | 0 | 0 | 0 | 0 | 0 | 0 | 0 | 0 | 0 | 0 | 0 | 0
[10 empty] | 0 | 0 | 0 | 0 | 0 | 0 | 0 | 0 | 0 | 0 | 0 | 0 | 0 | 0 | 0 | 0 | 0 | 0 | 0 | 0 | 0 | 0 | 0 | 0 | 0 | 0 | 0 | 0
[10 empty] | 0 | 0 | 0 | 0 | 0 | 0 | 0 | 0 | 0 | 0 | 0 | 0 | 0 | 0 | 0 | 0 | 0 | 0 | 0 | 0 | 0 | 0 | 0 | 0 | 0 | 0 | 0 | 0
[10 empty] | 0 | 0 | 0 | 0 | 0 | 0 | 0 | 0 | 0 | 0 | 0 | 0 | 0 | 0 | 0 | 0 | 0 | 0 | 0 | 0 | 0 | 0 | 0 | 0 | 0 | 0 | 0 | 0
[10 empty] | 0 | 0 | 0 | 0 | 0 | 0 | 0 | 0 | 0 | 0 | 0 | 0 | 0 | 0 | 0 | 0 | 0 | 0 | 0 | 0 | 0 | 0 | 0 | 0 | 0 | 0 | 0 | 0
[10 empty] | 0 | 0 | 0 | 0 | 0 | 0 | 0 | 0 | 0 | 0 | 0 | 0 | 0 | 0 | 0 | 0 | 0 | 0 | 0 | 0 | 0 | 0 | 0 | 0 | 0 | 0 | 0 | 0
[10 empty] | 0 | 0 | 0 | 0 | 0 | 0 | 0 | 0 | 0 | 0 | 0 | 0 | 0 | 0 | 0 | 0 | 0 | 0 | 0 | 0 | 0 | 0 | 0 | 0 | 0 | 0 | 0 | 0
[10 empty] | 0 | 0 | 0 | 0 | 0 | 0 | 0 | 0 | 0 | 0 | 0 | 0 | 0 | 0 | 0 | 0 | 0 | 0 | 0 | 0 | 0 | 0 | 0 | 0 | 0 | 0 | 0 | 0
[10 empty] | 0 | 0 | 0 | 0 | 0 | 0 | 0 | 0 | 0 | 0 | 0 | 0 | 0 | 0 | 0 | 0 | 0 | 0 | 0 | 0 | 0 | 0 | 0 | 0 | 0 | 0 | 0 | 0
[10 empty] | 0 | 0 | 0 | 0 | 0 | 0 | 0 | 0 | 0 | 0 | 0 | 0 | 0 | 0 | 0 | 0 | 0 | 0 | 0 | 0 | 0 | 0 | 0 | 0 | 0 | 0 | 0 | 0
[10 empty] | 0 | 0 | 0 | 0 | 0 | 0 | 0 | 0 | 0 | 0 | 0 | 0 | 0 | 0 | 0 | 0 | 0 | 0 | 0 | 0 | 0 | 0 | 0 | 0 | 0 | 0 | 0 | 0
[10 empty] | 0 | 0 | 0 | 0 | 0 | 0 | 0 | 0 | 0 | 0 | 0 | 0 | 0 | 0 | 0 | 0 | 0 | 0 | 0 | 0 | 0 | 0 | 0 | 0 | 0 | 0 | 0 | 0
[10 empty] | 0 | 0 | 0 | 0 | 0 | 0 | 0 | 0 | 0 | 0 | 0 | 0 | 0 | 0 | 0 | 0 | 0 | 0 | 0 | 0 | 0 | 0 | 0 | 0 | 0 | 0 | 0 | 0
[10 empty] | 0 | 0 | 0 | 0 | 0 | 0 | 0 | 0 | 0 | 0 | 0 | 0 | 0 | 0 | 0 | 0 | 0 | 0 | 0 | 0 | 0 | 0 | 0 | 0 | 0 | 0 | 0 | 0
[10 empty] | 0 | 0 | 0 | 0 | 0 | 0 | 0 | 0 | 0 | 0 | 0 | 0 | 0 | 0 | 0 | 0 | 0 | 0 | 0 | 0 | 0 | 0 | 0 | 0 | 0 | 0 | 0 | 0
[10 empty] | 0 | 0 | 0 | 0 | 0 | 0 | 0 | 0 | 0 | 0 | 0 | 0 | 0 | 0 | 0 | 0 | 0 | 0 | 0 | 0 | 0 | 0 | 0 | 0 | 0 | 0 | 0 | 0
[10 empty] | 0 | 0 | 0 | 0 | 0 | 0 | 0 | 0 | 0 | 0 | 0 | 0 | 0 | 0 | 0 | 0 | 0 | 0 | 0 | 0 | 0 | 0 | 0 | 0 | 0 | 0 | 0 | 0
[10 empty] | 0 | 0 | 0 | 0 | 0 | 0 | 0 | 0 | 0 | 0 | 0 | 0 | 0 | 0 | 0 | 0 | 0 | 0 | 0 | 0 | 0 | 0 | 0 | 0 | 0 | 0 | 0 | 0
[10 empty] | 0 | 0 | 0 | 0 | 0 | 0 | 0 | 0 | 0 | 0 | 0 | 0 | 0 | 0 | 0 | 0 | 0 | 0 | 0 | 0 | 0 | 0 | 0 | 0 | 0 | 0 | 0 | 0
[10 empty] | 0 | 0 | 0 | 0 | 0 | 0 | 0 | 0 | 0 | 0 | 0 | 0 | 0 | 0 | 0 | 0 | 0 | 0 | 0 | 0 | 0 | 0 | 0 | 0 | 0 | 0 | 0 | 0
[10 empty] | 0 | 0 | 0 | 0 | 0 | 0 | 0 | 0 | 0 | 0 | 0 | 0 | 0 | 0 | 0 | 0 | 0 | 0 | 0 | 0 | 0 | 0 | 0 | 0 | 0 | 0 | 0 | 0
[10 empty] | 0 | 0 | 0 | 0 | 0 | 0 | 0 | 0 | 0 | 0 | 0 | 0 | 0 | 0 | 0 | 0 | 0 | 0 | 0 | 0 | 0 | 0 | 0 | 0 | 0 | 0 | 0 | 0
[10 empty] | 0 | 0 | 0 | 0 | 0 | 0 | 0 | 0 | 0 | 0 | 0 | 0 | 0 | 0 | 0 | 0 | 0 | 0 | 0 | 0 | 0 | 0 | 0 | 0 | 0 | 0 | 0 | 0
[10 empty] | 0 | 0 | 0 | 0 | 0 | 0 | 0 | 0 | 0 | 0 | 0 | 0 | 0 | 0 | 0 | 0 | 0 | 0 | 0 | 0 | 0 | 0 | 0 | 0 | 0 | 0 | 0 | 0
[10 empty] | 0 | 0 | 0 | 0 | 0 | 0 | 0 | 0 | 0 | 0 | 0 | 0 | 0 | 0 | 0 | 0 | 0 | 0 | 0 | 0 | 0 | 0 | 0 | 0 | 0 | 0 | 0 | 0
[10 empty] | 0 | 0 | 0 | 0 | 0 | 0 | 0 | 0 | 0 | 0 | 0 | 0 | 0 | 0 | 0 | 0 | 0 | 0 | 0 | 0 | 0 | 0 | 0 | 0 | 0 | 0 | 0 | 0
[10 empty] | 0 | 0 | 0 | 0 | 0 | 0 | 0 | 0 | 0 | 0 | 0 | 0 | 0 | 0 | 0 | 0 | 0 | 0 | 0 | 0 | 0 | 0 | 0 | 0 | 0 | 0 | 0 | 0
[10 empty] | 0 | 0 | 0 | 0 | 0 | 0 | 0 | 0 | 0 | 0 | 0 | 0 | 0 | 0 | 0 | 0 | 0 | 0 | 0 | 0 | 0 | 0 | 0 | 0 | 0 | 0 | 0 | 0
[10 empty] | 0 | 0 | 0 | 0 | 0 | 0 | 0 | 0 | 0 | 0 | 0 | 0 | 0 | 0 | 0 | 0 | 0 | 0 | 0 | 0 | 0 | 0 | 0 | 0 | 0 | 0 | 0 | 0
[10 empty] | 0 | 0 | 0 | 0 | 0 | 0 | 0 | 0 | 0 | 0 | 0 | 0 | 0 | 0 | 0 | 0 | 0 | 0 | 0 | 0 | 0 | 0 | 0 | 0 | 0 | 0 | 0 | 0
[10 empty] | 0 | 0 | 0 | 0 | 0 | 0 | 0 | 0 | 0 | 0 | 0 | 0 | 0 | 0 | 0 | 0 | 0 | 0 | 0 | 0 | 0 | 0 | 0 | 0 | 0 | 0 | 0 | 0
[10 empty] | 0 | 0 | 0 | 0 | 0 | 0 | 0 | 0 | 0 | 0 | 0 | 0 | 0 | 0 | 0 | 0 | 0 | 0 | 0 | 0 | 0 | 0 | 0 | 0 | 0 | 0 | 0 | 0
[10 empty] | 0 | 0 | 0 | 0 | 0 | 0 | 0 | 0 | 0 | 0 | 0 | 0 | 0 | 0 | 0 | 0 | 0 | 0 | 0 | 0 | 0 | 0 | 0 | 0 | 0 | 0 | 0 | 0
[10 empty] | 0 | 0 | 0 | 0 | 0 | 0 | 0 | 0 | 0 | 0 | 0 | 0 | 0 | 0 | 0 | 0 | 0 | 0 | 0 | 0 | 0 | 0 | 0 | 0 | 0 | 0 | 0 | 0
[10 empty] | 0 | 0 | 0 | 0 | 0 | 0 | 0 | 0 | 0 | 0 | 0 | 0 | 0 | 0 | 0 | 0 | 0 | 0 | 0 | 0 | 0 | 0 | 0 | 0 | 0 | 0 | 0 | 0
[10 empty] | 0 | 0 | 0 | 0 | 0 | 0 | 0 | 0 | 0 | 0 | 0 | 0 | 0 | 0 | 0 | 0 | 0 | 0 | 0 | 0 | 0 | 0 | 0 | 0 | 0 | 0 | 0 | 0
[10 empty] | 0 | 0 | 0 | 0 | 0 | 0 | 0 | 0 | 0 | 0 | 0 | 0 | 0 | 0 | 0 | 0 | 0 | 0 | 0 | 0 | 0 | 0 | 0 | 0 | 0 | 0 | 0 | 0
[10 empty] | 0 | 0 | 0 | 0 | 0 | 0 | 0 | 0 | 0 | 0 | 0 | 0 | 0 | 0 | 0 | 0 | 0 | 0 | 0 | 0 | 0 | 0 | 0 | 0 | 0 | 0 | 0 | 0
[10 empty] | 0 | 0 | 0 | 0 | 0 | 0 | 0 | 0 | 0 | 0 | 0 | 0 | 0 | 0 | 0 | 0 | 0 | 0 | 0 | 0 | 0 | 0 | 0 | 0 | 0 | 0 | 0 | 0
[10 empty] | 0 | 0 | 0 | 0 | 0 | 0 | 0 | 0 | 0 | 0 | 0 | 0 | 0 | 0 | 0 | 0 | 0 | 0 | 0 | 0 | 0 | 0 | 0 | 0 | 0 | 0 | 0 | 0
[10 empty] | 0 | 0 | 0 | 0 | 0 | 0 | 0 | 0 | 0 | 0 | 0 | 0 | 0 | 0 | 0 | 0 | 0 | 0 | 0 | 0 | 0 | 0 | 0 | 0 | 0 | 0 | 0 | 0
[10 empty] | 0 | 0 | 0 | 0 | 0 | 0 | 0 | 0 | 0 | 0 | 0 | 0 | 0 | 0 | 0 | 0 | 0 | 0 | 0 | 0 | 0 | 0 | 0 | 0 | 0 | 0 | 0 | 0
[10 empty] | 0 | 0 | 0 | 0 | 0 | 0 | 0 | 0 | 0 | 0 | 0 | 0 | 0 | 0 | 0 | 0 | 0 | 0 | 0 | 0 | 0 | 0 | 0 | 0 | 0 | 0 | 0 | 0
[10 empty] | 0 | 0 | 0 | 0 | 0 | 0 | 0 | 0 | 0 | 0 | 0 | 0 | 0 | 0 | 0 | 0 | 0 | 0 | 0 | 0 | 0 | 0 | 0 | 0 | 0 | 0 | 0 | 0
[10 empty] | 0 | 0 | 0 | 0 | 0 | 0 | 0 | 0 | 0 | 0 | 0 | 0 | 0 | 0 | 0 | 0 | 0 | 0 | 0 | 0 | 0 | 0 | 0 | 0 | 0 | 0 | 0 | 0
[10 empty] | 0 | 0 | 0 | 0 | 0 | 0 | 0 | 0 | 0 | 0 | 0 | 0 | 0 | 0 | 0 | 0 | 0 | 0 | 0 | 0 | 0 | 0 | 0 | 0 | 0 | 0 | 0 | 0
[10 empty] | 0 | 0 | 0 | 0 | 0 | 0 | 0 | 0 | 0 | 0 | 0 | 0 | 0 | 0 | 0 | 0 | 0 | 0 | 0 | 0 | 0 | 0 | 0 | 0 | 0 | 0 | 0 | 0
[10 empty] | 0 | 0 | 0 | 0 | 0 | 0 | 0 | 0 | 0 | 0 | 0 | 0 | 0 | 0 | 0 | 0 | 0 | 0 | 0 | 0 | 0 | 0 | 0 | 0 | 0 | 0 | 0 | 0
[10 empty] | 0 | 0 | 0 | 0 | 0 | 0 | 0 | 0 | 0 | 0 | 0 | 0 | 0 | 0 | 0 | 0 | 0 | 0 | 0 | 0 | 0 | 0 | 0 | 0 | 0 | 0 | 0 | 0
[10 empty] | 0 | 0 | 0 | 0 | 0 | 0 | 0 | 0 | 0 | 0 | 0 | 0 | 0 | 0 | 0 | 0 | 0 | 0 | 0 | 0 | 0 | 0 | 0 | 0 | 0 | 0 | 0 | 0
[10 empty] | 0 | 0 | 0 | 0 | 0 | 0 | 0 | 0 | 0 | 0 | 0 | 0 | 0 | 0 | 0 | 0 | 0 | 0 | 0 | 0 | 0 | 0 | 0 | 0 | 0 | 0 | 0 | 0
[10 empty] | 0 | 0 | 0 | 0 | 0 | 0 | 0 | 0 | 0 | 0 | 0 | 0 | 0 | 0 | 0 | 0 | 0 | 0 | 0 | 0 | 0 | 0 | 0 | 0 | 0 | 0 | 0 | 0
[10 empty] | 0 | 0 | 0 | 0 | 0 | 0 | 0 | 0 | 0 | 0 | 0 | 0 | 0 | 0 | 0 | 0 | 0 | 0 | 0 | 0 | 0 | 0 | 0 | 0 | 0 | 0 | 0 | 0
[10 empty] | 0 | 0 | 0 | 0 | 0 | 0 | 0 | 0 | 0 | 0 | 0 | 0 | 0 | 0 | 0 | 0 | 0 | 0 | 0 | 0 | 0 | 0 | 0 | 0 | 0 | 0 | 0 | 0
[10 empty] | 0 | 0 | 0 | 0 | 0 | 0 | 0 | 0 | 0 | 0 | 0 | 0 | 0 | 0 | 0 | 0 | 0 | 0 | 0 | 0 | 0 | 0 | 0 | 0 | 0 | 0 | 0 | 0
[10 empty] | 0 | 0 | 0 | 0 | 0 | 0 | 0 | 0 | 0 | 0 | 0 | 0 | 0 | 0 | 0 | 0 | 0 | 0 | 0 | 0 | 0 | 0 | 0 | 0 | 0 | 0 | 0 | 0
[10 empty] | 0 | 0 | 0 | 0 | 0 | 0 | 0 | 0 | 0 | 0 | 0 | 0 | 0 | 0 | 0 | 0 | 0 | 0 | 0 | 0 | 0 | 0 | 0 | 0 | 0 | 0 | 0 | 0
[10 empty] | 0 | 0 | 0 | 0 | 0 | 0 | 0 | 0 | 0 | 0 | 0 | 0 | 0 | 0 | 0 | 0 | 0 | 0 | 0 | 0 | 0 | 0 | 0 | 0 | 0 | 0 | 0 | 0
[10 empty] | 0 | 0 | 0 | 0 | 0 | 0 | 0 | 0 | 0 | 0 | 0 | 0 | 0 | 0 | 0 | 0 | 0 | 0 | 0 | 0 | 0 | 0 | 0 | 0 | 0 | 0 | 0 | 0
[10 empty] | 0 | 0 | 0 | 0 | 0 | 0 | 0 | 0 | 0 | 0 | 0 | 0 | 0 | 0 | 0 | 0 | 0 | 0 | 0 | 0 | 0 | 0 | 0 | 0 | 0 | 0 | 0 | 0
[10 empty] | 0 | 0 | 0 | 0 | 0 | 0 | 0 | 0 | 0 | 0 | 0 | 0 | 0 | 0 | 0 | 0 | 0 | 0 | 0 | 0 | 0 | 0 | 0 | 0 | 0 | 0 | 0 | 0
[10 empty] | 0 | 0 | 0 | 0 | 0 | 0 | 0 | 0 | 0 | 0 | 0 | 0 | 0 | 0 | 0 | 0 | 0 | 0 | 0 | 0 | 0 | 0 | 0 | 0 | 0 | 0 | 0 | 0
[10 empty] | 0 | 0 | 0 | 0 | 0 | 0 | 0 | 0 | 0 | 0 | 0 | 0 | 0 | 0 | 0 | 0 | 0 | 0 | 0 | 0 | 0 | 0 | 0 | 0 | 0 | 0 | 0 | 0
[10 empty] | 0 | 0 | 0 | 0 | 0 | 0 | 0 | 0 | 0 | 0 | 0 | 0 | 0 | 0 | 0 | 0 | 0 | 0 | 0 | 0 | 0 | 0 | 0 | 0 | 0 | 0 | 0 | 0
[10 empty] | 0 | 0 | 0 | 0 | 0 | 0 | 0 | 0 | 0 | 0 | 0 | 0 | 0 | 0 | 0 | 0 | 0 | 0 | 0 | 0 | 0 | 0 | 0 | 0 | 0 | 0 | 0 | 0
[10 empty] | 0 | 0 | 0 | 0 | 0 | 0 | 0 | 0 | 0 | 0 | 0 | 0 | 0 | 0 | 0 | 0 | 0 | 0 | 0 | 0 | 0 | 0 | 0 | 0 | 0 | 0 | 0 | 0
[10 empty] | 0 | 0 | 0 | 0 | 0 | 0 | 0 | 0 | 0 | 0 | 0 | 0 | 0 | 0 | 0 | 0 | 0 | 0 | 0 | 0 | 0 | 0 | 0 | 0 | 0 | 0 | 0 | 0
[10 empty] | 0 | 0 | 0 | 0 | 0 | 0 | 0 | 0 | 0 | 0 | 0 | 0 | 0 | 0 | 0 | 0 | 0 | 0 | 0 | 0 | 0 | 0 | 0 | 0 | 0 | 0 | 0 | 0
[10 empty] | 0 | 0 | 0 | 0 | 0 | 0 | 0 | 0 | 0 | 0 | 0 | 0 | 0 | 0 | 0 | 0 | 0 | 0 | 0 | 0 | 0 | 0 | 0 | 0 | 0 | 0 | 0 | 0
[10 empty] | 0 | 0 | 0 | 0 | 0 | 0 | 0 | 0 | 0 | 0 | 0 | 0 | 0 | 0 | 0 | 0 | 0 | 0 | 0 | 0 | 0 | 0 | 0 | 0 | 0 | 0 | 0 | 0
[10 empty] | 0 | 0 | 0 | 0 | 0 | 0 | 0 | 0 | 0 | 0 | 0 | 0 | 0 | 0 | 0 | 0 | 0 | 0 | 0 | 0 | 0 | 0 | 0 | 0 | 0 | 0 | 0 | 0
[10 empty] | 0 | 0 | 0 | 0 | 0 | 0 | 0 | 0 | 0 | 0 | 0 | 0 | 0 | 0 | 0 | 0 | 0 | 0 | 0 | 0 | 0 | 0 | 0 | 0 | 0 | 0 | 0 | 0
[10 empty] | 0 | 0 | 0 | 0 | 0 | 0 | 0 | 0 | 0 | 0 | 0 | 0 | 0 | 0 | 0 | 0 | 0 | 0 | 0 | 0 | 0 | 0 | 0 | 0 | 0 | 0 | 0 | 0
[10 empty] | 0 | 0 | 0 | 0 | 0 | 0 | 0 | 0 | 0 | 0 | 0 | 0 | 0 | 0 | 0 | 0 | 0 | 0 | 0 | 0 | 0 | 0 | 0 | 0 | 0 | 0 | 0 | 0
[10 empty] | 0 | 0 | 0 | 0 | 0 | 0 | 0 | 0 | 0 | 0 | 0 | 0 | 0 | 0 | 0 | 0 | 0 | 0 | 0 | 0 | 0 | 0 | 0 | 0 | 0 | 0 | 0 | 0
[10 empty] | 0 | 0 | 0 | 0 | 0 | 0 | 0 | 0 | 0 | 0 | 0 | 0 | 0 | 0 | 0 | 0 | 0 | 0 | 0 | 0 | 0 | 0 | 0 | 0 | 0 | 0 | 0 | 0
[10 empty] | 0 | 0 | 0 | 0 | 0 | 0 | 0 | 0 | 0 | 0 | 0 | 0 | 0 | 0 | 0 | 0 | 0 | 0 | 0 | 0 | 0 | 0 | 0 | 0 | 0 | 0 | 0 | 0
[10 empty] | 0 | 0 | 0 | 0 | 0 | 0 | 0 | 0 | 0 | 0 | 0 | 0 | 0 | 0 | 0 | 0 | 0 | 0 | 0 | 0 | 0 | 0 | 0 | 0 | 0 | 0 | 0 | 0
[10 empty] | 0 | 0 | 0 | 0 | 0 | 0 | 0 | 0 | 0 | 0 | 0 | 0 | 0 | 0 | 0 | 0 | 0 | 0 | 0 | 0 | 0 | 0 | 0 | 0 | 0 | 0 | 0 | 0
[10 empty] | 0 | 0 | 0 | 0 | 0 | 0 | 0 | 0 | 0 | 0 | 0 | 0 | 0 | 0 | 0 | 0 | 0 | 0 | 0 | 0 | 0 | 0 | 0 | 0 | 0 | 0 | 0 | 0
[10 empty] | 0 | 0 | 0 | 0 | 0 | 0 | 0 | 0 | 0 | 0 | 0 | 0 | 0 | 0 | 0 | 0 | 0 | 0 | 0 | 0 | 0 | 0 | 0 | 0 | 0 | 0 | 0 | 0
[10 empty] | 0 | 0 | 0 | 0 | 0 | 0 | 0 | 0 | 0 | 0 | 0 | 0 | 0 | 0 | 0 | 0 | 0 | 0 | 0 | 0 | 0 | 0 | 0 | 0 | 0 | 0 | 0 | 0
[10 empty] | 0 | 0 | 0 | 0 | 0 | 0 | 0 | 0 | 0 | 0 | 0 | 0 | 0 | 0 | 0 | 0 | 0 | 0 | 0 | 0 | 0 | 0 | 0 | 0 | 0 | 0 | 0 | 0
[10 empty] | 0 | 0 | 0 | 0 | 0 | 0 | 0 | 0 | 0 | 0 | 0 | 0 | 0 | 0 | 0 | 0 | 0 | 0 | 0 | 0 | 0 | 0 | 0 | 0 | 0 | 0 | 0 | 0
[10 empty] | 0 | 0 | 0 | 0 | 0 | 0 | 0 | 0 | 0 | 0 | 0 | 0 | 0 | 0 | 0 | 0 | 0 | 0 | 0 | 0 | 0 | 0 | 0 | 0 | 0 | 0 | 0 | 0
[10 empty] | 0 | 0 | 0 | 0 | 0 | 0 | 0 | 0 | 0 | 0 | 0 | 0 | 0 | 0 | 0 | 0 | 0 | 0 | 0 | 0 | 0 | 0 | 0 | 0 | 0 | 0 | 0 | 0
[10 empty] | 0 | 0 | 0 | 0 | 0 | 0 | 0 | 0 | 0 | 0 | 0 | 0 | 0 | 0 | 0 | 0 | 0 | 0 | 0 | 0 | 0 | 0 | 0 | 0 | 0 | 0 | 0 | 0
[10 empty] | 0 | 0 | 0 | 0 | 0 | 0 | 0 | 0 | 0 | 0 | 0 | 0 | 0 | 0 | 0 | 0 | 0 | 0 | 0 | 0 | 0 | 0 | 0 | 0 | 0 | 0 | 0 | 0
[10 empty] | 0 | 0 | 0 | 0 | 0 | 0 | 0 | 0 | 0 | 0 | 0 | 0 | 0 | 0 | 0 | 0 | 0 | 0 | 0 | 0 | 0 | 0 | 0 | 0 | 0 | 0 | 0 | 0
[10 empty] | 0 | 0 | 0 | 0 | 0 | 0 | 0 | 0 | 0 | 0 | 0 | 0 | 0 | 0 | 0 | 0 | 0 | 0 | 0 | 0 | 0 | 0 | 0 | 0 | 0 | 0 | 0 | 0
[10 empty] | 0 | 0 | 0 | 0 | 0 | 0 | 0 | 0 | 0 | 0 | 0 | 0 | 0 | 0 | 0 | 0 | 0 | 0 | 0 | 0 | 0 | 0 | 0 | 0 | 0 | 0 | 0 | 0
[10 empty] | 0 | 0 | 0 | 0 | 0 | 0 | 0 | 0 | 0 | 0 | 0 | 0 | 0 | 0 | 0 | 0 | 0 | 0 | 0 | 0 | 0 | 0 | 0 | 0 | 0 | 0 | 0 | 0
[10 empty] | 0 | 0 | 0 | 0 | 0 | 0 | 0 | 0 | 0 | 0 | 0 | 0 | 0 | 0 | 0 | 0 | 0 | 0 | 0 | 0 | 0 | 0 | 0 | 0 | 0 | 0 | 0 | 0
[10 empty] | 0 | 0 | 0 | 0 | 0 | 0 | 0 | 0 | 0 | 0 | 0 | 0 | 0 | 0 | 0 | 0 | 0 | 0 | 0 | 0 | 0 | 0 | 0 | 0 | 0 | 0 | 0 | 0
[10 empty] | 0 | 0 | 0 | 0 | 0 | 0 | 0 | 0 | 0 | 0 | 0 | 0 | 0 | 0 | 0 | 0 | 0 | 0 | 0 | 0 | 0 | 0 | 0 | 0 | 0 | 0 | 0 | 0
[10 empty] | 0 | 0 | 0 | 0 | 0 | 0 | 0 | 0 | 0 | 0 | 0 | 0 | 0 | 0 | 0 | 0 | 0 | 0 | 0 | 0 | 0 | 0 | 0 | 0 | 0 | 0 | 0 | 0
[10 empty] | 0 | 0 | 0 | 0 | 0 | 0 | 0 | 0 | 0 | 0 | 0 | 0 | 0 | 0 | 0 | 0 | 0 | 0 | 0 | 0 | 0 | 0 | 0 | 0 | 0 | 0 | 0 | 0
[10 empty] | 0 | 0 | 0 | 0 | 0 | 0 | 0 | 0 | 0 | 0 | 0 | 0 | 0 | 0 | 0 | 0 | 0 | 0 | 0 | 0 | 0 | 0 | 0 | 0 | 0 | 0 | 0 | 0
[10 empty] | 0 | 0 | 0 | 0 | 0 | 0 | 0 | 0 | 0 | 0 | 0 | 0 | 0 | 0 | 0 | 0 | 0 | 0 | 0 | 0 | 0 | 0 | 0 | 0 | 0 | 0 | 0 | 0
[10 empty] | 0 | 0 | 0 | 0 | 0 | 0 | 0 | 0 | 0 | 0 | 0 | 0 | 0 | 0 | 0 | 0 | 0 | 0 | 0 | 0 | 0 | 0 | 0 | 0 | 0 | 0 | 0 | 0
[10 empty] | 0 | 0 | 0 | 0 | 0 | 0 | 0 | 0 | 0 | 0 | 0 | 0 | 0 | 0 | 0 | 0 | 0 | 0 | 0 | 0 | 0 | 0 | 0 | 0 | 0 | 0 | 0 | 0
[10 empty] | 0 | 0 | 0 | 0 | 0 | 0 | 0 | 0 | 0 | 0 | 0 | 0 | 0 | 0 | 0 | 0 | 0 | 0 | 0 | 0 | 0 | 0 | 0 | 0 | 0 | 0 | 0 | 0
[10 empty] | 0 | 0 | 0 | 0 | 0 | 0 | 0 | 0 | 0 | 0 | 0 | 0 | 0 | 0 | 0 | 0 | 0 | 0 | 0 | 0 | 0 | 0 | 0 | 0 | 0 | 0 | 0 | 0
[10 empty] | 0 | 0 | 0 | 0 | 0 | 0 | 0 | 0 | 0 | 0 | 0 | 0 | 0 | 0 | 0 | 0 | 0 | 0 | 0 | 0 | 0 | 0 | 0 | 0 | 0 | 0 | 0 | 0
[10 empty] | 0 | 0 | 0 | 0 | 0 | 0 | 0 | 0 | 0 | 0 | 0 | 0 | 0 | 0 | 0 | 0 | 0 | 0 | 0 | 0 | 0 | 0 | 0 | 0 | 0 | 0 | 0 | 0
[10 empty] | 0 | 0 | 0 | 0 | 0 | 0 | 0 | 0 | 0 | 0 | 0 | 0 | 0 | 0 | 0 | 0 | 0 | 0 | 0 | 0 | 0 | 0 | 0 | 0 | 0 | 0 | 0 | 0
[10 empty] | 0 | 0 | 0 | 0 | 0 | 0 | 0 | 0 | 0 | 0 | 0 | 0 | 0 | 0 | 0 | 0 | 0 | 0 | 0 | 0 | 0 | 0 | 0 | 0 | 0 | 0 | 0 | 0
[10 empty] | 0 | 0 | 0 | 0 | 0 | 0 | 0 | 0 | 0 | 0 | 0 | 0 | 0 | 0 | 0 | 0 | 0 | 0 | 0 | 0 | 0 | 0 | 0 | 0 | 0 | 0 | 0 | 0
[10 empty] | 0 | 0 | 0 | 0 | 0 | 0 | 0 | 0 | 0 | 0 | 0 | 0 | 0 | 0 | 0 | 0 | 0 | 0 | 0 | 0 | 0 | 0 | 0 | 0 | 0 | 0 | 0 | 0
[10 empty] | 0 | 0 | 0 | 0 | 0 | 0 | 0 | 0 | 0 | 0 | 0 | 0 | 0 | 0 | 0 | 0 | 0 | 0 | 0 | 0 | 0 | 0 | 0 | 0 | 0 | 0 | 0 | 0
[10 empty] | 0 | 0 | 0 | 0 | 0 | 0 | 0 | 0 | 0 | 0 | 0 | 0 | 0 | 0 | 0 | 0 | 0 | 0 | 0 | 0 | 0 | 0 | 0 | 0 | 0 | 0 | 0 | 0
[10 empty] | 0 | 0 | 0 | 0 | 0 | 0 | 0 | 0 | 0 | 0 | 0 | 0 | 0 | 0 | 0 | 0 | 0 | 0 | 0 | 0 | 0 | 0 | 0 | 0 | 0 | 0 | 0 | 0
[10 empty] | 0 | 0 | 0 | 0 | 0 | 0 | 0 | 0 | 0 | 0 | 0 | 0 | 0 | 0 | 0 | 0 | 0 | 0 | 0 | 0 | 0 | 0 | 0 | 0 | 0 | 0 | 0 | 0
[10 empty] | 0 | 0 | 0 | 0 | 0 | 0 | 0 | 0 | 0 | 0 | 0 | 0 | 0 | 0 | 0 | 0 | 0 | 0 | 0 | 0 | 0 | 0 | 0 | 0 | 0 | 0 | 0 | 0
[10 empty] | 0 | 0 | 0 | 0 | 0 | 0 | 0 | 0 | 0 | 0 | 0 | 0 | 0 | 0 | 0 | 0 | 0 | 0 | 0 | 0 | 0 | 0 | 0 | 0 | 0 | 0 | 0 | 0
[10 empty] | 0 | 0 | 0 | 0 | 0 | 0 | 0 | 0 | 0 | 0 | 0 | 0 | 0 | 0 | 0 | 0 | 0 | 0 | 0 | 0 | 0 | 0 | 0 | 0 | 0 | 0 | 0 | 0
[10 empty] | 0 | 0 | 0 | 0 | 0 | 0 | 0 | 0 | 0 | 0 | 0 | 0 | 0 | 0 | 0 | 0 | 0 | 0 | 0 | 0 | 0 | 0 | 0 | 0 | 0 | 0 | 0 | 0
[10 empty] | 0 | 0 | 0 | 0 | 0 | 0 | 0 | 0 | 0 | 0 | 0 | 0 | 0 | 0 | 0 | 0 | 0 | 0 | 0 | 0 | 0 | 0 | 0 | 0 | 0 | 0 | 0 | 0
[10 empty] | 0 | 0 | 0 | 0 | 0 | 0 | 0 | 0 | 0 | 0 | 0 | 0 | 0 | 0 | 0 | 0 | 0 | 0 | 0 | 0 | 0 | 0 | 0 | 0 | 0 | 0 | 0 | 0
[10 empty] | 0 | 0 | 0 | 0 | 0 | 0 | 0 | 0 | 0 | 0 | 0 | 0 | 0 | 0 | 0 | 0 | 0 | 0 | 0 | 0 | 0 | 0 | 0 | 0 | 0 | 0 | 0 | 0
[10 empty] | 0 | 0 | 0 | 0 | 0 | 0 | 0 | 0 | 0 | 0 | 0 | 0 | 0 | 0 | 0 | 0 | 0 | 0 | 0 | 0 | 0 | 0 | 0 | 0 | 0 | 0 | 0 | 0
[10 empty] | 0 | 0 | 0 | 0 | 0 | 0 | 0 | 0 | 0 | 0 | 0 | 0 | 0 | 0 | 0 | 0 | 0 | 0 | 0 | 0 | 0 | 0 | 0 | 0 | 0 | 0 | 0 | 0
[10 empty] | 0 | 0 | 0 | 0 | 0 | 0 | 0 | 0 | 0 | 0 | 0 | 0 | 0 | 0 | 0 | 0 | 0 | 0 | 0 | 0 | 0 | 0 | 0 | 0 | 0 | 0 | 0 | 0
[10 empty] | 0 | 0 | 0 | 0 | 0 | 0 | 0 | 0 | 0 | 0 | 0 | 0 | 0 | 0 | 0 | 0 | 0 | 0 | 0 | 0 | 0 | 0 | 0 | 0 | 0 | 0 | 0 | 0
[10 empty] | 0 | 0 | 0 | 0 | 0 | 0 | 0 | 0 | 0 | 0 | 0 | 0 | 0 | 0 | 0 | 0 | 0 | 0 | 0 | 0 | 0 | 0 | 0 | 0 | 0 | 0 | 0 | 0
[10 empty] | 0 | 0 | 0 | 0 | 0 | 0 | 0 | 0 | 0 | 0 | 0 | 0 | 0 | 0 | 0 | 0 | 0 | 0 | 0 | 0 | 0 | 0 | 0 | 0 | 0 | 0 | 0 | 0
[10 empty] | 0 | 0 | 0 | 0 | 0 | 0 | 0 | 0 | 0 | 0 | 0 | 0 | 0 | 0 | 0 | 0 | 0 | 0 | 0 | 0 | 0 | 0 | 0 | 0 | 0 | 0 | 0 | 0
[10 empty] | 0 | 0 | 0 | 0 | 0 | 0 | 0 | 0 | 0 | 0 | 0 | 0 | 0 | 0 | 0 | 0 | 0 | 0 | 0 | 0 | 0 | 0 | 0 | 0 | 0 | 0 | 0 | 0
[10 empty] | 0 | 0 | 0 | 0 | 0 | 0 | 0 | 0 | 0 | 0 | 0 | 0 | 0 | 0 | 0 | 0 | 0 | 0 | 0 | 0 | 0 | 0 | 0 | 0 | 0 | 0 | 0 | 0
[10 empty] | 0 | 0 | 0 | 0 | 0 | 0 | 0 | 0 | 0 | 0 | 0 | 0 | 0 | 0 | 0 | 0 | 0 | 0 | 0 | 0 | 0 | 0 | 0 | 0 | 0 | 0 | 0 | 0
[10 empty] | 0 | 0 | 0 | 0 | 0 | 0 | 0 | 0 | 0 | 0 | 0 | 0 | 0 | 0 | 0 | 0 | 0 | 0 | 0 | 0 | 0 | 0 | 0 | 0 | 0 | 0 | 0 | 0
[10 empty] | 0 | 0 | 0 | 0 | 0 | 0 | 0 | 0 | 0 | 0 | 0 | 0 | 0 | 0 | 0 | 0 | 0 | 0 | 0 | 0 | 0 | 0 | 0 | 0 | 0 | 0 | 0 | 0
[10 empty] | 0 | 0 | 0 | 0 | 0 | 0 | 0 | 0 | 0 | 0 | 0 | 0 | 0 | 0 | 0 | 0 | 0 | 0 | 0 | 0 | 0 | 0 | 0 | 0 | 0 | 0 | 0 | 0
[10 empty] | 0 | 0 | 0 | 0 | 0 | 0 | 0 | 0 | 0 | 0 | 0 | 0 | 0 | 0 | 0 | 0 | 0 | 0 | 0 | 0 | 0 | 0 | 0 | 0 | 0 | 0 | 0 | 0
[10 empty] | 0 | 0 | 0 | 0 | 0 | 0 | 0 | 0 | 0 | 0 | 0 | 0 | 0 | 0 | 0 | 0 | 0 | 0 | 0 | 0 | 0 | 0 | 0 | 0 | 0 | 0 | 0 | 0
[10 empty] | 0 | 0 | 0 | 0 | 0 | 0 | 0 | 0 | 0 | 0 | 0 | 0 | 0 | 0 | 0 | 0 | 0 | 0 | 0 | 0 | 0 | 0 | 0 | 0 | 0 | 0 | 0 | 0
[10 empty] | 0 | 0 | 0 | 0 | 0 | 0 | 0 | 0 | 0 | 0 | 0 | 0 | 0 | 0 | 0 | 0 | 0 | 0 | 0 | 0 | 0 | 0 | 0 | 0 | 0 | 0 | 0 | 0
[10 empty] | 0 | 0 | 0 | 0 | 0 | 0 | 0 | 0 | 0 | 0 | 0 | 0 | 0 | 0 | 0 | 0 | 0 | 0 | 0 | 0 | 0 | 0 | 0 | 0 | 0 | 0 | 0 | 0
[10 empty] | 0 | 0 | 0 | 0 | 0 | 0 | 0 | 0 | 0 | 0 | 0 | 0 | 0 | 0 | 0 | 0 | 0 | 0 | 0 | 0 | 0 | 0 | 0 | 0 | 0 | 0 | 0 | 0
[10 empty] | 0 | 0 | 0 | 0 | 0 | 0 | 0 | 0 | 0 | 0 | 0 | 0 | 0 | 0 | 0 | 0 | 0 | 0 | 0 | 0 | 0 | 0 | 0 | 0 | 0 | 0 | 0 | 0
[10 empty] | 0 | 0 | 0 | 0 | 0 | 0 | 0 | 0 | 0 | 0 | 0 | 0 | 0 | 0 | 0 | 0 | 0 | 0 | 0 | 0 | 0 | 0 | 0 | 0 | 0 | 0 | 0 | 0
[10 empty] | 0 | 0 | 0 | 0 | 0 | 0 | 0 | 0 | 0 | 0 | 0 | 0 | 0 | 0 | 0 | 0 | 0 | 0 | 0 | 0 | 0 | 0 | 0 | 0 | 0 | 0 | 0 | 0
[10 empty] | 0 | 0 | 0 | 0 | 0 | 0 | 0 | 0 | 0 | 0 | 0 | 0 | 0 | 0 | 0 | 0 | 0 | 0 | 0 | 0 | 0 | 0 | 0 | 0 | 0 | 0 | 0 | 0
[10 empty] | 0 | 0 | 0 | 0 | 0 | 0 | 0 | 0 | 0 | 0 | 0 | 0 | 0 | 0 | 0 | 0 | 0 | 0 | 0 | 0 | 0 | 0 | 0 | 0 | 0 | 0 | 0 | 0
[10 empty] | 0 | 0 | 0 | 0 | 0 | 0 | 0 | 0 | 0 | 0 | 0 | 0 | 0 | 0 | 0 | 0 | 0 | 0 | 0 | 0 | 0 | 0 | 0 | 0 | 0 | 0 | 0 | 0
[10 empty] | 0 | 0 | 0 | 0 | 0 | 0 | 0 | 0 | 0 | 0 | 0 | 0 | 0 | 0 | 0 | 0 | 0 | 0 | 0 | 0 | 0 | 0 | 0 | 0 | 0 | 0 | 0 | 0
[10 empty] | 0 | 0 | 0 | 0 | 0 | 0 | 0 | 0 | 0 | 0 | 0 | 0 | 0 | 0 | 0 | 0 | 0 | 0 | 0 | 0 | 0 | 0 | 0 | 0 | 0 | 0 | 0 | 0
[10 empty] | 0 | 0 | 0 | 0 | 0 | 0 | 0 | 0 | 0 | 0 | 0 | 0 | 0 | 0 | 0 | 0 | 0 | 0 | 0 | 0 | 0 | 0 | 0 | 0 | 0 | 0 | 0 | 0
[10 empty] | 0 | 0 | 0 | 0 | 0 | 0 | 0 | 0 | 0 | 0 | 0 | 0 | 0 | 0 | 0 | 0 | 0 | 0 | 0 | 0 | 0 | 0 | 0 | 0 | 0 | 0 | 0 | 0
[10 empty] | 0 | 0 | 0 | 0 | 0 | 0 | 0 | 0 | 0 | 0 | 0 | 0 | 0 | 0 | 0 | 0 | 0 | 0 | 0 | 0 | 0 | 0 | 0 | 0 | 0 | 0 | 0 | 0
[10 empty] | 0 | 0 | 0 | 0 | 0 | 0 | 0 | 0 | 0 | 0 | 0 | 0 | 0 | 0 | 0 | 0 | 0 | 0 | 0 | 0 | 0 | 0 | 0 | 0 | 0 | 0 | 0 | 0
[10 empty] | 0 | 0 | 0 | 0 | 0 | 0 | 0 | 0 | 0 | 0 | 0 | 0 | 0 | 0 | 0 | 0 | 0 | 0 | 0 | 0 | 0 | 0 | 0 | 0 | 0 | 0 | 0 | 0
[10 empty] | 0 | 0 | 0 | 0 | 0 | 0 | 0 | 0 | 0 | 0 | 0 | 0 | 0 | 0 | 0 | 0 | 0 | 0 | 0 | 0 | 0 | 0 | 0 | 0 | 0 | 0 | 0 | 0
[10 empty] | 0 | 0 | 0 | 0 | 0 | 0 | 0 | 0 | 0 | 0 | 0 | 0 | 0 | 0 | 0 | 0 | 0 | 0 | 0 | 0 | 0 | 0 | 0 | 0 | 0 | 0 | 0 | 0
[10 empty] | 0 | 0 | 0 | 0 | 0 | 0 | 0 | 0 | 0 | 0 | 0 | 0 | 0 | 0 | 0 | 0 | 0 | 0 | 0 | 0 | 0 | 0 | 0 | 0 | 0 | 0 | 0 | 0
[10 empty] | 0 | 0 | 0 | 0 | 0 | 0 | 0 | 0 | 0 | 0 | 0 | 0 | 0 | 0 | 0 | 0 | 0 | 0 | 0 | 0 | 0 | 0 | 0 | 0 | 0 | 0 | 0 | 0
[10 empty] | 0 | 0 | 0 | 0 | 0 | 0 | 0 | 0 | 0 | 0 | 0 | 0 | 0 | 0 | 0 | 0 | 0 | 0 | 0 | 0 | 0 | 0 | 0 | 0 | 0 | 0 | 0 | 0
[10 empty] | 0 | 0 | 0 | 0 | 0 | 0 | 0 | 0 | 0 | 0 | 0 | 0 | 0 | 0 | 0 | 0 | 0 | 0 | 0 | 0 | 0 | 0 | 0 | 0 | 0 | 0 | 0 | 0
[10 empty] | 0 | 0 | 0 | 0 | 0 | 0 | 0 | 0 | 0 | 0 | 0 | 0 | 0 | 0 | 0 | 0 | 0 | 0 | 0 | 0 | 0 | 0 | 0 | 0 | 0 | 0 | 0 | 0
[10 empty] | 0 | 0 | 0 | 0 | 0 | 0 | 0 | 0 | 0 | 0 | 0 | 0 | 0 | 0 | 0 | 0 | 0 | 0 | 0 | 0 | 0 | 0 | 0 | 0 | 0 | 0 | 0 | 0
[10 empty] | 0 | 0 | 0 | 0 | 0 | 0 | 0 | 0 | 0 | 0 | 0 | 0 | 0 | 0 | 0 | 0 | 0 | 0 | 0 | 0 | 0 | 0 | 0 | 0 | 0 | 0 | 0 | 0
[10 empty] | 0 | 0 | 0 | 0 | 0 | 0 | 0 | 0 | 0 | 0 | 0 | 0 | 0 | 0 | 0 | 0 | 0 | 0 | 0 | 0 | 0 | 0 | 0 | 0 | 0 | 0 | 0 | 0
[10 empty] | 0 | 0 | 0 | 0 | 0 | 0 | 0 | 0 | 0 | 0 | 0 | 0 | 0 | 0 | 0 | 0 | 0 | 0 | 0 | 0 | 0 | 0 | 0 | 0 | 0 | 0 | 0 | 0
[10 empty] | 0 | 0 | 0 | 0 | 0 | 0 | 0 | 0 | 0 | 0 | 0 | 0 | 0 | 0 | 0 | 0 | 0 | 0 | 0 | 0 | 0 | 0 | 0 | 0 | 0 | 0 | 0 | 0
[10 empty] | 0 | 0 | 0 | 0 | 0 | 0 | 0 | 0 | 0 | 0 | 0 | 0 | 0 | 0 | 0 | 0 | 0 | 0 | 0 | 0 | 0 | 0 | 0 | 0 | 0 | 0 | 0 | 0
[10 empty] | 0 | 0 | 0 | 0 | 0 | 0 | 0 | 0 | 0 | 0 | 0 | 0 | 0 | 0 | 0 | 0 | 0 | 0 | 0 | 0 | 0 | 0 | 0 | 0 | 0 | 0 | 0 | 0
[10 empty] | 0 | 0 | 0 | 0 | 0 | 0 | 0 | 0 | 0 | 0 | 0 | 0 | 0 | 0 | 0 | 0 | 0 | 0 | 0 | 0 | 0 | 0 | 0 | 0 | 0 | 0 | 0 | 0
[10 empty] | 0 | 0 | 0 | 0 | 0 | 0 | 0 | 0 | 0 | 0 | 0 | 0 | 0 | 0 | 0 | 0 | 0 | 0 | 0 | 0 | 0 | 0 | 0 | 0 | 0 | 0 | 0 | 0
[10 empty] | 0 | 0 | 0 | 0 | 0 | 0 | 0 | 0 | 0 | 0 | 0 | 0 | 0 | 0 | 0 | 0 | 0 | 0 | 0 | 0 | 0 | 0 | 0 | 0 | 0 | 0 | 0 | 0
[10 empty] | 0 | 0 | 0 | 0 | 0 | 0 | 0 | 0 | 0 | 0 | 0 | 0 | 0 | 0 | 0 | 0 | 0 | 0 | 0 | 0 | 0 | 0 | 0 | 0 | 0 | 0 | 0 | 0
[10 empty] | 0 | 0 | 0 | 0 | 0 | 0 | 0 | 0 | 0 | 0 | 0 | 0 | 0 | 0 | 0 | 0 | 0 | 0 | 0 | 0 | 0 | 0 | 0 | 0 | 0 | 0 | 0 | 0
[10 empty] | 0 | 0 | 0 | 0 | 0 | 0 | 0 | 0 | 0 | 0 | 0 | 0 | 0 | 0 | 0 | 0 | 0 | 0 | 0 | 0 | 0 | 0 | 0 | 0 | 0 | 0 | 0 | 0
[10 empty] | 0 | 0 | 0 | 0 | 0 | 0 | 0 | 0 | 0 | 0 | 0 | 0 | 0 | 0 | 0 | 0 | 0 | 0 | 0 | 0 | 0 | 0 | 0 | 0 | 0 | 0 | 0 | 0
[10 empty] | 0 | 0 | 0 | 0 | 0 | 0 | 0 | 0 | 0 | 0 | 0 | 0 | 0 | 0 | 0 | 0 | 0 | 0 | 0 | 0 | 0 | 0 | 0 | 0 | 0 | 0 | 0 | 0
[10 empty] | 0 | 0 | 0 | 0 | 0 | 0 | 0 | 0 | 0 | 0 | 0 | 0 | 0 | 0 | 0 | 0 | 0 | 0 | 0 | 0 | 0 | 0 | 0 | 0 | 0 | 0 | 0 | 0
[10 empty] | 0 | 0 | 0 | 0 | 0 | 0 | 0 | 0 | 0 | 0 | 0 | 0 | 0 | 0 | 0 | 0 | 0 | 0 | 0 | 0 | 0 | 0 | 0 | 0 | 0 | 0 | 0 | 0
[10 empty] | 0 | 0 | 0 | 0 | 0 | 0 | 0 | 0 | 0 | 0 | 0 | 0 | 0 | 0 | 0 | 0 | 0 | 0 | 0 | 0 | 0 | 0 | 0 | 0 | 0 | 0 | 0 | 0
[10 empty] | 0 | 0 | 0 | 0 | 0 | 0 | 0 | 0 | 0 | 0 | 0 | 0 | 0 | 0 | 0 | 0 | 0 | 0 | 0 | 0 | 0 | 0 | 0 | 0 | 0 | 0 | 0 | 0
[10 empty] | 0 | 0 | 0 | 0 | 0 | 0 | 0 | 0 | 0 | 0 | 0 | 0 | 0 | 0 | 0 | 0 | 0 | 0 | 0 | 0 | 0 | 0 | 0 | 0 | 0 | 0 | 0 | 0
[10 empty] | 0 | 0 | 0 | 0 | 0 | 0 | 0 | 0 | 0 | 0 | 0 | 0 | 0 | 0 | 0 | 0 | 0 | 0 | 0 | 0 | 0 | 0 | 0 | 0 | 0 | 0 | 0 | 0
[10 empty] | 0 | 0 | 0 | 0 | 0 | 0 | 0 | 0 | 0 | 0 | 0 | 0 | 0 | 0 | 0 | 0 | 0 | 0 | 0 | 0 | 0 | 0 | 0 | 0 | 0 | 0 | 0 | 0
[10 empty] | 0 | 0 | 0 | 0 | 0 | 0 | 0 | 0 | 0 | 0 | 0 | 0 | 0 | 0 | 0 | 0 | 0 | 0 | 0 | 0 | 0 | 0 | 0 | 0 | 0 | 0 | 0 | 0
[10 empty] | 0 | 0 | 0 | 0 | 0 | 0 | 0 | 0 | 0 | 0 | 0 | 0 | 0 | 0 | 0 | 0 | 0 | 0 | 0 | 0 | 0 | 0 | 0 | 0 | 0 | 0 | 0 | 0
[10 empty] | 0 | 0 | 0 | 0 | 0 | 0 | 0 | 0 | 0 | 0 | 0 | 0 | 0 | 0 | 0 | 0 | 0 | 0 | 0 | 0 | 0 | 0 | 0 | 0 | 0 | 0 | 0 | 0
[10 empty] | 0 | 0 | 0 | 0 | 0 | 0 | 0 | 0 | 0 | 0 | 0 | 0 | 0 | 0 | 0 | 0 | 0 | 0 | 0 | 0 | 0 | 0 | 0 | 0 | 0 | 0 | 0 | 0
[10 empty] | 0 | 0 | 0 | 0 | 0 | 0 | 0 | 0 | 0 | 0 | 0 | 0 | 0 | 0 | 0 | 0 | 0 | 0 | 0 | 0 | 0 | 0 | 0 | 0 | 0 | 0 | 0 | 0
[10 empty] | 0 | 0 | 0 | 0 | 0 | 0 | 0 | 0 | 0 | 0 | 0 | 0 | 0 | 0 | 0 | 0 | 0 | 0 | 0 | 0 | 0 | 0 | 0 | 0 | 0 | 0 | 0 | 0
[10 empty] | 0 | 0 | 0 | 0 | 0 | 0 | 0 | 0 | 0 | 0 | 0 | 0 | 0 | 0 | 0 | 0 | 0 | 0 | 0 | 0 | 0 | 0 | 0 | 0 | 0 | 0 | 0 | 0
[10 empty] | 0 | 0 | 0 | 0 | 0 | 0 | 0 | 0 | 0 | 0 | 0 | 0 | 0 | 0 | 0 | 0 | 0 | 0 | 0 | 0 | 0 | 0 | 0 | 0 | 0 | 0 | 0 | 0
[10 empty] | 0 | 0 | 0 | 0 | 0 | 0 | 0 | 0 | 0 | 0 | 0 | 0 | 0 | 0 | 0 | 0 | 0 | 0 | 0 | 0 | 0 | 0 | 0 | 0 | 0 | 0 | 0 | 0
[10 empty] | 0 | 0 | 0 | 0 | 0 | 0 | 0 | 0 | 0 | 0 | 0 | 0 | 0 | 0 | 0 | 0 | 0 | 0 | 0 | 0 | 0 | 0 | 0 | 0 | 0 | 0 | 0 | 0
[10 empty] | 0 | 0 | 0 | 0 | 0 | 0 | 0 | 0 | 0 | 0 | 0 | 0 | 0 | 0 | 0 | 0 | 0 | 0 | 0 | 0 | 0 | 0 | 0 | 0 | 0 | 0 | 0 | 0
[10 empty] | 0 | 0 | 0 | 0 | 0 | 0 | 0 | 0 | 0 | 0 | 0 | 0 | 0 | 0 | 0 | 0 | 0 | 0 | 0 | 0 | 0 | 0 | 0 | 0 | 0 | 0 | 0 | 0
[10 empty] | 0 | 0 | 0 | 0 | 0 | 0 | 0 | 0 | 0 | 0 | 0 | 0 | 0 | 0 | 0 | 0 | 0 | 0 | 0 | 0 | 0 | 0 | 0 | 0 | 0 | 0 | 0 | 0
[10 empty] | 0 | 0 | 0 | 0 | 0 | 0 | 0 | 0 | 0 | 0 | 0 | 0 | 0 | 0 | 0 | 0 | 0 | 0 | 0 | 0 | 0 | 0 | 0 | 0 | 0 | 0 | 0 | 0
[10 empty] | 0 | 0 | 0 | 0 | 0 | 0 | 0 | 0 | 0 | 0 | 0 | 0 | 0 | 0 | 0 | 0 | 0 | 0 | 0 | 0 | 0 | 0 | 0 | 0 | 0 | 0 | 0 | 0
[10 empty] | 0 | 0 | 0 | 0 | 0 | 0 | 0 | 0 | 0 | 0 | 0 | 0 | 0 | 0 | 0 | 0 | 0 | 0 | 0 | 0 | 0 | 0 | 0 | 0 | 0 | 0 | 0 | 0
[10 empty] | 0 | 0 | 0 | 0 | 0 | 0 | 0 | 0 | 0 | 0 | 0 | 0 | 0 | 0 | 0 | 0 | 0 | 0 | 0 | 0 | 0 | 0 | 0 | 0 | 0 | 0 | 0 | 0
[10 empty] | 0 | 0 | 0 | 0 | 0 | 0 | 0 | 0 | 0 | 0 | 0 | 0 | 0 | 0 | 0 | 0 | 0 | 0 | 0 | 0 | 0 | 0 | 0 | 0 | 0 | 0 | 0 | 0
[10 empty] | 0 | 0 | 0 | 0 | 0 | 0 | 0 | 0 | 0 | 0 | 0 | 0 | 0 | 0 | 0 | 0 | 0 | 0 | 0 | 0 | 0 | 0 | 0 | 0 | 0 | 0 | 0 | 0
[10 empty] | 0 | 0 | 0 | 0 | 0 | 0 | 0 | 0 | 0 | 0 | 0 | 0 | 0 | 0 | 0 | 0 | 0 | 0 | 0 | 0 | 0 | 0 | 0 | 0 | 0 | 0 | 0 | 0
[10 empty] | 0 | 0 | 0 | 0 | 0 | 0 | 0 | 0 | 0 | 0 | 0 | 0 | 0 | 0 | 0 | 0 | 0 | 0 | 0 | 0 | 0 | 0 | 0 | 0 | 0 | 0 | 0 | 0
[10 empty] | 0 | 0 | 0 | 0 | 0 | 0 | 0 | 0 | 0 | 0 | 0 | 0 | 0 | 0 | 0 | 0 | 0 | 0 | 0 | 0 | 0 | 0 | 0 | 0 | 0 | 0 | 0 | 0
[10 empty] | 0 | 0 | 0 | 0 | 0 | 0 | 0 | 0 | 0 | 0 | 0 | 0 | 0 | 0 | 0 | 0 | 0 | 0 | 0 | 0 | 0 | 0 | 0 | 0 | 0 | 0 | 0 | 0
[10 empty] | 0 | 0 | 0 | 0 | 0 | 0 | 0 | 0 | 0 | 0 | 0 | 0 | 0 | 0 | 0 | 0 | 0 | 0 | 0 | 0 | 0 | 0 | 0 | 0 | 0 | 0 | 0 | 0
[10 empty] | 0 | 0 | 0 | 0 | 0 | 0 | 0 | 0 | 0 | 0 | 0 | 0 | 0 | 0 | 0 | 0 | 0 | 0 | 0 | 0 | 0 | 0 | 0 | 0 | 0 | 0 | 0 | 0
[10 empty] | 0 | 0 | 0 | 0 | 0 | 0 | 0 | 0 | 0 | 0 | 0 | 0 | 0 | 0 | 0 | 0 | 0 | 0 | 0 | 0 | 0 | 0 | 0 | 0 | 0 | 0 | 0 | 0
[10 empty] | 0 | 0 | 0 | 0 | 0 | 0 | 0 | 0 | 0 | 0 | 0 | 0 | 0 | 0 | 0 | 0 | 0 | 0 | 0 | 0 | 0 | 0 | 0 | 0 | 0 | 0 | 0 | 0
[10 empty] | 0 | 0 | 0 | 0 | 0 | 0 | 0 | 0 | 0 | 0 | 0 | 0 | 0 | 0 | 0 | 0 | 0 | 0 | 0 | 0 | 0 | 0 | 0 | 0 | 0 | 0 | 0 | 0
[10 empty] | 0 | 0 | 0 | 0 | 0 | 0 | 0 | 0 | 0 | 0 | 0 | 0 | 0 | 0 | 0 | 0 | 0 | 0 | 0 | 0 | 0 | 0 | 0 | 0 | 0 | 0 | 0 | 0
[10 empty] | 0 | 0 | 0 | 0 | 0 | 0 | 0 | 0 | 0 | 0 | 0 | 0 | 0 | 0 | 0 | 0 | 0 | 0 | 0 | 0 | 0 | 0 | 0 | 0 | 0 | 0 | 0 | 0
[10 empty] | 0 | 0 | 0 | 0 | 0 | 0 | 0 | 0 | 0 | 0 | 0 | 0 | 0 | 0 | 0 | 0 | 0 | 0 | 0 | 0 | 0 | 0 | 0 | 0 | 0 | 0 | 0 | 0
[10 empty] | 0 | 0 | 0 | 0 | 0 | 0 | 0 | 0 | 0 | 0 | 0 | 0 | 0 | 0 | 0 | 0 | 0 | 0 | 0 | 0 | 0 | 0 | 0 | 0 | 0 | 0 | 0 | 0
[10 empty] | 0 | 0 | 0 | 0 | 0 | 0 | 0 | 0 | 0 | 0 | 0 | 0 | 0 | 0 | 0 | 0 | 0 | 0 | 0 | 0 | 0 | 0 | 0 | 0 | 0 | 0 | 0 | 0
[10 empty] | 0 | 0 | 0 | 0 | 0 | 0 | 0 | 0 | 0 | 0 | 0 | 0 | 0 | 0 | 0 | 0 | 0 | 0 | 0 | 0 | 0 | 0 | 0 | 0 | 0 | 0 | 0 | 0
[10 empty] | 0 | 0 | 0 | 0 | 0 | 0 | 0 | 0 | 0 | 0 | 0 | 0 | 0 | 0 | 0 | 0 | 0 | 0 | 0 | 0 | 0 | 0 | 0 | 0 | 0 | 0 | 0 | 0
[10 empty] | 0 | 0 | 0 | 0 | 0 | 0 | 0 | 0 | 0 | 0 | 0 | 0 | 0 | 0 | 0 | 0 | 0 | 0 | 0 | 0 | 0 | 0 | 0 | 0 | 0 | 0 | 0 | 0
[10 empty] | 0 | 0 | 0 | 0 | 0 | 0 | 0 | 0 | 0 | 0 | 0 | 0 | 0 | 0 | 0 | 0 | 0 | 0 | 0 | 0 | 0 | 0 | 0 | 0 | 0 | 0 | 0 | 0
[10 empty] | 0 | 0 | 0 | 0 | 0 | 0 | 0 | 0 | 0 | 0 | 0 | 0 | 0 | 0 | 0 | 0 | 0 | 0 | 0 | 0 | 0 | 0 | 0 | 0 | 0 | 0 | 0 | 0
[10 empty] | 0 | 0 | 0 | 0 | 0 | 0 | 0 | 0 | 0 | 0 | 0 | 0 | 0 | 0 | 0 | 0 | 0 | 0 | 0 | 0 | 0 | 0 | 0 | 0 | 0 | 0 | 0 | 0
[10 empty] | 0 | 0 | 0 | 0 | 0 | 0 | 0 | 0 | 0 | 0 | 0 | 0 | 0 | 0 | 0 | 0 | 0 | 0 | 0 | 0 | 0 | 0 | 0 | 0 | 0 | 0 | 0 | 0
[10 empty] | 0 | 0 | 0 | 0 | 0 | 0 | 0 | 0 | 0 | 0 | 0 | 0 | 0 | 0 | 0 | 0 | 0 | 0 | 0 | 0 | 0 | 0 | 0 | 0 | 0 | 0 | 0 | 0
[10 empty] | 0 | 0 | 0 | 0 | 0 | 0 | 0 | 0 | 0 | 0 | 0 | 0 | 0 | 0 | 0 | 0 | 0 | 0 | 0 | 0 | 0 | 0 | 0 | 0 | 0 | 0 | 0 | 0
[10 empty] | 0 | 0 | 0 | 0 | 0 | 0 | 0 | 0 | 0 | 0 | 0 | 0 | 0 | 0 | 0 | 0 | 0 | 0 | 0 | 0 | 0 | 0 | 0 | 0 | 0 | 0 | 0 | 0
[10 empty] | 0 | 0 | 0 | 0 | 0 | 0 | 0 | 0 | 0 | 0 | 0 | 0 | 0 | 0 | 0 | 0 | 0 | 0 | 0 | 0 | 0 | 0 | 0 | 0 | 0 | 0 | 0 | 0
[10 empty] | 0 | 0 | 0 | 0 | 0 | 0 | 0 | 0 | 0 | 0 | 0 | 0 | 0 | 0 | 0 | 0 | 0 | 0 | 0 | 0 | 0 | 0 | 0 | 0 | 0 | 0 | 0 | 0
[10 empty] | 0 | 0 | 0 | 0 | 0 | 0 | 0 | 0 | 0 | 0 | 0 | 0 | 0 | 0 | 0 | 0 | 0 | 0 | 0 | 0 | 0 | 0 | 0 | 0 | 0 | 0 | 0 | 0
[10 empty] | 0 | 0 | 0 | 0 | 0 | 0 | 0 | 0 | 0 | 0 | 0 | 0 | 0 | 0 | 0 | 0 | 0 | 0 | 0 | 0 | 0 | 0 | 0 | 0 | 0 | 0 | 0 | 0
[10 empty] | 0 | 0 | 0 | 0 | 0 | 0 | 0 | 0 | 0 | 0 | 0 | 0 | 0 | 0 | 0 | 0 | 0 | 0 | 0 | 0 | 0 | 0 | 0 | 0 | 0 | 0 | 0 | 0
[10 empty] | 0 | 0 | 0 | 0 | 0 | 0 | 0 | 0 | 0 | 0 | 0 | 0 | 0 | 0 | 0 | 0 | 0 | 0 | 0 | 0 | 0 | 0 | 0 | 0 | 0 | 0 | 0 | 0
[10 empty] | 0 | 0 | 0 | 0 | 0 | 0 | 0 | 0 | 0 | 0 | 0 | 0 | 0 | 0 | 0 | 0 | 0 | 0 | 0 | 0 | 0 | 0 | 0 | 0 | 0 | 0 | 0 | 0
[10 empty] | 0 | 0 | 0 | 0 | 0 | 0 | 0 | 0 | 0 | 0 | 0 | 0 | 0 | 0 | 0 | 0 | 0 | 0 | 0 | 0 | 0 | 0 | 0 | 0 | 0 | 0 | 0 | 0
[10 empty] | 0 | 0 | 0 | 0 | 0 | 0 | 0 | 0 | 0 | 0 | 0 | 0 | 0 | 0 | 0 | 0 | 0 | 0 | 0 | 0 | 0 | 0 | 0 | 0 | 0 | 0 | 0 | 0
[10 empty] | 0 | 0 | 0 | 0 | 0 | 0 | 0 | 0 | 0 | 0 | 0 | 0 | 0 | 0 | 0 | 0 | 0 | 0 | 0 | 0 | 0 | 0 | 0 | 0 | 0 | 0 | 0 | 0
[10 empty] | 0 | 0 | 0 | 0 | 0 | 0 | 0 | 0 | 0 | 0 | 0 | 0 | 0 | 0 | 0 | 0 | 0 | 0 | 0 | 0 | 0 | 0 | 0 | 0 | 0 | 0 | 0 | 0
[10 empty] | 0 | 0 | 0 | 0 | 0 | 0 | 0 | 0 | 0 | 0 | 0 | 0 | 0 | 0 | 0 | 0 | 0 | 0 | 0 | 0 | 0 | 0 | 0 | 0 | 0 | 0 | 0 | 0
[10 empty] | 0 | 0 | 0 | 0 | 0 | 0 | 0 | 0 | 0 | 0 | 0 | 0 | 0 | 0 | 0 | 0 | 0 | 0 | 0 | 0 | 0 | 0 | 0 | 0 | 0 | 0 | 0 | 0
[10 empty] | 0 | 0 | 0 | 0 | 0 | 0 | 0 | 0 | 0 | 0 | 0 | 0 | 0 | 0 | 0 | 0 | 0 | 0 | 0 | 0 | 0 | 0 | 0 | 0 | 0 | 0 | 0 | 0
[10 empty] | 0 | 0 | 0 | 0 | 0 | 0 | 0 | 0 | 0 | 0 | 0 | 0 | 0 | 0 | 0 | 0 | 0 | 0 | 0 | 0 | 0 | 0 | 0 | 0 | 0 | 0 | 0 | 0
[10 empty] | 0 | 0 | 0 | 0 | 0 | 0 | 0 | 0 | 0 | 0 | 0 | 0 | 0 | 0 | 0 | 0 | 0 | 0 | 0 | 0 | 0 | 0 | 0 | 0 | 0 | 0 | 0 | 0
[10 empty] | 0 | 0 | 0 | 0 | 0 | 0 | 0 | 0 | 0 | 0 | 0 | 0 | 0 | 0 | 0 | 0 | 0 | 0 | 0 | 0 | 0 | 0 | 0 | 0 | 0 | 0 | 0 | 0
[10 empty] | 0 | 0 | 0 | 0 | 0 | 0 | 0 | 0 | 0 | 0 | 0 | 0 | 0 | 0 | 0 | 0 | 0 | 0 | 0 | 0 | 0 | 0 | 0 | 0 | 0 | 0 | 0 | 0
[10 empty] | 0 | 0 | 0 | 0 | 0 | 0 | 0 | 0 | 0 | 0 | 0 | 0 | 0 | 0 | 0 | 0 | 0 | 0 | 0 | 0 | 0 | 0 | 0 | 0 | 0 | 0 | 0 | 0
[10 empty] | 0 | 0 | 0 | 0 | 0 | 0 | 0 | 0 | 0 | 0 | 0 | 0 | 0 | 0 | 0 | 0 | 0 | 0 | 0 | 0 | 0 | 0 | 0 | 0 | 0 | 0 | 0 | 0
[10 empty] | 0 | 0 | 0 | 0 | 0 | 0 | 0 | 0 | 0 | 0 | 0 | 0 | 0 | 0 | 0 | 0 | 0 | 0 | 0 | 0 | 0 | 0 | 0 | 0 | 0 | 0 | 0 | 0
[10 empty] | 0 | 0 | 0 | 0 | 0 | 0 | 0 | 0 | 0 | 0 | 0 | 0 | 0 | 0 | 0 | 0 | 0 | 0 | 0 | 0 | 0 | 0 | 0 | 0 | 0 | 0 | 0 | 0
[10 empty] | 0 | 0 | 0 | 0 | 0 | 0 | 0 | 0 | 0 | 0 | 0 | 0 | 0 | 0 | 0 | 0 | 0 | 0 | 0 | 0 | 0 | 0 | 0 | 0 | 0 | 0 | 0 | 0
[10 empty] | 0 | 0 | 0 | 0 | 0 | 0 | 0 | 0 | 0 | 0 | 0 | 0 | 0 | 0 | 0 | 0 | 0 | 0 | 0 | 0 | 0 | 0 | 0 | 0 | 0 | 0 | 0 | 0
[10 empty] | 0 | 0 | 0 | 0 | 0 | 0 | 0 | 0 | 0 | 0 | 0 | 0 | 0 | 0 | 0 | 0 | 0 | 0 | 0 | 0 | 0 | 0 | 0 | 0 | 0 | 0 | 0 | 0
[10 empty] | 0 | 0 | 0 | 0 | 0 | 0 | 0 | 0 | 0 | 0 | 0 | 0 | 0 | 0 | 0 | 0 | 0 | 0 | 0 | 0 | 0 | 0 | 0 | 0 | 0 | 0 | 0 | 0
[10 empty] | 0 | 0 | 0 | 0 | 0 | 0 | 0 | 0 | 0 | 0 | 0 | 0 | 0 | 0 | 0 | 0 | 0 | 0 | 0 | 0 | 0 | 0 | 0 | 0 | 0 | 0 | 0 | 0
[10 empty] | 0 | 0 | 0 | 0 | 0 | 0 | 0 | 0 | 0 | 0 | 0 | 0 | 0 | 0 | 0 | 0 | 0 | 0 | 0 | 0 | 0 | 0 | 0 | 0 | 0 | 0 | 0 | 0
[10 empty] | 0 | 0 | 0 | 0 | 0 | 0 | 0 | 0 | 0 | 0 | 0 | 0 | 0 | 0 | 0 | 0 | 0 | 0 | 0 | 0 | 0 | 0 | 0 | 0 | 0 | 0 | 0 | 0
[10 empty] | 0 | 0 | 0 | 0 | 0 | 0 | 0 | 0 | 0 | 0 | 0 | 0 | 0 | 0 | 0 | 0 | 0 | 0 | 0 | 0 | 0 | 0 | 0 | 0 | 0 | 0 | 0 | 0
[10 empty] | 0 | 0 | 0 | 0 | 0 | 0 | 0 | 0 | 0 | 0 | 0 | 0 | 0 | 0 | 0 | 0 | 0 | 0 | 0 | 0 | 0 | 0 | 0 | 0 | 0 | 0 | 0 | 0
[10 empty] | 0 | 0 | 0 | 0 | 0 | 0 | 0 | 0 | 0 | 0 | 0 | 0 | 0 | 0 | 0 | 0 | 0 | 0 | 0 | 0 | 0 | 0 | 0 | 0 | 0 | 0 | 0 | 0
[10 empty] | 0 | 0 | 0 | 0 | 0 | 0 | 0 | 0 | 0 | 0 | 0 | 0 | 0 | 0 | 0 | 0 | 0 | 0 | 0 | 0 | 0 | 0 | 0 | 0 | 0 | 0 | 0 | 0
[10 empty] | 0 | 0 | 0 | 0 | 0 | 0 | 0 | 0 | 0 | 0 | 0 | 0 | 0 | 0 | 0 | 0 | 0 | 0 | 0 | 0 | 0 | 0 | 0 | 0 | 0 | 0 | 0 | 0
[10 empty] | 0 | 0 | 0 | 0 | 0 | 0 | 0 | 0 | 0 | 0 | 0 | 0 | 0 | 0 | 0 | 0 | 0 | 0 | 0 | 0 | 0 | 0 | 0 | 0 | 0 | 0 | 0 | 0
[10 empty] | 0 | 0 | 0 | 0 | 0 | 0 | 0 | 0 | 0 | 0 | 0 | 0 | 0 | 0 | 0 | 0 | 0 | 0 | 0 | 0 | 0 | 0 | 0 | 0 | 0 | 0 | 0 | 0
[10 empty] | 0 | 0 | 0 | 0 | 0 | 0 | 0 | 0 | 0 | 0 | 0 | 0 | 0 | 0 | 0 | 0 | 0 | 0 | 0 | 0 | 0 | 0 | 0 | 0 | 0 | 0 | 0 | 0
[10 empty] | 0 | 0 | 0 | 0 | 0 | 0 | 0 | 0 | 0 | 0 | 0 | 0 | 0 | 0 | 0 | 0 | 0 | 0 | 0 | 0 | 0 | 0 | 0 | 0 | 0 | 0 | 0 | 0
[10 empty] | 0 | 0 | 0 | 0 | 0 | 0 | 0 | 0 | 0 | 0 | 0 | 0 | 0 | 0 | 0 | 0 | 0 | 0 | 0 | 0 | 0 | 0 | 0 | 0 | 0 | 0 | 0 | 0
[10 empty] | 0 | 0 | 0 | 0 | 0 | 0 | 0 | 0 | 0 | 0 | 0 | 0 | 0 | 0 | 0 | 0 | 0 | 0 | 0 | 0 | 0 | 0 | 0 | 0 | 0 | 0 | 0 | 0
[10 empty] | 0 | 0 | 0 | 0 | 0 | 0 | 0 | 0 | 0 | 0 | 0 | 0 | 0 | 0 | 0 | 0 | 0 | 0 | 0 | 0 | 0 | 0 | 0 | 0 | 0 | 0 | 0 | 0
[10 empty] | 0 | 0 | 0 | 0 | 0 | 0 | 0 | 0 | 0 | 0 | 0 | 0 | 0 | 0 | 0 | 0 | 0 | 0 | 0 | 0 | 0 | 0 | 0 | 0 | 0 | 0 | 0 | 0
[10 empty] | 0 | 0 | 0 | 0 | 0 | 0 | 0 | 0 | 0 | 0 | 0 | 0 | 0 | 0 | 0 | 0 | 0 | 0 | 0 | 0 | 0 | 0 | 0 | 0 | 0 | 0 | 0 | 0
[10 empty] | 0 | 0 | 0 | 0 | 0 | 0 | 0 | 0 | 0 | 0 | 0 | 0 | 0 | 0 | 0 | 0 | 0 | 0 | 0 | 0 | 0 | 0 | 0 | 0 | 0 | 0 | 0 | 0
[10 empty] | 0 | 0 | 0 | 0 | 0 | 0 | 0 | 0 | 0 | 0 | 0 | 0 | 0 | 0 | 0 | 0 | 0 | 0 | 0 | 0 | 0 | 0 | 0 | 0 | 0 | 0 | 0 | 0
[10 empty] | 0 | 0 | 0 | 0 | 0 | 0 | 0 | 0 | 0 | 0 | 0 | 0 | 0 | 0 | 0 | 0 | 0 | 0 | 0 | 0 | 0 | 0 | 0 | 0 | 0 | 0 | 0 | 0
[10 empty] | 0 | 0 | 0 | 0 | 0 | 0 | 0 | 0 | 0 | 0 | 0 | 0 | 0 | 0 | 0 | 0 | 0 | 0 | 0 | 0 | 0 | 0 | 0 | 0 | 0 | 0 | 0 | 0
[10 empty] | 0 | 0 | 0 | 0 | 0 | 0 | 0 | 0 | 0 | 0 | 0 | 0 | 0 | 0 | 0 | 0 | 0 | 0 | 0 | 0 | 0 | 0 | 0 | 0 | 0 | 0 | 0 | 0
[10 empty] | 0 | 0 | 0 | 0 | 0 | 0 | 0 | 0 | 0 | 0 | 0 | 0 | 0 | 0 | 0 | 0 | 0 | 0 | 0 | 0 | 0 | 0 | 0 | 0 | 0 | 0 | 0 | 0
[10 empty] | 0 | 0 | 0 | 0 | 0 | 0 | 0 | 0 | 0 | 0 | 0 | 0 | 0 | 0 | 0 | 0 | 0 | 0 | 0 | 0 | 0 | 0 | 0 | 0 | 0 | 0 | 0 | 0
[10 empty] | 0 | 0 | 0 | 0 | 0 | 0 | 0 | 0 | 0 | 0 | 0 | 0 | 0 | 0 | 0 | 0 | 0 | 0 | 0 | 0 | 0 | 0 | 0 | 0 | 0 | 0 | 0 | 0
[10 empty] | 0 | 0 | 0 | 0 | 0 | 0 | 0 | 0 | 0 | 0 | 0 | 0 | 0 | 0 | 0 | 0 | 0 | 0 | 0 | 0 | 0 | 0 | 0 | 0 | 0 | 0 | 0 | 0
[10 empty] | 0 | 0 | 0 | 0 | 0 | 0 | 0 | 0 | 0 | 0 | 0 | 0 | 0 | 0 | 0 | 0 | 0 | 0 | 0 | 0 | 0 | 0 | 0 | 0 | 0 | 0 | 0 | 0
[10 empty] | 0 | 0 | 0 | 0 | 0 | 0 | 0 | 0 | 0 | 0 | 0 | 0 | 0 | 0 | 0 | 0 | 0 | 0 | 0 | 0 | 0 | 0 | 0 | 0 | 0 | 0 | 0 | 0
[10 empty] | 0 | 0 | 0 | 0 | 0 | 0 | 0 | 0 | 0 | 0 | 0 | 0 | 0 | 0 | 0 | 0 | 0 | 0 | 0 | 0 | 0 | 0 | 0 | 0 | 0 | 0 | 0 | 0
[10 empty] | 0 | 0 | 0 | 0 | 0 | 0 | 0 | 0 | 0 | 0 | 0 | 0 | 0 | 0 | 0 | 0 | 0 | 0 | 0 | 0 | 0 | 0 | 0 | 0 | 0 | 0 | 0 | 0
[10 empty] | 0 | 0 | 0 | 0 | 0 | 0 | 0 | 0 | 0 | 0 | 0 | 0 | 0 | 0 | 0 | 0 | 0 | 0 | 0 | 0 | 0 | 0 | 0 | 0 | 0 | 0 | 0 | 0
[10 empty] | 0 | 0 | 0 | 0 | 0 | 0 | 0 | 0 | 0 | 0 | 0 | 0 | 0 | 0 | 0 | 0 | 0 | 0 | 0 | 0 | 0 | 0 | 0 | 0 | 0 | 0 | 0 | 0
[10 empty] | 0 | 0 | 0 | 0 | 0 | 0 | 0 | 0 | 0 | 0 | 0 | 0 | 0 | 0 | 0 | 0 | 0 | 0 | 0 | 0 | 0 | 0 | 0 | 0 | 0 | 0 | 0 | 0
[10 empty] | 0 | 0 | 0 | 0 | 0 | 0 | 0 | 0 | 0 | 0 | 0 | 0 | 0 | 0 | 0 | 0 | 0 | 0 | 0 | 0 | 0 | 0 | 0 | 0 | 0 | 0 | 0 | 0
[10 empty] | 0 | 0 | 0 | 0 | 0 | 0 | 0 | 0 | 0 | 0 | 0 | 0 | 0 | 0 | 0 | 0 | 0 | 0 | 0 | 0 | 0 | 0 | 0 | 0 | 0 | 0 | 0 | 0
[10 empty] | 0 | 0 | 0 | 0 | 0 | 0 | 0 | 0 | 0 | 0 | 0 | 0 | 0 | 0 | 0 | 0 | 0 | 0 | 0 | 0 | 0 | 0 | 0 | 0 | 0 | 0 | 0 | 0
[10 empty] | 0 | 0 | 0 | 0 | 0 | 0 | 0 | 0 | 0 | 0 | 0 | 0 | 0 | 0 | 0 | 0 | 0 | 0 | 0 | 0 | 0 | 0 | 0 | 0 | 0 | 0 | 0 | 0
[10 empty] | 0 | 0 | 0 | 0 | 0 | 0 | 0 | 0 | 0 | 0 | 0 | 0 | 0 | 0 | 0 | 0 | 0 | 0 | 0 | 0 | 0 | 0 | 0 | 0 | 0 | 0 | 0 | 0
[10 empty] | 0 | 0 | 0 | 0 | 0 | 0 | 0 | 0 | 0 | 0 | 0 | 0 | 0 | 0 | 0 | 0 | 0 | 0 | 0 | 0 | 0 | 0 | 0 | 0 | 0 | 0 | 0 | 0
[10 empty] | 0 | 0 | 0 | 0 | 0 | 0 | 0 | 0 | 0 | 0 | 0 | 0 | 0 | 0 | 0 | 0 | 0 | 0 | 0 | 0 | 0 | 0 | 0 | 0 | 0 | 0 | 0 | 0
[10 empty] | 0 | 0 | 0 | 0 | 0 | 0 | 0 | 0 | 0 | 0 | 0 | 0 | 0 | 0 | 0 | 0 | 0 | 0 | 0 | 0 | 0 | 0 | 0 | 0 | 0 | 0 | 0 | 0
[10 empty] | 0 | 0 | 0 | 0 | 0 | 0 | 0 | 0 | 0 | 0 | 0 | 0 | 0 | 0 | 0 | 0 | 0 | 0 | 0 | 0 | 0 | 0 | 0 | 0 | 0 | 0 | 0 | 0
[10 empty] | 0 | 0 | 0 | 0 | 0 | 0 | 0 | 0 | 0 | 0 | 0 | 0 | 0 | 0 | 0 | 0 | 0 | 0 | 0 | 0 | 0 | 0 | 0 | 0 | 0 | 0 | 0 | 0
[10 empty] | 0 | 0 | 0 | 0 | 0 | 0 | 0 | 0 | 0 | 0 | 0 | 0 | 0 | 0 | 0 | 0 | 0 | 0 | 0 | 0 | 0 | 0 | 0 | 0 | 0 | 0 | 0 | 0
[10 empty] | 0 | 0 | 0 | 0 | 0 | 0 | 0 | 0 | 0 | 0 | 0 | 0 | 0 | 0 | 0 | 0 | 0 | 0 | 0 | 0 | 0 | 0 | 0 | 0 | 0 | 0 | 0 | 0
[10 empty] | 0 | 0 | 0 | 0 | 0 | 0 | 0 | 0 | 0 | 0 | 0 | 0 | 0 | 0 | 0 | 0 | 0 | 0 | 0 | 0 | 0 | 0 | 0 | 0 | 0 | 0 | 0 | 0
[10 empty] | 0 | 0 | 0 | 0 | 0 | 0 | 0 | 0 | 0 | 0 | 0 | 0 | 0 | 0 | 0 | 0 | 0 | 0 | 0 | 0 | 0 | 0 | 0 | 0 | 0 | 0 | 0 | 0
[10 empty] | 0 | 0 | 0 | 0 | 0 | 0 | 0 | 0 | 0 | 0 | 0 | 0 | 0 | 0 | 0 | 0 | 0 | 0 | 0 | 0 | 0 | 0 | 0 | 0 | 0 | 0 | 0 | 0
[10 empty] | 0 | 0 | 0 | 0 | 0 | 0 | 0 | 0 | 0 | 0 | 0 | 0 | 0 | 0 | 0 | 0 | 0 | 0 | 0 | 0 | 0 | 0 | 0 | 0 | 0 | 0 | 0 | 0
[10 empty] | 0 | 0 | 0 | 0 | 0 | 0 | 0 | 0 | 0 | 0 | 0 | 0 | 0 | 0 | 0 | 0 | 0 | 0 | 0 | 0 | 0 | 0 | 0 | 0 | 0 | 0 | 0 | 0
[10 empty] | 0 | 0 | 0 | 0 | 0 | 0 | 0 | 0 | 0 | 0 | 0 | 0 | 0 | 0 | 0 | 0 | 0 | 0 | 0 | 0 | 0 | 0 | 0 | 0 | 0 | 0 | 0 | 0
[10 empty] | 0 | 0 | 0 | 0 | 0 | 0 | 0 | 0 | 0 | 0 | 0 | 0 | 0 | 0 | 0 | 0 | 0 | 0 | 0 | 0 | 0 | 0 | 0 | 0 | 0 | 0 | 0 | 0
[10 empty] | 0 | 0 | 0 | 0 | 0 | 0 | 0 | 0 | 0 | 0 | 0 | 0 | 0 | 0 | 0 | 0 | 0 | 0 | 0 | 0 | 0 | 0 | 0 | 0 | 0 | 0 | 0 | 0
[10 empty] | 0 | 0 | 0 | 0 | 0 | 0 | 0 | 0 | 0 | 0 | 0 | 0 | 0 | 0 | 0 | 0 | 0 | 0 | 0 | 0 | 0 | 0 | 0 | 0 | 0 | 0 | 0 | 0
[10 empty] | 0 | 0 | 0 | 0 | 0 | 0 | 0 | 0 | 0 | 0 | 0 | 0 | 0 | 0 | 0 | 0 | 0 | 0 | 0 | 0 | 0 | 0 | 0 | 0 | 0 | 0 | 0 | 0
[10 empty] | 0 | 0 | 0 | 0 | 0 | 0 | 0 | 0 | 0 | 0 | 0 | 0 | 0 | 0 | 0 | 0 | 0 | 0 | 0 | 0 | 0 | 0 | 0 | 0 | 0 | 0 | 0 | 0
[10 empty] | 0 | 0 | 0 | 0 | 0 | 0 | 0 | 0 | 0 | 0 | 0 | 0 | 0 | 0 | 0 | 0 | 0 | 0 | 0 | 0 | 0 | 0 | 0 | 0 | 0 | 0 | 0 | 0
[10 empty] | 0 | 0 | 0 | 0 | 0 | 0 | 0 | 0 | 0 | 0 | 0 | 0 | 0 | 0 | 0 | 0 | 0 | 0 | 0 | 0 | 0 | 0 | 0 | 0 | 0 | 0 | 0 | 0
[10 empty] | 0 | 0 | 0 | 0 | 0 | 0 | 0 | 0 | 0 | 0 | 0 | 0 | 0 | 0 | 0 | 0 | 0 | 0 | 0 | 0 | 0 | 0 | 0 | 0 | 0 | 0 | 0 | 0
[10 empty] | 0 | 0 | 0 | 0 | 0 | 0 | 0 | 0 | 0 | 0 | 0 | 0 | 0 | 0 | 0 | 0 | 0 | 0 | 0 | 0 | 0 | 0 | 0 | 0 | 0 | 0 | 0 | 0
[10 empty] | 0 | 0 | 0 | 0 | 0 | 0 | 0 | 0 | 0 | 0 | 0 | 0 | 0 | 0 | 0 | 0 | 0 | 0 | 0 | 0 | 0 | 0 | 0 | 0 | 0 | 0 | 0 | 0
[10 empty] | 0 | 0 | 0 | 0 | 0 | 0 | 0 | 0 | 0 | 0 | 0 | 0 | 0 | 0 | 0 | 0 | 0 | 0 | 0 | 0 | 0 | 0 | 0 | 0 | 0 | 0 | 0 | 0
[10 empty] | 0 | 0 | 0 | 0 | 0 | 0 | 0 | 0 | 0 | 0 | 0 | 0 | 0 | 0 | 0 | 0 | 0 | 0 | 0 | 0 | 0 | 0 | 0 | 0 | 0 | 0 | 0 | 0
[10 empty] | 0 | 0 | 0 | 0 | 0 | 0 | 0 | 0 | 0 | 0 | 0 | 0 | 0 | 0 | 0 | 0 | 0 | 0 | 0 | 0 | 0 | 0 | 0 | 0 | 0 | 0 | 0 | 0
[10 empty] | 0 | 0 | 0 | 0 | 0 | 0 | 0 | 0 | 0 | 0 | 0 | 0 | 0 | 0 | 0 | 0 | 0 | 0 | 0 | 0 | 0 | 0 | 0 | 0 | 0 | 0 | 0 | 0
[10 empty] | 0 | 0 | 0 | 0 | 0 | 0 | 0 | 0 | 0 | 0 | 0 | 0 | 0 | 0 | 0 | 0 | 0 | 0 | 0 | 0 | 0 | 0 | 0 | 0 | 0 | 0 | 0 | 0
[10 empty] | 0 | 0 | 0 | 0 | 0 | 0 | 0 | 0 | 0 | 0 | 0 | 0 | 0 | 0 | 0 | 0 | 0 | 0 | 0 | 0 | 0 | 0 | 0 | 0 | 0 | 0 | 0 | 0
[10 empty] | 0 | 0 | 0 | 0 | 0 | 0 | 0 | 0 | 0 | 0 | 0 | 0 | 0 | 0 | 0 | 0 | 0 | 0 | 0 | 0 | 0 | 0 | 0 | 0 | 0 | 0 | 0 | 0
[10 empty] | 0 | 0 | 0 | 0 | 0 | 0 | 0 | 0 | 0 | 0 | 0 | 0 | 0 | 0 | 0 | 0 | 0 | 0 | 0 | 0 | 0 | 0 | 0 | 0 | 0 | 0 | 0 | 0
[10 empty] | 0 | 0 | 0 | 0 | 0 | 0 | 0 | 0 | 0 | 0 | 0 | 0 | 0 | 0 | 0 | 0 | 0 | 0 | 0 | 0 | 0 | 0 | 0 | 0 | 0 | 0 | 0 | 0
[10 empty] | 0 | 0 | 0 | 0 | 0 | 0 | 0 | 0 | 0 | 0 | 0 | 0 | 0 | 0 | 0 | 0 | 0 | 0 | 0 | 0 | 0 | 0 | 0 | 0 | 0 | 0 | 0 | 0
[10 empty] | 0 | 0 | 0 | 0 | 0 | 0 | 0 | 0 | 0 | 0 | 0 | 0 | 0 | 0 | 0 | 0 | 0 | 0 | 0 | 0 | 0 | 0 | 0 | 0 | 0 | 0 | 0 | 0
[10 empty] | 0 | 0 | 0 | 0 | 0 | 0 | 0 | 0 | 0 | 0 | 0 | 0 | 0 | 0 | 0 | 0 | 0 | 0 | 0 | 0 | 0 | 0 | 0 | 0 | 0 | 0 | 0 | 0
[10 empty] | 0 | 0 | 0 | 0 | 0 | 0 | 0 | 0 | 0 | 0 | 0 | 0 | 0 | 0 | 0 | 0 | 0 | 0 | 0 | 0 | 0 | 0 | 0 | 0 | 0 | 0 | 0 | 0
[10 empty] | 0 | 0 | 0 | 0 | 0 | 0 | 0 | 0 | 0 | 0 | 0 | 0 | 0 | 0 | 0 | 0 | 0 | 0 | 0 | 0 | 0 | 0 | 0 | 0 | 0 | 0 | 0 | 0
[10 empty] | 0 | 0 | 0 | 0 | 0 | 0 | 0 | 0 | 0 | 0 | 0 | 0 | 0 | 0 | 0 | 0 | 0 | 0 | 0 | 0 | 0 | 0 | 0 | 0 | 0 | 0 | 0 | 0
[10 empty] | 0 | 0 | 0 | 0 | 0 | 0 | 0 | 0 | 0 | 0 | 0 | 0 | 0 | 0 | 0 | 0 | 0 | 0 | 0 | 0 | 0 | 0 | 0 | 0 | 0 | 0 | 0 | 0
[10 empty] | 0 | 0 | 0 | 0 | 0 | 0 | 0 | 0 | 0 | 0 | 0 | 0 | 0 | 0 | 0 | 0 | 0 | 0 | 0 | 0 | 0 | 0 | 0 | 0 | 0 | 0 | 0 | 0
[10 empty] | 0 | 0 | 0 | 0 | 0 | 0 | 0 | 0 | 0 | 0 | 0 | 0 | 0 | 0 | 0 | 0 | 0 | 0 | 0 | 0 | 0 | 0 | 0 | 0 | 0 | 0 | 0 | 0
[10 empty] | 0 | 0 | 0 | 0 | 0 | 0 | 0 | 0 | 0 | 0 | 0 | 0 | 0 | 0 | 0 | 0 | 0 | 0 | 0 | 0 | 0 | 0 | 0 | 0 | 0 | 0 | 0 | 0
[10 empty] | 0 | 0 | 0 | 0 | 0 | 0 | 0 | 0 | 0 | 0 | 0 | 0 | 0 | 0 | 0 | 0 | 0 | 0 | 0 | 0 | 0 | 0 | 0 | 0 | 0 | 0 | 0 | 0
[10 empty] | 0 | 0 | 0 | 0 | 0 | 0 | 0 | 0 | 0 | 0 | 0 | 0 | 0 | 0 | 0 | 0 | 0 | 0 | 0 | 0 | 0 | 0 | 0 | 0 | 0 | 0 | 0 | 0
[10 empty] | 0 | 0 | 0 | 0 | 0 | 0 | 0 | 0 | 0 | 0 | 0 | 0 | 0 | 0 | 0 | 0 | 0 | 0 | 0 | 0 | 0 | 0 | 0 | 0 | 0 | 0 | 0 | 0
[10 empty] | 0 | 0 | 0 | 0 | 0 | 0 | 0 | 0 | 0 | 0 | 0 | 0 | 0 | 0 | 0 | 0 | 0 | 0 | 0 | 0 | 0 | 0 | 0 | 0 | 0 | 0 | 0 | 0
[10 empty] | 0 | 0 | 0 | 0 | 0 | 0 | 0 | 0 | 0 | 0 | 0 | 0 | 0 | 0 | 0 | 0 | 0 | 0 | 0 | 0 | 0 | 0 | 0 | 0 | 0 | 0 | 0 | 0
[10 empty] | 0 | 0 | 0 | 0 | 0 | 0 | 0 | 0 | 0 | 0 | 0 | 0 | 0 | 0 | 0 | 0 | 0 | 0 | 0 | 0 | 0 | 0 | 0 | 0 | 0 | 0 | 0 | 0
[10 empty] | 0 | 0 | 0 | 0 | 0 | 0 | 0 | 0 | 0 | 0 | 0 | 0 | 0 | 0 | 0 | 0 | 0 | 0 | 0 | 0 | 0 | 0 | 0 | 0 | 0 | 0 | 0 | 0
[10 empty] | 0 | 0 | 0 | 0 | 0 | 0 | 0 | 0 | 0 | 0 | 0 | 0 | 0 | 0 | 0 | 0 | 0 | 0 | 0 | 0 | 0 | 0 | 0 | 0 | 0 | 0 | 0 | 0
[10 empty] | 0 | 0 | 0 | 0 | 0 | 0 | 0 | 0 | 0 | 0 | 0 | 0 | 0 | 0 | 0 | 0 | 0 | 0 | 0 | 0 | 0 | 0 | 0 | 0 | 0 | 0 | 0 | 0
[10 empty] | 0 | 0 | 0 | 0 | 0 | 0 | 0 | 0 | 0 | 0 | 0 | 0 | 0 | 0 | 0 | 0 | 0 | 0 | 0 | 0 | 0 | 0 | 0 | 0 | 0 | 0 | 0 | 0
[10 empty] | 0 | 0 | 0 | 0 | 0 | 0 | 0 | 0 | 0 | 0 | 0 | 0 | 0 | 0 | 0 | 0 | 0 | 0 | 0 | 0 | 0 | 0 | 0 | 0 | 0 | 0 | 0 | 0
[10 empty] | 0 | 0 | 0 | 0 | 0 | 0 | 0 | 0 | 0 | 0 | 0 | 0 | 0 | 0 | 0 | 0 | 0 | 0 | 0 | 0 | 0 | 0 | 0 | 0 | 0 | 0 | 0 | 0
[10 empty] | 0 | 0 | 0 | 0 | 0 | 0 | 0 | 0 | 0 | 0 | 0 | 0 | 0 | 0 | 0 | 0 | 0 | 0 | 0 | 0 | 0 | 0 | 0 | 0 | 0 | 0 | 0 | 0
[10 empty] | 0 | 0 | 0 | 0 | 0 | 0 | 0 | 0 | 0 | 0 | 0 | 0 | 0 | 0 | 0 | 0 | 0 | 0 | 0 | 0 | 0 | 0 | 0 | 0 | 0 | 0 | 0 | 0
[10 empty] | 0 | 0 | 0 | 0 | 0 | 0 | 0 | 0 | 0 | 0 | 0 | 0 | 0 | 0 | 0 | 0 | 0 | 0 | 0 | 0 | 0 | 0 | 0 | 0 | 0 | 0 | 0 | 0
[10 empty] | 0 | 0 | 0 | 0 | 0 | 0 | 0 | 0 | 0 | 0 | 0 | 0 | 0 | 0 | 0 | 0 | 0 | 0 | 0 | 0 | 0 | 0 | 0 | 0 | 0 | 0 | 0 | 0
[10 empty] | 0 | 0 | 0 | 0 | 0 | 0 | 0 | 0 | 0 | 0 | 0 | 0 | 0 | 0 | 0 | 0 | 0 | 0 | 0 | 0 | 0 | 0 | 0 | 0 | 0 | 0 | 0 | 0
[10 empty] | 0 | 0 | 0 | 0 | 0 | 0 | 0 | 0 | 0 | 0 | 0 | 0 | 0 | 0 | 0 | 0 | 0 | 0 | 0 | 0 | 0 | 0 | 0 | 0 | 0 | 0 | 0 | 0
[10 empty] | 0 | 0 | 0 | 0 | 0 | 0 | 0 | 0 | 0 | 0 | 0 | 0 | 0 | 0 | 0 | 0 | 0 | 0 | 0 | 0 | 0 | 0 | 0 | 0 | 0 | 0 | 0 | 0
[10 empty] | 0 | 0 | 0 | 0 | 0 | 0 | 0 | 0 | 0 | 0 | 0 | 0 | 0 | 0 | 0 | 0 | 0 | 0 | 0 | 0 | 0 | 0 | 0 | 0 | 0 | 0 | 0 | 0
[10 empty] | 0 | 0 | 0 | 0 | 0 | 0 | 0 | 0 | 0 | 0 | 0 | 0 | 0 | 0 | 0 | 0 | 0 | 0 | 0 | 0 | 0 | 0 | 0 | 0 | 0 | 0 | 0 | 0
[10 empty] | 0 | 0 | 0 | 0 | 0 | 0 | 0 | 0 | 0 | 0 | 0 | 0 | 0 | 0 | 0 | 0 | 0 | 0 | 0 | 0 | 0 | 0 | 0 | 0 | 0 | 0 | 0 | 0
[10 empty] | 0 | 0 | 0 | 0 | 0 | 0 | 0 | 0 | 0 | 0 | 0 | 0 | 0 | 0 | 0 | 0 | 0 | 0 | 0 | 0 | 0 | 0 | 0 | 0 | 0 | 0 | 0 | 0
[10 empty] | 0 | 0 | 0 | 0 | 0 | 0 | 0 | 0 | 0 | 0 | 0 | 0 | 0 | 0 | 0 | 0 | 0 | 0 | 0 | 0 | 0 | 0 | 0 | 0 | 0 | 0 | 0 | 0
[10 empty] | 0 | 0 | 0 | 0 | 0 | 0 | 0 | 0 | 0 | 0 | 0 | 0 | 0 | 0 | 0 | 0 | 0 | 0 | 0 | 0 | 0 | 0 | 0 | 0 | 0 | 0 | 0 | 0
[10 empty] | 0 | 0 | 0 | 0 | 0 | 0 | 0 | 0 | 0 | 0 | 0 | 0 | 0 | 0 | 0 | 0 | 0 | 0 | 0 | 0 | 0 | 0 | 0 | 0 | 0 | 0 | 0 | 0
[10 empty] | 0 | 0 | 0 | 0 | 0 | 0 | 0 | 0 | 0 | 0 | 0 | 0 | 0 | 0 | 0 | 0 | 0 | 0 | 0 | 0 | 0 | 0 | 0 | 0 | 0 | 0 | 0 | 0
[10 empty] | 0 | 0 | 0 | 0 | 0 | 0 | 0 | 0 | 0 | 0 | 0 | 0 | 0 | 0 | 0 | 0 | 0 | 0 | 0 | 0 | 0 | 0 | 0 | 0 | 0 | 0 | 0 | 0
[10 empty] | 0 | 0 | 0 | 0 | 0 | 0 | 0 | 0 | 0 | 0 | 0 | 0 | 0 | 0 | 0 | 0 | 0 | 0 | 0 | 0 | 0 | 0 | 0 | 0 | 0 | 0 | 0 | 0
[10 empty] | 0 | 0 | 0 | 0 | 0 | 0 | 0 | 0 | 0 | 0 | 0 | 0 | 0 | 0 | 0 | 0 | 0 | 0 | 0 | 0 | 0 | 0 | 0 | 0 | 0 | 0 | 0 | 0
[10 empty] | 0 | 0 | 0 | 0 | 0 | 0 | 0 | 0 | 0 | 0 | 0 | 0 | 0 | 0 | 0 | 0 | 0 | 0 | 0 | 0 | 0 | 0 | 0 | 0 | 0 | 0 | 0 | 0
[10 empty] | 0 | 0 | 0 | 0 | 0 | 0 | 0 | 0 | 0 | 0 | 0 | 0 | 0 | 0 | 0 | 0 | 0 | 0 | 0 | 0 | 0 | 0 | 0 | 0 | 0 | 0 | 0 | 0
[10 empty] | 0 | 0 | 0 | 0 | 0 | 0 | 0 | 0 | 0 | 0 | 0 | 0 | 0 | 0 | 0 | 0 | 0 | 0 | 0 | 0 | 0 | 0 | 0 | 0 | 0 | 0 | 0 | 0
[10 empty] | 0 | 0 | 0 | 0 | 0 | 0 | 0 | 0 | 0 | 0 | 0 | 0 | 0 | 0 | 0 | 0 | 0 | 0 | 0 | 0 | 0 | 0 | 0 | 0 | 0 | 0 | 0 | 0
[10 empty] | 0 | 0 | 0 | 0 | 0 | 0 | 0 | 0 | 0 | 0 | 0 | 0 | 0 | 0 | 0 | 0 | 0 | 0 | 0 | 0 | 0 | 0 | 0 | 0 | 0 | 0 | 0 | 0
[10 empty] | 0 | 0 | 0 | 0 | 0 | 0 | 0 | 0 | 0 | 0 | 0 | 0 | 0 | 0 | 0 | 0 | 0 | 0 | 0 | 0 | 0 | 0 | 0 | 0 | 0 | 0 | 0 | 0
[10 empty] | 0 | 0 | 0 | 0 | 0 | 0 | 0 | 0 | 0 | 0 | 0 | 0 | 0 | 0 | 0 | 0 | 0 | 0 | 0 | 0 | 0 | 0 | 0 | 0 | 0 | 0 | 0 | 0
[10 empty] | 0 | 0 | 0 | 0 | 0 | 0 | 0 | 0 | 0 | 0 | 0 | 0 | 0 | 0 | 0 | 0 | 0 | 0 | 0 | 0 | 0 | 0 | 0 | 0 | 0 | 0 | 0 | 0
[10 empty] | 0 | 0 | 0 | 0 | 0 | 0 | 0 | 0 | 0 | 0 | 0 | 0 | 0 | 0 | 0 | 0 | 0 | 0 | 0 | 0 | 0 | 0 | 0 | 0 | 0 | 0 | 0 | 0
[10 empty] | 0 | 0 | 0 | 0 | 0 | 0 | 0 | 0 | 0 | 0 | 0 | 0 | 0 | 0 | 0 | 0 | 0 | 0 | 0 | 0 | 0 | 0 | 0 | 0 | 0 | 0 | 0 | 0
[10 empty] | 0 | 0 | 0 | 0 | 0 | 0 | 0 | 0 | 0 | 0 | 0 | 0 | 0 | 0 | 0 | 0 | 0 | 0 | 0 | 0 | 0 | 0 | 0 | 0 | 0 | 0 | 0 | 0
[10 empty] | 0 | 0 | 0 | 0 | 0 | 0 | 0 | 0 | 0 | 0 | 0 | 0 | 0 | 0 | 0 | 0 | 0 | 0 | 0 | 0 | 0 | 0 | 0 | 0 | 0 | 0 | 0 | 0
[10 empty] | 0 | 0 | 0 | 0 | 0 | 0 | 0 | 0 | 0 | 0 | 0 | 0 | 0 | 0 | 0 | 0 | 0 | 0 | 0 | 0 | 0 | 0 | 0 | 0 | 0 | 0 | 0 | 0
[10 empty] | 0 | 0 | 0 | 0 | 0 | 0 | 0 | 0 | 0 | 0 | 0 | 0 | 0 | 0 | 0 | 0 | 0 | 0 | 0 | 0 | 0 | 0 | 0 | 0 | 0 | 0 | 0 | 0
[10 empty] | 0 | 0 | 0 | 0 | 0 | 0 | 0 | 0 | 0 | 0 | 0 | 0 | 0 | 0 | 0 | 0 | 0 | 0 | 0 | 0 | 0 | 0 | 0 | 0 | 0 | 0 | 0 | 0
[10 empty] | 0 | 0 | 0 | 0 | 0 | 0 | 0 | 0 | 0 | 0 | 0 | 0 | 0 | 0 | 0 | 0 | 0 | 0 | 0 | 0 | 0 | 0 | 0 | 0 | 0 | 0 | 0 | 0
[10 empty] | 0 | 0 | 0 | 0 | 0 | 0 | 0 | 0 | 0 | 0 | 0 | 0 | 0 | 0 | 0 | 0 | 0 | 0 | 0 | 0 | 0 | 0 | 0 | 0 | 0 | 0 | 0 | 0
[10 empty] | 0 | 0 | 0 | 0 | 0 | 0 | 0 | 0 | 0 | 0 | 0 | 0 | 0 | 0 | 0 | 0 | 0 | 0 | 0 | 0 | 0 | 0 | 0 | 0 | 0 | 0 | 0 | 0
[10 empty] | 0 | 0 | 0 | 0 | 0 | 0 | 0 | 0 | 0 | 0 | 0 | 0 | 0 | 0 | 0 | 0 | 0 | 0 | 0 | 0 | 0 | 0 | 0 | 0 | 0 | 0 | 0 | 0
[10 empty] | 0 | 0 | 0 | 0 | 0 | 0 | 0 | 0 | 0 | 0 | 0 | 0 | 0 | 0 | 0 | 0 | 0 | 0 | 0 | 0 | 0 | 0 | 0 | 0 | 0 | 0 | 0 | 0
[10 empty] | 0 | 0 | 0 | 0 | 0 | 0 | 0 | 0 | 0 | 0 | 0 | 0 | 0 | 0 | 0 | 0 | 0 | 0 | 0 | 0 | 0 | 0 | 0 | 0 | 0 | 0 | 0 | 0
[10 empty] | 0 | 0 | 0 | 0 | 0 | 0 | 0 | 0 | 0 | 0 | 0 | 0 | 0 | 0 | 0 | 0 | 0 | 0 | 0 | 0 | 0 | 0 | 0 | 0 | 0 | 0 | 0 | 0
[10 empty] | 0 | 0 | 0 | 0 | 0 | 0 | 0 | 0 | 0 | 0 | 0 | 0 | 0 | 0 | 0 | 0 | 0 | 0 | 0 | 0 | 0 | 0 | 0 | 0 | 0 | 0 | 0 | 0
[10 empty] | 0 | 0 | 0 | 0 | 0 | 0 | 0 | 0 | 0 | 0 | 0 | 0 | 0 | 0 | 0 | 0 | 0 | 0 | 0 | 0 | 0 | 0 | 0 | 0 | 0 | 0 | 0 | 0
[10 empty] | 0 | 0 | 0 | 0 | 0 | 0 | 0 | 0 | 0 | 0 | 0 | 0 | 0 | 0 | 0 | 0 | 0 | 0 | 0 | 0 | 0 | 0 | 0 | 0 | 0 | 0 | 0 | 0
[10 empty] | 0 | 0 | 0 | 0 | 0 | 0 | 0 | 0 | 0 | 0 | 0 | 0 | 0 | 0 | 0 | 0 | 0 | 0 | 0 | 0 | 0 | 0 | 0 | 0 | 0 | 0 | 0 | 0
[10 empty] | 0 | 0 | 0 | 0 | 0 | 0 | 0 | 0 | 0 | 0 | 0 | 0 | 0 | 0 | 0 | 0 | 0 | 0 | 0 | 0 | 0 | 0 | 0 | 0 | 0 | 0 | 0 | 0
[10 empty] | 0 | 0 | 0 | 0 | 0 | 0 | 0 | 0 | 0 | 0 | 0 | 0 | 0 | 0 | 0 | 0 | 0 | 0 | 0 | 0 | 0 | 0 | 0 | 0 | 0 | 0 | 0 | 0
[10 empty] | 0 | 0 | 0 | 0 | 0 | 0 | 0 | 0 | 0 | 0 | 0 | 0 | 0 | 0 | 0 | 0 | 0 | 0 | 0 | 0 | 0 | 0 | 0 | 0 | 0 | 0 | 0 | 0
[10 empty] | 0 | 0 | 0 | 0 | 0 | 0 | 0 | 0 | 0 | 0 | 0 | 0 | 0 | 0 | 0 | 0 | 0 | 0 | 0 | 0 | 0 | 0 | 0 | 0 | 0 | 0 | 0 | 0
[10 empty] | 0 | 0 | 0 | 0 | 0 | 0 | 0 | 0 | 0 | 0 | 0 | 0 | 0 | 0 | 0 | 0 | 0 | 0 | 0 | 0 | 0 | 0 | 0 | 0 | 0 | 0 | 0 | 0
[10 empty] | 0 | 0 | 0 | 0 | 0 | 0 | 0 | 0 | 0 | 0 | 0 | 0 | 0 | 0 | 0 | 0 | 0 | 0 | 0 | 0 | 0 | 0 | 0 | 0 | 0 | 0 | 0 | 0
[10 empty] | 0 | 0 | 0 | 0 | 0 | 0 | 0 | 0 | 0 | 0 | 0 | 0 | 0 | 0 | 0 | 0 | 0 | 0 | 0 | 0 | 0 | 0 | 0 | 0 | 0 | 0 | 0 | 0
[10 empty] | 0 | 0 | 0 | 0 | 0 | 0 | 0 | 0 | 0 | 0 | 0 | 0 | 0 | 0 | 0 | 0 | 0 | 0 | 0 | 0 | 0 | 0 | 0 | 0 | 0 | 0 | 0 | 0
[10 empty] | 0 | 0 | 0 | 0 | 0 | 0 | 0 | 0 | 0 | 0 | 0 | 0 | 0 | 0 | 0 | 0 | 0 | 0 | 0 | 0 | 0 | 0 | 0 | 0 | 0 | 0 | 0 | 0
[10 empty] | 0 | 0 | 0 | 0 | 0 | 0 | 0 | 0 | 0 | 0 | 0 | 0 | 0 | 0 | 0 | 0 | 0 | 0 | 0 | 0 | 0 | 0 | 0 | 0 | 0 | 0 | 0 | 0
[10 empty] | 0 | 0 | 0 | 0 | 0 | 0 | 0 | 0 | 0 | 0 | 0 | 0 | 0 | 0 | 0 | 0 | 0 | 0 | 0 | 0 | 0 | 0 | 0 | 0 | 0 | 0 | 0 | 0
[10 empty] | 0 | 0 | 0 | 0 | 0 | 0 | 0 | 0 | 0 | 0 | 0 | 0 | 0 | 0 | 0 | 0 | 0 | 0 | 0 | 0 | 0 | 0 | 0 | 0 | 0 | 0 | 0 | 0
[10 empty] | 0 | 0 | 0 | 0 | 0 | 0 | 0 | 0 | 0 | 0 | 0 | 0 | 0 | 0 | 0 | 0 | 0 | 0 | 0 | 0 | 0 | 0 | 0 | 0 | 0 | 0 | 0 | 0
[10 empty] | 0 | 0 | 0 | 0 | 0 | 0 | 0 | 0 | 0 | 0 | 0 | 0 | 0 | 0 | 0 | 0 | 0 | 0 | 0 | 0 | 0 | 0 | 0 | 0 | 0 | 0 | 0 | 0
[10 empty] | 0 | 0 | 0 | 0 | 0 | 0 | 0 | 0 | 0 | 0 | 0 | 0 | 0 | 0 | 0 | 0 | 0 | 0 | 0 | 0 | 0 | 0 | 0 | 0 | 0 | 0 | 0 | 0
[10 empty] | 0 | 0 | 0 | 0 | 0 | 0 | 0 | 0 | 0 | 0 | 0 | 0 | 0 | 0 | 0 | 0 | 0 | 0 | 0 | 0 | 0 | 0 | 0 | 0 | 0 | 0 | 0 | 0
[10 empty] | 0 | 0 | 0 | 0 | 0 | 0 | 0 | 0 | 0 | 0 | 0 | 0 | 0 | 0 | 0 | 0 | 0 | 0 | 0 | 0 | 0 | 0 | 0 | 0 | 0 | 0 | 0 | 0
[10 empty] | 0 | 0 | 0 | 0 | 0 | 0 | 0 | 0 | 0 | 0 | 0 | 0 | 0 | 0 | 0 | 0 | 0 | 0 | 0 | 0 | 0 | 0 | 0 | 0 | 0 | 0 | 0 | 0
[10 empty] | 0 | 0 | 0 | 0 | 0 | 0 | 0 | 0 | 0 | 0 | 0 | 0 | 0 | 0 | 0 | 0 | 0 | 0 | 0 | 0 | 0 | 0 | 0 | 0 | 0 | 0 | 0 | 0
[10 empty] | 0 | 0 | 0 | 0 | 0 | 0 | 0 | 0 | 0 | 0 | 0 | 0 | 0 | 0 | 0 | 0 | 0 | 0 | 0 | 0 | 0 | 0 | 0 | 0 | 0 | 0 | 0 | 0
[10 empty] | 0 | 0 | 0 | 0 | 0 | 0 | 0 | 0 | 0 | 0 | 0 | 0 | 0 | 0 | 0 | 0 | 0 | 0 | 0 | 0 | 0 | 0 | 0 | 0 | 0 | 0 | 0 | 0
[10 empty] | 0 | 0 | 0 | 0 | 0 | 0 | 0 | 0 | 0 | 0 | 0 | 0 | 0 | 0 | 0 | 0 | 0 | 0 | 0 | 0 | 0 | 0 | 0 | 0 | 0 | 0 | 0 | 0
[10 empty] | 0 | 0 | 0 | 0 | 0 | 0 | 0 | 0 | 0 | 0 | 0 | 0 | 0 | 0 | 0 | 0 | 0 | 0 | 0 | 0 | 0 | 0 | 0 | 0 | 0 | 0 | 0 | 0
[10 empty] | 0 | 0 | 0 | 0 | 0 | 0 | 0 | 0 | 0 | 0 | 0 | 0 | 0 | 0 | 0 | 0 | 0 | 0 | 0 | 0 | 0 | 0 | 0 | 0 | 0 | 0 | 0 | 0
[10 empty] | 0 | 0 | 0 | 0 | 0 | 0 | 0 | 0 | 0 | 0 | 0 | 0 | 0 | 0 | 0 | 0 | 0 | 0 | 0 | 0 | 0 | 0 | 0 | 0 | 0 | 0 | 0 | 0
[10 empty] | 0 | 0 | 0 | 0 | 0 | 0 | 0 | 0 | 0 | 0 | 0 | 0 | 0 | 0 | 0 | 0 | 0 | 0 | 0 | 0 | 0 | 0 | 0 | 0 | 0 | 0 | 0 | 0
[10 empty] | 0 | 0 | 0 | 0 | 0 | 0 | 0 | 0 | 0 | 0 | 0 | 0 | 0 | 0 | 0 | 0 | 0 | 0 | 0 | 0 | 0 | 0 | 0 | 0 | 0 | 0 | 0 | 0
[10 empty] | 0 | 0 | 0 | 0 | 0 | 0 | 0 | 0 | 0 | 0 | 0 | 0 | 0 | 0 | 0 | 0 | 0 | 0 | 0 | 0 | 0 | 0 | 0 | 0 | 0 | 0 | 0 | 0
[10 empty] | 0 | 0 | 0 | 0 | 0 | 0 | 0 | 0 | 0 | 0 | 0 | 0 | 0 | 0 | 0 | 0 | 0 | 0 | 0 | 0 | 0 | 0 | 0 | 0 | 0 | 0 | 0 | 0
[10 empty] | 0 | 0 | 0 | 0 | 0 | 0 | 0 | 0 | 0 | 0 | 0 | 0 | 0 | 0 | 0 | 0 | 0 | 0 | 0 | 0 | 0 | 0 | 0 | 0 | 0 | 0 | 0 | 0
[10 empty] | 0 | 0 | 0 | 0 | 0 | 0 | 0 | 0 | 0 | 0 | 0 | 0 | 0 | 0 | 0 | 0 | 0 | 0 | 0 | 0 | 0 | 0 | 0 | 0 | 0 | 0 | 0 | 0
[10 empty] | 0 | 0 | 0 | 0 | 0 | 0 | 0 | 0 | 0 | 0 | 0 | 0 | 0 | 0 | 0 | 0 | 0 | 0 | 0 | 0 | 0 | 0 | 0 | 0 | 0 | 0 | 0 | 0
[10 empty] | 0 | 0 | 0 | 0 | 0 | 0 | 0 | 0 | 0 | 0 | 0 | 0 | 0 | 0 | 0 | 0 | 0 | 0 | 0 | 0 | 0 | 0 | 0 | 0 | 0 | 0 | 0 | 0
[10 empty] | 0 | 0 | 0 | 0 | 0 | 0 | 0 | 0 | 0 | 0 | 0 | 0 | 0 | 0 | 0 | 0 | 0 | 0 | 0 | 0 | 0 | 0 | 0 | 0 | 0 | 0 | 0 | 0
[10 empty] | 0 | 0 | 0 | 0 | 0 | 0 | 0 | 0 | 0 | 0 | 0 | 0 | 0 | 0 | 0 | 0 | 0 | 0 | 0 | 0 | 0 | 0 | 0 | 0 | 0 | 0 | 0 | 0
[10 empty] | 0 | 0 | 0 | 0 | 0 | 0 | 0 | 0 | 0 | 0 | 0 | 0 | 0 | 0 | 0 | 0 | 0 | 0 | 0 | 0 | 0 | 0 | 0 | 0 | 0 | 0 | 0 | 0
[10 empty] | 0 | 0 | 0 | 0 | 0 | 0 | 0 | 0 | 0 | 0 | 0 | 0 | 0 | 0 | 0 | 0 | 0 | 0 | 0 | 0 | 0 | 0 | 0 | 0 | 0 | 0 | 0 | 0
[10 empty] | 0 | 0 | 0 | 0 | 0 | 0 | 0 | 0 | 0 | 0 | 0 | 0 | 0 | 0 | 0 | 0 | 0 | 0 | 0 | 0 | 0 | 0 | 0 | 0 | 0 | 0 | 0 | 0
[10 empty] | 0 | 0 | 0 | 0 | 0 | 0 | 0 | 0 | 0 | 0 | 0 | 0 | 0 | 0 | 0 | 0 | 0 | 0 | 0 | 0 | 0 | 0 | 0 | 0 | 0 | 0 | 0 | 0
[10 empty] | 0 | 0 | 0 | 0 | 0 | 0 | 0 | 0 | 0 | 0 | 0 | 0 | 0 | 0 | 0 | 0 | 0 | 0 | 0 | 0 | 0 | 0 | 0 | 0 | 0 | 0 | 0 | 0
[10 empty] | 0 | 0 | 0 | 0 | 0 | 0 | 0 | 0 | 0 | 0 | 0 | 0 | 0 | 0 | 0 | 0 | 0 | 0 | 0 | 0 | 0 | 0 | 0 | 0 | 0 | 0 | 0 | 0
[10 empty] | 0 | 0 | 0 | 0 | 0 | 0 | 0 | 0 | 0 | 0 | 0 | 0 | 0 | 0 | 0 | 0 | 0 | 0 | 0 | 0 | 0 | 0 | 0 | 0 | 0 | 0 | 0 | 0
[10 empty] | 0 | 0 | 0 | 0 | 0 | 0 | 0 | 0 | 0 | 0 | 0 | 0 | 0 | 0 | 0 | 0 | 0 | 0 | 0 | 0 | 0 | 0 | 0 | 0 | 0 | 0 | 0 | 0
[10 empty] | 0 | 0 | 0 | 0 | 0 | 0 | 0 | 0 | 0 | 0 | 0 | 0 | 0 | 0 | 0 | 0 | 0 | 0 | 0 | 0 | 0 | 0 | 0 | 0 | 0 | 0 | 0 | 0
[10 empty] | 0 | 0 | 0 | 0 | 0 | 0 | 0 | 0 | 0 | 0 | 0 | 0 | 0 | 0 | 0 | 0 | 0 | 0 | 0 | 0 | 0 | 0 | 0 | 0 | 0 | 0 | 0 | 0
[10 empty] | 0 | 0 | 0 | 0 | 0 | 0 | 0 | 0 | 0 | 0 | 0 | 0 | 0 | 0 | 0 | 0 | 0 | 0 | 0 | 0 | 0 | 0 | 0 | 0 | 0 | 0 | 0 | 0
[10 empty] | 0 | 0 | 0 | 0 | 0 | 0 | 0 | 0 | 0 | 0 | 0 | 0 | 0 | 0 | 0 | 0 | 0 | 0 | 0 | 0 | 0 | 0 | 0 | 0 | 0 | 0 | 0 | 0
[10 empty] | 0 | 0 | 0 | 0 | 0 | 0 | 0 | 0 | 0 | 0 | 0 | 0 | 0 | 0 | 0 | 0 | 0 | 0 | 0 | 0 | 0 | 0 | 0 | 0 | 0 | 0 | 0 | 0
[10 empty] | 0 | 0 | 0 | 0 | 0 | 0 | 0 | 0 | 0 | 0 | 0 | 0 | 0 | 0 | 0 | 0 | 0 | 0 | 0 | 0 | 0 | 0 | 0 | 0 | 0 | 0 | 0 | 0
[10 empty] | 0 | 0 | 0 | 0 | 0 | 0 | 0 | 0 | 0 | 0 | 0 | 0 | 0 | 0 | 0 | 0 | 0 | 0 | 0 | 0 | 0 | 0 | 0 | 0 | 0 | 0 | 0 | 0
[10 empty] | 0 | 0 | 0 | 0 | 0 | 0 | 0 | 0 | 0 | 0 | 0 | 0 | 0 | 0 | 0 | 0 | 0 | 0 | 0 | 0 | 0 | 0 | 0 | 0 | 0 | 0 | 0 | 0
[10 empty] | 0 | 0 | 0 | 0 | 0 | 0 | 0 | 0 | 0 | 0 | 0 | 0 | 0 | 0 | 0 | 0 | 0 | 0 | 0 | 0 | 0 | 0 | 0 | 0 | 0 | 0 | 0 | 0
[10 empty] | 0 | 0 | 0 | 0 | 0 | 0 | 0 | 0 | 0 | 0 | 0 | 0 | 0 | 0 | 0 | 0 | 0 | 0 | 0 | 0 | 0 | 0 | 0 | 0 | 0 | 0 | 0 | 0
[10 empty] | 0 | 0 | 0 | 0 | 0 | 0 | 0 | 0 | 0 | 0 | 0 | 0 | 0 | 0 | 0 | 0 | 0 | 0 | 0 | 0 | 0 | 0 | 0 | 0 | 0 | 0 | 0 | 0
[10 empty] | 0 | 0 | 0 | 0 | 0 | 0 | 0 | 0 | 0 | 0 | 0 | 0 | 0 | 0 | 0 | 0 | 0 | 0 | 0 | 0 | 0 | 0 | 0 | 0 | 0 | 0 | 0 | 0
[10 empty] | 0 | 0 | 0 | 0 | 0 | 0 | 0 | 0 | 0 | 0 | 0 | 0 | 0 | 0 | 0 | 0 | 0 | 0 | 0 | 0 | 0 | 0 | 0 | 0 | 0 | 0 | 0 | 0
[10 empty] | 0 | 0 | 0 | 0 | 0 | 0 | 0 | 0 | 0 | 0 | 0 | 0 | 0 | 0 | 0 | 0 | 0 | 0 | 0 | 0 | 0 | 0 | 0 | 0 | 0 | 0 | 0 | 0
[10 empty] | 0 | 0 | 0 | 0 | 0 | 0 | 0 | 0 | 0 | 0 | 0 | 0 | 0 | 0 | 0 | 0 | 0 | 0 | 0 | 0 | 0 | 0 | 0 | 0 | 0 | 0 | 0 | 0
[10 empty] | 0 | 0 | 0 | 0 | 0 | 0 | 0 | 0 | 0 | 0 | 0 | 0 | 0 | 0 | 0 | 0 | 0 | 0 | 0 | 0 | 0 | 0 | 0 | 0 | 0 | 0 | 0 | 0
[10 empty] | 0 | 0 | 0 | 0 | 0 | 0 | 0 | 0 | 0 | 0 | 0 | 0 | 0 | 0 | 0 | 0 | 0 | 0 | 0 | 0 | 0 | 0 | 0 | 0 | 0 | 0 | 0 | 0
[10 empty] | 0 | 0 | 0 | 0 | 0 | 0 | 0 | 0 | 0 | 0 | 0 | 0 | 0 | 0 | 0 | 0 | 0 | 0 | 0 | 0 | 0 | 0 | 0 | 0 | 0 | 0 | 0 | 0
[10 empty] | 0 | 0 | 0 | 0 | 0 | 0 | 0 | 0 | 0 | 0 | 0 | 0 | 0 | 0 | 0 | 0 | 0 | 0 | 0 | 0 | 0 | 0 | 0 | 0 | 0 | 0 | 0 | 0
[10 empty] | 0 | 0 | 0 | 0 | 0 | 0 | 0 | 0 | 0 | 0 | 0 | 0 | 0 | 0 | 0 | 0 | 0 | 0 | 0 | 0 | 0 | 0 | 0 | 0 | 0 | 0 | 0 | 0
[10 empty] | 0 | 0 | 0 | 0 | 0 | 0 | 0 | 0 | 0 | 0 | 0 | 0 | 0 | 0 | 0 | 0 | 0 | 0 | 0 | 0 | 0 | 0 | 0 | 0 | 0 | 0 | 0 | 0
[10 empty] | 0 | 0 | 0 | 0 | 0 | 0 | 0 | 0 | 0 | 0 | 0 | 0 | 0 | 0 | 0 | 0 | 0 | 0 | 0 | 0 | 0 | 0 | 0 | 0 | 0 | 0 | 0 | 0
[10 empty] | 0 | 0 | 0 | 0 | 0 | 0 | 0 | 0 | 0 | 0 | 0 | 0 | 0 | 0 | 0 | 0 | 0 | 0 | 0 | 0 | 0 | 0 | 0 | 0 | 0 | 0 | 0 | 0
[10 empty] | 0 | 0 | 0 | 0 | 0 | 0 | 0 | 0 | 0 | 0 | 0 | 0 | 0 | 0 | 0 | 0 | 0 | 0 | 0 | 0 | 0 | 0 | 0 | 0 | 0 | 0 | 0 | 0
[10 empty] | 0 | 0 | 0 | 0 | 0 | 0 | 0 | 0 | 0 | 0 | 0 | 0 | 0 | 0 | 0 | 0 | 0 | 0 | 0 | 0 | 0 | 0 | 0 | 0 | 0 | 0 | 0 | 0
[10 empty] | 0 | 0 | 0 | 0 | 0 | 0 | 0 | 0 | 0 | 0 | 0 | 0 | 0 | 0 | 0 | 0 | 0 | 0 | 0 | 0 | 0 | 0 | 0 | 0 | 0 | 0 | 0 | 0
[10 empty] | 0 | 0 | 0 | 0 | 0 | 0 | 0 | 0 | 0 | 0 | 0 | 0 | 0 | 0 | 0 | 0 | 0 | 0 | 0 | 0 | 0 | 0 | 0 | 0 | 0 | 0 | 0 | 0
[10 empty] | 0 | 0 | 0 | 0 | 0 | 0 | 0 | 0 | 0 | 0 | 0 | 0 | 0 | 0 | 0 | 0 | 0 | 0 | 0 | 0 | 0 | 0 | 0 | 0 | 0 | 0 | 0 | 0
[10 empty] | 0 | 0 | 0 | 0 | 0 | 0 | 0 | 0 | 0 | 0 | 0 | 0 | 0 | 0 | 0 | 0 | 0 | 0 | 0 | 0 | 0 | 0 | 0 | 0 | 0 | 0 | 0 | 0
[10 empty] | 0 | 0 | 0 | 0 | 0 | 0 | 0 | 0 | 0 | 0 | 0 | 0 | 0 | 0 | 0 | 0 | 0 | 0 | 0 | 0 | 0 | 0 | 0 | 0 | 0 | 0 | 0 | 0
[10 empty] | 0 | 0 | 0 | 0 | 0 | 0 | 0 | 0 | 0 | 0 | 0 | 0 | 0 | 0 | 0 | 0 | 0 | 0 | 0 | 0 | 0 | 0 | 0 | 0 | 0 | 0 | 0 | 0
[10 empty] | 0 | 0 | 0 | 0 | 0 | 0 | 0 | 0 | 0 | 0 | 0 | 0 | 0 | 0 | 0 | 0 | 0 | 0 | 0 | 0 | 0 | 0 | 0 | 0 | 0 | 0 | 0 | 0
[10 empty] | 0 | 0 | 0 | 0 | 0 | 0 | 0 | 0 | 0 | 0 | 0 | 0 | 0 | 0 | 0 | 0 | 0 | 0 | 0 | 0 | 0 | 0 | 0 | 0 | 0 | 0 | 0 | 0
[10 empty] | 0 | 0 | 0 | 0 | 0 | 0 | 0 | 0 | 0 | 0 | 0 | 0 | 0 | 0 | 0 | 0 | 0 | 0 | 0 | 0 | 0 | 0 | 0 | 0 | 0 | 0 | 0 | 0
[10 empty] | 0 | 0 | 0 | 0 | 0 | 0 | 0 | 0 | 0 | 0 | 0 | 0 | 0 | 0 | 0 | 0 | 0 | 0 | 0 | 0 | 0 | 0 | 0 | 0 | 0 | 0 | 0 | 0
[10 empty] | 0 | 0 | 0 | 0 | 0 | 0 | 0 | 0 | 0 | 0 | 0 | 0 | 0 | 0 | 0 | 0 | 0 | 0 | 0 | 0 | 0 | 0 | 0 | 0 | 0 | 0 | 0 | 0
[10 empty] | 0 | 0 | 0 | 0 | 0 | 0 | 0 | 0 | 0 | 0 | 0 | 0 | 0 | 0 | 0 | 0 | 0 | 0 | 0 | 0 | 0 | 0 | 0 | 0 | 0 | 0 | 0 | 0
[10 empty] | 0 | 0 | 0 | 0 | 0 | 0 | 0 | 0 | 0 | 0 | 0 | 0 | 0 | 0 | 0 | 0 | 0 | 0 | 0 | 0 | 0 | 0 | 0 | 0 | 0 | 0 | 0 | 0
[10 empty] | 0 | 0 | 0 | 0 | 0 | 0 | 0 | 0 | 0 | 0 | 0 | 0 | 0 | 0 | 0 | 0 | 0 | 0 | 0 | 0 | 0 | 0 | 0 | 0 | 0 | 0 | 0 | 0
[10 empty] | 0 | 0 | 0 | 0 | 0 | 0 | 0 | 0 | 0 | 0 | 0 | 0 | 0 | 0 | 0 | 0 | 0 | 0 | 0 | 0 | 0 | 0 | 0 | 0 | 0 | 0 | 0 | 0
[10 empty] | 0 | 0 | 0 | 0 | 0 | 0 | 0 | 0 | 0 | 0 | 0 | 0 | 0 | 0 | 0 | 0 | 0 | 0 | 0 | 0 | 0 | 0 | 0 | 0 | 0 | 0 | 0 | 0
[10 empty] | 0 | 0 | 0 | 0 | 0 | 0 | 0 | 0 | 0 | 0 | 0 | 0 | 0 | 0 | 0 | 0 | 0 | 0 | 0 | 0 | 0 | 0 | 0 | 0 | 0 | 0 | 0 | 0
[10 empty] | 0 | 0 | 0 | 0 | 0 | 0 | 0 | 0 | 0 | 0 | 0 | 0 | 0 | 0 | 0 | 0 | 0 | 0 | 0 | 0 | 0 | 0 | 0 | 0 | 0 | 0 | 0 | 0
[10 empty] | 0 | 0 | 0 | 0 | 0 | 0 | 0 | 0 | 0 | 0 | 0 | 0 | 0 | 0 | 0 | 0 | 0 | 0 | 0 | 0 | 0 | 0 | 0 | 0 | 0 | 0 | 0 | 0
[10 empty] | 0 | 0 | 0 | 0 | 0 | 0 | 0 | 0 | 0 | 0 | 0 | 0 | 0 | 0 | 0 | 0 | 0 | 0 | 0 | 0 | 0 | 0 | 0 | 0 | 0 | 0 | 0 | 0
[10 empty] | 0 | 0 | 0 | 0 | 0 | 0 | 0 | 0 | 0 | 0 | 0 | 0 | 0 | 0 | 0 | 0 | 0 | 0 | 0 | 0 | 0 | 0 | 0 | 0 | 0 | 0 | 0 | 0
[10 empty] | 0 | 0 | 0 | 0 | 0 | 0 | 0 | 0 | 0 | 0 | 0 | 0 | 0 | 0 | 0 | 0 | 0 | 0 | 0 | 0 | 0 | 0 | 0 | 0 | 0 | 0 | 0 | 0
[10 empty] | 0 | 0 | 0 | 0 | 0 | 0 | 0 | 0 | 0 | 0 | 0 | 0 | 0 | 0 | 0 | 0 | 0 | 0 | 0 | 0 | 0 | 0 | 0 | 0 | 0 | 0 | 0 | 0
[10 empty] | 0 | 0 | 0 | 0 | 0 | 0 | 0 | 0 | 0 | 0 | 0 | 0 | 0 | 0 | 0 | 0 | 0 | 0 | 0 | 0 | 0 | 0 | 0 | 0 | 0 | 0 | 0 | 0
[10 empty] | 0 | 0 | 0 | 0 | 0 | 0 | 0 | 0 | 0 | 0 | 0 | 0 | 0 | 0 | 0 | 0 | 0 | 0 | 0 | 0 | 0 | 0 | 0 | 0 | 0 | 0 | 0 | 0
[10 empty] | 0 | 0 | 0 | 0 | 0 | 0 | 0 | 0 | 0 | 0 | 0 | 0 | 0 | 0 | 0 | 0 | 0 | 0 | 0 | 0 | 0 | 0 | 0 | 0 | 0 | 0 | 0 | 0
[10 empty] | 0 | 0 | 0 | 0 | 0 | 0 | 0 | 0 | 0 | 0 | 0 | 0 | 0 | 0 | 0 | 0 | 0 | 0 | 0 | 0 | 0 | 0 | 0 | 0 | 0 | 0 | 0 | 0
[10 empty] | 0 | 0 | 0 | 0 | 0 | 0 | 0 | 0 | 0 | 0 | 0 | 0 | 0 | 0 | 0 | 0 | 0 | 0 | 0 | 0 | 0 | 0 | 0 | 0 | 0 | 0 | 0 | 0
[10 empty] | 0 | 0 | 0 | 0 | 0 | 0 | 0 | 0 | 0 | 0 | 0 | 0 | 0 | 0 | 0 | 0 | 0 | 0 | 0 | 0 | 0 | 0 | 0 | 0 | 0 | 0 | 0 | 0
[10 empty] | 0 | 0 | 0 | 0 | 0 | 0 | 0 | 0 | 0 | 0 | 0 | 0 | 0 | 0 | 0 | 0 | 0 | 0 | 0 | 0 | 0 | 0 | 0 | 0 | 0 | 0 | 0 | 0
[10 empty] | 0 | 0 | 0 | 0 | 0 | 0 | 0 | 0 | 0 | 0 | 0 | 0 | 0 | 0 | 0 | 0 | 0 | 0 | 0 | 0 | 0 | 0 | 0 | 0 | 0 | 0 | 0 | 0
[10 empty] | 0 | 0 | 0 | 0 | 0 | 0 | 0 | 0 | 0 | 0 | 0 | 0 | 0 | 0 | 0 | 0 | 0 | 0 | 0 | 0 | 0 | 0 | 0 | 0 | 0 | 0 | 0 | 0
[10 empty] | 0 | 0 | 0 | 0 | 0 | 0 | 0 | 0 | 0 | 0 | 0 | 0 | 0 | 0 | 0 | 0 | 0 | 0 | 0 | 0 | 0 | 0 | 0 | 0 | 0 | 0 | 0 | 0
[10 empty] | 0 | 0 | 0 | 0 | 0 | 0 | 0 | 0 | 0 | 0 | 0 | 0 | 0 | 0 | 0 | 0 | 0 | 0 | 0 | 0 | 0 | 0 | 0 | 0 | 0 | 0 | 0 | 0
[10 empty] | 0 | 0 | 0 | 0 | 0 | 0 | 0 | 0 | 0 | 0 | 0 | 0 | 0 | 0 | 0 | 0 | 0 | 0 | 0 | 0 | 0 | 0 | 0 | 0 | 0 | 0 | 0 | 0
[10 empty] | 0 | 0 | 0 | 0 | 0 | 0 | 0 | 0 | 0 | 0 | 0 | 0 | 0 | 0 | 0 | 0 | 0 | 0 | 0 | 0 | 0 | 0 | 0 | 0 | 0 | 0 | 0 | 0
[10 empty] | 0 | 0 | 0 | 0 | 0 | 0 | 0 | 0 | 0 | 0 | 0 | 0 | 0 | 0 | 0 | 0 | 0 | 0 | 0 | 0 | 0 | 0 | 0 | 0 | 0 | 0 | 0 | 0
[10 empty] | 0 | 0 | 0 | 0 | 0 | 0 | 0 | 0 | 0 | 0 | 0 | 0 | 0 | 0 | 0 | 0 | 0 | 0 | 0 | 0 | 0 | 0 | 0 | 0 | 0 | 0 | 0 | 0
[10 empty] | 0 | 0 | 0 | 0 | 0 | 0 | 0 | 0 | 0 | 0 | 0 | 0 | 0 | 0 | 0 | 0 | 0 | 0 | 0 | 0 | 0 | 0 | 0 | 0 | 0 | 0 | 0 | 0
[10 empty] | 0 | 0 | 0 | 0 | 0 | 0 | 0 | 0 | 0 | 0 | 0 | 0 | 0 | 0 | 0 | 0 | 0 | 0 | 0 | 0 | 0 | 0 | 0 | 0 | 0 | 0 | 0 | 0
[10 empty] | 0 | 0 | 0 | 0 | 0 | 0 | 0 | 0 | 0 | 0 | 0 | 0 | 0 | 0 | 0 | 0 | 0 | 0 | 0 | 0 | 0 | 0 | 0 | 0 | 0 | 0 | 0 | 0
[10 empty] | 0 | 0 | 0 | 0 | 0 | 0 | 0 | 0 | 0 | 0 | 0 | 0 | 0 | 0 | 0 | 0 | 0 | 0 | 0 | 0 | 0 | 0 | 0 | 0 | 0 | 0 | 0 | 0
[10 empty] | 0 | 0 | 0 | 0 | 0 | 0 | 0 | 0 | 0 | 0 | 0 | 0 | 0 | 0 | 0 | 0 | 0 | 0 | 0 | 0 | 0 | 0 | 0 | 0 | 0 | 0 | 0 | 0
[10 empty] | 0 | 0 | 0 | 0 | 0 | 0 | 0 | 0 | 0 | 0 | 0 | 0 | 0 | 0 | 0 | 0 | 0 | 0 | 0 | 0 | 0 | 0 | 0 | 0 | 0 | 0 | 0 | 0
[10 empty] | 0 | 0 | 0 | 0 | 0 | 0 | 0 | 0 | 0 | 0 | 0 | 0 | 0 | 0 | 0 | 0 | 0 | 0 | 0 | 0 | 0 | 0 | 0 | 0 | 0 | 0 | 0 | 0
[10 empty] | 0 | 0 | 0 | 0 | 0 | 0 | 0 | 0 | 0 | 0 | 0 | 0 | 0 | 0 | 0 | 0 | 0 | 0 | 0 | 0 | 0 | 0 | 0 | 0 | 0 | 0 | 0 | 0
[10 empty] | 0 | 0 | 0 | 0 | 0 | 0 | 0 | 0 | 0 | 0 | 0 | 0 | 0 | 0 | 0 | 0 | 0 | 0 | 0 | 0 | 0 | 0 | 0 | 0 | 0 | 0 | 0 | 0
[10 empty] | 0 | 0 | 0 | 0 | 0 | 0 | 0 | 0 | 0 | 0 | 0 | 0 | 0 | 0 | 0 | 0 | 0 | 0 | 0 | 0 | 0 | 0 | 0 | 0 | 0 | 0 | 0 | 0
[10 empty] | 0 | 0 | 0 | 0 | 0 | 0 | 0 | 0 | 0 | 0 | 0 | 0 | 0 | 0 | 0 | 0 | 0 | 0 | 0 | 0 | 0 | 0 | 0 | 0 | 0 | 0 | 0 | 0
[10 empty] | 0 | 0 | 0 | 0 | 0 | 0 | 0 | 0 | 0 | 0 | 0 | 0 | 0 | 0 | 0 | 0 | 0 | 0 | 0 | 0 | 0 | 0 | 0 | 0 | 0 | 0 | 0 | 0
[10 empty] | 0 | 0 | 0 | 0 | 0 | 0 | 0 | 0 | 0 | 0 | 0 | 0 | 0 | 0 | 0 | 0 | 0 | 0 | 0 | 0 | 0 | 0 | 0 | 0 | 0 | 0 | 0 | 0
[10 empty] | 0 | 0 | 0 | 0 | 0 | 0 | 0 | 0 | 0 | 0 | 0 | 0 | 0 | 0 | 0 | 0 | 0 | 0 | 0 | 0 | 0 | 0 | 0 | 0 | 0 | 0 | 0 | 0
[10 empty] | 0 | 0 | 0 | 0 | 0 | 0 | 0 | 0 | 0 | 0 | 0 | 0 | 0 | 0 | 0 | 0 | 0 | 0 | 0 | 0 | 0 | 0 | 0 | 0 | 0 | 0 | 0 | 0
[10 empty] | 0 | 0 | 0 | 0 | 0 | 0 | 0 | 0 | 0 | 0 | 0 | 0 | 0 | 0 | 0 | 0 | 0 | 0 | 0 | 0 | 0 | 0 | 0 | 0 | 0 | 0 | 0 | 0
[10 empty] | 0 | 0 | 0 | 0 | 0 | 0 | 0 | 0 | 0 | 0 | 0 | 0 | 0 | 0 | 0 | 0 | 0 | 0 | 0 | 0 | 0 | 0 | 0 | 0 | 0 | 0 | 0 | 0
[10 empty] | 0 | 0 | 0 | 0 | 0 | 0 | 0 | 0 | 0 | 0 | 0 | 0 | 0 | 0 | 0 | 0 | 0 | 0 | 0 | 0 | 0 | 0 | 0 | 0 | 0 | 0 | 0 | 0
[10 empty] | 0 | 0 | 0 | 0 | 0 | 0 | 0 | 0 | 0 | 0 | 0 | 0 | 0 | 0 | 0 | 0 | 0 | 0 | 0 | 0 | 0 | 0 | 0 | 0 | 0 | 0 | 0 | 0
[10 empty] | 0 | 0 | 0 | 0 | 0 | 0 | 0 | 0 | 0 | 0 | 0 | 0 | 0 | 0 | 0 | 0 | 0 | 0 | 0 | 0 | 0 | 0 | 0 | 0 | 0 | 0 | 0 | 0
[10 empty] | 0 | 0 | 0 | 0 | 0 | 0 | 0 | 0 | 0 | 0 | 0 | 0 | 0 | 0 | 0 | 0 | 0 | 0 | 0 | 0 | 0 | 0 | 0 | 0 | 0 | 0 | 0 | 0
[10 empty] | 0 | 0 | 0 | 0 | 0 | 0 | 0 | 0 | 0 | 0 | 0 | 0 | 0 | 0 | 0 | 0 | 0 | 0 | 0 | 0 | 0 | 0 | 0 | 0 | 0 | 0 | 0 | 0
[10 empty] | 0 | 0 | 0 | 0 | 0 | 0 | 0 | 0 | 0 | 0 | 0 | 0 | 0 | 0 | 0 | 0 | 0 | 0 | 0 | 0 | 0 | 0 | 0 | 0 | 0 | 0 | 0 | 0
[10 empty] | 0 | 0 | 0 | 0 | 0 | 0 | 0 | 0 | 0 | 0 | 0 | 0 | 0 | 0 | 0 | 0 | 0 | 0 | 0 | 0 | 0 | 0 | 0 | 0 | 0 | 0 | 0 | 0
[10 empty] | 0 | 0 | 0 | 0 | 0 | 0 | 0 | 0 | 0 | 0 | 0 | 0 | 0 | 0 | 0 | 0 | 0 | 0 | 0 | 0 | 0 | 0 | 0 | 0 | 0 | 0 | 0 | 0
[10 empty] | 0 | 0 | 0 | 0 | 0 | 0 | 0 | 0 | 0 | 0 | 0 | 0 | 0 | 0 | 0 | 0 | 0 | 0 | 0 | 0 | 0 | 0 | 0 | 0 | 0 | 0 | 0 | 0
[10 empty] | 0 | 0 | 0 | 0 | 0 | 0 | 0 | 0 | 0 | 0 | 0 | 0 | 0 | 0 | 0 | 0 | 0 | 0 | 0 | 0 | 0 | 0 | 0 | 0 | 0 | 0 | 0 | 0
[10 empty] | 0 | 0 | 0 | 0 | 0 | 0 | 0 | 0 | 0 | 0 | 0 | 0 | 0 | 0 | 0 | 0 | 0 | 0 | 0 | 0 | 0 | 0 | 0 | 0 | 0 | 0 | 0 | 0
[10 empty] | 0 | 0 | 0 | 0 | 0 | 0 | 0 | 0 | 0 | 0 | 0 | 0 | 0 | 0 | 0 | 0 | 0 | 0 | 0 | 0 | 0 | 0 | 0 | 0 | 0 | 0 | 0 | 0
[10 empty] | 0 | 0 | 0 | 0 | 0 | 0 | 0 | 0 | 0 | 0 | 0 | 0 | 0 | 0 | 0 | 0 | 0 | 0 | 0 | 0 | 0 | 0 | 0 | 0 | 0 | 0 | 0 | 0
[10 empty] | 0 | 0 | 0 | 0 | 0 | 0 | 0 | 0 | 0 | 0 | 0 | 0 | 0 | 0 | 0 | 0 | 0 | 0 | 0 | 0 | 0 | 0 | 0 | 0 | 0 | 0 | 0 | 0
[10 empty] | 0 | 0 | 0 | 0 | 0 | 0 | 0 | 0 | 0 | 0 | 0 | 0 | 0 | 0 | 0 | 0 | 0 | 0 | 0 | 0 | 0 | 0 | 0 | 0 | 0 | 0 | 0 | 0
[10 empty] | 0 | 0 | 0 | 0 | 0 | 0 | 0 | 0 | 0 | 0 | 0 | 0 | 0 | 0 | 0 | 0 | 0 | 0 | 0 | 0 | 0 | 0 | 0 | 0 | 0 | 0 | 0 | 0
[10 empty] | 0 | 0 | 0 | 0 | 0 | 0 | 0 | 0 | 0 | 0 | 0 | 0 | 0 | 0 | 0 | 0 | 0 | 0 | 0 | 0 | 0 | 0 | 0 | 0 | 0 | 0 | 0 | 0
[10 empty] | 0 | 0 | 0 | 0 | 0 | 0 | 0 | 0 | 0 | 0 | 0 | 0 | 0 | 0 | 0 | 0 | 0 | 0 | 0 | 0 | 0 | 0 | 0 | 0 | 0 | 0 | 0 | 0
[10 empty] | 0 | 0 | 0 | 0 | 0 | 0 | 0 | 0 | 0 | 0 | 0 | 0 | 0 | 0 | 0 | 0 | 0 | 0 | 0 | 0 | 0 | 0 | 0 | 0 | 0 | 0 | 0 | 0
[10 empty] | 0 | 0 | 0 | 0 | 0 | 0 | 0 | 0 | 0 | 0 | 0 | 0 | 0 | 0 | 0 | 0 | 0 | 0 | 0 | 0 | 0 | 0 | 0 | 0 | 0 | 0 | 0 | 0
[10 empty] | 0 | 0 | 0 | 0 | 0 | 0 | 0 | 0 | 0 | 0 | 0 | 0 | 0 | 0 | 0 | 0 | 0 | 0 | 0 | 0 | 0 | 0 | 0 | 0 | 0 | 0 | 0 | 0
[10 empty] | 0 | 0 | 0 | 0 | 0 | 0 | 0 | 0 | 0 | 0 | 0 | 0 | 0 | 0 | 0 | 0 | 0 | 0 | 0 | 0 | 0 | 0 | 0 | 0 | 0 | 0 | 0 | 0
[10 empty] | 0 | 0 | 0 | 0 | 0 | 0 | 0 | 0 | 0 | 0 | 0 | 0 | 0 | 0 | 0 | 0 | 0 | 0 | 0 | 0 | 0 | 0 | 0 | 0 | 0 | 0 | 0 | 0
[10 empty] | 0 | 0 | 0 | 0 | 0 | 0 | 0 | 0 | 0 | 0 | 0 | 0 | 0 | 0 | 0 | 0 | 0 | 0 | 0 | 0 | 0 | 0 | 0 | 0 | 0 | 0 | 0 | 0
[10 empty] | 0 | 0 | 0 | 0 | 0 | 0 | 0 | 0 | 0 | 0 | 0 | 0 | 0 | 0 | 0 | 0 | 0 | 0 | 0 | 0 | 0 | 0 | 0 | 0 | 0 | 0 | 0 | 0
[10 empty] | 0 | 0 | 0 | 0 | 0 | 0 | 0 | 0 | 0 | 0 | 0 | 0 | 0 | 0 | 0 | 0 | 0 | 0 | 0 | 0 | 0 | 0 | 0 | 0 | 0 | 0 | 0 | 0
[10 empty] | 0 | 0 | 0 | 0 | 0 | 0 | 0 | 0 | 0 | 0 | 0 | 0 | 0 | 0 | 0 | 0 | 0 | 0 | 0 | 0 | 0 | 0 | 0 | 0 | 0 | 0 | 0 | 0
[10 empty] | 0 | 0 | 0 | 0 | 0 | 0 | 0 | 0 | 0 | 0 | 0 | 0 | 0 | 0 | 0 | 0 | 0 | 0 | 0 | 0 | 0 | 0 | 0 | 0 | 0 | 0 | 0 | 0
[10 empty] | 0 | 0 | 0 | 0 | 0 | 0 | 0 | 0 | 0 | 0 | 0 | 0 | 0 | 0 | 0 | 0 | 0 | 0 | 0 | 0 | 0 | 0 | 0 | 0 | 0 | 0 | 0 | 0
[10 empty] | 0 | 0 | 0 | 0 | 0 | 0 | 0 | 0 | 0 | 0 | 0 | 0 | 0 | 0 | 0 | 0 | 0 | 0 | 0 | 0 | 0 | 0 | 0 | 0 | 0 | 0 | 0 | 0
[10 empty] | 0 | 0 | 0 | 0 | 0 | 0 | 0 | 0 | 0 | 0 | 0 | 0 | 0 | 0 | 0 | 0 | 0 | 0 | 0 | 0 | 0 | 0 | 0 | 0 | 0 | 0 | 0 | 0
[10 empty] | 0 | 0 | 0 | 0 | 0 | 0 | 0 | 0 | 0 | 0 | 0 | 0 | 0 | 0 | 0 | 0 | 0 | 0 | 0 | 0 | 0 | 0 | 0 | 0 | 0 | 0 | 0 | 0
[10 empty] | 0 | 0 | 0 | 0 | 0 | 0 | 0 | 0 | 0 | 0 | 0 | 0 | 0 | 0 | 0 | 0 | 0 | 0 | 0 | 0 | 0 | 0 | 0 | 0 | 0 | 0 | 0 | 0
[10 empty] | 0 | 0 | 0 | 0 | 0 | 0 | 0 | 0 | 0 | 0 | 0 | 0 | 0 | 0 | 0 | 0 | 0 | 0 | 0 | 0 | 0 | 0 | 0 | 0 | 0 | 0 | 0 | 0
[10 empty] | 0 | 0 | 0 | 0 | 0 | 0 | 0 | 0 | 0 | 0 | 0 | 0 | 0 | 0 | 0 | 0 | 0 | 0 | 0 | 0 | 0 | 0 | 0 | 0 | 0 | 0 | 0 | 0
[10 empty] | 0 | 0 | 0 | 0 | 0 | 0 | 0 | 0 | 0 | 0 | 0 | 0 | 0 | 0 | 0 | 0 | 0 | 0 | 0 | 0 | 0 | 0 | 0 | 0 | 0 | 0 | 0 | 0
[10 empty] | 0 | 0 | 0 | 0 | 0 | 0 | 0 | 0 | 0 | 0 | 0 | 0 | 0 | 0 | 0 | 0 | 0 | 0 | 0 | 0 | 0 | 0 | 0 | 0 | 0 | 0 | 0 | 0
[10 empty] | 0 | 0 | 0 | 0 | 0 | 0 | 0 | 0 | 0 | 0 | 0 | 0 | 0 | 0 | 0 | 0 | 0 | 0 | 0 | 0 | 0 | 0 | 0 | 0 | 0 | 0 | 0 | 0
[10 empty] | 0 | 0 | 0 | 0 | 0 | 0 | 0 | 0 | 0 | 0 | 0 | 0 | 0 | 0 | 0 | 0 | 0 | 0 | 0 | 0 | 0 | 0 | 0 | 0 | 0 | 0 | 0 | 0
[10 empty] | 0 | 0 | 0 | 0 | 0 | 0 | 0 | 0 | 0 | 0 | 0 | 0 | 0 | 0 | 0 | 0 | 0 | 0 | 0 | 0 | 0 | 0 | 0 | 0 | 0 | 0 | 0 | 0
[10 empty] | 0 | 0 | 0 | 0 | 0 | 0 | 0 | 0 | 0 | 0 | 0 | 0 | 0 | 0 | 0 | 0 | 0 | 0 | 0 | 0 | 0 | 0 | 0 | 0 | 0 | 0 | 0 | 0
[10 empty] | 0 | 0 | 0 | 0 | 0 | 0 | 0 | 0 | 0 | 0 | 0 | 0 | 0 | 0 | 0 | 0 | 0 | 0 | 0 | 0 | 0 | 0 | 0 | 0 | 0 | 0 | 0 | 0
[10 empty] | 0 | 0 | 0 | 0 | 0 | 0 | 0 | 0 | 0 | 0 | 0 | 0 | 0 | 0 | 0 | 0 | 0 | 0 | 0 | 0 | 0 | 0 | 0 | 0 | 0 | 0 | 0 | 0
[10 empty] | 0 | 0 | 0 | 0 | 0 | 0 | 0 | 0 | 0 | 0 | 0 | 0 | 0 | 0 | 0 | 0 | 0 | 0 | 0 | 0 | 0 | 0 | 0 | 0 | 0 | 0 | 0 | 0
[10 empty] | 0 | 0 | 0 | 0 | 0 | 0 | 0 | 0 | 0 | 0 | 0 | 0 | 0 | 0 | 0 | 0 | 0 | 0 | 0 | 0 | 0 | 0 | 0 | 0 | 0 | 0 | 0 | 0
[10 empty] | 0 | 0 | 0 | 0 | 0 | 0 | 0 | 0 | 0 | 0 | 0 | 0 | 0 | 0 | 0 | 0 | 0 | 0 | 0 | 0 | 0 | 0 | 0 | 0 | 0 | 0 | 0 | 0
[10 empty] | 0 | 0 | 0 | 0 | 0 | 0 | 0 | 0 | 0 | 0 | 0 | 0 | 0 | 0 | 0 | 0 | 0 | 0 | 0 | 0 | 0 | 0 | 0 | 0 | 0 | 0 | 0 | 0
[10 empty] | 0 | 0 | 0 | 0 | 0 | 0 | 0 | 0 | 0 | 0 | 0 | 0 | 0 | 0 | 0 | 0 | 0 | 0 | 0 | 0 | 0 | 0 | 0 | 0 | 0 | 0 | 0 | 0
[10 empty] | 0 | 0 | 0 | 0 | 0 | 0 | 0 | 0 | 0 | 0 | 0 | 0 | 0 | 0 | 0 | 0 | 0 | 0 | 0 | 0 | 0 | 0 | 0 | 0 | 0 | 0 | 0 | 0
[10 empty] | 0 | 0 | 0 | 0 | 0 | 0 | 0 | 0 | 0 | 0 | 0 | 0 | 0 | 0 | 0 | 0 | 0 | 0 | 0 | 0 | 0 | 0 | 0 | 0 | 0 | 0 | 0 | 0
[10 empty] | 0 | 0 | 0 | 0 | 0 | 0 | 0 | 0 | 0 | 0 | 0 | 0 | 0 | 0 | 0 | 0 | 0 | 0 | 0 | 0 | 0 | 0 | 0 | 0 | 0 | 0 | 0 | 0
[10 empty] | 0 | 0 | 0 | 0 | 0 | 0 | 0 | 0 | 0 | 0 | 0 | 0 | 0 | 0 | 0 | 0 | 0 | 0 | 0 | 0 | 0 | 0 | 0 | 0 | 0 | 0 | 0 | 0
[10 empty] | 0 | 0 | 0 | 0 | 0 | 0 | 0 | 0 | 0 | 0 | 0 | 0 | 0 | 0 | 0 | 0 | 0 | 0 | 0 | 0 | 0 | 0 | 0 | 0 | 0 | 0 | 0 | 0
[10 empty] | 0 | 0 | 0 | 0 | 0 | 0 | 0 | 0 | 0 | 0 | 0 | 0 | 0 | 0 | 0 | 0 | 0 | 0 | 0 | 0 | 0 | 0 | 0 | 0 | 0 | 0 | 0 | 0
[10 empty] | 0 | 0 | 0 | 0 | 0 | 0 | 0 | 0 | 0 | 0 | 0 | 0 | 0 | 0 | 0 | 0 | 0 | 0 | 0 | 0 | 0 | 0 | 0 | 0 | 0 | 0 | 0 | 0
[10 empty] | 0 | 0 | 0 | 0 | 0 | 0 | 0 | 0 | 0 | 0 | 0 | 0 | 0 | 0 | 0 | 0 | 0 | 0 | 0 | 0 | 0 | 0 | 0 | 0 | 0 | 0 | 0 | 0
[10 empty] | 0 | 0 | 0 | 0 | 0 | 0 | 0 | 0 | 0 | 0 | 0 | 0 | 0 | 0 | 0 | 0 | 0 | 0 | 0 | 0 | 0 | 0 | 0 | 0 | 0 | 0 | 0 | 0
[10 empty] | 0 | 0 | 0 | 0 | 0 | 0 | 0 | 0 | 0 | 0 | 0 | 0 | 0 | 0 | 0 | 0 | 0 | 0 | 0 | 0 | 0 | 0 | 0 | 0 | 0 | 0 | 0 | 0
[10 empty] | 0 | 0 | 0 | 0 | 0 | 0 | 0 | 0 | 0 | 0 | 0 | 0 | 0 | 0 | 0 | 0 | 0 | 0 | 0 | 0 | 0 | 0 | 0 | 0 | 0 | 0 | 0 | 0
[10 empty] | 0 | 0 | 0 | 0 | 0 | 0 | 0 | 0 | 0 | 0 | 0 | 0 | 0 | 0 | 0 | 0 | 0 | 0 | 0 | 0 | 0 | 0 | 0 | 0 | 0 | 0 | 0 | 0
[10 empty] | 0 | 0 | 0 | 0 | 0 | 0 | 0 | 0 | 0 | 0 | 0 | 0 | 0 | 0 | 0 | 0 | 0 | 0 | 0 | 0 | 0 | 0 | 0 | 0 | 0 | 0 | 0 | 0
[10 empty] | 0 | 0 | 0 | 0 | 0 | 0 | 0 | 0 | 0 | 0 | 0 | 0 | 0 | 0 | 0 | 0 | 0 | 0 | 0 | 0 | 0 | 0 | 0 | 0 | 0 | 0 | 0 | 0
[10 empty] | 0 | 0 | 0 | 0 | 0 | 0 | 0 | 0 | 0 | 0 | 0 | 0 | 0 | 0 | 0 | 0 | 0 | 0 | 0 | 0 | 0 | 0 | 0 | 0 | 0 | 0 | 0 | 0
[10 empty] | 0 | 0 | 0 | 0 | 0 | 0 | 0 | 0 | 0 | 0 | 0 | 0 | 0 | 0 | 0 | 0 | 0 | 0 | 0 | 0 | 0 | 0 | 0 | 0 | 0 | 0 | 0 | 0
[10 empty] | 0 | 0 | 0 | 0 | 0 | 0 | 0 | 0 | 0 | 0 | 0 | 0 | 0 | 0 | 0 | 0 | 0 | 0 | 0 | 0 | 0 | 0 | 0 | 0 | 0 | 0 | 0 | 0
[10 empty] | 0 | 0 | 0 | 0 | 0 | 0 | 0 | 0 | 0 | 0 | 0 | 0 | 0 | 0 | 0 | 0 | 0 | 0 | 0 | 0 | 0 | 0 | 0 | 0 | 0 | 0 | 0 | 0
[10 empty] | 0 | 0 | 0 | 0 | 0 | 0 | 0 | 0 | 0 | 0 | 0 | 0 | 0 | 0 | 0 | 0 | 0 | 0 | 0 | 0 | 0 | 0 | 0 | 0 | 0 | 0 | 0 | 0
[10 empty] | 0 | 0 | 0 | 0 | 0 | 0 | 0 | 0 | 0 | 0 | 0 | 0 | 0 | 0 | 0 | 0 | 0 | 0 | 0 | 0 | 0 | 0 | 0 | 0 | 0 | 0 | 0 | 0
[10 empty] | 0 | 0 | 0 | 0 | 0 | 0 | 0 | 0 | 0 | 0 | 0 | 0 | 0 | 0 | 0 | 0 | 0 | 0 | 0 | 0 | 0 | 0 | 0 | 0 | 0 | 0 | 0 | 0
[10 empty] | 0 | 0 | 0 | 0 | 0 | 0 | 0 | 0 | 0 | 0 | 0 | 0 | 0 | 0 | 0 | 0 | 0 | 0 | 0 | 0 | 0 | 0 | 0 | 0 | 0 | 0 | 0 | 0
[10 empty] | 0 | 0 | 0 | 0 | 0 | 0 | 0 | 0 | 0 | 0 | 0 | 0 | 0 | 0 | 0 | 0 | 0 | 0 | 0 | 0 | 0 | 0 | 0 | 0 | 0 | 0 | 0 | 0
[10 empty] | 0 | 0 | 0 | 0 | 0 | 0 | 0 | 0 | 0 | 0 | 0 | 0 | 0 | 0 | 0 | 0 | 0 | 0 | 0 | 0 | 0 | 0 | 0 | 0 | 0 | 0 | 0 | 0
[10 empty] | 0 | 0 | 0 | 0 | 0 | 0 | 0 | 0 | 0 | 0 | 0 | 0 | 0 | 0 | 0 | 0 | 0 | 0 | 0 | 0 | 0 | 0 | 0 | 0 | 0 | 0 | 0 | 0
[10 empty] | 0 | 0 | 0 | 0 | 0 | 0 | 0 | 0 | 0 | 0 | 0 | 0 | 0 | 0 | 0 | 0 | 0 | 0 | 0 | 0 | 0 | 0 | 0 | 0 | 0 | 0 | 0 | 0
[10 empty] | 0 | 0 | 0 | 0 | 0 | 0 | 0 | 0 | 0 | 0 | 0 | 0 | 0 | 0 | 0 | 0 | 0 | 0 | 0 | 0 | 0 | 0 | 0 | 0 | 0 | 0 | 0 | 0
[10 empty] | 0 | 0 | 0 | 0 | 0 | 0 | 0 | 0 | 0 | 0 | 0 | 0 | 0 | 0 | 0 | 0 | 0 | 0 | 0 | 0 | 0 | 0 | 0 | 0 | 0 | 0 | 0 | 0
[10 empty] | 0 | 0 | 0 | 0 | 0 | 0 | 0 | 0 | 0 | 0 | 0 | 0 | 0 | 0 | 0 | 0 | 0 | 0 | 0 | 0 | 0 | 0 | 0 | 0 | 0 | 0 | 0 | 0
[10 empty] | 0 | 0 | 0 | 0 | 0 | 0 | 0 | 0 | 0 | 0 | 0 | 0 | 0 | 0 | 0 | 0 | 0 | 0 | 0 | 0 | 0 | 0 | 0 | 0 | 0 | 0 | 0 | 0
[10 empty] | 0 | 0 | 0 | 0 | 0 | 0 | 0 | 0 | 0 | 0 | 0 | 0 | 0 | 0 | 0 | 0 | 0 | 0 | 0 | 0 | 0 | 0 | 0 | 0 | 0 | 0 | 0 | 0
[10 empty] | 0 | 0 | 0 | 0 | 0 | 0 | 0 | 0 | 0 | 0 | 0 | 0 | 0 | 0 | 0 | 0 | 0 | 0 | 0 | 0 | 0 | 0 | 0 | 0 | 0 | 0 | 0 | 0
[10 empty] | 0 | 0 | 0 | 0 | 0 | 0 | 0 | 0 | 0 | 0 | 0 | 0 | 0 | 0 | 0 | 0 | 0 | 0 | 0 | 0 | 0 | 0 | 0 | 0 | 0 | 0 | 0 | 0
[10 empty] | 0 | 0 | 0 | 0 | 0 | 0 | 0 | 0 | 0 | 0 | 0 | 0 | 0 | 0 | 0 | 0 | 0 | 0 | 0 | 0 | 0 | 0 | 0 | 0 | 0 | 0 | 0 | 0
[10 empty] | 0 | 0 | 0 | 0 | 0 | 0 | 0 | 0 | 0 | 0 | 0 | 0 | 0 | 0 | 0 | 0 | 0 | 0 | 0 | 0 | 0 | 0 | 0 | 0 | 0 | 0 | 0 | 0
[10 empty] | 0 | 0 | 0 | 0 | 0 | 0 | 0 | 0 | 0 | 0 | 0 | 0 | 0 | 0 | 0 | 0 | 0 | 0 | 0 | 0 | 0 | 0 | 0 | 0 | 0 | 0 | 0 | 0
[10 empty] | 0 | 0 | 0 | 0 | 0 | 0 | 0 | 0 | 0 | 0 | 0 | 0 | 0 | 0 | 0 | 0 | 0 | 0 | 0 | 0 | 0 | 0 | 0 | 0 | 0 | 0 | 0 | 0
[10 empty] | 0 | 0 | 0 | 0 | 0 | 0 | 0 | 0 | 0 | 0 | 0 | 0 | 0 | 0 | 0 | 0 | 0 | 0 | 0 | 0 | 0 | 0 | 0 | 0 | 0 | 0 | 0 | 0
[10 empty] | 0 | 0 | 0 | 0 | 0 | 0 | 0 | 0 | 0 | 0 | 0 | 0 | 0 | 0 | 0 | 0 | 0 | 0 | 0 | 0 | 0 | 0 | 0 | 0 | 0 | 0 | 0 | 0
[10 empty] | 0 | 0 | 0 | 0 | 0 | 0 | 0 | 0 | 0 | 0 | 0 | 0 | 0 | 0 | 0 | 0 | 0 | 0 | 0 | 0 | 0 | 0 | 0 | 0 | 0 | 0 | 0 | 0
[10 empty] | 0 | 0 | 0 | 0 | 0 | 0 | 0 | 0 | 0 | 0 | 0 | 0 | 0 | 0 | 0 | 0 | 0 | 0 | 0 | 0 | 0 | 0 | 0 | 0 | 0 | 0 | 0 | 0
[10 empty] | 0 | 0 | 0 | 0 | 0 | 0 | 0 | 0 | 0 | 0 | 0 | 0 | 0 | 0 | 0 | 0 | 0 | 0 | 0 | 0 | 0 | 0 | 0 | 0 | 0 | 0 | 0 | 0
[10 empty] | 0 | 0 | 0 | 0 | 0 | 0 | 0 | 0 | 0 | 0 | 0 | 0 | 0 | 0 | 0 | 0 | 0 | 0 | 0 | 0 | 0 | 0 | 0 | 0 | 0 | 0 | 0 | 0
[10 empty] | 0 | 0 | 0 | 0 | 0 | 0 | 0 | 0 | 0 | 0 | 0 | 0 | 0 | 0 | 0 | 0 | 0 | 0 | 0 | 0 | 0 | 0 | 0 | 0 | 0 | 0 | 0 | 0
[10 empty] | 0 | 0 | 0 | 0 | 0 | 0 | 0 | 0 | 0 | 0 | 0 | 0 | 0 | 0 | 0 | 0 | 0 | 0 | 0 | 0 | 0 | 0 | 0 | 0 | 0 | 0 | 0 | 0
[10 empty] | 0 | 0 | 0 | 0 | 0 | 0 | 0 | 0 | 0 | 0 | 0 | 0 | 0 | 0 | 0 | 0 | 0 | 0 | 0 | 0 | 0 | 0 | 0 | 0 | 0 | 0 | 0 | 0
[10 empty] | 0 | 0 | 0 | 0 | 0 | 0 | 0 | 0 | 0 | 0 | 0 | 0 | 0 | 0 | 0 | 0 | 0 | 0 | 0 | 0 | 0 | 0 | 0 | 0 | 0 | 0 | 0 | 0
[10 empty] | 0 | 0 | 0 | 0 | 0 | 0 | 0 | 0 | 0 | 0 | 0 | 0 | 0 | 0 | 0 | 0 | 0 | 0 | 0 | 0 | 0 | 0 | 0 | 0 | 0 | 0 | 0 | 0
[10 empty] | 0 | 0 | 0 | 0 | 0 | 0 | 0 | 0 | 0 | 0 | 0 | 0 | 0 | 0 | 0 | 0 | 0 | 0 | 0 | 0 | 0 | 0 | 0 | 0 | 0 | 0 | 0 | 0
[10 empty] | 0 | 0 | 0 | 0 | 0 | 0 | 0 | 0 | 0 | 0 | 0 | 0 | 0 | 0 | 0 | 0 | 0 | 0 | 0 | 0 | 0 | 0 | 0 | 0 | 0 | 0 | 0 | 0
[10 empty] | 0 | 0 | 0 | 0 | 0 | 0 | 0 | 0 | 0 | 0 | 0 | 0 | 0 | 0 | 0 | 0 | 0 | 0 | 0 | 0 | 0 | 0 | 0 | 0 | 0 | 0 | 0 | 0
[10 empty] | 0 | 0 | 0 | 0 | 0 | 0 | 0 | 0 | 0 | 0 | 0 | 0 | 0 | 0 | 0 | 0 | 0 | 0 | 0 | 0 | 0 | 0 | 0 | 0 | 0 | 0 | 0 | 0
[10 empty] | 0 | 0 | 0 | 0 | 0 | 0 | 0 | 0 | 0 | 0 | 0 | 0 | 0 | 0 | 0 | 0 | 0 | 0 | 0 | 0 | 0 | 0 | 0 | 0 | 0 | 0 | 0 | 0
[10 empty] | 0 | 0 | 0 | 0 | 0 | 0 | 0 | 0 | 0 | 0 | 0 | 0 | 0 | 0 | 0 | 0 | 0 | 0 | 0 | 0 | 0 | 0 | 0 | 0 | 0 | 0 | 0 | 0
[10 empty] | 0 | 0 | 0 | 0 | 0 | 0 | 0 | 0 | 0 | 0 | 0 | 0 | 0 | 0 | 0 | 0 | 0 | 0 | 0 | 0 | 0 | 0 | 0 | 0 | 0 | 0 | 0 | 0
[10 empty] | 0 | 0 | 0 | 0 | 0 | 0 | 0 | 0 | 0 | 0 | 0 | 0 | 0 | 0 | 0 | 0 | 0 | 0 | 0 | 0 | 0 | 0 | 0 | 0 | 0 | 0 | 0 | 0
[10 empty] | 0 | 0 | 0 | 0 | 0 | 0 | 0 | 0 | 0 | 0 | 0 | 0 | 0 | 0 | 0 | 0 | 0 | 0 | 0 | 0 | 0 | 0 | 0 | 0 | 0 | 0 | 0 | 0
[10 empty] | 0 | 0 | 0 | 0 | 0 | 0 | 0 | 0 | 0 | 0 | 0 | 0 | 0 | 0 | 0 | 0 | 0 | 0 | 0 | 0 | 0 | 0 | 0 | 0 | 0 | 0 | 0 | 0
[10 empty] | 0 | 0 | 0 | 0 | 0 | 0 | 0 | 0 | 0 | 0 | 0 | 0 | 0 | 0 | 0 | 0 | 0 | 0 | 0 | 0 | 0 | 0 | 0 | 0 | 0 | 0 | 0 | 0
[10 empty] | 0 | 0 | 0 | 0 | 0 | 0 | 0 | 0 | 0 | 0 | 0 | 0 | 0 | 0 | 0 | 0 | 0 | 0 | 0 | 0 | 0 | 0 | 0 | 0 | 0 | 0 | 0 | 0
[10 empty] | 0 | 0 | 0 | 0 | 0 | 0 | 0 | 0 | 0 | 0 | 0 | 0 | 0 | 0 | 0 | 0 | 0 | 0 | 0 | 0 | 0 | 0 | 0 | 0 | 0 | 0 | 0 | 0
[10 empty] | 0 | 0 | 0 | 0 | 0 | 0 | 0 | 0 | 0 | 0 | 0 | 0 | 0 | 0 | 0 | 0 | 0 | 0 | 0 | 0 | 0 | 0 | 0 | 0 | 0 | 0 | 0 | 0
[10 empty] | 0 | 0 | 0 | 0 | 0 | 0 | 0 | 0 | 0 | 0 | 0 | 0 | 0 | 0 | 0 | 0 | 0 | 0 | 0 | 0 | 0 | 0 | 0 | 0 | 0 | 0 | 0 | 0
[10 empty] | 0 | 0 | 0 | 0 | 0 | 0 | 0 | 0 | 0 | 0 | 0 | 0 | 0 | 0 | 0 | 0 | 0 | 0 | 0 | 0 | 0 | 0 | 0 | 0 | 0 | 0 | 0 | 0
[10 empty] | 0 | 0 | 0 | 0 | 0 | 0 | 0 | 0 | 0 | 0 | 0 | 0 | 0 | 0 | 0 | 0 | 0 | 0 | 0 | 0 | 0 | 0 | 0 | 0 | 0 | 0 | 0 | 0
[10 empty] | 0 | 0 | 0 | 0 | 0 | 0 | 0 | 0 | 0 | 0 | 0 | 0 | 0 | 0 | 0 | 0 | 0 | 0 | 0 | 0 | 0 | 0 | 0 | 0 | 0 | 0 | 0 | 0
[10 empty] | 0 | 0 | 0 | 0 | 0 | 0 | 0 | 0 | 0 | 0 | 0 | 0 | 0 | 0 | 0 | 0 | 0 | 0 | 0 | 0 | 0 | 0 | 0 | 0 | 0 | 0 | 0 | 0
[10 empty] | 0 | 0 | 0 | 0 | 0 | 0 | 0 | 0 | 0 | 0 | 0 | 0 | 0 | 0 | 0 | 0 | 0 | 0 | 0 | 0 | 0 | 0 | 0 | 0 | 0 | 0 | 0 | 0
[10 empty] | 0 | 0 | 0 | 0 | 0 | 0 | 0 | 0 | 0 | 0 | 0 | 0 | 0 | 0 | 0 | 0 | 0 | 0 | 0 | 0 | 0 | 0 | 0 | 0 | 0 | 0 | 0 | 0
[10 empty] | 0 | 0 | 0 | 0 | 0 | 0 | 0 | 0 | 0 | 0 | 0 | 0 | 0 | 0 | 0 | 0 | 0 | 0 | 0 | 0 | 0 | 0 | 0 | 0 | 0 | 0 | 0 | 0
[10 empty] | 0 | 0 | 0 | 0 | 0 | 0 | 0 | 0 | 0 | 0 | 0 | 0 | 0 | 0 | 0 | 0 | 0 | 0 | 0 | 0 | 0 | 0 | 0 | 0 | 0 | 0 | 0 | 0
[10 empty] | 0 | 0 | 0 | 0 | 0 | 0 | 0 | 0 | 0 | 0 | 0 | 0 | 0 | 0 | 0 | 0 | 0 | 0 | 0 | 0 | 0 | 0 | 0 | 0 | 0 | 0 | 0 | 0
[10 empty] | 0 | 0 | 0 | 0 | 0 | 0 | 0 | 0 | 0 | 0 | 0 | 0 | 0 | 0 | 0 | 0 | 0 | 0 | 0 | 0 | 0 | 0 | 0 | 0 | 0 | 0 | 0 | 0
[10 empty] | 0 | 0 | 0 | 0 | 0 | 0 | 0 | 0 | 0 | 0 | 0 | 0 | 0 | 0 | 0 | 0 | 0 | 0 | 0 | 0 | 0 | 0 | 0 | 0 | 0 | 0 | 0 | 0
[10 empty] | 0 | 0 | 0 | 0 | 0 | 0 | 0 | 0 | 0 | 0 | 0 | 0 | 0 | 0 | 0 | 0 | 0 | 0 | 0 | 0 | 0 | 0 | 0 | 0 | 0 | 0 | 0 | 0
[10 empty] | 0 | 0 | 0 | 0 | 0 | 0 | 0 | 0 | 0 | 0 | 0 | 0 | 0 | 0 | 0 | 0 | 0 | 0 | 0 | 0 | 0 | 0 | 0 | 0 | 0 | 0 | 0 | 0
[10 empty] | 0 | 0 | 0 | 0 | 0 | 0 | 0 | 0 | 0 | 0 | 0 | 0 | 0 | 0 | 0 | 0 | 0 | 0 | 0 | 0 | 0 | 0 | 0 | 0 | 0 | 0 | 0 | 0
[10 empty] | 0 | 0 | 0 | 0 | 0 | 0 | 0 | 0 | 0 | 0 | 0 | 0 | 0 | 0 | 0 | 0 | 0 | 0 | 0 | 0 | 0 | 0 | 0 | 0 | 0 | 0 | 0 | 0
[10 empty] | 0 | 0 | 0 | 0 | 0 | 0 | 0 | 0 | 0 | 0 | 0 | 0 | 0 | 0 | 0 | 0 | 0 | 0 | 0 | 0 | 0 | 0 | 0 | 0 | 0 | 0 | 0 | 0
[10 empty] | 0 | 0 | 0 | 0 | 0 | 0 | 0 | 0 | 0 | 0 | 0 | 0 | 0 | 0 | 0 | 0 | 0 | 0 | 0 | 0 | 0 | 0 | 0 | 0 | 0 | 0 | 0 | 0
[10 empty] | 0 | 0 | 0 | 0 | 0 | 0 | 0 | 0 | 0 | 0 | 0 | 0 | 0 | 0 | 0 | 0 | 0 | 0 | 0 | 0 | 0 | 0 | 0 | 0 | 0 | 0 | 0 | 0
[10 empty] | 0 | 0 | 0 | 0 | 0 | 0 | 0 | 0 | 0 | 0 | 0 | 0 | 0 | 0 | 0 | 0 | 0 | 0 | 0 | 0 | 0 | 0 | 0 | 0 | 0 | 0 | 0 | 0
[10 empty] | 0 | 0 | 0 | 0 | 0 | 0 | 0 | 0 | 0 | 0 | 0 | 0 | 0 | 0 | 0 | 0 | 0 | 0 | 0 | 0 | 0 | 0 | 0 | 0 | 0 | 0 | 0 | 0
[10 empty] | 0 | 0 | 0 | 0 | 0 | 0 | 0 | 0 | 0 | 0 | 0 | 0 | 0 | 0 | 0 | 0 | 0 | 0 | 0 | 0 | 0 | 0 | 0 | 0 | 0 | 0 | 0 | 0
[10 empty] | 0 | 0 | 0 | 0 | 0 | 0 | 0 | 0 | 0 | 0 | 0 | 0 | 0 | 0 | 0 | 0 | 0 | 0 | 0 | 0 | 0 | 0 | 0 | 0 | 0 | 0 | 0 | 0
[10 empty] | 0 | 0 | 0 | 0 | 0 | 0 | 0 | 0 | 0 | 0 | 0 | 0 | 0 | 0 | 0 | 0 | 0 | 0 | 0 | 0 | 0 | 0 | 0 | 0 | 0 | 0 | 0 | 0
[10 empty] | 0 | 0 | 0 | 0 | 0 | 0 | 0 | 0 | 0 | 0 | 0 | 0 | 0 | 0 | 0 | 0 | 0 | 0 | 0 | 0 | 0 | 0 | 0 | 0 | 0 | 0 | 0 | 0
[10 empty] | 0 | 0 | 0 | 0 | 0 | 0 | 0 | 0 | 0 | 0 | 0 | 0 | 0 | 0 | 0 | 0 | 0 | 0 | 0 | 0 | 0 | 0 | 0 | 0 | 0 | 0 | 0 | 0
[10 empty] | 0 | 0 | 0 | 0 | 0 | 0 | 0 | 0 | 0 | 0 | 0 | 0 | 0 | 0 | 0 | 0 | 0 | 0 | 0 | 0 | 0 | 0 | 0 | 0 | 0 | 0 | 0 | 0
[10 empty] | 0 | 0 | 0 | 0 | 0 | 0 | 0 | 0 | 0 | 0 | 0 | 0 | 0 | 0 | 0 | 0 | 0 | 0 | 0 | 0 | 0 | 0 | 0 | 0 | 0 | 0 | 0 | 0
[10 empty] | 0 | 0 | 0 | 0 | 0 | 0 | 0 | 0 | 0 | 0 | 0 | 0 | 0 | 0 | 0 | 0 | 0 | 0 | 0 | 0 | 0 | 0 | 0 | 0 | 0 | 0 | 0 | 0
[10 empty] | 0 | 0 | 0 | 0 | 0 | 0 | 0 | 0 | 0 | 0 | 0 | 0 | 0 | 0 | 0 | 0 | 0 | 0 | 0 | 0 | 0 | 0 | 0 | 0 | 0 | 0 | 0 | 0
[10 empty] | 0 | 0 | 0 | 0 | 0 | 0 | 0 | 0 | 0 | 0 | 0 | 0 | 0 | 0 | 0 | 0 | 0 | 0 | 0 | 0 | 0 | 0 | 0 | 0 | 0 | 0 | 0 | 0
[10 empty] | 0 | 0 | 0 | 0 | 0 | 0 | 0 | 0 | 0 | 0 | 0 | 0 | 0 | 0 | 0 | 0 | 0 | 0 | 0 | 0 | 0 | 0 | 0 | 0 | 0 | 0 | 0 | 0
[10 empty] | 0 | 0 | 0 | 0 | 0 | 0 | 0 | 0 | 0 | 0 | 0 | 0 | 0 | 0 | 0 | 0 | 0 | 0 | 0 | 0 | 0 | 0 | 0 | 0 | 0 | 0 | 0 | 0
[10 empty] | 0 | 0 | 0 | 0 | 0 | 0 | 0 | 0 | 0 | 0 | 0 | 0 | 0 | 0 | 0 | 0 | 0 | 0 | 0 | 0 | 0 | 0 | 0 | 0 | 0 | 0 | 0 | 0
[10 empty] | 0 | 0 | 0 | 0 | 0 | 0 | 0 | 0 | 0 | 0 | 0 | 0 | 0 | 0 | 0 | 0 | 0 | 0 | 0 | 0 | 0 | 0 | 0 | 0 | 0 | 0 | 0 | 0
[10 empty] | 0 | 0 | 0 | 0 | 0 | 0 | 0 | 0 | 0 | 0 | 0 | 0 | 0 | 0 | 0 | 0 | 0 | 0 | 0 | 0 | 0 | 0 | 0 | 0 | 0 | 0 | 0 | 0
[10 empty] | 0 | 0 | 0 | 0 | 0 | 0 | 0 | 0 | 0 | 0 | 0 | 0 | 0 | 0 | 0 | 0 | 0 | 0 | 0 | 0 | 0 | 0 | 0 | 0 | 0 | 0 | 0 | 0
[10 empty] | 0 | 0 | 0 | 0 | 0 | 0 | 0 | 0 | 0 | 0 | 0 | 0 | 0 | 0 | 0 | 0 | 0 | 0 | 0 | 0 | 0 | 0 | 0 | 0 | 0 | 0 | 0 | 0
[10 empty] | 0 | 0 | 0 | 0 | 0 | 0 | 0 | 0 | 0 | 0 | 0 | 0 | 0 | 0 | 0 | 0 | 0 | 0 | 0 | 0 | 0 | 0 | 0 | 0 | 0 | 0 | 0 | 0
[10 empty] | 0 | 0 | 0 | 0 | 0 | 0 | 0 | 0 | 0 | 0 | 0 | 0 | 0 | 0 | 0 | 0 | 0 | 0 | 0 | 0 | 0 | 0 | 0 | 0 | 0 | 0 | 0 | 0
[10 empty] | 0 | 0 | 0 | 0 | 0 | 0 | 0 | 0 | 0 | 0 | 0 | 0 | 0 | 0 | 0 | 0 | 0 | 0 | 0 | 0 | 0 | 0 | 0 | 0 | 0 | 0 | 0 | 0
[10 empty] | 0 | 0 | 0 | 0 | 0 | 0 | 0 | 0 | 0 | 0 | 0 | 0 | 0 | 0 | 0 | 0 | 0 | 0 | 0 | 0 | 0 | 0 | 0 | 0 | 0 | 0 | 0 | 0
[10 empty] | 0 | 0 | 0 | 0 | 0 | 0 | 0 | 0 | 0 | 0 | 0 | 0 | 0 | 0 | 0 | 0 | 0 | 0 | 0 | 0 | 0 | 0 | 0 | 0 | 0 | 0 | 0 | 0
[10 empty] | 0 | 0 | 0 | 0 | 0 | 0 | 0 | 0 | 0 | 0 | 0 | 0 | 0 | 0 | 0 | 0 | 0 | 0 | 0 | 0 | 0 | 0 | 0 | 0 | 0 | 0 | 0 | 0
[10 empty] | 0 | 0 | 0 | 0 | 0 | 0 | 0 | 0 | 0 | 0 | 0 | 0 | 0 | 0 | 0 | 0 | 0 | 0 | 0 | 0 | 0 | 0 | 0 | 0 | 0 | 0 | 0 | 0
[10 empty] | 0 | 0 | 0 | 0 | 0 | 0 | 0 | 0 | 0 | 0 | 0 | 0 | 0 | 0 | 0 | 0 | 0 | 0 | 0 | 0 | 0 | 0 | 0 | 0 | 0 | 0 | 0 | 0
[10 empty] | 0 | 0 | 0 | 0 | 0 | 0 | 0 | 0 | 0 | 0 | 0 | 0 | 0 | 0 | 0 | 0 | 0 | 0 | 0 | 0 | 0 | 0 | 0 | 0 | 0 | 0 | 0 | 0
[10 empty] | 0 | 0 | 0 | 0 | 0 | 0 | 0 | 0 | 0 | 0 | 0 | 0 | 0 | 0 | 0 | 0 | 0 | 0 | 0 | 0 | 0 | 0 | 0 | 0 | 0 | 0 | 0 | 0
[10 empty] | 0 | 0 | 0 | 0 | 0 | 0 | 0 | 0 | 0 | 0 | 0 | 0 | 0 | 0 | 0 | 0 | 0 | 0 | 0 | 0 | 0 | 0 | 0 | 0 | 0 | 0 | 0 | 0
[10 empty] | 0 | 0 | 0 | 0 | 0 | 0 | 0 | 0 | 0 | 0 | 0 | 0 | 0 | 0 | 0 | 0 | 0 | 0 | 0 | 0 | 0 | 0 | 0 | 0 | 0 | 0 | 0 | 0
[10 empty] | 0 | 0 | 0 | 0 | 0 | 0 | 0 | 0 | 0 | 0 | 0 | 0 | 0 | 0 | 0 | 0 | 0 | 0 | 0 | 0 | 0 | 0 | 0 | 0 | 0 | 0 | 0 | 0
[10 empty] | 0 | 0 | 0 | 0 | 0 | 0 | 0 | 0 | 0 | 0 | 0 | 0 | 0 | 0 | 0 | 0 | 0 | 0 | 0 | 0 | 0 | 0 | 0 | 0 | 0 | 0 | 0 | 0
[10 empty] | 0 | 0 | 0 | 0 | 0 | 0 | 0 | 0 | 0 | 0 | 0 | 0 | 0 | 0 | 0 | 0 | 0 | 0 | 0 | 0 | 0 | 0 | 0 | 0 | 0 | 0 | 0 | 0
[10 empty] | 0 | 0 | 0 | 0 | 0 | 0 | 0 | 0 | 0 | 0 | 0 | 0 | 0 | 0 | 0 | 0 | 0 | 0 | 0 | 0 | 0 | 0 | 0 | 0 | 0 | 0 | 0 | 0
[10 empty] | 0 | 0 | 0 | 0 | 0 | 0 | 0 | 0 | 0 | 0 | 0 | 0 | 0 | 0 | 0 | 0 | 0 | 0 | 0 | 0 | 0 | 0 | 0 | 0 | 0 | 0 | 0 | 0
[10 empty] | 0 | 0 | 0 | 0 | 0 | 0 | 0 | 0 | 0 | 0 | 0 | 0 | 0 | 0 | 0 | 0 | 0 | 0 | 0 | 0 | 0 | 0 | 0 | 0 | 0 | 0 | 0 | 0
[10 empty] | 0 | 0 | 0 | 0 | 0 | 0 | 0 | 0 | 0 | 0 | 0 | 0 | 0 | 0 | 0 | 0 | 0 | 0 | 0 | 0 | 0 | 0 | 0 | 0 | 0 | 0 | 0 | 0
[10 empty] | 0 | 0 | 0 | 0 | 0 | 0 | 0 | 0 | 0 | 0 | 0 | 0 | 0 | 0 | 0 | 0 | 0 | 0 | 0 | 0 | 0 | 0 | 0 | 0 | 0 | 0 | 0 | 0
[10 empty] | 0 | 0 | 0 | 0 | 0 | 0 | 0 | 0 | 0 | 0 | 0 | 0 | 0 | 0 | 0 | 0 | 0 | 0 | 0 | 0 | 0 | 0 | 0 | 0 | 0 | 0 | 0 | 0
[10 empty] | 0 | 0 | 0 | 0 | 0 | 0 | 0 | 0 | 0 | 0 | 0 | 0 | 0 | 0 | 0 | 0 | 0 | 0 | 0 | 0 | 0 | 0 | 0 | 0 | 0 | 0 | 0 | 0
[10 empty] | 0 | 0 | 0 | 0 | 0 | 0 | 0 | 0 | 0 | 0 | 0 | 0 | 0 | 0 | 0 | 0 | 0 | 0 | 0 | 0 | 0 | 0 | 0 | 0 | 0 | 0 | 0 | 0
[10 empty] | 0 | 0 | 0 | 0 | 0 | 0 | 0 | 0 | 0 | 0 | 0 | 0 | 0 | 0 | 0 | 0 | 0 | 0 | 0 | 0 | 0 | 0 | 0 | 0 | 0 | 0 | 0 | 0
[10 empty] | 0 | 0 | 0 | 0 | 0 | 0 | 0 | 0 | 0 | 0 | 0 | 0 | 0 | 0 | 0 | 0 | 0 | 0 | 0 | 0 | 0 | 0 | 0 | 0 | 0 | 0 | 0 | 0
[10 empty] | 0 | 0 | 0 | 0 | 0 | 0 | 0 | 0 | 0 | 0 | 0 | 0 | 0 | 0 | 0 | 0 | 0 | 0 | 0 | 0 | 0 | 0 | 0 | 0 | 0 | 0 | 0 | 0
[10 empty] | 0 | 0 | 0 | 0 | 0 | 0 | 0 | 0 | 0 | 0 | 0 | 0 | 0 | 0 | 0 | 0 | 0 | 0 | 0 | 0 | 0 | 0 | 0 | 0 | 0 | 0 | 0 | 0
[10 empty] | 0 | 0 | 0 | 0 | 0 | 0 | 0 | 0 | 0 | 0 | 0 | 0 | 0 | 0 | 0 | 0 | 0 | 0 | 0 | 0 | 0 | 0 | 0 | 0 | 0 | 0 | 0 | 0
[10 empty] | 0 | 0 | 0 | 0 | 0 | 0 | 0 | 0 | 0 | 0 | 0 | 0 | 0 | 0 | 0 | 0 | 0 | 0 | 0 | 0 | 0 | 0 | 0 | 0 | 0 | 0 | 0 | 0
[10 empty] | 0 | 0 | 0 | 0 | 0 | 0 | 0 | 0 | 0 | 0 | 0 | 0 | 0 | 0 | 0 | 0 | 0 | 0 | 0 | 0 | 0 | 0 | 0 | 0 | 0 | 0 | 0 | 0
[10 empty] | 0 | 0 | 0 | 0 | 0 | 0 | 0 | 0 | 0 | 0 | 0 | 0 | 0 | 0 | 0 | 0 | 0 | 0 | 0 | 0 | 0 | 0 | 0 | 0 | 0 | 0 | 0 | 0
[10 empty] | 0 | 0 | 0 | 0 | 0 | 0 | 0 | 0 | 0 | 0 | 0 | 0 | 0 | 0 | 0 | 0 | 0 | 0 | 0 | 0 | 0 | 0 | 0 | 0 | 0 | 0 | 0 | 0
[10 empty] | 0 | 0 | 0 | 0 | 0 | 0 | 0 | 0 | 0 | 0 | 0 | 0 | 0 | 0 | 0 | 0 | 0 | 0 | 0 | 0 | 0 | 0 | 0 | 0 | 0 | 0 | 0 | 0
[10 empty] | 0 | 0 | 0 | 0 | 0 | 0 | 0 | 0 | 0 | 0 | 0 | 0 | 0 | 0 | 0 | 0 | 0 | 0 | 0 | 0 | 0 | 0 | 0 | 0 | 0 | 0 | 0 | 0
[10 empty] | 0 | 0 | 0 | 0 | 0 | 0 | 0 | 0 | 0 | 0 | 0 | 0 | 0 | 0 | 0 | 0 | 0 | 0 | 0 | 0 | 0 | 0 | 0 | 0 | 0 | 0 | 0 | 0
[10 empty] | 0 | 0 | 0 | 0 | 0 | 0 | 0 | 0 | 0 | 0 | 0 | 0 | 0 | 0 | 0 | 0 | 0 | 0 | 0 | 0 | 0 | 0 | 0 | 0 | 0 | 0 | 0 | 0
[10 empty] | 0 | 0 | 0 | 0 | 0 | 0 | 0 | 0 | 0 | 0 | 0 | 0 | 0 | 0 | 0 | 0 | 0 | 0 | 0 | 0 | 0 | 0 | 0 | 0 | 0 | 0 | 0 | 0
[10 empty] | 0 | 0 | 0 | 0 | 0 | 0 | 0 | 0 | 0 | 0 | 0 | 0 | 0 | 0 | 0 | 0 | 0 | 0 | 0 | 0 | 0 | 0 | 0 | 0 | 0 | 0 | 0 | 0
[10 empty] | 0 | 0 | 0 | 0 | 0 | 0 | 0 | 0 | 0 | 0 | 0 | 0 | 0 | 0 | 0 | 0 | 0 | 0 | 0 | 0 | 0 | 0 | 0 | 0 | 0 | 0 | 0 | 0
[10 empty] | 0 | 0 | 0 | 0 | 0 | 0 | 0 | 0 | 0 | 0 | 0 | 0 | 0 | 0 | 0 | 0 | 0 | 0 | 0 | 0 | 0 | 0 | 0 | 0 | 0 | 0 | 0 | 0
[10 empty] | 0 | 0 | 0 | 0 | 0 | 0 | 0 | 0 | 0 | 0 | 0 | 0 | 0 | 0 | 0 | 0 | 0 | 0 | 0 | 0 | 0 | 0 | 0 | 0 | 0 | 0 | 0 | 0
[10 empty] | 0 | 0 | 0 | 0 | 0 | 0 | 0 | 0 | 0 | 0 | 0 | 0 | 0 | 0 | 0 | 0 | 0 | 0 | 0 | 0 | 0 | 0 | 0 | 0 | 0 | 0 | 0 | 0
[10 empty] | 0 | 0 | 0 | 0 | 0 | 0 | 0 | 0 | 0 | 0 | 0 | 0 | 0 | 0 | 0 | 0 | 0 | 0 | 0 | 0 | 0 | 0 | 0 | 0 | 0 | 0 | 0 | 0
[10 empty] | 0 | 0 | 0 | 0 | 0 | 0 | 0 | 0 | 0 | 0 | 0 | 0 | 0 | 0 | 0 | 0 | 0 | 0 | 0 | 0 | 0 | 0 | 0 | 0 | 0 | 0 | 0 | 0
[10 empty] | 0 | 0 | 0 | 0 | 0 | 0 | 0 | 0 | 0 | 0 | 0 | 0 | 0 | 0 | 0 | 0 | 0 | 0 | 0 | 0 | 0 | 0 | 0 | 0 | 0 | 0 | 0 | 0
[10 empty] | 0 | 0 | 0 | 0 | 0 | 0 | 0 | 0 | 0 | 0 | 0 | 0 | 0 | 0 | 0 | 0 | 0 | 0 | 0 | 0 | 0 | 0 | 0 | 0 | 0 | 0 | 0 | 0
[10 empty] | 0 | 0 | 0 | 0 | 0 | 0 | 0 | 0 | 0 | 0 | 0 | 0 | 0 | 0 | 0 | 0 | 0 | 0 | 0 | 0 | 0 | 0 | 0 | 0 | 0 | 0 | 0 | 0
[10 empty] | 0 | 0 | 0 | 0 | 0 | 0 | 0 | 0 | 0 | 0 | 0 | 0 | 0 | 0 | 0 | 0 | 0 | 0 | 0 | 0 | 0 | 0 | 0 | 0 | 0 | 0 | 0 | 0
[10 empty] | 0 | 0 | 0 | 0 | 0 | 0 | 0 | 0 | 0 | 0 | 0 | 0 | 0 | 0 | 0 | 0 | 0 | 0 | 0 | 0 | 0 | 0 | 0 | 0 | 0 | 0 | 0 | 0
[10 empty] | 0 | 0 | 0 | 0 | 0 | 0 | 0 | 0 | 0 | 0 | 0 | 0 | 0 | 0 | 0 | 0 | 0 | 0 | 0 | 0 | 0 | 0 | 0 | 0 | 0 | 0 | 0 | 0
[10 empty] | 0 | 0 | 0 | 0 | 0 | 0 | 0 | 0 | 0 | 0 | 0 | 0 | 0 | 0 | 0 | 0 | 0 | 0 | 0 | 0 | 0 | 0 | 0 | 0 | 0 | 0 | 0 | 0
[10 empty] | 0 | 0 | 0 | 0 | 0 | 0 | 0 | 0 | 0 | 0 | 0 | 0 | 0 | 0 | 0 | 0 | 0 | 0 | 0 | 0 | 0 | 0 | 0 | 0 | 0 | 0 | 0 | 0
[10 empty] | 0 | 0 | 0 | 0 | 0 | 0 | 0 | 0 | 0 | 0 | 0 | 0 | 0 | 0 | 0 | 0 | 0 | 0 | 0 | 0 | 0 | 0 | 0 | 0 | 0 | 0 | 0 | 0
[10 empty] | 0 | 0 | 0 | 0 | 0 | 0 | 0 | 0 | 0 | 0 | 0 | 0 | 0 | 0 | 0 | 0 | 0 | 0 | 0 | 0 | 0 | 0 | 0 | 0 | 0 | 0 | 0 | 0
[10 empty] | 0 | 0 | 0 | 0 | 0 | 0 | 0 | 0 | 0 | 0 | 0 | 0 | 0 | 0 | 0 | 0 | 0 | 0 | 0 | 0 | 0 | 0 | 0 | 0 | 0 | 0 | 0 | 0
[10 empty] | 0 | 0 | 0 | 0 | 0 | 0 | 0 | 0 | 0 | 0 | 0 | 0 | 0 | 0 | 0 | 0 | 0 | 0 | 0 | 0 | 0 | 0 | 0 | 0 | 0 | 0 | 0 | 0
[10 empty] | 0 | 0 | 0 | 0 | 0 | 0 | 0 | 0 | 0 | 0 | 0 | 0 | 0 | 0 | 0 | 0 | 0 | 0 | 0 | 0 | 0 | 0 | 0 | 0 | 0 | 0 | 0 | 0
[10 empty] | 0 | 0 | 0 | 0 | 0 | 0 | 0 | 0 | 0 | 0 | 0 | 0 | 0 | 0 | 0 | 0 | 0 | 0 | 0 | 0 | 0 | 0 | 0 | 0 | 0 | 0 | 0 | 0
[10 empty] | 0 | 0 | 0 | 0 | 0 | 0 | 0 | 0 | 0 | 0 | 0 | 0 | 0 | 0 | 0 | 0 | 0 | 0 | 0 | 0 | 0 | 0 | 0 | 0 | 0 | 0 | 0 | 0
[10 empty] | 0 | 0 | 0 | 0 | 0 | 0 | 0 | 0 | 0 | 0 | 0 | 0 | 0 | 0 | 0 | 0 | 0 | 0 | 0 | 0 | 0 | 0 | 0 | 0 | 0 | 0 | 0 | 0
[10 empty] | 0 | 0 | 0 | 0 | 0 | 0 | 0 | 0 | 0 | 0 | 0 | 0 | 0 | 0 | 0 | 0 | 0 | 0 | 0 | 0 | 0 | 0 | 0 | 0 | 0 | 0 | 0 | 0
[10 empty] | 0 | 0 | 0 | 0 | 0 | 0 | 0 | 0 | 0 | 0 | 0 | 0 | 0 | 0 | 0 | 0 | 0 | 0 | 0 | 0 | 0 | 0 | 0 | 0 | 0 | 0 | 0 | 0
[10 empty] | 0 | 0 | 0 | 0 | 0 | 0 | 0 | 0 | 0 | 0 | 0 | 0 | 0 | 0 | 0 | 0 | 0 | 0 | 0 | 0 | 0 | 0 | 0 | 0 | 0 | 0 | 0 | 0
[10 empty] | 0 | 0 | 0 | 0 | 0 | 0 | 0 | 0 | 0 | 0 | 0 | 0 | 0 | 0 | 0 | 0 | 0 | 0 | 0 | 0 | 0 | 0 | 0 | 0 | 0 | 0 | 0 | 0
[10 empty] | 0 | 0 | 0 | 0 | 0 | 0 | 0 | 0 | 0 | 0 | 0 | 0 | 0 | 0 | 0 | 0 | 0 | 0 | 0 | 0 | 0 | 0 | 0 | 0 | 0 | 0 | 0 | 0
[10 empty] | 0 | 0 | 0 | 0 | 0 | 0 | 0 | 0 | 0 | 0 | 0 | 0 | 0 | 0 | 0 | 0 | 0 | 0 | 0 | 0 | 0 | 0 | 0 | 0 | 0 | 0 | 0 | 0
[10 empty] | 0 | 0 | 0 | 0 | 0 | 0 | 0 | 0 | 0 | 0 | 0 | 0 | 0 | 0 | 0 | 0 | 0 | 0 | 0 | 0 | 0 | 0 | 0 | 0 | 0 | 0 | 0 | 0
[10 empty] | 0 | 0 | 0 | 0 | 0 | 0 | 0 | 0 | 0 | 0 | 0 | 0 | 0 | 0 | 0 | 0 | 0 | 0 | 0 | 0 | 0 | 0 | 0 | 0 | 0 | 0 | 0 | 0
[10 empty] | 0 | 0 | 0 | 0 | 0 | 0 | 0 | 0 | 0 | 0 | 0 | 0 | 0 | 0 | 0 | 0 | 0 | 0 | 0 | 0 | 0 | 0 | 0 | 0 | 0 | 0 | 0 | 0
[10 empty] | 0 | 0 | 0 | 0 | 0 | 0 | 0 | 0 | 0 | 0 | 0 | 0 | 0 | 0 | 0 | 0 | 0 | 0 | 0 | 0 | 0 | 0 | 0 | 0 | 0 | 0 | 0 | 0
[10 empty] | 0 | 0 | 0 | 0 | 0 | 0 | 0 | 0 | 0 | 0 | 0 | 0 | 0 | 0 | 0 | 0 | 0 | 0 | 0 | 0 | 0 | 0 | 0 | 0 | 0 | 0 | 0 | 0
[10 empty] | 0 | 0 | 0 | 0 | 0 | 0 | 0 | 0 | 0 | 0 | 0 | 0 | 0 | 0 | 0 | 0 | 0 | 0 | 0 | 0 | 0 | 0 | 0 | 0 | 0 | 0 | 0 | 0
[10 empty] | 0 | 0 | 0 | 0 | 0 | 0 | 0 | 0 | 0 | 0 | 0 | 0 | 0 | 0 | 0 | 0 | 0 | 0 | 0 | 0 | 0 | 0 | 0 | 0 | 0 | 0 | 0 | 0
[10 empty] | 0 | 0 | 0 | 0 | 0 | 0 | 0 | 0 | 0 | 0 | 0 | 0 | 0 | 0 | 0 | 0 | 0 | 0 | 0 | 0 | 0 | 0 | 0 | 0 | 0 | 0 | 0 | 0
[10 empty] | 0 | 0 | 0 | 0 | 0 | 0 | 0 | 0 | 0 | 0 | 0 | 0 | 0 | 0 | 0 | 0 | 0 | 0 | 0 | 0 | 0 | 0 | 0 | 0 | 0 | 0 | 0 | 0
[10 empty] | 0 | 0 | 0 | 0 | 0 | 0 | 0 | 0 | 0 | 0 | 0 | 0 | 0 | 0 | 0 | 0 | 0 | 0 | 0 | 0 | 0 | 0 | 0 | 0 | 0 | 0 | 0 | 0
[10 empty] | 0 | 0 | 0 | 0 | 0 | 0 | 0 | 0 | 0 | 0 | 0 | 0 | 0 | 0 | 0 | 0 | 0 | 0 | 0 | 0 | 0 | 0 | 0 | 0 | 0 | 0 | 0 | 0
[10 empty] | 0 | 0 | 0 | 0 | 0 | 0 | 0 | 0 | 0 | 0 | 0 | 0 | 0 | 0 | 0 | 0 | 0 | 0 | 0 | 0 | 0 | 0 | 0 | 0 | 0 | 0 | 0 | 0
[10 empty] | 0 | 0 | 0 | 0 | 0 | 0 | 0 | 0 | 0 | 0 | 0 | 0 | 0 | 0 | 0 | 0 | 0 | 0 | 0 | 0 | 0 | 0 | 0 | 0 | 0 | 0 | 0 | 0
[10 empty] | 0 | 0 | 0 | 0 | 0 | 0 | 0 | 0 | 0 | 0 | 0 | 0 | 0 | 0 | 0 | 0 | 0 | 0 | 0 | 0 | 0 | 0 | 0 | 0 | 0 | 0 | 0 | 0
[10 empty] | 0 | 0 | 0 | 0 | 0 | 0 | 0 | 0 | 0 | 0 | 0 | 0 | 0 | 0 | 0 | 0 | 0 | 0 | 0 | 0 | 0 | 0 | 0 | 0 | 0 | 0 | 0 | 0
[10 empty] | 0 | 0 | 0 | 0 | 0 | 0 | 0 | 0 | 0 | 0 | 0 | 0 | 0 | 0 | 0 | 0 | 0 | 0 | 0 | 0 | 0 | 0 | 0 | 0 | 0 | 0 | 0 | 0
[10 empty] | 0 | 0 | 0 | 0 | 0 | 0 | 0 | 0 | 0 | 0 | 0 | 0 | 0 | 0 | 0 | 0 | 0 | 0 | 0 | 0 | 0 | 0 | 0 | 0 | 0 | 0 | 0 | 0
[10 empty] | 0 | 0 | 0 | 0 | 0 | 0 | 0 | 0 | 0 | 0 | 0 | 0 | 0 | 0 | 0 | 0 | 0 | 0 | 0 | 0 | 0 | 0 | 0 | 0 | 0 | 0 | 0 | 0
[10 empty] | 0 | 0 | 0 | 0 | 0 | 0 | 0 | 0 | 0 | 0 | 0 | 0 | 0 | 0 | 0 | 0 | 0 | 0 | 0 | 0 | 0 | 0 | 0 | 0 | 0 | 0 | 0 | 0
[10 empty] | 0 | 0 | 0 | 0 | 0 | 0 | 0 | 0 | 0 | 0 | 0 | 0 | 0 | 0 | 0 | 0 | 0 | 0 | 0 | 0 | 0 | 0 | 0 | 0 | 0 | 0 | 0 | 0
[10 empty] | 0 | 0 | 0 | 0 | 0 | 0 | 0 | 0 | 0 | 0 | 0 | 0 | 0 | 0 | 0 | 0 | 0 | 0 | 0 | 0 | 0 | 0 | 0 | 0 | 0 | 0 | 0 | 0
[10 empty] | 0 | 0 | 0 | 0 | 0 | 0 | 0 | 0 | 0 | 0 | 0 | 0 | 0 | 0 | 0 | 0 | 0 | 0 | 0 | 0 | 0 | 0 | 0 | 0 | 0 | 0 | 0 | 0
[10 empty] | 0 | 0 | 0 | 0 | 0 | 0 | 0 | 0 | 0 | 0 | 0 | 0 | 0 | 0 | 0 | 0 | 0 | 0 | 0 | 0 | 0 | 0 | 0 | 0 | 0 | 0 | 0 | 0
[10 empty] | 0 | 0 | 0 | 0 | 0 | 0 | 0 | 0 | 0 | 0 | 0 | 0 | 0 | 0 | 0 | 0 | 0 | 0 | 0 | 0 | 0 | 0 | 0 | 0 | 0 | 0 | 0 | 0
[10 empty] | 0 | 0 | 0 | 0 | 0 | 0 | 0 | 0 | 0 | 0 | 0 | 0 | 0 | 0 | 0 | 0 | 0 | 0 | 0 | 0 | 0 | 0 | 0 | 0 | 0 | 0 | 0 | 0
[10 empty] | 0 | 0 | 0 | 0 | 0 | 0 | 0 | 0 | 0 | 0 | 0 | 0 | 0 | 0 | 0 | 0 | 0 | 0 | 0 | 0 | 0 | 0 | 0 | 0 | 0 | 0 | 0 | 0
[10 empty] | 0 | 0 | 0 | 0 | 0 | 0 | 0 | 0 | 0 | 0 | 0 | 0 | 0 | 0 | 0 | 0 | 0 | 0 | 0 | 0 | 0 | 0 | 0 | 0 | 0 | 0 | 0 | 0
[10 empty] | 0 | 0 | 0 | 0 | 0 | 0 | 0 | 0 | 0 | 0 | 0 | 0 | 0 | 0 | 0 | 0 | 0 | 0 | 0 | 0 | 0 | 0 | 0 | 0 | 0 | 0 | 0 | 0
[10 empty] | 0 | 0 | 0 | 0 | 0 | 0 | 0 | 0 | 0 | 0 | 0 | 0 | 0 | 0 | 0 | 0 | 0 | 0 | 0 | 0 | 0 | 0 | 0 | 0 | 0 | 0 | 0 | 0
[10 empty] | 0 | 0 | 0 | 0 | 0 | 0 | 0 | 0 | 0 | 0 | 0 | 0 | 0 | 0 | 0 | 0 | 0 | 0 | 0 | 0 | 0 | 0 | 0 | 0 | 0 | 0 | 0 | 0
[10 empty] | 0 | 0 | 0 | 0 | 0 | 0 | 0 | 0 | 0 | 0 | 0 | 0 | 0 | 0 | 0 | 0 | 0 | 0 | 0 | 0 | 0 | 0 | 0 | 0 | 0 | 0 | 0 | 0
[10 empty] | 0 | 0 | 0 | 0 | 0 | 0 | 0 | 0 | 0 | 0 | 0 | 0 | 0 | 0 | 0 | 0 | 0 | 0 | 0 | 0 | 0 | 0 | 0 | 0 | 0 | 0 | 0 | 0
[10 empty] | 0 | 0 | 0 | 0 | 0 | 0 | 0 | 0 | 0 | 0 | 0 | 0 | 0 | 0 | 0 | 0 | 0 | 0 | 0 | 0 | 0 | 0 | 0 | 0 | 0 | 0 | 0 | 0
[10 empty] | 0 | 0 | 0 | 0 | 0 | 0 | 0 | 0 | 0 | 0 | 0 | 0 | 0 | 0 | 0 | 0 | 0 | 0 | 0 | 0 | 0 | 0 | 0 | 0 | 0 | 0 | 0 | 0
[10 empty] | 0 | 0 | 0 | 0 | 0 | 0 | 0 | 0 | 0 | 0 | 0 | 0 | 0 | 0 | 0 | 0 | 0 | 0 | 0 | 0 | 0 | 0 | 0 | 0 | 0 | 0 | 0 | 0
[10 empty] | 0 | 0 | 0 | 0 | 0 | 0 | 0 | 0 | 0 | 0 | 0 | 0 | 0 | 0 | 0 | 0 | 0 | 0 | 0 | 0 | 0 | 0 | 0 | 0 | 0 | 0 | 0 | 0
[10 empty] | 0 | 0 | 0 | 0 | 0 | 0 | 0 | 0 | 0 | 0 | 0 | 0 | 0 | 0 | 0 | 0 | 0 | 0 | 0 | 0 | 0 | 0 | 0 | 0 | 0 | 0 | 0 | 0
[10 empty] | 0 | 0 | 0 | 0 | 0 | 0 | 0 | 0 | 0 | 0 | 0 | 0 | 0 | 0 | 0 | 0 | 0 | 0 | 0 | 0 | 0 | 0 | 0 | 0 | 0 | 0 | 0 | 0
[10 empty] | 0 | 0 | 0 | 0 | 0 | 0 | 0 | 0 | 0 | 0 | 0 | 0 | 0 | 0 | 0 | 0 | 0 | 0 | 0 | 0 | 0 | 0 | 0 | 0 | 0 | 0 | 0 | 0
[10 empty] | 0 | 0 | 0 | 0 | 0 | 0 | 0 | 0 | 0 | 0 | 0 | 0 | 0 | 0 | 0 | 0 | 0 | 0 | 0 | 0 | 0 | 0 | 0 | 0 | 0 | 0 | 0 | 0
[10 empty] | 0 | 0 | 0 | 0 | 0 | 0 | 0 | 0 | 0 | 0 | 0 | 0 | 0 | 0 | 0 | 0 | 0 | 0 | 0 | 0 | 0 | 0 | 0 | 0 | 0 | 0 | 0 | 0
[10 empty] | 0 | 0 | 0 | 0 | 0 | 0 | 0 | 0 | 0 | 0 | 0 | 0 | 0 | 0 | 0 | 0 | 0 | 0 | 0 | 0 | 0 | 0 | 0 | 0 | 0 | 0 | 0 | 0
[10 empty] | 0 | 0 | 0 | 0 | 0 | 0 | 0 | 0 | 0 | 0 | 0 | 0 | 0 | 0 | 0 | 0 | 0 | 0 | 0 | 0 | 0 | 0 | 0 | 0 | 0 | 0 | 0 | 0
[10 empty] | 0 | 0 | 0 | 0 | 0 | 0 | 0 | 0 | 0 | 0 | 0 | 0 | 0 | 0 | 0 | 0 | 0 | 0 | 0 | 0 | 0 | 0 | 0 | 0 | 0 | 0 | 0 | 0
[10 empty] | 0 | 0 | 0 | 0 | 0 | 0 | 0 | 0 | 0 | 0 | 0 | 0 | 0 | 0 | 0 | 0 | 0 | 0 | 0 | 0 | 0 | 0 | 0 | 0 | 0 | 0 | 0 | 0
[10 empty] | 0 | 0 | 0 | 0 | 0 | 0 | 0 | 0 | 0 | 0 | 0 | 0 | 0 | 0 | 0 | 0 | 0 | 0 | 0 | 0 | 0 | 0 | 0 | 0 | 0 | 0 | 0 | 0
[10 empty] | 0 | 0 | 0 | 0 | 0 | 0 | 0 | 0 | 0 | 0 | 0 | 0 | 0 | 0 | 0 | 0 | 0 | 0 | 0 | 0 | 0 | 0 | 0 | 0 | 0 | 0 | 0 | 0
[10 empty] | 0 | 0 | 0 | 0 | 0 | 0 | 0 | 0 | 0 | 0 | 0 | 0 | 0 | 0 | 0 | 0 | 0 | 0 | 0 | 0 | 0 | 0 | 0 | 0 | 0 | 0 | 0 | 0
[10 empty] | 0 | 0 | 0 | 0 | 0 | 0 | 0 | 0 | 0 | 0 | 0 | 0 | 0 | 0 | 0 | 0 | 0 | 0 | 0 | 0 | 0 | 0 | 0 | 0 | 0 | 0 | 0 | 0
[10 empty] | 0 | 0 | 0 | 0 | 0 | 0 | 0 | 0 | 0 | 0 | 0 | 0 | 0 | 0 | 0 | 0 | 0 | 0 | 0 | 0 | 0 | 0 | 0 | 0 | 0 | 0 | 0 | 0
[10 empty] | 0 | 0 | 0 | 0 | 0 | 0 | 0 | 0 | 0 | 0 | 0 | 0 | 0 | 0 | 0 | 0 | 0 | 0 | 0 | 0 | 0 | 0 | 0 | 0 | 0 | 0 | 0 | 0
[10 empty] | 0 | 0 | 0 | 0 | 0 | 0 | 0 | 0 | 0 | 0 | 0 | 0 | 0 | 0 | 0 | 0 | 0 | 0 | 0 | 0 | 0 | 0 | 0 | 0 | 0 | 0 | 0 | 0
[10 empty] | 0 | 0 | 0 | 0 | 0 | 0 | 0 | 0 | 0 | 0 | 0 | 0 | 0 | 0 | 0 | 0 | 0 | 0 | 0 | 0 | 0 | 0 | 0 | 0 | 0 | 0 | 0 | 0
[10 empty] | 0 | 0 | 0 | 0 | 0 | 0 | 0 | 0 | 0 | 0 | 0 | 0 | 0 | 0 | 0 | 0 | 0 | 0 | 0 | 0 | 0 | 0 | 0 | 0 | 0 | 0 | 0 | 0
[10 empty] | 0 | 0 | 0 | 0 | 0 | 0 | 0 | 0 | 0 | 0 | 0 | 0 | 0 | 0 | 0 | 0 | 0 | 0 | 0 | 0 | 0 | 0 | 0 | 0 | 0 | 0 | 0 | 0
[10 empty] | 0 | 0 | 0 | 0 | 0 | 0 | 0 | 0 | 0 | 0 | 0 | 0 | 0 | 0 | 0 | 0 | 0 | 0 | 0 | 0 | 0 | 0 | 0 | 0 | 0 | 0 | 0 | 0
[10 empty] | 0 | 0 | 0 | 0 | 0 | 0 | 0 | 0 | 0 | 0 | 0 | 0 | 0 | 0 | 0 | 0 | 0 | 0 | 0 | 0 | 0 | 0 | 0 | 0 | 0 | 0 | 0 | 0
[10 empty] | 0 | 0 | 0 | 0 | 0 | 0 | 0 | 0 | 0 | 0 | 0 | 0 | 0 | 0 | 0 | 0 | 0 | 0 | 0 | 0 | 0 | 0 | 0 | 0 | 0 | 0 | 0 | 0
[10 empty] | 0 | 0 | 0 | 0 | 0 | 0 | 0 | 0 | 0 | 0 | 0 | 0 | 0 | 0 | 0 | 0 | 0 | 0 | 0 | 0 | 0 | 0 | 0 | 0 | 0 | 0 | 0 | 0
[10 empty] | 0 | 0 | 0 | 0 | 0 | 0 | 0 | 0 | 0 | 0 | 0 | 0 | 0 | 0 | 0 | 0 | 0 | 0 | 0 | 0 | 0 | 0 | 0 | 0 | 0 | 0 | 0 | 0
[10 empty] | 0 | 0 | 0 | 0 | 0 | 0 | 0 | 0 | 0 | 0 | 0 | 0 | 0 | 0 | 0 | 0 | 0 | 0 | 0 | 0 | 0 | 0 | 0 | 0 | 0 | 0 | 0 | 0
[10 empty] | 0 | 0 | 0 | 0 | 0 | 0 | 0 | 0 | 0 | 0 | 0 | 0 | 0 | 0 | 0 | 0 | 0 | 0 | 0 | 0 | 0 | 0 | 0 | 0 | 0 | 0 | 0 | 0
[10 empty] | 0 | 0 | 0 | 0 | 0 | 0 | 0 | 0 | 0 | 0 | 0 | 0 | 0 | 0 | 0 | 0 | 0 | 0 | 0 | 0 | 0 | 0 | 0 | 0 | 0 | 0 | 0 | 0
[10 empty] | 0 | 0 | 0 | 0 | 0 | 0 | 0 | 0 | 0 | 0 | 0 | 0 | 0 | 0 | 0 | 0 | 0 | 0 | 0 | 0 | 0 | 0 | 0 | 0 | 0 | 0 | 0 | 0
[10 empty] | 0 | 0 | 0 | 0 | 0 | 0 | 0 | 0 | 0 | 0 | 0 | 0 | 0 | 0 | 0 | 0 | 0 | 0 | 0 | 0 | 0 | 0 | 0 | 0 | 0 | 0 | 0 | 0
[10 empty] | 0 | 0 | 0 | 0 | 0 | 0 | 0 | 0 | 0 | 0 | 0 | 0 | 0 | 0 | 0 | 0 | 0 | 0 | 0 | 0 | 0 | 0 | 0 | 0 | 0 | 0 | 0 | 0
[10 empty] | 0 | 0 | 0 | 0 | 0 | 0 | 0 | 0 | 0 | 0 | 0 | 0 | 0 | 0 | 0 | 0 | 0 | 0 | 0 | 0 | 0 | 0 | 0 | 0 | 0 | 0 | 0 | 0
[10 empty] | 0 | 0 | 0 | 0 | 0 | 0 | 0 | 0 | 0 | 0 | 0 | 0 | 0 | 0 | 0 | 0 | 0 | 0 | 0 | 0 | 0 | 0 | 0 | 0 | 0 | 0 | 0 | 0
[10 empty] | 0 | 0 | 0 | 0 | 0 | 0 | 0 | 0 | 0 | 0 | 0 | 0 | 0 | 0 | 0 | 0 | 0 | 0 | 0 | 0 | 0 | 0 | 0 | 0 | 0 | 0 | 0 | 0
[10 empty] | 0 | 0 | 0 | 0 | 0 | 0 | 0 | 0 | 0 | 0 | 0 | 0 | 0 | 0 | 0 | 0 | 0 | 0 | 0 | 0 | 0 | 0 | 0 | 0 | 0 | 0 | 0 | 0
[10 empty] | 0 | 0 | 0 | 0 | 0 | 0 | 0 | 0 | 0 | 0 | 0 | 0 | 0 | 0 | 0 | 0 | 0 | 0 | 0 | 0 | 0 | 0 | 0 | 0 | 0 | 0 | 0 | 0
[10 empty] | 0 | 0 | 0 | 0 | 0 | 0 | 0 | 0 | 0 | 0 | 0 | 0 | 0 | 0 | 0 | 0 | 0 | 0 | 0 | 0 | 0 | 0 | 0 | 0 | 0 | 0 | 0 | 0
[10 empty] | 0 | 0 | 0 | 0 | 0 | 0 | 0 | 0 | 0 | 0 | 0 | 0 | 0 | 0 | 0 | 0 | 0 | 0 | 0 | 0 | 0 | 0 | 0 | 0 | 0 | 0 | 0 | 0
[10 empty] | 0 | 0 | 0 | 0 | 0 | 0 | 0 | 0 | 0 | 0 | 0 | 0 | 0 | 0 | 0 | 0 | 0 | 0 | 0 | 0 | 0 | 0 | 0 | 0 | 0 | 0 | 0 | 0
[10 empty] | 0 | 0 | 0 | 0 | 0 | 0 | 0 | 0 | 0 | 0 | 0 | 0 | 0 | 0 | 0 | 0 | 0 | 0 | 0 | 0 | 0 | 0 | 0 | 0 | 0 | 0 | 0 | 0
[10 empty] | 0 | 0 | 0 | 0 | 0 | 0 | 0 | 0 | 0 | 0 | 0 | 0 | 0 | 0 | 0 | 0 | 0 | 0 | 0 | 0 | 0 | 0 | 0 | 0 | 0 | 0 | 0 | 0
[10 empty] | 0 | 0 | 0 | 0 | 0 | 0 | 0 | 0 | 0 | 0 | 0 | 0 | 0 | 0 | 0 | 0 | 0 | 0 | 0 | 0 | 0 | 0 | 0 | 0 | 0 | 0 | 0 | 0
[10 empty] | 0 | 0 | 0 | 0 | 0 | 0 | 0 | 0 | 0 | 0 | 0 | 0 | 0 | 0 | 0 | 0 | 0 | 0 | 0 | 0 | 0 | 0 | 0 | 0 | 0 | 0 | 0 | 0
[10 empty] | 0 | 0 | 0 | 0 | 0 | 0 | 0 | 0 | 0 | 0 | 0 | 0 | 0 | 0 | 0 | 0 | 0 | 0 | 0 | 0 | 0 | 0 | 0 | 0 | 0 | 0 | 0 | 0
[10 empty] | 0 | 0 | 0 | 0 | 0 | 0 | 0 | 0 | 0 | 0 | 0 | 0 | 0 | 0 | 0 | 0 | 0 | 0 | 0 | 0 | 0 | 0 | 0 | 0 | 0 | 0 | 0 | 0
[10 empty] | 0 | 0 | 0 | 0 | 0 | 0 | 0 | 0 | 0 | 0 | 0 | 0 | 0 | 0 | 0 | 0 | 0 | 0 | 0 | 0 | 0 | 0 | 0 | 0 | 0 | 0 | 0 | 0
[10 empty] | 0 | 0 | 0 | 0 | 0 | 0 | 0 | 0 | 0 | 0 | 0 | 0 | 0 | 0 | 0 | 0 | 0 | 0 | 0 | 0 | 0 | 0 | 0 | 0 | 0 | 0 | 0 | 0
[10 empty] | 0 | 0 | 0 | 0 | 0 | 0 | 0 | 0 | 0 | 0 | 0 | 0 | 0 | 0 | 0 | 0 | 0 | 0 | 0 | 0 | 0 | 0 | 0 | 0 | 0 | 0 | 0 | 0
[10 empty] | 0 | 0 | 0 | 0 | 0 | 0 | 0 | 0 | 0 | 0 | 0 | 0 | 0 | 0 | 0 | 0 | 0 | 0 | 0 | 0 | 0 | 0 | 0 | 0 | 0 | 0 | 0 | 0
[10 empty] | 0 | 0 | 0 | 0 | 0 | 0 | 0 | 0 | 0 | 0 | 0 | 0 | 0 | 0 | 0 | 0 | 0 | 0 | 0 | 0 | 0 | 0 | 0 | 0 | 0 | 0 | 0 | 0
[10 empty] | 0 | 0 | 0 | 0 | 0 | 0 | 0 | 0 | 0 | 0 | 0 | 0 | 0 | 0 | 0 | 0 | 0 | 0 | 0 | 0 | 0 | 0 | 0 | 0 | 0 | 0 | 0 | 0
[10 empty] | 0 | 0 | 0 | 0 | 0 | 0 | 0 | 0 | 0 | 0 | 0 | 0 | 0 | 0 | 0 | 0 | 0 | 0 | 0 | 0 | 0 | 0 | 0 | 0 | 0 | 0 | 0 | 0
[10 empty] | 0 | 0 | 0 | 0 | 0 | 0 | 0 | 0 | 0 | 0 | 0 | 0 | 0 | 0 | 0 | 0 | 0 | 0 | 0 | 0 | 0 | 0 | 0 | 0 | 0 | 0 | 0 | 0
[10 empty] | 0 | 0 | 0 | 0 | 0 | 0 | 0 | 0 | 0 | 0 | 0 | 0 | 0 | 0 | 0 | 0 | 0 | 0 | 0 | 0 | 0 | 0 | 0 | 0 | 0 | 0 | 0 | 0
[10 empty] | 0 | 0 | 0 | 0 | 0 | 0 | 0 | 0 | 0 | 0 | 0 | 0 | 0 | 0 | 0 | 0 | 0 | 0 | 0 | 0 | 0 | 0 | 0 | 0 | 0 | 0 | 0 | 0
[10 empty] | 0 | 0 | 0 | 0 | 0 | 0 | 0 | 0 | 0 | 0 | 0 | 0 | 0 | 0 | 0 | 0 | 0 | 0 | 0 | 0 | 0 | 0 | 0 | 0 | 0 | 0 | 0 | 0
[10 empty] | 0 | 0 | 0 | 0 | 0 | 0 | 0 | 0 | 0 | 0 | 0 | 0 | 0 | 0 | 0 | 0 | 0 | 0 | 0 | 0 | 0 | 0 | 0 | 0 | 0 | 0 | 0 | 0
[10 empty] | 0 | 0 | 0 | 0 | 0 | 0 | 0 | 0 | 0 | 0 | 0 | 0 | 0 | 0 | 0 | 0 | 0 | 0 | 0 | 0 | 0 | 0 | 0 | 0 | 0 | 0 | 0 | 0
[10 empty] | 0 | 0 | 0 | 0 | 0 | 0 | 0 | 0 | 0 | 0 | 0 | 0 | 0 | 0 | 0 | 0 | 0 | 0 | 0 | 0 | 0 | 0 | 0 | 0 | 0 | 0 | 0 | 0
[10 empty] | 0 | 0 | 0 | 0 | 0 | 0 | 0 | 0 | 0 | 0 | 0 | 0 | 0 | 0 | 0 | 0 | 0 | 0 | 0 | 0 | 0 | 0 | 0 | 0 | 0 | 0 | 0 | 0
[10 empty] | 0 | 0 | 0 | 0 | 0 | 0 | 0 | 0 | 0 | 0 | 0 | 0 | 0 | 0 | 0 | 0 | 0 | 0 | 0 | 0 | 0 | 0 | 0 | 0 | 0 | 0 | 0 | 0
[10 empty] | 0 | 0 | 0 | 0 | 0 | 0 | 0 | 0 | 0 | 0 | 0 | 0 | 0 | 0 | 0 | 0 | 0 | 0 | 0 | 0 | 0 | 0 | 0 | 0 | 0 | 0 | 0 | 0
[10 empty] | 0 | 0 | 0 | 0 | 0 | 0 | 0 | 0 | 0 | 0 | 0 | 0 | 0 | 0 | 0 | 0 | 0 | 0 | 0 | 0 | 0 | 0 | 0 | 0 | 0 | 0 | 0 | 0
[10 empty] | 0 | 0 | 0 | 0 | 0 | 0 | 0 | 0 | 0 | 0 | 0 | 0 | 0 | 0 | 0 | 0 | 0 | 0 | 0 | 0 | 0 | 0 | 0 | 0 | 0 | 0 | 0 | 0
[10 empty] | 0 | 0 | 0 | 0 | 0 | 0 | 0 | 0 | 0 | 0 | 0 | 0 | 0 | 0 | 0 | 0 | 0 | 0 | 0 | 0 | 0 | 0 | 0 | 0 | 0 | 0 | 0 | 0
[10 empty] | 0 | 0 | 0 | 0 | 0 | 0 | 0 | 0 | 0 | 0 | 0 | 0 | 0 | 0 | 0 | 0 | 0 | 0 | 0 | 0 | 0 | 0 | 0 | 0 | 0 | 0 | 0 | 0
[10 empty] | 0 | 0 | 0 | 0 | 0 | 0 | 0 | 0 | 0 | 0 | 0 | 0 | 0 | 0 | 0 | 0 | 0 | 0 | 0 | 0 | 0 | 0 | 0 | 0 | 0 | 0 | 0 | 0
[10 empty] | 0 | 0 | 0 | 0 | 0 | 0 | 0 | 0 | 0 | 0 | 0 | 0 | 0 | 0 | 0 | 0 | 0 | 0 | 0 | 0 | 0 | 0 | 0 | 0 | 0 | 0 | 0 | 0
[10 empty] | 0 | 0 | 0 | 0 | 0 | 0 | 0 | 0 | 0 | 0 | 0 | 0 | 0 | 0 | 0 | 0 | 0 | 0 | 0 | 0 | 0 | 0 | 0 | 0 | 0 | 0 | 0 | 0
[10 empty] | 0 | 0 | 0 | 0 | 0 | 0 | 0 | 0 | 0 | 0 | 0 | 0 | 0 | 0 | 0 | 0 | 0 | 0 | 0 | 0 | 0 | 0 | 0 | 0 | 0 | 0 | 0 | 0
[10 empty] | 0 | 0 | 0 | 0 | 0 | 0 | 0 | 0 | 0 | 0 | 0 | 0 | 0 | 0 | 0 | 0 | 0 | 0 | 0 | 0 | 0 | 0 | 0 | 0 | 0 | 0 | 0 | 0
[10 empty] | 0 | 0 | 0 | 0 | 0 | 0 | 0 | 0 | 0 | 0 | 0 | 0 | 0 | 0 | 0 | 0 | 0 | 0 | 0 | 0 | 0 | 0 | 0 | 0 | 0 | 0 | 0 | 0
[10 empty] | 0 | 0 | 0 | 0 | 0 | 0 | 0 | 0 | 0 | 0 | 0 | 0 | 0 | 0 | 0 | 0 | 0 | 0 | 0 | 0 | 0 | 0 | 0 | 0 | 0 | 0 | 0 | 0
[10 empty] | 0 | 0 | 0 | 0 | 0 | 0 | 0 | 0 | 0 | 0 | 0 | 0 | 0 | 0 | 0 | 0 | 0 | 0 | 0 | 0 | 0 | 0 | 0 | 0 | 0 | 0 | 0 | 0
[10 empty] | 0 | 0 | 0 | 0 | 0 | 0 | 0 | 0 | 0 | 0 | 0 | 0 | 0 | 0 | 0 | 0 | 0 | 0 | 0 | 0 | 0 | 0 | 0 | 0 | 0 | 0 | 0 | 0
[10 empty] | 0 | 0 | 0 | 0 | 0 | 0 | 0 | 0 | 0 | 0 | 0 | 0 | 0 | 0 | 0 | 0 | 0 | 0 | 0 | 0 | 0 | 0 | 0 | 0 | 0 | 0 | 0 | 0
[10 empty] | 0 | 0 | 0 | 0 | 0 | 0 | 0 | 0 | 0 | 0 | 0 | 0 | 0 | 0 | 0 | 0 | 0 | 0 | 0 | 0 | 0 | 0 | 0 | 0 | 0 | 0 | 0 | 0
[10 empty] | 0 | 0 | 0 | 0 | 0 | 0 | 0 | 0 | 0 | 0 | 0 | 0 | 0 | 0 | 0 | 0 | 0 | 0 | 0 | 0 | 0 | 0 | 0 | 0 | 0 | 0 | 0 | 0
[10 empty] | 0 | 0 | 0 | 0 | 0 | 0 | 0 | 0 | 0 | 0 | 0 | 0 | 0 | 0 | 0 | 0 | 0 | 0 | 0 | 0 | 0 | 0 | 0 | 0 | 0 | 0 | 0 | 0
[10 empty] | 0 | 0 | 0 | 0 | 0 | 0 | 0 | 0 | 0 | 0 | 0 | 0 | 0 | 0 | 0 | 0 | 0 | 0 | 0 | 0 | 0 | 0 | 0 | 0 | 0 | 0 | 0 | 0
[10 empty] | 0 | 0 | 0 | 0 | 0 | 0 | 0 | 0 | 0 | 0 | 0 | 0 | 0 | 0 | 0 | 0 | 0 | 0 | 0 | 0 | 0 | 0 | 0 | 0 | 0 | 0 | 0 | 0
[10 empty] | 0 | 0 | 0 | 0 | 0 | 0 | 0 | 0 | 0 | 0 | 0 | 0 | 0 | 0 | 0 | 0 | 0 | 0 | 0 | 0 | 0 | 0 | 0 | 0 | 0 | 0 | 0 | 0
[10 empty] | 0 | 0 | 0 | 0 | 0 | 0 | 0 | 0 | 0 | 0 | 0 | 0 | 0 | 0 | 0 | 0 | 0 | 0 | 0 | 0 | 0 | 0 | 0 | 0 | 0 | 0 | 0 | 0
[10 empty] | 0 | 0 | 0 | 0 | 0 | 0 | 0 | 0 | 0 | 0 | 0 | 0 | 0 | 0 | 0 | 0 | 0 | 0 | 0 | 0 | 0 | 0 | 0 | 0 | 0 | 0 | 0 | 0
[10 empty] | 0 | 0 | 0 | 0 | 0 | 0 | 0 | 0 | 0 | 0 | 0 | 0 | 0 | 0 | 0 | 0 | 0 | 0 | 0 | 0 | 0 | 0 | 0 | 0 | 0 | 0 | 0 | 0
[10 empty] | 0 | 0 | 0 | 0 | 0 | 0 | 0 | 0 | 0 | 0 | 0 | 0 | 0 | 0 | 0 | 0 | 0 | 0 | 0 | 0 | 0 | 0 | 0 | 0 | 0 | 0 | 0 | 0
[10 empty] | 0 | 0 | 0 | 0 | 0 | 0 | 0 | 0 | 0 | 0 | 0 | 0 | 0 | 0 | 0 | 0 | 0 | 0 | 0 | 0 | 0 | 0 | 0 | 0 | 0 | 0 | 0 | 0
[10 empty] | 0 | 0 | 0 | 0 | 0 | 0 | 0 | 0 | 0 | 0 | 0 | 0 | 0 | 0 | 0 | 0 | 0 | 0 | 0 | 0 | 0 | 0 | 0 | 0 | 0 | 0 | 0 | 0
[10 empty] | 0 | 0 | 0 | 0 | 0 | 0 | 0 | 0 | 0 | 0 | 0 | 0 | 0 | 0 | 0 | 0 | 0 | 0 | 0 | 0 | 0 | 0 | 0 | 0 | 0 | 0 | 0 | 0
[10 empty] | 0 | 0 | 0 | 0 | 0 | 0 | 0 | 0 | 0 | 0 | 0 | 0 | 0 | 0 | 0 | 0 | 0 | 0 | 0 | 0 | 0 | 0 | 0 | 0 | 0 | 0 | 0 | 0
[10 empty] | 0 | 0 | 0 | 0 | 0 | 0 | 0 | 0 | 0 | 0 | 0 | 0 | 0 | 0 | 0 | 0 | 0 | 0 | 0 | 0 | 0 | 0 | 0 | 0 | 0 | 0 | 0 | 0
[10 empty] | 0 | 0 | 0 | 0 | 0 | 0 | 0 | 0 | 0 | 0 | 0 | 0 | 0 | 0 | 0 | 0 | 0 | 0 | 0 | 0 | 0 | 0 | 0 | 0 | 0 | 0 | 0 | 0
[10 empty] | 0 | 0 | 0 | 0 | 0 | 0 | 0 | 0 | 0 | 0 | 0 | 0 | 0 | 0 | 0 | 0 | 0 | 0 | 0 | 0 | 0 | 0 | 0 | 0 | 0 | 0 | 0 | 0
[10 empty] | 0 | 0 | 0 | 0 | 0 | 0 | 0 | 0 | 0 | 0 | 0 | 0 | 0 | 0 | 0 | 0 | 0 | 0 | 0 | 0 | 0 | 0 | 0 | 0 | 0 | 0 | 0 | 0
[10 empty] | 0 | 0 | 0 | 0 | 0 | 0 | 0 | 0 | 0 | 0 | 0 | 0 | 0 | 0 | 0 | 0 | 0 | 0 | 0 | 0 | 0 | 0 | 0 | 0 | 0 | 0 | 0 | 0
[10 empty] | 0 | 0 | 0 | 0 | 0 | 0 | 0 | 0 | 0 | 0 | 0 | 0 | 0 | 0 | 0 | 0 | 0 | 0 | 0 | 0 | 0 | 0 | 0 | 0 | 0 | 0 | 0 | 0
[10 empty] | 0 | 0 | 0 | 0 | 0 | 0 | 0 | 0 | 0 | 0 | 0 | 0 | 0 | 0 | 0 | 0 | 0 | 0 | 0 | 0 | 0 | 0 | 0 | 0 | 0 | 0 | 0 | 0
[10 empty] | 0 | 0 | 0 | 0 | 0 | 0 | 0 | 0 | 0 | 0 | 0 | 0 | 0 | 0 | 0 | 0 | 0 | 0 | 0 | 0 | 0 | 0 | 0 | 0 | 0 | 0 | 0 | 0
[10 empty] | 0 | 0 | 0 | 0 | 0 | 0 | 0 | 0 | 0 | 0 | 0 | 0 | 0 | 0 | 0 | 0 | 0 | 0 | 0 | 0 | 0 | 0 | 0 | 0 | 0 | 0 | 0 | 0
[10 empty] | 0 | 0 | 0 | 0 | 0 | 0 | 0 | 0 | 0 | 0 | 0 | 0 | 0 | 0 | 0 | 0 | 0 | 0 | 0 | 0 | 0 | 0 | 0 | 0 | 0 | 0 | 0 | 0
[10 empty] | 0 | 0 | 0 | 0 | 0 | 0 | 0 | 0 | 0 | 0 | 0 | 0 | 0 | 0 | 0 | 0 | 0 | 0 | 0 | 0 | 0 | 0 | 0 | 0 | 0 | 0 | 0 | 0
[10 empty] | 0 | 0 | 0 | 0 | 0 | 0 | 0 | 0 | 0 | 0 | 0 | 0 | 0 | 0 | 0 | 0 | 0 | 0 | 0 | 0 | 0 | 0 | 0 | 0 | 0 | 0 | 0 | 0
[10 empty] | 0 | 0 | 0 | 0 | 0 | 0 | 0 | 0 | 0 | 0 | 0 | 0 | 0 | 0 | 0 | 0 | 0 | 0 | 0 | 0 | 0 | 0 | 0 | 0 | 0 | 0 | 0 | 0
[10 empty] | 0 | 0 | 0 | 0 | 0 | 0 | 0 | 0 | 0 | 0 | 0 | 0 | 0 | 0 | 0 | 0 | 0 | 0 | 0 | 0 | 0 | 0 | 0 | 0 | 0 | 0 | 0 | 0
[10 empty] | 0 | 0 | 0 | 0 | 0 | 0 | 0 | 0 | 0 | 0 | 0 | 0 | 0 | 0 | 0 | 0 | 0 | 0 | 0 | 0 | 0 | 0 | 0 | 0 | 0 | 0 | 0 | 0
[10 empty] | 0 | 0 | 0 | 0 | 0 | 0 | 0 | 0 | 0 | 0 | 0 | 0 | 0 | 0 | 0 | 0 | 0 | 0 | 0 | 0 | 0 | 0 | 0 | 0 | 0 | 0 | 0 | 0
[10 empty] | 0 | 0 | 0 | 0 | 0 | 0 | 0 | 0 | 0 | 0 | 0 | 0 | 0 | 0 | 0 | 0 | 0 | 0 | 0 | 0 | 0 | 0 | 0 | 0 | 0 | 0 | 0 | 0
[10 empty] | 0 | 0 | 0 | 0 | 0 | 0 | 0 | 0 | 0 | 0 | 0 | 0 | 0 | 0 | 0 | 0 | 0 | 0 | 0 | 0 | 0 | 0 | 0 | 0 | 0 | 0 | 0 | 0
[10 empty] | 0 | 0 | 0 | 0 | 0 | 0 | 0 | 0 | 0 | 0 | 0 | 0 | 0 | 0 | 0 | 0 | 0 | 0 | 0 | 0 | 0 | 0 | 0 | 0 | 0 | 0 | 0 | 0
[10 empty] | 0 | 0 | 0 | 0 | 0 | 0 | 0 | 0 | 0 | 0 | 0 | 0 | 0 | 0 | 0 | 0 | 0 | 0 | 0 | 0 | 0 | 0 | 0 | 0 | 0 | 0 | 0 | 0
[10 empty] | 0 | 0 | 0 | 0 | 0 | 0 | 0 | 0 | 0 | 0 | 0 | 0 | 0 | 0 | 0 | 0 | 0 | 0 | 0 | 0 | 0 | 0 | 0 | 0 | 0 | 0 | 0 | 0
[10 empty] | 0 | 0 | 0 | 0 | 0 | 0 | 0 | 0 | 0 | 0 | 0 | 0 | 0 | 0 | 0 | 0 | 0 | 0 | 0 | 0 | 0 | 0 | 0 | 0 | 0 | 0 | 0 | 0
[10 empty] | 0 | 0 | 0 | 0 | 0 | 0 | 0 | 0 | 0 | 0 | 0 | 0 | 0 | 0 | 0 | 0 | 0 | 0 | 0 | 0 | 0 | 0 | 0 | 0 | 0 | 0 | 0 | 0
[10 empty] | 0 | 0 | 0 | 0 | 0 | 0 | 0 | 0 | 0 | 0 | 0 | 0 | 0 | 0 | 0 | 0 | 0 | 0 | 0 | 0 | 0 | 0 | 0 | 0 | 0 | 0 | 0 | 0
[10 empty] | 0 | 0 | 0 | 0 | 0 | 0 | 0 | 0 | 0 | 0 | 0 | 0 | 0 | 0 | 0 | 0 | 0 | 0 | 0 | 0 | 0 | 0 | 0 | 0 | 0 | 0 | 0 | 0
[10 empty] | 0 | 0 | 0 | 0 | 0 | 0 | 0 | 0 | 0 | 0 | 0 | 0 | 0 | 0 | 0 | 0 | 0 | 0 | 0 | 0 | 0 | 0 | 0 | 0 | 0 | 0 | 0 | 0
[10 empty] | 0 | 0 | 0 | 0 | 0 | 0 | 0 | 0 | 0 | 0 | 0 | 0 | 0 | 0 | 0 | 0 | 0 | 0 | 0 | 0 | 0 | 0 | 0 | 0 | 0 | 0 | 0 | 0
[10 empty] | 0 | 0 | 0 | 0 | 0 | 0 | 0 | 0 | 0 | 0 | 0 | 0 | 0 | 0 | 0 | 0 | 0 | 0 | 0 | 0 | 0 | 0 | 0 | 0 | 0 | 0 | 0 | 0
[10 empty] | 0 | 0 | 0 | 0 | 0 | 0 | 0 | 0 | 0 | 0 | 0 | 0 | 0 | 0 | 0 | 0 | 0 | 0 | 0 | 0 | 0 | 0 | 0 | 0 | 0 | 0 | 0 | 0
[10 empty] | 0 | 0 | 0 | 0 | 0 | 0 | 0 | 0 | 0 | 0 | 0 | 0 | 0 | 0 | 0 | 0 | 0 | 0 | 0 | 0 | 0 | 0 | 0 | 0 | 0 | 0 | 0 | 0
[10 empty] | 0 | 0 | 0 | 0 | 0 | 0 | 0 | 0 | 0 | 0 | 0 | 0 | 0 | 0 | 0 | 0 | 0 | 0 | 0 | 0 | 0 | 0 | 0 | 0 | 0 | 0 | 0 | 0
[10 empty] | 0 | 0 | 0 | 0 | 0 | 0 | 0 | 0 | 0 | 0 | 0 | 0 | 0 | 0 | 0 | 0 | 0 | 0 | 0 | 0 | 0 | 0 | 0 | 0 | 0 | 0 | 0 | 0
[10 empty] | 0 | 0 | 0 | 0 | 0 | 0 | 0 | 0 | 0 | 0 | 0 | 0 | 0 | 0 | 0 | 0 | 0 | 0 | 0 | 0 | 0 | 0 | 0 | 0 | 0 | 0 | 0 | 0
[10 empty] | 0 | 0 | 0 | 0 | 0 | 0 | 0 | 0 | 0 | 0 | 0 | 0 | 0 | 0 | 0 | 0 | 0 | 0 | 0 | 0 | 0 | 0 | 0 | 0 | 0 | 0 | 0 | 0
[10 empty] | 0 | 0 | 0 | 0 | 0 | 0 | 0 | 0 | 0 | 0 | 0 | 0 | 0 | 0 | 0 | 0 | 0 | 0 | 0 | 0 | 0 | 0 | 0 | 0 | 0 | 0 | 0 | 0
[10 empty] | 0 | 0 | 0 | 0 | 0 | 0 | 0 | 0 | 0 | 0 | 0 | 0 | 0 | 0 | 0 | 0 | 0 | 0 | 0 | 0 | 0 | 0 | 0 | 0 | 0 | 0 | 0 | 0
[10 empty] | 0 | 0 | 0 | 0 | 0 | 0 | 0 | 0 | 0 | 0 | 0 | 0 | 0 | 0 | 0 | 0 | 0 | 0 | 0 | 0 | 0 | 0 | 0 | 0 | 0 | 0 | 0 | 0
[10 empty] | 0 | 0 | 0 | 0 | 0 | 0 | 0 | 0 | 0 | 0 | 0 | 0 | 0 | 0 | 0 | 0 | 0 | 0 | 0 | 0 | 0 | 0 | 0 | 0 | 0 | 0 | 0 | 0
[10 empty] | 0 | 0 | 0 | 0 | 0 | 0 | 0 | 0 | 0 | 0 | 0 | 0 | 0 | 0 | 0 | 0 | 0 | 0 | 0 | 0 | 0 | 0 | 0 | 0 | 0 | 0 | 0 | 0
[10 empty] | 0 | 0 | 0 | 0 | 0 | 0 | 0 | 0 | 0 | 0 | 0 | 0 | 0 | 0 | 0 | 0 | 0 | 0 | 0 | 0 | 0 | 0 | 0 | 0 | 0 | 0 | 0 | 0
[10 empty] | 0 | 0 | 0 | 0 | 0 | 0 | 0 | 0 | 0 | 0 | 0 | 0 | 0 | 0 | 0 | 0 | 0 | 0 | 0 | 0 | 0 | 0 | 0 | 0 | 0 | 0 | 0 | 0
[10 empty] | 0 | 0 | 0 | 0 | 0 | 0 | 0 | 0 | 0 | 0 | 0 | 0 | 0 | 0 | 0 | 0 | 0 | 0 | 0 | 0 | 0 | 0 | 0 | 0 | 0 | 0 | 0 | 0
[10 empty] | 0 | 0 | 0 | 0 | 0 | 0 | 0 | 0 | 0 | 0 | 0 | 0 | 0 | 0 | 0 | 0 | 0 | 0 | 0 | 0 | 0 | 0 | 0 | 0 | 0 | 0 | 0 | 0
[10 empty] | 0 | 0 | 0 | 0 | 0 | 0 | 0 | 0 | 0 | 0 | 0 | 0 | 0 | 0 | 0 | 0 | 0 | 0 | 0 | 0 | 0 | 0 | 0 | 0 | 0 | 0 | 0 | 0
[10 empty] | 0 | 0 | 0 | 0 | 0 | 0 | 0 | 0 | 0 | 0 | 0 | 0 | 0 | 0 | 0 | 0 | 0 | 0 | 0 | 0 | 0 | 0 | 0 | 0 | 0 | 0 | 0 | 0
[10 empty] | 0 | 0 | 0 | 0 | 0 | 0 | 0 | 0 | 0 | 0 | 0 | 0 | 0 | 0 | 0 | 0 | 0 | 0 | 0 | 0 | 0 | 0 | 0 | 0 | 0 | 0 | 0 | 0
[10 empty] | 0 | 0 | 0 | 0 | 0 | 0 | 0 | 0 | 0 | 0 | 0 | 0 | 0 | 0 | 0 | 0 | 0 | 0 | 0 | 0 | 0 | 0 | 0 | 0 | 0 | 0 | 0 | 0
[10 empty] | 0 | 0 | 0 | 0 | 0 | 0 | 0 | 0 | 0 | 0 | 0 | 0 | 0 | 0 | 0 | 0 | 0 | 0 | 0 | 0 | 0 | 0 | 0 | 0 | 0 | 0 | 0 | 0
[10 empty] | 0 | 0 | 0 | 0 | 0 | 0 | 0 | 0 | 0 | 0 | 0 | 0 | 0 | 0 | 0 | 0 | 0 | 0 | 0 | 0 | 0 | 0 | 0 | 0 | 0 | 0 | 0 | 0
[10 empty] | 0 | 0 | 0 | 0 | 0 | 0 | 0 | 0 | 0 | 0 | 0 | 0 | 0 | 0 | 0 | 0 | 0 | 0 | 0 | 0 | 0 | 0 | 0 | 0 | 0 | 0 | 0 | 0
[10 empty] | 0 | 0 | 0 | 0 | 0 | 0 | 0 | 0 | 0 | 0 | 0 | 0 | 0 | 0 | 0 | 0 | 0 | 0 | 0 | 0 | 0 | 0 | 0 | 0 | 0 | 0 | 0 | 0
[10 empty] | 0 | 0 | 0 | 0 | 0 | 0 | 0 | 0 | 0 | 0 | 0 | 0 | 0 | 0 | 0 | 0 | 0 | 0 | 0 | 0 | 0 | 0 | 0 | 0 | 0 | 0 | 0 | 0
[10 empty] | 0 | 0 | 0 | 0 | 0 | 0 | 0 | 0 | 0 | 0 | 0 | 0 | 0 | 0 | 0 | 0 | 0 | 0 | 0 | 0 | 0 | 0 | 0 | 0 | 0 | 0 | 0 | 0
[10 empty] | 0 | 0 | 0 | 0 | 0 | 0 | 0 | 0 | 0 | 0 | 0 | 0 | 0 | 0 | 0 | 0 | 0 | 0 | 0 | 0 | 0 | 0 | 0 | 0 | 0 | 0 | 0 | 0
[10 empty] | 0 | 0 | 0 | 0 | 0 | 0 | 0 | 0 | 0 | 0 | 0 | 0 | 0 | 0 | 0 | 0 | 0 | 0 | 0 | 0 | 0 | 0 | 0 | 0 | 0 | 0 | 0 | 0
[10 empty] | 0 | 0 | 0 | 0 | 0 | 0 | 0 | 0 | 0 | 0 | 0 | 0 | 0 | 0 | 0 | 0 | 0 | 0 | 0 | 0 | 0 | 0 | 0 | 0 | 0 | 0 | 0 | 0
[10 empty] | 0 | 0 | 0 | 0 | 0 | 0 | 0 | 0 | 0 | 0 | 0 | 0 | 0 | 0 | 0 | 0 | 0 | 0 | 0 | 0 | 0 | 0 | 0 | 0 | 0 | 0 | 0 | 0
[10 empty] | 0 | 0 | 0 | 0 | 0 | 0 | 0 | 0 | 0 | 0 | 0 | 0 | 0 | 0 | 0 | 0 | 0 | 0 | 0 | 0 | 0 | 0 | 0 | 0 | 0 | 0 | 0 | 0
[10 empty] | 0 | 0 | 0 | 0 | 0 | 0 | 0 | 0 | 0 | 0 | 0 | 0 | 0 | 0 | 0 | 0 | 0 | 0 | 0 | 0 | 0 | 0 | 0 | 0 | 0 | 0 | 0 | 0
[10 empty] | 0 | 0 | 0 | 0 | 0 | 0 | 0 | 0 | 0 | 0 | 0 | 0 | 0 | 0 | 0 | 0 | 0 | 0 | 0 | 0 | 0 | 0 | 0 | 0 | 0 | 0 | 0 | 0
[10 empty] | 0 | 0 | 0 | 0 | 0 | 0 | 0 | 0 | 0 | 0 | 0 | 0 | 0 | 0 | 0 | 0 | 0 | 0 | 0 | 0 | 0 | 0 | 0 | 0 | 0 | 0 | 0 | 0
[10 empty] | 0 | 0 | 0 | 0 | 0 | 0 | 0 | 0 | 0 | 0 | 0 | 0 | 0 | 0 | 0 | 0 | 0 | 0 | 0 | 0 | 0 | 0 | 0 | 0 | 0 | 0 | 0 | 0
[10 empty] | 0 | 0 | 0 | 0 | 0 | 0 | 0 | 0 | 0 | 0 | 0 | 0 | 0 | 0 | 0 | 0 | 0 | 0 | 0 | 0 | 0 | 0 | 0 | 0 | 0 | 0 | 0 | 0
[10 empty] | 0 | 0 | 0 | 0 | 0 | 0 | 0 | 0 | 0 | 0 | 0 | 0 | 0 | 0 | 0 | 0 | 0 | 0 | 0 | 0 | 0 | 0 | 0 | 0 | 0 | 0 | 0 | 0
[10 empty] | 0 | 0 | 0 | 0 | 0 | 0 | 0 | 0 | 0 | 0 | 0 | 0 | 0 | 0 | 0 | 0 | 0 | 0 | 0 | 0 | 0 | 0 | 0 | 0 | 0 | 0 | 0 | 0
[10 empty] | 0 | 0 | 0 | 0 | 0 | 0 | 0 | 0 | 0 | 0 | 0 | 0 | 0 | 0 | 0 | 0 | 0 | 0 | 0 | 0 | 0 | 0 | 0 | 0 | 0 | 0 | 0 | 0
[10 empty] | 0 | 0 | 0 | 0 | 0 | 0 | 0 | 0 | 0 | 0 | 0 | 0 | 0 | 0 | 0 | 0 | 0 | 0 | 0 | 0 | 0 | 0 | 0 | 0 | 0 | 0 | 0 | 0
[10 empty] | 0 | 0 | 0 | 0 | 0 | 0 | 0 | 0 | 0 | 0 | 0 | 0 | 0 | 0 | 0 | 0 | 0 | 0 | 0 | 0 | 0 | 0 | 0 | 0 | 0 | 0 | 0 | 0
[10 empty] | 0 | 0 | 0 | 0 | 0 | 0 | 0 | 0 | 0 | 0 | 0 | 0 | 0 | 0 | 0 | 0 | 0 | 0 | 0 | 0 | 0 | 0 | 0 | 0 | 0 | 0 | 0 | 0
[10 empty] | 0 | 0 | 0 | 0 | 0 | 0 | 0 | 0 | 0 | 0 | 0 | 0 | 0 | 0 | 0 | 0 | 0 | 0 | 0 | 0 | 0 | 0 | 0 | 0 | 0 | 0 | 0 | 0
[10 empty] | 0 | 0 | 0 | 0 | 0 | 0 | 0 | 0 | 0 | 0 | 0 | 0 | 0 | 0 | 0 | 0 | 0 | 0 | 0 | 0 | 0 | 0 | 0 | 0 | 0 | 0 | 0 | 0
[10 empty] | 0 | 0 | 0 | 0 | 0 | 0 | 0 | 0 | 0 | 0 | 0 | 0 | 0 | 0 | 0 | 0 | 0 | 0 | 0 | 0 | 0 | 0 | 0 | 0 | 0 | 0 | 0 | 0
[10 empty] | 0 | 0 | 0 | 0 | 0 | 0 | 0 | 0 | 0 | 0 | 0 | 0 | 0 | 0 | 0 | 0 | 0 | 0 | 0 | 0 | 0 | 0 | 0 | 0 | 0 | 0 | 0 | 0
[10 empty] | 0 | 0 | 0 | 0 | 0 | 0 | 0 | 0 | 0 | 0 | 0 | 0 | 0 | 0 | 0 | 0 | 0 | 0 | 0 | 0 | 0 | 0 | 0 | 0 | 0 | 0 | 0 | 0
[10 empty] | 0 | 0 | 0 | 0 | 0 | 0 | 0 | 0 | 0 | 0 | 0 | 0 | 0 | 0 | 0 | 0 | 0 | 0 | 0 | 0 | 0 | 0 | 0 | 0 | 0 | 0 | 0 | 0
[10 empty] | 0 | 0 | 0 | 0 | 0 | 0 | 0 | 0 | 0 | 0 | 0 | 0 | 0 | 0 | 0 | 0 | 0 | 0 | 0 | 0 | 0 | 0 | 0 | 0 | 0 | 0 | 0 | 0
[10 empty] | 0 | 0 | 0 | 0 | 0 | 0 | 0 | 0 | 0 | 0 | 0 | 0 | 0 | 0 | 0 | 0 | 0 | 0 | 0 | 0 | 0 | 0 | 0 | 0 | 0 | 0 | 0 | 0
[10 empty] | 0 | 0 | 0 | 0 | 0 | 0 | 0 | 0 | 0 | 0 | 0 | 0 | 0 | 0 | 0 | 0 | 0 | 0 | 0 | 0 | 0 | 0 | 0 | 0 | 0 | 0 | 0 | 0
[10 empty] | 0 | 0 | 0 | 0 | 0 | 0 | 0 | 0 | 0 | 0 | 0 | 0 | 0 | 0 | 0 | 0 | 0 | 0 | 0 | 0 | 0 | 0 | 0 | 0 | 0 | 0 | 0 | 0
[10 empty] | 0 | 0 | 0 | 0 | 0 | 0 | 0 | 0 | 0 | 0 | 0 | 0 | 0 | 0 | 0 | 0 | 0 | 0 | 0 | 0 | 0 | 0 | 0 | 0 | 0 | 0 | 0 | 0
[10 empty] | 0 | 0 | 0 | 0 | 0 | 0 | 0 | 0 | 0 | 0 | 0 | 0 | 0 | 0 | 0 | 0 | 0 | 0 | 0 | 0 | 0 | 0 | 0 | 0 | 0 | 0 | 0 | 0
[10 empty] | 0 | 0 | 0 | 0 | 0 | 0 | 0 | 0 | 0 | 0 | 0 | 0 | 0 | 0 | 0 | 0 | 0 | 0 | 0 | 0 | 0 | 0 | 0 | 0 | 0 | 0 | 0 | 0
[10 empty] | 0 | 0 | 0 | 0 | 0 | 0 | 0 | 0 | 0 | 0 | 0 | 0 | 0 | 0 | 0 | 0 | 0 | 0 | 0 | 0 | 0 | 0 | 0 | 0 | 0 | 0 | 0 | 0
[10 empty] | 0 | 0 | 0 | 0 | 0 | 0 | 0 | 0 | 0 | 0 | 0 | 0 | 0 | 0 | 0 | 0 | 0 | 0 | 0 | 0 | 0 | 0 | 0 | 0 | 0 | 0 | 0 | 0
[10 empty] | 0 | 0 | 0 | 0 | 0 | 0 | 0 | 0 | 0 | 0 | 0 | 0 | 0 | 0 | 0 | 0 | 0 | 0 | 0 | 0 | 0 | 0 | 0 | 0 | 0 | 0 | 0 | 0
[10 empty] | 0 | 0 | 0 | 0 | 0 | 0 | 0 | 0 | 0 | 0 | 0 | 0 | 0 | 0 | 0 | 0 | 0 | 0 | 0 | 0 | 0 | 0 | 0 | 0 | 0 | 0 | 0 | 0
[10 empty] | 0 | 0 | 0 | 0 | 0 | 0 | 0 | 0 | 0 | 0 | 0 | 0 | 0 | 0 | 0 | 0 | 0 | 0 | 0 | 0 | 0 | 0 | 0 | 0 | 0 | 0 | 0 | 0
[10 empty] | 0 | 0 | 0 | 0 | 0 | 0 | 0 | 0 | 0 | 0 | 0 | 0 | 0 | 0 | 0 | 0 | 0 | 0 | 0 | 0 | 0 | 0 | 0 | 0 | 0 | 0 | 0 | 0
[10 empty] | 0 | 0 | 0 | 0 | 0 | 0 | 0 | 0 | 0 | 0 | 0 | 0 | 0 | 0 | 0 | 0 | 0 | 0 | 0 | 0 | 0 | 0 | 0 | 0 | 0 | 0 | 0 | 0
[10 empty] | 0 | 0 | 0 | 0 | 0 | 0 | 0 | 0 | 0 | 0 | 0 | 0 | 0 | 0 | 0 | 0 | 0 | 0 | 0 | 0 | 0 | 0 | 0 | 0 | 0 | 0 | 0 | 0
[10 empty] | 0 | 0 | 0 | 0 | 0 | 0 | 0 | 0 | 0 | 0 | 0 | 0 | 0 | 0 | 0 | 0 | 0 | 0 | 0 | 0 | 0 | 0 | 0 | 0 | 0 | 0 | 0 | 0
[10 empty] | 0 | 0 | 0 | 0 | 0 | 0 | 0 | 0 | 0 | 0 | 0 | 0 | 0 | 0 | 0 | 0 | 0 | 0 | 0 | 0 | 0 | 0 | 0 | 0 | 0 | 0 | 0 | 0
[10 empty] | 0 | 0 | 0 | 0 | 0 | 0 | 0 | 0 | 0 | 0 | 0 | 0 | 0 | 0 | 0 | 0 | 0 | 0 | 0 | 0 | 0 | 0 | 0 | 0 | 0 | 0 | 0 | 0
[10 empty] | 0 | 0 | 0 | 0 | 0 | 0 | 0 | 0 | 0 | 0 | 0 | 0 | 0 | 0 | 0 | 0 | 0 | 0 | 0 | 0 | 0 | 0 | 0 | 0 | 0 | 0 | 0 | 0
[10 empty] | 0 | 0 | 0 | 0 | 0 | 0 | 0 | 0 | 0 | 0 | 0 | 0 | 0 | 0 | 0 | 0 | 0 | 0 | 0 | 0 | 0 | 0 | 0 | 0 | 0 | 0 | 0 | 0
[10 empty] | 0 | 0 | 0 | 0 | 0 | 0 | 0 | 0 | 0 | 0 | 0 | 0 | 0 | 0 | 0 | 0 | 0 | 0 | 0 | 0 | 0 | 0 | 0 | 0 | 0 | 0 | 0 | 0
[10 empty] | 0 | 0 | 0 | 0 | 0 | 0 | 0 | 0 | 0 | 0 | 0 | 0 | 0 | 0 | 0 | 0 | 0 | 0 | 0 | 0 | 0 | 0 | 0 | 0 | 0 | 0 | 0 | 0
[10 empty] | 0 | 0 | 0 | 0 | 0 | 0 | 0 | 0 | 0 | 0 | 0 | 0 | 0 | 0 | 0 | 0 | 0 | 0 | 0 | 0 | 0 | 0 | 0 | 0 | 0 | 0 | 0 | 0
[10 empty] | 0 | 0 | 0 | 0 | 0 | 0 | 0 | 0 | 0 | 0 | 0 | 0 | 0 | 0 | 0 | 0 | 0 | 0 | 0 | 0 | 0 | 0 | 0 | 0 | 0 | 0 | 0 | 0
[10 empty] | 0 | 0 | 0 | 0 | 0 | 0 | 0 | 0 | 0 | 0 | 0 | 0 | 0 | 0 | 0 | 0 | 0 | 0 | 0 | 0 | 0 | 0 | 0 | 0 | 0 | 0 | 0 | 0
[10 empty] | 0 | 0 | 0 | 0 | 0 | 0 | 0 | 0 | 0 | 0 | 0 | 0 | 0 | 0 | 0 | 0 | 0 | 0 | 0 | 0 | 0 | 0 | 0 | 0 | 0 | 0 | 0 | 0
[10 empty] | 0 | 0 | 0 | 0 | 0 | 0 | 0 | 0 | 0 | 0 | 0 | 0 | 0 | 0 | 0 | 0 | 0 | 0 | 0 | 0 | 0 | 0 | 0 | 0 | 0 | 0 | 0 | 0
[10 empty] | 0 | 0 | 0 | 0 | 0 | 0 | 0 | 0 | 0 | 0 | 0 | 0 | 0 | 0 | 0 | 0 | 0 | 0 | 0 | 0 | 0 | 0 | 0 | 0 | 0 | 0 | 0 | 0
[10 empty] | 0 | 0 | 0 | 0 | 0 | 0 | 0 | 0 | 0 | 0 | 0 | 0 | 0 | 0 | 0 | 0 | 0 | 0 | 0 | 0 | 0 | 0 | 0 | 0 | 0 | 0 | 0 | 0
[10 empty] | 0 | 0 | 0 | 0 | 0 | 0 | 0 | 0 | 0 | 0 | 0 | 0 | 0 | 0 | 0 | 0 | 0 | 0 | 0 | 0 | 0 | 0 | 0 | 0 | 0 | 0 | 0 | 0
[10 empty] | 0 | 0 | 0 | 0 | 0 | 0 | 0 | 0 | 0 | 0 | 0 | 0 | 0 | 0 | 0 | 0 | 0 | 0 | 0 | 0 | 0 | 0 | 0 | 0 | 0 | 0 | 0 | 0
[10 empty] | 0 | 0 | 0 | 0 | 0 | 0 | 0 | 0 | 0 | 0 | 0 | 0 | 0 | 0 | 0 | 0 | 0 | 0 | 0 | 0 | 0 | 0 | 0 | 0 | 0 | 0 | 0 | 0
[10 empty] | 0 | 0 | 0 | 0 | 0 | 0 | 0 | 0 | 0 | 0 | 0 | 0 | 0 | 0 | 0 | 0 | 0 | 0 | 0 | 0 | 0 | 0 | 0 | 0 | 0 | 0 | 0 | 0
[10 empty] | 0 | 0 | 0 | 0 | 0 | 0 | 0 | 0 | 0 | 0 | 0 | 0 | 0 | 0 | 0 | 0 | 0 | 0 | 0 | 0 | 0 | 0 | 0 | 0 | 0 | 0 | 0 | 0
[10 empty] | 0 | 0 | 0 | 0 | 0 | 0 | 0 | 0 | 0 | 0 | 0 | 0 | 0 | 0 | 0 | 0 | 0 | 0 | 0 | 0 | 0 | 0 | 0 | 0 | 0 | 0 | 0 | 0
[10 empty] | 0 | 0 | 0 | 0 | 0 | 0 | 0 | 0 | 0 | 0 | 0 | 0 | 0 | 0 | 0 | 0 | 0 | 0 | 0 | 0 | 0 | 0 | 0 | 0 | 0 | 0 | 0 | 0
[10 empty] | 0 | 0 | 0 | 0 | 0 | 0 | 0 | 0 | 0 | 0 | 0 | 0 | 0 | 0 | 0 | 0 | 0 | 0 | 0 | 0 | 0 | 0 | 0 | 0 | 0 | 0 | 0 | 0
[10 empty] | 0 | 0 | 0 | 0 | 0 | 0 | 0 | 0 | 0 | 0 | 0 | 0 | 0 | 0 | 0 | 0 | 0 | 0 | 0 | 0 | 0 | 0 | 0 | 0 | 0 | 0 | 0 | 0
[10 empty] | 0 | 0 | 0 | 0 | 0 | 0 | 0 | 0 | 0 | 0 | 0 | 0 | 0 | 0 | 0 | 0 | 0 | 0 | 0 | 0 | 0 | 0 | 0 | 0 | 0 | 0 | 0 | 0
[10 empty] | 0 | 0 | 0 | 0 | 0 | 0 | 0 | 0 | 0 | 0 | 0 | 0 | 0 | 0 | 0 | 0 | 0 | 0 | 0 | 0 | 0 | 0 | 0 | 0 | 0 | 0 | 0 | 0
[10 empty] | 0 | 0 | 0 | 0 | 0 | 0 | 0 | 0 | 0 | 0 | 0 | 0 | 0 | 0 | 0 | 0 | 0 | 0 | 0 | 0 | 0 | 0 | 0 | 0 | 0 | 0 | 0 | 0
[10 empty] | 0 | 0 | 0 | 0 | 0 | 0 | 0 | 0 | 0 | 0 | 0 | 0 | 0 | 0 | 0 | 0 | 0 | 0 | 0 | 0 | 0 | 0 | 0 | 0 | 0 | 0 | 0 | 0
[10 empty] | 0 | 0 | 0 | 0 | 0 | 0 | 0 | 0 | 0 | 0 | 0 | 0 | 0 | 0 | 0 | 0 | 0 | 0 | 0 | 0 | 0 | 0 | 0 | 0 | 0 | 0 | 0 | 0
[10 empty] | 0 | 0 | 0 | 0 | 0 | 0 | 0 | 0 | 0 | 0 | 0 | 0 | 0 | 0 | 0 | 0 | 0 | 0 | 0 | 0 | 0 | 0 | 0 | 0 | 0 | 0 | 0 | 0
[10 empty] | 0 | 0 | 0 | 0 | 0 | 0 | 0 | 0 | 0 | 0 | 0 | 0 | 0 | 0 | 0 | 0 | 0 | 0 | 0 | 0 | 0 | 0 | 0 | 0 | 0 | 0 | 0 | 0
[10 empty] | 0 | 0 | 0 | 0 | 0 | 0 | 0 | 0 | 0 | 0 | 0 | 0 | 0 | 0 | 0 | 0 | 0 | 0 | 0 | 0 | 0 | 0 | 0 | 0 | 0 | 0 | 0 | 0
[10 empty] | 0 | 0 | 0 | 0 | 0 | 0 | 0 | 0 | 0 | 0 | 0 | 0 | 0 | 0 | 0 | 0 | 0 | 0 | 0 | 0 | 0 | 0 | 0 | 0 | 0 | 0 | 0 | 0
[10 empty] | 0 | 0 | 0 | 0 | 0 | 0 | 0 | 0 | 0 | 0 | 0 | 0 | 0 | 0 | 0 | 0 | 0 | 0 | 0 | 0 | 0 | 0 | 0 | 0 | 0 | 0 | 0 | 0
[10 empty] | 0 | 0 | 0 | 0 | 0 | 0 | 0 | 0 | 0 | 0 | 0 | 0 | 0 | 0 | 0 | 0 | 0 | 0 | 0 | 0 | 0 | 0 | 0 | 0 | 0 | 0 | 0 | 0
[10 empty] | 0 | 0 | 0 | 0 | 0 | 0 | 0 | 0 | 0 | 0 | 0 | 0 | 0 | 0 | 0 | 0 | 0 | 0 | 0 | 0 | 0 | 0 | 0 | 0 | 0 | 0 | 0 | 0
[10 empty] | 0 | 0 | 0 | 0 | 0 | 0 | 0 | 0 | 0 | 0 | 0 | 0 | 0 | 0 | 0 | 0 | 0 | 0 | 0 | 0 | 0 | 0 | 0 | 0 | 0 | 0 | 0 | 0
[10 empty] | 0 | 0 | 0 | 0 | 0 | 0 | 0 | 0 | 0 | 0 | 0 | 0 | 0 | 0 | 0 | 0 | 0 | 0 | 0 | 0 | 0 | 0 | 0 | 0 | 0 | 0 | 0 | 0
[10 empty] | 0 | 0 | 0 | 0 | 0 | 0 | 0 | 0 | 0 | 0 | 0 | 0 | 0 | 0 | 0 | 0 | 0 | 0 | 0 | 0 | 0 | 0 | 0 | 0 | 0 | 0 | 0 | 0
[10 empty] | 0 | 0 | 0 | 0 | 0 | 0 | 0 | 0 | 0 | 0 | 0 | 0 | 0 | 0 | 0 | 0 | 0 | 0 | 0 | 0 | 0 | 0 | 0 | 0 | 0 | 0 | 0 | 0
[10 empty] | 0 | 0 | 0 | 0 | 0 | 0 | 0 | 0 | 0 | 0 | 0 | 0 | 0 | 0 | 0 | 0 | 0 | 0 | 0 | 0 | 0 | 0 | 0 | 0 | 0 | 0 | 0 | 0
[10 empty] | 0 | 0 | 0 | 0 | 0 | 0 | 0 | 0 | 0 | 0 | 0 | 0 | 0 | 0 | 0 | 0 | 0 | 0 | 0 | 0 | 0 | 0 | 0 | 0 | 0 | 0 | 0 | 0
[10 empty] | 0 | 0 | 0 | 0 | 0 | 0 | 0 | 0 | 0 | 0 | 0 | 0 | 0 | 0 | 0 | 0 | 0 | 0 | 0 | 0 | 0 | 0 | 0 | 0 | 0 | 0 | 0 | 0
[10 empty] | 0 | 0 | 0 | 0 | 0 | 0 | 0 | 0 | 0 | 0 | 0 | 0 | 0 | 0 | 0 | 0 | 0 | 0 | 0 | 0 | 0 | 0 | 0 | 0 | 0 | 0 | 0 | 0
[10 empty] | 0 | 0 | 0 | 0 | 0 | 0 | 0 | 0 | 0 | 0 | 0 | 0 | 0 | 0 | 0 | 0 | 0 | 0 | 0 | 0 | 0 | 0 | 0 | 0 | 0 | 0 | 0 | 0
[10 empty] | 0 | 0 | 0 | 0 | 0 | 0 | 0 | 0 | 0 | 0 | 0 | 0 | 0 | 0 | 0 | 0 | 0 | 0 | 0 | 0 | 0 | 0 | 0 | 0 | 0 | 0 | 0 | 0
[10 empty] | 0 | 0 | 0 | 0 | 0 | 0 | 0 | 0 | 0 | 0 | 0 | 0 | 0 | 0 | 0 | 0 | 0 | 0 | 0 | 0 | 0 | 0 | 0 | 0 | 0 | 0 | 0 | 0
[10 empty] | 0 | 0 | 0 | 0 | 0 | 0 | 0 | 0 | 0 | 0 | 0 | 0 | 0 | 0 | 0 | 0 | 0 | 0 | 0 | 0 | 0 | 0 | 0 | 0 | 0 | 0 | 0 | 0
[10 empty] | 0 | 0 | 0 | 0 | 0 | 0 | 0 | 0 | 0 | 0 | 0 | 0 | 0 | 0 | 0 | 0 | 0 | 0 | 0 | 0 | 0 | 0 | 0 | 0 | 0 | 0 | 0 | 0
[10 empty] | 0 | 0 | 0 | 0 | 0 | 0 | 0 | 0 | 0 | 0 | 0 | 0 | 0 | 0 | 0 | 0 | 0 | 0 | 0 | 0 | 0 | 0 | 0 | 0 | 0 | 0 | 0 | 0
[10 empty] | 0 | 0 | 0 | 0 | 0 | 0 | 0 | 0 | 0 | 0 | 0 | 0 | 0 | 0 | 0 | 0 | 0 | 0 | 0 | 0 | 0 | 0 | 0 | 0 | 0 | 0 | 0 | 0
[10 empty] | 0 | 0 | 0 | 0 | 0 | 0 | 0 | 0 | 0 | 0 | 0 | 0 | 0 | 0 | 0 | 0 | 0 | 0 | 0 | 0 | 0 | 0 | 0 | 0 | 0 | 0 | 0 | 0
[10 empty] | 0 | 0 | 0 | 0 | 0 | 0 | 0 | 0 | 0 | 0 | 0 | 0 | 0 | 0 | 0 | 0 | 0 | 0 | 0 | 0 | 0 | 0 | 0 | 0 | 0 | 0 | 0 | 0
[10 empty] | 0 | 0 | 0 | 0 | 0 | 0 | 0 | 0 | 0 | 0 | 0 | 0 | 0 | 0 | 0 | 0 | 0 | 0 | 0 | 0 | 0 | 0 | 0 | 0 | 0 | 0 | 0 | 0
[10 empty] | 0 | 0 | 0 | 0 | 0 | 0 | 0 | 0 | 0 | 0 | 0 | 0 | 0 | 0 | 0 | 0 | 0 | 0 | 0 | 0 | 0 | 0 | 0 | 0 | 0 | 0 | 0 | 0
[10 empty] | 0 | 0 | 0 | 0 | 0 | 0 | 0 | 0 | 0 | 0 | 0 | 0 | 0 | 0 | 0 | 0 | 0 | 0 | 0 | 0 | 0 | 0 | 0 | 0 | 0 | 0 | 0 | 0
[10 empty] | 0 | 0 | 0 | 0 | 0 | 0 | 0 | 0 | 0 | 0 | 0 | 0 | 0 | 0 | 0 | 0 | 0 | 0 | 0 | 0 | 0 | 0 | 0 | 0 | 0 | 0 | 0 | 0
[10 empty] | 0 | 0 | 0 | 0 | 0 | 0 | 0 | 0 | 0 | 0 | 0 | 0 | 0 | 0 | 0 | 0 | 0 | 0 | 0 | 0 | 0 | 0 | 0 | 0 | 0 | 0 | 0 | 0
[10 empty] | 0 | 0 | 0 | 0 | 0 | 0 | 0 | 0 | 0 | 0 | 0 | 0 | 0 | 0 | 0 | 0 | 0 | 0 | 0 | 0 | 0 | 0 | 0 | 0 | 0 | 0 | 0 | 0
[10 empty] | 0 | 0 | 0 | 0 | 0 | 0 | 0 | 0 | 0 | 0 | 0 | 0 | 0 | 0 | 0 | 0 | 0 | 0 | 0 | 0 | 0 | 0 | 0 | 0 | 0 | 0 | 0 | 0
[10 empty] | 0 | 0 | 0 | 0 | 0 | 0 | 0 | 0 | 0 | 0 | 0 | 0 | 0 | 0 | 0 | 0 | 0 | 0 | 0 | 0 | 0 | 0 | 0 | 0 | 0 | 0 | 0 | 0
[10 empty] | 0 | 0 | 0 | 0 | 0 | 0 | 0 | 0 | 0 | 0 | 0 | 0 | 0 | 0 | 0 | 0 | 0 | 0 | 0 | 0 | 0 | 0 | 0 | 0 | 0 | 0 | 0 | 0
[10 empty] | 0 | 0 | 0 | 0 | 0 | 0 | 0 | 0 | 0 | 0 | 0 | 0 | 0 | 0 | 0 | 0 | 0 | 0 | 0 | 0 | 0 | 0 | 0 | 0 | 0 | 0 | 0 | 0
[10 empty] | 0 | 0 | 0 | 0 | 0 | 0 | 0 | 0 | 0 | 0 | 0 | 0 | 0 | 0 | 0 | 0 | 0 | 0 | 0 | 0 | 0 | 0 | 0 | 0 | 0 | 0 | 0 | 0
[10 empty] | 0 | 0 | 0 | 0 | 0 | 0 | 0 | 0 | 0 | 0 | 0 | 0 | 0 | 0 | 0 | 0 | 0 | 0 | 0 | 0 | 0 | 0 | 0 | 0 | 0 | 0 | 0 | 0
[10 empty] | 0 | 0 | 0 | 0 | 0 | 0 | 0 | 0 | 0 | 0 | 0 | 0 | 0 | 0 | 0 | 0 | 0 | 0 | 0 | 0 | 0 | 0 | 0 | 0 | 0 | 0 | 0 | 0
[10 empty] | 0 | 0 | 0 | 0 | 0 | 0 | 0 | 0 | 0 | 0 | 0 | 0 | 0 | 0 | 0 | 0 | 0 | 0 | 0 | 0 | 0 | 0 | 0 | 0 | 0 | 0 | 0 | 0
[10 empty] | 0 | 0 | 0 | 0 | 0 | 0 | 0 | 0 | 0 | 0 | 0 | 0 | 0 | 0 | 0 | 0 | 0 | 0 | 0 | 0 | 0 | 0 | 0 | 0 | 0 | 0 | 0 | 0
[10 empty] | 0 | 0 | 0 | 0 | 0 | 0 | 0 | 0 | 0 | 0 | 0 | 0 | 0 | 0 | 0 | 0 | 0 | 0 | 0 | 0 | 0 | 0 | 0 | 0 | 0 | 0 | 0 | 0
[10 empty] | 0 | 0 | 0 | 0 | 0 | 0 | 0 | 0 | 0 | 0 | 0 | 0 | 0 | 0 | 0 | 0 | 0 | 0 | 0 | 0 | 0 | 0 | 0 | 0 | 0 | 0 | 0 | 0
[10 empty] | 0 | 0 | 0 | 0 | 0 | 0 | 0 | 0 | 0 | 0 | 0 | 0 | 0 | 0 | 0 | 0 | 0 | 0 | 0 | 0 | 0 | 0 | 0 | 0 | 0 | 0 | 0 | 0
[10 empty] | 0 | 0 | 0 | 0 | 0 | 0 | 0 | 0 | 0 | 0 | 0 | 0 | 0 | 0 | 0 | 0 | 0 | 0 | 0 | 0 | 0 | 0 | 0 | 0 | 0 | 0 | 0 | 0
[10 empty] | 0 | 0 | 0 | 0 | 0 | 0 | 0 | 0 | 0 | 0 | 0 | 0 | 0 | 0 | 0 | 0 | 0 | 0 | 0 | 0 | 0 | 0 | 0 | 0 | 0 | 0 | 0 | 0
[10 empty] | 0 | 0 | 0 | 0 | 0 | 0 | 0 | 0 | 0 | 0 | 0 | 0 | 0 | 0 | 0 | 0 | 0 | 0 | 0 | 0 | 0 | 0 | 0 | 0 | 0 | 0 | 0 | 0
[10 empty] | 0 | 0 | 0 | 0 | 0 | 0 | 0 | 0 | 0 | 0 | 0 | 0 | 0 | 0 | 0 | 0 | 0 | 0 | 0 | 0 | 0 | 0 | 0 | 0 | 0 | 0 | 0 | 0
[10 empty] | 0 | 0 | 0 | 0 | 0 | 0 | 0 | 0 | 0 | 0 | 0 | 0 | 0 | 0 | 0 | 0 | 0 | 0 | 0 | 0 | 0 | 0 | 0 | 0 | 0 | 0 | 0 | 0
[10 empty] | 0 | 0 | 0 | 0 | 0 | 0 | 0 | 0 | 0 | 0 | 0 | 0 | 0 | 0 | 0 | 0 | 0 | 0 | 0 | 0 | 0 | 0 | 0 | 0 | 0 | 0 | 0 | 0
[10 empty] | 0 | 0 | 0 | 0 | 0 | 0 | 0 | 0 | 0 | 0 | 0 | 0 | 0 | 0 | 0 | 0 | 0 | 0 | 0 | 0 | 0 | 0 | 0 | 0 | 0 | 0 | 0 | 0
[10 empty] | 0 | 0 | 0 | 0 | 0 | 0 | 0 | 0 | 0 | 0 | 0 | 0 | 0 | 0 | 0 | 0 | 0 | 0 | 0 | 0 | 0 | 0 | 0 | 0 | 0 | 0 | 0 | 0
[10 empty] | 0 | 0 | 0 | 0 | 0 | 0 | 0 | 0 | 0 | 0 | 0 | 0 | 0 | 0 | 0 | 0 | 0 | 0 | 0 | 0 | 0 | 0 | 0 | 0 | 0 | 0 | 0 | 0
[10 empty] | 0 | 0 | 0 | 0 | 0 | 0 | 0 | 0 | 0 | 0 | 0 | 0 | 0 | 0 | 0 | 0 | 0 | 0 | 0 | 0 | 0 | 0 | 0 | 0 | 0 | 0 | 0 | 0
[10 empty] | 0 | 0 | 0 | 0 | 0 | 0 | 0 | 0 | 0 | 0 | 0 | 0 | 0 | 0 | 0 | 0 | 0 | 0 | 0 | 0 | 0 | 0 | 0 | 0 | 0 | 0 | 0 | 0
[10 empty] | 0 | 0 | 0 | 0 | 0 | 0 | 0 | 0 | 0 | 0 | 0 | 0 | 0 | 0 | 0 | 0 | 0 | 0 | 0 | 0 | 0 | 0 | 0 | 0 | 0 | 0 | 0 | 0
[10 empty] | 0 | 0 | 0 | 0 | 0 | 0 | 0 | 0 | 0 | 0 | 0 | 0 | 0 | 0 | 0 | 0 | 0 | 0 | 0 | 0 | 0 | 0 | 0 | 0 | 0 | 0 | 0 | 0
[10 empty] | 0 | 0 | 0 | 0 | 0 | 0 | 0 | 0 | 0 | 0 | 0 | 0 | 0 | 0 | 0 | 0 | 0 | 0 | 0 | 0 | 0 | 0 | 0 | 0 | 0 | 0 | 0 | 0
[10 empty] | 0 | 0 | 0 | 0 | 0 | 0 | 0 | 0 | 0 | 0 | 0 | 0 | 0 | 0 | 0 | 0 | 0 | 0 | 0 | 0 | 0 | 0 | 0 | 0 | 0 | 0 | 0 | 0
[10 empty] | 0 | 0 | 0 | 0 | 0 | 0 | 0 | 0 | 0 | 0 | 0 | 0 | 0 | 0 | 0 | 0 | 0 | 0 | 0 | 0 | 0 | 0 | 0 | 0 | 0 | 0 | 0 | 0
[10 empty] | 0 | 0 | 0 | 0 | 0 | 0 | 0 | 0 | 0 | 0 | 0 | 0 | 0 | 0 | 0 | 0 | 0 | 0 | 0 | 0 | 0 | 0 | 0 | 0 | 0 | 0 | 0 | 0
[10 empty] | 0 | 0 | 0 | 0 | 0 | 0 | 0 | 0 | 0 | 0 | 0 | 0 | 0 | 0 | 0 | 0 | 0 | 0 | 0 | 0 | 0 | 0 | 0 | 0 | 0 | 0 | 0 | 0
[10 empty] | 0 | 0 | 0 | 0 | 0 | 0 | 0 | 0 | 0 | 0 | 0 | 0 | 0 | 0 | 0 | 0 | 0 | 0 | 0 | 0 | 0 | 0 | 0 | 0 | 0 | 0 | 0 | 0
[10 empty] | 0 | 0 | 0 | 0 | 0 | 0 | 0 | 0 | 0 | 0 | 0 | 0 | 0 | 0 | 0 | 0 | 0 | 0 | 0 | 0 | 0 | 0 | 0 | 0 | 0 | 0 | 0 | 0
[10 empty] | 0 | 0 | 0 | 0 | 0 | 0 | 0 | 0 | 0 | 0 | 0 | 0 | 0 | 0 | 0 | 0 | 0 | 0 | 0 | 0 | 0 | 0 | 0 | 0 | 0 | 0 | 0 | 0
[10 empty] | 0 | 0 | 0 | 0 | 0 | 0 | 0 | 0 | 0 | 0 | 0 | 0 | 0 | 0 | 0 | 0 | 0 | 0 | 0 | 0 | 0 | 0 | 0 | 0 | 0 | 0 | 0 | 0
[10 empty] | 0 | 0 | 0 | 0 | 0 | 0 | 0 | 0 | 0 | 0 | 0 | 0 | 0 | 0 | 0 | 0 | 0 | 0 | 0 | 0 | 0 | 0 | 0 | 0 | 0 | 0 | 0 | 0
[10 empty] | 0 | 0 | 0 | 0 | 0 | 0 | 0 | 0 | 0 | 0 | 0 | 0 | 0 | 0 | 0 | 0 | 0 | 0 | 0 | 0 | 0 | 0 | 0 | 0 | 0 | 0 | 0 | 0
[10 empty] | 0 | 0 | 0 | 0 | 0 | 0 | 0 | 0 | 0 | 0 | 0 | 0 | 0 | 0 | 0 | 0 | 0 | 0 | 0 | 0 | 0 | 0 | 0 | 0 | 0 | 0 | 0 | 0
[10 empty] | 0 | 0 | 0 | 0 | 0 | 0 | 0 | 0 | 0 | 0 | 0 | 0 | 0 | 0 | 0 | 0 | 0 | 0 | 0 | 0 | 0 | 0 | 0 | 0 | 0 | 0 | 0 | 0
[10 empty] | 0 | 0 | 0 | 0 | 0 | 0 | 0 | 0 | 0 | 0 | 0 | 0 | 0 | 0 | 0 | 0 | 0 | 0 | 0 | 0 | 0 | 0 | 0 | 0 | 0 | 0 | 0 | 0
[10 empty] | 0 | 0 | 0 | 0 | 0 | 0 | 0 | 0 | 0 | 0 | 0 | 0 | 0 | 0 | 0 | 0 | 0 | 0 | 0 | 0 | 0 | 0 | 0 | 0 | 0 | 0 | 0 | 0
[10 empty] | 0 | 0 | 0 | 0 | 0 | 0 | 0 | 0 | 0 | 0 | 0 | 0 | 0 | 0 | 0 | 0 | 0 | 0 | 0 | 0 | 0 | 0 | 0 | 0 | 0 | 0 | 0 | 0
[10 empty] | 0 | 0 | 0 | 0 | 0 | 0 | 0 | 0 | 0 | 0 | 0 | 0 | 0 | 0 | 0 | 0 | 0 | 0 | 0 | 0 | 0 | 0 | 0 | 0 | 0 | 0 | 0 | 0
[10 empty] | 0 | 0 | 0 | 0 | 0 | 0 | 0 | 0 | 0 | 0 | 0 | 0 | 0 | 0 | 0 | 0 | 0 | 0 | 0 | 0 | 0 | 0 | 0 | 0 | 0 | 0 | 0 | 0
[10 empty] | 0 | 0 | 0 | 0 | 0 | 0 | 0 | 0 | 0 | 0 | 0 | 0 | 0 | 0 | 0 | 0 | 0 | 0 | 0 | 0 | 0 | 0 | 0 | 0 | 0 | 0 | 0 | 0
[10 empty] | 0 | 0 | 0 | 0 | 0 | 0 | 0 | 0 | 0 | 0 | 0 | 0 | 0 | 0 | 0 | 0 | 0 | 0 | 0 | 0 | 0 | 0 | 0 | 0 | 0 | 0 | 0 | 0
[10 empty] | 0 | 0 | 0 | 0 | 0 | 0 | 0 | 0 | 0 | 0 | 0 | 0 | 0 | 0 | 0 | 0 | 0 | 0 | 0 | 0 | 0 | 0 | 0 | 0 | 0 | 0 | 0 | 0
[10 empty] | 0 | 0 | 0 | 0 | 0 | 0 | 0 | 0 | 0 | 0 | 0 | 0 | 0 | 0 | 0 | 0 | 0 | 0 | 0 | 0 | 0 | 0 | 0 | 0 | 0 | 0 | 0 | 0
[10 empty] | 0 | 0 | 0 | 0 | 0 | 0 | 0 | 0 | 0 | 0 | 0 | 0 | 0 | 0 | 0 | 0 | 0 | 0 | 0 | 0 | 0 | 0 | 0 | 0 | 0 | 0 | 0 | 0
[10 empty] | 0 | 0 | 0 | 0 | 0 | 0 | 0 | 0 | 0 | 0 | 0 | 0 | 0 | 0 | 0 | 0 | 0 | 0 | 0 | 0 | 0 | 0 | 0 | 0 | 0 | 0 | 0 | 0
[10 empty] | 0 | 0 | 0 | 0 | 0 | 0 | 0 | 0 | 0 | 0 | 0 | 0 | 0 | 0 | 0 | 0 | 0 | 0 | 0 | 0 | 0 | 0 | 0 | 0 | 0 | 0 | 0 | 0
[10 empty] | 0 | 0 | 0 | 0 | 0 | 0 | 0 | 0 | 0 | 0 | 0 | 0 | 0 | 0 | 0 | 0 | 0 | 0 | 0 | 0 | 0 | 0 | 0 | 0 | 0 | 0 | 0 | 0
[10 empty] | 0 | 0 | 0 | 0 | 0 | 0 | 0 | 0 | 0 | 0 | 0 | 0 | 0 | 0 | 0 | 0 | 0 | 0 | 0 | 0 | 0 | 0 | 0 | 0 | 0 | 0 | 0 | 0
[10 empty] | 0 | 0 | 0 | 0 | 0 | 0 | 0 | 0 | 0 | 0 | 0 | 0 | 0 | 0 | 0 | 0 | 0 | 0 | 0 | 0 | 0 | 0 | 0 | 0 | 0 | 0 | 0 | 0
[10 empty] | 0 | 0 | 0 | 0 | 0 | 0 | 0 | 0 | 0 | 0 | 0 | 0 | 0 | 0 | 0 | 0 | 0 | 0 | 0 | 0 | 0 | 0 | 0 | 0 | 0 | 0 | 0 | 0
[10 empty] | 0 | 0 | 0 | 0 | 0 | 0 | 0 | 0 | 0 | 0 | 0 | 0 | 0 | 0 | 0 | 0 | 0 | 0 | 0 | 0 | 0 | 0 | 0 | 0 | 0 | 0 | 0 | 0
[10 empty] | 0 | 0 | 0 | 0 | 0 | 0 | 0 | 0 | 0 | 0 | 0 | 0 | 0 | 0 | 0 | 0 | 0 | 0 | 0 | 0 | 0 | 0 | 0 | 0 | 0 | 0 | 0 | 0
[10 empty] | 0 | 0 | 0 | 0 | 0 | 0 | 0 | 0 | 0 | 0 | 0 | 0 | 0 | 0 | 0 | 0 | 0 | 0 | 0 | 0 | 0 | 0 | 0 | 0 | 0 | 0 | 0 | 0
[10 empty] | 0 | 0 | 0 | 0 | 0 | 0 | 0 | 0 | 0 | 0 | 0 | 0 | 0 | 0 | 0 | 0 | 0 | 0 | 0 | 0 | 0 | 0 | 0 | 0 | 0 | 0 | 0 | 0
[10 empty] | 0 | 0 | 0 | 0 | 0 | 0 | 0 | 0 | 0 | 0 | 0 | 0 | 0 | 0 | 0 | 0 | 0 | 0 | 0 | 0 | 0 | 0 | 0 | 0 | 0 | 0 | 0 | 0
[10 empty] | 0 | 0 | 0 | 0 | 0 | 0 | 0 | 0 | 0 | 0 | 0 | 0 | 0 | 0 | 0 | 0 | 0 | 0 | 0 | 0 | 0 | 0 | 0 | 0 | 0 | 0 | 0 | 0
[10 empty] | 0 | 0 | 0 | 0 | 0 | 0 | 0 | 0 | 0 | 0 | 0 | 0 | 0 | 0 | 0 | 0 | 0 | 0 | 0 | 0 | 0 | 0 | 0 | 0 | 0 | 0 | 0 | 0
[10 empty] | 0 | 0 | 0 | 0 | 0 | 0 | 0 | 0 | 0 | 0 | 0 | 0 | 0 | 0 | 0 | 0 | 0 | 0 | 0 | 0 | 0 | 0 | 0 | 0 | 0 | 0 | 0 | 0
[10 empty] | 0 | 0 | 0 | 0 | 0 | 0 | 0 | 0 | 0 | 0 | 0 | 0 | 0 | 0 | 0 | 0 | 0 | 0 | 0 | 0 | 0 | 0 | 0 | 0 | 0 | 0 | 0 | 0
[10 empty] | 0 | 0 | 0 | 0 | 0 | 0 | 0 | 0 | 0 | 0 | 0 | 0 | 0 | 0 | 0 | 0 | 0 | 0 | 0 | 0 | 0 | 0 | 0 | 0 | 0 | 0 | 0 | 0
[10 empty] | 0 | 0 | 0 | 0 | 0 | 0 | 0 | 0 | 0 | 0 | 0 | 0 | 0 | 0 | 0 | 0 | 0 | 0 | 0 | 0 | 0 | 0 | 0 | 0 | 0 | 0 | 0 | 0
[10 empty] | 0 | 0 | 0 | 0 | 0 | 0 | 0 | 0 | 0 | 0 | 0 | 0 | 0 | 0 | 0 | 0 | 0 | 0 | 0 | 0 | 0 | 0 | 0 | 0 | 0 | 0 | 0 | 0
[10 empty] | 0 | 0 | 0 | 0 | 0 | 0 | 0 | 0 | 0 | 0 | 0 | 0 | 0 | 0 | 0 | 0 | 0 | 0 | 0 | 0 | 0 | 0 | 0 | 0 | 0 | 0 | 0 | 0
[10 empty] | 0 | 0 | 0 | 0 | 0 | 0 | 0 | 0 | 0 | 0 | 0 | 0 | 0 | 0 | 0 | 0 | 0 | 0 | 0 | 0 | 0 | 0 | 0 | 0 | 0 | 0 | 0 | 0
[10 empty] | 0 | 0 | 0 | 0 | 0 | 0 | 0 | 0 | 0 | 0 | 0 | 0 | 0 | 0 | 0 | 0 | 0 | 0 | 0 | 0 | 0 | 0 | 0 | 0 | 0 | 0 | 0 | 0
[10 empty] | 0 | 0 | 0 | 0 | 0 | 0 | 0 | 0 | 0 | 0 | 0 | 0 | 0 | 0 | 0 | 0 | 0 | 0 | 0 | 0 | 0 | 0 | 0 | 0 | 0 | 0 | 0 | 0
[10 empty] | 0 | 0 | 0 | 0 | 0 | 0 | 0 | 0 | 0 | 0 | 0 | 0 | 0 | 0 | 0 | 0 | 0 | 0 | 0 | 0 | 0 | 0 | 0 | 0 | 0 | 0 | 0 | 0
[10 empty] | 0 | 0 | 0 | 0 | 0 | 0 | 0 | 0 | 0 | 0 | 0 | 0 | 0 | 0 | 0 | 0 | 0 | 0 | 0 | 0 | 0 | 0 | 0 | 0 | 0 | 0 | 0 | 0
[10 empty] | 0 | 0 | 0 | 0 | 0 | 0 | 0 | 0 | 0 | 0 | 0 | 0 | 0 | 0 | 0 | 0 | 0 | 0 | 0 | 0 | 0 | 0 | 0 | 0 | 0 | 0 | 0 | 0
[10 empty] | 0 | 0 | 0 | 0 | 0 | 0 | 0 | 0 | 0 | 0 | 0 | 0 | 0 | 0 | 0 | 0 | 0 | 0 | 0 | 0 | 0 | 0 | 0 | 0 | 0 | 0 | 0 | 0
[10 empty] | 0 | 0 | 0 | 0 | 0 | 0 | 0 | 0 | 0 | 0 | 0 | 0 | 0 | 0 | 0 | 0 | 0 | 0 | 0 | 0 | 0 | 0 | 0 | 0 | 0 | 0 | 0 | 0
[10 empty] | 0 | 0 | 0 | 0 | 0 | 0 | 0 | 0 | 0 | 0 | 0 | 0 | 0 | 0 | 0 | 0 | 0 | 0 | 0 | 0 | 0 | 0 | 0 | 0 | 0 | 0 | 0 | 0
[10 empty] | 0 | 0 | 0 | 0 | 0 | 0 | 0 | 0 | 0 | 0 | 0 | 0 | 0 | 0 | 0 | 0 | 0 | 0 | 0 | 0 | 0 | 0 | 0 | 0 | 0 | 0 | 0 | 0
[10 empty] | 0 | 0 | 0 | 0 | 0 | 0 | 0 | 0 | 0 | 0 | 0 | 0 | 0 | 0 | 0 | 0 | 0 | 0 | 0 | 0 | 0 | 0 | 0 | 0 | 0 | 0 | 0 | 0
[10 empty] | 0 | 0 | 0 | 0 | 0 | 0 | 0 | 0 | 0 | 0 | 0 | 0 | 0 | 0 | 0 | 0 | 0 | 0 | 0 | 0 | 0 | 0 | 0 | 0 | 0 | 0 | 0 | 0
[10 empty] | 0 | 0 | 0 | 0 | 0 | 0 | 0 | 0 | 0 | 0 | 0 | 0 | 0 | 0 | 0 | 0 | 0 | 0 | 0 | 0 | 0 | 0 | 0 | 0 | 0 | 0 | 0 | 0
[10 empty] | 0 | 0 | 0 | 0 | 0 | 0 | 0 | 0 | 0 | 0 | 0 | 0 | 0 | 0 | 0 | 0 | 0 | 0 | 0 | 0 | 0 | 0 | 0 | 0 | 0 | 0 | 0 | 0
[10 empty] | 0 | 0 | 0 | 0 | 0 | 0 | 0 | 0 | 0 | 0 | 0 | 0 | 0 | 0 | 0 | 0 | 0 | 0 | 0 | 0 | 0 | 0 | 0 | 0 | 0 | 0 | 0 | 0
[10 empty] | 0 | 0 | 0 | 0 | 0 | 0 | 0 | 0 | 0 | 0 | 0 | 0 | 0 | 0 | 0 | 0 | 0 | 0 | 0 | 0 | 0 | 0 | 0 | 0 | 0 | 0 | 0 | 0
[10 empty] | 0 | 0 | 0 | 0 | 0 | 0 | 0 | 0 | 0 | 0 | 0 | 0 | 0 | 0 | 0 | 0 | 0 | 0 | 0 | 0 | 0 | 0 | 0 | 0 | 0 | 0 | 0 | 0
[10 empty] | 0 | 0 | 0 | 0 | 0 | 0 | 0 | 0 | 0 | 0 | 0 | 0 | 0 | 0 | 0 | 0 | 0 | 0 | 0 | 0 | 0 | 0 | 0 | 0 | 0 | 0 | 0 | 0
[10 empty] | 0 | 0 | 0 | 0 | 0 | 0 | 0 | 0 | 0 | 0 | 0 | 0 | 0 | 0 | 0 | 0 | 0 | 0 | 0 | 0 | 0 | 0 | 0 | 0 | 0 | 0 | 0 | 0
[10 empty] | 0 | 0 | 0 | 0 | 0 | 0 | 0 | 0 | 0 | 0 | 0 | 0 | 0 | 0 | 0 | 0 | 0 | 0 | 0 | 0 | 0 | 0 | 0 | 0 | 0 | 0 | 0 | 0
[10 empty] | 0 | 0 | 0 | 0 | 0 | 0 | 0 | 0 | 0 | 0 | 0 | 0 | 0 | 0 | 0 | 0 | 0 | 0 | 0 | 0 | 0 | 0 | 0 | 0 | 0 | 0 | 0 | 0
[10 empty] | 0 | 0 | 0 | 0 | 0 | 0 | 0 | 0 | 0 | 0 | 0 | 0 | 0 | 0 | 0 | 0 | 0 | 0 | 0 | 0 | 0 | 0 | 0 | 0 | 0 | 0 | 0 | 0
[10 empty] | 0 | 0 | 0 | 0 | 0 | 0 | 0 | 0 | 0 | 0 | 0 | 0 | 0 | 0 | 0 | 0 | 0 | 0 | 0 | 0 | 0 | 0 | 0 | 0 | 0 | 0 | 0 | 0
[10 empty] | 0 | 0 | 0 | 0 | 0 | 0 | 0 | 0 | 0 | 0 | 0 | 0 | 0 | 0 | 0 | 0 | 0 | 0 | 0 | 0 | 0 | 0 | 0 | 0 | 0 | 0 | 0 | 0
[10 empty] | 0 | 0 | 0 | 0 | 0 | 0 | 0 | 0 | 0 | 0 | 0 | 0 | 0 | 0 | 0 | 0 | 0 | 0 | 0 | 0 | 0 | 0 | 0 | 0 | 0 | 0 | 0 | 0
[10 empty] | 0 | 0 | 0 | 0 | 0 | 0 | 0 | 0 | 0 | 0 | 0 | 0 | 0 | 0 | 0 | 0 | 0 | 0 | 0 | 0 | 0 | 0 | 0 | 0 | 0 | 0 | 0 | 0
[10 empty] | 0 | 0 | 0 | 0 | 0 | 0 | 0 | 0 | 0 | 0 | 0 | 0 | 0 | 0 | 0 | 0 | 0 | 0 | 0 | 0 | 0 | 0 | 0 | 0 | 0 | 0 | 0 | 0
[10 empty] | 0 | 0 | 0 | 0 | 0 | 0 | 0 | 0 | 0 | 0 | 0 | 0 | 0 | 0 | 0 | 0 | 0 | 0 | 0 | 0 | 0 | 0 | 0 | 0 | 0 | 0 | 0 | 0
[10 empty] | 0 | 0 | 0 | 0 | 0 | 0 | 0 | 0 | 0 | 0 | 0 | 0 | 0 | 0 | 0 | 0 | 0 | 0 | 0 | 0 | 0 | 0 | 0 | 0 | 0 | 0 | 0 | 0
[10 empty] | 0 | 0 | 0 | 0 | 0 | 0 | 0 | 0 | 0 | 0 | 0 | 0 | 0 | 0 | 0 | 0 | 0 | 0 | 0 | 0 | 0 | 0 | 0 | 0 | 0 | 0 | 0 | 0
[10 empty] | 0 | 0 | 0 | 0 | 0 | 0 | 0 | 0 | 0 | 0 | 0 | 0 | 0 | 0 | 0 | 0 | 0 | 0 | 0 | 0 | 0 | 0 | 0 | 0 | 0 | 0 | 0 | 0
[10 empty] | 0 | 0 | 0 | 0 | 0 | 0 | 0 | 0 | 0 | 0 | 0 | 0 | 0 | 0 | 0 | 0 | 0 | 0 | 0 | 0 | 0 | 0 | 0 | 0 | 0 | 0 | 0 | 0
[10 empty] | 0 | 0 | 0 | 0 | 0 | 0 | 0 | 0 | 0 | 0 | 0 | 0 | 0 | 0 | 0 | 0 | 0 | 0 | 0 | 0 | 0 | 0 | 0 | 0 | 0 | 0 | 0 | 0
[10 empty] | 0 | 0 | 0 | 0 | 0 | 0 | 0 | 0 | 0 | 0 | 0 | 0 | 0 | 0 | 0 | 0 | 0 | 0 | 0 | 0 | 0 | 0 | 0 | 0 | 0 | 0 | 0 | 0
[10 empty] | 0 | 0 | 0 | 0 | 0 | 0 | 0 | 0 | 0 | 0 | 0 | 0 | 0 | 0 | 0 | 0 | 0 | 0 | 0 | 0 | 0 | 0 | 0 | 0 | 0 | 0 | 0 | 0
[10 empty] | 0 | 0 | 0 | 0 | 0 | 0 | 0 | 0 | 0 | 0 | 0 | 0 | 0 | 0 | 0 | 0 | 0 | 0 | 0 | 0 | 0 | 0 | 0 | 0 | 0 | 0 | 0 | 0
[10 empty] | 0 | 0 | 0 | 0 | 0 | 0 | 0 | 0 | 0 | 0 | 0 | 0 | 0 | 0 | 0 | 0 | 0 | 0 | 0 | 0 | 0 | 0 | 0 | 0 | 0 | 0 | 0 | 0
[10 empty] | 0 | 0 | 0 | 0 | 0 | 0 | 0 | 0 | 0 | 0 | 0 | 0 | 0 | 0 | 0 | 0 | 0 | 0 | 0 | 0 | 0 | 0 | 0 | 0 | 0 | 0 | 0 | 0
[10 empty] | 0 | 0 | 0 | 0 | 0 | 0 | 0 | 0 | 0 | 0 | 0 | 0 | 0 | 0 | 0 | 0 | 0 | 0 | 0 | 0 | 0 | 0 | 0 | 0 | 0 | 0 | 0 | 0
[10 empty] | 0 | 0 | 0 | 0 | 0 | 0 | 0 | 0 | 0 | 0 | 0 | 0 | 0 | 0 | 0 | 0 | 0 | 0 | 0 | 0 | 0 | 0 | 0 | 0 | 0 | 0 | 0 | 0
[10 empty] | 0 | 0 | 0 | 0 | 0 | 0 | 0 | 0 | 0 | 0 | 0 | 0 | 0 | 0 | 0 | 0 | 0 | 0 | 0 | 0 | 0 | 0 | 0 | 0 | 0 | 0 | 0 | 0
[10 empty] | 0 | 0 | 0 | 0 | 0 | 0 | 0 | 0 | 0 | 0 | 0 | 0 | 0 | 0 | 0 | 0 | 0 | 0 | 0 | 0 | 0 | 0 | 0 | 0 | 0 | 0 | 0 | 0
[10 empty] | 0 | 0 | 0 | 0 | 0 | 0 | 0 | 0 | 0 | 0 | 0 | 0 | 0 | 0 | 0 | 0 | 0 | 0 | 0 | 0 | 0 | 0 | 0 | 0 | 0 | 0 | 0 | 0
[10 empty] | 0 | 0 | 0 | 0 | 0 | 0 | 0 | 0 | 0 | 0 | 0 | 0 | 0 | 0 | 0 | 0 | 0 | 0 | 0 | 0 | 0 | 0 | 0 | 0 | 0 | 0 | 0 | 0
[10 empty] | 0 | 0 | 0 | 0 | 0 | 0 | 0 | 0 | 0 | 0 | 0 | 0 | 0 | 0 | 0 | 0 | 0 | 0 | 0 | 0 | 0 | 0 | 0 | 0 | 0 | 0 | 0 | 0
[10 empty] | 0 | 0 | 0 | 0 | 0 | 0 | 0 | 0 | 0 | 0 | 0 | 0 | 0 | 0 | 0 | 0 | 0 | 0 | 0 | 0 | 0 | 0 | 0 | 0 | 0 | 0 | 0 | 0
[10 empty] | 0 | 0 | 0 | 0 | 0 | 0 | 0 | 0 | 0 | 0 | 0 | 0 | 0 | 0 | 0 | 0 | 0 | 0 | 0 | 0 | 0 | 0 | 0 | 0 | 0 | 0 | 0 | 0
[10 empty] | 0 | 0 | 0 | 0 | 0 | 0 | 0 | 0 | 0 | 0 | 0 | 0 | 0 | 0 | 0 | 0 | 0 | 0 | 0 | 0 | 0 | 0 | 0 | 0 | 0 | 0 | 0 | 0
[10 empty] | 0 | 0 | 0 | 0 | 0 | 0 | 0 | 0 | 0 | 0 | 0 | 0 | 0 | 0 | 0 | 0 | 0 | 0 | 0 | 0 | 0 | 0 | 0 | 0 | 0 | 0 | 0 | 0
[10 empty] | 0 | 0 | 0 | 0 | 0 | 0 | 0 | 0 | 0 | 0 | 0 | 0 | 0 | 0 | 0 | 0 | 0 | 0 | 0 | 0 | 0 | 0 | 0 | 0 | 0 | 0 | 0 | 0
[10 empty] | 0 | 0 | 0 | 0 | 0 | 0 | 0 | 0 | 0 | 0 | 0 | 0 | 0 | 0 | 0 | 0 | 0 | 0 | 0 | 0 | 0 | 0 | 0 | 0 | 0 | 0 | 0 | 0
[10 empty] | 0 | 0 | 0 | 0 | 0 | 0 | 0 | 0 | 0 | 0 | 0 | 0 | 0 | 0 | 0 | 0 | 0 | 0 | 0 | 0 | 0 | 0 | 0 | 0 | 0 | 0 | 0 | 0
[10 empty] | 0 | 0 | 0 | 0 | 0 | 0 | 0 | 0 | 0 | 0 | 0 | 0 | 0 | 0 | 0 | 0 | 0 | 0 | 0 | 0 | 0 | 0 | 0 | 0 | 0 | 0 | 0 | 0
[10 empty] | 0 | 0 | 0 | 0 | 0 | 0 | 0 | 0 | 0 | 0 | 0 | 0 | 0 | 0 | 0 | 0 | 0 | 0 | 0 | 0 | 0 | 0 | 0 | 0 | 0 | 0 | 0 | 0
[10 empty] | 0 | 0 | 0 | 0 | 0 | 0 | 0 | 0 | 0 | 0 | 0 | 0 | 0 | 0 | 0 | 0 | 0 | 0 | 0 | 0 | 0 | 0 | 0 | 0 | 0 | 0 | 0 | 0
[10 empty] | 0 | 0 | 0 | 0 | 0 | 0 | 0 | 0 | 0 | 0 | 0 | 0 | 0 | 0 | 0 | 0 | 0 | 0 | 0 | 0 | 0 | 0 | 0 | 0 | 0 | 0 | 0 | 0
[10 empty] | 0 | 0 | 0 | 0 | 0 | 0 | 0 | 0 | 0 | 0 | 0 | 0 | 0 | 0 | 0 | 0 | 0 | 0 | 0 | 0 | 0 | 0 | 0 | 0 | 0 | 0 | 0 | 0
[10 empty] | 0 | 0 | 0 | 0 | 0 | 0 | 0 | 0 | 0 | 0 | 0 | 0 | 0 | 0 | 0 | 0 | 0 | 0 | 0 | 0 | 0 | 0 | 0 | 0 | 0 | 0 | 0 | 0
[10 empty] | 0 | 0 | 0 | 0 | 0 | 0 | 0 | 0 | 0 | 0 | 0 | 0 | 0 | 0 | 0 | 0 | 0 | 0 | 0 | 0 | 0 | 0 | 0 | 0 | 0 | 0 | 0 | 0
[10 empty] | 0 | 0 | 0 | 0 | 0 | 0 | 0 | 0 | 0 | 0 | 0 | 0 | 0 | 0 | 0 | 0 | 0 | 0 | 0 | 0 | 0 | 0 | 0 | 0 | 0 | 0 | 0 | 0
[10 empty] | 0 | 0 | 0 | 0 | 0 | 0 | 0 | 0 | 0 | 0 | 0 | 0 | 0 | 0 | 0 | 0 | 0 | 0 | 0 | 0 | 0 | 0 | 0 | 0 | 0 | 0 | 0 | 0
[10 empty] | 0 | 0 | 0 | 0 | 0 | 0 | 0 | 0 | 0 | 0 | 0 | 0 | 0 | 0 | 0 | 0 | 0 | 0 | 0 | 0 | 0 | 0 | 0 | 0 | 0 | 0 | 0 | 0
[10 empty] | 0 | 0 | 0 | 0 | 0 | 0 | 0 | 0 | 0 | 0 | 0 | 0 | 0 | 0 | 0 | 0 | 0 | 0 | 0 | 0 | 0 | 0 | 0 | 0 | 0 | 0 | 0 | 0
[10 empty] | 0 | 0 | 0 | 0 | 0 | 0 | 0 | 0 | 0 | 0 | 0 | 0 | 0 | 0 | 0 | 0 | 0 | 0 | 0 | 0 | 0 | 0 | 0 | 0 | 0 | 0 | 0 | 0
[10 empty] | 0 | 0 | 0 | 0 | 0 | 0 | 0 | 0 | 0 | 0 | 0 | 0 | 0 | 0 | 0 | 0 | 0 | 0 | 0 | 0 | 0 | 0 | 0 | 0 | 0 | 0 | 0 | 0
[10 empty] | 0 | 0 | 0 | 0 | 0 | 0 | 0 | 0 | 0 | 0 | 0 | 0 | 0 | 0 | 0 | 0 | 0 | 0 | 0 | 0 | 0 | 0 | 0 | 0 | 0 | 0 | 0 | 0
[10 empty] | 0 | 0 | 0 | 0 | 0 | 0 | 0 | 0 | 0 | 0 | 0 | 0 | 0 | 0 | 0 | 0 | 0 | 0 | 0 | 0 | 0 | 0 | 0 | 0 | 0 | 0 | 0 | 0
[10 empty] | 0 | 0 | 0 | 0 | 0 | 0 | 0 | 0 | 0 | 0 | 0 | 0 | 0 | 0 | 0 | 0 | 0 | 0 | 0 | 0 | 0 | 0 | 0 | 0 | 0 | 0 | 0 | 0
[10 empty] | 0 | 0 | 0 | 0 | 0 | 0 | 0 | 0 | 0 | 0 | 0 | 0 | 0 | 0 | 0 | 0 | 0 | 0 | 0 | 0 | 0 | 0 | 0 | 0 | 0 | 0 | 0 | 0
[10 empty] | 0 | 0 | 0 | 0 | 0 | 0 | 0 | 0 | 0 | 0 | 0 | 0 | 0 | 0 | 0 | 0 | 0 | 0 | 0 | 0 | 0 | 0 | 0 | 0 | 0 | 0 | 0 | 0
[10 empty] | 0 | 0 | 0 | 0 | 0 | 0 | 0 | 0 | 0 | 0 | 0 | 0 | 0 | 0 | 0 | 0 | 0 | 0 | 0 | 0 | 0 | 0 | 0 | 0 | 0 | 0 | 0 | 0
[10 empty] | 0 | 0 | 0 | 0 | 0 | 0 | 0 | 0 | 0 | 0 | 0 | 0 | 0 | 0 | 0 | 0 | 0 | 0 | 0 | 0 | 0 | 0 | 0 | 0 | 0 | 0 | 0 | 0
[10 empty] | 0 | 0 | 0 | 0 | 0 | 0 | 0 | 0 | 0 | 0 | 0 | 0 | 0 | 0 | 0 | 0 | 0 | 0 | 0 | 0 | 0 | 0 | 0 | 0 | 0 | 0 | 0 | 0
[10 empty] | 0 | 0 | 0 | 0 | 0 | 0 | 0 | 0 | 0 | 0 | 0 | 0 | 0 | 0 | 0 | 0 | 0 | 0 | 0 | 0 | 0 | 0 | 0 | 0 | 0 | 0 | 0 | 0
[10 empty] | 0 | 0 | 0 | 0 | 0 | 0 | 0 | 0 | 0 | 0 | 0 | 0 | 0 | 0 | 0 | 0 | 0 | 0 | 0 | 0 | 0 | 0 | 0 | 0 | 0 | 0 | 0 | 0
[10 empty] | 0 | 0 | 0 | 0 | 0 | 0 | 0 | 0 | 0 | 0 | 0 | 0 | 0 | 0 | 0 | 0 | 0 | 0 | 0 | 0 | 0 | 0 | 0 | 0 | 0 | 0 | 0 | 0
[10 empty] | 0 | 0 | 0 | 0 | 0 | 0 | 0 | 0 | 0 | 0 | 0 | 0 | 0 | 0 | 0 | 0 | 0 | 0 | 0 | 0 | 0 | 0 | 0 | 0 | 0 | 0 | 0 | 0
[10 empty] | 0 | 0 | 0 | 0 | 0 | 0 | 0 | 0 | 0 | 0 | 0 | 0 | 0 | 0 | 0 | 0 | 0 | 0 | 0 | 0 | 0 | 0 | 0 | 0 | 0 | 0 | 0 | 0
[10 empty] | 0 | 0 | 0 | 0 | 0 | 0 | 0 | 0 | 0 | 0 | 0 | 0 | 0 | 0 | 0 | 0 | 0 | 0 | 0 | 0 | 0 | 0 | 0 | 0 | 0 | 0 | 0 | 0
[10 empty] | 0 | 0 | 0 | 0 | 0 | 0 | 0 | 0 | 0 | 0 | 0 | 0 | 0 | 0 | 0 | 0 | 0 | 0 | 0 | 0 | 0 | 0 | 0 | 0 | 0 | 0 | 0 | 0
[10 empty] | 0 | 0 | 0 | 0 | 0 | 0 | 0 | 0 | 0 | 0 | 0 | 0 | 0 | 0 | 0 | 0 | 0 | 0 | 0 | 0 | 0 | 0 | 0 | 0 | 0 | 0 | 0 | 0
[10 empty] | 0 | 0 | 0 | 0 | 0 | 0 | 0 | 0 | 0 | 0 | 0 | 0 | 0 | 0 | 0 | 0 | 0 | 0 | 0 | 0 | 0 | 0 | 0 | 0 | 0 | 0 | 0 | 0
[10 empty] | 0 | 0 | 0 | 0 | 0 | 0 | 0 | 0 | 0 | 0 | 0 | 0 | 0 | 0 | 0 | 0 | 0 | 0 | 0 | 0 | 0 | 0 | 0 | 0 | 0 | 0 | 0 | 0
[10 empty] | 0 | 0 | 0 | 0 | 0 | 0 | 0 | 0 | 0 | 0 | 0 | 0 | 0 | 0 | 0 | 0 | 0 | 0 | 0 | 0 | 0 | 0 | 0 | 0 | 0 | 0 | 0 | 0
[10 empty] | 0 | 0 | 0 | 0 | 0 | 0 | 0 | 0 | 0 | 0 | 0 | 0 | 0 | 0 | 0 | 0 | 0 | 0 | 0 | 0 | 0 | 0 | 0 | 0 | 0 | 0 | 0 | 0
[10 empty] | 0 | 0 | 0 | 0 | 0 | 0 | 0 | 0 | 0 | 0 | 0 | 0 | 0 | 0 | 0 | 0 | 0 | 0 | 0 | 0 | 0 | 0 | 0 | 0 | 0 | 0 | 0 | 0
[10 empty] | 0 | 0 | 0 | 0 | 0 | 0 | 0 | 0 | 0 | 0 | 0 | 0 | 0 | 0 | 0 | 0 | 0 | 0 | 0 | 0 | 0 | 0 | 0 | 0 | 0 | 0 | 0 | 0
[10 empty] | 0 | 0 | 0 | 0 | 0 | 0 | 0 | 0 | 0 | 0 | 0 | 0 | 0 | 0 | 0 | 0 | 0 | 0 | 0 | 0 | 0 | 0 | 0 | 0 | 0 | 0 | 0 | 0
[10 empty] | 0 | 0 | 0 | 0 | 0 | 0 | 0 | 0 | 0 | 0 | 0 | 0 | 0 | 0 | 0 | 0 | 0 | 0 | 0 | 0 | 0 | 0 | 0 | 0 | 0 | 0 | 0 | 0
[10 empty] | 0 | 0 | 0 | 0 | 0 | 0 | 0 | 0 | 0 | 0 | 0 | 0 | 0 | 0 | 0 | 0 | 0 | 0 | 0 | 0 | 0 | 0 | 0 | 0 | 0 | 0 | 0 | 0
[10 empty] | 0 | 0 | 0 | 0 | 0 | 0 | 0 | 0 | 0 | 0 | 0 | 0 | 0 | 0 | 0 | 0 | 0 | 0 | 0 | 0 | 0 | 0 | 0 | 0 | 0 | 0 | 0 | 0
[10 empty] | 0 | 0 | 0 | 0 | 0 | 0 | 0 | 0 | 0 | 0 | 0 | 0 | 0 | 0 | 0 | 0 | 0 | 0 | 0 | 0 | 0 | 0 | 0 | 0 | 0 | 0 | 0 | 0
[10 empty] | 0 | 0 | 0 | 0 | 0 | 0 | 0 | 0 | 0 | 0 | 0 | 0 | 0 | 0 | 0 | 0 | 0 | 0 | 0 | 0 | 0 | 0 | 0 | 0 | 0 | 0 | 0 | 0
[10 empty] | 0 | 0 | 0 | 0 | 0 | 0 | 0 | 0 | 0 | 0 | 0 | 0 | 0 | 0 | 0 | 0 | 0 | 0 | 0 | 0 | 0 | 0 | 0 | 0 | 0 | 0 | 0 | 0
[10 empty] | 0 | 0 | 0 | 0 | 0 | 0 | 0 | 0 | 0 | 0 | 0 | 0 | 0 | 0 | 0 | 0 | 0 | 0 | 0 | 0 | 0 | 0 | 0 | 0 | 0 | 0 | 0 | 0
[10 empty] | 0 | 0 | 0 | 0 | 0 | 0 | 0 | 0 | 0 | 0 | 0 | 0 | 0 | 0 | 0 | 0 | 0 | 0 | 0 | 0 | 0 | 0 | 0 | 0 | 0 | 0 | 0 | 0
[10 empty] | 0 | 0 | 0 | 0 | 0 | 0 | 0 | 0 | 0 | 0 | 0 | 0 | 0 | 0 | 0 | 0 | 0 | 0 | 0 | 0 | 0 | 0 | 0 | 0 | 0 | 0 | 0 | 0
[10 empty] | 0 | 0 | 0 | 0 | 0 | 0 | 0 | 0 | 0 | 0 | 0 | 0 | 0 | 0 | 0 | 0 | 0 | 0 | 0 | 0 | 0 | 0 | 0 | 0 | 0 | 0 | 0 | 0
[10 empty] | 0 | 0 | 0 | 0 | 0 | 0 | 0 | 0 | 0 | 0 | 0 | 0 | 0 | 0 | 0 | 0 | 0 | 0 | 0 | 0 | 0 | 0 | 0 | 0 | 0 | 0 | 0 | 0
[10 empty] | 0 | 0 | 0 | 0 | 0 | 0 | 0 | 0 | 0 | 0 | 0 | 0 | 0 | 0 | 0 | 0 | 0 | 0 | 0 | 0 | 0 | 0 | 0 | 0 | 0 | 0 | 0 | 0
[10 empty] | 0 | 0 | 0 | 0 | 0 | 0 | 0 | 0 | 0 | 0 | 0 | 0 | 0 | 0 | 0 | 0 | 0 | 0 | 0 | 0 | 0 | 0 | 0 | 0 | 0 | 0 | 0 | 0
[10 empty] | 0 | 0 | 0 | 0 | 0 | 0 | 0 | 0 | 0 | 0 | 0 | 0 | 0 | 0 | 0 | 0 | 0 | 0 | 0 | 0 | 0 | 0 | 0 | 0 | 0 | 0 | 0 | 0
[10 empty] | 0 | 0 | 0 | 0 | 0 | 0 | 0 | 0 | 0 | 0 | 0 | 0 | 0 | 0 | 0 | 0 | 0 | 0 | 0 | 0 | 0 | 0 | 0 | 0 | 0 | 0 | 0 | 0
[10 empty] | 0 | 0 | 0 | 0 | 0 | 0 | 0 | 0 | 0 | 0 | 0 | 0 | 0 | 0 | 0 | 0 | 0 | 0 | 0 | 0 | 0 | 0 | 0 | 0 | 0 | 0 | 0 | 0
[10 empty] | 0 | 0 | 0 | 0 | 0 | 0 | 0 | 0 | 0 | 0 | 0 | 0 | 0 | 0 | 0 | 0 | 0 | 0 | 0 | 0 | 0 | 0 | 0 | 0 | 0 | 0 | 0 | 0
[10 empty] | 0 | 0 | 0 | 0 | 0 | 0 | 0 | 0 | 0 | 0 | 0 | 0 | 0 | 0 | 0 | 0 | 0 | 0 | 0 | 0 | 0 | 0 | 0 | 0 | 0 | 0 | 0 | 0
[10 empty] | 0 | 0 | 0 | 0 | 0 | 0 | 0 | 0 | 0 | 0 | 0 | 0 | 0 | 0 | 0 | 0 | 0 | 0 | 0 | 0 | 0 | 0 | 0 | 0 | 0 | 0 | 0 | 0
[10 empty] | 0 | 0 | 0 | 0 | 0 | 0 | 0 | 0 | 0 | 0 | 0 | 0 | 0 | 0 | 0 | 0 | 0 | 0 | 0 | 0 | 0 | 0 | 0 | 0 | 0 | 0 | 0 | 0
[10 empty] | 0 | 0 | 0 | 0 | 0 | 0 | 0 | 0 | 0 | 0 | 0 | 0 | 0 | 0 | 0 | 0 | 0 | 0 | 0 | 0 | 0 | 0 | 0 | 0 | 0 | 0 | 0 | 0
[10 empty] | 0 | 0 | 0 | 0 | 0 | 0 | 0 | 0 | 0 | 0 | 0 | 0 | 0 | 0 | 0 | 0 | 0 | 0 | 0 | 0 | 0 | 0 | 0 | 0 | 0 | 0 | 0 | 0
[10 empty] | 0 | 0 | 0 | 0 | 0 | 0 | 0 | 0 | 0 | 0 | 0 | 0 | 0 | 0 | 0 | 0 | 0 | 0 | 0 | 0 | 0 | 0 | 0 | 0 | 0 | 0 | 0 | 0
[10 empty] | 0 | 0 | 0 | 0 | 0 | 0 | 0 | 0 | 0 | 0 | 0 | 0 | 0 | 0 | 0 | 0 | 0 | 0 | 0 | 0 | 0 | 0 | 0 | 0 | 0 | 0 | 0 | 0
[10 empty] | 0 | 0 | 0 | 0 | 0 | 0 | 0 | 0 | 0 | 0 | 0 | 0 | 0 | 0 | 0 | 0 | 0 | 0 | 0 | 0 | 0 | 0 | 0 | 0 | 0 | 0 | 0 | 0
[10 empty] | 0 | 0 | 0 | 0 | 0 | 0 | 0 | 0 | 0 | 0 | 0 | 0 | 0 | 0 | 0 | 0 | 0 | 0 | 0 | 0 | 0 | 0 | 0 | 0 | 0 | 0 | 0 | 0
[10 empty] | 0 | 0 | 0 | 0 | 0 | 0 | 0 | 0 | 0 | 0 | 0 | 0 | 0 | 0 | 0 | 0 | 0 | 0 | 0 | 0 | 0 | 0 | 0 | 0 | 0 | 0 | 0 | 0
[10 empty] | 0 | 0 | 0 | 0 | 0 | 0 | 0 | 0 | 0 | 0 | 0 | 0 | 0 | 0 | 0 | 0 | 0 | 0 | 0 | 0 | 0 | 0 | 0 | 0 | 0 | 0 | 0 | 0
[10 empty] | 0 | 0 | 0 | 0 | 0 | 0 | 0 | 0 | 0 | 0 | 0 | 0 | 0 | 0 | 0 | 0 | 0 | 0 | 0 | 0 | 0 | 0 | 0 | 0 | 0 | 0 | 0 | 0
[10 empty] | 0 | 0 | 0 | 0 | 0 | 0 | 0 | 0 | 0 | 0 | 0 | 0 | 0 | 0 | 0 | 0 | 0 | 0 | 0 | 0 | 0 | 0 | 0 | 0 | 0 | 0 | 0 | 0
[10 empty] | 0 | 0 | 0 | 0 | 0 | 0 | 0 | 0 | 0 | 0 | 0 | 0 | 0 | 0 | 0 | 0 | 0 | 0 | 0 | 0 | 0 | 0 | 0 | 0 | 0 | 0 | 0 | 0
[10 empty] | 0 | 0 | 0 | 0 | 0 | 0 | 0 | 0 | 0 | 0 | 0 | 0 | 0 | 0 | 0 | 0 | 0 | 0 | 0 | 0 | 0 | 0 | 0 | 0 | 0 | 0 | 0 | 0
[10 empty] | 0 | 0 | 0 | 0 | 0 | 0 | 0 | 0 | 0 | 0 | 0 | 0 | 0 | 0 | 0 | 0 | 0 | 0 | 0 | 0 | 0 | 0 | 0 | 0 | 0 | 0 | 0 | 0
[10 empty] | 0 | 0 | 0 | 0 | 0 | 0 | 0 | 0 | 0 | 0 | 0 | 0 | 0 | 0 | 0 | 0 | 0 | 0 | 0 | 0 | 0 | 0 | 0 | 0 | 0 | 0 | 0 | 0
[10 empty] | 0 | 0 | 0 | 0 | 0 | 0 | 0 | 0 | 0 | 0 | 0 | 0 | 0 | 0 | 0 | 0 | 0 | 0 | 0 | 0 | 0 | 0 | 0 | 0 | 0 | 0 | 0 | 0
[10 empty] | 0 | 0 | 0 | 0 | 0 | 0 | 0 | 0 | 0 | 0 | 0 | 0 | 0 | 0 | 0 | 0 | 0 | 0 | 0 | 0 | 0 | 0 | 0 | 0 | 0 | 0 | 0 | 0
[10 empty] | 0 | 0 | 0 | 0 | 0 | 0 | 0 | 0 | 0 | 0 | 0 | 0 | 0 | 0 | 0 | 0 | 0 | 0 | 0 | 0 | 0 | 0 | 0 | 0 | 0 | 0 | 0 | 0
[10 empty] | 0 | 0 | 0 | 0 | 0 | 0 | 0 | 0 | 0 | 0 | 0 | 0 | 0 | 0 | 0 | 0 | 0 | 0 | 0 | 0 | 0 | 0 | 0 | 0 | 0 | 0 | 0 | 0
[10 empty] | 0 | 0 | 0 | 0 | 0 | 0 | 0 | 0 | 0 | 0 | 0 | 0 | 0 | 0 | 0 | 0 | 0 | 0 | 0 | 0 | 0 | 0 | 0 | 0 | 0 | 0 | 0 | 0
[10 empty] | 0 | 0 | 0 | 0 | 0 | 0 | 0 | 0 | 0 | 0 | 0 | 0 | 0 | 0 | 0 | 0 | 0 | 0 | 0 | 0 | 0 | 0 | 0 | 0 | 0 | 0 | 0 | 0
[10 empty] | 0 | 0 | 0 | 0 | 0 | 0 | 0 | 0 | 0 | 0 | 0 | 0 | 0 | 0 | 0 | 0 | 0 | 0 | 0 | 0 | 0 | 0 | 0 | 0 | 0 | 0 | 0 | 0
[10 empty] | 0 | 0 | 0 | 0 | 0 | 0 | 0 | 0 | 0 | 0 | 0 | 0 | 0 | 0 | 0 | 0 | 0 | 0 | 0 | 0 | 0 | 0 | 0 | 0 | 0 | 0 | 0 | 0
[10 empty] | 0 | 0 | 0 | 0 | 0 | 0 | 0 | 0 | 0 | 0 | 0 | 0 | 0 | 0 | 0 | 0 | 0 | 0 | 0 | 0 | 0 | 0 | 0 | 0 | 0 | 0 | 0 | 0
[10 empty] | 0 | 0 | 0 | 0 | 0 | 0 | 0 | 0 | 0 | 0 | 0 | 0 | 0 | 0 | 0 | 0 | 0 | 0 | 0 | 0 | 0 | 0 | 0 | 0 | 0 | 0 | 0 | 0
[10 empty] | 0 | 0 | 0 | 0 | 0 | 0 | 0 | 0 | 0 | 0 | 0 | 0 | 0 | 0 | 0 | 0 | 0 | 0 | 0 | 0 | 0 | 0 | 0 | 0 | 0 | 0 | 0 | 0
[10 empty] | 0 | 0 | 0 | 0 | 0 | 0 | 0 | 0 | 0 | 0 | 0 | 0 | 0 | 0 | 0 | 0 | 0 | 0 | 0 | 0 | 0 | 0 | 0 | 0 | 0 | 0 | 0 | 0
[10 empty] | 0 | 0 | 0 | 0 | 0 | 0 | 0 | 0 | 0 | 0 | 0 | 0 | 0 | 0 | 0 | 0 | 0 | 0 | 0 | 0 | 0 | 0 | 0 | 0 | 0 | 0 | 0 | 0
[10 empty] | 0 | 0 | 0 | 0 | 0 | 0 | 0 | 0 | 0 | 0 | 0 | 0 | 0 | 0 | 0 | 0 | 0 | 0 | 0 | 0 | 0 | 0 | 0 | 0 | 0 | 0 | 0 | 0
[10 empty] | 0 | 0 | 0 | 0 | 0 | 0 | 0 | 0 | 0 | 0 | 0 | 0 | 0 | 0 | 0 | 0 | 0 | 0 | 0 | 0 | 0 | 0 | 0 | 0 | 0 | 0 | 0 | 0
[10 empty] | 0 | 0 | 0 | 0 | 0 | 0 | 0 | 0 | 0 | 0 | 0 | 0 | 0 | 0 | 0 | 0 | 0 | 0 | 0 | 0 | 0 | 0 | 0 | 0 | 0 | 0 | 0 | 0
[10 empty] | 0 | 0 | 0 | 0 | 0 | 0 | 0 | 0 | 0 | 0 | 0 | 0 | 0 | 0 | 0 | 0 | 0 | 0 | 0 | 0 | 0 | 0 | 0 | 0 | 0 | 0 | 0 | 0
[10 empty] | 0 | 0 | 0 | 0 | 0 | 0 | 0 | 0 | 0 | 0 | 0 | 0 | 0 | 0 | 0 | 0 | 0 | 0 | 0 | 0 | 0 | 0 | 0 | 0 | 0 | 0 | 0 | 0
[10 empty] | 0 | 0 | 0 | 0 | 0 | 0 | 0 | 0 | 0 | 0 | 0 | 0 | 0 | 0 | 0 | 0 | 0 | 0 | 0 | 0 | 0 | 0 | 0 | 0 | 0 | 0 | 0 | 0
[10 empty] | 0 | 0 | 0 | 0 | 0 | 0 | 0 | 0 | 0 | 0 | 0 | 0 | 0 | 0 | 0 | 0 | 0 | 0 | 0 | 0 | 0 | 0 | 0 | 0 | 0 | 0 | 0 | 0
[10 empty] | 0 | 0 | 0 | 0 | 0 | 0 | 0 | 0 | 0 | 0 | 0 | 0 | 0 | 0 | 0 | 0 | 0 | 0 | 0 | 0 | 0 | 0 | 0 | 0 | 0 | 0 | 0 | 0
[10 empty] | 0 | 0 | 0 | 0 | 0 | 0 | 0 | 0 | 0 | 0 | 0 | 0 | 0 | 0 | 0 | 0 | 0 | 0 | 0 | 0 | 0 | 0 | 0 | 0 | 0 | 0 | 0 | 0
[10 empty] | 0 | 0 | 0 | 0 | 0 | 0 | 0 | 0 | 0 | 0 | 0 | 0 | 0 | 0 | 0 | 0 | 0 | 0 | 0 | 0 | 0 | 0 | 0 | 0 | 0 | 0 | 0 | 0
[10 empty] | 0 | 0 | 0 | 0 | 0 | 0 | 0 | 0 | 0 | 0 | 0 | 0 | 0 | 0 | 0 | 0 | 0 | 0 | 0 | 0 | 0 | 0 | 0 | 0 | 0 | 0 | 0 | 0
[10 empty] | 0 | 0 | 0 | 0 | 0 | 0 | 0 | 0 | 0 | 0 | 0 | 0 | 0 | 0 | 0 | 0 | 0 | 0 | 0 | 0 | 0 | 0 | 0 | 0 | 0 | 0 | 0 | 0
[10 empty] | 0 | 0 | 0 | 0 | 0 | 0 | 0 | 0 | 0 | 0 | 0 | 0 | 0 | 0 | 0 | 0 | 0 | 0 | 0 | 0 | 0 | 0 | 0 | 0 | 0 | 0 | 0 | 0
[10 empty] | 0 | 0 | 0 | 0 | 0 | 0 | 0 | 0 | 0 | 0 | 0 | 0 | 0 | 0 | 0 | 0 | 0 | 0 | 0 | 0 | 0 | 0 | 0 | 0 | 0 | 0 | 0 | 0
[10 empty] | 0 | 0 | 0 | 0 | 0 | 0 | 0 | 0 | 0 | 0 | 0 | 0 | 0 | 0 | 0 | 0 | 0 | 0 | 0 | 0 | 0 | 0 | 0 | 0 | 0 | 0 | 0 | 0
[10 empty] | 0 | 0 | 0 | 0 | 0 | 0 | 0 | 0 | 0 | 0 | 0 | 0 | 0 | 0 | 0 | 0 | 0 | 0 | 0 | 0 | 0 | 0 | 0 | 0 | 0 | 0 | 0 | 0
[10 empty] | 0 | 0 | 0 | 0 | 0 | 0 | 0 | 0 | 0 | 0 | 0 | 0 | 0 | 0 | 0 | 0 | 0 | 0 | 0 | 0 | 0 | 0 | 0 | 0 | 0 | 0 | 0 | 0
[10 empty] | 0 | 0 | 0 | 0 | 0 | 0 | 0 | 0 | 0 | 0 | 0 | 0 | 0 | 0 | 0 | 0 | 0 | 0 | 0 | 0 | 0 | 0 | 0 | 0 | 0 | 0 | 0 | 0
[10 empty] | 0 | 0 | 0 | 0 | 0 | 0 | 0 | 0 | 0 | 0 | 0 | 0 | 0 | 0 | 0 | 0 | 0 | 0 | 0 | 0 | 0 | 0 | 0 | 0 | 0 | 0 | 0 | 0
[10 empty] | 0 | 0 | 0 | 0 | 0 | 0 | 0 | 0 | 0 | 0 | 0 | 0 | 0 | 0 | 0 | 0 | 0 | 0 | 0 | 0 | 0 | 0 | 0 | 0 | 0 | 0 | 0 | 0
[10 empty] | 0 | 0 | 0 | 0 | 0 | 0 | 0 | 0 | 0 | 0 | 0 | 0 | 0 | 0 | 0 | 0 | 0 | 0 | 0 | 0 | 0 | 0 | 0 | 0 | 0 | 0 | 0 | 0
[10 empty] | 0 | 0 | 0 | 0 | 0 | 0 | 0 | 0 | 0 | 0 | 0 | 0 | 0 | 0 | 0 | 0 | 0 | 0 | 0 | 0 | 0 | 0 | 0 | 0 | 0 | 0 | 0 | 0
[10 empty] | 0 | 0 | 0 | 0 | 0 | 0 | 0 | 0 | 0 | 0 | 0 | 0 | 0 | 0 | 0 | 0 | 0 | 0 | 0 | 0 | 0 | 0 | 0 | 0 | 0 | 0 | 0 | 0
[10 empty] | 0 | 0 | 0 | 0 | 0 | 0 | 0 | 0 | 0 | 0 | 0 | 0 | 0 | 0 | 0 | 0 | 0 | 0 | 0 | 0 | 0 | 0 | 0 | 0 | 0 | 0 | 0 | 0
[10 empty] | 0 | 0 | 0 | 0 | 0 | 0 | 0 | 0 | 0 | 0 | 0 | 0 | 0 | 0 | 0 | 0 | 0 | 0 | 0 | 0 | 0 | 0 | 0 | 0 | 0 | 0 | 0 | 0
[10 empty] | 0 | 0 | 0 | 0 | 0 | 0 | 0 | 0 | 0 | 0 | 0 | 0 | 0 | 0 | 0 | 0 | 0 | 0 | 0 | 0 | 0 | 0 | 0 | 0 | 0 | 0 | 0 | 0
[10 empty] | 0 | 0 | 0 | 0 | 0 | 0 | 0 | 0 | 0 | 0 | 0 | 0 | 0 | 0 | 0 | 0 | 0 | 0 | 0 | 0 | 0 | 0 | 0 | 0 | 0 | 0 | 0 | 0
[10 empty] | 0 | 0 | 0 | 0 | 0 | 0 | 0 | 0 | 0 | 0 | 0 | 0 | 0 | 0 | 0 | 0 | 0 | 0 | 0 | 0 | 0 | 0 | 0 | 0 | 0 | 0 | 0 | 0
[10 empty] | 0 | 0 | 0 | 0 | 0 | 0 | 0 | 0 | 0 | 0 | 0 | 0 | 0 | 0 | 0 | 0 | 0 | 0 | 0 | 0 | 0 | 0 | 0 | 0 | 0 | 0 | 0 | 0
[10 empty] | 0 | 0 | 0 | 0 | 0 | 0 | 0 | 0 | 0 | 0 | 0 | 0 | 0 | 0 | 0 | 0 | 0 | 0 | 0 | 0 | 0 | 0 | 0 | 0 | 0 | 0 | 0 | 0
[10 empty] | 0 | 0 | 0 | 0 | 0 | 0 | 0 | 0 | 0 | 0 | 0 | 0 | 0 | 0 | 0 | 0 | 0 | 0 | 0 | 0 | 0 | 0 | 0 | 0 | 0 | 0 | 0 | 0
[10 empty] | 0 | 0 | 0 | 0 | 0 | 0 | 0 | 0 | 0 | 0 | 0 | 0 | 0 | 0 | 0 | 0 | 0 | 0 | 0 | 0 | 0 | 0 | 0 | 0 | 0 | 0 | 0 | 0
[10 empty] | 0 | 0 | 0 | 0 | 0 | 0 | 0 | 0 | 0 | 0 | 0 | 0 | 0 | 0 | 0 | 0 | 0 | 0 | 0 | 0 | 0 | 0 | 0 | 0 | 0 | 0 | 0 | 0
[10 empty] | 0 | 0 | 0 | 0 | 0 | 0 | 0 | 0 | 0 | 0 | 0 | 0 | 0 | 0 | 0 | 0 | 0 | 0 | 0 | 0 | 0 | 0 | 0 | 0 | 0 | 0 | 0 | 0
[10 empty] | 0 | 0 | 0 | 0 | 0 | 0 | 0 | 0 | 0 | 0 | 0 | 0 | 0 | 0 | 0 | 0 | 0 | 0 | 0 | 0 | 0 | 0 | 0 | 0 | 0 | 0 | 0 | 0
[10 empty] | 0 | 0 | 0 | 0 | 0 | 0 | 0 | 0 | 0 | 0 | 0 | 0 | 0 | 0 | 0 | 0 | 0 | 0 | 0 | 0 | 0 | 0 | 0 | 0 | 0 | 0 | 0 | 0
[10 empty] | 0 | 0 | 0 | 0 | 0 | 0 | 0 | 0 | 0 | 0 | 0 | 0 | 0 | 0 | 0 | 0 | 0 | 0 | 0 | 0 | 0 | 0 | 0 | 0 | 0 | 0 | 0 | 0
[10 empty] | 0 | 0 | 0 | 0 | 0 | 0 | 0 | 0 | 0 | 0 | 0 | 0 | 0 | 0 | 0 | 0 | 0 | 0 | 0 | 0 | 0 | 0 | 0 | 0 | 0 | 0 | 0 | 0
[10 empty] | 0 | 0 | 0 | 0 | 0 | 0 | 0 | 0 | 0 | 0 | 0 | 0 | 0 | 0 | 0 | 0 | 0 | 0 | 0 | 0 | 0 | 0 | 0 | 0 | 0 | 0 | 0 | 0
[10 empty] | 0 | 0 | 0 | 0 | 0 | 0 | 0 | 0 | 0 | 0 | 0 | 0 | 0 | 0 | 0 | 0 | 0 | 0 | 0 | 0 | 0 | 0 | 0 | 0 | 0 | 0 | 0 | 0
[10 empty] | 0 | 0 | 0 | 0 | 0 | 0 | 0 | 0 | 0 | 0 | 0 | 0 | 0 | 0 | 0 | 0 | 0 | 0 | 0 | 0 | 0 | 0 | 0 | 0 | 0 | 0 | 0 | 0
[10 empty] | 0 | 0 | 0 | 0 | 0 | 0 | 0 | 0 | 0 | 0 | 0 | 0 | 0 | 0 | 0 | 0 | 0 | 0 | 0 | 0 | 0 | 0 | 0 | 0 | 0 | 0 | 0 | 0
[10 empty] | 0 | 0 | 0 | 0 | 0 | 0 | 0 | 0 | 0 | 0 | 0 | 0 | 0 | 0 | 0 | 0 | 0 | 0 | 0 | 0 | 0 | 0 | 0 | 0 | 0 | 0 | 0 | 0
[10 empty] | 0 | 0 | 0 | 0 | 0 | 0 | 0 | 0 | 0 | 0 | 0 | 0 | 0 | 0 | 0 | 0 | 0 | 0 | 0 | 0 | 0 | 0 | 0 | 0 | 0 | 0 | 0 | 0
[10 empty] | 0 | 0 | 0 | 0 | 0 | 0 | 0 | 0 | 0 | 0 | 0 | 0 | 0 | 0 | 0 | 0 | 0 | 0 | 0 | 0 | 0 | 0 | 0 | 0 | 0 | 0 | 0 | 0
[10 empty] | 0 | 0 | 0 | 0 | 0 | 0 | 0 | 0 | 0 | 0 | 0 | 0 | 0 | 0 | 0 | 0 | 0 | 0 | 0 | 0 | 0 | 0 | 0 | 0 | 0 | 0 | 0 | 0
[10 empty] | 0 | 0 | 0 | 0 | 0 | 0 | 0 | 0 | 0 | 0 | 0 | 0 | 0 | 0 | 0 | 0 | 0 | 0 | 0 | 0 | 0 | 0 | 0 | 0 | 0 | 0 | 0 | 0
[10 empty] | 0 | 0 | 0 | 0 | 0 | 0 | 0 | 0 | 0 | 0 | 0 | 0 | 0 | 0 | 0 | 0 | 0 | 0 | 0 | 0 | 0 | 0 | 0 | 0 | 0 | 0 | 0 | 0
[10 empty] | 0 | 0 | 0 | 0 | 0 | 0 | 0 | 0 | 0 | 0 | 0 | 0 | 0 | 0 | 0 | 0 | 0 | 0 | 0 | 0 | 0 | 0 | 0 | 0 | 0 | 0 | 0 | 0
[10 empty] | 0 | 0 | 0 | 0 | 0 | 0 | 0 | 0 | 0 | 0 | 0 | 0 | 0 | 0 | 0 | 0 | 0 | 0 | 0 | 0 | 0 | 0 | 0 | 0 | 0 | 0 | 0 | 0
[10 empty] | 0 | 0 | 0 | 0 | 0 | 0 | 0 | 0 | 0 | 0 | 0 | 0 | 0 | 0 | 0 | 0 | 0 | 0 | 0 | 0 | 0 | 0 | 0 | 0 | 0 | 0 | 0 | 0
[10 empty] | 0 | 0 | 0 | 0 | 0 | 0 | 0 | 0 | 0 | 0 | 0 | 0 | 0 | 0 | 0 | 0 | 0 | 0 | 0 | 0 | 0 | 0 | 0 | 0 | 0 | 0 | 0 | 0
[10 empty] | 0 | 0 | 0 | 0 | 0 | 0 | 0 | 0 | 0 | 0 | 0 | 0 | 0 | 0 | 0 | 0 | 0 | 0 | 0 | 0 | 0 | 0 | 0 | 0 | 0 | 0 | 0 | 0
[10 empty] | 0 | 0 | 0 | 0 | 0 | 0 | 0 | 0 | 0 | 0 | 0 | 0 | 0 | 0 | 0 | 0 | 0 | 0 | 0 | 0 | 0 | 0 | 0 | 0 | 0 | 0 | 0 | 0
[10 empty] | 0 | 0 | 0 | 0 | 0 | 0 | 0 | 0 | 0 | 0 | 0 | 0 | 0 | 0 | 0 | 0 | 0 | 0 | 0 | 0 | 0 | 0 | 0 | 0 | 0 | 0 | 0 | 0
[10 empty] | 0 | 0 | 0 | 0 | 0 | 0 | 0 | 0 | 0 | 0 | 0 | 0 | 0 | 0 | 0 | 0 | 0 | 0 | 0 | 0 | 0 | 0 | 0 | 0 | 0 | 0 | 0 | 0
[10 empty] | 0 | 0 | 0 | 0 | 0 | 0 | 0 | 0 | 0 | 0 | 0 | 0 | 0 | 0 | 0 | 0 | 0 | 0 | 0 | 0 | 0 | 0 | 0 | 0 | 0 | 0 | 0 | 0
[10 empty] | 0 | 0 | 0 | 0 | 0 | 0 | 0 | 0 | 0 | 0 | 0 | 0 | 0 | 0 | 0 | 0 | 0 | 0 | 0 | 0 | 0 | 0 | 0 | 0 | 0 | 0 | 0 | 0
[10 empty] | 0 | 0 | 0 | 0 | 0 | 0 | 0 | 0 | 0 | 0 | 0 | 0 | 0 | 0 | 0 | 0 | 0 | 0 | 0 | 0 | 0 | 0 | 0 | 0 | 0 | 0 | 0 | 0
[10 empty] | 0 | 0 | 0 | 0 | 0 | 0 | 0 | 0 | 0 | 0 | 0 | 0 | 0 | 0 | 0 | 0 | 0 | 0 | 0 | 0 | 0 | 0 | 0 | 0 | 0 | 0 | 0 | 0
[10 empty] | 0 | 0 | 0 | 0 | 0 | 0 | 0 | 0 | 0 | 0 | 0 | 0 | 0 | 0 | 0 | 0 | 0 | 0 | 0 | 0 | 0 | 0 | 0 | 0 | 0 | 0 | 0 | 0
[10 empty] | 0 | 0 | 0 | 0 | 0 | 0 | 0 | 0 | 0 | 0 | 0 | 0 | 0 | 0 | 0 | 0 | 0 | 0 | 0 | 0 | 0 | 0 | 0 | 0 | 0 | 0 | 0 | 0
[10 empty] | 0 | 0 | 0 | 0 | 0 | 0 | 0 | 0 | 0 | 0 | 0 | 0 | 0 | 0 | 0 | 0 | 0 | 0 | 0 | 0 | 0 | 0 | 0 | 0 | 0 | 0 | 0 | 0
[10 empty] | 0 | 0 | 0 | 0 | 0 | 0 | 0 | 0 | 0 | 0 | 0 | 0 | 0 | 0 | 0 | 0 | 0 | 0 | 0 | 0 | 0 | 0 | 0 | 0 | 0 | 0 | 0 | 0
[10 empty] | 0 | 0 | 0 | 0 | 0 | 0 | 0 | 0 | 0 | 0 | 0 | 0 | 0 | 0 | 0 | 0 | 0 | 0 | 0 | 0 | 0 | 0 | 0 | 0 | 0 | 0 | 0 | 0
[10 empty] | 0 | 0 | 0 | 0 | 0 | 0 | 0 | 0 | 0 | 0 | 0 | 0 | 0 | 0 | 0 | 0 | 0 | 0 | 0 | 0 | 0 | 0 | 0 | 0 | 0 | 0 | 0 | 0
[10 empty] | 0 | 0 | 0 | 0 | 0 | 0 | 0 | 0 | 0 | 0 | 0 | 0 | 0 | 0 | 0 | 0 | 0 | 0 | 0 | 0 | 0 | 0 | 0 | 0 | 0 | 0 | 0 | 0
[10 empty] | 0 | 0 | 0 | 0 | 0 | 0 | 0 | 0 | 0 | 0 | 0 | 0 | 0 | 0 | 0 | 0 | 0 | 0 | 0 | 0 | 0 | 0 | 0 | 0 | 0 | 0 | 0 | 0
[10 empty] | 0 | 0 | 0 | 0 | 0 | 0 | 0 | 0 | 0 | 0 | 0 | 0 | 0 | 0 | 0 | 0 | 0 | 0 | 0 | 0 | 0 | 0 | 0 | 0 | 0 | 0 | 0 | 0
[10 empty] | 0 | 0 | 0 | 0 | 0 | 0 | 0 | 0 | 0 | 0 | 0 | 0 | 0 | 0 | 0 | 0 | 0 | 0 | 0 | 0 | 0 | 0 | 0 | 0 | 0 | 0 | 0 | 0
[10 empty] | 0 | 0 | 0 | 0 | 0 | 0 | 0 | 0 | 0 | 0 | 0 | 0 | 0 | 0 | 0 | 0 | 0 | 0 | 0 | 0 | 0 | 0 | 0 | 0 | 0 | 0 | 0 | 0
[10 empty] | 0 | 0 | 0 | 0 | 0 | 0 | 0 | 0 | 0 | 0 | 0 | 0 | 0 | 0 | 0 | 0 | 0 | 0 | 0 | 0 | 0 | 0 | 0 | 0 | 0 | 0 | 0 | 0
[10 empty] | 0 | 0 | 0 | 0 | 0 | 0 | 0 | 0 | 0 | 0 | 0 | 0 | 0 | 0 | 0 | 0 | 0 | 0 | 0 | 0 | 0 | 0 | 0 | 0 | 0 | 0 | 0 | 0
[10 empty] | 0 | 0 | 0 | 0 | 0 | 0 | 0 | 0 | 0 | 0 | 0 | 0 | 0 | 0 | 0 | 0 | 0 | 0 | 0 | 0 | 0 | 0 | 0 | 0 | 0 | 0 | 0 | 0
[10 empty] | 0 | 0 | 0 | 0 | 0 | 0 | 0 | 0 | 0 | 0 | 0 | 0 | 0 | 0 | 0 | 0 | 0 | 0 | 0 | 0 | 0 | 0 | 0 | 0 | 0 | 0 | 0 | 0
[10 empty] | 0 | 0 | 0 | 0 | 0 | 0 | 0 | 0 | 0 | 0 | 0 | 0 | 0 | 0 | 0 | 0 | 0 | 0 | 0 | 0 | 0 | 0 | 0 | 0 | 0 | 0 | 0 | 0
[10 empty] | 0 | 0 | 0 | 0 | 0 | 0 | 0 | 0 | 0 | 0 | 0 | 0 | 0 | 0 | 0 | 0 | 0 | 0 | 0 | 0 | 0 | 0 | 0 | 0 | 0 | 0 | 0 | 0
[10 empty] | 0 | 0 | 0 | 0 | 0 | 0 | 0 | 0 | 0 | 0 | 0 | 0 | 0 | 0 | 0 | 0 | 0 | 0 | 0 | 0 | 0 | 0 | 0 | 0 | 0 | 0 | 0 | 0
[10 empty] | 0 | 0 | 0 | 0 | 0 | 0 | 0 | 0 | 0 | 0 | 0 | 0 | 0 | 0 | 0 | 0 | 0 | 0 | 0 | 0 | 0 | 0 | 0 | 0 | 0 | 0 | 0 | 0
[10 empty] | 0 | 0 | 0 | 0 | 0 | 0 | 0 | 0 | 0 | 0 | 0 | 0 | 0 | 0 | 0 | 0 | 0 | 0 | 0 | 0 | 0 | 0 | 0 | 0 | 0 | 0 | 0 | 0
[10 empty] | 0 | 0 | 0 | 0 | 0 | 0 | 0 | 0 | 0 | 0 | 0 | 0 | 0 | 0 | 0 | 0 | 0 | 0 | 0 | 0 | 0 | 0 | 0 | 0 | 0 | 0 | 0 | 0
[10 empty] | 0 | 0 | 0 | 0 | 0 | 0 | 0 | 0 | 0 | 0 | 0 | 0 | 0 | 0 | 0 | 0 | 0 | 0 | 0 | 0 | 0 | 0 | 0 | 0 | 0 | 0 | 0 | 0
[10 empty] | 0 | 0 | 0 | 0 | 0 | 0 | 0 | 0 | 0 | 0 | 0 | 0 | 0 | 0 | 0 | 0 | 0 | 0 | 0 | 0 | 0 | 0 | 0 | 0 | 0 | 0 | 0 | 0
[10 empty] | 0 | 0 | 0 | 0 | 0 | 0 | 0 | 0 | 0 | 0 | 0 | 0 | 0 | 0 | 0 | 0 | 0 | 0 | 0 | 0 | 0 | 0 | 0 | 0 | 0 | 0 | 0 | 0
[10 empty] | 0 | 0 | 0 | 0 | 0 | 0 | 0 | 0 | 0 | 0 | 0 | 0 | 0 | 0 | 0 | 0 | 0 | 0 | 0 | 0 | 0 | 0 | 0 | 0 | 0 | 0 | 0 | 0
[10 empty] | 0 | 0 | 0 | 0 | 0 | 0 | 0 | 0 | 0 | 0 | 0 | 0 | 0 | 0 | 0 | 0 | 0 | 0 | 0 | 0 | 0 | 0 | 0 | 0 | 0 | 0 | 0 | 0
[10 empty] | 0 | 0 | 0 | 0 | 0 | 0 | 0 | 0 | 0 | 0 | 0 | 0 | 0 | 0 | 0 | 0 | 0 | 0 | 0 | 0 | 0 | 0 | 0 | 0 | 0 | 0 | 0 | 0
[10 empty] | 0 | 0 | 0 | 0 | 0 | 0 | 0 | 0 | 0 | 0 | 0 | 0 | 0 | 0 | 0 | 0 | 0 | 0 | 0 | 0 | 0 | 0 | 0 | 0 | 0 | 0 | 0 | 0
[10 empty] | 0 | 0 | 0 | 0 | 0 | 0 | 0 | 0 | 0 | 0 | 0 | 0 | 0 | 0 | 0 | 0 | 0 | 0 | 0 | 0 | 0 | 0 | 0 | 0 | 0 | 0 | 0 | 0
[10 empty] | 0 | 0 | 0 | 0 | 0 | 0 | 0 | 0 | 0 | 0 | 0 | 0 | 0 | 0 | 0 | 0 | 0 | 0 | 0 | 0 | 0 | 0 | 0 | 0 | 0 | 0 | 0 | 0
[10 empty] | 0 | 0 | 0 | 0 | 0 | 0 | 0 | 0 | 0 | 0 | 0 | 0 | 0 | 0 | 0 | 0 | 0 | 0 | 0 | 0 | 0 | 0 | 0 | 0 | 0 | 0 | 0 | 0
[10 empty] | 0 | 0 | 0 | 0 | 0 | 0 | 0 | 0 | 0 | 0 | 0 | 0 | 0 | 0 | 0 | 0 | 0 | 0 | 0 | 0 | 0 | 0 | 0 | 0 | 0 | 0 | 0 | 0
[10 empty] | 0 | 0 | 0 | 0 | 0 | 0 | 0 | 0 | 0 | 0 | 0 | 0 | 0 | 0 | 0 | 0 | 0 | 0 | 0 | 0 | 0 | 0 | 0 | 0 | 0 | 0 | 0 | 0
[10 empty] | 0 | 0 | 0 | 0 | 0 | 0 | 0 | 0 | 0 | 0 | 0 | 0 | 0 | 0 | 0 | 0 | 0 | 0 | 0 | 0 | 0 | 0 | 0 | 0 | 0 | 0 | 0 | 0
[10 empty] | 0 | 0 | 0 | 0 | 0 | 0 | 0 | 0 | 0 | 0 | 0 | 0 | 0 | 0 | 0 | 0 | 0 | 0 | 0 | 0 | 0 | 0 | 0 | 0 | 0 | 0 | 0 | 0
[10 empty] | 0 | 0 | 0 | 0 | 0 | 0 | 0 | 0 | 0 | 0 | 0 | 0 | 0 | 0 | 0 | 0 | 0 | 0 | 0 | 0 | 0 | 0 | 0 | 0 | 0 | 0 | 0 | 0
[10 empty] | 0 | 0 | 0 | 0 | 0 | 0 | 0 | 0 | 0 | 0 | 0 | 0 | 0 | 0 | 0 | 0 | 0 | 0 | 0 | 0 | 0 | 0 | 0 | 0 | 0 | 0 | 0 | 0
[10 empty] | 0 | 0 | 0 | 0 | 0 | 0 | 0 | 0 | 0 | 0 | 0 | 0 | 0 | 0 | 0 | 0 | 0 | 0 | 0 | 0 | 0 | 0 | 0 | 0 | 0 | 0 | 0 | 0
[10 empty] | 0 | 0 | 0 | 0 | 0 | 0 | 0 | 0 | 0 | 0 | 0 | 0 | 0 | 0 | 0 | 0 | 0 | 0 | 0 | 0 | 0 | 0 | 0 | 0 | 0 | 0 | 0 | 0
[10 empty] | 0 | 0 | 0 | 0 | 0 | 0 | 0 | 0 | 0 | 0 | 0 | 0 | 0 | 0 | 0 | 0 | 0 | 0 | 0 | 0 | 0 | 0 | 0 | 0 | 0 | 0 | 0 | 0
[10 empty] | 0 | 0 | 0 | 0 | 0 | 0 | 0 | 0 | 0 | 0 | 0 | 0 | 0 | 0 | 0 | 0 | 0 | 0 | 0 | 0 | 0 | 0 | 0 | 0 | 0 | 0 | 0 | 0
[10 empty] | 0 | 0 | 0 | 0 | 0 | 0 | 0 | 0 | 0 | 0 | 0 | 0 | 0 | 0 | 0 | 0 | 0 | 0 | 0 | 0 | 0 | 0 | 0 | 0 | 0 | 0 | 0 | 0
[10 empty] | 0 | 0 | 0 | 0 | 0 | 0 | 0 | 0 | 0 | 0 | 0 | 0 | 0 | 0 | 0 | 0 | 0 | 0 | 0 | 0 | 0 | 0 | 0 | 0 | 0 | 0 | 0 | 0
[10 empty] | 0 | 0 | 0 | 0 | 0 | 0 | 0 | 0 | 0 | 0 | 0 | 0 | 0 | 0 | 0 | 0 | 0 | 0 | 0 | 0 | 0 | 0 | 0 | 0 | 0 | 0 | 0 | 0
[10 empty] | 0 | 0 | 0 | 0 | 0 | 0 | 0 | 0 | 0 | 0 | 0 | 0 | 0 | 0 | 0 | 0 | 0 | 0 | 0 | 0 | 0 | 0 | 0 | 0 | 0 | 0 | 0 | 0
[10 empty] | 0 | 0 | 0 | 0 | 0 | 0 | 0 | 0 | 0 | 0 | 0 | 0 | 0 | 0 | 0 | 0 | 0 | 0 | 0 | 0 | 0 | 0 | 0 | 0 | 0 | 0 | 0 | 0
[10 empty] | 0 | 0 | 0 | 0 | 0 | 0 | 0 | 0 | 0 | 0 | 0 | 0 | 0 | 0 | 0 | 0 | 0 | 0 | 0 | 0 | 0 | 0 | 0 | 0 | 0 | 0 | 0 | 0
[10 empty] | 0 | 0 | 0 | 0 | 0 | 0 | 0 | 0 | 0 | 0 | 0 | 0 | 0 | 0 | 0 | 0 | 0 | 0 | 0 | 0 | 0 | 0 | 0 | 0 | 0 | 0 | 0 | 0
[10 empty] | 0 | 0 | 0 | 0 | 0 | 0 | 0 | 0 | 0 | 0 | 0 | 0 | 0 | 0 | 0 | 0 | 0 | 0 | 0 | 0 | 0 | 0 | 0 | 0 | 0 | 0 | 0 | 0
[10 empty] | 0 | 0 | 0 | 0 | 0 | 0 | 0 | 0 | 0 | 0 | 0 | 0 | 0 | 0 | 0 | 0 | 0 | 0 | 0 | 0 | 0 | 0 | 0 | 0 | 0 | 0 | 0 | 0
[10 empty] | 0 | 0 | 0 | 0 | 0 | 0 | 0 | 0 | 0 | 0 | 0 | 0 | 0 | 0 | 0 | 0 | 0 | 0 | 0 | 0 | 0 | 0 | 0 | 0 | 0 | 0 | 0 | 0
[10 empty] | 0 | 0 | 0 | 0 | 0 | 0 | 0 | 0 | 0 | 0 | 0 | 0 | 0 | 0 | 0 | 0 | 0 | 0 | 0 | 0 | 0 | 0 | 0 | 0 | 0 | 0 | 0 | 0
[10 empty] | 0 | 0 | 0 | 0 | 0 | 0 | 0 | 0 | 0 | 0 | 0 | 0 | 0 | 0 | 0 | 0 | 0 | 0 | 0 | 0 | 0 | 0 | 0 | 0 | 0 | 0 | 0 | 0
[10 empty] | 0 | 0 | 0 | 0 | 0 | 0 | 0 | 0 | 0 | 0 | 0 | 0 | 0 | 0 | 0 | 0 | 0 | 0 | 0 | 0 | 0 | 0 | 0 | 0 | 0 | 0 | 0 | 0
[10 empty] | 0 | 0 | 0 | 0 | 0 | 0 | 0 | 0 | 0 | 0 | 0 | 0 | 0 | 0 | 0 | 0 | 0 | 0 | 0 | 0 | 0 | 0 | 0 | 0 | 0 | 0 | 0 | 0
[10 empty] | 0 | 0 | 0 | 0 | 0 | 0 | 0 | 0 | 0 | 0 | 0 | 0 | 0 | 0 | 0 | 0 | 0 | 0 | 0 | 0 | 0 | 0 | 0 | 0 | 0 | 0 | 0 | 0
[10 empty] | 0 | 0 | 0 | 0 | 0 | 0 | 0 | 0 | 0 | 0 | 0 | 0 | 0 | 0 | 0 | 0 | 0 | 0 | 0 | 0 | 0 | 0 | 0 | 0 | 0 | 0 | 0 | 0
[10 empty] | 0 | 0 | 0 | 0 | 0 | 0 | 0 | 0 | 0 | 0 | 0 | 0 | 0 | 0 | 0 | 0 | 0 | 0 | 0 | 0 | 0 | 0 | 0 | 0 | 0 | 0 | 0 | 0
[10 empty] | 0 | 0 | 0 | 0 | 0 | 0 | 0 | 0 | 0 | 0 | 0 | 0 | 0 | 0 | 0 | 0 | 0 | 0 | 0 | 0 | 0 | 0 | 0 | 0 | 0 | 0 | 0 | 0
[10 empty] | 0 | 0 | 0 | 0 | 0 | 0 | 0 | 0 | 0 | 0 | 0 | 0 | 0 | 0 | 0 | 0 | 0 | 0 | 0 | 0 | 0 | 0 | 0 | 0 | 0 | 0 | 0 | 0
[10 empty] | 0 | 0 | 0 | 0 | 0 | 0 | 0 | 0 | 0 | 0 | 0 | 0 | 0 | 0 | 0 | 0 | 0 | 0 | 0 | 0 | 0 | 0 | 0 | 0 | 0 | 0 | 0 | 0
[10 empty] | 0 | 0 | 0 | 0 | 0 | 0 | 0 | 0 | 0 | 0 | 0 | 0 | 0 | 0 | 0 | 0 | 0 | 0 | 0 | 0 | 0 | 0 | 0 | 0 | 0 | 0 | 0 | 0
[10 empty] | 0 | 0 | 0 | 0 | 0 | 0 | 0 | 0 | 0 | 0 | 0 | 0 | 0 | 0 | 0 | 0 | 0 | 0 | 0 | 0 | 0 | 0 | 0 | 0 | 0 | 0 | 0 | 0
[10 empty] | 0 | 0 | 0 | 0 | 0 | 0 | 0 | 0 | 0 | 0 | 0 | 0 | 0 | 0 | 0 | 0 | 0 | 0 | 0 | 0 | 0 | 0 | 0 | 0 | 0 | 0 | 0 | 0
[10 empty] | 0 | 0 | 0 | 0 | 0 | 0 | 0 | 0 | 0 | 0 | 0 | 0 | 0 | 0 | 0 | 0 | 0 | 0 | 0 | 0 | 0 | 0 | 0 | 0 | 0 | 0 | 0 | 0
[10 empty] | 0 | 0 | 0 | 0 | 0 | 0 | 0 | 0 | 0 | 0 | 0 | 0 | 0 | 0 | 0 | 0 | 0 | 0 | 0 | 0 | 0 | 0 | 0 | 0 | 0 | 0 | 0 | 0
[10 empty] | 0 | 0 | 0 | 0 | 0 | 0 | 0 | 0 | 0 | 0 | 0 | 0 | 0 | 0 | 0 | 0 | 0 | 0 | 0 | 0 | 0 | 0 | 0 | 0 | 0 | 0 | 0 | 0
[10 empty] | 0 | 0 | 0 | 0 | 0 | 0 | 0 | 0 | 0 | 0 | 0 | 0 | 0 | 0 | 0 | 0 | 0 | 0 | 0 | 0 | 0 | 0 | 0 | 0 | 0 | 0 | 0 | 0
[10 empty] | 0 | 0 | 0 | 0 | 0 | 0 | 0 | 0 | 0 | 0 | 0 | 0 | 0 | 0 | 0 | 0 | 0 | 0 | 0 | 0 | 0 | 0 | 0 | 0 | 0 | 0 | 0 | 0
[10 empty] | 0 | 0 | 0 | 0 | 0 | 0 | 0 | 0 | 0 | 0 | 0 | 0 | 0 | 0 | 0 | 0 | 0 | 0 | 0 | 0 | 0 | 0 | 0 | 0 | 0 | 0 | 0 | 0
[10 empty] | 0 | 0 | 0 | 0 | 0 | 0 | 0 | 0 | 0 | 0 | 0 | 0 | 0 | 0 | 0 | 0 | 0 | 0 | 0 | 0 | 0 | 0 | 0 | 0 | 0 | 0 | 0 | 0
[10 empty] | 0 | 0 | 0 | 0 | 0 | 0 | 0 | 0 | 0 | 0 | 0 | 0 | 0 | 0 | 0 | 0 | 0 | 0 | 0 | 0 | 0 | 0 | 0 | 0 | 0 | 0 | 0 | 0
[10 empty] | 0 | 0 | 0 | 0 | 0 | 0 | 0 | 0 | 0 | 0 | 0 | 0 | 0 | 0 | 0 | 0 | 0 | 0 | 0 | 0 | 0 | 0 | 0 | 0 | 0 | 0 | 0 | 0
[10 empty] | 0 | 0 | 0 | 0 | 0 | 0 | 0 | 0 | 0 | 0 | 0 | 0 | 0 | 0 | 0 | 0 | 0 | 0 | 0 | 0 | 0 | 0 | 0 | 0 | 0 | 0 | 0 | 0
[10 empty] | 0 | 0 | 0 | 0 | 0 | 0 | 0 | 0 | 0 | 0 | 0 | 0 | 0 | 0 | 0 | 0 | 0 | 0 | 0 | 0 | 0 | 0 | 0 | 0 | 0 | 0 | 0 | 0
[10 empty] | 0 | 0 | 0 | 0 | 0 | 0 | 0 | 0 | 0 | 0 | 0 | 0 | 0 | 0 | 0 | 0 | 0 | 0 | 0 | 0 | 0 | 0 | 0 | 0 | 0 | 0 | 0 | 0
[10 empty] | 0 | 0 | 0 | 0 | 0 | 0 | 0 | 0 | 0 | 0 | 0 | 0 | 0 | 0 | 0 | 0 | 0 | 0 | 0 | 0 | 0 | 0 | 0 | 0 | 0 | 0 | 0 | 0
[10 empty] | 0 | 0 | 0 | 0 | 0 | 0 | 0 | 0 | 0 | 0 | 0 | 0 | 0 | 0 | 0 | 0 | 0 | 0 | 0 | 0 | 0 | 0 | 0 | 0 | 0 | 0 | 0 | 0
[10 empty] | 0 | 0 | 0 | 0 | 0 | 0 | 0 | 0 | 0 | 0 | 0 | 0 | 0 | 0 | 0 | 0 | 0 | 0 | 0 | 0 | 0 | 0 | 0 | 0 | 0 | 0 | 0 | 0
[10 empty] | 0 | 0 | 0 | 0 | 0 | 0 | 0 | 0 | 0 | 0 | 0 | 0 | 0 | 0 | 0 | 0 | 0 | 0 | 0 | 0 | 0 | 0 | 0 | 0 | 0 | 0 | 0 | 0
[10 empty] | 0 | 0 | 0 | 0 | 0 | 0 | 0 | 0 | 0 | 0 | 0 | 0 | 0 | 0 | 0 | 0 | 0 | 0 | 0 | 0 | 0 | 0 | 0 | 0 | 0 | 0 | 0 | 0
[10 empty] | 0 | 0 | 0 | 0 | 0 | 0 | 0 | 0 | 0 | 0 | 0 | 0 | 0 | 0 | 0 | 0 | 0 | 0 | 0 | 0 | 0 | 0 | 0 | 0 | 0 | 0 | 0 | 0
[10 empty] | 0 | 0 | 0 | 0 | 0 | 0 | 0 | 0 | 0 | 0 | 0 | 0 | 0 | 0 | 0 | 0 | 0 | 0 | 0 | 0 | 0 | 0 | 0 | 0 | 0 | 0 | 0 | 0
[10 empty] | 0 | 0 | 0 | 0 | 0 | 0 | 0 | 0 | 0 | 0 | 0 | 0 | 0 | 0 | 0 | 0 | 0 | 0 | 0 | 0 | 0 | 0 | 0 | 0 | 0 | 0 | 0 | 0
[10 empty] | 0 | 0 | 0 | 0 | 0 | 0 | 0 | 0 | 0 | 0 | 0 | 0 | 0 | 0 | 0 | 0 | 0 | 0 | 0 | 0 | 0 | 0 | 0 | 0 | 0 | 0 | 0 | 0
[10 empty] | 0 | 0 | 0 | 0 | 0 | 0 | 0 | 0 | 0 | 0 | 0 | 0 | 0 | 0 | 0 | 0 | 0 | 0 | 0 | 0 | 0 | 0 | 0 | 0 | 0 | 0 | 0 | 0
[10 empty] | 0 | 0 | 0 | 0 | 0 | 0 | 0 | 0 | 0 | 0 | 0 | 0 | 0 | 0 | 0 | 0 | 0 | 0 | 0 | 0 | 0 | 0 | 0 | 0 | 0 | 0 | 0 | 0
[10 empty] | 0 | 0 | 0 | 0 | 0 | 0 | 0 | 0 | 0 | 0 | 0 | 0 | 0 | 0 | 0 | 0 | 0 | 0 | 0 | 0 | 0 | 0 | 0 | 0 | 0 | 0 | 0 | 0
[10 empty] | 0 | 0 | 0 | 0 | 0 | 0 | 0 | 0 | 0 | 0 | 0 | 0 | 0 | 0 | 0 | 0 | 0 | 0 | 0 | 0 | 0 | 0 | 0 | 0 | 0 | 0 | 0 | 0
[10 empty] | 0 | 0 | 0 | 0 | 0 | 0 | 0 | 0 | 0 | 0 | 0 | 0 | 0 | 0 | 0 | 0 | 0 | 0 | 0 | 0 | 0 | 0 | 0 | 0 | 0 | 0 | 0 | 0
[10 empty] | 0 | 0 | 0 | 0 | 0 | 0 | 0 | 0 | 0 | 0 | 0 | 0 | 0 | 0 | 0 | 0 | 0 | 0 | 0 | 0 | 0 | 0 | 0 | 0 | 0 | 0 | 0 | 0
[10 empty] | 0 | 0 | 0 | 0 | 0 | 0 | 0 | 0 | 0 | 0 | 0 | 0 | 0 | 0 | 0 | 0 | 0 | 0 | 0 | 0 | 0 | 0 | 0 | 0 | 0 | 0 | 0 | 0
[10 empty] | 0 | 0 | 0 | 0 | 0 | 0 | 0 | 0 | 0 | 0 | 0 | 0 | 0 | 0 | 0 | 0 | 0 | 0 | 0 | 0 | 0 | 0 | 0 | 0 | 0 | 0 | 0 | 0
[10 empty] | 0 | 0 | 0 | 0 | 0 | 0 | 0 | 0 | 0 | 0 | 0 | 0 | 0 | 0 | 0 | 0 | 0 | 0 | 0 | 0 | 0 | 0 | 0 | 0 | 0 | 0 | 0 | 0
[10 empty] | 0 | 0 | 0 | 0 | 0 | 0 | 0 | 0 | 0 | 0 | 0 | 0 | 0 | 0 | 0 | 0 | 0 | 0 | 0 | 0 | 0 | 0 | 0 | 0 | 0 | 0 | 0 | 0
[10 empty] | 0 | 0 | 0 | 0 | 0 | 0 | 0 | 0 | 0 | 0 | 0 | 0 | 0 | 0 | 0 | 0 | 0 | 0 | 0 | 0 | 0 | 0 | 0 | 0 | 0 | 0 | 0 | 0
[10 empty] | 0 | 0 | 0 | 0 | 0 | 0 | 0 | 0 | 0 | 0 | 0 | 0 | 0 | 0 | 0 | 0 | 0 | 0 | 0 | 0 | 0 | 0 | 0 | 0 | 0 | 0 | 0 | 0
[10 empty] | 0 | 0 | 0 | 0 | 0 | 0 | 0 | 0 | 0 | 0 | 0 | 0 | 0 | 0 | 0 | 0 | 0 | 0 | 0 | 0 | 0 | 0 | 0 | 0 | 0 | 0 | 0 | 0
[10 empty] | 0 | 0 | 0 | 0 | 0 | 0 | 0 | 0 | 0 | 0 | 0 | 0 | 0 | 0 | 0 | 0 | 0 | 0 | 0 | 0 | 0 | 0 | 0 | 0 | 0 | 0 | 0 | 0
[10 empty] | 0 | 0 | 0 | 0 | 0 | 0 | 0 | 0 | 0 | 0 | 0 | 0 | 0 | 0 | 0 | 0 | 0 | 0 | 0 | 0 | 0 | 0 | 0 | 0 | 0 | 0 | 0 | 0
[10 empty] | 0 | 0 | 0 | 0 | 0 | 0 | 0 | 0 | 0 | 0 | 0 | 0 | 0 | 0 | 0 | 0 | 0 | 0 | 0 | 0 | 0 | 0 | 0 | 0 | 0 | 0 | 0 | 0
[10 empty] | 0 | 0 | 0 | 0 | 0 | 0 | 0 | 0 | 0 | 0 | 0 | 0 | 0 | 0 | 0 | 0 | 0 | 0 | 0 | 0 | 0 | 0 | 0 | 0 | 0 | 0 | 0 | 0
[10 empty] | 0 | 0 | 0 | 0 | 0 | 0 | 0 | 0 | 0 | 0 | 0 | 0 | 0 | 0 | 0 | 0 | 0 | 0 | 0 | 0 | 0 | 0 | 0 | 0 | 0 | 0 | 0 | 0
[10 empty] | 0 | 0 | 0 | 0 | 0 | 0 | 0 | 0 | 0 | 0 | 0 | 0 | 0 | 0 | 0 | 0 | 0 | 0 | 0 | 0 | 0 | 0 | 0 | 0 | 0 | 0 | 0 | 0
[10 empty] | 0 | 0 | 0 | 0 | 0 | 0 | 0 | 0 | 0 | 0 | 0 | 0 | 0 | 0 | 0 | 0 | 0 | 0 | 0 | 0 | 0 | 0 | 0 | 0 | 0 | 0 | 0 | 0
[10 empty] | 0 | 0 | 0 | 0 | 0 | 0 | 0 | 0 | 0 | 0 | 0 | 0 | 0 | 0 | 0 | 0 | 0 | 0 | 0 | 0 | 0 | 0 | 0 | 0 | 0 | 0 | 0 | 0
[10 empty] | 0 | 0 | 0 | 0 | 0 | 0 | 0 | 0 | 0 | 0 | 0 | 0 | 0 | 0 | 0 | 0 | 0 | 0 | 0 | 0 | 0 | 0 | 0 | 0 | 0 | 0 | 0 | 0
[10 empty] | 0 | 0 | 0 | 0 | 0 | 0 | 0 | 0 | 0 | 0 | 0 | 0 | 0 | 0 | 0 | 0 | 0 | 0 | 0 | 0 | 0 | 0 | 0 | 0 | 0 | 0 | 0 | 0
[10 empty] | 0 | 0 | 0 | 0 | 0 | 0 | 0 | 0 | 0 | 0 | 0 | 0 | 0 | 0 | 0 | 0 | 0 | 0 | 0 | 0 | 0 | 0 | 0 | 0 | 0 | 0 | 0 | 0
[10 empty] | 0 | 0 | 0 | 0 | 0 | 0 | 0 | 0 | 0 | 0 | 0 | 0 | 0 | 0 | 0 | 0 | 0 | 0 | 0 | 0 | 0 | 0 | 0 | 0 | 0 | 0 | 0 | 0
[10 empty] | 0 | 0 | 0 | 0 | 0 | 0 | 0 | 0 | 0 | 0 | 0 | 0 | 0 | 0 | 0 | 0 | 0 | 0 | 0 | 0 | 0 | 0 | 0 | 0 | 0 | 0 | 0 | 0
[10 empty] | 0 | 0 | 0 | 0 | 0 | 0 | 0 | 0 | 0 | 0 | 0 | 0 | 0 | 0 | 0 | 0 | 0 | 0 | 0 | 0 | 0 | 0 | 0 | 0 | 0 | 0 | 0 | 0
[10 empty] | 0 | 0 | 0 | 0 | 0 | 0 | 0 | 0 | 0 | 0 | 0 | 0 | 0 | 0 | 0 | 0 | 0 | 0 | 0 | 0 | 0 | 0 | 0 | 0 | 0 | 0 | 0 | 0
[10 empty] | 0 | 0 | 0 | 0 | 0 | 0 | 0 | 0 | 0 | 0 | 0 | 0 | 0 | 0 | 0 | 0 | 0 | 0 | 0 | 0 | 0 | 0 | 0 | 0 | 0 | 0 | 0 | 0
[10 empty] | 0 | 0 | 0 | 0 | 0 | 0 | 0 | 0 | 0 | 0 | 0 | 0 | 0 | 0 | 0 | 0 | 0 | 0 | 0 | 0 | 0 | 0 | 0 | 0 | 0 | 0 | 0 | 0
[10 empty] | 0 | 0 | 0 | 0 | 0 | 0 | 0 | 0 | 0 | 0 | 0 | 0 | 0 | 0 | 0 | 0 | 0 | 0 | 0 | 0 | 0 | 0 | 0 | 0 | 0 | 0 | 0 | 0
[10 empty] | 0 | 0 | 0 | 0 | 0 | 0 | 0 | 0 | 0 | 0 | 0 | 0 | 0 | 0 | 0 | 0 | 0 | 0 | 0 | 0 | 0 | 0 | 0 | 0 | 0 | 0 | 0 | 0
[10 empty] | 0 | 0 | 0 | 0 | 0 | 0 | 0 | 0 | 0 | 0 | 0 | 0 | 0 | 0 | 0 | 0 | 0 | 0 | 0 | 0 | 0 | 0 | 0 | 0 | 0 | 0 | 0 | 0
[10 empty] | 0 | 0 | 0 | 0 | 0 | 0 | 0 | 0 | 0 | 0 | 0 | 0 | 0 | 0 | 0 | 0 | 0 | 0 | 0 | 0 | 0 | 0 | 0 | 0 | 0 | 0 | 0 | 0
[10 empty] | 0 | 0 | 0 | 0 | 0 | 0 | 0 | 0 | 0 | 0 | 0 | 0 | 0 | 0 | 0 | 0 | 0 | 0 | 0 | 0 | 0 | 0 | 0 | 0 | 0 | 0 | 0 | 0
[10 empty] | 0 | 0 | 0 | 0 | 0 | 0 | 0 | 0 | 0 | 0 | 0 | 0 | 0 | 0 | 0 | 0 | 0 | 0 | 0 | 0 | 0 | 0 | 0 | 0 | 0 | 0 | 0 | 0
[10 empty] | 0 | 0 | 0 | 0 | 0 | 0 | 0 | 0 | 0 | 0 | 0 | 0 | 0 | 0 | 0 | 0 | 0 | 0 | 0 | 0 | 0 | 0 | 0 | 0 | 0 | 0 | 0 | 0
[10 empty] | 0 | 0 | 0 | 0 | 0 | 0 | 0 | 0 | 0 | 0 | 0 | 0 | 0 | 0 | 0 | 0 | 0 | 0 | 0 | 0 | 0 | 0 | 0 | 0 | 0 | 0 | 0 | 0
[10 empty] | 0 | 0 | 0 | 0 | 0 | 0 | 0 | 0 | 0 | 0 | 0 | 0 | 0 | 0 | 0 | 0 | 0 | 0 | 0 | 0 | 0 | 0 | 0 | 0 | 0 | 0 | 0 | 0
[10 empty] | 0 | 0 | 0 | 0 | 0 | 0 | 0 | 0 | 0 | 0 | 0 | 0 | 0 | 0 | 0 | 0 | 0 | 0 | 0 | 0 | 0 | 0 | 0 | 0 | 0 | 0 | 0 | 0
[10 empty] | 0 | 0 | 0 | 0 | 0 | 0 | 0 | 0 | 0 | 0 | 0 | 0 | 0 | 0 | 0 | 0 | 0 | 0 | 0 | 0 | 0 | 0 | 0 | 0 | 0 | 0 | 0 | 0
[10 empty] | 0 | 0 | 0 | 0 | 0 | 0 | 0 | 0 | 0 | 0 | 0 | 0 | 0 | 0 | 0 | 0 | 0 | 0 | 0 | 0 | 0 | 0 | 0 | 0 | 0 | 0 | 0 | 0
[10 empty] | 0 | 0 | 0 | 0 | 0 | 0 | 0 | 0 | 0 | 0 | 0 | 0 | 0 | 0 | 0 | 0 | 0 | 0 | 0 | 0 | 0 | 0 | 0 | 0 | 0 | 0 | 0 | 0
[10 empty] | 0 | 0 | 0 | 0 | 0 | 0 | 0 | 0 | 0 | 0 | 0 | 0 | 0 | 0 | 0 | 0 | 0 | 0 | 0 | 0 | 0 | 0 | 0 | 0 | 0 | 0 | 0 | 0
[10 empty] | 0 | 0 | 0 | 0 | 0 | 0 | 0 | 0 | 0 | 0 | 0 | 0 | 0 | 0 | 0 | 0 | 0 | 0 | 0 | 0 | 0 | 0 | 0 | 0 | 0 | 0 | 0 | 0
[10 empty] | 0 | 0 | 0 | 0 | 0 | 0 | 0 | 0 | 0 | 0 | 0 | 0 | 0 | 0 | 0 | 0 | 0 | 0 | 0 | 0 | 0 | 0 | 0 | 0 | 0 | 0 | 0 | 0
[10 empty] | 0 | 0 | 0 | 0 | 0 | 0 | 0 | 0 | 0 | 0 | 0 | 0 | 0 | 0 | 0 | 0 | 0 | 0 | 0 | 0 | 0 | 0 | 0 | 0 | 0 | 0 | 0 | 0
[10 empty] | 0 | 0 | 0 | 0 | 0 | 0 | 0 | 0 | 0 | 0 | 0 | 0 | 0 | 0 | 0 | 0 | 0 | 0 | 0 | 0 | 0 | 0 | 0 | 0 | 0 | 0 | 0 | 0
[10 empty] | 0 | 0 | 0 | 0 | 0 | 0 | 0 | 0 | 0 | 0 | 0 | 0 | 0 | 0 | 0 | 0 | 0 | 0 | 0 | 0 | 0 | 0 | 0 | 0 | 0 | 0 | 0 | 0
[10 empty] | 0 | 0 | 0 | 0 | 0 | 0 | 0 | 0 | 0 | 0 | 0 | 0 | 0 | 0 | 0 | 0 | 0 | 0 | 0 | 0 | 0 | 0 | 0 | 0 | 0 | 0 | 0 | 0
[10 empty] | 0 | 0 | 0 | 0 | 0 | 0 | 0 | 0 | 0 | 0 | 0 | 0 | 0 | 0 | 0 | 0 | 0 | 0 | 0 | 0 | 0 | 0 | 0 | 0 | 0 | 0 | 0 | 0
[10 empty] | 0 | 0 | 0 | 0 | 0 | 0 | 0 | 0 | 0 | 0 | 0 | 0 | 0 | 0 | 0 | 0 | 0 | 0 | 0 | 0 | 0 | 0 | 0 | 0 | 0 | 0 | 0 | 0
[10 empty] | 0 | 0 | 0 | 0 | 0 | 0 | 0 | 0 | 0 | 0 | 0 | 0 | 0 | 0 | 0 | 0 | 0 | 0 | 0 | 0 | 0 | 0 | 0 | 0 | 0 | 0 | 0 | 0
[10 empty] | 0 | 0 | 0 | 0 | 0 | 0 | 0 | 0 | 0 | 0 | 0 | 0 | 0 | 0 | 0 | 0 | 0 | 0 | 0 | 0 | 0 | 0 | 0 | 0 | 0 | 0 | 0 | 0
[10 empty] | 0 | 0 | 0 | 0 | 0 | 0 | 0 | 0 | 0 | 0 | 0 | 0 | 0 | 0 | 0 | 0 | 0 | 0 | 0 | 0 | 0 | 0 | 0 | 0 | 0 | 0 | 0 | 0
[10 empty] | 0 | 0 | 0 | 0 | 0 | 0 | 0 | 0 | 0 | 0 | 0 | 0 | 0 | 0 | 0 | 0 | 0 | 0 | 0 | 0 | 0 | 0 | 0 | 0 | 0 | 0 | 0 | 0
[10 empty] | 0 | 0 | 0 | 0 | 0 | 0 | 0 | 0 | 0 | 0 | 0 | 0 | 0 | 0 | 0 | 0 | 0 | 0 | 0 | 0 | 0 | 0 | 0 | 0 | 0 | 0 | 0 | 0
[10 empty] | 0 | 0 | 0 | 0 | 0 | 0 | 0 | 0 | 0 | 0 | 0 | 0 | 0 | 0 | 0 | 0 | 0 | 0 | 0 | 0 | 0 | 0 | 0 | 0 | 0 | 0 | 0 | 0
[10 empty] | 0 | 0 | 0 | 0 | 0 | 0 | 0 | 0 | 0 | 0 | 0 | 0 | 0 | 0 | 0 | 0 | 0 | 0 | 0 | 0 | 0 | 0 | 0 | 0 | 0 | 0 | 0 | 0
[10 empty] | 0 | 0 | 0 | 0 | 0 | 0 | 0 | 0 | 0 | 0 | 0 | 0 | 0 | 0 | 0 | 0 | 0 | 0 | 0 | 0 | 0 | 0 | 0 | 0 | 0 | 0 | 0 | 0
[10 empty] | 0 | 0 | 0 | 0 | 0 | 0 | 0 | 0 | 0 | 0 | 0 | 0 | 0 | 0 | 0 | 0 | 0 | 0 | 0 | 0 | 0 | 0 | 0 | 0 | 0 | 0 | 0 | 0
[10 empty] | 0 | 0 | 0 | 0 | 0 | 0 | 0 | 0 | 0 | 0 | 0 | 0 | 0 | 0 | 0 | 0 | 0 | 0 | 0 | 0 | 0 | 0 | 0 | 0 | 0 | 0 | 0 | 0
[10 empty] | 0 | 0 | 0 | 0 | 0 | 0 | 0 | 0 | 0 | 0 | 0 | 0 | 0 | 0 | 0 | 0 | 0 | 0 | 0 | 0 | 0 | 0 | 0 | 0 | 0 | 0 | 0 | 0
[10 empty] | 0 | 0 | 0 | 0 | 0 | 0 | 0 | 0 | 0 | 0 | 0 | 0 | 0 | 0 | 0 | 0 | 0 | 0 | 0 | 0 | 0 | 0 | 0 | 0 | 0 | 0 | 0 | 0
[10 empty] | 0 | 0 | 0 | 0 | 0 | 0 | 0 | 0 | 0 | 0 | 0 | 0 | 0 | 0 | 0 | 0 | 0 | 0 | 0 | 0 | 0 | 0 | 0 | 0 | 0 | 0 | 0 | 0
[10 empty] | 0 | 0 | 0 | 0 | 0 | 0 | 0 | 0 | 0 | 0 | 0 | 0 | 0 | 0 | 0 | 0 | 0 | 0 | 0 | 0 | 0 | 0 | 0 | 0 | 0 | 0 | 0 | 0
[10 empty] | 0 | 0 | 0 | 0 | 0 | 0 | 0 | 0 | 0 | 0 | 0 | 0 | 0 | 0 | 0 | 0 | 0 | 0 | 0 | 0 | 0 | 0 | 0 | 0 | 0 | 0 | 0 | 0
[10 empty] | 0 | 0 | 0 | 0 | 0 | 0 | 0 | 0 | 0 | 0 | 0 | 0 | 0 | 0 | 0 | 0 | 0 | 0 | 0 | 0 | 0 | 0 | 0 | 0 | 0 | 0 | 0 | 0
[10 empty] | 0 | 0 | 0 | 0 | 0 | 0 | 0 | 0 | 0 | 0 | 0 | 0 | 0 | 0 | 0 | 0 | 0 | 0 | 0 | 0 | 0 | 0 | 0 | 0 | 0 | 0 | 0 | 0
[10 empty] | 0 | 0 | 0 | 0 | 0 | 0 | 0 | 0 | 0 | 0 | 0 | 0 | 0 | 0 | 0 | 0 | 0 | 0 | 0 | 0 | 0 | 0 | 0 | 0 | 0 | 0 | 0 | 0
[10 empty] | 0 | 0 | 0 | 0 | 0 | 0 | 0 | 0 | 0 | 0 | 0 | 0 | 0 | 0 | 0 | 0 | 0 | 0 | 0 | 0 | 0 | 0 | 0 | 0 | 0 | 0 | 0 | 0
[10 empty] | 0 | 0 | 0 | 0 | 0 | 0 | 0 | 0 | 0 | 0 | 0 | 0 | 0 | 0 | 0 | 0 | 0 | 0 | 0 | 0 | 0 | 0 | 0 | 0 | 0 | 0 | 0 | 0
[10 empty] | 0 | 0 | 0 | 0 | 0 | 0 | 0 | 0 | 0 | 0 | 0 | 0 | 0 | 0 | 0 | 0 | 0 | 0 | 0 | 0 | 0 | 0 | 0 | 0 | 0 | 0 | 0 | 0
[10 empty] | 0 | 0 | 0 | 0 | 0 | 0 | 0 | 0 | 0 | 0 | 0 | 0 | 0 | 0 | 0 | 0 | 0 | 0 | 0 | 0 | 0 | 0 | 0 | 0 | 0 | 0 | 0 | 0
[10 empty] | 0 | 0 | 0 | 0 | 0 | 0 | 0 | 0 | 0 | 0 | 0 | 0 | 0 | 0 | 0 | 0 | 0 | 0 | 0 | 0 | 0 | 0 | 0 | 0 | 0 | 0 | 0 | 0
[10 empty] | 0 | 0 | 0 | 0 | 0 | 0 | 0 | 0 | 0 | 0 | 0 | 0 | 0 | 0 | 0 | 0 | 0 | 0 | 0 | 0 | 0 | 0 | 0 | 0 | 0 | 0 | 0 | 0
[10 empty] | 0 | 0 | 0 | 0 | 0 | 0 | 0 | 0 | 0 | 0 | 0 | 0 | 0 | 0 | 0 | 0 | 0 | 0 | 0 | 0 | 0 | 0 | 0 | 0 | 0 | 0 | 0 | 0
[10 empty] | 0 | 0 | 0 | 0 | 0 | 0 | 0 | 0 | 0 | 0 | 0 | 0 | 0 | 0 | 0 | 0 | 0 | 0 | 0 | 0 | 0 | 0 | 0 | 0 | 0 | 0 | 0 | 0
[10 empty] | 0 | 0 | 0 | 0 | 0 | 0 | 0 | 0 | 0 | 0 | 0 | 0 | 0 | 0 | 0 | 0 | 0 | 0 | 0 | 0 | 0 | 0 | 0 | 0 | 0 | 0 | 0 | 0
[10 empty] | 0 | 0 | 0 | 0 | 0 | 0 | 0 | 0 | 0 | 0 | 0 | 0 | 0 | 0 | 0 | 0 | 0 | 0 | 0 | 0 | 0 | 0 | 0 | 0 | 0 | 0 | 0 | 0
[10 empty] | 0 | 0 | 0 | 0 | 0 | 0 | 0 | 0 | 0 | 0 | 0 | 0 | 0 | 0 | 0 | 0 | 0 | 0 | 0 | 0 | 0 | 0 | 0 | 0 | 0 | 0 | 0 | 0
[10 empty] | 0 | 0 | 0 | 0 | 0 | 0 | 0 | 0 | 0 | 0 | 0 | 0 | 0 | 0 | 0 | 0 | 0 | 0 | 0 | 0 | 0 | 0 | 0 | 0 | 0 | 0 | 0 | 0
[10 empty] | 0 | 0 | 0 | 0 | 0 | 0 | 0 | 0 | 0 | 0 | 0 | 0 | 0 | 0 | 0 | 0 | 0 | 0 | 0 | 0 | 0 | 0 | 0 | 0 | 0 | 0 | 0 | 0
[10 empty] | 0 | 0 | 0 | 0 | 0 | 0 | 0 | 0 | 0 | 0 | 0 | 0 | 0 | 0 | 0 | 0 | 0 | 0 | 0 | 0 | 0 | 0 | 0 | 0 | 0 | 0 | 0 | 0
[10 empty] | 0 | 0 | 0 | 0 | 0 | 0 | 0 | 0 | 0 | 0 | 0 | 0 | 0 | 0 | 0 | 0 | 0 | 0 | 0 | 0 | 0 | 0 | 0 | 0 | 0 | 0 | 0 | 0
[10 empty] | 0 | 0 | 0 | 0 | 0 | 0 | 0 | 0 | 0 | 0 | 0 | 0 | 0 | 0 | 0 | 0 | 0 | 0 | 0 | 0 | 0 | 0 | 0 | 0 | 0 | 0 | 0 | 0
[10 empty] | 0 | 0 | 0 | 0 | 0 | 0 | 0 | 0 | 0 | 0 | 0 | 0 | 0 | 0 | 0 | 0 | 0 | 0 | 0 | 0 | 0 | 0 | 0 | 0 | 0 | 0 | 0 | 0
[10 empty] | 0 | 0 | 0 | 0 | 0 | 0 | 0 | 0 | 0 | 0 | 0 | 0 | 0 | 0 | 0 | 0 | 0 | 0 | 0 | 0 | 0 | 0 | 0 | 0 | 0 | 0 | 0 | 0
[10 empty] | 0 | 0 | 0 | 0 | 0 | 0 | 0 | 0 | 0 | 0 | 0 | 0 | 0 | 0 | 0 | 0 | 0 | 0 | 0 | 0 | 0 | 0 | 0 | 0 | 0 | 0 | 0 | 0
[10 empty] | 0 | 0 | 0 | 0 | 0 | 0 | 0 | 0 | 0 | 0 | 0 | 0 | 0 | 0 | 0 | 0 | 0 | 0 | 0 | 0 | 0 | 0 | 0 | 0 | 0 | 0 | 0 | 0
[10 empty] | 0 | 0 | 0 | 0 | 0 | 0 | 0 | 0 | 0 | 0 | 0 | 0 | 0 | 0 | 0 | 0 | 0 | 0 | 0 | 0 | 0 | 0 | 0 | 0 | 0 | 0 | 0 | 0
[10 empty] | 0 | 0 | 0 | 0 | 0 | 0 | 0 | 0 | 0 | 0 | 0 | 0 | 0 | 0 | 0 | 0 | 0 | 0 | 0 | 0 | 0 | 0 | 0 | 0 | 0 | 0 | 0 | 0
[10 empty] | 0 | 0 | 0 | 0 | 0 | 0 | 0 | 0 | 0 | 0 | 0 | 0 | 0 | 0 | 0 | 0 | 0 | 0 | 0 | 0 | 0 | 0 | 0 | 0 | 0 | 0 | 0 | 0
[10 empty] | 0 | 0 | 0 | 0 | 0 | 0 | 0 | 0 | 0 | 0 | 0 | 0 | 0 | 0 | 0 | 0 | 0 | 0 | 0 | 0 | 0 | 0 | 0 | 0 | 0 | 0 | 0 | 0
[10 empty] | 0 | 0 | 0 | 0 | 0 | 0 | 0 | 0 | 0 | 0 | 0 | 0 | 0 | 0 | 0 | 0 | 0 | 0 | 0 | 0 | 0 | 0 | 0 | 0 | 0 | 0 | 0 | 0
[10 empty] | 0 | 0 | 0 | 0 | 0 | 0 | 0 | 0 | 0 | 0 | 0 | 0 | 0 | 0 | 0 | 0 | 0 | 0 | 0 | 0 | 0 | 0 | 0 | 0 | 0 | 0 | 0 | 0
[10 empty] | 0 | 0 | 0 | 0 | 0 | 0 | 0 | 0 | 0 | 0 | 0 | 0 | 0 | 0 | 0 | 0 | 0 | 0 | 0 | 0 | 0 | 0 | 0 | 0 | 0 | 0 | 0 | 0
[10 empty] | 0 | 0 | 0 | 0 | 0 | 0 | 0 | 0 | 0 | 0 | 0 | 0 | 0 | 0 | 0 | 0 | 0 | 0 | 0 | 0 | 0 | 0 | 0 | 0 | 0 | 0 | 0 | 0
[10 empty] | 0 | 0 | 0 | 0 | 0 | 0 | 0 | 0 | 0 | 0 | 0 | 0 | 0 | 0 | 0 | 0 | 0 | 0 | 0 | 0 | 0 | 0 | 0 | 0 | 0 | 0 | 0 | 0
[10 empty] | 0 | 0 | 0 | 0 | 0 | 0 | 0 | 0 | 0 | 0 | 0 | 0 | 0 | 0 | 0 | 0 | 0 | 0 | 0 | 0 | 0 | 0 | 0 | 0 | 0 | 0 | 0 | 0
[10 empty] | 0 | 0 | 0 | 0 | 0 | 0 | 0 | 0 | 0 | 0 | 0 | 0 | 0 | 0 | 0 | 0 | 0 | 0 | 0 | 0 | 0 | 0 | 0 | 0 | 0 | 0 | 0 | 0
[10 empty] | 0 | 0 | 0 | 0 | 0 | 0 | 0 | 0 | 0 | 0 | 0 | 0 | 0 | 0 | 0 | 0 | 0 | 0 | 0 | 0 | 0 | 0 | 0 | 0 | 0 | 0 | 0 | 0
[10 empty] | 0 | 0 | 0 | 0 | 0 | 0 | 0 | 0 | 0 | 0 | 0 | 0 | 0 | 0 | 0 | 0 | 0 | 0 | 0 | 0 | 0 | 0 | 0 | 0 | 0 | 0 | 0 | 0
[10 empty] | 0 | 0 | 0 | 0 | 0 | 0 | 0 | 0 | 0 | 0 | 0 | 0 | 0 | 0 | 0 | 0 | 0 | 0 | 0 | 0 | 0 | 0 | 0 | 0 | 0 | 0 | 0 | 0
[10 empty] | 0 | 0 | 0 | 0 | 0 | 0 | 0 | 0 | 0 | 0 | 0 | 0 | 0 | 0 | 0 | 0 | 0 | 0 | 0 | 0 | 0 | 0 | 0 | 0 | 0 | 0 | 0 | 0
[10 empty] | 0 | 0 | 0 | 0 | 0 | 0 | 0 | 0 | 0 | 0 | 0 | 0 | 0 | 0 | 0 | 0 | 0 | 0 | 0 | 0 | 0 | 0 | 0 | 0 | 0 | 0 | 0 | 0
[10 empty] | 0 | 0 | 0 | 0 | 0 | 0 | 0 | 0 | 0 | 0 | 0 | 0 | 0 | 0 | 0 | 0 | 0 | 0 | 0 | 0 | 0 | 0 | 0 | 0 | 0 | 0 | 0 | 0
[10 empty] | 0 | 0 | 0 | 0 | 0 | 0 | 0 | 0 | 0 | 0 | 0 | 0 | 0 | 0 | 0 | 0 | 0 | 0 | 0 | 0 | 0 | 0 | 0 | 0 | 0 | 0 | 0 | 0
[10 empty] | 0 | 0 | 0 | 0 | 0 | 0 | 0 | 0 | 0 | 0 | 0 | 0 | 0 | 0 | 0 | 0 | 0 | 0 | 0 | 0 | 0 | 0 | 0 | 0 | 0 | 0 | 0 | 0
[10 empty] | 0 | 0 | 0 | 0 | 0 | 0 | 0 | 0 | 0 | 0 | 0 | 0 | 0 | 0 | 0 | 0 | 0 | 0 | 0 | 0 | 0 | 0 | 0 | 0 | 0 | 0 | 0 | 0
[10 empty] | 0 | 0 | 0 | 0 | 0 | 0 | 0 | 0 | 0 | 0 | 0 | 0 | 0 | 0 | 0 | 0 | 0 | 0 | 0 | 0 | 0 | 0 | 0 | 0 | 0 | 0 | 0 | 0
[10 empty] | 0 | 0 | 0 | 0 | 0 | 0 | 0 | 0 | 0 | 0 | 0 | 0 | 0 | 0 | 0 | 0 | 0 | 0 | 0 | 0 | 0 | 0 | 0 | 0 | 0 | 0 | 0 | 0
[10 empty] | 0 | 0 | 0 | 0 | 0 | 0 | 0 | 0 | 0 | 0 | 0 | 0 | 0 | 0 | 0 | 0 | 0 | 0 | 0 | 0 | 0 | 0 | 0 | 0 | 0 | 0 | 0 | 0
[10 empty] | 0 | 0 | 0 | 0 | 0 | 0 | 0 | 0 | 0 | 0 | 0 | 0 | 0 | 0 | 0 | 0 | 0 | 0 | 0 | 0 | 0 | 0 | 0 | 0 | 0 | 0 | 0 | 0
[10 empty] | 0 | 0 | 0 | 0 | 0 | 0 | 0 | 0 | 0 | 0 | 0 | 0 | 0 | 0 | 0 | 0 | 0 | 0 | 0 | 0 | 0 | 0 | 0 | 0 | 0 | 0 | 0 | 0
[10 empty] | 0 | 0 | 0 | 0 | 0 | 0 | 0 | 0 | 0 | 0 | 0 | 0 | 0 | 0 | 0 | 0 | 0 | 0 | 0 | 0 | 0 | 0 | 0 | 0 | 0 | 0 | 0 | 0
[10 empty] | 0 | 0 | 0 | 0 | 0 | 0 | 0 | 0 | 0 | 0 | 0 | 0 | 0 | 0 | 0 | 0 | 0 | 0 | 0 | 0 | 0 | 0 | 0 | 0 | 0 | 0 | 0 | 0
[10 empty] | 0 | 0 | 0 | 0 | 0 | 0 | 0 | 0 | 0 | 0 | 0 | 0 | 0 | 0 | 0 | 0 | 0 | 0 | 0 | 0 | 0 | 0 | 0 | 0 | 0 | 0 | 0 | 0
[10 empty] | 0 | 0 | 0 | 0 | 0 | 0 | 0 | 0 | 0 | 0 | 0 | 0 | 0 | 0 | 0 | 0 | 0 | 0 | 0 | 0 | 0 | 0 | 0 | 0 | 0 | 0 | 0 | 0
[10 empty] | 0 | 0 | 0 | 0 | 0 | 0 | 0 | 0 | 0 | 0 | 0 | 0 | 0 | 0 | 0 | 0 | 0 | 0 | 0 | 0 | 0 | 0 | 0 | 0 | 0 | 0 | 0 | 0
[10 empty] | 0 | 0 | 0 | 0 | 0 | 0 | 0 | 0 | 0 | 0 | 0 | 0 | 0 | 0 | 0 | 0 | 0 | 0 | 0 | 0 | 0 | 0 | 0 | 0 | 0 | 0 | 0 | 0
[10 empty] | 0 | 0 | 0 | 0 | 0 | 0 | 0 | 0 | 0 | 0 | 0 | 0 | 0 | 0 | 0 | 0 | 0 | 0 | 0 | 0 | 0 | 0 | 0 | 0 | 0 | 0 | 0 | 0
[10 empty] | 0 | 0 | 0 | 0 | 0 | 0 | 0 | 0 | 0 | 0 | 0 | 0 | 0 | 0 | 0 | 0 | 0 | 0 | 0 | 0 | 0 | 0 | 0 | 0 | 0 | 0 | 0 | 0
[10 empty] | 0 | 0 | 0 | 0 | 0 | 0 | 0 | 0 | 0 | 0 | 0 | 0 | 0 | 0 | 0 | 0 | 0 | 0 | 0 | 0 | 0 | 0 | 0 | 0 | 0 | 0 | 0 | 0
[10 empty] | 0 | 0 | 0 | 0 | 0 | 0 | 0 | 0 | 0 | 0 | 0 | 0 | 0 | 0 | 0 | 0 | 0 | 0 | 0 | 0 | 0 | 0 | 0 | 0 | 0 | 0 | 0 | 0
[10 empty] | 0 | 0 | 0 | 0 | 0 | 0 | 0 | 0 | 0 | 0 | 0 | 0 | 0 | 0 | 0 | 0 | 0 | 0 | 0 | 0 | 0 | 0 | 0 | 0 | 0 | 0 | 0 | 0
[10 empty] | 0 | 0 | 0 | 0 | 0 | 0 | 0 | 0 | 0 | 0 | 0 | 0 | 0 | 0 | 0 | 0 | 0 | 0 | 0 | 0 | 0 | 0 | 0 | 0 | 0 | 0 | 0 | 0
[10 empty] | 0 | 0 | 0 | 0 | 0 | 0 | 0 | 0 | 0 | 0 | 0 | 0 | 0 | 0 | 0 | 0 | 0 | 0 | 0 | 0 | 0 | 0 | 0 | 0 | 0 | 0 | 0 | 0
[10 empty] | 0 | 0 | 0 | 0 | 0 | 0 | 0 | 0 | 0 | 0 | 0 | 0 | 0 | 0 | 0 | 0 | 0 | 0 | 0 | 0 | 0 | 0 | 0 | 0 | 0 | 0 | 0 | 0
[10 empty] | 0 | 0 | 0 | 0 | 0 | 0 | 0 | 0 | 0 | 0 | 0 | 0 | 0 | 0 | 0 | 0 | 0 | 0 | 0 | 0 | 0 | 0 | 0 | 0 | 0 | 0 | 0 | 0
[10 empty] | 0 | 0 | 0 | 0 | 0 | 0 | 0 | 0 | 0 | 0 | 0 | 0 | 0 | 0 | 0 | 0 | 0 | 0 | 0 | 0 | 0 | 0 | 0 | 0 | 0 | 0 | 0 | 0
[10 empty] | 0 | 0 | 0 | 0 | 0 | 0 | 0 | 0 | 0 | 0 | 0 | 0 | 0 | 0 | 0 | 0 | 0 | 0 | 0 | 0 | 0 | 0 | 0 | 0 | 0 | 0 | 0 | 0
[10 empty] | 0 | 0 | 0 | 0 | 0 | 0 | 0 | 0 | 0 | 0 | 0 | 0 | 0 | 0 | 0 | 0 | 0 | 0 | 0 | 0 | 0 | 0 | 0 | 0 | 0 | 0 | 0 | 0
[10 empty] | 0 | 0 | 0 | 0 | 0 | 0 | 0 | 0 | 0 | 0 | 0 | 0 | 0 | 0 | 0 | 0 | 0 | 0 | 0 | 0 | 0 | 0 | 0 | 0 | 0 | 0 | 0 | 0
[10 empty] | 0 | 0 | 0 | 0 | 0 | 0 | 0 | 0 | 0 | 0 | 0 | 0 | 0 | 0 | 0 | 0 | 0 | 0 | 0 | 0 | 0 | 0 | 0 | 0 | 0 | 0 | 0 | 0
[10 empty] | 0 | 0 | 0 | 0 | 0 | 0 | 0 | 0 | 0 | 0 | 0 | 0 | 0 | 0 | 0 | 0 | 0 | 0 | 0 | 0 | 0 | 0 | 0 | 0 | 0 | 0 | 0 | 0
[10 empty] | 0 | 0 | 0 | 0 | 0 | 0 | 0 | 0 | 0 | 0 | 0 | 0 | 0 | 0 | 0 | 0 | 0 | 0 | 0 | 0 | 0 | 0 | 0 | 0 | 0 | 0 | 0 | 0
[10 empty] | 0 | 0 | 0 | 0 | 0 | 0 | 0 | 0 | 0 | 0 | 0 | 0 | 0 | 0 | 0 | 0 | 0 | 0 | 0 | 0 | 0 | 0 | 0 | 0 | 0 | 0 | 0 | 0
[10 empty] | 0 | 0 | 0 | 0 | 0 | 0 | 0 | 0 | 0 | 0 | 0 | 0 | 0 | 0 | 0 | 0 | 0 | 0 | 0 | 0 | 0 | 0 | 0 | 0 | 0 | 0 | 0 | 0
[10 empty] | 0 | 0 | 0 | 0 | 0 | 0 | 0 | 0 | 0 | 0 | 0 | 0 | 0 | 0 | 0 | 0 | 0 | 0 | 0 | 0 | 0 | 0 | 0 | 0 | 0 | 0 | 0 | 0
[10 empty] | 0 | 0 | 0 | 0 | 0 | 0 | 0 | 0 | 0 | 0 | 0 | 0 | 0 | 0 | 0 | 0 | 0 | 0 | 0 | 0 | 0 | 0 | 0 | 0 | 0 | 0 | 0 | 0
[10 empty] | 0 | 0 | 0 | 0 | 0 | 0 | 0 | 0 | 0 | 0 | 0 | 0 | 0 | 0 | 0 | 0 | 0 | 0 | 0 | 0 | 0 | 0 | 0 | 0 | 0 | 0 | 0 | 0
[10 empty] | 0 | 0 | 0 | 0 | 0 | 0 | 0 | 0 | 0 | 0 | 0 | 0 | 0 | 0 | 0 | 0 | 0 | 0 | 0 | 0 | 0 | 0 | 0 | 0 | 0 | 0 | 0 | 0
[10 empty] | 0 | 0 | 0 | 0 | 0 | 0 | 0 | 0 | 0 | 0 | 0 | 0 | 0 | 0 | 0 | 0 | 0 | 0 | 0 | 0 | 0 | 0 | 0 | 0 | 0 | 0 | 0 | 0
[10 empty] | 0 | 0 | 0 | 0 | 0 | 0 | 0 | 0 | 0 | 0 | 0 | 0 | 0 | 0 | 0 | 0 | 0 | 0 | 0 | 0 | 0 | 0 | 0 | 0 | 0 | 0 | 0 | 0
[10 empty] | 0 | 0 | 0 | 0 | 0 | 0 | 0 | 0 | 0 | 0 | 0 | 0 | 0 | 0 | 0 | 0 | 0 | 0 | 0 | 0 | 0 | 0 | 0 | 0 | 0 | 0 | 0 | 0
[10 empty] | 0 | 0 | 0 | 0 | 0 | 0 | 0 | 0 | 0 | 0 | 0 | 0 | 0 | 0 | 0 | 0 | 0 | 0 | 0 | 0 | 0 | 0 | 0 | 0 | 0 | 0 | 0 | 0
[10 empty] | 0 | 0 | 0 | 0 | 0 | 0 | 0 | 0 | 0 | 0 | 0 | 0 | 0 | 0 | 0 | 0 | 0 | 0 | 0 | 0 | 0 | 0 | 0 | 0 | 0 | 0 | 0 | 0
[10 empty] | 0 | 0 | 0 | 0 | 0 | 0 | 0 | 0 | 0 | 0 | 0 | 0 | 0 | 0 | 0 | 0 | 0 | 0 | 0 | 0 | 0 | 0 | 0 | 0 | 0 | 0 | 0 | 0
[10 empty] | 0 | 0 | 0 | 0 | 0 | 0 | 0 | 0 | 0 | 0 | 0 | 0 | 0 | 0 | 0 | 0 | 0 | 0 | 0 | 0 | 0 | 0 | 0 | 0 | 0 | 0 | 0 | 0
[10 empty] | 0 | 0 | 0 | 0 | 0 | 0 | 0 | 0 | 0 | 0 | 0 | 0 | 0 | 0 | 0 | 0 | 0 | 0 | 0 | 0 | 0 | 0 | 0 | 0 | 0 | 0 | 0 | 0
[10 empty] | 0 | 0 | 0 | 0 | 0 | 0 | 0 | 0 | 0 | 0 | 0 | 0 | 0 | 0 | 0 | 0 | 0 | 0 | 0 | 0 | 0 | 0 | 0 | 0 | 0 | 0 | 0 | 0
[10 empty] | 0 | 0 | 0 | 0 | 0 | 0 | 0 | 0 | 0 | 0 | 0 | 0 | 0 | 0 | 0 | 0 | 0 | 0 | 0 | 0 | 0 | 0 | 0 | 0 | 0 | 0 | 0 | 0
[10 empty] | 0 | 0 | 0 | 0 | 0 | 0 | 0 | 0 | 0 | 0 | 0 | 0 | 0 | 0 | 0 | 0 | 0 | 0 | 0 | 0 | 0 | 0 | 0 | 0 | 0 | 0 | 0 | 0
[10 empty] | 0 | 0 | 0 | 0 | 0 | 0 | 0 | 0 | 0 | 0 | 0 | 0 | 0 | 0 | 0 | 0 | 0 | 0 | 0 | 0 | 0 | 0 | 0 | 0 | 0 | 0 | 0 | 0
[10 empty] | 0 | 0 | 0 | 0 | 0 | 0 | 0 | 0 | 0 | 0 | 0 | 0 | 0 | 0 | 0 | 0 | 0 | 0 | 0 | 0 | 0 | 0 | 0 | 0 | 0 | 0 | 0 | 0
[10 empty] | 0 | 0 | 0 | 0 | 0 | 0 | 0 | 0 | 0 | 0 | 0 | 0 | 0 | 0 | 0 | 0 | 0 | 0 | 0 | 0 | 0 | 0 | 0 | 0 | 0 | 0 | 0 | 0
[10 empty] | 0 | 0 | 0 | 0 | 0 | 0 | 0 | 0 | 0 | 0 | 0 | 0 | 0 | 0 | 0 | 0 | 0 | 0 | 0 | 0 | 0 | 0 | 0 | 0 | 0 | 0 | 0 | 0
[10 empty] | 0 | 0 | 0 | 0 | 0 | 0 | 0 | 0 | 0 | 0 | 0 | 0 | 0 | 0 | 0 | 0 | 0 | 0 | 0 | 0 | 0 | 0 | 0 | 0 | 0 | 0 | 0 | 0
[10 empty] | 0 | 0 | 0 | 0 | 0 | 0 | 0 | 0 | 0 | 0 | 0 | 0 | 0 | 0 | 0 | 0 | 0 | 0 | 0 | 0 | 0 | 0 | 0 | 0 | 0 | 0 | 0 | 0
[10 empty] | 0 | 0 | 0 | 0 | 0 | 0 | 0 | 0 | 0 | 0 | 0 | 0 | 0 | 0 | 0 | 0 | 0 | 0 | 0 | 0 | 0 | 0 | 0 | 0 | 0 | 0 | 0 | 0
[10 empty] | 0 | 0 | 0 | 0 | 0 | 0 | 0 | 0 | 0 | 0 | 0 | 0 | 0 | 0 | 0 | 0 | 0 | 0 | 0 | 0 | 0 | 0 | 0 | 0 | 0 | 0 | 0 | 0
[10 empty] | 0 | 0 | 0 | 0 | 0 | 0 | 0 | 0 | 0 | 0 | 0 | 0 | 0 | 0 | 0 | 0 | 0 | 0 | 0 | 0 | 0 | 0 | 0 | 0 | 0 | 0 | 0 | 0
[10 empty] | 0 | 0 | 0 | 0 | 0 | 0 | 0 | 0 | 0 | 0 | 0 | 0 | 0 | 0 | 0 | 0 | 0 | 0 | 0 | 0 | 0 | 0 | 0 | 0 | 0 | 0 | 0 | 0
[10 empty] | 0 | 0 | 0 | 0 | 0 | 0 | 0 | 0 | 0 | 0 | 0 | 0 | 0 | 0 | 0 | 0 | 0 | 0 | 0 | 0 | 0 | 0 | 0 | 0 | 0 | 0 | 0 | 0
[10 empty] | 0 | 0 | 0 | 0 | 0 | 0 | 0 | 0 | 0 | 0 | 0 | 0 | 0 | 0 | 0 | 0 | 0 | 0 | 0 | 0 | 0 | 0 | 0 | 0 | 0 | 0 | 0 | 0
[10 empty] | 0 | 0 | 0 | 0 | 0 | 0 | 0 | 0 | 0 | 0 | 0 | 0 | 0 | 0 | 0 | 0 | 0 | 0 | 0 | 0 | 0 | 0 | 0 | 0 | 0 | 0 | 0 | 0
[10 empty] | 0 | 0 | 0 | 0 | 0 | 0 | 0 | 0 | 0 | 0 | 0 | 0 | 0 | 0 | 0 | 0 | 0 | 0 | 0 | 0 | 0 | 0 | 0 | 0 | 0 | 0 | 0 | 0
[10 empty] | 0 | 0 | 0 | 0 | 0 | 0 | 0 | 0 | 0 | 0 | 0 | 0 | 0 | 0 | 0 | 0 | 0 | 0 | 0 | 0 | 0 | 0 | 0 | 0 | 0 | 0 | 0 | 0
[10 empty] | 0 | 0 | 0 | 0 | 0 | 0 | 0 | 0 | 0 | 0 | 0 | 0 | 0 | 0 | 0 | 0 | 0 | 0 | 0 | 0 | 0 | 0 | 0 | 0 | 0 | 0 | 0 | 0
[10 empty] | 0 | 0 | 0 | 0 | 0 | 0 | 0 | 0 | 0 | 0 | 0 | 0 | 0 | 0 | 0 | 0 | 0 | 0 | 0 | 0 | 0 | 0 | 0 | 0 | 0 | 0 | 0 | 0
[10 empty] | 0 | 0 | 0 | 0 | 0 | 0 | 0 | 0 | 0 | 0 | 0 | 0 | 0 | 0 | 0 | 0 | 0 | 0 | 0 | 0 | 0 | 0 | 0 | 0 | 0 | 0 | 0 | 0
[10 empty] | 0 | 0 | 0 | 0 | 0 | 0 | 0 | 0 | 0 | 0 | 0 | 0 | 0 | 0 | 0 | 0 | 0 | 0 | 0 | 0 | 0 | 0 | 0 | 0 | 0 | 0 | 0 | 0
[10 empty] | 0 | 0 | 0 | 0 | 0 | 0 | 0 | 0 | 0 | 0 | 0 | 0 | 0 | 0 | 0 | 0 | 0 | 0 | 0 | 0 | 0 | 0 | 0 | 0 | 0 | 0 | 0 | 0
[10 empty] | 0 | 0 | 0 | 0 | 0 | 0 | 0 | 0 | 0 | 0 | 0 | 0 | 0 | 0 | 0 | 0 | 0 | 0 | 0 | 0 | 0 | 0 | 0 | 0 | 0 | 0 | 0 | 0
[10 empty] | 0 | 0 | 0 | 0 | 0 | 0 | 0 | 0 | 0 | 0 | 0 | 0 | 0 | 0 | 0 | 0 | 0 | 0 | 0 | 0 | 0 | 0 | 0 | 0 | 0 | 0 | 0 | 0
[10 empty] | 0 | 0 | 0 | 0 | 0 | 0 | 0 | 0 | 0 | 0 | 0 | 0 | 0 | 0 | 0 | 0 | 0 | 0 | 0 | 0 | 0 | 0 | 0 | 0 | 0 | 0 | 0 | 0
[10 empty] | 0 | 0 | 0 | 0 | 0 | 0 | 0 | 0 | 0 | 0 | 0 | 0 | 0 | 0 | 0 | 0 | 0 | 0 | 0 | 0 | 0 | 0 | 0 | 0 | 0 | 0 | 0 | 0
[10 empty] | 0 | 0 | 0 | 0 | 0 | 0 | 0 | 0 | 0 | 0 | 0 | 0 | 0 | 0 | 0 | 0 | 0 | 0 | 0 | 0 | 0 | 0 | 0 | 0 | 0 | 0 | 0 | 0
[10 empty] | 0 | 0 | 0 | 0 | 0 | 0 | 0 | 0 | 0 | 0 | 0 | 0 | 0 | 0 | 0 | 0 | 0 | 0 | 0 | 0 | 0 | 0 | 0 | 0 | 0 | 0 | 0 | 0
[10 empty] | 0 | 0 | 0 | 0 | 0 | 0 | 0 | 0 | 0 | 0 | 0 | 0 | 0 | 0 | 0 | 0 | 0 | 0 | 0 | 0 | 0 | 0 | 0 | 0 | 0 | 0 | 0 | 0
[10 empty] | 0 | 0 | 0 | 0 | 0 | 0 | 0 | 0 | 0 | 0 | 0 | 0 | 0 | 0 | 0 | 0 | 0 | 0 | 0 | 0 | 0 | 0 | 0 | 0 | 0 | 0 | 0 | 0
[10 empty] | 0 | 0 | 0 | 0 | 0 | 0 | 0 | 0 | 0 | 0 | 0 | 0 | 0 | 0 | 0 | 0 | 0 | 0 | 0 | 0 | 0 | 0 | 0 | 0 | 0 | 0 | 0 | 0
[10 empty] | 0 | 0 | 0 | 0 | 0 | 0 | 0 | 0 | 0 | 0 | 0 | 0 | 0 | 0 | 0 | 0 | 0 | 0 | 0 | 0 | 0 | 0 | 0 | 0 | 0 | 0 | 0 | 0
[10 empty] | 0 | 0 | 0 | 0 | 0 | 0 | 0 | 0 | 0 | 0 | 0 | 0 | 0 | 0 | 0 | 0 | 0 | 0 | 0 | 0 | 0 | 0 | 0 | 0 | 0 | 0 | 0 | 0
[10 empty] | 0 | 0 | 0 | 0 | 0 | 0 | 0 | 0 | 0 | 0 | 0 | 0 | 0 | 0 | 0 | 0 | 0 | 0 | 0 | 0 | 0 | 0 | 0 | 0 | 0 | 0 | 0 | 0
[10 empty] | 0 | 0 | 0 | 0 | 0 | 0 | 0 | 0 | 0 | 0 | 0 | 0 | 0 | 0 | 0 | 0 | 0 | 0 | 0 | 0 | 0 | 0 | 0 | 0 | 0 | 0 | 0 | 0
[10 empty] | 0 | 0 | 0 | 0 | 0 | 0 | 0 | 0 | 0 | 0 | 0 | 0 | 0 | 0 | 0 | 0 | 0 | 0 | 0 | 0 | 0 | 0 | 0 | 0 | 0 | 0 | 0 | 0
[10 empty] | 0 | 0 | 0 | 0 | 0 | 0 | 0 | 0 | 0 | 0 | 0 | 0 | 0 | 0 | 0 | 0 | 0 | 0 | 0 | 0 | 0 | 0 | 0 | 0 | 0 | 0 | 0 | 0
[10 empty] | 0 | 0 | 0 | 0 | 0 | 0 | 0 | 0 | 0 | 0 | 0 | 0 | 0 | 0 | 0 | 0 | 0 | 0 | 0 | 0 | 0 | 0 | 0 | 0 | 0 | 0 | 0 | 0
[10 empty] | 0 | 0 | 0 | 0 | 0 | 0 | 0 | 0 | 0 | 0 | 0 | 0 | 0 | 0 | 0 | 0 | 0 | 0 | 0 | 0 | 0 | 0 | 0 | 0 | 0 | 0 | 0 | 0
[10 empty] | 0 | 0 | 0 | 0 | 0 | 0 | 0 | 0 | 0 | 0 | 0 | 0 | 0 | 0 | 0 | 0 | 0 | 0 | 0 | 0 | 0 | 0 | 0 | 0 | 0 | 0 | 0 | 0
[10 empty] | 0 | 0 | 0 | 0 | 0 | 0 | 0 | 0 | 0 | 0 | 0 | 0 | 0 | 0 | 0 | 0 | 0 | 0 | 0 | 0 | 0 | 0 | 0 | 0 | 0 | 0 | 0 | 0
[10 empty] | 0 | 0 | 0 | 0 | 0 | 0 | 0 | 0 | 0 | 0 | 0 | 0 | 0 | 0 | 0 | 0 | 0 | 0 | 0 | 0 | 0 | 0 | 0 | 0 | 0 | 0 | 0 | 0
[10 empty] | 0 | 0 | 0 | 0 | 0 | 0 | 0 | 0 | 0 | 0 | 0 | 0 | 0 | 0 | 0 | 0 | 0 | 0 | 0 | 0 | 0 | 0 | 0 | 0 | 0 | 0 | 0 | 0
[10 empty] | 0 | 0 | 0 | 0 | 0 | 0 | 0 | 0 | 0 | 0 | 0 | 0 | 0 | 0 | 0 | 0 | 0 | 0 | 0 | 0 | 0 | 0 | 0 | 0 | 0 | 0 | 0 | 0
[10 empty] | 0 | 0 | 0 | 0 | 0 | 0 | 0 | 0 | 0 | 0 | 0 | 0 | 0 | 0 | 0 | 0 | 0 | 0 | 0 | 0 | 0 | 0 | 0 | 0 | 0 | 0 | 0 | 0
[10 empty] | 0 | 0 | 0 | 0 | 0 | 0 | 0 | 0 | 0 | 0 | 0 | 0 | 0 | 0 | 0 | 0 | 0 | 0 | 0 | 0 | 0 | 0 | 0 | 0 | 0 | 0 | 0 | 0
[10 empty] | 0 | 0 | 0 | 0 | 0 | 0 | 0 | 0 | 0 | 0 | 0 | 0 | 0 | 0 | 0 | 0 | 0 | 0 | 0 | 0 | 0 | 0 | 0 | 0 | 0 | 0 | 0 | 0
[10 empty] | 0 | 0 | 0 | 0 | 0 | 0 | 0 | 0 | 0 | 0 | 0 | 0 | 0 | 0 | 0 | 0 | 0 | 0 | 0 | 0 | 0 | 0 | 0 | 0 | 0 | 0 | 0 | 0
[10 empty] | 0 | 0 | 0 | 0 | 0 | 0 | 0 | 0 | 0 | 0 | 0 | 0 | 0 | 0 | 0 | 0 | 0 | 0 | 0 | 0 | 0 | 0 | 0 | 0 | 0 | 0 | 0 | 0
[10 empty] | 0 | 0 | 0 | 0 | 0 | 0 | 0 | 0 | 0 | 0 | 0 | 0 | 0 | 0 | 0 | 0 | 0 | 0 | 0 | 0 | 0 | 0 | 0 | 0 | 0 | 0 | 0 | 0
[10 empty] | 0 | 0 | 0 | 0 | 0 | 0 | 0 | 0 | 0 | 0 | 0 | 0 | 0 | 0 | 0 | 0 | 0 | 0 | 0 | 0 | 0 | 0 | 0 | 0 | 0 | 0 | 0 | 0
[10 empty] | 0 | 0 | 0 | 0 | 0 | 0 | 0 | 0 | 0 | 0 | 0 | 0 | 0 | 0 | 0 | 0 | 0 | 0 | 0 | 0 | 0 | 0 | 0 | 0 | 0 | 0 | 0 | 0
[10 empty] | 0 | 0 | 0 | 0 | 0 | 0 | 0 | 0 | 0 | 0 | 0 | 0 | 0 | 0 | 0 | 0 | 0 | 0 | 0 | 0 | 0 | 0 | 0 | 0 | 0 | 0 | 0 | 0
[10 empty] | 0 | 0 | 0 | 0 | 0 | 0 | 0 | 0 | 0 | 0 | 0 | 0 | 0 | 0 | 0 | 0 | 0 | 0 | 0 | 0 | 0 | 0 | 0 | 0 | 0 | 0 | 0 | 0
[10 empty] | 0 | 0 | 0 | 0 | 0 | 0 | 0 | 0 | 0 | 0 | 0 | 0 | 0 | 0 | 0 | 0 | 0 | 0 | 0 | 0 | 0 | 0 | 0 | 0 | 0 | 0 | 0 | 0
[10 empty] | 0 | 0 | 0 | 0 | 0 | 0 | 0 | 0 | 0 | 0 | 0 | 0 | 0 | 0 | 0 | 0 | 0 | 0 | 0 | 0 | 0 | 0 | 0 | 0 | 0 | 0 | 0 | 0
[10 empty] | 0 | 0 | 0 | 0 | 0 | 0 | 0 | 0 | 0 | 0 | 0 | 0 | 0 | 0 | 0 | 0 | 0 | 0 | 0 | 0 | 0 | 0 | 0 | 0 | 0 | 0 | 0 | 0
[10 empty] | 0 | 0 | 0 | 0 | 0 | 0 | 0 | 0 | 0 | 0 | 0 | 0 | 0 | 0 | 0 | 0 | 0 | 0 | 0 | 0 | 0 | 0 | 0 | 0 | 0 | 0 | 0 | 0
[10 empty] | 0 | 0 | 0 | 0 | 0 | 0 | 0 | 0 | 0 | 0 | 0 | 0 | 0 | 0 | 0 | 0 | 0 | 0 | 0 | 0 | 0 | 0 | 0 | 0 | 0 | 0 | 0 | 0
[10 empty] | 0 | 0 | 0 | 0 | 0 | 0 | 0 | 0 | 0 | 0 | 0 | 0 | 0 | 0 | 0 | 0 | 0 | 0 | 0 | 0 | 0 | 0 | 0 | 0 | 0 | 0 | 0 | 0
[10 empty] | 0 | 0 | 0 | 0 | 0 | 0 | 0 | 0 | 0 | 0 | 0 | 0 | 0 | 0 | 0 | 0 | 0 | 0 | 0 | 0 | 0 | 0 | 0 | 0 | 0 | 0 | 0 | 0
[10 empty] | 0 | 0 | 0 | 0 | 0 | 0 | 0 | 0 | 0 | 0 | 0 | 0 | 0 | 0 | 0 | 0 | 0 | 0 | 0 | 0 | 0 | 0 | 0 | 0 | 0 | 0 | 0 | 0
[10 empty] | 0 | 0 | 0 | 0 | 0 | 0 | 0 | 0 | 0 | 0 | 0 | 0 | 0 | 0 | 0 | 0 | 0 | 0 | 0 | 0 | 0 | 0 | 0 | 0 | 0 | 0 | 0 | 0
[10 empty] | 0 | 0 | 0 | 0 | 0 | 0 | 0 | 0 | 0 | 0 | 0 | 0 | 0 | 0 | 0 | 0 | 0 | 0 | 0 | 0 | 0 | 0 | 0 | 0 | 0 | 0 | 0 | 0
[10 empty] | 0 | 0 | 0 | 0 | 0 | 0 | 0 | 0 | 0 | 0 | 0 | 0 | 0 | 0 | 0 | 0 | 0 | 0 | 0 | 0 | 0 | 0 | 0 | 0 | 0 | 0 | 0 | 0
[10 empty] | 0 | 0 | 0 | 0 | 0 | 0 | 0 | 0 | 0 | 0 | 0 | 0 | 0 | 0 | 0 | 0 | 0 | 0 | 0 | 0 | 0 | 0 | 0 | 0 | 0 | 0 | 0 | 0
[10 empty] | 0 | 0 | 0 | 0 | 0 | 0 | 0 | 0 | 0 | 0 | 0 | 0 | 0 | 0 | 0 | 0 | 0 | 0 | 0 | 0 | 0 | 0 | 0 | 0 | 0 | 0 | 0 | 0
[10 empty] | 0 | 0 | 0 | 0 | 0 | 0 | 0 | 0 | 0 | 0 | 0 | 0 | 0 | 0 | 0 | 0 | 0 | 0 | 0 | 0 | 0 | 0 | 0 | 0 | 0 | 0 | 0 | 0
[10 empty] | 0 | 0 | 0 | 0 | 0 | 0 | 0 | 0 | 0 | 0 | 0 | 0 | 0 | 0 | 0 | 0 | 0 | 0 | 0 | 0 | 0 | 0 | 0 | 0 | 0 | 0 | 0 | 0
[10 empty] | 0 | 0 | 0 | 0 | 0 | 0 | 0 | 0 | 0 | 0 | 0 | 0 | 0 | 0 | 0 | 0 | 0 | 0 | 0 | 0 | 0 | 0 | 0 | 0 | 0 | 0 | 0 | 0
[10 empty] | 0 | 0 | 0 | 0 | 0 | 0 | 0 | 0 | 0 | 0 | 0 | 0 | 0 | 0 | 0 | 0 | 0 | 0 | 0 | 0 | 0 | 0 | 0 | 0 | 0 | 0 | 0 | 0
[10 empty] | 0 | 0 | 0 | 0 | 0 | 0 | 0 | 0 | 0 | 0 | 0 | 0 | 0 | 0 | 0 | 0 | 0 | 0 | 0 | 0 | 0 | 0 | 0 | 0 | 0 | 0 | 0 | 0
[10 empty] | 0 | 0 | 0 | 0 | 0 | 0 | 0 | 0 | 0 | 0 | 0 | 0 | 0 | 0 | 0 | 0 | 0 | 0 | 0 | 0 | 0 | 0 | 0 | 0 | 0 | 0 | 0 | 0
[10 empty] | 0 | 0 | 0 | 0 | 0 | 0 | 0 | 0 | 0 | 0 | 0 | 0 | 0 | 0 | 0 | 0 | 0 | 0 | 0 | 0 | 0 | 0 | 0 | 0 | 0 | 0 | 0 | 0
[10 empty] | 0 | 0 | 0 | 0 | 0 | 0 | 0 | 0 | 0 | 0 | 0 | 0 | 0 | 0 | 0 | 0 | 0 | 0 | 0 | 0 | 0 | 0 | 0 | 0 | 0 | 0 | 0 | 0
[10 empty] | 0 | 0 | 0 | 0 | 0 | 0 | 0 | 0 | 0 | 0 | 0 | 0 | 0 | 0 | 0 | 0 | 0 | 0 | 0 | 0 | 0 | 0 | 0 | 0 | 0 | 0 | 0 | 0
[10 empty] | 0 | 0 | 0 | 0 | 0 | 0 | 0 | 0 | 0 | 0 | 0 | 0 | 0 | 0 | 0 | 0 | 0 | 0 | 0 | 0 | 0 | 0 | 0 | 0 | 0 | 0 | 0 | 0
[10 empty] | 0 | 0 | 0 | 0 | 0 | 0 | 0 | 0 | 0 | 0 | 0 | 0 | 0 | 0 | 0 | 0 | 0 | 0 | 0 | 0 | 0 | 0 | 0 | 0 | 0 | 0 | 0 | 0
[10 empty] | 0 | 0 | 0 | 0 | 0 | 0 | 0 | 0 | 0 | 0 | 0 | 0 | 0 | 0 | 0 | 0 | 0 | 0 | 0 | 0 | 0 | 0 | 0 | 0 | 0 | 0 | 0 | 0
[10 empty] | 0 | 0 | 0 | 0 | 0 | 0 | 0 | 0 | 0 | 0 | 0 | 0 | 0 | 0 | 0 | 0 | 0 | 0 | 0 | 0 | 0 | 0 | 0 | 0 | 0 | 0 | 0 | 0
[10 empty] | 0 | 0 | 0 | 0 | 0 | 0 | 0 | 0 | 0 | 0 | 0 | 0 | 0 | 0 | 0 | 0 | 0 | 0 | 0 | 0 | 0 | 0 | 0 | 0 | 0 | 0 | 0 | 0
[10 empty] | 0 | 0 | 0 | 0 | 0 | 0 | 0 | 0 | 0 | 0 | 0 | 0 | 0 | 0 | 0 | 0 | 0 | 0 | 0 | 0 | 0 | 0 | 0 | 0 | 0 | 0 | 0 | 0
[10 empty] | 0 | 0 | 0 | 0 | 0 | 0 | 0 | 0 | 0 | 0 | 0 | 0 | 0 | 0 | 0 | 0 | 0 | 0 | 0 | 0 | 0 | 0 | 0 | 0 | 0 | 0 | 0 | 0
[10 empty] | 0 | 0 | 0 | 0 | 0 | 0 | 0 | 0 | 0 | 0 | 0 | 0 | 0 | 0 | 0 | 0 | 0 | 0 | 0 | 0 | 0 | 0 | 0 | 0 | 0 | 0 | 0 | 0
[10 empty] | 0 | 0 | 0 | 0 | 0 | 0 | 0 | 0 | 0 | 0 | 0 | 0 | 0 | 0 | 0 | 0 | 0 | 0 | 0 | 0 | 0 | 0 | 0 | 0 | 0 | 0 | 0 | 0
[10 empty] | 0 | 0 | 0 | 0 | 0 | 0 | 0 | 0 | 0 | 0 | 0 | 0 | 0 | 0 | 0 | 0 | 0 | 0 | 0 | 0 | 0 | 0 | 0 | 0 | 0 | 0 | 0 | 0
[10 empty] | 0 | 0 | 0 | 0 | 0 | 0 | 0 | 0 | 0 | 0 | 0 | 0 | 0 | 0 | 0 | 0 | 0 | 0 | 0 | 0 | 0 | 0 | 0 | 0 | 0 | 0 | 0 | 0
[10 empty] | 0 | 0 | 0 | 0 | 0 | 0 | 0 | 0 | 0 | 0 | 0 | 0 | 0 | 0 | 0 | 0 | 0 | 0 | 0 | 0 | 0 | 0 | 0 | 0 | 0 | 0 | 0 | 0
[10 empty] | 0 | 0 | 0 | 0 | 0 | 0 | 0 | 0 | 0 | 0 | 0 | 0 | 0 | 0 | 0 | 0 | 0 | 0 | 0 | 0 | 0 | 0 | 0 | 0 | 0 | 0 | 0 | 0
[10 empty] | 0 | 0 | 0 | 0 | 0 | 0 | 0 | 0 | 0 | 0 | 0 | 0 | 0 | 0 | 0 | 0 | 0 | 0 | 0 | 0 | 0 | 0 | 0 | 0 | 0 | 0 | 0 | 0
[10 empty] | 0 | 0 | 0 | 0 | 0 | 0 | 0 | 0 | 0 | 0 | 0 | 0 | 0 | 0 | 0 | 0 | 0 | 0 | 0 | 0 | 0 | 0 | 0 | 0 | 0 | 0 | 0 | 0
[10 empty] | 0 | 0 | 0 | 0 | 0 | 0 | 0 | 0 | 0 | 0 | 0 | 0 | 0 | 0 | 0 | 0 | 0 | 0 | 0 | 0 | 0 | 0 | 0 | 0 | 0 | 0 | 0 | 0
[10 empty] | 0 | 0 | 0 | 0 | 0 | 0 | 0 | 0 | 0 | 0 | 0 | 0 | 0 | 0 | 0 | 0 | 0 | 0 | 0 | 0 | 0 | 0 | 0 | 0 | 0 | 0 | 0 | 0
[10 empty] | 0 | 0 | 0 | 0 | 0 | 0 | 0 | 0 | 0 | 0 | 0 | 0 | 0 | 0 | 0 | 0 | 0 | 0 | 0 | 0 | 0 | 0 | 0 | 0 | 0 | 0 | 0 | 0
[10 empty] | 0 | 0 | 0 | 0 | 0 | 0 | 0 | 0 | 0 | 0 | 0 | 0 | 0 | 0 | 0 | 0 | 0 | 0 | 0 | 0 | 0 | 0 | 0 | 0 | 0 | 0 | 0 | 0
[10 empty] | 0 | 0 | 0 | 0 | 0 | 0 | 0 | 0 | 0 | 0 | 0 | 0 | 0 | 0 | 0 | 0 | 0 | 0 | 0 | 0 | 0 | 0 | 0 | 0 | 0 | 0 | 0 | 0
[10 empty] | 0 | 0 | 0 | 0 | 0 | 0 | 0 | 0 | 0 | 0 | 0 | 0 | 0 | 0 | 0 | 0 | 0 | 0 | 0 | 0 | 0 | 0 | 0 | 0 | 0 | 0 | 0 | 0
[10 empty] | 0 | 0 | 0 | 0 | 0 | 0 | 0 | 0 | 0 | 0 | 0 | 0 | 0 | 0 | 0 | 0 | 0 | 0 | 0 | 0 | 0 | 0 | 0 | 0 | 0 | 0 | 0 | 0
[10 empty] | 0 | 0 | 0 | 0 | 0 | 0 | 0 | 0 | 0 | 0 | 0 | 0 | 0 | 0 | 0 | 0 | 0 | 0 | 0 | 0 | 0 | 0 | 0 | 0 | 0 | 0 | 0 | 0
[10 empty] | 0 | 0 | 0 | 0 | 0 | 0 | 0 | 0 | 0 | 0 | 0 | 0 | 0 | 0 | 0 | 0 | 0 | 0 | 0 | 0 | 0 | 0 | 0 | 0 | 0 | 0 | 0 | 0
[10 empty] | 0 | 0 | 0 | 0 | 0 | 0 | 0 | 0 | 0 | 0 | 0 | 0 | 0 | 0 | 0 | 0 | 0 | 0 | 0 | 0 | 0 | 0 | 0 | 0 | 0 | 0 | 0 | 0
[10 empty] | 0 | 0 | 0 | 0 | 0 | 0 | 0 | 0 | 0 | 0 | 0 | 0 | 0 | 0 | 0 | 0 | 0 | 0 | 0 | 0 | 0 | 0 | 0 | 0 | 0 | 0 | 0 | 0
[10 empty] | 0 | 0 | 0 | 0 | 0 | 0 | 0 | 0 | 0 | 0 | 0 | 0 | 0 | 0 | 0 | 0 | 0 | 0 | 0 | 0 | 0 | 0 | 0 | 0 | 0 | 0 | 0 | 0
[10 empty] | 0 | 0 | 0 | 0 | 0 | 0 | 0 | 0 | 0 | 0 | 0 | 0 | 0 | 0 | 0 | 0 | 0 | 0 | 0 | 0 | 0 | 0 | 0 | 0 | 0 | 0 | 0 | 0
[10 empty] | 0 | 0 | 0 | 0 | 0 | 0 | 0 | 0 | 0 | 0 | 0 | 0 | 0 | 0 | 0 | 0 | 0 | 0 | 0 | 0 | 0 | 0 | 0 | 0 | 0 | 0 | 0 | 0
[10 empty] | 0 | 0 | 0 | 0 | 0 | 0 | 0 | 0 | 0 | 0 | 0 | 0 | 0 | 0 | 0 | 0 | 0 | 0 | 0 | 0 | 0 | 0 | 0 | 0 | 0 | 0 | 0 | 0
[10 empty] | 0 | 0 | 0 | 0 | 0 | 0 | 0 | 0 | 0 | 0 | 0 | 0 | 0 | 0 | 0 | 0 | 0 | 0 | 0 | 0 | 0 | 0 | 0 | 0 | 0 | 0 | 0 | 0
[10 empty] | 0 | 0 | 0 | 0 | 0 | 0 | 0 | 0 | 0 | 0 | 0 | 0 | 0 | 0 | 0 | 0 | 0 | 0 | 0 | 0 | 0 | 0 | 0 | 0 | 0 | 0 | 0 | 0
[10 empty] | 0 | 0 | 0 | 0 | 0 | 0 | 0 | 0 | 0 | 0 | 0 | 0 | 0 | 0 | 0 | 0 | 0 | 0 | 0 | 0 | 0 | 0 | 0 | 0 | 0 | 0 | 0 | 0
[10 empty] | 0 | 0 | 0 | 0 | 0 | 0 | 0 | 0 | 0 | 0 | 0 | 0 | 0 | 0 | 0 | 0 | 0 | 0 | 0 | 0 | 0 | 0 | 0 | 0 | 0 | 0 | 0 | 0
[10 empty] | 0 | 0 | 0 | 0 | 0 | 0 | 0 | 0 | 0 | 0 | 0 | 0 | 0 | 0 | 0 | 0 | 0 | 0 | 0 | 0 | 0 | 0 | 0 | 0 | 0 | 0 | 0 | 0
[10 empty] | 0 | 0 | 0 | 0 | 0 | 0 | 0 | 0 | 0 | 0 | 0 | 0 | 0 | 0 | 0 | 0 | 0 | 0 | 0 | 0 | 0 | 0 | 0 | 0 | 0 | 0 | 0 | 0
[10 empty] | 0 | 0 | 0 | 0 | 0 | 0 | 0 | 0 | 0 | 0 | 0 | 0 | 0 | 0 | 0 | 0 | 0 | 0 | 0 | 0 | 0 | 0 | 0 | 0 | 0 | 0 | 0 | 0
[10 empty] | 0 | 0 | 0 | 0 | 0 | 0 | 0 | 0 | 0 | 0 | 0 | 0 | 0 | 0 | 0 | 0 | 0 | 0 | 0 | 0 | 0 | 0 | 0 | 0 | 0 | 0 | 0 | 0
[10 empty] | 0 | 0 | 0 | 0 | 0 | 0 | 0 | 0 | 0 | 0 | 0 | 0 | 0 | 0 | 0 | 0 | 0 | 0 | 0 | 0 | 0 | 0 | 0 | 0 | 0 | 0 | 0 | 0
[10 empty] | 0 | 0 | 0 | 0 | 0 | 0 | 0 | 0 | 0 | 0 | 0 | 0 | 0 | 0 | 0 | 0 | 0 | 0 | 0 | 0 | 0 | 0 | 0 | 0 | 0 | 0 | 0 | 0
[10 empty] | 0 | 0 | 0 | 0 | 0 | 0 | 0 | 0 | 0 | 0 | 0 | 0 | 0 | 0 | 0 | 0 | 0 | 0 | 0 | 0 | 0 | 0 | 0 | 0 | 0 | 0 | 0 | 0
[10 empty] | 0 | 0 | 0 | 0 | 0 | 0 | 0 | 0 | 0 | 0 | 0 | 0 | 0 | 0 | 0 | 0 | 0 | 0 | 0 | 0 | 0 | 0 | 0 | 0 | 0 | 0 | 0 | 0
[10 empty] | 0 | 0 | 0 | 0 | 0 | 0 | 0 | 0 | 0 | 0 | 0 | 0 | 0 | 0 | 0 | 0 | 0 | 0 | 0 | 0 | 0 | 0 | 0 | 0 | 0 | 0 | 0 | 0
[10 empty] | 0 | 0 | 0 | 0 | 0 | 0 | 0 | 0 | 0 | 0 | 0 | 0 | 0 | 0 | 0 | 0 | 0 | 0 | 0 | 0 | 0 | 0 | 0 | 0 | 0 | 0 | 0 | 0
[10 empty] | 0 | 0 | 0 | 0 | 0 | 0 | 0 | 0 | 0 | 0 | 0 | 0 | 0 | 0 | 0 | 0 | 0 | 0 | 0 | 0 | 0 | 0 | 0 | 0 | 0 | 0 | 0 | 0
[10 empty] | 0 | 0 | 0 | 0 | 0 | 0 | 0 | 0 | 0 | 0 | 0 | 0 | 0 | 0 | 0 | 0 | 0 | 0 | 0 | 0 | 0 | 0 | 0 | 0 | 0 | 0 | 0 | 0
[10 empty] | 0 | 0 | 0 | 0 | 0 | 0 | 0 | 0 | 0 | 0 | 0 | 0 | 0 | 0 | 0 | 0 | 0 | 0 | 0 | 0 | 0 | 0 | 0 | 0 | 0 | 0 | 0 | 0
[10 empty] | 0 | 0 | 0 | 0 | 0 | 0 | 0 | 0 | 0 | 0 | 0 | 0 | 0 | 0 | 0 | 0 | 0 | 0 | 0 | 0 | 0 | 0 | 0 | 0 | 0 | 0 | 0 | 0
[10 empty] | 0 | 0 | 0 | 0 | 0 | 0 | 0 | 0 | 0 | 0 | 0 | 0 | 0 | 0 | 0 | 0 | 0 | 0 | 0 | 0 | 0 | 0 | 0 | 0 | 0 | 0 | 0 | 0
[10 empty] | 0 | 0 | 0 | 0 | 0 | 0 | 0 | 0 | 0 | 0 | 0 | 0 | 0 | 0 | 0 | 0 | 0 | 0 | 0 | 0 | 0 | 0 | 0 | 0 | 0 | 0 | 0 | 0
[10 empty] | 0 | 0 | 0 | 0 | 0 | 0 | 0 | 0 | 0 | 0 | 0 | 0 | 0 | 0 | 0 | 0 | 0 | 0 | 0 | 0 | 0 | 0 | 0 | 0 | 0 | 0 | 0 | 0
[10 empty] | 0 | 0 | 0 | 0 | 0 | 0 | 0 | 0 | 0 | 0 | 0 | 0 | 0 | 0 | 0 | 0 | 0 | 0 | 0 | 0 | 0 | 0 | 0 | 0 | 0 | 0 | 0 | 0
[10 empty] | 0 | 0 | 0 | 0 | 0 | 0 | 0 | 0 | 0 | 0 | 0 | 0 | 0 | 0 | 0 | 0 | 0 | 0 | 0 | 0 | 0 | 0 | 0 | 0 | 0 | 0 | 0 | 0
[10 empty] | 0 | 0 | 0 | 0 | 0 | 0 | 0 | 0 | 0 | 0 | 0 | 0 | 0 | 0 | 0 | 0 | 0 | 0 | 0 | 0 | 0 | 0 | 0 | 0 | 0 | 0 | 0 | 0
[10 empty] | 0 | 0 | 0 | 0 | 0 | 0 | 0 | 0 | 0 | 0 | 0 | 0 | 0 | 0 | 0 | 0 | 0 | 0 | 0 | 0 | 0 | 0 | 0 | 0 | 0 | 0 | 0 | 0
[10 empty] | 0 | 0 | 0 | 0 | 0 | 0 | 0 | 0 | 0 | 0 | 0 | 0 | 0 | 0 | 0 | 0 | 0 | 0 | 0 | 0 | 0 | 0 | 0 | 0 | 0 | 0 | 0 | 0
[10 empty] | 0 | 0 | 0 | 0 | 0 | 0 | 0 | 0 | 0 | 0 | 0 | 0 | 0 | 0 | 0 | 0 | 0 | 0 | 0 | 0 | 0 | 0 | 0 | 0 | 0 | 0 | 0 | 0
[10 empty] | 0 | 0 | 0 | 0 | 0 | 0 | 0 | 0 | 0 | 0 | 0 | 0 | 0 | 0 | 0 | 0 | 0 | 0 | 0 | 0 | 0 | 0 | 0 | 0 | 0 | 0 | 0 | 0
[10 empty] | 0 | 0 | 0 | 0 | 0 | 0 | 0 | 0 | 0 | 0 | 0 | 0 | 0 | 0 | 0 | 0 | 0 | 0 | 0 | 0 | 0 | 0 | 0 | 0 | 0 | 0 | 0 | 0
[10 empty] | 0 | 0 | 0 | 0 | 0 | 0 | 0 | 0 | 0 | 0 | 0 | 0 | 0 | 0 | 0 | 0 | 0 | 0 | 0 | 0 | 0 | 0 | 0 | 0 | 0 | 0 | 0 | 0
[10 empty] | 0 | 0 | 0 | 0 | 0 | 0 | 0 | 0 | 0 | 0 | 0 | 0 | 0 | 0 | 0 | 0 | 0 | 0 | 0 | 0 | 0 | 0 | 0 | 0 | 0 | 0 | 0 | 0
[10 empty] | 0 | 0 | 0 | 0 | 0 | 0 | 0 | 0 | 0 | 0 | 0 | 0 | 0 | 0 | 0 | 0 | 0 | 0 | 0 | 0 | 0 | 0 | 0 | 0 | 0 | 0 | 0 | 0
[10 empty] | 0 | 0 | 0 | 0 | 0 | 0 | 0 | 0 | 0 | 0 | 0 | 0 | 0 | 0 | 0 | 0 | 0 | 0 | 0 | 0 | 0 | 0 | 0 | 0 | 0 | 0 | 0 | 0
[10 empty] | 0 | 0 | 0 | 0 | 0 | 0 | 0 | 0 | 0 | 0 | 0 | 0 | 0 | 0 | 0 | 0 | 0 | 0 | 0 | 0 | 0 | 0 | 0 | 0 | 0 | 0 | 0 | 0
[10 empty] | 0 | 0 | 0 | 0 | 0 | 0 | 0 | 0 | 0 | 0 | 0 | 0 | 0 | 0 | 0 | 0 | 0 | 0 | 0 | 0 | 0 | 0 | 0 | 0 | 0 | 0 | 0 | 0
[10 empty] | 0 | 0 | 0 | 0 | 0 | 0 | 0 | 0 | 0 | 0 | 0 | 0 | 0 | 0 | 0 | 0 | 0 | 0 | 0 | 0 | 0 | 0 | 0 | 0 | 0 | 0 | 0 | 0
[10 empty] | 0 | 0 | 0 | 0 | 0 | 0 | 0 | 0 | 0 | 0 | 0 | 0 | 0 | 0 | 0 | 0 | 0 | 0 | 0 | 0 | 0 | 0 | 0 | 0 | 0 | 0 | 0 | 0
[10 empty] | 0 | 0 | 0 | 0 | 0 | 0 | 0 | 0 | 0 | 0 | 0 | 0 | 0 | 0 | 0 | 0 | 0 | 0 | 0 | 0 | 0 | 0 | 0 | 0 | 0 | 0 | 0 | 0
[10 empty] | 0 | 0 | 0 | 0 | 0 | 0 | 0 | 0 | 0 | 0 | 0 | 0 | 0 | 0 | 0 | 0 | 0 | 0 | 0 | 0 | 0 | 0 | 0 | 0 | 0 | 0 | 0 | 0
[10 empty] | 0 | 0 | 0 | 0 | 0 | 0 | 0 | 0 | 0 | 0 | 0 | 0 | 0 | 0 | 0 | 0 | 0 | 0 | 0 | 0 | 0 | 0 | 0 | 0 | 0 | 0 | 0 | 0
[10 empty] | 0 | 0 | 0 | 0 | 0 | 0 | 0 | 0 | 0 | 0 | 0 | 0 | 0 | 0 | 0 | 0 | 0 | 0 | 0 | 0 | 0 | 0 | 0 | 0 | 0 | 0 | 0 | 0
[10 empty] | 0 | 0 | 0 | 0 | 0 | 0 | 0 | 0 | 0 | 0 | 0 | 0 | 0 | 0 | 0 | 0 | 0 | 0 | 0 | 0 | 0 | 0 | 0 | 0 | 0 | 0 | 0 | 0
[10 empty] | 0 | 0 | 0 | 0 | 0 | 0 | 0 | 0 | 0 | 0 | 0 | 0 | 0 | 0 | 0 | 0 | 0 | 0 | 0 | 0 | 0 | 0 | 0 | 0 | 0 | 0 | 0 | 0
[10 empty] | 0 | 0 | 0 | 0 | 0 | 0 | 0 | 0 | 0 | 0 | 0 | 0 | 0 | 0 | 0 | 0 | 0 | 0 | 0 | 0 | 0 | 0 | 0 | 0 | 0 | 0 | 0 | 0
[10 empty] | 0 | 0 | 0 | 0 | 0 | 0 | 0 | 0 | 0 | 0 | 0 | 0 | 0 | 0 | 0 | 0 | 0 | 0 | 0 | 0 | 0 | 0 | 0 | 0 | 0 | 0 | 0 | 0
[10 empty] | 0 | 0 | 0 | 0 | 0 | 0 | 0 | 0 | 0 | 0 | 0 | 0 | 0 | 0 | 0 | 0 | 0 | 0 | 0 | 0 | 0 | 0 | 0 | 0 | 0 | 0 | 0 | 0
[10 empty] | 0 | 0 | 0 | 0 | 0 | 0 | 0 | 0 | 0 | 0 | 0 | 0 | 0 | 0 | 0 | 0 | 0 | 0 | 0 | 0 | 0 | 0 | 0 | 0 | 0 | 0 | 0 | 0
[10 empty] | 0 | 0 | 0 | 0 | 0 | 0 | 0 | 0 | 0 | 0 | 0 | 0 | 0 | 0 | 0 | 0 | 0 | 0 | 0 | 0 | 0 | 0 | 0 | 0 | 0 | 0 | 0 | 0
[10 empty] | 0 | 0 | 0 | 0 | 0 | 0 | 0 | 0 | 0 | 0 | 0 | 0 | 0 | 0 | 0 | 0 | 0 | 0 | 0 | 0 | 0 | 0 | 0 | 0 | 0 | 0 | 0 | 0
[10 empty] | 0 | 0 | 0 | 0 | 0 | 0 | 0 | 0 | 0 | 0 | 0 | 0 | 0 | 0 | 0 | 0 | 0 | 0 | 0 | 0 | 0 | 0 | 0 | 0 | 0 | 0 | 0 | 0
[10 empty] | 0 | 0 | 0 | 0 | 0 | 0 | 0 | 0 | 0 | 0 | 0 | 0 | 0 | 0 | 0 | 0 | 0 | 0 | 0 | 0 | 0 | 0 | 0 | 0 | 0 | 0 | 0 | 0
[10 empty] | 0 | 0 | 0 | 0 | 0 | 0 | 0 | 0 | 0 | 0 | 0 | 0 | 0 | 0 | 0 | 0 | 0 | 0 | 0 | 0 | 0 | 0 | 0 | 0 | 0 | 0 | 0 | 0
[10 empty] | 0 | 0 | 0 | 0 | 0 | 0 | 0 | 0 | 0 | 0 | 0 | 0 | 0 | 0 | 0 | 0 | 0 | 0 | 0 | 0 | 0 | 0 | 0 | 0 | 0 | 0 | 0 | 0
[10 empty] | 0 | 0 | 0 | 0 | 0 | 0 | 0 | 0 | 0 | 0 | 0 | 0 | 0 | 0 | 0 | 0 | 0 | 0 | 0 | 0 | 0 | 0 | 0 | 0 | 0 | 0 | 0 | 0
[10 empty] | 0 | 0 | 0 | 0 | 0 | 0 | 0 | 0 | 0 | 0 | 0 | 0 | 0 | 0 | 0 | 0 | 0 | 0 | 0 | 0 | 0 | 0 | 0 | 0 | 0 | 0 | 0 | 0
[10 empty] | 0 | 0 | 0 | 0 | 0 | 0 | 0 | 0 | 0 | 0 | 0 | 0 | 0 | 0 | 0 | 0 | 0 | 0 | 0 | 0 | 0 | 0 | 0 | 0 | 0 | 0 | 0 | 0
[10 empty] | 0 | 0 | 0 | 0 | 0 | 0 | 0 | 0 | 0 | 0 | 0 | 0 | 0 | 0 | 0 | 0 | 0 | 0 | 0 | 0 | 0 | 0 | 0 | 0 | 0 | 0 | 0 | 0
[10 empty] | 0 | 0 | 0 | 0 | 0 | 0 | 0 | 0 | 0 | 0 | 0 | 0 | 0 | 0 | 0 | 0 | 0 | 0 | 0 | 0 | 0 | 0 | 0 | 0 | 0 | 0 | 0 | 0
[10 empty] | 0 | 0 | 0 | 0 | 0 | 0 | 0 | 0 | 0 | 0 | 0 | 0 | 0 | 0 | 0 | 0 | 0 | 0 | 0 | 0 | 0 | 0 | 0 | 0 | 0 | 0 | 0 | 0
[10 empty] | 0 | 0 | 0 | 0 | 0 | 0 | 0 | 0 | 0 | 0 | 0 | 0 | 0 | 0 | 0 | 0 | 0 | 0 | 0 | 0 | 0 | 0 | 0 | 0 | 0 | 0 | 0 | 0
[10 empty] | 0 | 0 | 0 | 0 | 0 | 0 | 0 | 0 | 0 | 0 | 0 | 0 | 0 | 0 | 0 | 0 | 0 | 0 | 0 | 0 | 0 | 0 | 0 | 0 | 0 | 0 | 0 | 0
[10 empty] | 0 | 0 | 0 | 0 | 0 | 0 | 0 | 0 | 0 | 0 | 0 | 0 | 0 | 0 | 0 | 0 | 0 | 0 | 0 | 0 | 0 | 0 | 0 | 0 | 0 | 0 | 0 | 0
[10 empty] | 0 | 0 | 0 | 0 | 0 | 0 | 0 | 0 | 0 | 0 | 0 | 0 | 0 | 0 | 0 | 0 | 0 | 0 | 0 | 0 | 0 | 0 | 0 | 0 | 0 | 0 | 0 | 0
[10 empty] | 0 | 0 | 0 | 0 | 0 | 0 | 0 | 0 | 0 | 0 | 0 | 0 | 0 | 0 | 0 | 0 | 0 | 0 | 0 | 0 | 0 | 0 | 0 | 0 | 0 | 0 | 0 | 0
[10 empty] | 0 | 0 | 0 | 0 | 0 | 0 | 0 | 0 | 0 | 0 | 0 | 0 | 0 | 0 | 0 | 0 | 0 | 0 | 0 | 0 | 0 | 0 | 0 | 0 | 0 | 0 | 0 | 0
[10 empty] | 0 | 0 | 0 | 0 | 0 | 0 | 0 | 0 | 0 | 0 | 0 | 0 | 0 | 0 | 0 | 0 | 0 | 0 | 0 | 0 | 0 | 0 | 0 | 0 | 0 | 0 | 0 | 0
[10 empty] | 0 | 0 | 0 | 0 | 0 | 0 | 0 | 0 | 0 | 0 | 0 | 0 | 0 | 0 | 0 | 0 | 0 | 0 | 0 | 0 | 0 | 0 | 0 | 0 | 0 | 0 | 0 | 0
[10 empty] | 0 | 0 | 0 | 0 | 0 | 0 | 0 | 0 | 0 | 0 | 0 | 0 | 0 | 0 | 0 | 0 | 0 | 0 | 0 | 0 | 0 | 0 | 0 | 0 | 0 | 0 | 0 | 0
[10 empty] | 0 | 0 | 0 | 0 | 0 | 0 | 0 | 0 | 0 | 0 | 0 | 0 | 0 | 0 | 0 | 0 | 0 | 0 | 0 | 0 | 0 | 0 | 0 | 0 | 0 | 0 | 0 | 0
[10 empty] | 0 | 0 | 0 | 0 | 0 | 0 | 0 | 0 | 0 | 0 | 0 | 0 | 0 | 0 | 0 | 0 | 0 | 0 | 0 | 0 | 0 | 0 | 0 | 0 | 0 | 0 | 0 | 0
[10 empty] | 0 | 0 | 0 | 0 | 0 | 0 | 0 | 0 | 0 | 0 | 0 | 0 | 0 | 0 | 0 | 0 | 0 | 0 | 0 | 0 | 0 | 0 | 0 | 0 | 0 | 0 | 0 | 0
[10 empty] | 0 | 0 | 0 | 0 | 0 | 0 | 0 | 0 | 0 | 0 | 0 | 0 | 0 | 0 | 0 | 0 | 0 | 0 | 0 | 0 | 0 | 0 | 0 | 0 | 0 | 0 | 0 | 0
[10 empty] | 0 | 0 | 0 | 0 | 0 | 0 | 0 | 0 | 0 | 0 | 0 | 0 | 0 | 0 | 0 | 0 | 0 | 0 | 0 | 0 | 0 | 0 | 0 | 0 | 0 | 0 | 0 | 0
[10 empty] | 0 | 0 | 0 | 0 | 0 | 0 | 0 | 0 | 0 | 0 | 0 | 0 | 0 | 0 | 0 | 0 | 0 | 0 | 0 | 0 | 0 | 0 | 0 | 0 | 0 | 0 | 0 | 0
[10 empty] | 0 | 0 | 0 | 0 | 0 | 0 | 0 | 0 | 0 | 0 | 0 | 0 | 0 | 0 | 0 | 0 | 0 | 0 | 0 | 0 | 0 | 0 | 0 | 0 | 0 | 0 | 0 | 0
[10 empty] | 0 | 0 | 0 | 0 | 0 | 0 | 0 | 0 | 0 | 0 | 0 | 0 | 0 | 0 | 0 | 0 | 0 | 0 | 0 | 0 | 0 | 0 | 0 | 0 | 0 | 0 | 0 | 0
[10 empty] | 0 | 0 | 0 | 0 | 0 | 0 | 0 | 0 | 0 | 0 | 0 | 0 | 0 | 0 | 0 | 0 | 0 | 0 | 0 | 0 | 0 | 0 | 0 | 0 | 0 | 0 | 0 | 0
[10 empty] | 0 | 0 | 0 | 0 | 0 | 0 | 0 | 0 | 0 | 0 | 0 | 0 | 0 | 0 | 0 | 0 | 0 | 0 | 0 | 0 | 0 | 0 | 0 | 0 | 0 | 0 | 0 | 0
[10 empty] | 0 | 0 | 0 | 0 | 0 | 0 | 0 | 0 | 0 | 0 | 0 | 0 | 0 | 0 | 0 | 0 | 0 | 0 | 0 | 0 | 0 | 0 | 0 | 0 | 0 | 0 | 0 | 0
[10 empty] | 0 | 0 | 0 | 0 | 0 | 0 | 0 | 0 | 0 | 0 | 0 | 0 | 0 | 0 | 0 | 0 | 0 | 0 | 0 | 0 | 0 | 0 | 0 | 0 | 0 | 0 | 0 | 0
[10 empty] | 0 | 0 | 0 | 0 | 0 | 0 | 0 | 0 | 0 | 0 | 0 | 0 | 0 | 0 | 0 | 0 | 0 | 0 | 0 | 0 | 0 | 0 | 0 | 0 | 0 | 0 | 0 | 0
[10 empty] | 0 | 0 | 0 | 0 | 0 | 0 | 0 | 0 | 0 | 0 | 0 | 0 | 0 | 0 | 0 | 0 | 0 | 0 | 0 | 0 | 0 | 0 | 0 | 0 | 0 | 0 | 0 | 0
[10 empty] | 0 | 0 | 0 | 0 | 0 | 0 | 0 | 0 | 0 | 0 | 0 | 0 | 0 | 0 | 0 | 0 | 0 | 0 | 0 | 0 | 0 | 0 | 0 | 0 | 0 | 0 | 0 | 0
[10 empty] | 0 | 0 | 0 | 0 | 0 | 0 | 0 | 0 | 0 | 0 | 0 | 0 | 0 | 0 | 0 | 0 | 0 | 0 | 0 | 0 | 0 | 0 | 0 | 0 | 0 | 0 | 0 | 0
[10 empty] | 0 | 0 | 0 | 0 | 0 | 0 | 0 | 0 | 0 | 0 | 0 | 0 | 0 | 0 | 0 | 0 | 0 | 0 | 0 | 0 | 0 | 0 | 0 | 0 | 0 | 0 | 0 | 0
[10 empty] | 0 | 0 | 0 | 0 | 0 | 0 | 0 | 0 | 0 | 0 | 0 | 0 | 0 | 0 | 0 | 0 | 0 | 0 | 0 | 0 | 0 | 0 | 0 | 0 | 0 | 0 | 0 | 0
[10 empty] | 0 | 0 | 0 | 0 | 0 | 0 | 0 | 0 | 0 | 0 | 0 | 0 | 0 | 0 | 0 | 0 | 0 | 0 | 0 | 0 | 0 | 0 | 0 | 0 | 0 | 0 | 0 | 0
[10 empty] | 0 | 0 | 0 | 0 | 0 | 0 | 0 | 0 | 0 | 0 | 0 | 0 | 0 | 0 | 0 | 0 | 0 | 0 | 0 | 0 | 0 | 0 | 0 | 0 | 0 | 0 | 0 | 0
[10 empty] | 0 | 0 | 0 | 0 | 0 | 0 | 0 | 0 | 0 | 0 | 0 | 0 | 0 | 0 | 0 | 0 | 0 | 0 | 0 | 0 | 0 | 0 | 0 | 0 | 0 | 0 | 0 | 0
[10 empty] | 0 | 0 | 0 | 0 | 0 | 0 | 0 | 0 | 0 | 0 | 0 | 0 | 0 | 0 | 0 | 0 | 0 | 0 | 0 | 0 | 0 | 0 | 0 | 0 | 0 | 0 | 0 | 0
[10 empty] | 0 | 0 | 0 | 0 | 0 | 0 | 0 | 0 | 0 | 0 | 0 | 0 | 0 | 0 | 0 | 0 | 0 | 0 | 0 | 0 | 0 | 0 | 0 | 0 | 0 | 0 | 0 | 0
[10 empty] | 0 | 0 | 0 | 0 | 0 | 0 | 0 | 0 | 0 | 0 | 0 | 0 | 0 | 0 | 0 | 0 | 0 | 0 | 0 | 0 | 0 | 0 | 0 | 0 | 0 | 0 | 0 | 0
[10 empty] | 0 | 0 | 0 | 0 | 0 | 0 | 0 | 0 | 0 | 0 | 0 | 0 | 0 | 0 | 0 | 0 | 0 | 0 | 0 | 0 | 0 | 0 | 0 | 0 | 0 | 0 | 0 | 0
[10 empty] | 0 | 0 | 0 | 0 | 0 | 0 | 0 | 0 | 0 | 0 | 0 | 0 | 0 | 0 | 0 | 0 | 0 | 0 | 0 | 0 | 0 | 0 | 0 | 0 | 0 | 0 | 0 | 0
[10 empty] | 0 | 0 | 0 | 0 | 0 | 0 | 0 | 0 | 0 | 0 | 0 | 0 | 0 | 0 | 0 | 0 | 0 | 0 | 0 | 0 | 0 | 0 | 0 | 0 | 0 | 0 | 0 | 0
[10 empty] | 0 | 0 | 0 | 0 | 0 | 0 | 0 | 0 | 0 | 0 | 0 | 0 | 0 | 0 | 0 | 0 | 0 | 0 | 0 | 0 | 0 | 0 | 0 | 0 | 0 | 0 | 0 | 0
[10 empty] | 0 | 0 | 0 | 0 | 0 | 0 | 0 | 0 | 0 | 0 | 0 | 0 | 0 | 0 | 0 | 0 | 0 | 0 | 0 | 0 | 0 | 0 | 0 | 0 | 0 | 0 | 0 | 0
[10 empty] | 0 | 0 | 0 | 0 | 0 | 0 | 0 | 0 | 0 | 0 | 0 | 0 | 0 | 0 | 0 | 0 | 0 | 0 | 0 | 0 | 0 | 0 | 0 | 0 | 0 | 0 | 0 | 0
[10 empty] | 0 | 0 | 0 | 0 | 0 | 0 | 0 | 0 | 0 | 0 | 0 | 0 | 0 | 0 | 0 | 0 | 0 | 0 | 0 | 0 | 0 | 0 | 0 | 0 | 0 | 0 | 0 | 0
[10 empty] | 0 | 0 | 0 | 0 | 0 | 0 | 0 | 0 | 0 | 0 | 0 | 0 | 0 | 0 | 0 | 0 | 0 | 0 | 0 | 0 | 0 | 0 | 0 | 0 | 0 | 0 | 0 | 0
[10 empty] | 0 | 0 | 0 | 0 | 0 | 0 | 0 | 0 | 0 | 0 | 0 | 0 | 0 | 0 | 0 | 0 | 0 | 0 | 0 | 0 | 0 | 0 | 0 | 0 | 0 | 0 | 0 | 0
[10 empty] | 0 | 0 | 0 | 0 | 0 | 0 | 0 | 0 | 0 | 0 | 0 | 0 | 0 | 0 | 0 | 0 | 0 | 0 | 0 | 0 | 0 | 0 | 0 | 0 | 0 | 0 | 0 | 0
[10 empty] | 0 | 0 | 0 | 0 | 0 | 0 | 0 | 0 | 0 | 0 | 0 | 0 | 0 | 0 | 0 | 0 | 0 | 0 | 0 | 0 | 0 | 0 | 0 | 0 | 0 | 0 | 0 | 0
[10 empty] | 0 | 0 | 0 | 0 | 0 | 0 | 0 | 0 | 0 | 0 | 0 | 0 | 0 | 0 | 0 | 0 | 0 | 0 | 0 | 0 | 0 | 0 | 0 | 0 | 0 | 0 | 0 | 0
[10 empty] | 0 | 0 | 0 | 0 | 0 | 0 | 0 | 0 | 0 | 0 | 0 | 0 | 0 | 0 | 0 | 0 | 0 | 0 | 0 | 0 | 0 | 0 | 0 | 0 | 0 | 0 | 0 | 0
[10 empty] | 0 | 0 | 0 | 0 | 0 | 0 | 0 | 0 | 0 | 0 | 0 | 0 | 0 | 0 | 0 | 0 | 0 | 0 | 0 | 0 | 0 | 0 | 0 | 0 | 0 | 0 | 0 | 0
[10 empty] | 0 | 0 | 0 | 0 | 0 | 0 | 0 | 0 | 0 | 0 | 0 | 0 | 0 | 0 | 0 | 0 | 0 | 0 | 0 | 0 | 0 | 0 | 0 | 0 | 0 | 0 | 0 | 0
[10 empty] | 0 | 0 | 0 | 0 | 0 | 0 | 0 | 0 | 0 | 0 | 0 | 0 | 0 | 0 | 0 | 0 | 0 | 0 | 0 | 0 | 0 | 0 | 0 | 0 | 0 | 0 | 0 | 0
[10 empty] | 0 | 0 | 0 | 0 | 0 | 0 | 0 | 0 | 0 | 0 | 0 | 0 | 0 | 0 | 0 | 0 | 0 | 0 | 0 | 0 | 0 | 0 | 0 | 0 | 0 | 0 | 0 | 0
[10 empty] | 0 | 0 | 0 | 0 | 0 | 0 | 0 | 0 | 0 | 0 | 0 | 0 | 0 | 0 | 0 | 0 | 0 | 0 | 0 | 0 | 0 | 0 | 0 | 0 | 0 | 0 | 0 | 0
[10 empty] | 0 | 0 | 0 | 0 | 0 | 0 | 0 | 0 | 0 | 0 | 0 | 0 | 0 | 0 | 0 | 0 | 0 | 0 | 0 | 0 | 0 | 0 | 0 | 0 | 0 | 0 | 0 | 0
[10 empty] | 0 | 0 | 0 | 0 | 0 | 0 | 0 | 0 | 0 | 0 | 0 | 0 | 0 | 0 | 0 | 0 | 0 | 0 | 0 | 0 | 0 | 0 | 0 | 0 | 0 | 0 | 0 | 0
[10 empty] | 0 | 0 | 0 | 0 | 0 | 0 | 0 | 0 | 0 | 0 | 0 | 0 | 0 | 0 | 0 | 0 | 0 | 0 | 0 | 0 | 0 | 0 | 0 | 0 | 0 | 0 | 0 | 0
[10 empty] | 0 | 0 | 0 | 0 | 0 | 0 | 0 | 0 | 0 | 0 | 0 | 0 | 0 | 0 | 0 | 0 | 0 | 0 | 0 | 0 | 0 | 0 | 0 | 0 | 0 | 0 | 0 | 0
[10 empty] | 0 | 0 | 0 | 0 | 0 | 0 | 0 | 0 | 0 | 0 | 0 | 0 | 0 | 0 | 0 | 0 | 0 | 0 | 0 | 0 | 0 | 0 | 0 | 0 | 0 | 0 | 0 | 0
[10 empty] | 0 | 0 | 0 | 0 | 0 | 0 | 0 | 0 | 0 | 0 | 0 | 0 | 0 | 0 | 0 | 0 | 0 | 0 | 0 | 0 | 0 | 0 | 0 | 0 | 0 | 0 | 0 | 0
[10 empty] | 0 | 0 | 0 | 0 | 0 | 0 | 0 | 0 | 0 | 0 | 0 | 0 | 0 | 0 | 0 | 0 | 0 | 0 | 0 | 0 | 0 | 0 | 0 | 0 | 0 | 0 | 0 | 0
[10 empty] | 0 | 0 | 0 | 0 | 0 | 0 | 0 | 0 | 0 | 0 | 0 | 0 | 0 | 0 | 0 | 0 | 0 | 0 | 0 | 0 | 0 | 0 | 0 | 0 | 0 | 0 | 0 | 0
[10 empty] | 0 | 0 | 0 | 0 | 0 | 0 | 0 | 0 | 0 | 0 | 0 | 0 | 0 | 0 | 0 | 0 | 0 | 0 | 0 | 0 | 0 | 0 | 0 | 0 | 0 | 0 | 0 | 0
[10 empty] | 0 | 0 | 0 | 0 | 0 | 0 | 0 | 0 | 0 | 0 | 0 | 0 | 0 | 0 | 0 | 0 | 0 | 0 | 0 | 0 | 0 | 0 | 0 | 0 | 0 | 0 | 0 | 0
[10 empty] | 0 | 0 | 0 | 0 | 0 | 0 | 0 | 0 | 0 | 0 | 0 | 0 | 0 | 0 | 0 | 0 | 0 | 0 | 0 | 0 | 0 | 0 | 0 | 0 | 0 | 0 | 0 | 0
[10 empty] | 0 | 0 | 0 | 0 | 0 | 0 | 0 | 0 | 0 | 0 | 0 | 0 | 0 | 0 | 0 | 0 | 0 | 0 | 0 | 0 | 0 | 0 | 0 | 0 | 0 | 0 | 0 | 0
[10 empty] | 0 | 0 | 0 | 0 | 0 | 0 | 0 | 0 | 0 | 0 | 0 | 0 | 0 | 0 | 0 | 0 | 0 | 0 | 0 | 0 | 0 | 0 | 0 | 0 | 0 | 0 | 0 | 0
[10 empty] | 0 | 0 | 0 | 0 | 0 | 0 | 0 | 0 | 0 | 0 | 0 | 0 | 0 | 0 | 0 | 0 | 0 | 0 | 0 | 0 | 0 | 0 | 0 | 0 | 0 | 0 | 0 | 0
[10 empty] | 0 | 0 | 0 | 0 | 0 | 0 | 0 | 0 | 0 | 0 | 0 | 0 | 0 | 0 | 0 | 0 | 0 | 0 | 0 | 0 | 0 | 0 | 0 | 0 | 0 | 0 | 0 | 0
[10 empty] | 0 | 0 | 0 | 0 | 0 | 0 | 0 | 0 | 0 | 0 | 0 | 0 | 0 | 0 | 0 | 0 | 0 | 0 | 0 | 0 | 0 | 0 | 0 | 0 | 0 | 0 | 0 | 0
[10 empty] | 0 | 0 | 0 | 0 | 0 | 0 | 0 | 0 | 0 | 0 | 0 | 0 | 0 | 0 | 0 | 0 | 0 | 0 | 0 | 0 | 0 | 0 | 0 | 0 | 0 | 0 | 0 | 0
[10 empty] | 0 | 0 | 0 | 0 | 0 | 0 | 0 | 0 | 0 | 0 | 0 | 0 | 0 | 0 | 0 | 0 | 0 | 0 | 0 | 0 | 0 | 0 | 0 | 0 | 0 | 0 | 0 | 0
[10 empty] | 0 | 0 | 0 | 0 | 0 | 0 | 0 | 0 | 0 | 0 | 0 | 0 | 0 | 0 | 0 | 0 | 0 | 0 | 0 | 0 | 0 | 0 | 0 | 0 | 0 | 0 | 0 | 0
[10 empty] | 0 | 0 | 0 | 0 | 0 | 0 | 0 | 0 | 0 | 0 | 0 | 0 | 0 | 0 | 0 | 0 | 0 | 0 | 0 | 0 | 0 | 0 | 0 | 0 | 0 | 0 | 0 | 0
[10 empty] | 0 | 0 | 0 | 0 | 0 | 0 | 0 | 0 | 0 | 0 | 0 | 0 | 0 | 0 | 0 | 0 | 0 | 0 | 0 | 0 | 0 | 0 | 0 | 0 | 0 | 0 | 0 | 0
[10 empty] | 0 | 0 | 0 | 0 | 0 | 0 | 0 | 0 | 0 | 0 | 0 | 0 | 0 | 0 | 0 | 0 | 0 | 0 | 0 | 0 | 0 | 0 | 0 | 0 | 0 | 0 | 0 | 0
[10 empty] | 0 | 0 | 0 | 0 | 0 | 0 | 0 | 0 | 0 | 0 | 0 | 0 | 0 | 0 | 0 | 0 | 0 | 0 | 0 | 0 | 0 | 0 | 0 | 0 | 0 | 0 | 0 | 0
[10 empty] | 0 | 0 | 0 | 0 | 0 | 0 | 0 | 0 | 0 | 0 | 0 | 0 | 0 | 0 | 0 | 0 | 0 | 0 | 0 | 0 | 0 | 0 | 0 | 0 | 0 | 0 | 0 | 0
[10 empty] | 0 | 0 | 0 | 0 | 0 | 0 | 0 | 0 | 0 | 0 | 0 | 0 | 0 | 0 | 0 | 0 | 0 | 0 | 0 | 0 | 0 | 0 | 0 | 0 | 0 | 0 | 0 | 0
[10 empty] | 0 | 0 | 0 | 0 | 0 | 0 | 0 | 0 | 0 | 0 | 0 | 0 | 0 | 0 | 0 | 0 | 0 | 0 | 0 | 0 | 0 | 0 | 0 | 0 | 0 | 0 | 0 | 0
[10 empty] | 0 | 0 | 0 | 0 | 0 | 0 | 0 | 0 | 0 | 0 | 0 | 0 | 0 | 0 | 0 | 0 | 0 | 0 | 0 | 0 | 0 | 0 | 0 | 0 | 0 | 0 | 0 | 0
[10 empty] | 0 | 0 | 0 | 0 | 0 | 0 | 0 | 0 | 0 | 0 | 0 | 0 | 0 | 0 | 0 | 0 | 0 | 0 | 0 | 0 | 0 | 0 | 0 | 0 | 0 | 0 | 0 | 0
[10 empty] | 0 | 0 | 0 | 0 | 0 | 0 | 0 | 0 | 0 | 0 | 0 | 0 | 0 | 0 | 0 | 0 | 0 | 0 | 0 | 0 | 0 | 0 | 0 | 0 | 0 | 0 | 0 | 0
[10 empty] | 0 | 0 | 0 | 0 | 0 | 0 | 0 | 0 | 0 | 0 | 0 | 0 | 0 | 0 | 0 | 0 | 0 | 0 | 0 | 0 | 0 | 0 | 0 | 0 | 0 | 0 | 0 | 0
[10 empty] | 0 | 0 | 0 | 0 | 0 | 0 | 0 | 0 | 0 | 0 | 0 | 0 | 0 | 0 | 0 | 0 | 0 | 0 | 0 | 0 | 0 | 0 | 0 | 0 | 0 | 0 | 0 | 0
[10 empty] | 0 | 0 | 0 | 0 | 0 | 0 | 0 | 0 | 0 | 0 | 0 | 0 | 0 | 0 | 0 | 0 | 0 | 0 | 0 | 0 | 0 | 0 | 0 | 0 | 0 | 0 | 0 | 0
[10 empty] | 0 | 0 | 0 | 0 | 0 | 0 | 0 | 0 | 0 | 0 | 0 | 0 | 0 | 0 | 0 | 0 | 0 | 0 | 0 | 0 | 0 | 0 | 0 | 0 | 0 | 0 | 0 | 0
[10 empty] | 0 | 0 | 0 | 0 | 0 | 0 | 0 | 0 | 0 | 0 | 0 | 0 | 0 | 0 | 0 | 0 | 0 | 0 | 0 | 0 | 0 | 0 | 0 | 0 | 0 | 0 | 0 | 0
[10 empty] | 0 | 0 | 0 | 0 | 0 | 0 | 0 | 0 | 0 | 0 | 0 | 0 | 0 | 0 | 0 | 0 | 0 | 0 | 0 | 0 | 0 | 0 | 0 | 0 | 0 | 0 | 0 | 0
[10 empty] | 0 | 0 | 0 | 0 | 0 | 0 | 0 | 0 | 0 | 0 | 0 | 0 | 0 | 0 | 0 | 0 | 0 | 0 | 0 | 0 | 0 | 0 | 0 | 0 | 0 | 0 | 0 | 0
[10 empty] | 0 | 0 | 0 | 0 | 0 | 0 | 0 | 0 | 0 | 0 | 0 | 0 | 0 | 0 | 0 | 0 | 0 | 0 | 0 | 0 | 0 | 0 | 0 | 0 | 0 | 0 | 0 | 0
[10 empty] | 0 | 0 | 0 | 0 | 0 | 0 | 0 | 0 | 0 | 0 | 0 | 0 | 0 | 0 | 0 | 0 | 0 | 0 | 0 | 0 | 0 | 0 | 0 | 0 | 0 | 0 | 0 | 0
[10 empty] | 0 | 0 | 0 | 0 | 0 | 0 | 0 | 0 | 0 | 0 | 0 | 0 | 0 | 0 | 0 | 0 | 0 | 0 | 0 | 0 | 0 | 0 | 0 | 0 | 0 | 0 | 0 | 0
[10 empty] | 0 | 0 | 0 | 0 | 0 | 0 | 0 | 0 | 0 | 0 | 0 | 0 | 0 | 0 | 0 | 0 | 0 | 0 | 0 | 0 | 0 | 0 | 0 | 0 | 0 | 0 | 0 | 0
[10 empty] | 0 | 0 | 0 | 0 | 0 | 0 | 0 | 0 | 0 | 0 | 0 | 0 | 0 | 0 | 0 | 0 | 0 | 0 | 0 | 0 | 0 | 0 | 0 | 0 | 0 | 0 | 0 | 0
[10 empty] | 0 | 0 | 0 | 0 | 0 | 0 | 0 | 0 | 0 | 0 | 0 | 0 | 0 | 0 | 0 | 0 | 0 | 0 | 0 | 0 | 0 | 0 | 0 | 0 | 0 | 0 | 0 | 0
[10 empty] | 0 | 0 | 0 | 0 | 0 | 0 | 0 | 0 | 0 | 0 | 0 | 0 | 0 | 0 | 0 | 0 | 0 | 0 | 0 | 0 | 0 | 0 | 0 | 0 | 0 | 0 | 0 | 0
[10 empty] | 0 | 0 | 0 | 0 | 0 | 0 | 0 | 0 | 0 | 0 | 0 | 0 | 0 | 0 | 0 | 0 | 0 | 0 | 0 | 0 | 0 | 0 | 0 | 0 | 0 | 0 | 0 | 0
[10 empty] | 0 | 0 | 0 | 0 | 0 | 0 | 0 | 0 | 0 | 0 | 0 | 0 | 0 | 0 | 0 | 0 | 0 | 0 | 0 | 0 | 0 | 0 | 0 | 0 | 0 | 0 | 0 | 0
[10 empty] | 0 | 0 | 0 | 0 | 0 | 0 | 0 | 0 | 0 | 0 | 0 | 0 | 0 | 0 | 0 | 0 | 0 | 0 | 0 | 0 | 0 | 0 | 0 | 0 | 0 | 0 | 0 | 0
[10 empty] | 0 | 0 | 0 | 0 | 0 | 0 | 0 | 0 | 0 | 0 | 0 | 0 | 0 | 0 | 0 | 0 | 0 | 0 | 0 | 0 | 0 | 0 | 0 | 0 | 0 | 0 | 0 | 0
[10 empty] | 0 | 0 | 0 | 0 | 0 | 0 | 0 | 0 | 0 | 0 | 0 | 0 | 0 | 0 | 0 | 0 | 0 | 0 | 0 | 0 | 0 | 0 | 0 | 0 | 0 | 0 | 0 | 0
[10 empty] | 0 | 0 | 0 | 0 | 0 | 0 | 0 | 0 | 0 | 0 | 0 | 0 | 0 | 0 | 0 | 0 | 0 | 0 | 0 | 0 | 0 | 0 | 0 | 0 | 0 | 0 | 0 | 0
[10 empty] | 0 | 0 | 0 | 0 | 0 | 0 | 0 | 0 | 0 | 0 | 0 | 0 | 0 | 0 | 0 | 0 | 0 | 0 | 0 | 0 | 0 | 0 | 0 | 0 | 0 | 0 | 0 | 0
[10 empty] | 0 | 0 | 0 | 0 | 0 | 0 | 0 | 0 | 0 | 0 | 0 | 0 | 0 | 0 | 0 | 0 | 0 | 0 | 0 | 0 | 0 | 0 | 0 | 0 | 0 | 0 | 0 | 0
[10 empty] | 0 | 0 | 0 | 0 | 0 | 0 | 0 | 0 | 0 | 0 | 0 | 0 | 0 | 0 | 0 | 0 | 0 | 0 | 0 | 0 | 0 | 0 | 0 | 0 | 0 | 0 | 0 | 0
[10 empty] | 0 | 0 | 0 | 0 | 0 | 0 | 0 | 0 | 0 | 0 | 0 | 0 | 0 | 0 | 0 | 0 | 0 | 0 | 0 | 0 | 0 | 0 | 0 | 0 | 0 | 0 | 0 | 0
[10 empty] | 0 | 0 | 0 | 0 | 0 | 0 | 0 | 0 | 0 | 0 | 0 | 0 | 0 | 0 | 0 | 0 | 0 | 0 | 0 | 0 | 0 | 0 | 0 | 0 | 0 | 0 | 0 | 0
[10 empty] | 0 | 0 | 0 | 0 | 0 | 0 | 0 | 0 | 0 | 0 | 0 | 0 | 0 | 0 | 0 | 0 | 0 | 0 | 0 | 0 | 0 | 0 | 0 | 0 | 0 | 0 | 0 | 0
[10 empty] | 0 | 0 | 0 | 0 | 0 | 0 | 0 | 0 | 0 | 0 | 0 | 0 | 0 | 0 | 0 | 0 | 0 | 0 | 0 | 0 | 0 | 0 | 0 | 0 | 0 | 0 | 0 | 0
[10 empty] | 0 | 0 | 0 | 0 | 0 | 0 | 0 | 0 | 0 | 0 | 0 | 0 | 0 | 0 | 0 | 0 | 0 | 0 | 0 | 0 | 0 | 0 | 0 | 0 | 0 | 0 | 0 | 0
[10 empty] | 0 | 0 | 0 | 0 | 0 | 0 | 0 | 0 | 0 | 0 | 0 | 0 | 0 | 0 | 0 | 0 | 0 | 0 | 0 | 0 | 0 | 0 | 0 | 0 | 0 | 0 | 0 | 0
[10 empty] | 0 | 0 | 0 | 0 | 0 | 0 | 0 | 0 | 0 | 0 | 0 | 0 | 0 | 0 | 0 | 0 | 0 | 0 | 0 | 0 | 0 | 0 | 0 | 0 | 0 | 0 | 0 | 0
[10 empty] | 0 | 0 | 0 | 0 | 0 | 0 | 0 | 0 | 0 | 0 | 0 | 0 | 0 | 0 | 0 | 0 | 0 | 0 | 0 | 0 | 0 | 0 | 0 | 0 | 0 | 0 | 0 | 0
[10 empty] | 0 | 0 | 0 | 0 | 0 | 0 | 0 | 0 | 0 | 0 | 0 | 0 | 0 | 0 | 0 | 0 | 0 | 0 | 0 | 0 | 0 | 0 | 0 | 0 | 0 | 0 | 0 | 0
[10 empty] | 0 | 0 | 0 | 0 | 0 | 0 | 0 | 0 | 0 | 0 | 0 | 0 | 0 | 0 | 0 | 0 | 0 | 0 | 0 | 0 | 0 | 0 | 0 | 0 | 0 | 0 | 0 | 0
[10 empty] | 0 | 0 | 0 | 0 | 0 | 0 | 0 | 0 | 0 | 0 | 0 | 0 | 0 | 0 | 0 | 0 | 0 | 0 | 0 | 0 | 0 | 0 | 0 | 0 | 0 | 0 | 0 | 0
[10 empty] | 0 | 0 | 0 | 0 | 0 | 0 | 0 | 0 | 0 | 0 | 0 | 0 | 0 | 0 | 0 | 0 | 0 | 0 | 0 | 0 | 0 | 0 | 0 | 0 | 0 | 0 | 0 | 0
[10 empty] | 0 | 0 | 0 | 0 | 0 | 0 | 0 | 0 | 0 | 0 | 0 | 0 | 0 | 0 | 0 | 0 | 0 | 0 | 0 | 0 | 0 | 0 | 0 | 0 | 0 | 0 | 0 | 0
[10 empty] | 0 | 0 | 0 | 0 | 0 | 0 | 0 | 0 | 0 | 0 | 0 | 0 | 0 | 0 | 0 | 0 | 0 | 0 | 0 | 0 | 0 | 0 | 0 | 0 | 0 | 0 | 0 | 0
[10 empty] | 0 | 0 | 0 | 0 | 0 | 0 | 0 | 0 | 0 | 0 | 0 | 0 | 0 | 0 | 0 | 0 | 0 | 0 | 0 | 0 | 0 | 0 | 0 | 0 | 0 | 0 | 0 | 0
[10 empty] | 0 | 0 | 0 | 0 | 0 | 0 | 0 | 0 | 0 | 0 | 0 | 0 | 0 | 0 | 0 | 0 | 0 | 0 | 0 | 0 | 0 | 0 | 0 | 0 | 0 | 0 | 0 | 0
[10 empty] | 0 | 0 | 0 | 0 | 0 | 0 | 0 | 0 | 0 | 0 | 0 | 0 | 0 | 0 | 0 | 0 | 0 | 0 | 0 | 0 | 0 | 0 | 0 | 0 | 0 | 0 | 0 | 0
[10 empty] | 0 | 0 | 0 | 0 | 0 | 0 | 0 | 0 | 0 | 0 | 0 | 0 | 0 | 0 | 0 | 0 | 0 | 0 | 0 | 0 | 0 | 0 | 0 | 0 | 0 | 0 | 0 | 0
[10 empty] | 0 | 0 | 0 | 0 | 0 | 0 | 0 | 0 | 0 | 0 | 0 | 0 | 0 | 0 | 0 | 0 | 0 | 0 | 0 | 0 | 0 | 0 | 0 | 0 | 0 | 0 | 0 | 0
[10 empty] | 0 | 0 | 0 | 0 | 0 | 0 | 0 | 0 | 0 | 0 | 0 | 0 | 0 | 0 | 0 | 0 | 0 | 0 | 0 | 0 | 0 | 0 | 0 | 0 | 0 | 0 | 0 | 0
[10 empty] | 0 | 0 | 0 | 0 | 0 | 0 | 0 | 0 | 0 | 0 | 0 | 0 | 0 | 0 | 0 | 0 | 0 | 0 | 0 | 0 | 0 | 0 | 0 | 0 | 0 | 0 | 0 | 0
[10 empty] | 0 | 0 | 0 | 0 | 0 | 0 | 0 | 0 | 0 | 0 | 0 | 0 | 0 | 0 | 0 | 0 | 0 | 0 | 0 | 0 | 0 | 0 | 0 | 0 | 0 | 0 | 0 | 0
[10 empty] | 0 | 0 | 0 | 0 | 0 | 0 | 0 | 0 | 0 | 0 | 0 | 0 | 0 | 0 | 0 | 0 | 0 | 0 | 0 | 0 | 0 | 0 | 0 | 0 | 0 | 0 | 0 | 0
[10 empty] | 0 | 0 | 0 | 0 | 0 | 0 | 0 | 0 | 0 | 0 | 0 | 0 | 0 | 0 | 0 | 0 | 0 | 0 | 0 | 0 | 0 | 0 | 0 | 0 | 0 | 0 | 0 | 0
[10 empty] | 0 | 0 | 0 | 0 | 0 | 0 | 0 | 0 | 0 | 0 | 0 | 0 | 0 | 0 | 0 | 0 | 0 | 0 | 0 | 0 | 0 | 0 | 0 | 0 | 0 | 0 | 0 | 0
[10 empty] | 0 | 0 | 0 | 0 | 0 | 0 | 0 | 0 | 0 | 0 | 0 | 0 | 0 | 0 | 0 | 0 | 0 | 0 | 0 | 0 | 0 | 0 | 0 | 0 | 0 | 0 | 0 | 0
[10 empty] | 0 | 0 | 0 | 0 | 0 | 0 | 0 | 0 | 0 | 0 | 0 | 0 | 0 | 0 | 0 | 0 | 0 | 0 | 0 | 0 | 0 | 0 | 0 | 0 | 0 | 0 | 0 | 0
[10 empty] | 0 | 0 | 0 | 0 | 0 | 0 | 0 | 0 | 0 | 0 | 0 | 0 | 0 | 0 | 0 | 0 | 0 | 0 | 0 | 0 | 0 | 0 | 0 | 0 | 0 | 0 | 0 | 0
[10 empty] | 0 | 0 | 0 | 0 | 0 | 0 | 0 | 0 | 0 | 0 | 0 | 0 | 0 | 0 | 0 | 0 | 0 | 0 | 0 | 0 | 0 | 0 | 0 | 0 | 0 | 0 | 0 | 0
[10 empty] | 0 | 0 | 0 | 0 | 0 | 0 | 0 | 0 | 0 | 0 | 0 | 0 | 0 | 0 | 0 | 0 | 0 | 0 | 0 | 0 | 0 | 0 | 0 | 0 | 0 | 0 | 0 | 0
[10 empty] | 0 | 0 | 0 | 0 | 0 | 0 | 0 | 0 | 0 | 0 | 0 | 0 | 0 | 0 | 0 | 0 | 0 | 0 | 0 | 0 | 0 | 0 | 0 | 0 | 0 | 0 | 0 | 0
[10 empty] | 0 | 0 | 0 | 0 | 0 | 0 | 0 | 0 | 0 | 0 | 0 | 0 | 0 | 0 | 0 | 0 | 0 | 0 | 0 | 0 | 0 | 0 | 0 | 0 | 0 | 0 | 0 | 0
[10 empty] | 0 | 0 | 0 | 0 | 0 | 0 | 0 | 0 | 0 | 0 | 0 | 0 | 0 | 0 | 0 | 0 | 0 | 0 | 0 | 0 | 0 | 0 | 0 | 0 | 0 | 0 | 0 | 0
[10 empty] | 0 | 0 | 0 | 0 | 0 | 0 | 0 | 0 | 0 | 0 | 0 | 0 | 0 | 0 | 0 | 0 | 0 | 0 | 0 | 0 | 0 | 0 | 0 | 0 | 0 | 0 | 0 | 0
[10 empty] | 0 | 0 | 0 | 0 | 0 | 0 | 0 | 0 | 0 | 0 | 0 | 0 | 0 | 0 | 0 | 0 | 0 | 0 | 0 | 0 | 0 | 0 | 0 | 0 | 0 | 0 | 0 | 0
[10 empty] | 0 | 0 | 0 | 0 | 0 | 0 | 0 | 0 | 0 | 0 | 0 | 0 | 0 | 0 | 0 | 0 | 0 | 0 | 0 | 0 | 0 | 0 | 0 | 0 | 0 | 0 | 0 | 0
[10 empty] | 0 | 0 | 0 | 0 | 0 | 0 | 0 | 0 | 0 | 0 | 0 | 0 | 0 | 0 | 0 | 0 | 0 | 0 | 0 | 0 | 0 | 0 | 0 | 0 | 0 | 0 | 0 | 0
[10 empty] | 0 | 0 | 0 | 0 | 0 | 0 | 0 | 0 | 0 | 0 | 0 | 0 | 0 | 0 | 0 | 0 | 0 | 0 | 0 | 0 | 0 | 0 | 0 | 0 | 0 | 0 | 0 | 0
[10 empty] | 0 | 0 | 0 | 0 | 0 | 0 | 0 | 0 | 0 | 0 | 0 | 0 | 0 | 0 | 0 | 0 | 0 | 0 | 0 | 0 | 0 | 0 | 0 | 0 | 0 | 0 | 0 | 0
[10 empty] | 0 | 0 | 0 | 0 | 0 | 0 | 0 | 0 | 0 | 0 | 0 | 0 | 0 | 0 | 0 | 0 | 0 | 0 | 0 | 0 | 0 | 0 | 0 | 0 | 0 | 0 | 0 | 0
[10 empty] | 0 | 0 | 0 | 0 | 0 | 0 | 0 | 0 | 0 | 0 | 0 | 0 | 0 | 0 | 0 | 0 | 0 | 0 | 0 | 0 | 0 | 0 | 0 | 0 | 0 | 0 | 0 | 0
[10 empty] | 0 | 0 | 0 | 0 | 0 | 0 | 0 | 0 | 0 | 0 | 0 | 0 | 0 | 0 | 0 | 0 | 0 | 0 | 0 | 0 | 0 | 0 | 0 | 0 | 0 | 0 | 0 | 0
[10 empty] | 0 | 0 | 0 | 0 | 0 | 0 | 0 | 0 | 0 | 0 | 0 | 0 | 0 | 0 | 0 | 0 | 0 | 0 | 0 | 0 | 0 | 0 | 0 | 0 | 0 | 0 | 0 | 0
[10 empty] | 0 | 0 | 0 | 0 | 0 | 0 | 0 | 0 | 0 | 0 | 0 | 0 | 0 | 0 | 0 | 0 | 0 | 0 | 0 | 0 | 0 | 0 | 0 | 0 | 0 | 0 | 0 | 0
[10 empty] | 0 | 0 | 0 | 0 | 0 | 0 | 0 | 0 | 0 | 0 | 0 | 0 | 0 | 0 | 0 | 0 | 0 | 0 | 0 | 0 | 0 | 0 | 0 | 0 | 0 | 0 | 0 | 0
[10 empty] | 0 | 0 | 0 | 0 | 0 | 0 | 0 | 0 | 0 | 0 | 0 | 0 | 0 | 0 | 0 | 0 | 0 | 0 | 0 | 0 | 0 | 0 | 0 | 0 | 0 | 0 | 0 | 0
[10 empty] | 0 | 0 | 0 | 0 | 0 | 0 | 0 | 0 | 0 | 0 | 0 | 0 | 0 | 0 | 0 | 0 | 0 | 0 | 0 | 0 | 0 | 0 | 0 | 0 | 0 | 0 | 0 | 0
[10 empty] | 0 | 0 | 0 | 0 | 0 | 0 | 0 | 0 | 0 | 0 | 0 | 0 | 0 | 0 | 0 | 0 | 0 | 0 | 0 | 0 | 0 | 0 | 0 | 0 | 0 | 0 | 0 | 0
[10 empty] | 0 | 0 | 0 | 0 | 0 | 0 | 0 | 0 | 0 | 0 | 0 | 0 | 0 | 0 | 0 | 0 | 0 | 0 | 0 | 0 | 0 | 0 | 0 | 0 | 0 | 0 | 0 | 0
[10 empty] | 0 | 0 | 0 | 0 | 0 | 0 | 0 | 0 | 0 | 0 | 0 | 0 | 0 | 0 | 0 | 0 | 0 | 0 | 0 | 0 | 0 | 0 | 0 | 0 | 0 | 0 | 0 | 0
[10 empty] | 0 | 0 | 0 | 0 | 0 | 0 | 0 | 0 | 0 | 0 | 0 | 0 | 0 | 0 | 0 | 0 | 0 | 0 | 0 | 0 | 0 | 0 | 0 | 0 | 0 | 0 | 0 | 0
[10 empty] | 0 | 0 | 0 | 0 | 0 | 0 | 0 | 0 | 0 | 0 | 0 | 0 | 0 | 0 | 0 | 0 | 0 | 0 | 0 | 0 | 0 | 0 | 0 | 0 | 0 | 0 | 0 | 0
[10 empty] | 0 | 0 | 0 | 0 | 0 | 0 | 0 | 0 | 0 | 0 | 0 | 0 | 0 | 0 | 0 | 0 | 0 | 0 | 0 | 0 | 0 | 0 | 0 | 0 | 0 | 0 | 0 | 0
[10 empty] | 0 | 0 | 0 | 0 | 0 | 0 | 0 | 0 | 0 | 0 | 0 | 0 | 0 | 0 | 0 | 0 | 0 | 0 | 0 | 0 | 0 | 0 | 0 | 0 | 0 | 0 | 0 | 0
[10 empty] | 0 | 0 | 0 | 0 | 0 | 0 | 0 | 0 | 0 | 0 | 0 | 0 | 0 | 0 | 0 | 0 | 0 | 0 | 0 | 0 | 0 | 0 | 0 | 0 | 0 | 0 | 0 | 0
[10 empty] | 0 | 0 | 0 | 0 | 0 | 0 | 0 | 0 | 0 | 0 | 0 | 0 | 0 | 0 | 0 | 0 | 0 | 0 | 0 | 0 | 0 | 0 | 0 | 0 | 0 | 0 | 0 | 0
[10 empty] | 0 | 0 | 0 | 0 | 0 | 0 | 0 | 0 | 0 | 0 | 0 | 0 | 0 | 0 | 0 | 0 | 0 | 0 | 0 | 0 | 0 | 0 | 0 | 0 | 0 | 0 | 0 | 0
[10 empty] | 0 | 0 | 0 | 0 | 0 | 0 | 0 | 0 | 0 | 0 | 0 | 0 | 0 | 0 | 0 | 0 | 0 | 0 | 0 | 0 | 0 | 0 | 0 | 0 | 0 | 0 | 0 | 0
[10 empty] | 0 | 0 | 0 | 0 | 0 | 0 | 0 | 0 | 0 | 0 | 0 | 0 | 0 | 0 | 0 | 0 | 0 | 0 | 0 | 0 | 0 | 0 | 0 | 0 | 0 | 0 | 0 | 0
[10 empty] | 0 | 0 | 0 | 0 | 0 | 0 | 0 | 0 | 0 | 0 | 0 | 0 | 0 | 0 | 0 | 0 | 0 | 0 | 0 | 0 | 0 | 0 | 0 | 0 | 0 | 0 | 0 | 0
[10 empty] | 0 | 0 | 0 | 0 | 0 | 0 | 0 | 0 | 0 | 0 | 0 | 0 | 0 | 0 | 0 | 0 | 0 | 0 | 0 | 0 | 0 | 0 | 0 | 0 | 0 | 0 | 0 | 0
[10 empty] | 0 | 0 | 0 | 0 | 0 | 0 | 0 | 0 | 0 | 0 | 0 | 0 | 0 | 0 | 0 | 0 | 0 | 0 | 0 | 0 | 0 | 0 | 0 | 0 | 0 | 0 | 0 | 0
[10 empty] | 0 | 0 | 0 | 0 | 0 | 0 | 0 | 0 | 0 | 0 | 0 | 0 | 0 | 0 | 0 | 0 | 0 | 0 | 0 | 0 | 0 | 0 | 0 | 0 | 0 | 0 | 0 | 0
[10 empty] | 0 | 0 | 0 | 0 | 0 | 0 | 0 | 0 | 0 | 0 | 0 | 0 | 0 | 0 | 0 | 0 | 0 | 0 | 0 | 0 | 0 | 0 | 0 | 0 | 0 | 0 | 0 | 0
[10 empty] | 0 | 0 | 0 | 0 | 0 | 0 | 0 | 0 | 0 | 0 | 0 | 0 | 0 | 0 | 0 | 0 | 0 | 0 | 0 | 0 | 0 | 0 | 0 | 0 | 0 | 0 | 0 | 0
[10 empty] | 0 | 0 | 0 | 0 | 0 | 0 | 0 | 0 | 0 | 0 | 0 | 0 | 0 | 0 | 0 | 0 | 0 | 0 | 0 | 0 | 0 | 0 | 0 | 0 | 0 | 0 | 0 | 0
[10 empty] | 0 | 0 | 0 | 0 | 0 | 0 | 0 | 0 | 0 | 0 | 0 | 0 | 0 | 0 | 0 | 0 | 0 | 0 | 0 | 0 | 0 | 0 | 0 | 0 | 0 | 0 | 0 | 0
[10 empty] | 0 | 0 | 0 | 0 | 0 | 0 | 0 | 0 | 0 | 0 | 0 | 0 | 0 | 0 | 0 | 0 | 0 | 0 | 0 | 0 | 0 | 0 | 0 | 0 | 0 | 0 | 0 | 0
[10 empty] | 0 | 0 | 0 | 0 | 0 | 0 | 0 | 0 | 0 | 0 | 0 | 0 | 0 | 0 | 0 | 0 | 0 | 0 | 0 | 0 | 0 | 0 | 0 | 0 | 0 | 0 | 0 | 0
[10 empty] | 0 | 0 | 0 | 0 | 0 | 0 | 0 | 0 | 0 | 0 | 0 | 0 | 0 | 0 | 0 | 0 | 0 | 0 | 0 | 0 | 0 | 0 | 0 | 0 | 0 | 0 | 0 | 0
[10 empty] | 0 | 0 | 0 | 0 | 0 | 0 | 0 | 0 | 0 | 0 | 0 | 0 | 0 | 0 | 0 | 0 | 0 | 0 | 0 | 0 | 0 | 0 | 0 | 0 | 0 | 0 | 0 | 0
[10 empty] | 0 | 0 | 0 | 0 | 0 | 0 | 0 | 0 | 0 | 0 | 0 | 0 | 0 | 0 | 0 | 0 | 0 | 0 | 0 | 0 | 0 | 0 | 0 | 0 | 0 | 0 | 0 | 0
[10 empty] | 0 | 0 | 0 | 0 | 0 | 0 | 0 | 0 | 0 | 0 | 0 | 0 | 0 | 0 | 0 | 0 | 0 | 0 | 0 | 0 | 0 | 0 | 0 | 0 | 0 | 0 | 0 | 0
[10 empty] | 0 | 0 | 0 | 0 | 0 | 0 | 0 | 0 | 0 | 0 | 0 | 0 | 0 | 0 | 0 | 0 | 0 | 0 | 0 | 0 | 0 | 0 | 0 | 0 | 0 | 0 | 0 | 0
[10 empty] | 0 | 0 | 0 | 0 | 0 | 0 | 0 | 0 | 0 | 0 | 0 | 0 | 0 | 0 | 0 | 0 | 0 | 0 | 0 | 0 | 0 | 0 | 0 | 0 | 0 | 0 | 0 | 0
[10 empty] | 0 | 0 | 0 | 0 | 0 | 0 | 0 | 0 | 0 | 0 | 0 | 0 | 0 | 0 | 0 | 0 | 0 | 0 | 0 | 0 | 0 | 0 | 0 | 0 | 0 | 0 | 0 | 0
[10 empty] | 0 | 0 | 0 | 0 | 0 | 0 | 0 | 0 | 0 | 0 | 0 | 0 | 0 | 0 | 0 | 0 | 0 | 0 | 0 | 0 | 0 | 0 | 0 | 0 | 0 | 0 | 0 | 0
[10 empty] | 0 | 0 | 0 | 0 | 0 | 0 | 0 | 0 | 0 | 0 | 0 | 0 | 0 | 0 | 0 | 0 | 0 | 0 | 0 | 0 | 0 | 0 | 0 | 0 | 0 | 0 | 0 | 0
[10 empty] | 0 | 0 | 0 | 0 | 0 | 0 | 0 | 0 | 0 | 0 | 0 | 0 | 0 | 0 | 0 | 0 | 0 | 0 | 0 | 0 | 0 | 0 | 0 | 0 | 0 | 0 | 0 | 0
[10 empty] | 0 | 0 | 0 | 0 | 0 | 0 | 0 | 0 | 0 | 0 | 0 | 0 | 0 | 0 | 0 | 0 | 0 | 0 | 0 | 0 | 0 | 0 | 0 | 0 | 0 | 0 | 0 | 0
[10 empty] | 0 | 0 | 0 | 0 | 0 | 0 | 0 | 0 | 0 | 0 | 0 | 0 | 0 | 0 | 0 | 0 | 0 | 0 | 0 | 0 | 0 | 0 | 0 | 0 | 0 | 0 | 0 | 0
[10 empty] | 0 | 0 | 0 | 0 | 0 | 0 | 0 | 0 | 0 | 0 | 0 | 0 | 0 | 0 | 0 | 0 | 0 | 0 | 0 | 0 | 0 | 0 | 0 | 0 | 0 | 0 | 0 | 0
[10 empty] | 0 | 0 | 0 | 0 | 0 | 0 | 0 | 0 | 0 | 0 | 0 | 0 | 0 | 0 | 0 | 0 | 0 | 0 | 0 | 0 | 0 | 0 | 0 | 0 | 0 | 0 | 0 | 0
[10 empty] | 0 | 0 | 0 | 0 | 0 | 0 | 0 | 0 | 0 | 0 | 0 | 0 | 0 | 0 | 0 | 0 | 0 | 0 | 0 | 0 | 0 | 0 | 0 | 0 | 0 | 0 | 0 | 0
[10 empty] | 0 | 0 | 0 | 0 | 0 | 0 | 0 | 0 | 0 | 0 | 0 | 0 | 0 | 0 | 0 | 0 | 0 | 0 | 0 | 0 | 0 | 0 | 0 | 0 | 0 | 0 | 0 | 0
[10 empty] | 0 | 0 | 0 | 0 | 0 | 0 | 0 | 0 | 0 | 0 | 0 | 0 | 0 | 0 | 0 | 0 | 0 | 0 | 0 | 0 | 0 | 0 | 0 | 0 | 0 | 0 | 0 | 0
[10 empty] | 0 | 0 | 0 | 0 | 0 | 0 | 0 | 0 | 0 | 0 | 0 | 0 | 0 | 0 | 0 | 0 | 0 | 0 | 0 | 0 | 0 | 0 | 0 | 0 | 0 | 0 | 0 | 0
[10 empty] | 0 | 0 | 0 | 0 | 0 | 0 | 0 | 0 | 0 | 0 | 0 | 0 | 0 | 0 | 0 | 0 | 0 | 0 | 0 | 0 | 0 | 0 | 0 | 0 | 0 | 0 | 0 | 0
[10 empty] | 0 | 0 | 0 | 0 | 0 | 0 | 0 | 0 | 0 | 0 | 0 | 0 | 0 | 0 | 0 | 0 | 0 | 0 | 0 | 0 | 0 | 0 | 0 | 0 | 0 | 0 | 0 | 0
[10 empty] | 0 | 0 | 0 | 0 | 0 | 0 | 0 | 0 | 0 | 0 | 0 | 0 | 0 | 0 | 0 | 0 | 0 | 0 | 0 | 0 | 0 | 0 | 0 | 0 | 0 | 0 | 0 | 0
[10 empty] | 0 | 0 | 0 | 0 | 0 | 0 | 0 | 0 | 0 | 0 | 0 | 0 | 0 | 0 | 0 | 0 | 0 | 0 | 0 | 0 | 0 | 0 | 0 | 0 | 0 | 0 | 0 | 0
[10 empty] | 0 | 0 | 0 | 0 | 0 | 0 | 0 | 0 | 0 | 0 | 0 | 0 | 0 | 0 | 0 | 0 | 0 | 0 | 0 | 0 | 0 | 0 | 0 | 0 | 0 | 0 | 0 | 0
[10 empty] | 0 | 0 | 0 | 0 | 0 | 0 | 0 | 0 | 0 | 0 | 0 | 0 | 0 | 0 | 0 | 0 | 0 | 0 | 0 | 0 | 0 | 0 | 0 | 0 | 0 | 0 | 0 | 0
[10 empty] | 0 | 0 | 0 | 0 | 0 | 0 | 0 | 0 | 0 | 0 | 0 | 0 | 0 | 0 | 0 | 0 | 0 | 0 | 0 | 0 | 0 | 0 | 0 | 0 | 0 | 0 | 0 | 0
[10 empty] | 0 | 0 | 0 | 0 | 0 | 0 | 0 | 0 | 0 | 0 | 0 | 0 | 0 | 0 | 0 | 0 | 0 | 0 | 0 | 0 | 0 | 0 | 0 | 0 | 0 | 0 | 0 | 0
[10 empty] | 0 | 0 | 0 | 0 | 0 | 0 | 0 | 0 | 0 | 0 | 0 | 0 | 0 | 0 | 0 | 0 | 0 | 0 | 0 | 0 | 0 | 0 | 0 | 0 | 0 | 0 | 0 | 0
[10 empty] | 0 | 0 | 0 | 0 | 0 | 0 | 0 | 0 | 0 | 0 | 0 | 0 | 0 | 0 | 0 | 0 | 0 | 0 | 0 | 0 | 0 | 0 | 0 | 0 | 0 | 0 | 0 | 0
[10 empty] | 0 | 0 | 0 | 0 | 0 | 0 | 0 | 0 | 0 | 0 | 0 | 0 | 0 | 0 | 0 | 0 | 0 | 0 | 0 | 0 | 0 | 0 | 0 | 0 | 0 | 0 | 0 | 0
[10 empty] | 0 | 0 | 0 | 0 | 0 | 0 | 0 | 0 | 0 | 0 | 0 | 0 | 0 | 0 | 0 | 0 | 0 | 0 | 0 | 0 | 0 | 0 | 0 | 0 | 0 | 0 | 0 | 0
[10 empty] | 0 | 0 | 0 | 0 | 0 | 0 | 0 | 0 | 0 | 0 | 0 | 0 | 0 | 0 | 0 | 0 | 0 | 0 | 0 | 0 | 0 | 0 | 0 | 0 | 0 | 0 | 0 | 0
[10 empty] | 0 | 0 | 0 | 0 | 0 | 0 | 0 | 0 | 0 | 0 | 0 | 0 | 0 | 0 | 0 | 0 | 0 | 0 | 0 | 0 | 0 | 0 | 0 | 0 | 0 | 0 | 0 | 0
[10 empty] | 0 | 0 | 0 | 0 | 0 | 0 | 0 | 0 | 0 | 0 | 0 | 0 | 0 | 0 | 0 | 0 | 0 | 0 | 0 | 0 | 0 | 0 | 0 | 0 | 0 | 0 | 0 | 0
[10 empty] | 0 | 0 | 0 | 0 | 0 | 0 | 0 | 0 | 0 | 0 | 0 | 0 | 0 | 0 | 0 | 0 | 0 | 0 | 0 | 0 | 0 | 0 | 0 | 0 | 0 | 0 | 0 | 0
[10 empty] | 0 | 0 | 0 | 0 | 0 | 0 | 0 | 0 | 0 | 0 | 0 | 0 | 0 | 0 | 0 | 0 | 0 | 0 | 0 | 0 | 0 | 0 | 0 | 0 | 0 | 0 | 0 | 0
[10 empty] | 0 | 0 | 0 | 0 | 0 | 0 | 0 | 0 | 0 | 0 | 0 | 0 | 0 | 0 | 0 | 0 | 0 | 0 | 0 | 0 | 0 | 0 | 0 | 0 | 0 | 0 | 0 | 0
[10 empty] | 0 | 0 | 0 | 0 | 0 | 0 | 0 | 0 | 0 | 0 | 0 | 0 | 0 | 0 | 0 | 0 | 0 | 0 | 0 | 0 | 0 | 0 | 0 | 0 | 0 | 0 | 0 | 0
[10 empty] | 0 | 0 | 0 | 0 | 0 | 0 | 0 | 0 | 0 | 0 | 0 | 0 | 0 | 0 | 0 | 0 | 0 | 0 | 0 | 0 | 0 | 0 | 0 | 0 | 0 | 0 | 0 | 0
[10 empty] | 0 | 0 | 0 | 0 | 0 | 0 | 0 | 0 | 0 | 0 | 0 | 0 | 0 | 0 | 0 | 0 | 0 | 0 | 0 | 0 | 0 | 0 | 0 | 0 | 0 | 0 | 0 | 0
[10 empty] | 0 | 0 | 0 | 0 | 0 | 0 | 0 | 0 | 0 | 0 | 0 | 0 | 0 | 0 | 0 | 0 | 0 | 0 | 0 | 0 | 0 | 0 | 0 | 0 | 0 | 0 | 0 | 0
[10 empty] | 0 | 0 | 0 | 0 | 0 | 0 | 0 | 0 | 0 | 0 | 0 | 0 | 0 | 0 | 0 | 0 | 0 | 0 | 0 | 0 | 0 | 0 | 0 | 0 | 0 | 0 | 0 | 0
[10 empty] | 0 | 0 | 0 | 0 | 0 | 0 | 0 | 0 | 0 | 0 | 0 | 0 | 0 | 0 | 0 | 0 | 0 | 0 | 0 | 0 | 0 | 0 | 0 | 0 | 0 | 0 | 0 | 0
[10 empty] | 0 | 0 | 0 | 0 | 0 | 0 | 0 | 0 | 0 | 0 | 0 | 0 | 0 | 0 | 0 | 0 | 0 | 0 | 0 | 0 | 0 | 0 | 0 | 0 | 0 | 0 | 0 | 0
[10 empty] | 0 | 0 | 0 | 0 | 0 | 0 | 0 | 0 | 0 | 0 | 0 | 0 | 0 | 0 | 0 | 0 | 0 | 0 | 0 | 0 | 0 | 0 | 0 | 0 | 0 | 0 | 0 | 0
[10 empty] | 0 | 0 | 0 | 0 | 0 | 0 | 0 | 0 | 0 | 0 | 0 | 0 | 0 | 0 | 0 | 0 | 0 | 0 | 0 | 0 | 0 | 0 | 0 | 0 | 0 | 0 | 0 | 0
[10 empty] | 0 | 0 | 0 | 0 | 0 | 0 | 0 | 0 | 0 | 0 | 0 | 0 | 0 | 0 | 0 | 0 | 0 | 0 | 0 | 0 | 0 | 0 | 0 | 0 | 0 | 0 | 0 | 0
[10 empty] | 0 | 0 | 0 | 0 | 0 | 0 | 0 | 0 | 0 | 0 | 0 | 0 | 0 | 0 | 0 | 0 | 0 | 0 | 0 | 0 | 0 | 0 | 0 | 0 | 0 | 0 | 0 | 0
[10 empty] | 0 | 0 | 0 | 0 | 0 | 0 | 0 | 0 | 0 | 0 | 0 | 0 | 0 | 0 | 0 | 0 | 0 | 0 | 0 | 0 | 0 | 0 | 0 | 0 | 0 | 0 | 0 | 0
[10 empty] | 0 | 0 | 0 | 0 | 0 | 0 | 0 | 0 | 0 | 0 | 0 | 0 | 0 | 0 | 0 | 0 | 0 | 0 | 0 | 0 | 0 | 0 | 0 | 0 | 0 | 0 | 0 | 0
[10 empty] | 0 | 0 | 0 | 0 | 0 | 0 | 0 | 0 | 0 | 0 | 0 | 0 | 0 | 0 | 0 | 0 | 0 | 0 | 0 | 0 | 0 | 0 | 0 | 0 | 0 | 0 | 0 | 0
[10 empty] | 0 | 0 | 0 | 0 | 0 | 0 | 0 | 0 | 0 | 0 | 0 | 0 | 0 | 0 | 0 | 0 | 0 | 0 | 0 | 0 | 0 | 0 | 0 | 0 | 0 | 0 | 0 | 0
[10 empty] | 0 | 0 | 0 | 0 | 0 | 0 | 0 | 0 | 0 | 0 | 0 | 0 | 0 | 0 | 0 | 0 | 0 | 0 | 0 | 0 | 0 | 0 | 0 | 0 | 0 | 0 | 0 | 0
[10 empty] | 0 | 0 | 0 | 0 | 0 | 0 | 0 | 0 | 0 | 0 | 0 | 0 | 0 | 0 | 0 | 0 | 0 | 0 | 0 | 0 | 0 | 0 | 0 | 0 | 0 | 0 | 0 | 0
[10 empty] | 0 | 0 | 0 | 0 | 0 | 0 | 0 | 0 | 0 | 0 | 0 | 0 | 0 | 0 | 0 | 0 | 0 | 0 | 0 | 0 | 0 | 0 | 0 | 0 | 0 | 0 | 0 | 0
[10 empty] | 0 | 0 | 0 | 0 | 0 | 0 | 0 | 0 | 0 | 0 | 0 | 0 | 0 | 0 | 0 | 0 | 0 | 0 | 0 | 0 | 0 | 0 | 0 | 0 | 0 | 0 | 0 | 0
[10 empty] | 0 | 0 | 0 | 0 | 0 | 0 | 0 | 0 | 0 | 0 | 0 | 0 | 0 | 0 | 0 | 0 | 0 | 0 | 0 | 0 | 0 | 0 | 0 | 0 | 0 | 0 | 0 | 0
[10 empty] | 0 | 0 | 0 | 0 | 0 | 0 | 0 | 0 | 0 | 0 | 0 | 0 | 0 | 0 | 0 | 0 | 0 | 0 | 0 | 0 | 0 | 0 | 0 | 0 | 0 | 0 | 0 | 0
[10 empty] | 0 | 0 | 0 | 0 | 0 | 0 | 0 | 0 | 0 | 0 | 0 | 0 | 0 | 0 | 0 | 0 | 0 | 0 | 0 | 0 | 0 | 0 | 0 | 0 | 0 | 0 | 0 | 0
[10 empty] | 0 | 0 | 0 | 0 | 0 | 0 | 0 | 0 | 0 | 0 | 0 | 0 | 0 | 0 | 0 | 0 | 0 | 0 | 0 | 0 | 0 | 0 | 0 | 0 | 0 | 0 | 0 | 0
[10 empty] | 0 | 0 | 0 | 0 | 0 | 0 | 0 | 0 | 0 | 0 | 0 | 0 | 0 | 0 | 0 | 0 | 0 | 0 | 0 | 0 | 0 | 0 | 0 | 0 | 0 | 0 | 0 | 0
[10 empty] | 0 | 0 | 0 | 0 | 0 | 0 | 0 | 0 | 0 | 0 | 0 | 0 | 0 | 0 | 0 | 0 | 0 | 0 | 0 | 0 | 0 | 0 | 0 | 0 | 0 | 0 | 0 | 0
[10 empty] | 0 | 0 | 0 | 0 | 0 | 0 | 0 | 0 | 0 | 0 | 0 | 0 | 0 | 0 | 0 | 0 | 0 | 0 | 0 | 0 | 0 | 0 | 0 | 0 | 0 | 0 | 0 | 0
[10 empty] | 0 | 0 | 0 | 0 | 0 | 0 | 0 | 0 | 0 | 0 | 0 | 0 | 0 | 0 | 0 | 0 | 0 | 0 | 0 | 0 | 0 | 0 | 0 | 0 | 0 | 0 | 0 | 0
[10 empty] | 0 | 0 | 0 | 0 | 0 | 0 | 0 | 0 | 0 | 0 | 0 | 0 | 0 | 0 | 0 | 0 | 0 | 0 | 0 | 0 | 0 | 0 | 0 | 0 | 0 | 0 | 0 | 0
[10 empty] | 0 | 0 | 0 | 0 | 0 | 0 | 0 | 0 | 0 | 0 | 0 | 0 | 0 | 0 | 0 | 0 | 0 | 0 | 0 | 0 | 0 | 0 | 0 | 0 | 0 | 0 | 0 | 0
[10 empty] | 0 | 0 | 0 | 0 | 0 | 0 | 0 | 0 | 0 | 0 | 0 | 0 | 0 | 0 | 0 | 0 | 0 | 0 | 0 | 0 | 0 | 0 | 0 | 0 | 0 | 0 | 0 | 0
[10 empty] | 0 | 0 | 0 | 0 | 0 | 0 | 0 | 0 | 0 | 0 | 0 | 0 | 0 | 0 | 0 | 0 | 0 | 0 | 0 | 0 | 0 | 0 | 0 | 0 | 0 | 0 | 0 | 0
[10 empty] | 0 | 0 | 0 | 0 | 0 | 0 | 0 | 0 | 0 | 0 | 0 | 0 | 0 | 0 | 0 | 0 | 0 | 0 | 0 | 0 | 0 | 0 | 0 | 0 | 0 | 0 | 0 | 0
[10 empty] | 0 | 0 | 0 | 0 | 0 | 0 | 0 | 0 | 0 | 0 | 0 | 0 | 0 | 0 | 0 | 0 | 0 | 0 | 0 | 0 | 0 | 0 | 0 | 0 | 0 | 0 | 0 | 0
[10 empty] | 0 | 0 | 0 | 0 | 0 | 0 | 0 | 0 | 0 | 0 | 0 | 0 | 0 | 0 | 0 | 0 | 0 | 0 | 0 | 0 | 0 | 0 | 0 | 0 | 0 | 0 | 0 | 0
[10 empty] | 0 | 0 | 0 | 0 | 0 | 0 | 0 | 0 | 0 | 0 | 0 | 0 | 0 | 0 | 0 | 0 | 0 | 0 | 0 | 0 | 0 | 0 | 0 | 0 | 0 | 0 | 0 | 0
[10 empty] | 0 | 0 | 0 | 0 | 0 | 0 | 0 | 0 | 0 | 0 | 0 | 0 | 0 | 0 | 0 | 0 | 0 | 0 | 0 | 0 | 0 | 0 | 0 | 0 | 0 | 0 | 0 | 0
[10 empty] | 0 | 0 | 0 | 0 | 0 | 0 | 0 | 0 | 0 | 0 | 0 | 0 | 0 | 0 | 0 | 0 | 0 | 0 | 0 | 0 | 0 | 0 | 0 | 0 | 0 | 0 | 0 | 0
[10 empty] | 0 | 0 | 0 | 0 | 0 | 0 | 0 | 0 | 0 | 0 | 0 | 0 | 0 | 0 | 0 | 0 | 0 | 0 | 0 | 0 | 0 | 0 | 0 | 0 | 0 | 0 | 0 | 0
[10 empty] | 0 | 0 | 0 | 0 | 0 | 0 | 0 | 0 | 0 | 0 | 0 | 0 | 0 | 0 | 0 | 0 | 0 | 0 | 0 | 0 | 0 | 0 | 0 | 0 | 0 | 0 | 0 | 0
[10 empty] | 0 | 0 | 0 | 0 | 0 | 0 | 0 | 0 | 0 | 0 | 0 | 0 | 0 | 0 | 0 | 0 | 0 | 0 | 0 | 0 | 0 | 0 | 0 | 0 | 0 | 0 | 0 | 0
[10 empty] | 0 | 0 | 0 | 0 | 0 | 0 | 0 | 0 | 0 | 0 | 0 | 0 | 0 | 0 | 0 | 0 | 0 | 0 | 0 | 0 | 0 | 0 | 0 | 0 | 0 | 0 | 0 | 0
[10 empty] | 0 | 0 | 0 | 0 | 0 | 0 | 0 | 0 | 0 | 0 | 0 | 0 | 0 | 0 | 0 | 0 | 0 | 0 | 0 | 0 | 0 | 0 | 0 | 0 | 0 | 0 | 0 | 0
[10 empty] | 0 | 0 | 0 | 0 | 0 | 0 | 0 | 0 | 0 | 0 | 0 | 0 | 0 | 0 | 0 | 0 | 0 | 0 | 0 | 0 | 0 | 0 | 0 | 0 | 0 | 0 | 0 | 0
[10 empty] | 0 | 0 | 0 | 0 | 0 | 0 | 0 | 0 | 0 | 0 | 0 | 0 | 0 | 0 | 0 | 0 | 0 | 0 | 0 | 0 | 0 | 0 | 0 | 0 | 0 | 0 | 0 | 0
[10 empty] | 0 | 0 | 0 | 0 | 0 | 0 | 0 | 0 | 0 | 0 | 0 | 0 | 0 | 0 | 0 | 0 | 0 | 0 | 0 | 0 | 0 | 0 | 0 | 0 | 0 | 0 | 0 | 0
[10 empty] | 0 | 0 | 0 | 0 | 0 | 0 | 0 | 0 | 0 | 0 | 0 | 0 | 0 | 0 | 0 | 0 | 0 | 0 | 0 | 0 | 0 | 0 | 0 | 0 | 0 | 0 | 0 | 0
[10 empty] | 0 | 0 | 0 | 0 | 0 | 0 | 0 | 0 | 0 | 0 | 0 | 0 | 0 | 0 | 0 | 0 | 0 | 0 | 0 | 0 | 0 | 0 | 0 | 0 | 0 | 0 | 0 | 0
[10 empty] | 0 | 0 | 0 | 0 | 0 | 0 | 0 | 0 | 0 | 0 | 0 | 0 | 0 | 0 | 0 | 0 | 0 | 0 | 0 | 0 | 0 | 0 | 0 | 0 | 0 | 0 | 0 | 0
[10 empty] | 0 | 0 | 0 | 0 | 0 | 0 | 0 | 0 | 0 | 0 | 0 | 0 | 0 | 0 | 0 | 0 | 0 | 0 | 0 | 0 | 0 | 0 | 0 | 0 | 0 | 0 | 0 | 0
[10 empty] | 0 | 0 | 0 | 0 | 0 | 0 | 0 | 0 | 0 | 0 | 0 | 0 | 0 | 0 | 0 | 0 | 0 | 0 | 0 | 0 | 0 | 0 | 0 | 0 | 0 | 0 | 0 | 0
[10 empty] | 0 | 0 | 0 | 0 | 0 | 0 | 0 | 0 | 0 | 0 | 0 | 0 | 0 | 0 | 0 | 0 | 0 | 0 | 0 | 0 | 0 | 0 | 0 | 0 | 0 | 0 | 0 | 0
[10 empty] | 0 | 0 | 0 | 0 | 0 | 0 | 0 | 0 | 0 | 0 | 0 | 0 | 0 | 0 | 0 | 0 | 0 | 0 | 0 | 0 | 0 | 0 | 0 | 0 | 0 | 0 | 0 | 0
[10 empty] | 0 | 0 | 0 | 0 | 0 | 0 | 0 | 0 | 0 | 0 | 0 | 0 | 0 | 0 | 0 | 0 | 0 | 0 | 0 | 0 | 0 | 0 | 0 | 0 | 0 | 0 | 0 | 0
[10 empty] | 0 | 0 | 0 | 0 | 0 | 0 | 0 | 0 | 0 | 0 | 0 | 0 | 0 | 0 | 0 | 0 | 0 | 0 | 0 | 0 | 0 | 0 | 0 | 0 | 0 | 0 | 0 | 0
[10 empty] | 0 | 0 | 0 | 0 | 0 | 0 | 0 | 0 | 0 | 0 | 0 | 0 | 0 | 0 | 0 | 0 | 0 | 0 | 0 | 0 | 0 | 0 | 0 | 0 | 0 | 0 | 0 | 0
[10 empty] | 0 | 0 | 0 | 0 | 0 | 0 | 0 | 0 | 0 | 0 | 0 | 0 | 0 | 0 | 0 | 0 | 0 | 0 | 0 | 0 | 0 | 0 | 0 | 0 | 0 | 0 | 0 | 0
[10 empty] | 0 | 0 | 0 | 0 | 0 | 0 | 0 | 0 | 0 | 0 | 0 | 0 | 0 | 0 | 0 | 0 | 0 | 0 | 0 | 0 | 0 | 0 | 0 | 0 | 0 | 0 | 0 | 0
[10 empty] | 0 | 0 | 0 | 0 | 0 | 0 | 0 | 0 | 0 | 0 | 0 | 0 | 0 | 0 | 0 | 0 | 0 | 0 | 0 | 0 | 0 | 0 | 0 | 0 | 0 | 0 | 0 | 0
[10 empty] | 0 | 0 | 0 | 0 | 0 | 0 | 0 | 0 | 0 | 0 | 0 | 0 | 0 | 0 | 0 | 0 | 0 | 0 | 0 | 0 | 0 | 0 | 0 | 0 | 0 | 0 | 0 | 0
[10 empty] | 0 | 0 | 0 | 0 | 0 | 0 | 0 | 0 | 0 | 0 | 0 | 0 | 0 | 0 | 0 | 0 | 0 | 0 | 0 | 0 | 0 | 0 | 0 | 0 | 0 | 0 | 0 | 0
[10 empty] | 0 | 0 | 0 | 0 | 0 | 0 | 0 | 0 | 0 | 0 | 0 | 0 | 0 | 0 | 0 | 0 | 0 | 0 | 0 | 0 | 0 | 0 | 0 | 0 | 0 | 0 | 0 | 0
[10 empty] | 0 | 0 | 0 | 0 | 0 | 0 | 0 | 0 | 0 | 0 | 0 | 0 | 0 | 0 | 0 | 0 | 0 | 0 | 0 | 0 | 0 | 0 | 0 | 0 | 0 | 0 | 0 | 0
[10 empty] | 0 | 0 | 0 | 0 | 0 | 0 | 0 | 0 | 0 | 0 | 0 | 0 | 0 | 0 | 0 | 0 | 0 | 0 | 0 | 0 | 0 | 0 | 0 | 0 | 0 | 0 | 0 | 0
[10 empty] | 0 | 0 | 0 | 0 | 0 | 0 | 0 | 0 | 0 | 0 | 0 | 0 | 0 | 0 | 0 | 0 | 0 | 0 | 0 | 0 | 0 | 0 | 0 | 0 | 0 | 0 | 0 | 0
[10 empty] | 0 | 0 | 0 | 0 | 0 | 0 | 0 | 0 | 0 | 0 | 0 | 0 | 0 | 0 | 0 | 0 | 0 | 0 | 0 | 0 | 0 | 0 | 0 | 0 | 0 | 0 | 0 | 0
[10 empty] | 0 | 0 | 0 | 0 | 0 | 0 | 0 | 0 | 0 | 0 | 0 | 0 | 0 | 0 | 0 | 0 | 0 | 0 | 0 | 0 | 0 | 0 | 0 | 0 | 0 | 0 | 0 | 0
[10 empty] | 0 | 0 | 0 | 0 | 0 | 0 | 0 | 0 | 0 | 0 | 0 | 0 | 0 | 0 | 0 | 0 | 0 | 0 | 0 | 0 | 0 | 0 | 0 | 0 | 0 | 0 | 0 | 0
[10 empty] | 0 | 0 | 0 | 0 | 0 | 0 | 0 | 0 | 0 | 0 | 0 | 0 | 0 | 0 | 0 | 0 | 0 | 0 | 0 | 0 | 0 | 0 | 0 | 0 | 0 | 0 | 0 | 0
[10 empty] | 0 | 0 | 0 | 0 | 0 | 0 | 0 | 0 | 0 | 0 | 0 | 0 | 0 | 0 | 0 | 0 | 0 | 0 | 0 | 0 | 0 | 0 | 0 | 0 | 0 | 0 | 0 | 0
[10 empty] | 0 | 0 | 0 | 0 | 0 | 0 | 0 | 0 | 0 | 0 | 0 | 0 | 0 | 0 | 0 | 0 | 0 | 0 | 0 | 0 | 0 | 0 | 0 | 0 | 0 | 0 | 0 | 0
[10 empty] | 0 | 0 | 0 | 0 | 0 | 0 | 0 | 0 | 0 | 0 | 0 | 0 | 0 | 0 | 0 | 0 | 0 | 0 | 0 | 0 | 0 | 0 | 0 | 0 | 0 | 0 | 0 | 0
[10 empty] | 0 | 0 | 0 | 0 | 0 | 0 | 0 | 0 | 0 | 0 | 0 | 0 | 0 | 0 | 0 | 0 | 0 | 0 | 0 | 0 | 0 | 0 | 0 | 0 | 0 | 0 | 0 | 0
[10 empty] | 0 | 0 | 0 | 0 | 0 | 0 | 0 | 0 | 0 | 0 | 0 | 0 | 0 | 0 | 0 | 0 | 0 | 0 | 0 | 0 | 0 | 0 | 0 | 0 | 0 | 0 | 0 | 0
[10 empty] | 0 | 0 | 0 | 0 | 0 | 0 | 0 | 0 | 0 | 0 | 0 | 0 | 0 | 0 | 0 | 0 | 0 | 0 | 0 | 0 | 0 | 0 | 0 | 0 | 0 | 0 | 0 | 0
[10 empty] | 0 | 0 | 0 | 0 | 0 | 0 | 0 | 0 | 0 | 0 | 0 | 0 | 0 | 0 | 0 | 0 | 0 | 0 | 0 | 0 | 0 | 0 | 0 | 0 | 0 | 0 | 0 | 0
[10 empty] | 0 | 0 | 0 | 0 | 0 | 0 | 0 | 0 | 0 | 0 | 0 | 0 | 0 | 0 | 0 | 0 | 0 | 0 | 0 | 0 | 0 | 0 | 0 | 0 | 0 | 0 | 0 | 0
[10 empty] | 0 | 0 | 0 | 0 | 0 | 0 | 0 | 0 | 0 | 0 | 0 | 0 | 0 | 0 | 0 | 0 | 0 | 0 | 0 | 0 | 0 | 0 | 0 | 0 | 0 | 0 | 0 | 0
[10 empty] | 0 | 0 | 0 | 0 | 0 | 0 | 0 | 0 | 0 | 0 | 0 | 0 | 0 | 0 | 0 | 0 | 0 | 0 | 0 | 0 | 0 | 0 | 0 | 0 | 0 | 0 | 0 | 0
[10 empty] | 0 | 0 | 0 | 0 | 0 | 0 | 0 | 0 | 0 | 0 | 0 | 0 | 0 | 0 | 0 | 0 | 0 | 0 | 0 | 0 | 0 | 0 | 0 | 0 | 0 | 0 | 0 | 0
[10 empty] | 0 | 0 | 0 | 0 | 0 | 0 | 0 | 0 | 0 | 0 | 0 | 0 | 0 | 0 | 0 | 0 | 0 | 0 | 0 | 0 | 0 | 0 | 0 | 0 | 0 | 0 | 0 | 0
[10 empty] | 0 | 0 | 0 | 0 | 0 | 0 | 0 | 0 | 0 | 0 | 0 | 0 | 0 | 0 | 0 | 0 | 0 | 0 | 0 | 0 | 0 | 0 | 0 | 0 | 0 | 0 | 0 | 0
[10 empty] | 0 | 0 | 0 | 0 | 0 | 0 | 0 | 0 | 0 | 0 | 0 | 0 | 0 | 0 | 0 | 0 | 0 | 0 | 0 | 0 | 0 | 0 | 0 | 0 | 0 | 0 | 0 | 0
[10 empty] | 0 | 0 | 0 | 0 | 0 | 0 | 0 | 0 | 0 | 0 | 0 | 0 | 0 | 0 | 0 | 0 | 0 | 0 | 0 | 0 | 0 | 0 | 0 | 0 | 0 | 0 | 0 | 0
[10 empty] | 0 | 0 | 0 | 0 | 0 | 0 | 0 | 0 | 0 | 0 | 0 | 0 | 0 | 0 | 0 | 0 | 0 | 0 | 0 | 0 | 0 | 0 | 0 | 0 | 0 | 0 | 0 | 0
[10 empty] | 0 | 0 | 0 | 0 | 0 | 0 | 0 | 0 | 0 | 0 | 0 | 0 | 0 | 0 | 0 | 0 | 0 | 0 | 0 | 0 | 0 | 0 | 0 | 0 | 0 | 0 | 0 | 0
[10 empty] | 0 | 0 | 0 | 0 | 0 | 0 | 0 | 0 | 0 | 0 | 0 | 0 | 0 | 0 | 0 | 0 | 0 | 0 | 0 | 0 | 0 | 0 | 0 | 0 | 0 | 0 | 0 | 0
[10 empty] | 0 | 0 | 0 | 0 | 0 | 0 | 0 | 0 | 0 | 0 | 0 | 0 | 0 | 0 | 0 | 0 | 0 | 0 | 0 | 0 | 0 | 0 | 0 | 0 | 0 | 0 | 0 | 0
[10 empty] | 0 | 0 | 0 | 0 | 0 | 0 | 0 | 0 | 0 | 0 | 0 | 0 | 0 | 0 | 0 | 0 | 0 | 0 | 0 | 0 | 0 | 0 | 0 | 0 | 0 | 0 | 0 | 0
[10 empty] | 0 | 0 | 0 | 0 | 0 | 0 | 0 | 0 | 0 | 0 | 0 | 0 | 0 | 0 | 0 | 0 | 0 | 0 | 0 | 0 | 0 | 0 | 0 | 0 | 0 | 0 | 0 | 0
[10 empty] | 0 | 0 | 0 | 0 | 0 | 0 | 0 | 0 | 0 | 0 | 0 | 0 | 0 | 0 | 0 | 0 | 0 | 0 | 0 | 0 | 0 | 0 | 0 | 0 | 0 | 0 | 0 | 0
[10 empty] | 0 | 0 | 0 | 0 | 0 | 0 | 0 | 0 | 0 | 0 | 0 | 0 | 0 | 0 | 0 | 0 | 0 | 0 | 0 | 0 | 0 | 0 | 0 | 0 | 0 | 0 | 0 | 0
[10 empty] | 0 | 0 | 0 | 0 | 0 | 0 | 0 | 0 | 0 | 0 | 0 | 0 | 0 | 0 | 0 | 0 | 0 | 0 | 0 | 0 | 0 | 0 | 0 | 0 | 0 | 0 | 0 | 0
[10 empty] | 0 | 0 | 0 | 0 | 0 | 0 | 0 | 0 | 0 | 0 | 0 | 0 | 0 | 0 | 0 | 0 | 0 | 0 | 0 | 0 | 0 | 0 | 0 | 0 | 0 | 0 | 0 | 0
[10 empty] | 0 | 0 | 0 | 0 | 0 | 0 | 0 | 0 | 0 | 0 | 0 | 0 | 0 | 0 | 0 | 0 | 0 | 0 | 0 | 0 | 0 | 0 | 0 | 0 | 0 | 0 | 0 | 0
[10 empty] | 0 | 0 | 0 | 0 | 0 | 0 | 0 | 0 | 0 | 0 | 0 | 0 | 0 | 0 | 0 | 0 | 0 | 0 | 0 | 0 | 0 | 0 | 0 | 0 | 0 | 0 | 0 | 0
[10 empty] | 0 | 0 | 0 | 0 | 0 | 0 | 0 | 0 | 0 | 0 | 0 | 0 | 0 | 0 | 0 | 0 | 0 | 0 | 0 | 0 | 0 | 0 | 0 | 0 | 0 | 0 | 0 | 0
[10 empty] | 0 | 0 | 0 | 0 | 0 | 0 | 0 | 0 | 0 | 0 | 0 | 0 | 0 | 0 | 0 | 0 | 0 | 0 | 0 | 0 | 0 | 0 | 0 | 0 | 0 | 0 | 0 | 0
[10 empty] | 0 | 0 | 0 | 0 | 0 | 0 | 0 | 0 | 0 | 0 | 0 | 0 | 0 | 0 | 0 | 0 | 0 | 0 | 0 | 0 | 0 | 0 | 0 | 0 | 0 | 0 | 0 | 0
[10 empty] | 0 | 0 | 0 | 0 | 0 | 0 | 0 | 0 | 0 | 0 | 0 | 0 | 0 | 0 | 0 | 0 | 0 | 0 | 0 | 0 | 0 | 0 | 0 | 0 | 0 | 0 | 0 | 0
[10 empty] | 0 | 0 | 0 | 0 | 0 | 0 | 0 | 0 | 0 | 0 | 0 | 0 | 0 | 0 | 0 | 0 | 0 | 0 | 0 | 0 | 0 | 0 | 0 | 0 | 0 | 0 | 0 | 0
[10 empty] | 0 | 0 | 0 | 0 | 0 | 0 | 0 | 0 | 0 | 0 | 0 | 0 | 0 | 0 | 0 | 0 | 0 | 0 | 0 | 0 | 0 | 0 | 0 | 0 | 0 | 0 | 0 | 0
[10 empty] | 0 | 0 | 0 | 0 | 0 | 0 | 0 | 0 | 0 | 0 | 0 | 0 | 0 | 0 | 0 | 0 | 0 | 0 | 0 | 0 | 0 | 0 | 0 | 0 | 0 | 0 | 0 | 0
[10 empty] | 0 | 0 | 0 | 0 | 0 | 0 | 0 | 0 | 0 | 0 | 0 | 0 | 0 | 0 | 0 | 0 | 0 | 0 | 0 | 0 | 0 | 0 | 0 | 0 | 0 | 0 | 0 | 0
[10 empty] | 0 | 0 | 0 | 0 | 0 | 0 | 0 | 0 | 0 | 0 | 0 | 0 | 0 | 0 | 0 | 0 | 0 | 0 | 0 | 0 | 0 | 0 | 0 | 0 | 0 | 0 | 0 | 0
[10 empty] | 0 | 0 | 0 | 0 | 0 | 0 | 0 | 0 | 0 | 0 | 0 | 0 | 0 | 0 | 0 | 0 | 0 | 0 | 0 | 0 | 0 | 0 | 0 | 0 | 0 | 0 | 0 | 0
[10 empty] | 0 | 0 | 0 | 0 | 0 | 0 | 0 | 0 | 0 | 0 | 0 | 0 | 0 | 0 | 0 | 0 | 0 | 0 | 0 | 0 | 0 | 0 | 0 | 0 | 0 | 0 | 0 | 0
[10 empty] | 0 | 0 | 0 | 0 | 0 | 0 | 0 | 0 | 0 | 0 | 0 | 0 | 0 | 0 | 0 | 0 | 0 | 0 | 0 | 0 | 0 | 0 | 0 | 0 | 0 | 0 | 0 | 0
[10 empty] | 0 | 0 | 0 | 0 | 0 | 0 | 0 | 0 | 0 | 0 | 0 | 0 | 0 | 0 | 0 | 0 | 0 | 0 | 0 | 0 | 0 | 0 | 0 | 0 | 0 | 0 | 0 | 0
[10 empty] | 0 | 0 | 0 | 0 | 0 | 0 | 0 | 0 | 0 | 0 | 0 | 0 | 0 | 0 | 0 | 0 | 0 | 0 | 0 | 0 | 0 | 0 | 0 | 0 | 0 | 0 | 0 | 0
[10 empty] | 0 | 0 | 0 | 0 | 0 | 0 | 0 | 0 | 0 | 0 | 0 | 0 | 0 | 0 | 0 | 0 | 0 | 0 | 0 | 0 | 0 | 0 | 0 | 0 | 0 | 0 | 0 | 0
[10 empty] | 0 | 0 | 0 | 0 | 0 | 0 | 0 | 0 | 0 | 0 | 0 | 0 | 0 | 0 | 0 | 0 | 0 | 0 | 0 | 0 | 0 | 0 | 0 | 0 | 0 | 0 | 0 | 0
[10 empty] | 0 | 0 | 0 | 0 | 0 | 0 | 0 | 0 | 0 | 0 | 0 | 0 | 0 | 0 | 0 | 0 | 0 | 0 | 0 | 0 | 0 | 0 | 0 | 0 | 0 | 0 | 0 | 0
[10 empty] | 0 | 0 | 0 | 0 | 0 | 0 | 0 | 0 | 0 | 0 | 0 | 0 | 0 | 0 | 0 | 0 | 0 | 0 | 0 | 0 | 0 | 0 | 0 | 0 | 0 | 0 | 0 | 0
[10 empty] | 0 | 0 | 0 | 0 | 0 | 0 | 0 | 0 | 0 | 0 | 0 | 0 | 0 | 0 | 0 | 0 | 0 | 0 | 0 | 0 | 0 | 0 | 0 | 0 | 0 | 0 | 0 | 0
[10 empty] | 0 | 0 | 0 | 0 | 0 | 0 | 0 | 0 | 0 | 0 | 0 | 0 | 0 | 0 | 0 | 0 | 0 | 0 | 0 | 0 | 0 | 0 | 0 | 0 | 0 | 0 | 0 | 0
[10 empty] | 0 | 0 | 0 | 0 | 0 | 0 | 0 | 0 | 0 | 0 | 0 | 0 | 0 | 0 | 0 | 0 | 0 | 0 | 0 | 0 | 0 | 0 | 0 | 0 | 0 | 0 | 0 | 0
[10 empty] | 0 | 0 | 0 | 0 | 0 | 0 | 0 | 0 | 0 | 0 | 0 | 0 | 0 | 0 | 0 | 0 | 0 | 0 | 0 | 0 | 0 | 0 | 0 | 0 | 0 | 0 | 0 | 0
[10 empty] | 0 | 0 | 0 | 0 | 0 | 0 | 0 | 0 | 0 | 0 | 0 | 0 | 0 | 0 | 0 | 0 | 0 | 0 | 0 | 0 | 0 | 0 | 0 | 0 | 0 | 0 | 0 | 0
[10 empty] | 0 | 0 | 0 | 0 | 0 | 0 | 0 | 0 | 0 | 0 | 0 | 0 | 0 | 0 | 0 | 0 | 0 | 0 | 0 | 0 | 0 | 0 | 0 | 0 | 0 | 0 | 0 | 0
[10 empty] | 0 | 0 | 0 | 0 | 0 | 0 | 0 | 0 | 0 | 0 | 0 | 0 | 0 | 0 | 0 | 0 | 0 | 0 | 0 | 0 | 0 | 0 | 0 | 0 | 0 | 0 | 0 | 0
[10 empty] | 0 | 0 | 0 | 0 | 0 | 0 | 0 | 0 | 0 | 0 | 0 | 0 | 0 | 0 | 0 | 0 | 0 | 0 | 0 | 0 | 0 | 0 | 0 | 0 | 0 | 0 | 0 | 0
[10 empty] | 0 | 0 | 0 | 0 | 0 | 0 | 0 | 0 | 0 | 0 | 0 | 0 | 0 | 0 | 0 | 0 | 0 | 0 | 0 | 0 | 0 | 0 | 0 | 0 | 0 | 0 | 0 | 0
[10 empty] | 0 | 0 | 0 | 0 | 0 | 0 | 0 | 0 | 0 | 0 | 0 | 0 | 0 | 0 | 0 | 0 | 0 | 0 | 0 | 0 | 0 | 0 | 0 | 0 | 0 | 0 | 0 | 0
[10 empty] | 0 | 0 | 0 | 0 | 0 | 0 | 0 | 0 | 0 | 0 | 0 | 0 | 0 | 0 | 0 | 0 | 0 | 0 | 0 | 0 | 0 | 0 | 0 | 0 | 0 | 0 | 0 | 0
[10 empty] | 0 | 0 | 0 | 0 | 0 | 0 | 0 | 0 | 0 | 0 | 0 | 0 | 0 | 0 | 0 | 0 | 0 | 0 | 0 | 0 | 0 | 0 | 0 | 0 | 0 | 0 | 0 | 0
[10 empty] | 0 | 0 | 0 | 0 | 0 | 0 | 0 | 0 | 0 | 0 | 0 | 0 | 0 | 0 | 0 | 0 | 0 | 0 | 0 | 0 | 0 | 0 | 0 | 0 | 0 | 0 | 0 | 0
[10 empty] | 0 | 0 | 0 | 0 | 0 | 0 | 0 | 0 | 0 | 0 | 0 | 0 | 0 | 0 | 0 | 0 | 0 | 0 | 0 | 0 | 0 | 0 | 0 | 0 | 0 | 0 | 0 | 0
[10 empty] | 0 | 0 | 0 | 0 | 0 | 0 | 0 | 0 | 0 | 0 | 0 | 0 | 0 | 0 | 0 | 0 | 0 | 0 | 0 | 0 | 0 | 0 | 0 | 0 | 0 | 0 | 0 | 0
[10 empty] | 0 | 0 | 0 | 0 | 0 | 0 | 0 | 0 | 0 | 0 | 0 | 0 | 0 | 0 | 0 | 0 | 0 | 0 | 0 | 0 | 0 | 0 | 0 | 0 | 0 | 0 | 0 | 0
[10 empty] | 0 | 0 | 0 | 0 | 0 | 0 | 0 | 0 | 0 | 0 | 0 | 0 | 0 | 0 | 0 | 0 | 0 | 0 | 0 | 0 | 0 | 0 | 0 | 0 | 0 | 0 | 0 | 0
[10 empty] | 0 | 0 | 0 | 0 | 0 | 0 | 0 | 0 | 0 | 0 | 0 | 0 | 0 | 0 | 0 | 0 | 0 | 0 | 0 | 0 | 0 | 0 | 0 | 0 | 0 | 0 | 0 | 0
[10 empty] | 0 | 0 | 0 | 0 | 0 | 0 | 0 | 0 | 0 | 0 | 0 | 0 | 0 | 0 | 0 | 0 | 0 | 0 | 0 | 0 | 0 | 0 | 0 | 0 | 0 | 0 | 0 | 0
[10 empty] | 0 | 0 | 0 | 0 | 0 | 0 | 0 | 0 | 0 | 0 | 0 | 0 | 0 | 0 | 0 | 0 | 0 | 0 | 0 | 0 | 0 | 0 | 0 | 0 | 0 | 0 | 0 | 0
[10 empty] | 0 | 0 | 0 | 0 | 0 | 0 | 0 | 0 | 0 | 0 | 0 | 0 | 0 | 0 | 0 | 0 | 0 | 0 | 0 | 0 | 0 | 0 | 0 | 0 | 0 | 0 | 0 | 0
[10 empty] | 0 | 0 | 0 | 0 | 0 | 0 | 0 | 0 | 0 | 0 | 0 | 0 | 0 | 0 | 0 | 0 | 0 | 0 | 0 | 0 | 0 | 0 | 0 | 0 | 0 | 0 | 0 | 0
[10 empty] | 0 | 0 | 0 | 0 | 0 | 0 | 0 | 0 | 0 | 0 | 0 | 0 | 0 | 0 | 0 | 0 | 0 | 0 | 0 | 0 | 0 | 0 | 0 | 0 | 0 | 0 | 0 | 0
[10 empty] | 0 | 0 | 0 | 0 | 0 | 0 | 0 | 0 | 0 | 0 | 0 | 0 | 0 | 0 | 0 | 0 | 0 | 0 | 0 | 0 | 0 | 0 | 0 | 0 | 0 | 0 | 0 | 0
[10 empty] | 0 | 0 | 0 | 0 | 0 | 0 | 0 | 0 | 0 | 0 | 0 | 0 | 0 | 0 | 0 | 0 | 0 | 0 | 0 | 0 | 0 | 0 | 0 | 0 | 0 | 0 | 0 | 0
[10 empty] | 0 | 0 | 0 | 0 | 0 | 0 | 0 | 0 | 0 | 0 | 0 | 0 | 0 | 0 | 0 | 0 | 0 | 0 | 0 | 0 | 0 | 0 | 0 | 0 | 0 | 0 | 0 | 0
[10 empty] | 0 | 0 | 0 | 0 | 0 | 0 | 0 | 0 | 0 | 0 | 0 | 0 | 0 | 0 | 0 | 0 | 0 | 0 | 0 | 0 | 0 | 0 | 0 | 0 | 0 | 0 | 0 | 0
[10 empty] | 0 | 0 | 0 | 0 | 0 | 0 | 0 | 0 | 0 | 0 | 0 | 0 | 0 | 0 | 0 | 0 | 0 | 0 | 0 | 0 | 0 | 0 | 0 | 0 | 0 | 0 | 0 | 0
[10 empty] | 0 | 0 | 0 | 0 | 0 | 0 | 0 | 0 | 0 | 0 | 0 | 0 | 0 | 0 | 0 | 0 | 0 | 0 | 0 | 0 | 0 | 0 | 0 | 0 | 0 | 0 | 0 | 0
[10 empty] | 0 | 0 | 0 | 0 | 0 | 0 | 0 | 0 | 0 | 0 | 0 | 0 | 0 | 0 | 0 | 0 | 0 | 0 | 0 | 0 | 0 | 0 | 0 | 0 | 0 | 0 | 0 | 0
[10 empty] | 0 | 0 | 0 | 0 | 0 | 0 | 0 | 0 | 0 | 0 | 0 | 0 | 0 | 0 | 0 | 0 | 0 | 0 | 0 | 0 | 0 | 0 | 0 | 0 | 0 | 0 | 0 | 0
[10 empty] | 0 | 0 | 0 | 0 | 0 | 0 | 0 | 0 | 0 | 0 | 0 | 0 | 0 | 0 | 0 | 0 | 0 | 0 | 0 | 0 | 0 | 0 | 0 | 0 | 0 | 0 | 0 | 0
[10 empty] | 0 | 0 | 0 | 0 | 0 | 0 | 0 | 0 | 0 | 0 | 0 | 0 | 0 | 0 | 0 | 0 | 0 | 0 | 0 | 0 | 0 | 0 | 0 | 0 | 0 | 0 | 0 | 0
[10 empty] | 0 | 0 | 0 | 0 | 0 | 0 | 0 | 0 | 0 | 0 | 0 | 0 | 0 | 0 | 0 | 0 | 0 | 0 | 0 | 0 | 0 | 0 | 0 | 0 | 0 | 0 | 0 | 0
[10 empty] | 0 | 0 | 0 | 0 | 0 | 0 | 0 | 0 | 0 | 0 | 0 | 0 | 0 | 0 | 0 | 0 | 0 | 0 | 0 | 0 | 0 | 0 | 0 | 0 | 0 | 0 | 0 | 0
[10 empty] | 0 | 0 | 0 | 0 | 0 | 0 | 0 | 0 | 0 | 0 | 0 | 0 | 0 | 0 | 0 | 0 | 0 | 0 | 0 | 0 | 0 | 0 | 0 | 0 | 0 | 0 | 0 | 0
[10 empty] | 0 | 0 | 0 | 0 | 0 | 0 | 0 | 0 | 0 | 0 | 0 | 0 | 0 | 0 | 0 | 0 | 0 | 0 | 0 | 0 | 0 | 0 | 0 | 0 | 0 | 0 | 0 | 0
[10 empty] | 0 | 0 | 0 | 0 | 0 | 0 | 0 | 0 | 0 | 0 | 0 | 0 | 0 | 0 | 0 | 0 | 0 | 0 | 0 | 0 | 0 | 0 | 0 | 0 | 0 | 0 | 0 | 0
[10 empty] | 0 | 0 | 0 | 0 | 0 | 0 | 0 | 0 | 0 | 0 | 0 | 0 | 0 | 0 | 0 | 0 | 0 | 0 | 0 | 0 | 0 | 0 | 0 | 0 | 0 | 0 | 0 | 0
[10 empty] | 0 | 0 | 0 | 0 | 0 | 0 | 0 | 0 | 0 | 0 | 0 | 0 | 0 | 0 | 0 | 0 | 0 | 0 | 0 | 0 | 0 | 0 | 0 | 0 | 0 | 0 | 0 | 0
[10 empty] | 0 | 0 | 0 | 0 | 0 | 0 | 0 | 0 | 0 | 0 | 0 | 0 | 0 | 0 | 0 | 0 | 0 | 0 | 0 | 0 | 0 | 0 | 0 | 0 | 0 | 0 | 0 | 0
[10 empty] | 0 | 0 | 0 | 0 | 0 | 0 | 0 | 0 | 0 | 0 | 0 | 0 | 0 | 0 | 0 | 0 | 0 | 0 | 0 | 0 | 0 | 0 | 0 | 0 | 0 | 0 | 0 | 0
[10 empty] | 0 | 0 | 0 | 0 | 0 | 0 | 0 | 0 | 0 | 0 | 0 | 0 | 0 | 0 | 0 | 0 | 0 | 0 | 0 | 0 | 0 | 0 | 0 | 0 | 0 | 0 | 0 | 0
[10 empty] | 0 | 0 | 0 | 0 | 0 | 0 | 0 | 0 | 0 | 0 | 0 | 0 | 0 | 0 | 0 | 0 | 0 | 0 | 0 | 0 | 0 | 0 | 0 | 0 | 0 | 0 | 0 | 0
[10 empty] | 0 | 0 | 0 | 0 | 0 | 0 | 0 | 0 | 0 | 0 | 0 | 0 | 0 | 0 | 0 | 0 | 0 | 0 | 0 | 0 | 0 | 0 | 0 | 0 | 0 | 0 | 0 | 0
[10 empty] | 0 | 0 | 0 | 0 | 0 | 0 | 0 | 0 | 0 | 0 | 0 | 0 | 0 | 0 | 0 | 0 | 0 | 0 | 0 | 0 | 0 | 0 | 0 | 0 | 0 | 0 | 0 | 0
[10 empty] | 0 | 0 | 0 | 0 | 0 | 0 | 0 | 0 | 0 | 0 | 0 | 0 | 0 | 0 | 0 | 0 | 0 | 0 | 0 | 0 | 0 | 0 | 0 | 0 | 0 | 0 | 0 | 0
[10 empty] | 0 | 0 | 0 | 0 | 0 | 0 | 0 | 0 | 0 | 0 | 0 | 0 | 0 | 0 | 0 | 0 | 0 | 0 | 0 | 0 | 0 | 0 | 0 | 0 | 0 | 0 | 0 | 0
[10 empty] | 0 | 0 | 0 | 0 | 0 | 0 | 0 | 0 | 0 | 0 | 0 | 0 | 0 | 0 | 0 | 0 | 0 | 0 | 0 | 0 | 0 | 0 | 0 | 0 | 0 | 0 | 0 | 0
[10 empty] | 0 | 0 | 0 | 0 | 0 | 0 | 0 | 0 | 0 | 0 | 0 | 0 | 0 | 0 | 0 | 0 | 0 | 0 | 0 | 0 | 0 | 0 | 0 | 0 | 0 | 0 | 0 | 0
[10 empty] | 0 | 0 | 0 | 0 | 0 | 0 | 0 | 0 | 0 | 0 | 0 | 0 | 0 | 0 | 0 | 0 | 0 | 0 | 0 | 0 | 0 | 0 | 0 | 0 | 0 | 0 | 0 | 0
[10 empty] | 0 | 0 | 0 | 0 | 0 | 0 | 0 | 0 | 0 | 0 | 0 | 0 | 0 | 0 | 0 | 0 | 0 | 0 | 0 | 0 | 0 | 0 | 0 | 0 | 0 | 0 | 0 | 0
[10 empty] | 0 | 0 | 0 | 0 | 0 | 0 | 0 | 0 | 0 | 0 | 0 | 0 | 0 | 0 | 0 | 0 | 0 | 0 | 0 | 0 | 0 | 0 | 0 | 0 | 0 | 0 | 0 | 0
[10 empty] | 0 | 0 | 0 | 0 | 0 | 0 | 0 | 0 | 0 | 0 | 0 | 0 | 0 | 0 | 0 | 0 | 0 | 0 | 0 | 0 | 0 | 0 | 0 | 0 | 0 | 0 | 0 | 0
[10 empty] | 0 | 0 | 0 | 0 | 0 | 0 | 0 | 0 | 0 | 0 | 0 | 0 | 0 | 0 | 0 | 0 | 0 | 0 | 0 | 0 | 0 | 0 | 0 | 0 | 0 | 0 | 0 | 0
[10 empty] | 0 | 0 | 0 | 0 | 0 | 0 | 0 | 0 | 0 | 0 | 0 | 0 | 0 | 0 | 0 | 0 | 0 | 0 | 0 | 0 | 0 | 0 | 0 | 0 | 0 | 0 | 0 | 0
[10 empty] | 0 | 0 | 0 | 0 | 0 | 0 | 0 | 0 | 0 | 0 | 0 | 0 | 0 | 0 | 0 | 0 | 0 | 0 | 0 | 0 | 0 | 0 | 0 | 0 | 0 | 0 | 0 | 0
[10 empty] | 0 | 0 | 0 | 0 | 0 | 0 | 0 | 0 | 0 | 0 | 0 | 0 | 0 | 0 | 0 | 0 | 0 | 0 | 0 | 0 | 0 | 0 | 0 | 0 | 0 | 0 | 0 | 0
[10 empty] | 0 | 0 | 0 | 0 | 0 | 0 | 0 | 0 | 0 | 0 | 0 | 0 | 0 | 0 | 0 | 0 | 0 | 0 | 0 | 0 | 0 | 0 | 0 | 0 | 0 | 0 | 0 | 0
[10 empty] | 0 | 0 | 0 | 0 | 0 | 0 | 0 | 0 | 0 | 0 | 0 | 0 | 0 | 0 | 0 | 0 | 0 | 0 | 0 | 0 | 0 | 0 | 0 | 0 | 0 | 0 | 0 | 0
[10 empty] | 0 | 0 | 0 | 0 | 0 | 0 | 0 | 0 | 0 | 0 | 0 | 0 | 0 | 0 | 0 | 0 | 0 | 0 | 0 | 0 | 0 | 0 | 0 | 0 | 0 | 0 | 0 | 0
[10 empty] | 0 | 0 | 0 | 0 | 0 | 0 | 0 | 0 | 0 | 0 | 0 | 0 | 0 | 0 | 0 | 0 | 0 | 0 | 0 | 0 | 0 | 0 | 0 | 0 | 0 | 0 | 0 | 0
[10 empty] | 0 | 0 | 0 | 0 | 0 | 0 | 0 | 0 | 0 | 0 | 0 | 0 | 0 | 0 | 0 | 0 | 0 | 0 | 0 | 0 | 0 | 0 | 0 | 0 | 0 | 0 | 0 | 0
[10 empty] | 0 | 0 | 0 | 0 | 0 | 0 | 0 | 0 | 0 | 0 | 0 | 0 | 0 | 0 | 0 | 0 | 0 | 0 | 0 | 0 | 0 | 0 | 0 | 0 | 0 | 0 | 0 | 0
[10 empty] | 0 | 0 | 0 | 0 | 0 | 0 | 0 | 0 | 0 | 0 | 0 | 0 | 0 | 0 | 0 | 0 | 0 | 0 | 0 | 0 | 0 | 0 | 0 | 0 | 0 | 0 | 0 | 0
[10 empty] | 0 | 0 | 0 | 0 | 0 | 0 | 0 | 0 | 0 | 0 | 0 | 0 | 0 | 0 | 0 | 0 | 0 | 0 | 0 | 0 | 0 | 0 | 0 | 0 | 0 | 0 | 0 | 0
[10 empty] | 0 | 0 | 0 | 0 | 0 | 0 | 0 | 0 | 0 | 0 | 0 | 0 | 0 | 0 | 0 | 0 | 0 | 0 | 0 | 0 | 0 | 0 | 0 | 0 | 0 | 0 | 0 | 0
[10 empty] | 0 | 0 | 0 | 0 | 0 | 0 | 0 | 0 | 0 | 0 | 0 | 0 | 0 | 0 | 0 | 0 | 0 | 0 | 0 | 0 | 0 | 0 | 0 | 0 | 0 | 0 | 0 | 0
[10 empty] | 0 | 0 | 0 | 0 | 0 | 0 | 0 | 0 | 0 | 0 | 0 | 0 | 0 | 0 | 0 | 0 | 0 | 0 | 0 | 0 | 0 | 0 | 0 | 0 | 0 | 0 | 0 | 0
[10 empty] | 0 | 0 | 0 | 0 | 0 | 0 | 0 | 0 | 0 | 0 | 0 | 0 | 0 | 0 | 0 | 0 | 0 | 0 | 0 | 0 | 0 | 0 | 0 | 0 | 0 | 0 | 0 | 0
[10 empty] | 0 | 0 | 0 | 0 | 0 | 0 | 0 | 0 | 0 | 0 | 0 | 0 | 0 | 0 | 0 | 0 | 0 | 0 | 0 | 0 | 0 | 0 | 0 | 0 | 0 | 0 | 0 | 0
[10 empty] | 0 | 0 | 0 | 0 | 0 | 0 | 0 | 0 | 0 | 0 | 0 | 0 | 0 | 0 | 0 | 0 | 0 | 0 | 0 | 0 | 0 | 0 | 0 | 0 | 0 | 0 | 0 | 0
[10 empty] | 0 | 0 | 0 | 0 | 0 | 0 | 0 | 0 | 0 | 0 | 0 | 0 | 0 | 0 | 0 | 0 | 0 | 0 | 0 | 0 | 0 | 0 | 0 | 0 | 0 | 0 | 0 | 0
[10 empty] | 0 | 0 | 0 | 0 | 0 | 0 | 0 | 0 | 0 | 0 | 0 | 0 | 0 | 0 | 0 | 0 | 0 | 0 | 0 | 0 | 0 | 0 | 0 | 0 | 0 | 0 | 0 | 0
[10 empty] | 0 | 0 | 0 | 0 | 0 | 0 | 0 | 0 | 0 | 0 | 0 | 0 | 0 | 0 | 0 | 0 | 0 | 0 | 0 | 0 | 0 | 0 | 0 | 0 | 0 | 0 | 0 | 0
[10 empty] | 0 | 0 | 0 | 0 | 0 | 0 | 0 | 0 | 0 | 0 | 0 | 0 | 0 | 0 | 0 | 0 | 0 | 0 | 0 | 0 | 0 | 0 | 0 | 0 | 0 | 0 | 0 | 0
[10 empty] | 0 | 0 | 0 | 0 | 0 | 0 | 0 | 0 | 0 | 0 | 0 | 0 | 0 | 0 | 0 | 0 | 0 | 0 | 0 | 0 | 0 | 0 | 0 | 0 | 0 | 0 | 0 | 0
[10 empty] | 0 | 0 | 0 | 0 | 0 | 0 | 0 | 0 | 0 | 0 | 0 | 0 | 0 | 0 | 0 | 0 | 0 | 0 | 0 | 0 | 0 | 0 | 0 | 0 | 0 | 0 | 0 | 0
[10 empty] | 0 | 0 | 0 | 0 | 0 | 0 | 0 | 0 | 0 | 0 | 0 | 0 | 0 | 0 | 0 | 0 | 0 | 0 | 0 | 0 | 0 | 0 | 0 | 0 | 0 | 0 | 0 | 0
[10 empty] | 0 | 0 | 0 | 0 | 0 | 0 | 0 | 0 | 0 | 0 | 0 | 0 | 0 | 0 | 0 | 0 | 0 | 0 | 0 | 0 | 0 | 0 | 0 | 0 | 0 | 0 | 0 | 0
[10 empty] | 0 | 0 | 0 | 0 | 0 | 0 | 0 | 0 | 0 | 0 | 0 | 0 | 0 | 0 | 0 | 0 | 0 | 0 | 0 | 0 | 0 | 0 | 0 | 0 | 0 | 0 | 0 | 0
[10 empty] | 0 | 0 | 0 | 0 | 0 | 0 | 0 | 0 | 0 | 0 | 0 | 0 | 0 | 0 | 0 | 0 | 0 | 0 | 0 | 0 | 0 | 0 | 0 | 0 | 0 | 0 | 0 | 0
[10 empty] | 0 | 0 | 0 | 0 | 0 | 0 | 0 | 0 | 0 | 0 | 0 | 0 | 0 | 0 | 0 | 0 | 0 | 0 | 0 | 0 | 0 | 0 | 0 | 0 | 0 | 0 | 0 | 0
[10 empty] | 0 | 0 | 0 | 0 | 0 | 0 | 0 | 0 | 0 | 0 | 0 | 0 | 0 | 0 | 0 | 0 | 0 | 0 | 0 | 0 | 0 | 0 | 0 | 0 | 0 | 0 | 0 | 0
[10 empty] | 0 | 0 | 0 | 0 | 0 | 0 | 0 | 0 | 0 | 0 | 0 | 0 | 0 | 0 | 0 | 0 | 0 | 0 | 0 | 0 | 0 | 0 | 0 | 0 | 0 | 0 | 0 | 0
[10 empty] | 0 | 0 | 0 | 0 | 0 | 0 | 0 | 0 | 0 | 0 | 0 | 0 | 0 | 0 | 0 | 0 | 0 | 0 | 0 | 0 | 0 | 0 | 0 | 0 | 0 | 0 | 0 | 0
[10 empty] | 0 | 0 | 0 | 0 | 0 | 0 | 0 | 0 | 0 | 0 | 0 | 0 | 0 | 0 | 0 | 0 | 0 | 0 | 0 | 0 | 0 | 0 | 0 | 0 | 0 | 0 | 0 | 0
[10 empty] | 0 | 0 | 0 | 0 | 0 | 0 | 0 | 0 | 0 | 0 | 0 | 0 | 0 | 0 | 0 | 0 | 0 | 0 | 0 | 0 | 0 | 0 | 0 | 0 | 0 | 0 | 0 | 0
[10 empty] | 0 | 0 | 0 | 0 | 0 | 0 | 0 | 0 | 0 | 0 | 0 | 0 | 0 | 0 | 0 | 0 | 0 | 0 | 0 | 0 | 0 | 0 | 0 | 0 | 0 | 0 | 0 | 0
[10 empty] | 0 | 0 | 0 | 0 | 0 | 0 | 0 | 0 | 0 | 0 | 0 | 0 | 0 | 0 | 0 | 0 | 0 | 0 | 0 | 0 | 0 | 0 | 0 | 0 | 0 | 0 | 0 | 0
[10 empty] | 0 | 0 | 0 | 0 | 0 | 0 | 0 | 0 | 0 | 0 | 0 | 0 | 0 | 0 | 0 | 0 | 0 | 0 | 0 | 0 | 0 | 0 | 0 | 0 | 0 | 0 | 0 | 0
[10 empty] | 0 | 0 | 0 | 0 | 0 | 0 | 0 | 0 | 0 | 0 | 0 | 0 | 0 | 0 | 0 | 0 | 0 | 0 | 0 | 0 | 0 | 0 | 0 | 0 | 0 | 0 | 0 | 0
[10 empty] | 0 | 0 | 0 | 0 | 0 | 0 | 0 | 0 | 0 | 0 | 0 | 0 | 0 | 0 | 0 | 0 | 0 | 0 | 0 | 0 | 0 | 0 | 0 | 0 | 0 | 0 | 0 | 0
[10 empty] | 0 | 0 | 0 | 0 | 0 | 0 | 0 | 0 | 0 | 0 | 0 | 0 | 0 | 0 | 0 | 0 | 0 | 0 | 0 | 0 | 0 | 0 | 0 | 0 | 0 | 0 | 0 | 0
[10 empty] | 0 | 0 | 0 | 0 | 0 | 0 | 0 | 0 | 0 | 0 | 0 | 0 | 0 | 0 | 0 | 0 | 0 | 0 | 0 | 0 | 0 | 0 | 0 | 0 | 0 | 0 | 0 | 0
[10 empty] | 0 | 0 | 0 | 0 | 0 | 0 | 0 | 0 | 0 | 0 | 0 | 0 | 0 | 0 | 0 | 0 | 0 | 0 | 0 | 0 | 0 | 0 | 0 | 0 | 0 | 0 | 0 | 0
[10 empty] | 0 | 0 | 0 | 0 | 0 | 0 | 0 | 0 | 0 | 0 | 0 | 0 | 0 | 0 | 0 | 0 | 0 | 0 | 0 | 0 | 0 | 0 | 0 | 0 | 0 | 0 | 0 | 0
[10 empty] | 0 | 0 | 0 | 0 | 0 | 0 | 0 | 0 | 0 | 0 | 0 | 0 | 0 | 0 | 0 | 0 | 0 | 0 | 0 | 0 | 0 | 0 | 0 | 0 | 0 | 0 | 0 | 0
[10 empty] | 0 | 0 | 0 | 0 | 0 | 0 | 0 | 0 | 0 | 0 | 0 | 0 | 0 | 0 | 0 | 0 | 0 | 0 | 0 | 0 | 0 | 0 | 0 | 0 | 0 | 0 | 0 | 0
[10 empty] | 0 | 0 | 0 | 0 | 0 | 0 | 0 | 0 | 0 | 0 | 0 | 0 | 0 | 0 | 0 | 0 | 0 | 0 | 0 | 0 | 0 | 0 | 0 | 0 | 0 | 0 | 0 | 0
[10 empty] | 0 | 0 | 0 | 0 | 0 | 0 | 0 | 0 | 0 | 0 | 0 | 0 | 0 | 0 | 0 | 0 | 0 | 0 | 0 | 0 | 0 | 0 | 0 | 0 | 0 | 0 | 0 | 0
[10 empty] | 0 | 0 | 0 | 0 | 0 | 0 | 0 | 0 | 0 | 0 | 0 | 0 | 0 | 0 | 0 | 0 | 0 | 0 | 0 | 0 | 0 | 0 | 0 | 0 | 0 | 0 | 0 | 0
[10 empty] | 0 | 0 | 0 | 0 | 0 | 0 | 0 | 0 | 0 | 0 | 0 | 0 | 0 | 0 | 0 | 0 | 0 | 0 | 0 | 0 | 0 | 0 | 0 | 0 | 0 | 0 | 0 | 0
[10 empty] | 0 | 0 | 0 | 0 | 0 | 0 | 0 | 0 | 0 | 0 | 0 | 0 | 0 | 0 | 0 | 0 | 0 | 0 | 0 | 0 | 0 | 0 | 0 | 0 | 0 | 0 | 0 | 0
[10 empty] | 0 | 0 | 0 | 0 | 0 | 0 | 0 | 0 | 0 | 0 | 0 | 0 | 0 | 0 | 0 | 0 | 0 | 0 | 0 | 0 | 0 | 0 | 0 | 0 | 0 | 0 | 0 | 0
[10 empty] | 0 | 0 | 0 | 0 | 0 | 0 | 0 | 0 | 0 | 0 | 0 | 0 | 0 | 0 | 0 | 0 | 0 | 0 | 0 | 0 | 0 | 0 | 0 | 0 | 0 | 0 | 0 | 0
[10 empty] | 0 | 0 | 0 | 0 | 0 | 0 | 0 | 0 | 0 | 0 | 0 | 0 | 0 | 0 | 0 | 0 | 0 | 0 | 0 | 0 | 0 | 0 | 0 | 0 | 0 | 0 | 0 | 0
[10 empty] | 0 | 0 | 0 | 0 | 0 | 0 | 0 | 0 | 0 | 0 | 0 | 0 | 0 | 0 | 0 | 0 | 0 | 0 | 0 | 0 | 0 | 0 | 0 | 0 | 0 | 0 | 0 | 0
[10 empty] | 0 | 0 | 0 | 0 | 0 | 0 | 0 | 0 | 0 | 0 | 0 | 0 | 0 | 0 | 0 | 0 | 0 | 0 | 0 | 0 | 0 | 0 | 0 | 0 | 0 | 0 | 0 | 0
[10 empty] | 0 | 0 | 0 | 0 | 0 | 0 | 0 | 0 | 0 | 0 | 0 | 0 | 0 | 0 | 0 | 0 | 0 | 0 | 0 | 0 | 0 | 0 | 0 | 0 | 0 | 0 | 0 | 0
[10 empty] | 0 | 0 | 0 | 0 | 0 | 0 | 0 | 0 | 0 | 0 | 0 | 0 | 0 | 0 | 0 | 0 | 0 | 0 | 0 | 0 | 0 | 0 | 0 | 0 | 0 | 0 | 0 | 0
[10 empty] | 0 | 0 | 0 | 0 | 0 | 0 | 0 | 0 | 0 | 0 | 0 | 0 | 0 | 0 | 0 | 0 | 0 | 0 | 0 | 0 | 0 | 0 | 0 | 0 | 0 | 0 | 0 | 0
[10 empty] | 0 | 0 | 0 | 0 | 0 | 0 | 0 | 0 | 0 | 0 | 0 | 0 | 0 | 0 | 0 | 0 | 0 | 0 | 0 | 0 | 0 | 0 | 0 | 0 | 0 | 0 | 0 | 0
[10 empty] | 0 | 0 | 0 | 0 | 0 | 0 | 0 | 0 | 0 | 0 | 0 | 0 | 0 | 0 | 0 | 0 | 0 | 0 | 0 | 0 | 0 | 0 | 0 | 0 | 0 | 0 | 0 | 0
[10 empty] | 0 | 0 | 0 | 0 | 0 | 0 | 0 | 0 | 0 | 0 | 0 | 0 | 0 | 0 | 0 | 0 | 0 | 0 | 0 | 0 | 0 | 0 | 0 | 0 | 0 | 0 | 0 | 0
[10 empty] | 0 | 0 | 0 | 0 | 0 | 0 | 0 | 0 | 0 | 0 | 0 | 0 | 0 | 0 | 0 | 0 | 0 | 0 | 0 | 0 | 0 | 0 | 0 | 0 | 0 | 0 | 0 | 0
[10 empty] | 0 | 0 | 0 | 0 | 0 | 0 | 0 | 0 | 0 | 0 | 0 | 0 | 0 | 0 | 0 | 0 | 0 | 0 | 0 | 0 | 0 | 0 | 0 | 0 | 0 | 0 | 0 | 0
[10 empty] | 0 | 0 | 0 | 0 | 0 | 0 | 0 | 0 | 0 | 0 | 0 | 0 | 0 | 0 | 0 | 0 | 0 | 0 | 0 | 0 | 0 | 0 | 0 | 0 | 0 | 0 | 0 | 0
[10 empty] | 0 | 0 | 0 | 0 | 0 | 0 | 0 | 0 | 0 | 0 | 0 | 0 | 0 | 0 | 0 | 0 | 0 | 0 | 0 | 0 | 0 | 0 | 0 | 0 | 0 | 0 | 0 | 0
[10 empty] | 0 | 0 | 0 | 0 | 0 | 0 | 0 | 0 | 0 | 0 | 0 | 0 | 0 | 0 | 0 | 0 | 0 | 0 | 0 | 0 | 0 | 0 | 0 | 0 | 0 | 0 | 0 | 0
[10 empty] | 0 | 0 | 0 | 0 | 0 | 0 | 0 | 0 | 0 | 0 | 0 | 0 | 0 | 0 | 0 | 0 | 0 | 0 | 0 | 0 | 0 | 0 | 0 | 0 | 0 | 0 | 0 | 0
[10 empty] | 0 | 0 | 0 | 0 | 0 | 0 | 0 | 0 | 0 | 0 | 0 | 0 | 0 | 0 | 0 | 0 | 0 | 0 | 0 | 0 | 0 | 0 | 0 | 0 | 0 | 0 | 0 | 0
[10 empty] | 0 | 0 | 0 | 0 | 0 | 0 | 0 | 0 | 0 | 0 | 0 | 0 | 0 | 0 | 0 | 0 | 0 | 0 | 0 | 0 | 0 | 0 | 0 | 0 | 0 | 0 | 0 | 0
[10 empty] | 0 | 0 | 0 | 0 | 0 | 0 | 0 | 0 | 0 | 0 | 0 | 0 | 0 | 0 | 0 | 0 | 0 | 0 | 0 | 0 | 0 | 0 | 0 | 0 | 0 | 0 | 0 | 0
[10 empty] | 0 | 0 | 0 | 0 | 0 | 0 | 0 | 0 | 0 | 0 | 0 | 0 | 0 | 0 | 0 | 0 | 0 | 0 | 0 | 0 | 0 | 0 | 0 | 0 | 0 | 0 | 0 | 0
[10 empty] | 0 | 0 | 0 | 0 | 0 | 0 | 0 | 0 | 0 | 0 | 0 | 0 | 0 | 0 | 0 | 0 | 0 | 0 | 0 | 0 | 0 | 0 | 0 | 0 | 0 | 0 | 0 | 0
[10 empty] | 0 | 0 | 0 | 0 | 0 | 0 | 0 | 0 | 0 | 0 | 0 | 0 | 0 | 0 | 0 | 0 | 0 | 0 | 0 | 0 | 0 | 0 | 0 | 0 | 0 | 0 | 0 | 0
[10 empty] | 0 | 0 | 0 | 0 | 0 | 0 | 0 | 0 | 0 | 0 | 0 | 0 | 0 | 0 | 0 | 0 | 0 | 0 | 0 | 0 | 0 | 0 | 0 | 0 | 0 | 0 | 0 | 0
[10 empty] | 0 | 0 | 0 | 0 | 0 | 0 | 0 | 0 | 0 | 0 | 0 | 0 | 0 | 0 | 0 | 0 | 0 | 0 | 0 | 0 | 0 | 0 | 0 | 0 | 0 | 0 | 0 | 0
[10 empty] | 0 | 0 | 0 | 0 | 0 | 0 | 0 | 0 | 0 | 0 | 0 | 0 | 0 | 0 | 0 | 0 | 0 | 0 | 0 | 0 | 0 | 0 | 0 | 0 | 0 | 0 | 0 | 0
[10 empty] | 0 | 0 | 0 | 0 | 0 | 0 | 0 | 0 | 0 | 0 | 0 | 0 | 0 | 0 | 0 | 0 | 0 | 0 | 0 | 0 | 0 | 0 | 0 | 0 | 0 | 0 | 0 | 0
[10 empty] | 0 | 0 | 0 | 0 | 0 | 0 | 0 | 0 | 0 | 0 | 0 | 0 | 0 | 0 | 0 | 0 | 0 | 0 | 0 | 0 | 0 | 0 | 0 | 0 | 0 | 0 | 0 | 0
[10 empty] | 0 | 0 | 0 | 0 | 0 | 0 | 0 | 0 | 0 | 0 | 0 | 0 | 0 | 0 | 0 | 0 | 0 | 0 | 0 | 0 | 0 | 0 | 0 | 0 | 0 | 0 | 0 | 0
[10 empty] | 0 | 0 | 0 | 0 | 0 | 0 | 0 | 0 | 0 | 0 | 0 | 0 | 0 | 0 | 0 | 0 | 0 | 0 | 0 | 0 | 0 | 0 | 0 | 0 | 0 | 0 | 0 | 0
[10 empty] | 0 | 0 | 0 | 0 | 0 | 0 | 0 | 0 | 0 | 0 | 0 | 0 | 0 | 0 | 0 | 0 | 0 | 0 | 0 | 0 | 0 | 0 | 0 | 0 | 0 | 0 | 0 | 0
[10 empty] | 0 | 0 | 0 | 0 | 0 | 0 | 0 | 0 | 0 | 0 | 0 | 0 | 0 | 0 | 0 | 0 | 0 | 0 | 0 | 0 | 0 | 0 | 0 | 0 | 0 | 0 | 0 | 0
[10 empty] | 0 | 0 | 0 | 0 | 0 | 0 | 0 | 0 | 0 | 0 | 0 | 0 | 0 | 0 | 0 | 0 | 0 | 0 | 0 | 0 | 0 | 0 | 0 | 0 | 0 | 0 | 0 | 0
[10 empty] | 0 | 0 | 0 | 0 | 0 | 0 | 0 | 0 | 0 | 0 | 0 | 0 | 0 | 0 | 0 | 0 | 0 | 0 | 0 | 0 | 0 | 0 | 0 | 0 | 0 | 0 | 0 | 0
[10 empty] | 0 | 0 | 0 | 0 | 0 | 0 | 0 | 0 | 0 | 0 | 0 | 0 | 0 | 0 | 0 | 0 | 0 | 0 | 0 | 0 | 0 | 0 | 0 | 0 | 0 | 0 | 0 | 0
[10 empty] | 0 | 0 | 0 | 0 | 0 | 0 | 0 | 0 | 0 | 0 | 0 | 0 | 0 | 0 | 0 | 0 | 0 | 0 | 0 | 0 | 0 | 0 | 0 | 0 | 0 | 0 | 0 | 0
[10 empty] | 0 | 0 | 0 | 0 | 0 | 0 | 0 | 0 | 0 | 0 | 0 | 0 | 0 | 0 | 0 | 0 | 0 | 0 | 0 | 0 | 0 | 0 | 0 | 0 | 0 | 0 | 0 | 0
[10 empty] | 0 | 0 | 0 | 0 | 0 | 0 | 0 | 0 | 0 | 0 | 0 | 0 | 0 | 0 | 0 | 0 | 0 | 0 | 0 | 0 | 0 | 0 | 0 | 0 | 0 | 0 | 0 | 0
[10 empty] | 0 | 0 | 0 | 0 | 0 | 0 | 0 | 0 | 0 | 0 | 0 | 0 | 0 | 0 | 0 | 0 | 0 | 0 | 0 | 0 | 0 | 0 | 0 | 0 | 0 | 0 | 0 | 0
[10 empty] | 0 | 0 | 0 | 0 | 0 | 0 | 0 | 0 | 0 | 0 | 0 | 0 | 0 | 0 | 0 | 0 | 0 | 0 | 0 | 0 | 0 | 0 | 0 | 0 | 0 | 0 | 0 | 0
[10 empty] | 0 | 0 | 0 | 0 | 0 | 0 | 0 | 0 | 0 | 0 | 0 | 0 | 0 | 0 | 0 | 0 | 0 | 0 | 0 | 0 | 0 | 0 | 0 | 0 | 0 | 0 | 0 | 0
[10 empty] | 0 | 0 | 0 | 0 | 0 | 0 | 0 | 0 | 0 | 0 | 0 | 0 | 0 | 0 | 0 | 0 | 0 | 0 | 0 | 0 | 0 | 0 | 0 | 0 | 0 | 0 | 0 | 0
[10 empty] | 0 | 0 | 0 | 0 | 0 | 0 | 0 | 0 | 0 | 0 | 0 | 0 | 0 | 0 | 0 | 0 | 0 | 0 | 0 | 0 | 0 | 0 | 0 | 0 | 0 | 0 | 0 | 0
[10 empty] | 0 | 0 | 0 | 0 | 0 | 0 | 0 | 0 | 0 | 0 | 0 | 0 | 0 | 0 | 0 | 0 | 0 | 0 | 0 | 0 | 0 | 0 | 0 | 0 | 0 | 0 | 0 | 0
[10 empty] | 0 | 0 | 0 | 0 | 0 | 0 | 0 | 0 | 0 | 0 | 0 | 0 | 0 | 0 | 0 | 0 | 0 | 0 | 0 | 0 | 0 | 0 | 0 | 0 | 0 | 0 | 0 | 0
[10 empty] | 0 | 0 | 0 | 0 | 0 | 0 | 0 | 0 | 0 | 0 | 0 | 0 | 0 | 0 | 0 | 0 | 0 | 0 | 0 | 0 | 0 | 0 | 0 | 0 | 0 | 0 | 0 | 0
[10 empty] | 0 | 0 | 0 | 0 | 0 | 0 | 0 | 0 | 0 | 0 | 0 | 0 | 0 | 0 | 0 | 0 | 0 | 0 | 0 | 0 | 0 | 0 | 0 | 0 | 0 | 0 | 0 | 0
[10 empty] | 0 | 0 | 0 | 0 | 0 | 0 | 0 | 0 | 0 | 0 | 0 | 0 | 0 | 0 | 0 | 0 | 0 | 0 | 0 | 0 | 0 | 0 | 0 | 0 | 0 | 0 | 0 | 0
[10 empty] | 0 | 0 | 0 | 0 | 0 | 0 | 0 | 0 | 0 | 0 | 0 | 0 | 0 | 0 | 0 | 0 | 0 | 0 | 0 | 0 | 0 | 0 | 0 | 0 | 0 | 0 | 0 | 0
[10 empty] | 0 | 0 | 0 | 0 | 0 | 0 | 0 | 0 | 0 | 0 | 0 | 0 | 0 | 0 | 0 | 0 | 0 | 0 | 0 | 0 | 0 | 0 | 0 | 0 | 0 | 0 | 0 | 0
[10 empty] | 0 | 0 | 0 | 0 | 0 | 0 | 0 | 0 | 0 | 0 | 0 | 0 | 0 | 0 | 0 | 0 | 0 | 0 | 0 | 0 | 0 | 0 | 0 | 0 | 0 | 0 | 0 | 0
[10 empty] | 0 | 0 | 0 | 0 | 0 | 0 | 0 | 0 | 0 | 0 | 0 | 0 | 0 | 0 | 0 | 0 | 0 | 0 | 0 | 0 | 0 | 0 | 0 | 0 | 0 | 0 | 0 | 0
[10 empty] | 0 | 0 | 0 | 0 | 0 | 0 | 0 | 0 | 0 | 0 | 0 | 0 | 0 | 0 | 0 | 0 | 0 | 0 | 0 | 0 | 0 | 0 | 0 | 0 | 0 | 0 | 0 | 0
[10 empty] | 0 | 0 | 0 | 0 | 0 | 0 | 0 | 0 | 0 | 0 | 0 | 0 | 0 | 0 | 0 | 0 | 0 | 0 | 0 | 0 | 0 | 0 | 0 | 0 | 0 | 0 | 0 | 0
[10 empty] | 0 | 0 | 0 | 0 | 0 | 0 | 0 | 0 | 0 | 0 | 0 | 0 | 0 | 0 | 0 | 0 | 0 | 0 | 0 | 0 | 0 | 0 | 0 | 0 | 0 | 0 | 0 | 0
[10 empty] | 0 | 0 | 0 | 0 | 0 | 0 | 0 | 0 | 0 | 0 | 0 | 0 | 0 | 0 | 0 | 0 | 0 | 0 | 0 | 0 | 0 | 0 | 0 | 0 | 0 | 0 | 0 | 0
[10 empty] | 0 | 0 | 0 | 0 | 0 | 0 | 0 | 0 | 0 | 0 | 0 | 0 | 0 | 0 | 0 | 0 | 0 | 0 | 0 | 0 | 0 | 0 | 0 | 0 | 0 | 0 | 0 | 0
[10 empty] | 0 | 0 | 0 | 0 | 0 | 0 | 0 | 0 | 0 | 0 | 0 | 0 | 0 | 0 | 0 | 0 | 0 | 0 | 0 | 0 | 0 | 0 | 0 | 0 | 0 | 0 | 0 | 0
[10 empty] | 0 | 0 | 0 | 0 | 0 | 0 | 0 | 0 | 0 | 0 | 0 | 0 | 0 | 0 | 0 | 0 | 0 | 0 | 0 | 0 | 0 | 0 | 0 | 0 | 0 | 0 | 0 | 0
[10 empty] | 0 | 0 | 0 | 0 | 0 | 0 | 0 | 0 | 0 | 0 | 0 | 0 | 0 | 0 | 0 | 0 | 0 | 0 | 0 | 0 | 0 | 0 | 0 | 0 | 0 | 0 | 0 | 0
[10 empty] | 0 | 0 | 0 | 0 | 0 | 0 | 0 | 0 | 0 | 0 | 0 | 0 | 0 | 0 | 0 | 0 | 0 | 0 | 0 | 0 | 0 | 0 | 0 | 0 | 0 | 0 | 0 | 0
[10 empty] | 0 | 0 | 0 | 0 | 0 | 0 | 0 | 0 | 0 | 0 | 0 | 0 | 0 | 0 | 0 | 0 | 0 | 0 | 0 | 0 | 0 | 0 | 0 | 0 | 0 | 0 | 0 | 0
[10 empty] | 0 | 0 | 0 | 0 | 0 | 0 | 0 | 0 | 0 | 0 | 0 | 0 | 0 | 0 | 0 | 0 | 0 | 0 | 0 | 0 | 0 | 0 | 0 | 0 | 0 | 0 | 0 | 0
[10 empty] | 0 | 0 | 0 | 0 | 0 | 0 | 0 | 0 | 0 | 0 | 0 | 0 | 0 | 0 | 0 | 0 | 0 | 0 | 0 | 0 | 0 | 0 | 0 | 0 | 0 | 0 | 0 | 0
[10 empty] | 0 | 0 | 0 | 0 | 0 | 0 | 0 | 0 | 0 | 0 | 0 | 0 | 0 | 0 | 0 | 0 | 0 | 0 | 0 | 0 | 0 | 0 | 0 | 0 | 0 | 0 | 0 | 0
[10 empty] | 0 | 0 | 0 | 0 | 0 | 0 | 0 | 0 | 0 | 0 | 0 | 0 | 0 | 0 | 0 | 0 | 0 | 0 | 0 | 0 | 0 | 0 | 0 | 0 | 0 | 0 | 0 | 0
[10 empty] | 0 | 0 | 0 | 0 | 0 | 0 | 0 | 0 | 0 | 0 | 0 | 0 | 0 | 0 | 0 | 0 | 0 | 0 | 0 | 0 | 0 | 0 | 0 | 0 | 0 | 0 | 0 | 0
[10 empty] | 0 | 0 | 0 | 0 | 0 | 0 | 0 | 0 | 0 | 0 | 0 | 0 | 0 | 0 | 0 | 0 | 0 | 0 | 0 | 0 | 0 | 0 | 0 | 0 | 0 | 0 | 0 | 0
[10 empty] | 0 | -0.057309 | -0.11771 | -0.17927 | -0.24259 | -0.27634 | -0.31089 | -0.34635 | -0.38276 | -0.42125 | -0.46162 | -0.50545 | -0.55238 | -0.60218 | -0.64459 | -0.68041 | -0.71069 | -0.7362 | -0.76217 | -0.78865 | -0.81551 | -0.83594 | -0.85719 | -0.87959 | -0.9029 | -0.93618 | -0.96922 | -1.0021
[10 empty] | 0 | -0.022462 | -0.046135 | -0.070266 | -0.095082 | -0.10831 | -0.12185 | -0.13575 | -0.15002 | -0.16511 | -0.18093 | -0.19811 | -0.2165 | -0.23602 | -0.25264 | -0.26668 | -0.27855 | -0.28855 | -0.29873 | -0.30911 | -0.31963 | -0.32764 | -0.33597 | -0.34475 | -0.35389 | -0.36693 | -0.37988 | -0.39275
[10 empty] | 0 | -0.015656 | -0.032157 | -0.048976 | -0.066273 | -0.075493 | -0.08493 | -0.094619 | -0.10457 | -0.11508 | -0.12611 | -0.13808 | -0.15091 | -0.16451 | -0.17609 | -0.18588 | -0.19415 | -0.20112 | -0.20822 | -0.21545 | -0.22279 | -0.22837 | -0.23417 | -0.24029 | -0.24666 | -0.25575 | -0.26478 | -0.27375
[10 empty] | 0 | -0.057309 | -0.0604 | -0.061566 | -0.063315 | -0.033751 | -0.034544 | -0.035464 | -0.036415 | -0.03849 | -0.04037 | -0.043824 | -0.046937 | -0.049791 | -0.050597 | -0.051471 | -0.052481 | -0.053589 | -0.054864 | -0.056174 | -0.057383 | -0.06849 | -0.06884 | -0.069304 | -0.070281 | -0.071632 | -0.073259 | -0.074818
[10 empty] | 0 | -0.43514 | -0.83004 | -1.1377 | -1.3875 | -1.6371 | -1.8864 | -2.1849 | -2.5163 | -2.8689 | -3.133 | -3.3084 | -3.4891 | -3.6598 | -3.7653 | -3.846 | -3.9143 | -3.9781 | -4.0404 | -4.1067 | -4.1745 | -4.2196 | -4.3311 | -4.4259 | -4.4917 | -4.5545 | -4.6104 | -4.6641
[10 empty] | 0 | -0.17055 | -0.32533 | -0.44593 | -0.54381 | -0.64163 | -0.73935 | -0.85637 | -0.98624 | -1.1245 | -1.228 | -1.2967 | -1.3675 | -1.4344 | -1.4758 | -1.5074 | -1.5342 | -1.5592 | -1.5836 | -1.6096 | -1.6362 | -1.6539 | -1.6976 | -1.7347 | -1.7605 | -1.7851 | -1.807 | -1.8281
[10 empty] | 0 | -0.11888 | -0.22676 | -0.31082 | -0.37904 | -0.44723 | -0.51534 | -0.5969 | -0.68742 | -0.78376 | -0.8559 | -0.90381 | -0.95317 | -0.99981 | -1.0286 | -1.0507 | -1.0693 | -1.0868 | -1.1038 | -1.1219 | -1.1404 | -1.1528 | -1.1832 | -1.2091 | -1.2271 | -1.2442 | -1.2595 | -1.2742
[10 empty] | 0 | -0.43514 | -0.3956 | -0.30902 | -0.25155 | -0.25181 | -0.25194 | -0.30157 | -0.33483 | -0.35668 | -0.41164 | -0.40554 | -0.43737 | -0.5106 | -0.40904 | -0.35108 | -0.33833 | -0.35592 | -0.37621 | -0.42245 | -0.44685 | -0.44776 | -0.56038 | -0.52932 | -0.47905 | -0.46595 | -0.42405 | -0.41382
[10 empty] | 0 | -1.225 | -2.4669 | -3.7112 | -4.9628 | -6.3711 | -7.787 | -9.213 | -10.6497 | -12.0951 | -13.5491 | -15.0126 | -16.4859 | -17.9694 | -19.3359 | -20.6016 | -21.783 | -22.8938 | -23.9251 | -24.8895 | -25.796 | -26.7153 | -27.5819 | -28.4063 | -29.1939 | -29.9074 | -30.6015 | -31.279
[10 empty] | 0 | -0.48013 | -0.96688 | -1.4546 | -1.9452 | -2.4971 | -3.0521 | -3.611 | -4.1741 | -4.7406 | -5.3105 | -5.8841 | -6.4615 | -7.043 | -7.5786 | -8.0747 | -8.5377 | -8.9731 | -9.3773 | -9.7553 | -10.1106 | -10.4709 | -10.8105 | -11.1337 | -11.4424 | -11.722 | -11.9941 | -12.2596
[10 empty] | 0 | -0.33466 | -0.67392 | -1.0139 | -1.3558 | -1.7405 | -2.1273 | -2.5169 | -2.9094 | -3.3043 | -3.7015 | -4.1013 | -4.5038 | -4.909 | -5.2824 | -5.6281 | -5.9509 | -6.2543 | -6.5361 | -6.7995 | -7.0472 | -7.2983 | -7.5351 | -7.7603 | -7.9755 | -8.1704 | -8.36 | -8.5451
[10 empty] | 0 | -1.225 | -1.2419 | -1.2443 | -1.2516 | -1.4083 | -1.4159 | -1.4259 | -1.4368 | -1.4454 | -1.454 | -1.4635 | -1.4732 | -1.4835 | -1.5416 | -1.593 | -1.6399 | -1.6825 | -1.7225 | -1.7592 | -1.7914 | -2.2399 | -2.21 | -2.1843 | -2.1645 | -2.1497 | -2.1393 | -2.1395
[10 empty] | 0 | 0 | 0 | 0 | 0 | 0 | 0 | 0 | 0 | 0 | 0 | 0 | 0 | 0 | 0 | 0 | 0 | 0 | 0 | 0 | 0 | 0 | 0 | 0 | 0 | 0 | 0 | 0
[10 empty] | 0 | 0 | 0 | 0 | 0 | 0 | 0 | 0 | 0 | 0 | 0 | 0 | 0 | 0 | 0 | 0 | 0 | 0 | 0 | 0 | 0 | 0 | 0 | 0 | 0 | 0 | 0 | 0
[10 empty] | 0 | 0 | 0 | 0 | 0 | 0 | 0 | 0 | 0 | 0 | 0 | 0 | 0 | 0 | 0 | 0 | 0 | 0 | 0 | 0 | 0 | 0 | 0 | 0 | 0 | 0 | 0 | 0
[10 empty] | 0 | 0 | 0 | 0 | 0 | 0 | 0 | 0 | 0 | 0 | 0 | 0 | 0 | 0 | 0 | 0 | 0 | 0 | 0 | 0 | 0 | 0 | 0 | 0 | 0 | 0 | 0 | 0
[10 empty] | 0 | -1.403 | -2.8485 | -4.331 | -5.8438 | -7.3827 | -8.9442 | -10.5252 | -12.1228 | -13.712 | -15.2932 | -16.9375 | -18.6372 | -20.3851 | -22.036 | -23.6042 | -24.996 | -26.2306 | -27.3247 | -28.2936 | -29.151 | -29.9088 | -30.5764 | -31.4512 | -32.2352 | -32.6541 | -33.0255 | -33.3436
[10 empty] | 0 | -0.28888 | -0.5865 | -0.89174 | -1.2032 | -1.5201 | -1.8416 | -2.1671 | -2.496 | -2.8232 | -3.1488 | -3.4874 | -3.8373 | -4.1972 | -4.5371 | -4.86 | -5.1466 | -5.4007 | -5.626 | -5.8255 | -6.002 | -6.1581 | -6.2955 | -6.4756 | -6.6371 | -6.7233 | -6.7998 | -6.8653
[10 empty] | 0 | -0.38944 | -0.79067 | -1.2022 | -1.6221 | -2.0492 | -2.4827 | -2.9215 | -3.365 | -3.8061 | -4.245 | -4.7014 | -5.1732 | -5.6584 | -6.1166 | -6.5519 | -6.9382 | -7.2809 | -7.5846 | -7.8536 | -8.0915 | -8.3019 | -8.4872 | -8.73 | -8.9476 | -9.0639 | -9.167 | -9.2553
[10 empty] | 0 | -1.403 | -1.4477 | -1.4871 | -1.5197 | -1.5483 | -1.5733 | -1.5953 | -1.6144 | -1.6086 | -1.6032 | -1.6688 | -1.7267 | -1.7777 | -1.7304 | -1.6932 | -1.6645 | -1.6425 | -1.6262 | -1.6144 | -1.6063 | -1.6012 | -1.5961 | -2.008 | -1.9776 | -1.9554 | -1.9392 | -1.9185
[10 empty] | 0 | -0.17679 | -0.35332 | -0.52955 | -0.7052 | -0.88026 | -1.0547 | -1.2287 | -1.402 | -1.5719 | -1.7389 | -1.9121 | -2.0907 | -2.2736 | -2.4465 | -2.6107 | -2.7542 | -2.8796 | -2.989 | -3.0845 | -3.1677 | -3.2746 | -3.3667 | -3.4459 | -3.5145 | -3.5387 | -3.5595 | -3.5762
[10 empty] | 0 | -0.036399 | -0.072747 | -0.10903 | -0.1452 | -0.18124 | -0.21717 | -0.25297 | -0.28866 | -0.32365 | -0.35802 | -0.3937 | -0.43046 | -0.46813 | -0.50372 | -0.53753 | -0.56708 | -0.5929 | -0.61543 | -0.63508 | -0.65221 | -0.67421 | -0.69319 | -0.70949 | -0.72363 | -0.72859 | -0.73288 | -0.73631
[10 empty] | 0 | -0.049071 | -0.098072 | -0.14699 | -0.19574 | -0.24434 | -0.29277 | -0.34104 | -0.38915 | -0.43632 | -0.48266 | -0.53075 | -0.58031 | -0.6311 | -0.67909 | -0.72466 | -0.7645 | -0.7993 | -0.82968 | -0.85618 | -0.87927 | -0.90893 | -0.93451 | -0.95648 | -0.97554 | -0.98224 | -0.98802 | -0.99265
[10 empty] | 0 | -0.17679 | -0.17682 | -0.1768 | -0.17649 | -0.17619 | -0.17589 | -0.17559 | -0.1753 | -0.17218 | -0.16947 | -0.17603 | -0.1816 | -0.18632 | -0.18418 | -0.18236 | -0.18079 | -0.17941 | -0.17819 | -0.1771 | -0.17612 | -0.22513 | -0.21684 | -0.20935 | -0.20378 | -0.19979 | -0.19704 | -0.19439
[10 empty] | 0 | -5.1641 | -6.5941 | -8.0196 | -8.3125 | -9.0868 | -10.1798 | -10.9338 | -12.5716 | -14.0305 | -15.3471 | -16.5208 | -17.6135 | -18.5791 | -19.4141 | -20.1357 | -20.7705 | -21.3266 | -21.7636 | -22.1067 | -22.3736 | -22.6023 | -22.7948 | -22.8954 | -22.9803 | -23.0602 | -23.1529 | -23.2648
[10 empty] | 0 | -1.8586 | -2.3732 | -2.8862 | -2.9917 | -3.2703 | -3.6637 | -3.9351 | -4.5245 | -5.0496 | -5.5234 | -5.9458 | -6.3391 | -6.6866 | -6.9871 | -7.2468 | -7.4753 | -7.6754 | -7.8327 | -7.9562 | -8.0523 | -8.1345 | -8.2039 | -8.24 | -8.2706 | -8.2994 | -8.3327 | -8.373
[10 empty] | 0 | -2.3999 | -3.0645 | -3.727 | -3.8631 | -4.2229 | -4.7309 | -5.0813 | -5.8424 | -6.5204 | -7.1323 | -7.6777 | -8.1856 | -8.6343 | -9.0223 | -9.3577 | -9.6527 | -9.9111 | -10.1142 | -10.2737 | -10.3977 | -10.504 | -10.5935 | -10.6402 | -10.6796 | -10.7168 | -10.7599 | -10.8119
[10 empty] | 0 | -5.1641 | -1.4383 | -1.436 | -1.9116 | -2.2266 | -2.4348 | -3.1978 | -3.2007 | -3.2344 | -3.5238 | -3.6538 | -3.894 | -4.087 | -4.1154 | -4.1408 | -4.2597 | -4.3029 | -4.3129 | -4.3773 | -4.3945 | -4.402 | -4.4408 | -4.4527 | -4.4524 | -4.4721 | -4.4769 | -4.4754
[10 empty] | 0 | -0.063661 | -0.11741 | -0.17098 | -0.22439 | -0.27762 | -0.33068 | -0.39956 | -0.46822 | -0.53666 | -0.60487 | -0.67287 | -0.75105 | -0.82897 | -0.90664 | -0.98406 | -1.0612 | -1.1382 | -1.2148 | -1.2913 | -1.3551 | -1.4107 | -1.4598 | -1.5036 | -1.5433 | -1.5838 | -1.6201 | -1.6505
[10 empty] | 0 | -0.022912 | -0.042255 | -0.061537 | -0.080757 | -0.099915 | -0.11901 | -0.1438 | -0.16851 | -0.19314 | -0.21769 | -0.24217 | -0.2703 | -0.29835 | -0.3263 | -0.35416 | -0.38194 | -0.40962 | -0.43722 | -0.46472 | -0.48769 | -0.50772 | -0.52538 | -0.54116 | -0.55542 | -0.57 | -0.58307 | -0.59402
[10 empty] | 0 | -0.029585 | -0.054564 | -0.079462 | -0.10428 | -0.12902 | -0.15368 | -0.18569 | -0.2176 | -0.2494 | -0.2811 | -0.3127 | -0.34903 | -0.38525 | -0.42134 | -0.45733 | -0.49319 | -0.52894 | -0.56457 | -0.60009 | -0.62975 | -0.65561 | -0.67842 | -0.69879 | -0.7172 | -0.73603 | -0.7529 | -0.76705
[10 empty] | 0 | -0.063661 | -0.053849 | -0.053763 | -0.053677 | -0.053591 | -0.053506 | -0.069408 | -0.069297 | -0.069186 | -0.069076 | -0.068965 | -0.079253 | -0.079126 | -0.078999 | -0.078873 | -0.078747 | -0.078621 | -0.078495 | -0.078369 | -0.078244 | -0.078119 | -0.077994 | -0.077869 | -0.077744 | -0.097967 | -0.093748 | -0.090352
[10 empty] | 0 | -1.191 | -2.3782 | -3.7516 | -5.2485 | -6.8562 | -8.2273 | -9.3722 | -10.3426 | -11.1344 | -11.732 | -12.1579 | -12.4591 | -12.6544 | -12.7712 | -12.7339 | -12.6842 | -12.6317 | -12.5792 | -12.532 | -12.5173 | -12.5143 | -12.5255 | -12.5375 | -12.5419 | -12.5417 | -12.5335 | -12.5203
[10 empty] | 0 | -0.42864 | -0.8559 | -1.3502 | -1.8889 | -2.4675 | -2.961 | -3.373 | -3.7223 | -4.0073 | -4.2223 | -4.3756 | -4.484 | -4.5543 | -4.5964 | -4.5829 | -4.565 | -4.5461 | -4.5272 | -4.5103 | -4.505 | -4.5039 | -4.5079 | -4.5123 | -4.5138 | -4.5138 | -4.5108 | -4.506
[10 empty] | 0 | -0.55349 | -1.1052 | -1.7435 | -2.4392 | -3.1863 | -3.8235 | -4.3555 | -4.8065 | -5.1745 | -5.4522 | -5.6502 | -5.7901 | -5.8809 | -5.9352 | -5.9178 | -5.8947 | -5.8703 | -5.8459 | -5.824 | -5.8172 | -5.8158 | -5.821 | -5.8266 | -5.8286 | -5.8285 | -5.8247 | -5.8186
[10 empty] | 0 | -1.191 | -1.1891 | -1.5829 | -1.8438 | -2.1476 | -2.2755 | -2.261 | -2.3508 | -2.3683 | -2.4185 | -2.4227 | -2.4263 | -2.4447 | -2.4375 | -2.4454 | -2.4392 | -2.4338 | -2.4347 | -2.4286 | -2.4277 | -2.4224 | -2.4187 | -2.4157 | -2.4111 | -2.4081 | -2.4037 | -2.4001
[10 empty] | 0 | -2.1009 | -2.6433 | -2.7274 | -3.0226 | -3.4639 | -3.7387 | -4.4784 | -5.1556 | -5.7714 | -6.3101 | -6.7838 | -7.2361 | -7.629 | -7.9718 | -8.2688 | -8.5202 | -8.7341 | -8.9176 | -9.0398 | -9.1452 | -9.2389 | -9.3201 | -9.3914 | -9.4587 | -9.4973 | -9.5404 | -9.5831
[10 empty] | 0 | -0.75613 | -0.95134 | -0.98161 | -1.0878 | -1.2466 | -1.3456 | -1.6118 | -1.8555 | -2.0771 | -2.271 | -2.4415 | -2.6043 | -2.7457 | -2.8691 | -2.9759 | -3.0664 | -3.1434 | -3.2094 | -3.2534 | -3.2914 | -3.3251 | -3.3543 | -3.38 | -3.4042 | -3.4181 | -3.4336 | -3.449
[10 empty] | 0 | -0.97637 | -1.2284 | -1.2675 | -1.4047 | -1.6098 | -1.7375 | -2.0812 | -2.396 | -2.6821 | -2.9325 | -3.1526 | -3.3628 | -3.5455 | -3.7047 | -3.8428 | -3.9596 | -4.059 | -4.1443 | -4.2011 | -4.2501 | -4.2936 | -4.3313 | -4.3645 | -4.3957 | -4.4137 | -4.4337 | -4.4536
[10 empty] | 0 | -2.1009 | -0.54576 | -0.72651 | -0.84624 | -0.9857 | -1.2251 | -1.3839 | -1.5021 | -1.5563 | -1.6242 | -1.6997 | -1.8366 | -1.889 | -1.9094 | -1.9382 | -1.9616 | -1.9704 | -1.9885 | -1.9948 | -2.0046 | -2.0105 | -2.0135 | -2.0181 | -2.0189 | -2.0208 | -2.021 | -2.0206
[10 empty] | 0 | -0.099875 | -0.20267 | -0.30793 | -0.41755 | -0.53186 | -0.64959 | -0.77046 | -0.89477 | -1.031 | -1.1779 | -1.335 | -1.4764 | -1.6042 | -1.7201 | -1.825 | -1.92 | -2.0063 | -2.0852 | -2.1571 | -2.2223 | -2.2862 | -2.3449 | -2.3984 | -2.4463 | -2.4887 | -2.5264 | -2.5594
[10 empty] | 0 | -0.02126 | -0.043142 | -0.065547 | -0.088883 | -0.11321 | -0.13828 | -0.16401 | -0.19047 | -0.21947 | -0.25075 | -0.28418 | -0.31427 | -0.34148 | -0.36616 | -0.38849 | -0.40871 | -0.42707 | -0.44387 | -0.45917 | -0.47306 | -0.48665 | -0.49915 | -0.51054 | -0.52073 | -0.52977 | -0.5378 | -0.54481
[10 empty] | 0 | -0.022482 | -0.045623 | -0.069316 | -0.093993 | -0.11972 | -0.14623 | -0.17344 | -0.20142 | -0.23209 | -0.26516 | -0.30052 | -0.33234 | -0.36111 | -0.38721 | -0.41083 | -0.43221 | -0.45163 | -0.46939 | -0.48558 | -0.50026 | -0.51463 | -0.52785 | -0.5399 | -0.55067 | -0.56023 | -0.56872 | -0.57613
[10 empty] | 0 | -0.099875 | -0.10296 | -0.10558 | -0.11012 | -0.11497 | -0.11858 | -0.12191 | -0.12553 | -0.1377 | -0.14856 | -0.15895 | -0.15439 | -0.15109 | -0.14862 | -0.14637 | -0.14481 | -0.14393 | -0.14387 | -0.14374 | -0.14452 | -0.18069 | -0.18127 | -0.18043 | -0.17893 | -0.17698 | -0.17475 | -0.17191
[10 empty] | 0 | -0.14869 | -0.28233 | -0.3987 | -0.50192 | -0.59578 | -0.68193 | -0.76214 | -0.84065 | -0.91617 | -0.98764 | -1.0546 | -1.1092 | -1.1726 | -1.2218 | -1.2593 | -1.2877 | -1.3092 | -1.3252 | -1.3373 | -1.3488 | -1.3387 | -1.3319 | -1.3277 | -1.3248 | -1.3247 | -1.3235 | -1.3216
[10 empty] | 0 | -0.03165 | -0.060098 | -0.08487 | -0.10684 | -0.12682 | -0.14516 | -0.16223 | -0.17895 | -0.19502 | -0.21024 | -0.22449 | -0.23611 | -0.24961 | -0.26008 | -0.26806 | -0.27412 | -0.2787 | -0.2821 | -0.28466 | -0.28711 | -0.28496 | -0.28351 | -0.28262 | -0.282 | -0.28199 | -0.28173 | -0.28132
[10 empty] | 0 | -0.03347 | -0.063553 | -0.08975 | -0.11299 | -0.13411 | -0.15351 | -0.17156 | -0.18924 | -0.20624 | -0.22232 | -0.2374 | -0.24968 | -0.26396 | -0.27504 | -0.28347 | -0.28988 | -0.29472 | -0.29832 | -0.30102 | -0.30362 | -0.30134 | -0.29981 | -0.29887 | -0.29821 | -0.2982 | -0.29793 | -0.29749
[10 empty] | 0 | -0.14869 | -0.13405 | -0.11715 | -0.10431 | -0.09524 | -0.087786 | -0.082077 | -0.095343 | -0.103 | -0.10586 | -0.10566 | -0.10368 | -0.13927 | -0.12436 | -0.11424 | -0.1085 | -0.10545 | -0.10353 | -0.10191 | -0.11251 | -0.11656 | -0.11649 | -0.11437 | -0.11157 | -0.11859 | -0.11082 | -0.10795
[10 empty] | 0 | -0.0068683 | -0.014235 | -0.022046 | -0.030333 | -0.039068 | -0.048538 | -0.058808 | -0.069859 | -0.081473 | -0.093577 | -0.1063 | -0.11959 | -0.13394 | -0.14924 | -0.1653 | -0.1797 | -0.1927 | -0.2046 | -0.21553 | -0.2256 | -0.23494 | -0.24364 | -0.25209 | -0.26002 | -0.2675 | -0.27454 | -0.28119
[10 empty] | 0 | -0.001462 | -0.0030301 | -0.0046929 | -0.0064568 | -0.0083162 | -0.010332 | -0.012518 | -0.014871 | -0.017343 | -0.019919 | -0.022627 | -0.025457 | -0.028512 | -0.031767 | -0.035187 | -0.038251 | -0.04102 | -0.043552 | -0.045879 | -0.048023 | -0.050012 | -0.051863 | -0.053661 | -0.05535 | -0.056941 | -0.05844 | -0.059855
[10 empty] | 0 | -0.0015461 | -0.0032043 | -0.0049628 | -0.0068281 | -0.0087944 | -0.010926 | -0.013238 | -0.015726 | -0.01834 | -0.021065 | -0.023928 | -0.026921 | -0.030152 | -0.033594 | -0.037211 | -0.040451 | -0.043378 | -0.046056 | -0.048517 | -0.050784 | -0.052887 | -0.054846 | -0.056747 | -0.058533 | -0.060215 | -0.061801 | -0.063297
[10 empty] | 0 | -0.0068683 | -0.0073662 | -0.0078118 | -0.0082865 | -0.0087347 | -0.0094703 | -0.01027 | -0.011051 | -0.011614 | -0.012104 | -0.012721 | -0.013294 | -0.014353 | -0.015292 | -0.016066 | -0.015375 | -0.014898 | -0.014635 | -0.014465 | -0.014345 | -0.014358 | -0.014467 | -0.016969 | -0.017042 | -0.017144 | -0.017285 | -0.017453
[10 empty] | 0 | 0 | 0 | 0 | 0 | 0 | 0 | 0 | 0 | 0 | 0 | 0 | 0 | 0 | 0 | 0 | 0 | 0 | 0 | 0 | 0 | 0 | 0 | 0 | 0 | 0 | 0 | 0
[10 empty] | 0 | 0 | 0 | 0 | 0 | 0 | 0 | 0 | 0 | 0 | 0 | 0 | 0 | 0 | 0 | 0 | 0 | 0 | 0 | 0 | 0 | 0 | 0 | 0 | 0 | 0 | 0 | 0
[10 empty] | 0 | 0 | 0 | 0 | 0 | 0 | 0 | 0 | 0 | 0 | 0 | 0 | 0 | 0 | 0 | 0 | 0 | 0 | 0 | 0 | 0 | 0 | 0 | 0 | 0 | 0 | 0 | 0
[10 empty] | 0 | 0 | 0 | 0 | 0 | 0 | 0 | 0 | 0 | 0 | 0 | 0 | 0 | 0 | 0 | 0 | 0 | 0 | 0 | 0 | 0 | 0 | 0 | 0 | 0 | 0 | 0 | 0
[10 empty] | 0 | -0.0039065 | -0.0077701 | -0.011642 | -0.015632 | -0.019766 | -0.024048 | -0.028868 | -0.03429 | -0.040091 | -0.046233 | -0.05277 | -0.058931 | -0.064808 | -0.070446 | -0.075805 | -0.080921 | -0.085837 | -0.090639 | -0.095287 | -0.09973 | -0.10465 | -0.10938 | -0.11382 | -0.11793 | -0.12172 | -0.12521 | -0.12837
[10 empty] | 0 | -0.00083157 | -0.001654 | -0.0024781 | -0.0033274 | -0.0042075 | -0.005119 | -0.006145 | -0.0072992 | -0.0085341 | -0.0098414 | -0.011233 | -0.012544 | -0.013795 | -0.014996 | -0.016136 | -0.017225 | -0.018272 | -0.019294 | -0.020283 | -0.021229 | -0.022277 | -0.023283 | -0.024228 | -0.025104 | -0.025911 | -0.026652 | -0.027326
[10 empty] | 0 | -0.00087939 | -0.0017491 | -0.0026206 | -0.0035188 | -0.0044495 | -0.0054134 | -0.0064984 | -0.0077189 | -0.0090248 | -0.010407 | -0.011879 | -0.013266 | -0.014589 | -0.015858 | -0.017064 | -0.018216 | -0.019322 | -0.020404 | -0.02145 | -0.02245 | -0.023558 | -0.024621 | -0.025621 | -0.026547 | -0.027401 | -0.028185 | -0.028897
[10 empty] | 0 | -0.0039065 | -0.0038635 | -0.0038716 | -0.0039898 | -0.0041345 | -0.0042821 | -0.0048199 | -0.0054218 | -0.0058015 | -0.0061415 | -0.0065373 | -0.0065946 | -0.0066923 | -0.0067929 | -0.0068287 | -0.006882 | -0.0069611 | -0.0071564 | -0.007342 | -0.0074827 | -0.0095084 | -0.0095164 | -0.009433 | -0.0093356 | -0.0092301 | -0.0091208 | -0.0091063
[10 empty] | 0 | -0.043435 | -0.087126 | -0.13108 | -0.1753 | -0.21979 | -0.26456 | -0.30962 | -0.35498 | -0.40063 | -0.44197 | -0.47967 | -0.5143 | -0.54636 | -0.57625 | -0.60436 | -0.63099 | -0.6564 | -0.68084 | -0.7045 | -0.72756 | -0.75017 | -0.77245 | -0.79453 | -0.81649 | -0.83842 | -0.8604 | -0.8825
[10 empty] | 0 | -0.0092459 | -0.018546 | -0.027902 | -0.037315 | -0.046786 | -0.056317 | -0.065909 | -0.075563 | -0.08528 | -0.094081 | -0.10211 | -0.10948 | -0.1163 | -0.12267 | -0.12865 | -0.13432 | -0.13973 | -0.14493 | -0.14997 | -0.15487 | -0.15969 | -0.16443 | -0.16913 | -0.1738 | -0.17847 | -0.18315 | -0.18786
[10 empty] | 0 | -0.0097776 | -0.019613 | -0.029507 | -0.039461 | -0.049476 | -0.059555 | -0.069698 | -0.079908 | -0.090184 | -0.099491 | -0.10798 | -0.11577 | -0.12299 | -0.12972 | -0.13605 | -0.14204 | -0.14776 | -0.15326 | -0.15859 | -0.16378 | -0.16887 | -0.17388 | -0.17885 | -0.1838 | -0.18873 | -0.19368 | -0.19866
[10 empty] | 0 | -0.043435 | -0.043691 | -0.043952 | -0.04422 | -0.044493 | -0.044773 | -0.04506 | -0.045352 | -0.045652 | -0.047548 | -0.049261 | -0.050819 | -0.052245 | -0.053561 | -0.054785 | -0.055931 | -0.06967 | -0.068967 | -0.068698 | -0.068776 | -0.069132 | -0.069707 | -0.070457 | -0.071344 | -0.072341 | -0.075694 | -0.078488
[10 empty] | 0 | -0.0018676 | -0.0036371 | -0.0055604 | -0.0076106 | -0.0097652 | -0.012005 | -0.014313 | -0.016719 | -0.019204 | -0.021752 | -0.02435 | -0.026986 | -0.029495 | -0.031893 | -0.034194 | -0.036409 | -0.038549 | -0.040337 | -0.041826 | -0.04306 | -0.044076 | -0.044907 | -0.045579 | -0.046118 | -0.046542 | -0.046868 | -0.047111
[10 empty] | 0 | -0.00039754 | -0.00077422 | -0.0011836 | -0.0016201 | -0.0020787 | -0.0025554 | -0.0030467 | -0.0035588 | -0.0040878 | -0.0046303 | -0.0051833 | -0.0057444 | -0.0062784 | -0.0067889 | -0.0072787 | -0.0077503 | -0.0082057 | -0.0085864 | -0.0089033 | -0.0091659 | -0.0093822 | -0.0095591 | -0.0097023 | -0.0098169 | -0.0099072 | -0.0099766 | -0.010028
[10 empty] | 0 | -0.0004204 | -0.00081873 | -0.0012517 | -0.0017132 | -0.0021982 | -0.0027023 | -0.0032219 | -0.0037635 | -0.0043229 | -0.0048965 | -0.0054813 | -0.0060747 | -0.0066395 | -0.0071793 | -0.0076972 | -0.0081959 | -0.0086775 | -0.0090801 | -0.0094153 | -0.009693 | -0.0099217 | -0.010109 | -0.01026 | -0.010381 | -0.010477 | -0.01055 | -0.010605
[10 empty] | 0 | -0.0018676 | -0.0017787 | -0.001941 | -0.0020775 | -0.0021918 | -0.0022872 | -0.0023666 | -0.0024759 | -0.0025668 | -0.0026422 | -0.0027042 | -0.0027549 | -0.002641 | -0.0025423 | -0.0024568 | -0.0023824 | -0.0023176 | -0.0022222 | -0.0021293 | -0.0020713 | -0.0020398 | -0.0020279 | -0.0020303 | -0.0020428 | -0.0025516 | -0.0024931 | -0.0025181
[10 empty] | 0 | 0 | 0 | 0 | 0 | 0 | 0 | 0 | 0 | 0 | 0 | 0 | 0 | 0 | 0 | 0 | 0 | 0 | 0 | 0 | 0 | 0 | 0 | 0 | 0 | 0 | 0 | 0
[10 empty] | 0 | 0 | 0 | 0 | 0 | 0 | 0 | 0 | 0 | 0 | 0 | 0 | 0 | 0 | 0 | 0 | 0 | 0 | 0 | 0 | 0 | 0 | 0 | 0 | 0 | 0 | 0 | 0
[10 empty] | 0 | 0 | 0 | 0 | 0 | 0 | 0 | 0 | 0 | 0 | 0 | 0 | 0 | 0 | 0 | 0 | 0 | 0 | 0 | 0 | 0 | 0 | 0 | 0 | 0 | 0 | 0 | 0
[10 empty] | 0 | 0 | 0 | 0 | 0 | 0 | 0 | 0 | 0 | 0 | 0 | 0 | 0 | 0 | 0 | 0 | 0 | 0 | 0 | 0 | 0 | 0 | 0 | 0 | 0 | 0 | 0 | 0
[10 empty] | 0 | -0.65322 | -1.2258 | -1.7393 | -2.2081 | -2.4916 | -2.6547 | -2.7396 | -2.7739 | -2.7757 | -2.7567 | -2.7245 | -2.6841 | -2.6387 | -2.5906 | -2.541 | -2.4908 | -2.4406 | -2.3908 | -2.3416 | -2.2931 | -2.2455 | -2.1987 | -2.1528 | -2.1079 | -2.0638 | -2.0206 | -1.9784
[10 empty] | 0 | -0.098132 | -0.18415 | -0.26129 | -0.33172 | -0.37431 | -0.39881 | -0.41156 | -0.41672 | -0.41699 | -0.41413 | -0.40929 | -0.40322 | -0.39641 | -0.38918 | -0.38173 | -0.37419 | -0.36665 | -0.35917 | -0.35178 | -0.34449 | -0.33734 | -0.33031 | -0.32342 | -0.31666 | -0.31004 | -0.30356 | -0.29721
[10 empty] | 0 | -0.12749 | -0.23925 | -0.33948 | -0.43097 | -0.48631 | -0.51814 | -0.53471 | -0.54141 | -0.54176 | -0.53804 | -0.53175 | -0.52387 | -0.51502 | -0.50563 | -0.49594 | -0.48615 | -0.47636 | -0.46664 | -0.45703 | -0.44757 | -0.43827 | -0.42914 | -0.42019 | -0.41141 | -0.40281 | -0.39439 | -0.38614
[10 empty] | 0 | -0.65322 | -0.58625 | -0.53919 | -0.5052 | -0.52982 | -0.52538 | -0.50806 | -0.59762 | -0.54327 | -0.50959 | -0.48436 | -0.50518 | -0.49727 | -0.47957 | -0.47844 | -0.45989 | -0.44868 | -0.43726 | -0.43722 | -0.42669 | -0.41468 | -0.40611 | -0.39753 | -0.38989 | -0.38115 | -0.37472 | -0.36611
[10 empty] | 0 | -0.012244 | -0.031968 | -0.056077 | -0.082568 | -0.11015 | -0.13799 | -0.16556 | -0.18197 | -0.19114 | -0.19561 | -0.19704 | -0.19653 | -0.19477 | -0.19223 | -0.18921 | -0.1859 | -0.18244 | -0.1789 | -0.17533 | -0.17178 | -0.16826 | -0.16479 | -0.16137 | -0.15802 | -0.15472 | -0.15149 | -0.14833
[10 empty] | 0 | -0.0018394 | -0.0048025 | -0.0084243 | -0.012404 | -0.016547 | -0.020729 | -0.024871 | -0.027337 | -0.028715 | -0.029386 | -0.029601 | -0.029524 | -0.02926 | -0.028878 | -0.028424 | -0.027927 | -0.027407 | -0.026875 | -0.02634 | -0.025806 | -0.025278 | -0.024756 | -0.024243 | -0.023739 | -0.023244 | -0.022759 | -0.022283
[10 empty] | 0 | -0.0023898 | -0.0062395 | -0.010945 | -0.016115 | -0.021498 | -0.026932 | -0.032313 | -0.035517 | -0.037306 | -0.038179 | -0.038458 | -0.038358 | -0.038014 | -0.037519 | -0.036929 | -0.036284 | -0.035608 | -0.034917 | -0.034221 | -0.033528 | -0.032841 | -0.032164 | -0.031497 | -0.030842 | -0.030199 | -0.029568 | -0.02895
[10 empty] | 0 | -0.012244 | -0.01998 | -0.024778 | -0.027664 | -0.029308 | -0.030145 | -0.03046 | -0.023401 | -0.021018 | -0.020841 | -0.023513 | -0.025049 | -0.025849 | -0.026172 | -0.024165 | -0.022046 | -0.020532 | -0.019133 | -0.019386 | -0.020126 | -0.021156 | -0.021079 | -0.020307 | -0.019295 | -0.01786 | -0.016972 | -0.016695
[10 empty] | 0 | -0.317 | -0.634 | -0.951 | -1.268 | -1.4797 | -1.6211 | -1.7157 | -1.7791 | -1.8217 | -1.8504 | -1.8699 | -1.8832 | -1.8924 | -1.8989 | -1.9035 | -1.907 | -1.9096 | -1.9116 | -1.9133 | -1.9148 | -1.9161 | -1.9173 | -1.9185 | -1.9195 | -1.9206 | -1.9216 | -1.9226
[10 empty] | 0 | -0.047622 | -0.095244 | -0.14287 | -0.19049 | -0.22229 | -0.24353 | -0.25775 | -0.26727 | -0.27367 | -0.27799 | -0.28091 | -0.28291 | -0.2843 | -0.28527 | -0.28597 | -0.28648 | -0.28687 | -0.28718 | -0.28744 | -0.28766 | -0.28786 | -0.28804 | -0.28821 | -0.28837 | -0.28853 | -0.28868 | -0.28884
[10 empty] | 0 | -0.061871 | -0.12374 | -0.18561 | -0.24749 | -0.2888 | -0.3164 | -0.33487 | -0.34724 | -0.35556 | -0.36117 | -0.36497 | -0.36757 | -0.36936 | -0.37062 | -0.37153 | -0.3722 | -0.37271 | -0.37311 | -0.37344 | -0.37373 | -0.37399 | -0.37422 | -0.37444 | -0.37465 | -0.37486 | -0.37506 | -0.37526
[10 empty] | 0 | -0.317 | -0.317 | -0.317 | -0.317 | -0.31733 | -0.31755 | -0.31769 | -0.38041 | -0.35971 | -0.34598 | -0.33688 | -0.35178 | -0.35479 | -0.35221 | -0.35982 | -0.35338 | -0.35147 | -0.35025 | -0.35671 | -0.35652 | -0.35466 | -0.35502 | -0.35464 | -0.35522 | -0.35512 | -0.3567 | -0.35631
[10 empty] | 0 | -0.16458 | -0.32498 | -0.48128 | -0.63356 | -0.78189 | -0.89547 | -0.98165 | -1.0462 | -1.0938 | -1.128 | -1.1516 | -1.167 | -1.1759 | -1.1796 | -1.1794 | -1.1761 | -1.1704 | -1.1628 | -1.1538 | -1.1437 | -1.1327 | -1.1212 | -1.1092 | -1.0969 | -1.0843 | -1.0717 | -1.0589
[10 empty] | 0 | -0.024725 | -0.048821 | -0.072302 | -0.095178 | -0.11746 | -0.13452 | -0.14747 | -0.15717 | -0.16432 | -0.16946 | -0.17301 | -0.17531 | -0.17665 | -0.17721 | -0.17718 | -0.17669 | -0.17583 | -0.17469 | -0.17333 | -0.17181 | -0.17017 | -0.16843 | -0.16663 | -0.16478 | -0.1629 | -0.16099 | -0.15908
[10 empty] | 0 | -0.032123 | -0.063429 | -0.093935 | -0.12366 | -0.15261 | -0.17478 | -0.1916 | -0.2042 | -0.21349 | -0.22016 | -0.22477 | -0.22777 | -0.2295 | -0.23024 | -0.2302 | -0.22955 | -0.22844 | -0.22695 | -0.22519 | -0.22322 | -0.22109 | -0.21883 | -0.21649 | -0.21408 | -0.21164 | -0.20917 | -0.20668
[10 empty] | 0 | -0.16458 | -0.16249 | -0.16043 | -0.15839 | -0.15638 | -0.15439 | -0.15243 | -0.15049 | -0.14858 | -0.1467 | -0.1828 | -0.17298 | -0.16486 | -0.15809 | -0.15239 | -0.15466 | -0.15461 | -0.15305 | -0.15055 | -0.1475 | -0.15428 | -0.14913 | -0.14514 | -0.1418 | -0.13882 | -0.13956 | -0.13865
[10 empty] | 0 | -0.089939 | -0.25143 | -0.46977 | -0.73325 | -1.0325 | -1.36 | -1.7098 | -2.0771 | -2.4582 | -2.7613 | -3.0021 | -3.1931 | -3.3445 | -3.4641 | -3.5583 | -3.6323 | -3.6902 | -3.7352 | -3.7698 | -3.7962 | -3.816 | -3.8306 | -3.841 | -3.8481 | -3.8525 | -3.8547 | -3.8553
[10 empty] | 0 | -0.013511 | -0.037771 | -0.070573 | -0.11015 | -0.15511 | -0.20431 | -0.25686 | -0.31205 | -0.36929 | -0.41482 | -0.451 | -0.4797 | -0.50243 | -0.5204 | -0.53456 | -0.54568 | -0.55437 | -0.56112 | -0.56633 | -0.5703 | -0.57328 | -0.57547 | -0.57703 | -0.57809 | -0.57875 | -0.57909 | -0.57917
[10 empty] | 0 | -0.017554 | -0.049073 | -0.091689 | -0.14311 | -0.20152 | -0.26544 | -0.33372 | -0.40541 | -0.47979 | -0.53894 | -0.58594 | -0.62323 | -0.65277 | -0.67611 | -0.69451 | -0.70895 | -0.72025 | -0.72902 | -0.73578 | -0.74094 | -0.74481 | -0.74766 | -0.74969 | -0.75106 | -0.75192 | -0.75236 | -0.75247
[10 empty] | 0 | -0.089939 | -0.16163 | -0.21875 | -0.26423 | -0.30041 | -0.32916 | -0.35199 | -0.37008 | -0.38438 | -0.32474 | -0.29124 | -0.27575 | -0.27233 | -0.27674 | -0.30898 | -0.33459 | -0.35491 | -0.371 | -0.36973 | -0.36022 | -0.34806 | -0.33647 | -0.32712 | -0.30706 | -0.30276 | -0.30794 | -0.31833
[10 empty] | 0 | -0.079077 | -0.15484 | -0.2274 | -0.29686 | -0.3633 | -0.40312 | -0.42564 | -0.43693 | -0.44097 | -0.44035 | -0.43675 | -0.43127 | -0.42464 | -0.41731 | -0.40959 | -0.40169 | -0.39371 | -0.38575 | -0.37786 | -0.37007 | -0.3624 | -0.35487 | -0.34747 | -0.34022 | -0.33311 | -0.32615 | -0.31933
[10 empty] | 0 | -0.01188 | -0.023262 | -0.034162 | -0.044596 | -0.054578 | -0.06056 | -0.063943 | -0.065639 | -0.066247 | -0.066153 | -0.065612 | -0.064789 | -0.063793 | -0.062692 | -0.061533 | -0.060344 | -0.059146 | -0.057951 | -0.056765 | -0.055595 | -0.054443 | -0.053311 | -0.0522 | -0.051111 | -0.050043 | -0.048997 | -0.047972
[10 empty] | 0 | -0.015434 | -0.030222 | -0.044384 | -0.05794 | -0.070908 | -0.078681 | -0.083075 | -0.08528 | -0.086068 | -0.085947 | -0.085244 | -0.084175 | -0.08288 | -0.08145 | -0.079944 | -0.0784 | -0.076844 | -0.07529 | -0.07375 | -0.07223 | -0.070733 | -0.069262 | -0.067819 | -0.066404 | -0.065016 | -0.063657 | -0.062325
[10 empty] | 0 | -0.079077 | -0.077422 | -0.075801 | -0.074214 | -0.07266 | -0.071139 | -0.06965 | -0.068192 | -0.079952 | -0.073974 | -0.069617 | -0.066326 | -0.06374 | -0.065579 | -0.064987 | -0.063294 | -0.063401 | -0.059779 | -0.058215 | -0.05718 | -0.056102 | -0.05616 | -0.054713 | -0.053113 | -0.052053 | -0.050416 | -0.049696
[10 empty] | 0 | 0 | 0 | 0 | 0 | 0 | 0 | 0 | 0 | 0 | 0 | 0 | 0 | 0 | 0 | 0 | 0 | 0 | 0 | 0 | 0 | 0 | 0 | 0 | 0 | 0 | 0 | 0
[10 empty] | 0 | 0 | 0 | 0 | 0 | 0 | 0 | 0 | 0 | 0 | 0 | 0 | 0 | 0 | 0 | 0 | 0 | 0 | 0 | 0 | 0 | 0 | 0 | 0 | 0 | 0 | 0 | 0
[10 empty] | 0 | 0 | 0 | 0 | 0 | 0 | 0 | 0 | 0 | 0 | 0 | 0 | 0 | 0 | 0 | 0 | 0 | 0 | 0 | 0 | 0 | 0 | 0 | 0 | 0 | 0 | 0 | 0
[10 empty] | 0 | 0 | 0 | 0 | 0 | 0 | 0 | 0 | 0 | 0 | 0 | 0 | 0 | 0 | 0 | 0 | 0 | 0 | 0 | 0 | 0 | 0 | 0 | 0 | 0 | 0 | 0 | 0
[10 empty] | 0 | -0.01531 | -0.032839 | -0.053219 | -0.076116 | -0.10184 | -0.13325 | -0.1649 | -0.20635 | -0.25405 | -0.30746 | -0.36546 | -0.43068 | -0.4937 | -0.57135 | -0.6548 | -0.7447 | -0.84231 | -0.94795 | -1.0569 | -1.1855 | -1.3379 | -1.5176 | -1.7231 | -1.9584 | -2.2257 | -2.5295 | -2.8747
[10 empty] | 0 | -0.0023 | -0.0049333 | -0.007995 | -0.011435 | -0.015299 | -0.020018 | -0.024772 | -0.030999 | -0.038165 | -0.04619 | -0.054903 | -0.064701 | -0.074168 | -0.085833 | -0.098369 | -0.11187 | -0.12654 | -0.14241 | -0.15878 | -0.17809 | -0.20099 | -0.22798 | -0.25886 | -0.2942 | -0.33437 | -0.38 | -0.43186
[10 empty] | 0 | -0.0029881 | -0.0064094 | -0.010387 | -0.014856 | -0.019877 | -0.026008 | -0.032184 | -0.040274 | -0.049584 | -0.06001 | -0.07133 | -0.08406 | -0.096359 | -0.11152 | -0.1278 | -0.14535 | -0.1644 | -0.18502 | -0.20629 | -0.23138 | -0.26113 | -0.2962 | -0.33631 | -0.38223 | -0.43441 | -0.4937 | -0.56108
[10 empty] | 0 | -0.01531 | -0.017529 | -0.02038 | -0.022897 | -0.025722 | -0.031414 | -0.031646 | -0.041448 | -0.0477 | -0.05648 | -0.063954 | -0.074062 | -0.074667 | -0.092117 | -0.10532 | -0.1143 | -0.12618 | -0.13869 | -0.14743 | -0.17361 | -0.20337 | -0.23791 | -0.27217 | -0.31199 | -0.35352 | -0.4006 | -0.45054
[10 empty] | 0 | -0.075334 | -0.15043 | -0.22528 | -0.29989 | -0.37427 | -0.4484 | -0.5223 | -0.59596 | -0.66938 | -0.74257 | -0.80492 | -0.85802 | -0.90318 | -0.94156 | -0.97414 | -1.0017 | -1.0251 | -1.0448 | -1.0614 | -1.0754 | -1.087 | -1.0968 | -1.1048 | -1.1114 | -1.1168 | -1.1212 | -1.1247
[10 empty] | 0 | -0.011317 | -0.022598 | -0.033843 | -0.045052 | -0.056225 | -0.067363 | -0.078464 | -0.08953 | -0.10056 | -0.11155 | -0.12092 | -0.1289 | -0.13568 | -0.14145 | -0.14634 | -0.15049 | -0.154 | -0.15696 | -0.15946 | -0.16155 | -0.1633 | -0.16476 | -0.16597 | -0.16697 | -0.16778 | -0.16843 | -0.16895
[10 empty] | 0 | -0.014704 | -0.02936 | -0.04397 | -0.058533 | -0.073049 | -0.087518 | -0.10194 | -0.11632 | -0.13065 | -0.14493 | -0.1571 | -0.16747 | -0.17628 | -0.18377 | -0.19013 | -0.19552 | -0.20008 | -0.20393 | -0.20717 | -0.20989 | -0.21217 | -0.21406 | -0.21563 | -0.21693 | -0.21798 | -0.21883 | -0.21951
[10 empty] | 0 | -0.075334 | -0.075214 | -0.075094 | -0.074973 | -0.074853 | -0.074734 | -0.074614 | -0.074495 | -0.074376 | -0.074257 | -0.074138 | -0.074019 | -0.073901 | -0.073782 | -0.073664 | -0.073547 | -0.073429 | -0.094671 | -0.091473 | -0.08872 | -0.086347 | -0.084299 | -0.08253 | -0.081 | -0.079674 | -0.078522 | -0.07752
[10 empty] | 0 | -0.075261 | -0.15028 | -0.22506 | -0.2996 | -0.3739 | -0.44797 | -0.52179 | -0.58475 | -0.6384 | -0.6841 | -0.72298 | -0.75604 | -0.7841 | -0.80791 | -0.82805 | -0.84508 | -0.85943 | -0.87149 | -0.8816 | -0.89003 | -0.89703 | -0.9028 | -0.90752 | -0.91135 | -0.91441 | -0.91681 | -0.91865
[10 empty] | 0 | -0.011306 | -0.022576 | -0.033811 | -0.045009 | -0.056171 | -0.067297 | -0.078388 | -0.087845 | -0.095906 | -0.10277 | -0.10861 | -0.11358 | -0.11779 | -0.12137 | -0.1244 | -0.12695 | -0.12911 | -0.13092 | -0.13244 | -0.13371 | -0.13476 | -0.13563 | -0.13634 | -0.13691 | -0.13737 | -0.13773 | -0.13801
[10 empty] | 0 | -0.014689 | -0.029332 | -0.043927 | -0.058476 | -0.072978 | -0.087433 | -0.10184 | -0.11413 | -0.1246 | -0.13352 | -0.14111 | -0.14756 | -0.15304 | -0.15769 | -0.16162 | -0.16494 | -0.16774 | -0.1701 | -0.17207 | -0.17371 | -0.17508 | -0.17621 | -0.17713 | -0.17788 | -0.17847 | -0.17894 | -0.1793
[10 empty] | 0 | -0.075261 | -0.075141 | -0.07502 | -0.0749 | -0.074781 | -0.074661 | -0.074541 | -0.074422 | -0.074303 | -0.074184 | -0.074066 | -0.073947 | -0.073829 | -0.073711 | -0.095034 | -0.091824 | -0.08906 | -0.086678 | -0.084623 | -0.082847 | -0.081311 | -0.083009 | -0.084008 | -0.084473 | -0.084534 | -0.084296 | -0.083841
[10 empty] | 0 | -0.0094137 | -0.018797 | -0.028151 | -0.037474 | -0.044897 | -0.050802 | -0.055494 | -0.059219 | -0.062169 | -0.064502 | -0.066342 | -0.067787 | -0.068918 | -0.069798 | -0.070477 | -0.070996 | -0.071387 | -0.071675 | -0.071883 | -0.072025 | -0.072115 | -0.072163 | -0.072179 | -0.072168 | -0.072136 | -0.072087 | -0.072025
[10 empty] | 0 | -0.0014142 | -0.0028239 | -0.004229 | -0.0056297 | -0.0067448 | -0.0076319 | -0.0083368 | -0.0088963 | -0.0093396 | -0.00969 | -0.0099664 | -0.010184 | -0.010353 | -0.010486 | -0.010588 | -0.010666 | -0.010724 | -0.010768 | -0.010799 | -0.01082 | -0.010834 | -0.010841 | -0.010843 | -0.010842 | -0.010837 | -0.01083 | -0.01082
[10 empty] | 0 | -0.0018373 | -0.0036688 | -0.0054944 | -0.0073142 | -0.0087629 | -0.0099154 | -0.010831 | -0.011558 | -0.012134 | -0.012589 | -0.012948 | -0.013231 | -0.013451 | -0.013623 | -0.013756 | -0.013857 | -0.013933 | -0.013989 | -0.01403 | -0.014058 | -0.014075 | -0.014085 | -0.014088 | -0.014086 | -0.014079 | -0.01407 | -0.014058
[10 empty] | 0 | -0.0094137 | -0.0093986 | -0.0093836 | -0.0093686 | -0.0093536 | -0.0093386 | -0.0093237 | -0.0093088 | -0.0092939 | -0.011711 | -0.011207 | -0.010801 | -0.010474 | -0.010693 | -0.010768 | -0.010747 | -0.010665 | -0.010643 | -0.01127 | -0.011011 | -0.010814 | -0.010673 | -0.010825 | -0.010858 | -0.010821 | -0.010747 | -0.010734
[10 empty] | 0 | -0.20314 | -0.40792 | -0.40792 | -0.40792 | -0.40792 | -0.40792 | -0.40792 | -0.40792 | -0.3789 | -0.32478 | -0.27838 | -0.23861 | -0.20452 | -0.17531 | -0.15026 | -0.069608 | 0 | 0 | 0 | 0 | 0 | 0 | 0 | 0 | 0 | 0 | 0
[10 empty] | 0 | -0.030518 | -0.061282 | -0.061282 | -0.061282 | -0.061282 | -0.061282 | -0.061282 | -0.061282 | -0.056922 | -0.04879 | -0.04182 | -0.035846 | -0.030725 | -0.026336 | -0.022574 | -0.010457 | 0 | 0 | 0 | 0 | 0 | 0 | 0 | 0 | 0 | 0 | 0
[10 empty] | 0 | -0.039649 | -0.079618 | -0.079618 | -0.079618 | -0.079618 | -0.079618 | -0.079618 | -0.079618 | -0.073954 | -0.063389 | -0.054333 | -0.046571 | -0.039918 | -0.034216 | -0.029328 | -0.013586 | 0 | 0 | 0 | 0 | 0 | 0 | 0 | 0 | 0 | 0 | 0
[10 empty] | 0 | -0.20314 | -0.20478 | 0 | 0 | 0 | 0 | 0 | 0 | 0 | 0 | 0 | 0 | 0 | 0 | 0 | 0 | 0 | 0 | 0 | 0 | 0 | 0 | 0 | 0 | 0 | 0 | 0
[10 empty] | 0 | -0.023358 | -0.046721 | -0.070089 | -0.093461 | -0.11684 | -0.14022 | -0.16361 | -0.18454 | -0.20329 | -0.22011 | -0.2352 | -0.24876 | -0.26097 | -0.27196 | -0.28189 | -0.29086 | -0.29898 | -0.30635 | -0.31306 | -0.31917 | -0.32475 | -0.32987 | -0.33457 | -0.3389 | -0.34291 | -0.34663 | -0.35009
[10 empty] | 0 | -0.0035091 | -0.0070188 | -0.010529 | -0.01404 | -0.017552 | -0.021065 | -0.024578 | -0.027723 | -0.03054 | -0.033066 | -0.035334 | -0.037371 | -0.039205 | -0.040857 | -0.042347 | -0.043695 | -0.044916 | -0.046023 | -0.04703 | -0.047948 | -0.048787 | -0.049556 | -0.050262 | -0.050913 | -0.051515 | -0.052073 | -0.052593
[10 empty] | 0 | -0.004559 | -0.009119 | -0.01368 | -0.018242 | -0.022804 | -0.027368 | -0.031932 | -0.036018 | -0.039678 | -0.04296 | -0.045906 | -0.048553 | -0.050935 | -0.053081 | -0.055018 | -0.056769 | -0.058355 | -0.059794 | -0.061102 | -0.062295 | -0.063385 | -0.064383 | -0.065301 | -0.066147 | -0.066929 | -0.067654 | -0.068329
[10 empty] | 0 | -0.023358 | -0.023363 | -0.023368 | -0.023372 | -0.023377 | -0.023381 | -0.023386 | -0.023528 | -0.023655 | -0.02377 | -0.023872 | -0.023964 | -0.024047 | -0.024122 | -0.024205 | -0.024294 | -0.031579 | -0.030874 | -0.030259 | -0.029722 | -0.029254 | -0.028847 | -0.028496 | -0.029036 | -0.029434 | -0.029716 | -0.029904
[10 empty] | 0 | -0.0032173 | -0.0064242 | -0.0096209 | -0.012807 | -0.015984 | -0.01915 | -0.022305 | -0.025451 | -0.028587 | -0.031712 | -0.034828 | -0.037933 | -0.041028 | -0.044114 | -0.047189 | -0.050254 | -0.053025 | -0.055527 | -0.057787 | -0.059826 | -0.061665 | -0.063322 | -0.064815 | -0.066158 | -0.067365 | -0.068449 | -0.069421
[10 empty] | 0 | -0.00048332 | -0.0009651 | -0.0014453 | -0.001924 | -0.0024012 | -0.0028768 | -0.0033509 | -0.0038235 | -0.0042945 | -0.0047641 | -0.0052321 | -0.0056986 | -0.0061636 | -0.0066271 | -0.0070891 | -0.0075496 | -0.0079658 | -0.0083418 | -0.0086812 | -0.0089876 | -0.0092638 | -0.0095128 | -0.009737 | -0.0099388 | -0.01012 | -0.010283 | -0.010429
[10 empty] | 0 | -0.00062794 | -0.0012539 | -0.0018778 | -0.0024997 | -0.0031196 | -0.0037376 | -0.0043535 | -0.0049675 | -0.0055795 | -0.0061895 | -0.0067976 | -0.0074037 | -0.0080078 | -0.00861 | -0.0092103 | -0.0098085 | -0.010349 | -0.010838 | -0.011279 | -0.011677 | -0.012036 | -0.012359 | -0.01265 | -0.012913 | -0.013148 | -0.01336 | -0.013549
[10 empty] | 0 | -0.0032173 | -0.0032121 | -0.003207 | -0.0032018 | -0.0031967 | -0.0031916 | -0.0031865 | -0.0031814 | -0.0031763 | -0.0031712 | -0.0031661 | -0.0031611 | -0.003156 | -0.003151 | -0.0031459 | -0.0031409 | -0.0031359 | -0.0031309 | -0.0031258 | -0.0031208 | -0.0031158 | -0.0031109 | -0.0031059 | -0.0031009 | -0.003096 | -0.003091 | -0.0030861
[10 empty] | 0 | 0 | 0 | 0 | 0 | 0 | 0 | 0 | 0 | 0 | 0 | 0 | 0 | 0 | 0 | 0 | 0 | 0 | 0 | 0 | 0 | 0 | 0 | 0 | 0 | 0 | 0 | 0
[10 empty] | 0 | 0 | 0 | 0 | 0 | 0 | 0 | 0 | 0 | 0 | 0 | 0 | 0 | 0 | 0 | 0 | 0 | 0 | 0 | 0 | 0 | 0 | 0 | 0 | 0 | 0 | 0 | 0
[10 empty] | 0 | 0 | 0 | 0 | 0 | 0 | 0 | 0 | 0 | 0 | 0 | 0 | 0 | 0 | 0 | 0 | 0 | 0 | 0 | 0 | 0 | 0 | 0 | 0 | 0 | 0 | 0 | 0
[10 empty] | 0 | 0 | 0 | 0 | 0 | 0 | 0 | 0 | 0 | 0 | 0 | 0 | 0 | 0 | 0 | 0 | 0 | 0 | 0 | 0 | 0 | 0 | 0 | 0 | 0 | 0 | 0 | 0
[10 empty] | 0 | 0 | 0 | 0 | 0 | 0 | 0 | 0 | 0 | 0 | 0 | 0 | 0 | 0 | 0 | 0 | 0 | 0 | 0 | 0 | 0 | 0 | 0 | 0 | 0 | 0 | 0 | 0
[10 empty] | 0 | 0 | 0 | 0 | 0 | 0 | 0 | 0 | 0 | 0 | 0 | 0 | 0 | 0 | 0 | 0 | 0 | 0 | 0 | 0 | 0 | 0 | 0 | 0 | 0 | 0 | 0 | 0
[10 empty] | 0 | 0 | 0 | 0 | 0 | 0 | 0 | 0 | 0 | 0 | 0 | 0 | 0 | 0 | 0 | 0 | 0 | 0 | 0 | 0 | 0 | 0 | 0 | 0 | 0 | 0 | 0 | 0
[10 empty] | 0 | 0 | 0 | 0 | 0 | 0 | 0 | 0 | 0 | 0 | 0 | 0 | 0 | 0 | 0 | 0 | 0 | 0 | 0 | 0 | 0 | 0 | 0 | 0 | 0 | 0 | 0 | 0
[10 empty] | 0 | 0 | 0 | 0 | 0 | 0 | 0 | 0 | 0 | 0 | 0 | 0 | 0 | 0 | 0 | 0 | 0 | 0 | 0 | 0 | 0 | 0 | 0 | 0 | 0 | 0 | 0 | 0
[10 empty] | 0 | 0 | 0 | 0 | 0 | 0 | 0 | 0 | 0 | 0 | 0 | 0 | 0 | 0 | 0 | 0 | 0 | 0 | 0 | 0 | 0 | 0 | 0 | 0 | 0 | 0 | 0 | 0
[10 empty] | 0 | 0 | 0 | 0 | 0 | 0 | 0 | 0 | 0 | 0 | 0 | 0 | 0 | 0 | 0 | 0 | 0 | 0 | 0 | 0 | 0 | 0 | 0 | 0 | 0 | 0 | 0 | 0
[10 empty] | 0 | 0 | 0 | 0 | 0 | 0 | 0 | 0 | 0 | 0 | 0 | 0 | 0 | 0 | 0 | 0 | 0 | 0 | 0 | 0 | 0 | 0 | 0 | 0 | 0 | 0 | 0 | 0
[10 empty] | 0 | 0 | 0 | 0 | 0 | 0 | 0 | 0 | 0 | 0 | 0 | 0 | 0 | 0 | 0 | 0 | 0 | 0 | 0 | 0 | 0 | 0 | 0 | 0 | 0 | 0 | 0 | 0
[10 empty] | 0 | 0 | 0 | 0 | 0 | 0 | 0 | 0 | 0 | 0 | 0 | 0 | 0 | 0 | 0 | 0 | 0 | 0 | 0 | 0 | 0 | 0 | 0 | 0 | 0 | 0 | 0 | 0
[10 empty] | 0 | 0 | 0 | 0 | 0 | 0 | 0 | 0 | 0 | 0 | 0 | 0 | 0 | 0 | 0 | 0 | 0 | 0 | 0 | 0 | 0 | 0 | 0 | 0 | 0 | 0 | 0 | 0
[10 empty] | 0 | 0 | 0 | 0 | 0 | 0 | 0 | 0 | 0 | 0 | 0 | 0 | 0 | 0 | 0 | 0 | 0 | 0 | 0 | 0 | 0 | 0 | 0 | 0 | 0 | 0 | 0 | 0
[10 empty] | 0 | 0 | 0 | 0 | 0 | 0 | 0 | 0 | 0 | 0 | 0 | 0 | 0 | 0 | 0 | 0 | 0 | 0 | 0 | 0 | 0 | 0 | 0 | 0 | 0 | 0 | 0 | 0
[10 empty] | 0 | 0 | 0 | 0 | 0 | 0 | 0 | 0 | 0 | 0 | 0 | 0 | 0 | 0 | 0 | 0 | 0 | 0 | 0 | 0 | 0 | 0 | 0 | 0 | 0 | 0 | 0 | 0
[10 empty] | 0 | 0 | 0 | 0 | 0 | 0 | 0 | 0 | 0 | 0 | 0 | 0 | 0 | 0 | 0 | 0 | 0 | 0 | 0 | 0 | 0 | 0 | 0 | 0 | 0 | 0 | 0 | 0
[10 empty] | 0 | 0 | 0 | 0 | 0 | 0 | 0 | 0 | 0 | 0 | 0 | 0 | 0 | 0 | 0 | 0 | 0 | 0 | 0 | 0 | 0 | 0 | 0 | 0 | 0 | 0 | 0 | 0
[10 empty] | 0 | 0 | 0 | 0 | 0 | 0 | 0 | 0 | 0 | 0 | 0 | 0 | 0 | 0 | 0 | 0 | 0 | 0 | 0 | 0 | 0 | 0 | 0 | 0 | 0 | 0 | 0 | 0
[10 empty] | 0 | 0 | 0 | 0 | 0 | 0 | 0 | 0 | 0 | 0 | 0 | 0 | 0 | 0 | 0 | 0 | 0 | 0 | 0 | 0 | 0 | 0 | 0 | 0 | 0 | 0 | 0 | 0
[10 empty] | 0 | 0 | 0 | 0 | 0 | 0 | 0 | 0 | 0 | 0 | 0 | 0 | 0 | 0 | 0 | 0 | 0 | 0 | 0 | 0 | 0 | 0 | 0 | 0 | 0 | 0 | 0 | 0
[10 empty] | 0 | 0 | 0 | 0 | 0 | 0 | 0 | 0 | 0 | 0 | 0 | 0 | 0 | 0 | 0 | 0 | 0 | 0 | 0 | 0 | 0 | 0 | 0 | 0 | 0 | 0 | 0 | 0
[10 empty] | 0 | 0 | 0 | 0 | 0 | 0 | 0 | 0 | 0 | 0 | 0 | 0 | 0 | 0 | 0 | 0 | 0 | 0 | 0 | 0 | 0 | 0 | 0 | 0 | 0 | 0 | 0 | 0
[10 empty] | 0 | 0 | 0 | 0 | 0 | 0 | 0 | 0 | 0 | 0 | 0 | 0 | 0 | 0 | 0 | 0 | 0 | 0 | 0 | 0 | 0 | 0 | 0 | 0 | 0 | 0 | 0 | 0
[10 empty] | 0 | 0 | 0 | 0 | 0 | 0 | 0 | 0 | 0 | 0 | 0 | 0 | 0 | 0 | 0 | 0 | 0 | 0 | 0 | 0 | 0 | 0 | 0 | 0 | 0 | 0 | 0 | 0
[10 empty] | 0 | 0 | 0 | 0 | 0 | 0 | 0 | 0 | 0 | 0 | 0 | 0 | 0 | 0 | 0 | 0 | 0 | 0 | 0 | 0 | 0 | 0 | 0 | 0 | 0 | 0 | 0 | 0
[10 empty] | 0 | 0 | 0 | 0 | 0 | 0 | 0 | 0 | 0 | 0 | 0 | 0 | 0 | 0 | 0 | 0 | 0 | 0 | 0 | 0 | 0 | 0 | 0 | 0 | 0 | 0 | 0 | 0
[10 empty] | 0 | 0 | 0 | 0 | 0 | 0 | 0 | 0 | 0 | 0 | 0 | 0 | 0 | 0 | 0 | 0 | 0 | 0 | 0 | 0 | 0 | 0 | 0 | 0 | 0 | 0 | 0 | 0
[10 empty] | 0 | 0 | 0 | 0 | 0 | 0 | 0 | 0 | 0 | 0 | 0 | 0 | 0 | 0 | 0 | 0 | 0 | 0 | 0 | 0 | 0 | 0 | 0 | 0 | 0 | 0 | 0 | 0
[10 empty] | 0 | 0 | 0 | 0 | 0 | 0 | 0 | 0 | 0 | 0 | 0 | 0 | 0 | 0 | 0 | 0 | 0 | 0 | 0 | 0 | 0 | 0 | 0 | 0 | 0 | 0 | 0 | 0
[10 empty] | 0 | 0 | 0 | 0 | 0 | 0 | 0 | 0 | 0 | 0 | 0 | 0 | 0 | 0 | 0 | 0 | 0 | 0 | 0 | 0 | 0 | 0 | 0 | 0 | 0 | 0 | 0 | 0
[10 empty] | 0 | 0 | 0 | 0 | 0 | 0 | 0 | 0 | 0 | 0 | 0 | 0 | 0 | 0 | 0 | 0 | 0 | 0 | 0 | 0 | 0 | 0 | 0 | 0 | 0 | 0 | 0 | 0
[10 empty] | 0 | 0 | 0 | 0 | 0 | 0 | 0 | 0 | 0 | 0 | 0 | 0 | 0 | 0 | 0 | 0 | 0 | 0 | 0 | 0 | 0 | 0 | 0 | 0 | 0 | 0 | 0 | 0
[10 empty] | 0 | 0 | 0 | 0 | 0 | 0 | 0 | 0 | 0 | 0 | 0 | 0 | 0 | 0 | 0 | 0 | 0 | 0 | 0 | 0 | 0 | 0 | 0 | 0 | 0 | 0 | 0 | 0
[10 empty] | 0 | -0.10383 | -0.33097 | -0.48392 | -0.62548 | -0.74731 | -0.83203 | -0.92593 | -1.0454 | -1.1851 | -1.3481 | -1.5147 | -1.7033 | -1.9059 | -2.1268 | -2.3405 | -2.5695 | -2.8029 | -3.0471 | -3.2727 | -3.5092 | -3.7453 | -4.0118 | -4.268 | -4.5477 | -4.8378 | -5.1369 | -5.403
[10 empty] | 0 | 0 | 0 | 0 | 0 | 0 | 0 | 0 | 0 | 0 | 0 | 0 | 0 | 0 | 0 | 0 | 0 | 0 | 0 | 0 | 0 | 0 | 0 | 0 | 0 | 0 | 0 | 0
[10 empty] | 0 | 0 | 0 | 0 | 0 | 0 | 0 | 0 | 0 | 0 | 0 | 0 | 0 | 0 | 0 | 0 | 0 | 0 | 0 | 0 | 0 | 0 | 0 | 0 | 0 | 0 | 0 | 0
[10 empty] | 0 | -0.10383 | -0.22714 | -0.15295 | -0.14156 | -0.12183 | -0.084718 | -0.093898 | -0.11942 | -0.13977 | -0.16297 | -0.16659 | -0.18862 | -0.20262 | -0.22088 | -0.21371 | -0.22898 | -0.23339 | -0.24423 | -0.22559 | -0.23647 | -0.23617 | -0.27589 | -0.28543 | -0.32021 | -0.3397 | -0.35534 | -0.32494
[10 empty] | 0 | -0.00037951 | -0.00076655 | -0.0011786 | -0.0016147 | -0.001661 | -0.0017111 | -0.0017666 | -0.0018279 | -0.0018955 | -0.0019708 | -0.0020648 | -0.0021692 | -0.0022873 | -0.002379 | -0.0024531 | -0.0025152 | -0.0025706 | -0.0026842 | -0.0028549 | -0.0030824 | -0.0033048 | -0.0035964 | -0.0039133 | -0.0042516 | -0.0047293 | -0.005212 | -0.0057004
[10 empty] | 0 | -0.00014875 | -0.00030044 | -0.00046193 | -0.00063288 | -0.000651 | -0.00067066 | -0.00069242 | -0.00071642 | -0.00074293 | -0.00077243 | -0.0008093 | -0.00085019 | -0.00089648 | -0.00093243 | -0.00096147 | -0.0009858 | -0.0010075 | -0.0010521 | -0.0011189 | -0.0012081 | -0.0012953 | -0.0014096 | -0.0015338 | -0.0016664 | -0.0018536 | -0.0020428 | -0.0022342
[10 empty] | 0 | -0.00010368 | -0.00020941 | -0.00032197 | -0.00044113 | -0.00045375 | -0.00046745 | -0.00048262 | -0.00049935 | -0.00051783 | -0.00053839 | -0.00056409 | -0.00059259 | -0.00062485 | -0.00064991 | -0.00067015 | -0.00068711 | -0.00070226 | -0.00073329 | -0.00077992 | -0.00084208 | -0.00090283 | -0.0009825 | -0.0010691 | -0.0011615 | -0.001292 | -0.0014239 | -0.0015573
[10 empty] | 0 | -0.00037951 | -0.00038704 | -0.00041202 | -0.00043616 | -4.6226e-05 | -5.0148e-05 | -5.5521e-05 | -6.1239e-05 | -6.7645e-05 | -7.5265e-05 | -9.4051e-05 | -0.00010433 | -0.00011811 | -0.00014593 | -0.00017586 | -0.00020816 | -0.00024297 | -0.00028093 | -0.00032126 | -0.00036457 | -0.00045913 | -0.00050643 | -0.00051906 | -0.00053197 | -0.00054506 | -0.00055845 | -0.00057577
[10 empty] | 0 | -0.023019 | -0.05005 | -0.076314 | -0.10187 | -0.1267 | -0.15084 | -0.17433 | -0.19719 | -0.2194 | -0.24265 | -0.2648 | -0.29287 | -0.32242 | -0.34977 | -0.37632 | -0.40208 | -0.42704 | -0.45125 | -0.47528 | -0.49931 | -0.52107 | -0.55209 | -0.58239 | -0.61036 | -0.63787 | -0.66442 | -0.69003
[10 empty] | 0 | -0.0090222 | -0.019617 | -0.029911 | -0.039927 | -0.049659 | -0.059121 | -0.068329 | -0.077288 | -0.085994 | -0.095104 | -0.10379 | -0.11479 | -0.12637 | -0.13709 | -0.1475 | -0.15759 | -0.16738 | -0.17686 | -0.18628 | -0.1957 | -0.20423 | -0.21639 | -0.22826 | -0.23923 | -0.25001 | -0.26042 | -0.27046
[10 empty] | 0 | -0.0062886 | -0.013673 | -0.020848 | -0.02783 | -0.034613 | -0.041208 | -0.047626 | -0.053871 | -0.059938 | -0.066289 | -0.072341 | -0.080009 | -0.088082 | -0.095553 | -0.10281 | -0.10984 | -0.11666 | -0.12328 | -0.12984 | -0.13641 | -0.14235 | -0.15083 | -0.1591 | -0.16674 | -0.17426 | -0.18151 | -0.18851
[10 empty] | 0 | -0.023019 | -0.027031 | -0.026264 | -0.025555 | -0.02483 | -0.024141 | -0.023492 | -0.022859 | -0.022211 | -0.030917 | -0.036281 | -0.046238 | -0.05473 | -0.053205 | -0.051685 | -0.050202 | -0.048739 | -0.047324 | -0.04962 | -0.053057 | -0.056394 | -0.074081 | -0.077794 | -0.078833 | -0.079831 | -0.077372 | -0.074968
[10 empty] | 0 | -0.10804 | -0.21604 | -0.324 | -0.43201 | -0.54002 | -0.64803 | -0.75603 | -0.86404 | -0.97206 | -1.0801 | -1.1883 | -1.2964 | -1.4047 | -1.5131 | -1.6218 | -1.7306 | -1.8397 | -1.9491 | -2.0586 | -2.1685 | -2.2791 | -2.39 | -2.5008 | -2.6115 | -2.7221 | -2.8325 | -2.9429
[10 empty] | 0 | -0.042345 | -0.084674 | -0.12699 | -0.16932 | -0.21166 | -0.25399 | -0.29632 | -0.33866 | -0.38099 | -0.42334 | -0.46573 | -0.50813 | -0.55057 | -0.59307 | -0.63565 | -0.67831 | -0.72107 | -0.76392 | -0.80687 | -0.84993 | -0.89329 | -0.93675 | -0.98018 | -1.0236 | -1.0669 | -1.1102 | -1.1535
[10 empty] | 0 | -0.029515 | -0.059019 | -0.088513 | -0.11802 | -0.14753 | -0.17703 | -0.20654 | -0.23605 | -0.26556 | -0.29507 | -0.32462 | -0.35417 | -0.38375 | -0.41337 | -0.44305 | -0.47279 | -0.50259 | -0.53246 | -0.5624 | -0.59241 | -0.62263 | -0.65292 | -0.68319 | -0.71344 | -0.74364 | -0.77382 | -0.80397
[10 empty] | 0 | -0.10804 | -0.108 | -0.10796 | -0.10801 | -0.10802 | -0.108 | -0.10801 | -0.10801 | -0.10802 | -0.10803 | -0.10816 | -0.10819 | -0.10826 | -0.12387 | -0.1373 | -0.14884 | -0.1588 | -0.16737 | -0.17475 | -0.18114 | -0.21865 | -0.21889 | -0.2188 | -0.21874 | -0.21863 | -0.21854 | -0.2207
[10 empty] | 0 | 0 | 0 | 0 | 0 | 0 | 0 | 0 | 0 | 0 | 0 | 0 | 0 | 0 | 0 | 0 | 0 | 0 | 0 | 0 | 0 | 0 | 0 | 0 | 0 | 0 | 0 | 0
[10 empty] | 0 | 0 | 0 | 0 | 0 | 0 | 0 | 0 | 0 | 0 | 0 | 0 | 0 | 0 | 0 | 0 | 0 | 0 | 0 | 0 | 0 | 0 | 0 | 0 | 0 | 0 | 0 | 0
[10 empty] | 0 | 0 | 0 | 0 | 0 | 0 | 0 | 0 | 0 | 0 | 0 | 0 | 0 | 0 | 0 | 0 | 0 | 0 | 0 | 0 | 0 | 0 | 0 | 0 | 0 | 0 | 0 | 0
[10 empty] | 0 | 0 | 0 | 0 | 0 | 0 | 0 | 0 | 0 | 0 | 0 | 0 | 0 | 0 | 0 | 0 | 0 | 0 | 0 | 0 | 0 | 0 | 0 | 0 | 0 | 0 | 0 | 0
[10 empty] | 0 | -0.74318 | -1.4861 | -2.2287 | -2.9715 | -3.7135 | -4.4552 | -5.1966 | -5.9377 | -6.6785 | -7.4191 | -8.1593 | -8.8993 | -9.6389 | -10.3783 | -11.1174 | -11.8562 | -12.5947 | -13.333 | -14.0709 | -14.8085 | -15.5459 | -16.283 | -17.0198 | -17.7563 | -18.4925 | -19.2284 | -19.9641
[10 empty] | 0 | -0.15302 | -0.30597 | -0.45887 | -0.61181 | -0.76458 | -0.9173 | -1.0699 | -1.2225 | -1.3751 | -1.5275 | -1.68 | -1.8323 | -1.9846 | -2.1368 | -2.289 | -2.4411 | -2.5932 | -2.7452 | -2.8971 | -3.049 | -3.2008 | -3.3526 | -3.5043 | -3.6559 | -3.8075 | -3.959 | -4.1105
[10 empty] | 0 | -0.20629 | -0.41249 | -0.61861 | -0.8248 | -1.0308 | -1.2366 | -1.4424 | -1.6481 | -1.8538 | -2.0593 | -2.2648 | -2.4702 | -2.6755 | -2.8807 | -3.0859 | -3.291 | -3.496 | -3.7009 | -3.9057 | -4.1105 | -4.3151 | -4.5197 | -4.7242 | -4.9287 | -5.133 | -5.3373 | -5.5415
[10 empty] | 0 | -0.74318 | -0.74288 | -0.74259 | -0.7428 | -0.742 | -0.74171 | -0.74142 | -0.74112 | -0.74083 | -0.74054 | -0.74025 | -0.73996 | -0.73967 | -0.82195 | -0.89503 | -0.95993 | -1.0176 | -1.0687 | -1.1141 | -1.1544 | -1.1902 | -1.2219 | -1.4789 | -1.4783 | -1.4777 | -1.4773 | -1.4857
[10 empty] | 0 | -0.071914 | -0.1438 | -0.21566 | -0.28753 | -0.35933 | -0.43111 | -0.50285 | -0.57456 | -0.64625 | -0.71791 | -0.78954 | -0.86114 | -0.93272 | -1.0043 | -1.0758 | -1.1473 | -1.2187 | -1.2902 | -1.3616 | -1.433 | -1.5043 | -1.5756 | -1.6469 | -1.7182 | -1.7894 | -1.8606 | -1.9318
[10 empty] | 0 | -0.014807 | -0.029608 | -0.044403 | -0.059202 | -0.073985 | -0.088762 | -0.10353 | -0.1183 | -0.13306 | -0.14781 | -0.16256 | -0.1773 | -0.19204 | -0.20677 | -0.2215 | -0.23622 | -0.25093 | -0.26564 | -0.28034 | -0.29504 | -0.30973 | -0.32441 | -0.33909 | -0.35377 | -0.36844 | -0.3831 | -0.39775
[10 empty] | 0 | -0.019961 | -0.039915 | -0.05986 | -0.079812 | -0.099741 | -0.11966 | -0.13958 | -0.15948 | -0.17938 | -0.19927 | -0.21916 | -0.23903 | -0.2589 | -0.27876 | -0.29861 | -0.31845 | -0.33829 | -0.35812 | -0.37794 | -0.39775 | -0.41755 | -0.43735 | -0.45714 | -0.47692 | -0.4967 | -0.51647 | -0.53623
[10 empty] | 0 | -0.071914 | -0.071885 | -0.071857 | -0.071877 | -0.0718 | -0.071772 | -0.071743 | -0.071715 | -0.071687 | -0.071659 | -0.07163 | -0.071602 | -0.071574 | -0.08182 | -0.090593 | -0.098106 | -0.10454 | -0.11005 | -0.11476 | -0.11878 | -0.14318 | -0.14313 | -0.14307 | -0.14303 | -0.14295 | -0.1429 | -0.14431
[10 empty] | 0 | -0.49228 | -0.62956 | -0.76678 | -0.796 | -0.87134 | -0.97748 | -1.0513 | -1.2312 | -1.4122 | -1.5951 | -1.7792 | -1.9735 | -2.1688 | -2.3642 | -2.5599 | -2.7569 | -2.9549 | -3.1489 | -3.3403 | -3.53 | -3.721 | -3.9128 | -4.0993 | -4.2878 | -4.478 | -4.6707 | -4.866
[10 empty] | 0 | -0.17717 | -0.22658 | -0.27596 | -0.28648 | -0.3136 | -0.3518 | -0.37835 | -0.44312 | -0.50826 | -0.57409 | -0.64034 | -0.71027 | -0.78054 | -0.85089 | -0.92131 | -0.99222 | -1.0635 | -1.1333 | -1.2022 | -1.2705 | -1.3392 | -1.4082 | -1.4753 | -1.5432 | -1.6116 | -1.681 | -1.7513
[10 empty] | 0 | -0.22878 | -0.29258 | -0.35635 | -0.36992 | -0.40494 | -0.45427 | -0.48856 | -0.57219 | -0.6563 | -0.7413 | -0.82685 | -0.91716 | -1.0079 | -1.0987 | -1.1897 | -1.2812 | -1.3732 | -1.4634 | -1.5523 | -1.6405 | -1.7293 | -1.8184 | -1.9051 | -1.9927 | -2.081 | -2.1706 | -2.2614
[10 empty] | 0 | -0.49228 | -0.13728 | -0.13722 | -0.18304 | -0.21339 | -0.23365 | -0.30738 | -0.32884 | -0.35031 | -0.39399 | -0.42701 | -0.47741 | -0.5195 | -0.55125 | -0.58187 | -0.62091 | -0.65529 | -0.68715 | -0.72408 | -0.7581 | -0.79116 | -0.82715 | -0.86155 | -0.89498 | -0.93025 | -0.96463 | -0.99848
[10 empty] | 0 | -0.010737 | -0.01983 | -0.028919 | -0.038011 | -0.047094 | -0.056172 | -0.067964 | -0.07975 | -0.091532 | -0.10331 | -0.11508 | -0.12863 | -0.14217 | -0.1557 | -0.16923 | -0.18275 | -0.19627 | -0.20979 | -0.22329 | -0.23737 | -0.25223 | -0.26771 | -0.28369 | -0.30006 | -0.31751 | -0.33494 | -0.35193
[10 empty] | 0 | -0.0038642 | -0.0071368 | -0.010408 | -0.01368 | -0.016949 | -0.020216 | -0.02446 | -0.028702 | -0.032942 | -0.037181 | -0.041418 | -0.046293 | -0.051166 | -0.056037 | -0.060906 | -0.065773 | -0.070639 | -0.075502 | -0.080364 | -0.08543 | -0.090777 | -0.096348 | -0.1021 | -0.10799 | -0.11427 | -0.12054 | -0.12666
[10 empty] | 0 | -0.0049898 | -0.0092156 | -0.01344 | -0.017665 | -0.021886 | -0.026105 | -0.031585 | -0.037062 | -0.042538 | -0.048011 | -0.053482 | -0.059777 | -0.066069 | -0.072359 | -0.078647 | -0.084932 | -0.091214 | -0.097494 | -0.10377 | -0.11031 | -0.11722 | -0.12441 | -0.13184 | -0.13945 | -0.14756 | -0.15566 | -0.16355
[10 empty] | 0 | -0.010737 | -0.009093 | -0.0090894 | -0.009092 | -0.0090822 | -0.0090786 | -0.011791 | -0.011787 | -0.011782 | -0.011777 | -0.011773 | -0.013545 | -0.01354 | -0.013534 | -0.013529 | -0.013524 | -0.013519 | -0.013513 | -0.013508 | -0.016224 | -0.018394 | -0.020128 | -0.021515 | -0.022621 | -0.02707 | -0.027059 | -0.027048
[10 empty] | 0 | -0.061134 | -0.12224 | -0.19312 | -0.2706 | -0.35398 | -0.44574 | -0.54004 | -0.63795 | -0.73726 | -0.83563 | -0.93403 | -1.033 | -1.1319 | -1.2308 | -1.3241 | -1.4184 | -1.5133 | -1.6087 | -1.7046 | -1.8006 | -1.896 | -1.9919 | -2.0877 | -2.1832 | -2.2785 | -2.3734 | -2.4682
[10 empty] | 0 | -0.022002 | -0.043995 | -0.069503 | -0.097389 | -0.1274 | -0.16042 | -0.19436 | -0.2296 | -0.26534 | -0.30074 | -0.33616 | -0.37176 | -0.40735 | -0.44296 | -0.47655 | -0.51048 | -0.54464 | -0.57896 | -0.61349 | -0.64802 | -0.68239 | -0.71688 | -0.75136 | -0.78573 | -0.82004 | -0.85417 | -0.8883
[10 empty] | 0 | -0.028411 | -0.05681 | -0.089747 | -0.12576 | -0.1645 | -0.20715 | -0.25097 | -0.29647 | -0.34263 | -0.38834 | -0.43407 | -0.48005 | -0.52601 | -0.57199 | -0.61536 | -0.65917 | -0.70328 | -0.7476 | -0.79219 | -0.83677 | -0.88115 | -0.92569 | -0.97021 | -1.0146 | -1.0589 | -1.103 | -1.147
[10 empty] | 0 | -0.061134 | -0.06111 | -0.081464 | -0.095058 | -0.11083 | -0.13797 | -0.15143 | -0.17231 | -0.18867 | -0.20696 | -0.22689 | -0.24497 | -0.26442 | -0.28191 | -0.30043 | -0.31892 | -0.33668 | -0.35528 | -0.37321 | -0.39156 | -0.40976 | -0.42785 | -0.44614 | -0.46423 | -0.48245 | -0.50059 | -0.51873
[10 empty] | 0 | -0.16947 | -0.21354 | -0.22066 | -0.2449 | -0.28105 | -0.30375 | -0.37259 | -0.44338 | -0.51593 | -0.58846 | -0.66142 | -0.74131 | -0.82176 | -0.90297 | -0.98484 | -1.0666 | -1.1483 | -1.2301 | -1.3089 | -1.3882 | -1.4676 | -1.547 | -1.6264 | -1.7062 | -1.7833 | -1.8607 | -1.9381
[10 empty] | 0 | -0.060991 | -0.076854 | -0.079414 | -0.088141 | -0.10115 | -0.10932 | -0.1341 | -0.15957 | -0.18568 | -0.21179 | -0.23805 | -0.2668 | -0.29575 | -0.32498 | -0.35445 | -0.38387 | -0.41329 | -0.44272 | -0.47109 | -0.4996 | -0.5282 | -0.55678 | -0.58535 | -0.61405 | -0.6418 | -0.66965 | -0.69751
[10 empty] | 0 | -0.078756 | -0.09924 | -0.10255 | -0.11381 | -0.13061 | -0.14116 | -0.17315 | -0.20605 | -0.23977 | -0.27348 | -0.30738 | -0.34451 | -0.3819 | -0.41964 | -0.45769 | -0.49568 | -0.53367 | -0.57168 | -0.6083 | -0.64513 | -0.68206 | -0.71896 | -0.75585 | -0.79291 | -0.82874 | -0.86471 | -0.90068
[10 empty] | 0 | -0.16947 | -0.044075 | -0.058755 | -0.06856 | -0.079935 | -0.09951 | -0.12078 | -0.13743 | -0.15048 | -0.16507 | -0.18096 | -0.20779 | -0.22428 | -0.23912 | -0.25483 | -0.27052 | -0.28557 | -0.30136 | -0.31657 | -0.33213 | -0.34757 | -0.36291 | -0.37843 | -0.39376 | -0.40922 | -0.42461 | -0.44
[10 empty] | 0 | -0.016434 | -0.032599 | -0.048529 | -0.064603 | -0.080896 | -0.097288 | -0.11397 | -0.13099 | -0.14815 | -0.16543 | -0.18287 | -0.20065 | -0.21882 | -0.23742 | -0.25634 | -0.27553 | -0.29501 | -0.31484 | -0.33491 | -0.35512 | -0.3762 | -0.39734 | -0.41845 | -0.43939 | -0.46014 | -0.48075 | -0.50116
[10 empty] | 0 | -0.0034983 | -0.0069393 | -0.01033 | -0.013752 | -0.01722 | -0.020709 | -0.02426 | -0.027884 | -0.031537 | -0.035214 | -0.038927 | -0.042711 | -0.04658 | -0.05054 | -0.054565 | -0.058651 | -0.062797 | -0.067018 | -0.071292 | -0.075593 | -0.080079 | -0.084581 | -0.089074 | -0.093532 | -0.097949 | -0.10234 | -0.10668
[10 empty] | 0 | -0.0036995 | -0.0073383 | -0.010924 | -0.014543 | -0.01821 | -0.0219 | -0.025655 | -0.029488 | -0.03335 | -0.037238 | -0.041166 | -0.045167 | -0.049259 | -0.053446 | -0.057703 | -0.062024 | -0.066408 | -0.070872 | -0.075391 | -0.07994 | -0.084684 | -0.089444 | -0.094196 | -0.09891 | -0.10358 | -0.10822 | -0.11281
[10 empty] | 0 | -0.016434 | -0.016165 | -0.01593 | -0.016074 | -0.016293 | -0.016392 | -0.016681 | -0.017025 | -0.01716 | -0.017273 | -0.017446 | -0.019602 | -0.021596 | -0.023409 | -0.024974 | -0.026392 | -0.027696 | -0.028988 | -0.030111 | -0.031032 | -0.037678 | -0.037761 | -0.03798 | -0.038386 | -0.038922 | -0.039565 | -0.040281
[10 empty] | 0 | -0.0071009 | -0.014151 | -0.021154 | -0.02816 | -0.035171 | -0.042176 | -0.049196 | -0.056956 | -0.065288 | -0.074076 | -0.083235 | -0.09231 | -0.10225 | -0.11189 | -0.12134 | -0.13066 | -0.13991 | -0.14913 | -0.15833 | -0.16771 | -0.17613 | -0.18474 | -0.19346 | -0.20223 | -0.21114 | -0.21999 | -0.22882
[10 empty] | 0 | -0.0015115 | -0.0030123 | -0.004503 | -0.0059944 | -0.0074868 | -0.0089778 | -0.010472 | -0.012124 | -0.013898 | -0.015768 | -0.017718 | -0.01965 | -0.021765 | -0.023818 | -0.025829 | -0.027814 | -0.029783 | -0.031745 | -0.033703 | -0.035699 | -0.037493 | -0.039326 | -0.041182 | -0.043048 | -0.044944 | -0.046829 | -0.048707
[10 empty] | 0 | -0.0015985 | -0.0031855 | -0.0047619 | -0.0063391 | -0.0079173 | -0.0094941 | -0.011074 | -0.012821 | -0.014697 | -0.016675 | -0.018737 | -0.020779 | -0.023016 | -0.025187 | -0.027314 | -0.029413 | -0.031495 | -0.033571 | -0.035641 | -0.037752 | -0.039649 | -0.041587 | -0.04355 | -0.045524 | -0.047529 | -0.049521 | -0.051508
[10 empty] | 0 | -0.0071009 | -0.0070501 | -0.0070033 | -0.0070061 | -0.007011 | -0.0070046 | -0.0070204 | -0.0084775 | -0.0096251 | -0.01054 | -0.011284 | -0.011882 | -0.014273 | -0.014277 | -0.014557 | -0.015013 | -0.015563 | -0.016168 | -0.016763 | -0.01809 | -0.019065 | -0.019831 | -0.020465 | -0.021034 | -0.022073 | -0.022377 | -0.022956
[10 empty] | 0 | -0.0013902 | -0.0027938 | -0.0042183 | -0.0056835 | -0.0071934 | -0.0087491 | -0.010375 | -0.012079 | -0.013839 | -0.015652 | -0.017527 | -0.019468 | -0.021477 | -0.023554 | -0.025691 | -0.027916 | -0.030232 | -0.032654 | -0.035174 | -0.037778 | -0.040463 | -0.043223 | -0.046111 | -0.049054 | -0.052049 | -0.055088 | -0.058172
[10 empty] | 0 | -0.00029593 | -0.00059471 | -0.00089794 | -0.0012098 | -0.0015312 | -0.0018624 | -0.0022085 | -0.0025713 | -0.0029458 | -0.0033318 | -0.003731 | -0.0041441 | -0.0045718 | -0.0050139 | -0.0054688 | -0.0059423 | -0.0064354 | -0.0069509 | -0.0074873 | -0.0080417 | -0.0086133 | -0.0092006 | -0.0098156 | -0.010442 | -0.011079 | -0.011726 | -0.012383
[10 empty] | 0 | -0.00031295 | -0.00062891 | -0.00094957 | -0.0012794 | -0.0016193 | -0.0019695 | -0.0023355 | -0.0027192 | -0.0031152 | -0.0035234 | -0.0039455 | -0.0043824 | -0.0048347 | -0.0053023 | -0.0057833 | -0.006284 | -0.0068055 | -0.0073506 | -0.0079178 | -0.0085041 | -0.0091086 | -0.0097297 | -0.01038 | -0.011042 | -0.011716 | -0.012401 | -0.013095
[10 empty] | 0 | -0.0013902 | -0.0014036 | -0.0014245 | -0.0014651 | -0.0015099 | -0.0015557 | -0.001626 | -0.0017044 | -0.0017595 | -0.001813 | -0.0018754 | -0.0019408 | -0.0020092 | -0.0020771 | -0.0021368 | -0.0024228 | -0.0026875 | -0.002943 | -0.0031757 | -0.0033825 | -0.0035746 | -0.0037536 | -0.0043897 | -0.0044846 | -0.004581 | -0.0046795 | -0.0047788
[10 empty] | 0 | 0 | 0 | 0 | 0 | 0 | 0 | 0 | 0 | 0 | 0 | 0 | 0 | 0 | 0 | 0 | 0 | 0 | 0 | 0 | 0 | 0 | 0 | 0 | 0 | 0 | 0 | 0
[10 empty] | 0 | 0 | 0 | 0 | 0 | 0 | 0 | 0 | 0 | 0 | 0 | 0 | 0 | 0 | 0 | 0 | 0 | 0 | 0 | 0 | 0 | 0 | 0 | 0 | 0 | 0 | 0 | 0
[10 empty] | 0 | 0 | 0 | 0 | 0 | 0 | 0 | 0 | 0 | 0 | 0 | 0 | 0 | 0 | 0 | 0 | 0 | 0 | 0 | 0 | 0 | 0 | 0 | 0 | 0 | 0 | 0 | 0
[10 empty] | 0 | 0 | 0 | 0 | 0 | 0 | 0 | 0 | 0 | 0 | 0 | 0 | 0 | 0 | 0 | 0 | 0 | 0 | 0 | 0 | 0 | 0 | 0 | 0 | 0 | 0 | 0 | 0
[10 empty] | 0 | -0.00058553 | -0.0011545 | -0.0017165 | -0.0022896 | -0.0028775 | -0.0034822 | -0.0041296 | -0.0048287 | -0.0055517 | -0.006296 | -0.0070703 | -0.0078949 | -0.0087789 | -0.009724 | -0.010717 | -0.011758 | -0.012847 | -0.013996 | -0.015191 | -0.016415 | -0.017764 | -0.019131 | -0.020497 | -0.021856 | -0.023206 | -0.024546 | -0.02587
[10 empty] | 0 | -0.00012464 | -0.00024575 | -0.00036539 | -0.00048739 | -0.00061253 | -0.00074124 | -0.00087905 | -0.0010279 | -0.0011818 | -0.0013402 | -0.001505 | -0.0016806 | -0.0018687 | -0.0020699 | -0.0022813 | -0.0025029 | -0.0027348 | -0.0029793 | -0.0032337 | -0.0034942 | -0.0037814 | -0.0040723 | -0.0043631 | -0.0046524 | -0.0049397 | -0.0052251 | -0.0055069
[10 empty] | 0 | -0.00013181 | -0.00025988 | -0.0003864 | -0.00051541 | -0.00064775 | -0.00078386 | -0.0009296 | -0.001087 | -0.0012497 | -0.0014173 | -0.0015916 | -0.0017772 | -0.0019762 | -0.0021889 | -0.0024125 | -0.0026468 | -0.002892 | -0.0031507 | -0.0034197 | -0.0036951 | -0.0039989 | -0.0043065 | -0.004614 | -0.0049199 | -0.0052238 | -0.0055256 | -0.0058235
[10 empty] | 0 | -0.00058553 | -0.00056894 | -0.00056205 | -0.00057313 | -0.0005879 | -0.00060464 | -0.00064741 | -0.0006991 | -0.00072303 | -0.00074431 | -0.00077427 | -0.00088972 | -0.001005 | -0.0011152 | -0.0012081 | -0.0012971 | -0.0013843 | -0.0014831 | -0.0015698 | -0.0016371 | -0.0019798 | -0.0020078 | -0.0020328 | -0.0020669 | -0.0021075 | -0.0021536 | -0.0022035
[10 empty] | 0 | -0.003801 | -0.0077875 | -0.011966 | -0.016347 | -0.020932 | -0.025731 | -0.030751 | -0.036001 | -0.041489 | -0.047224 | -0.053213 | -0.059467 | -0.065995 | -0.072805 | -0.079909 | -0.087316 | -0.095037 | -0.10308 | -0.11147 | -0.1202 | -0.12928 | -0.13875 | -0.14859 | -0.15884 | -0.16949 | -0.17637 | -0.18312
[10 empty] | 0 | -0.0008091 | -0.0016577 | -0.0025472 | -0.0034798 | -0.0044557 | -0.0054772 | -0.0065459 | -0.0076634 | -0.0088317 | -0.010052 | -0.011327 | -0.012659 | -0.014048 | -0.015498 | -0.01701 | -0.018587 | -0.02023 | -0.021943 | -0.023727 | -0.025586 | -0.02752 | -0.029534 | -0.03163 | -0.033811 | -0.036079 | -0.037544 | -0.03898
[10 empty] | 0 | -0.00085563 | -0.001753 | -0.0026937 | -0.0036798 | -0.0047119 | -0.0057921 | -0.0069222 | -0.0081041 | -0.0093395 | -0.01063 | -0.011979 | -0.013386 | -0.014856 | -0.016389 | -0.017988 | -0.019655 | -0.021394 | -0.023205 | -0.025092 | -0.027057 | -0.029103 | -0.031233 | -0.033449 | -0.035755 | -0.038154 | -0.039702 | -0.041221
[10 empty] | 0 | -0.003801 | -0.0039865 | -0.0041788 | -0.0043809 | -0.0045847 | -0.0047987 | -0.0050205 | -0.0052502 | -0.0054881 | -0.0062775 | -0.0070246 | -0.0077379 | -0.0084253 | -0.0090923 | -0.009745 | -0.010388 | -0.012134 | -0.012666 | -0.013295 | -0.014003 | -0.014775 | -0.015601 | -0.016472 | -0.017382 | -0.018328 | -0.015418 | -0.016094
[10 empty] | 0 | -0.00036617 | -0.00072979 | -0.0010909 | -0.0014497 | -0.0018057 | -0.0021592 | -0.0025102 | -0.0028588 | -0.0032049 | -0.0035485 | -0.0038897 | -0.0042285 | -0.0045649 | -0.0048989 | -0.0052304 | -0.0055596 | -0.0058865 | -0.006211 | -0.0065332 | -0.006853 | -0.0071706 | -0.0074858 | -0.0077987 | -0.0081094 | -0.0084178 | -0.008724 | -0.009028
[10 empty] | 0 | -7.7946e-05 | -0.00015535 | -0.00023221 | -0.00030858 | -0.00038437 | -0.00045962 | -0.00053435 | -0.00060854 | -0.00068221 | -0.00075536 | -0.00082799 | -0.00090011 | -0.00097171 | -0.0010428 | -0.0011134 | -0.0011835 | -0.001253 | -0.0013221 | -0.0013907 | -0.0014588 | -0.0015264 | -0.0015935 | -0.0016601 | -0.0017262 | -0.0017919 | -0.0018571 | -0.0019217
[10 empty] | 0 | -8.2428e-05 | -0.00016428 | -0.00024556 | -0.00032633 | -0.00040647 | -0.00048605 | -0.00056507 | -0.00064353 | -0.00072144 | -0.0007988 | -0.0008756 | -0.00095187 | -0.0010276 | -0.0011028 | -0.0011774 | -0.0012515 | -0.0013251 | -0.0013981 | -0.0014707 | -0.0015427 | -0.0016141 | -0.0016851 | -0.0017555 | -0.0018255 | -0.0018949 | -0.0019638 | -0.0020323
[10 empty] | 0 | -0.00036617 | -0.00036362 | -0.00036107 | -0.00035879 | -0.00035603 | -0.00035352 | -0.00035103 | -0.00034856 | -0.00034609 | -0.00034364 | -0.0003412 | -0.00033878 | -0.00033637 | -0.00033397 | -0.00033158 | -0.00032921 | -0.00032685 | -0.00037681 | -0.00041895 | -0.00045439 | -0.00048411 | -0.00050888 | -0.00052943 | -0.00054638 | -0.00066693 | -0.00066216 | -0.00065742
[10 empty] | 0 | 0 | 0 | 0 | 0 | 0 | 0 | 0 | 0 | 0 | 0 | 0 | 0 | 0 | 0 | 0 | 0 | 0 | 0 | 0 | 0 | 0 | 0 | 0 | 0 | 0 | 0 | 0
[10 empty] | 0 | 0 | 0 | 0 | 0 | 0 | 0 | 0 | 0 | 0 | 0 | 0 | 0 | 0 | 0 | 0 | 0 | 0 | 0 | 0 | 0 | 0 | 0 | 0 | 0 | 0 | 0 | 0
[10 empty] | 0 | 0 | 0 | 0 | 0 | 0 | 0 | 0 | 0 | 0 | 0 | 0 | 0 | 0 | 0 | 0 | 0 | 0 | 0 | 0 | 0 | 0 | 0 | 0 | 0 | 0 | 0 | 0
[10 empty] | 0 | 0 | 0 | 0 | 0 | 0 | 0 | 0 | 0 | 0 | 0 | 0 | 0 | 0 | 0 | 0 | 0 | 0 | 0 | 0 | 0 | 0 | 0 | 0 | 0 | 0 | 0 | 0
[10 empty] | 0 | -0.019329 | -0.037901 | -0.05574 | -0.072878 | -0.089313 | -0.10508 | -0.12019 | -0.13467 | -0.14854 | -0.16182 | -0.17451 | -0.18666 | -0.19825 | -0.20933 | -0.21989 | -0.22996 | -0.23956 | -0.24869 | -0.25737 | -0.26562 | -0.27344 | -0.28086 | -0.28788 | -0.29453 | -0.3008 | -0.30671 | -0.31228
[10 empty] | 0 | -0.0029037 | -0.0056938 | -0.0083737 | -0.010948 | -0.013417 | -0.015785 | -0.018056 | -0.020231 | -0.022315 | -0.024309 | -0.026217 | -0.028041 | -0.029783 | -0.031447 | -0.033034 | -0.034547 | -0.035988 | -0.03736 | -0.038664 | -0.039903 | -0.041079 | -0.042193 | -0.043248 | -0.044246 | -0.045188 | -0.046077 | -0.046913
[10 empty] | 0 | -0.0037725 | -0.0073975 | -0.010879 | -0.014224 | -0.017432 | -0.020509 | -0.023458 | -0.026285 | -0.028992 | -0.031583 | -0.034061 | -0.036431 | -0.038695 | -0.040856 | -0.042918 | -0.044884 | -0.046756 | -0.048538 | -0.050233 | -0.051842 | -0.05337 | -0.054818 | -0.056189 | -0.057485 | -0.058709 | -0.059863 | -0.06095
[10 empty] | 0 | -0.019329 | -0.018572 | -0.017839 | -0.017139 | -0.022878 | -0.02625 | -0.02805 | -0.032637 | -0.033449 | -0.034934 | -0.03635 | -0.03992 | -0.041935 | -0.043298 | -0.04507 | -0.046542 | -0.048179 | -0.049566 | -0.051367 | -0.052616 | -0.053734 | -0.054896 | -0.056089 | -0.057213 | -0.058172 | -0.059168 | -0.060013
[10 empty] | 0 | -0.0014492 | -0.0028418 | -0.0041793 | -0.0054643 | -0.0066966 | -0.0078785 | -0.0090117 | -0.010097 | -0.011137 | -0.012133 | -0.013085 | -0.013995 | -0.014865 | -0.015695 | -0.016487 | -0.017242 | -0.017962 | -0.018646 | -0.019297 | -0.019916 | -0.020502 | -0.021059 | -0.021585 | -0.022083 | -0.022553 | -0.022997 | -0.023414
[10 empty] | 0 | -0.00021772 | -0.00042691 | -0.00062785 | -0.00082089 | -0.001006 | -0.0011836 | -0.0013538 | -0.0015169 | -0.0016731 | -0.0018227 | -0.0019657 | -0.0021025 | -0.0022331 | -0.0023578 | -0.0024768 | -0.0025903 | -0.0026984 | -0.0028012 | -0.002899 | -0.0029919 | -0.00308 | -0.0031636 | -0.0032427 | -0.0033175 | -0.0033881 | -0.0034548 | -0.0035175
[10 empty] | 0 | -0.00028286 | -0.00055465 | -0.00081571 | -0.0010665 | -0.001307 | -0.0015377 | -0.0017589 | -0.0019708 | -0.0021738 | -0.002368 | -0.0025539 | -0.0027316 | -0.0029013 | -0.0030633 | -0.003218 | -0.0033653 | -0.0035057 | -0.0036393 | -0.0037664 | -0.0038871 | -0.0040016 | -0.0041102 | -0.0042129 | -0.0043101 | -0.0044019 | -0.0044885 | -0.0045699
[10 empty] | 0 | -0.0014492 | -0.0013925 | -0.0013375 | -0.001285 | -0.0012322 | -0.001182 | -0.0011332 | -0.0015689 | -0.0018261 | -0.0019653 | -0.0023134 | -0.0022173 | -0.0021242 | -0.002034 | -0.0021071 | -0.0022306 | -0.0023484 | -0.0026279 | -0.0027364 | -0.0027442 | -0.0027508 | -0.0026823 | -0.0026691 | -0.0026913 | -0.0028228 | -0.0029483 | -0.0030254
[10 empty] | 0 | -0.012428 | -0.024903 | -0.037426 | -0.050006 | -0.062626 | -0.075293 | -0.08801 | -0.10077 | -0.11359 | -0.12645 | -0.13936 | -0.15232 | -0.16533 | -0.17839 | -0.1915 | -0.20466 | -0.21787 | -0.23113 | -0.24444 | -0.2578 | -0.27121 | -0.28467 | -0.29818 | -0.31174 | -0.32535 | -0.33902 | -0.35273
[10 empty] | 0 | -0.001867 | -0.0037411 | -0.0056225 | -0.0075123 | -0.0094081 | -0.011311 | -0.013222 | -0.015139 | -0.017064 | -0.018996 | -0.020936 | -0.022883 | -0.024838 | -0.026799 | -0.028769 | -0.030746 | -0.03273 | -0.034722 | -0.036721 | -0.038728 | -0.040743 | -0.042765 | -0.044795 | -0.046832 | -0.048877 | -0.05093 | -0.052991
[10 empty] | 0 | -0.0024256 | -0.0048605 | -0.0073048 | -0.0097601 | -0.012223 | -0.014696 | -0.017178 | -0.019669 | -0.02217 | -0.02468 | -0.0272 | -0.02973 | -0.032269 | -0.034818 | -0.037377 | -0.039945 | -0.042523 | -0.045111 | -0.047709 | -0.050316 | -0.052933 | -0.055561 | -0.058198 | -0.060845 | -0.063502 | -0.066169 | -0.068846
[10 empty] | 0 | -0.012428 | -0.012475 | -0.012523 | -0.01258 | -0.016762 | -0.019588 | -0.021504 | -0.025271 | -0.026748 | -0.028691 | -0.030643 | -0.034032 | -0.036531 | -0.038683 | -0.04115 | -0.043488 | -0.045989 | -0.048392 | -0.051117 | -0.053555 | -0.055961 | -0.058446 | -0.061003 | -0.063569 | -0.06608 | -0.068663 | -0.071197
[10 empty] | 0 | -0.0088446 | -0.017489 | -0.025937 | -0.034197 | -0.042261 | -0.050138 | -0.057832 | -0.065345 | -0.072681 | -0.079842 | -0.086832 | -0.093654 | -0.10031 | -0.1068 | -0.11314 | -0.11931 | -0.12534 | -0.13121 | -0.13693 | -0.14251 | -0.14794 | -0.15323 | -0.15838 | -0.1634 | -0.16828 | -0.17304 | -0.17766
[10 empty] | 0 | -0.0013287 | -0.0026273 | -0.0038964 | -0.0051373 | -0.0063488 | -0.0075322 | -0.008688 | -0.0098166 | -0.010919 | -0.011995 | -0.013045 | -0.014069 | -0.015069 | -0.016045 | -0.016996 | -0.017924 | -0.018829 | -0.019711 | -0.020571 | -0.021409 | -0.022225 | -0.02302 | -0.023794 | -0.024547 | -0.025281 | -0.025995 | -0.026689
[10 empty] | 0 | -0.0017263 | -0.0034135 | -0.0050623 | -0.0066745 | -0.0082484 | -0.0097859 | -0.011287 | -0.012754 | -0.014186 | -0.015583 | -0.016948 | -0.018279 | -0.019578 | -0.020846 | -0.022082 | -0.023288 | -0.024463 | -0.025609 | -0.026726 | -0.027814 | -0.028875 | -0.029907 | -0.030913 | -0.031892 | -0.032845 | -0.033773 | -0.034675
[10 empty] | 0 | -0.0088446 | -0.0086444 | -0.0084477 | -0.0082601 | -0.0080641 | -0.0096462 | -0.010838 | -0.011718 | -0.012352 | -0.012787 | -0.015738 | -0.015935 | -0.016239 | -0.016581 | -0.01691 | -0.0182 | -0.019141 | -0.019844 | -0.020383 | -0.020801 | -0.022026 | -0.022446 | -0.022925 | -0.023401 | -0.023836 | -0.024658 | -0.025283
[10 empty] | 0 | -0.026123 | -0.052235 | -0.078337 | -0.10445 | -0.13053 | -0.1566 | -0.18266 | -0.20871 | -0.23475 | -0.26078 | -0.2868 | -0.31281 | -0.33881 | -0.3648 | -0.39077 | -0.41674 | -0.4427 | -0.46865 | -0.49459 | -0.52052 | -0.54644 | -0.57234 | -0.59824 | -0.62413 | -0.65001 | -0.67588 | -0.70173
[10 empty] | 0 | -0.0039243 | -0.0078471 | -0.011768 | -0.015691 | -0.019609 | -0.023525 | -0.02744 | -0.031354 | -0.035266 | -0.039176 | -0.043085 | -0.046993 | -0.050898 | -0.054803 | -0.058705 | -0.062607 | -0.066506 | -0.070404 | -0.074301 | -0.078196 | -0.08209 | -0.085982 | -0.089873 | -0.093762 | -0.097649 | -0.10154 | -0.10542
[10 empty] | 0 | -0.0050986 | -0.010195 | -0.01529 | -0.020386 | -0.025476 | -0.030565 | -0.035651 | -0.040735 | -0.045818 | -0.050898 | -0.055977 | -0.061053 | -0.066128 | -0.0712 | -0.076271 | -0.081339 | -0.086406 | -0.09147 | -0.096533 | -0.10159 | -0.10665 | -0.11171 | -0.11676 | -0.12182 | -0.12687 | -0.13192 | -0.13696
[10 empty] | 0 | -0.026123 | -0.026112 | -0.026102 | -0.026109 | -0.026081 | -0.026071 | -0.026061 | -0.02605 | -0.02604 | -0.031254 | -0.035422 | -0.038751 | -0.041415 | -0.043538 | -0.05208 | -0.052059 | -0.052038 | -0.052022 | -0.053041 | -0.054692 | -0.056677 | -0.058795 | -0.060912 | -0.065682 | -0.069218 | -0.07182 | -0.073722
[10 empty] | 0 | -0.0035728 | -0.0070058 | -0.010303 | -0.013471 | -0.016509 | -0.019423 | -0.022216 | -0.024893 | -0.027457 | -0.029911 | -0.032258 | -0.034502 | -0.036646 | -0.038693 | -0.040646 | -0.042507 | -0.044281 | -0.045968 | -0.047573 | -0.049097 | -0.050544 | -0.051915 | -0.053213 | -0.054441 | -0.0556 | -0.056693 | -0.057722
[10 empty] | 0 | -0.00053673 | -0.0010525 | -0.0015478 | -0.0020237 | -0.0024801 | -0.0029178 | -0.0033375 | -0.0037396 | -0.0041248 | -0.0044934 | -0.004846 | -0.0051832 | -0.0055052 | -0.0058127 | -0.0061061 | -0.0063858 | -0.0066522 | -0.0069057 | -0.0071468 | -0.0073758 | -0.0075931 | -0.0077991 | -0.0079941 | -0.0081786 | -0.0083527 | -0.0085169 | -0.0086715
[10 empty] | 0 | -0.00069733 | -0.0013674 | -0.0020109 | -0.0026293 | -0.0032222 | -0.0037909 | -0.0043361 | -0.0048586 | -0.005359 | -0.0058379 | -0.006296 | -0.006734 | -0.0071525 | -0.007552 | -0.0079331 | -0.0082965 | -0.0086426 | -0.008972 | -0.0092852 | -0.0095827 | -0.0098651 | -0.010133 | -0.010386 | -0.010626 | -0.010852 | -0.011065 | -0.011266
[10 empty] | 0 | -0.0035728 | -0.003433 | -0.0032973 | -0.0031679 | -0.0030378 | -0.0041048 | -0.0047318 | -0.0050681 | -0.0059195 | -0.0056761 | -0.005837 | -0.0061222 | -0.0063931 | -0.0070636 | -0.0073132 | -0.0074473 | -0.007706 | -0.0077257 | -0.0080164 | -0.0082929 | -0.0084948 | -0.0087712 | -0.0088561 | -0.0089648 | -0.0091328 | -0.0092443 | -0.0094444
[10 empty] | 0 | 0 | 0 | 0 | 0 | 0 | 0 | 0 | 0 | 0 | 0 | 0 | 0 | 0 | 0 | 0 | 0 | 0 | 0 | 0 | 0 | 0 | 0 | 0 | 0 | 0 | 0 | 0
[10 empty] | 0 | 0 | 0 | 0 | 0 | 0 | 0 | 0 | 0 | 0 | 0 | 0 | 0 | 0 | 0 | 0 | 0 | 0 | 0 | 0 | 0 | 0 | 0 | 0 | 0 | 0 | 0 | 0
[10 empty] | 0 | 0 | 0 | 0 | 0 | 0 | 0 | 0 | 0 | 0 | 0 | 0 | 0 | 0 | 0 | 0 | 0 | 0 | 0 | 0 | 0 | 0 | 0 | 0 | 0 | 0 | 0 | 0
[10 empty] | 0 | 0 | 0 | 0 | 0 | 0 | 0 | 0 | 0 | 0 | 0 | 0 | 0 | 0 | 0 | 0 | 0 | 0 | 0 | 0 | 0 | 0 | 0 | 0 | 0 | 0 | 0 | 0
[10 empty] | 0 | -0.00041652 | -0.0010078 | -0.0018299 | -0.002931 | -0.0043706 | -0.0063172 | -0.0086354 | -0.01183 | -0.015889 | -0.020957 | -0.027072 | -0.03454 | -0.042704 | -0.053076 | -0.065081 | -0.078908 | -0.094835 | -0.11306 | -0.13316 | -0.15736 | -0.18667 | -0.22208 | -0.26394 | -0.31343 | -0.37154 | -0.43974 | -0.51967
[10 empty] | 0 | -6.2573e-05 | -0.0001514 | -0.0002749 | -0.00044033 | -0.00065658 | -0.00094902 | -0.0012973 | -0.0017773 | -0.002387 | -0.0031483 | -0.0040669 | -0.0051888 | -0.0064154 | -0.0079736 | -0.009777 | -0.011854 | -0.014247 | -0.016985 | -0.020004 | -0.02364 | -0.028043 | -0.033362 | -0.039651 | -0.047085 | -0.055816 | -0.066061 | -0.078069
[10 empty] | 0 | -8.1295e-05 | -0.0001967 | -0.00035715 | -0.00057208 | -0.00085304 | -0.001233 | -0.0016854 | -0.002309 | -0.0031012 | -0.0040903 | -0.0052838 | -0.0067414 | -0.008335 | -0.010359 | -0.012702 | -0.015401 | -0.01851 | -0.022067 | -0.025989 | -0.030713 | -0.036434 | -0.043345 | -0.051515 | -0.061174 | -0.072517 | -0.085827 | -0.10143
[10 empty] | 0 | -0.00041652 | -0.00059126 | -0.0008221 | -0.0011012 | -0.0014395 | -0.0019466 | -0.0023182 | -0.003195 | -0.0040587 | -0.0051508 | -0.0063001 | -0.00778 | -0.008635 | -0.011036 | -0.013034 | -0.01516 | -0.017693 | -0.020522 | -0.023055 | -0.027961 | -0.033973 | -0.041092 | -0.048843 | -0.057965 | -0.068235 | -0.080211 | -0.093881
[10 empty] | 0 | -0.0077798 | -0.015557 | -0.02333 | -0.031106 | -0.038874 | -0.046638 | -0.054399 | -0.062158 | -0.069913 | -0.077665 | -0.085414 | -0.09316 | -0.1009 | -0.10864 | -0.11638 | -0.12411 | -0.13185 | -0.13957 | -0.1473 | -0.15502 | -0.16274 | -0.17046 | -0.17817 | -0.18588 | -0.19359 | -0.20129 | -0.20899
[10 empty] | 0 | -0.0011687 | -0.002337 | -0.0035049 | -0.004673 | -0.0058399 | -0.0070063 | -0.0081723 | -0.0093378 | -0.010503 | -0.011667 | -0.012832 | -0.013995 | -0.015159 | -0.016321 | -0.017484 | -0.018645 | -0.019807 | -0.020968 | -0.022128 | -0.023288 | -0.024448 | -0.025607 | -0.026766 | -0.027924 | -0.029082 | -0.030239 | -0.031396
[10 empty] | 0 | -0.0015185 | -0.0030363 | -0.0045536 | -0.0060712 | -0.0075873 | -0.0091027 | -0.010618 | -0.012132 | -0.013645 | -0.015159 | -0.016671 | -0.018183 | -0.019694 | -0.021205 | -0.022715 | -0.024224 | -0.025733 | -0.027242 | -0.028749 | -0.030257 | -0.031763 | -0.033269 | -0.034775 | -0.036279 | -0.037784 | -0.039287 | -0.04079
[10 empty] | 0 | -0.0077798 | -0.0077767 | -0.0077737 | -0.0077759 | -0.0077675 | -0.0077644 | -0.0077614 | -0.0077583 | -0.0077552 | -0.0077522 | -0.0088606 | -0.0098097 | -0.010622 | -0.011319 | -0.011914 | -0.012424 | -0.012859 | -0.015499 | -0.015493 | -0.015487 | -0.015641 | -0.015905 | -0.016249 | -0.016642 | -0.017065 | -0.017499 | -0.017933
[10 empty] | 0 | -0.006315 | -0.012627 | -0.018937 | -0.025249 | -0.031554 | -0.037857 | -0.044156 | -0.050454 | -0.056749 | -0.063041 | -0.069332 | -0.075619 | -0.081904 | -0.088187 | -0.094467 | -0.10074 | -0.10702 | -0.11329 | -0.11956 | -0.12583 | -0.1321 | -0.13836 | -0.14462 | -0.15088 | -0.15713 | -0.16339 | -0.16964
[10 empty] | 0 | -0.00094868 | -0.001897 | -0.0028449 | -0.0037931 | -0.0047403 | -0.0056871 | -0.0066335 | -0.0075796 | -0.0085253 | -0.0094706 | -0.010416 | -0.01136 | -0.012304 | -0.013248 | -0.014192 | -0.015135 | -0.016077 | -0.01702 | -0.017962 | -0.018903 | -0.019845 | -0.020786 | -0.021726 | -0.022666 | -0.023606 | -0.024545 | -0.025485
[10 empty] | 0 | -0.0012325 | -0.0024646 | -0.0036962 | -0.0049281 | -0.0061587 | -0.0073888 | -0.0086184 | -0.0098475 | -0.011076 | -0.012304 | -0.013532 | -0.014759 | -0.015986 | -0.017212 | -0.018438 | -0.019663 | -0.020888 | -0.022112 | -0.023336 | -0.02456 | -0.025782 | -0.027005 | -0.028227 | -0.029448 | -0.030669 | -0.03189 | -0.03311
[10 empty] | 0 | -0.006315 | -0.0063125 | -0.0063099 | -0.0063117 | -0.006305 | -0.0063025 | -0.0063 | -0.0071996 | -0.00797 | -0.0086297 | -0.009195 | -0.0096783 | -0.010092 | -0.010445 | -0.012717 | -0.012933 | -0.013212 | -0.013532 | -0.013873 | -0.014226 | -0.014578 | -0.015467 | -0.016222 | -0.016876 | -0.017454 | -0.017975 | -0.018451
[10 empty] | 0 | -0.00048608 | -0.00097196 | -0.0014577 | -0.0019435 | -0.0024288 | -0.0029139 | -0.0033988 | -0.0038836 | -0.0043681 | -0.0048525 | -0.0053366 | -0.0058206 | -0.0063044 | -0.006788 | -0.0072714 | -0.0077546 | -0.0082376 | -0.0087204 | -0.0092031 | -0.0096856 | -0.010168 | -0.01065 | -0.011132 | -0.011614 | -0.012095 | -0.012576 | -0.013058
[10 empty] | 0 | -7.3023e-05 | -0.00014602 | -0.00021898 | -0.00029197 | -0.00036487 | -0.00043775 | -0.0005106 | -0.00058342 | -0.00065621 | -0.00072898 | -0.00080171 | -0.00087442 | -0.00094709 | -0.0010197 | -0.0010924 | -0.001165 | -0.0012375 | -0.0013101 | -0.0013826 | -0.001455 | -0.0015275 | -0.0015999 | -0.0016723 | -0.0017447 | -0.001817 | -0.0018893 | -0.0019616
[10 empty] | 0 | -9.4872e-05 | -0.00018971 | -0.0002845 | -0.00037933 | -0.00047405 | -0.00056873 | -0.00066338 | -0.00075799 | -0.00085256 | -0.00094709 | -0.0010416 | -0.0011361 | -0.0012305 | -0.0013249 | -0.0014192 | -0.0015135 | -0.0016078 | -0.001702 | -0.0017962 | -0.0018904 | -0.0019845 | -0.0020786 | -0.0021727 | -0.0022667 | -0.0023607 | -0.0024546 | -0.0025486
[10 empty] | 0 | -0.00048608 | -0.00048589 | -0.00048569 | -0.00048583 | -0.00058252 | -0.00066007 | -0.00072202 | -0.00077158 | -0.00083052 | -0.0010206 | -0.0010575 | -0.0010969 | -0.0011403 | -0.0012382 | -0.0013189 | -0.0013873 | -0.0014473 | -0.0015174 | -0.0016239 | -0.0016826 | -0.0017422 | -0.0018048 | -0.0018906 | -0.0019663 | -0.0020356 | -0.0021013 | -0.0021736
[10 empty] | 0 | -0.013513 | -0.027832 | -0.027832 | -0.027832 | -0.027832 | -0.027832 | -0.027832 | -0.027832 | -0.025901 | -0.022201 | -0.019029 | -0.016311 | -0.013981 | -0.011984 | -0.010272 | -0.0048671 | 0 | 0 | 0 | 0 | 0 | 0 | 0 | 0 | 0 | 0 | 0
[10 empty] | 0 | -0.0020301 | -0.0041811 | -0.0041811 | -0.0041811 | -0.0041811 | -0.0041811 | -0.0041811 | -0.0041811 | -0.0038911 | -0.0033352 | -0.0028587 | -0.0024504 | -0.0021003 | -0.0018003 | -0.0015431 | -0.00073117 | 0 | 0 | 0 | 0 | 0 | 0 | 0 | 0 | 0 | 0 | 0
[10 empty] | 0 | -0.0026375 | -0.0054321 | -0.0054321 | -0.0054321 | -0.0054321 | -0.0054321 | -0.0054321 | -0.0054321 | -0.0050553 | -0.0043331 | -0.0037141 | -0.0031835 | -0.0027287 | -0.0023389 | -0.0020048 | -0.00094995 | 0 | 0 | 0 | 0 | 0 | 0 | 0 | 0 | 0 | 0 | 0
[10 empty] | 0 | -0.013513 | -0.014318 | 0 | 0 | 0 | 0 | 0 | 0 | 0 | 0 | 0 | 0 | 0 | 0 | 0 | 0 | 0 | 0 | 0 | 0 | 0 | 0 | 0 | 0 | 0 | 0 | 0
[10 empty] | 0 | -0.0022316 | -0.004486 | -0.0067636 | -0.0090659 | -0.01139 | -0.013738 | -0.01611 | -0.018506 | -0.020925 | -0.02337 | -0.025838 | -0.028332 | -0.03085 | -0.033394 | -0.035963 | -0.038557 | -0.041177 | -0.043823 | -0.046495 | -0.049194 | -0.051919 | -0.05467 | -0.057449 | -0.060254 | -0.063087 | -0.065948 | -0.068836
[10 empty] | 0 | -0.00033524 | -0.00067393 | -0.0010161 | -0.001362 | -0.0017111 | -0.0020638 | -0.0024201 | -0.00278 | -0.0031436 | -0.0035108 | -0.0038816 | -0.0042562 | -0.0046346 | -0.0050167 | -0.0054026 | -0.0057924 | -0.006186 | -0.0065835 | -0.0069849 | -0.0073903 | -0.0077996 | -0.008213 | -0.0086304 | -0.0090519 | -0.0094775 | -0.0099072 | -0.010341
[10 empty] | 0 | -0.00043555 | -0.00087557 | -0.0013201 | -0.0017695 | -0.0022231 | -0.0026814 | -0.0031443 | -0.0036119 | -0.0040842 | -0.0045612 | -0.0050431 | -0.0055298 | -0.0060213 | -0.0065178 | -0.0070192 | -0.0075255 | -0.0080369 | -0.0085534 | -0.0090749 | -0.0096016 | -0.010133 | -0.01067 | -0.011213 | -0.01176 | -0.012313 | -0.012872 | -0.013435
[10 empty] | 0 | -0.0022316 | -0.0022545 | -0.0022776 | -0.0023024 | -0.0023243 | -0.0023479 | -0.0023717 | -0.0026436 | -0.0028908 | -0.0031159 | -0.0033216 | -0.0035098 | -0.0036827 | -0.003842 | -0.0040168 | -0.0042026 | -0.005083 | -0.0052114 | -0.0053495 | -0.0054952 | -0.0056446 | -0.0058004 | -0.0059629 | -0.0062847 | -0.0065806 | -0.0068554 | -0.0071132
[10 empty] | 0 | -0.0005399 | -0.0010796 | -0.0016191 | -0.0021587 | -0.0026977 | -0.0032366 | -0.0037752 | -0.0043136 | -0.0048518 | -0.0053898 | -0.0059276 | -0.0064651 | -0.0070025 | -0.0075396 | -0.0080765 | -0.0086133 | -0.0091498 | -0.0096861 | -0.010222 | -0.010758 | -0.011294 | -0.011829 | -0.012364 | -0.0129 | -0.013434 | -0.013969 | -0.014503
[10 empty] | 0 | -8.1108e-05 | -0.00016218 | -0.00024323 | -0.0003243 | -0.00040528 | -0.00048622 | -0.00056714 | -0.00064802 | -0.00072888 | -0.0008097 | -0.00089048 | -0.00097124 | -0.001052 | -0.0011327 | -0.0012133 | -0.001294 | -0.0013746 | -0.0014551 | -0.0015357 | -0.0016162 | -0.0016966 | -0.0017771 | -0.0018575 | -0.0019379 | -0.0020182 | -0.0020985 | -0.0021788
[10 empty] | 0 | -0.00010538 | -0.00021071 | -0.00031601 | -0.00042133 | -0.00052654 | -0.00063171 | -0.00073683 | -0.00084192 | -0.00094696 | -0.001052 | -0.0011569 | -0.0012618 | -0.0013667 | -0.0014716 | -0.0015764 | -0.0016811 | -0.0017858 | -0.0018905 | -0.0019951 | -0.0020997 | -0.0022043 | -0.0023088 | -0.0024133 | -0.0025177 | -0.0026221 | -0.0027264 | -0.0028308
[10 empty] | 0 | -0.0005399 | -0.00053969 | -0.00053947 | -0.00053963 | -0.00053905 | -0.00053883 | -0.00053862 | -0.00053841 | -0.0005382 | -0.00053798 | -0.00053777 | -0.00053756 | -0.00053735 | -0.00053714 | -0.00053693 | -0.00053672 | -0.00058559 | -0.00062998 | -0.0006703 | -0.00070695 | -0.0007402 | -0.00077038 | -0.00079778 | -0.00082266 | -0.00084523 | -0.00086572 | -0.0008843
[10 empty] | 0 | 0 | 0 | 0 | 0 | 0 | 0 | 0 | 0 | 0 | 0 | 0 | 0 | 0 | 0 | 0 | 0 | 0 | 0 | 0 | 0 | 0 | 0 | 0 | 0 | 0 | 0 | 0
[10 empty] | 0 | 0 | 0 | 0 | 0 | 0 | 0 | 0 | 0 | 0 | 0 | 0 | 0 | 0 | 0 | 0 | 0 | 0 | 0 | 0 | 0 | 0 | 0 | 0 | 0 | 0 | 0 | 0
[10 empty] | 0 | 0 | 0 | 0 | 0 | 0 | 0 | 0 | 0 | 0 | 0 | 0 | 0 | 0 | 0 | 0 | 0 | 0 | 0 | 0 | 0 | 0 | 0 | 0 | 0 | 0 | 0 | 0
[10 empty] | 0 | 0 | 0 | 0 | 0 | 0 | 0 | 0 | 0 | 0 | 0 | 0 | 0 | 0 | 0 | 0 | 0 | 0 | 0 | 0 | 0 | 0 | 0 | 0 | 0 | 0 | 0 | 0
[10 empty] | 0 | 0 | 0 | 0 | 0 | 0 | 0 | 0 | 0 | 0 | 0 | 0 | 0 | 0 | 0 | 0 | 0 | 0 | 0 | 0 | 0 | 0 | 0 | 0 | 0 | 0 | 0 | 0
[10 empty] | 0 | 0 | 0 | 0 | 0 | 0 | 0 | 0 | 0 | 0 | 0 | 0 | 0 | 0 | 0 | 0 | 0 | 0 | 0 | 0 | 0 | 0 | 0 | 0 | 0 | 0 | 0 | 0
[10 empty] | 0 | 0 | 0 | 0 | 0 | 0 | 0 | 0 | 0 | 0 | 0 | 0 | 0 | 0 | 0 | 0 | 0 | 0 | 0 | 0 | 0 | 0 | 0 | 0 | 0 | 0 | 0 | 0
[10 empty] | 0 | 0 | 0 | 0 | 0 | 0 | 0 | 0 | 0 | 0 | 0 | 0 | 0 | 0 | 0 | 0 | 0 | 0 | 0 | 0 | 0 | 0 | 0 | 0 | 0 | 0 | 0 | 0
[10 empty] | 0 | 0 | 0 | 0 | 0 | 0 | 0 | 0 | 0 | 0 | 0 | 0 | 0 | 0 | 0 | 0 | 0 | 0 | 0 | 0 | 0 | 0 | 0 | 0 | 0 | 0 | 0 | 0
[10 empty] | 0 | 0 | 0 | 0 | 0 | 0 | 0 | 0 | 0 | 0 | 0 | 0 | 0 | 0 | 0 | 0 | 0 | 0 | 0 | 0 | 0 | 0 | 0 | 0 | 0 | 0 | 0 | 0
[10 empty] | 0 | 0 | 0 | 0 | 0 | 0 | 0 | 0 | 0 | 0 | 0 | 0 | 0 | 0 | 0 | 0 | 0 | 0 | 0 | 0 | 0 | 0 | 0 | 0 | 0 | 0 | 0 | 0
[10 empty] | 0 | 0 | 0 | 0 | 0 | 0 | 0 | 0 | 0 | 0 | 0 | 0 | 0 | 0 | 0 | 0 | 0 | 0 | 0 | 0 | 0 | 0 | 0 | 0 | 0 | 0 | 0 | 0
[10 empty] | 0 | 0 | 0 | 0 | 0 | 0 | 0 | 0 | 0 | 0 | 0 | 0 | 0 | 0 | 0 | 0 | 0 | 0 | 0 | 0 | 0 | 0 | 0 | 0 | 0 | 0 | 0 | 0
[10 empty] | 0 | 0 | 0 | 0 | 0 | 0 | 0 | 0 | 0 | 0 | 0 | 0 | 0 | 0 | 0 | 0 | 0 | 0 | 0 | 0 | 0 | 0 | 0 | 0 | 0 | 0 | 0 | 0
[10 empty] | 0 | 0 | 0 | 0 | 0 | 0 | 0 | 0 | 0 | 0 | 0 | 0 | 0 | 0 | 0 | 0 | 0 | 0 | 0 | 0 | 0 | 0 | 0 | 0 | 0 | 0 | 0 | 0
[10 empty] | 0 | 0 | 0 | 0 | 0 | 0 | 0 | 0 | 0 | 0 | 0 | 0 | 0 | 0 | 0 | 0 | 0 | 0 | 0 | 0 | 0 | 0 | 0 | 0 | 0 | 0 | 0 | 0
[10 empty] | 0 | 0 | 0 | 0 | 0 | 0 | 0 | 0 | 0 | 0 | 0 | 0 | 0 | 0 | 0 | 0 | 0 | 0 | 0 | 0 | 0 | 0 | 0 | 0 | 0 | 0 | 0 | 0
[10 empty] | 0 | 0 | 0 | 0 | 0 | 0 | 0 | 0 | 0 | 0 | 0 | 0 | 0 | 0 | 0 | 0 | 0 | 0 | 0 | 0 | 0 | 0 | 0 | 0 | 0 | 0 | 0 | 0
[10 empty] | 0 | 0 | 0 | 0 | 0 | 0 | 0 | 0 | 0 | 0 | 0 | 0 | 0 | 0 | 0 | 0 | 0 | 0 | 0 | 0 | 0 | 0 | 0 | 0 | 0 | 0 | 0 | 0
[10 empty] | 0 | 0 | 0 | 0 | 0 | 0 | 0 | 0 | 0 | 0 | 0 | 0 | 0 | 0 | 0 | 0 | 0 | 0 | 0 | 0 | 0 | 0 | 0 | 0 | 0 | 0 | 0 | 0
[10 empty] | 0 | 0 | 0 | 0 | 0 | 0 | 0 | 0 | 0 | 0 | 0 | 0 | 0 | 0 | 0 | 0 | 0 | 0 | 0 | 0 | 0 | 0 | 0 | 0 | 0 | 0 | 0 | 0
[10 empty] | 0 | 0 | 0 | 0 | 0 | 0 | 0 | 0 | 0 | 0 | 0 | 0 | 0 | 0 | 0 | 0 | 0 | 0 | 0 | 0 | 0 | 0 | 0 | 0 | 0 | 0 | 0 | 0
[10 empty] | 0 | 0 | 0 | 0 | 0 | 0 | 0 | 0 | 0 | 0 | 0 | 0 | 0 | 0 | 0 | 0 | 0 | 0 | 0 | 0 | 0 | 0 | 0 | 0 | 0 | 0 | 0 | 0
[10 empty] | 0 | 0 | 0 | 0 | 0 | 0 | 0 | 0 | 0 | 0 | 0 | 0 | 0 | 0 | 0 | 0 | 0 | 0 | 0 | 0 | 0 | 0 | 0 | 0 | 0 | 0 | 0 | 0
[10 empty] | 0 | 0 | 0 | 0 | 0 | 0 | 0 | 0 | 0 | 0 | 0 | 0 | 0 | 0 | 0 | 0 | 0 | 0 | 0 | 0 | 0 | 0 | 0 | 0 | 0 | 0 | 0 | 0
[10 empty] | 0 | 0 | 0 | 0 | 0 | 0 | 0 | 0 | 0 | 0 | 0 | 0 | 0 | 0 | 0 | 0 | 0 | 0 | 0 | 0 | 0 | 0 | 0 | 0 | 0 | 0 | 0 | 0
[10 empty] | 0 | 0 | 0 | 0 | 0 | 0 | 0 | 0 | 0 | 0 | 0 | 0 | 0 | 0 | 0 | 0 | 0 | 0 | 0 | 0 | 0 | 0 | 0 | 0 | 0 | 0 | 0 | 0
[10 empty] | 0 | 0 | 0 | 0 | 0 | 0 | 0 | 0 | 0 | 0 | 0 | 0 | 0 | 0 | 0 | 0 | 0 | 0 | 0 | 0 | 0 | 0 | 0 | 0 | 0 | 0 | 0 | 0
[10 empty] | 0 | 0 | 0 | 0 | 0 | 0 | 0 | 0 | 0 | 0 | 0 | 0 | 0 | 0 | 0 | 0 | 0 | 0 | 0 | 0 | 0 | 0 | 0 | 0 | 0 | 0 | 0 | 0
[10 empty] | 0 | 0 | 0 | 0 | 0 | 0 | 0 | 0 | 0 | 0 | 0 | 0 | 0 | 0 | 0 | 0 | 0 | 0 | 0 | 0 | 0 | 0 | 0 | 0 | 0 | 0 | 0 | 0
[10 empty] | 0 | 0 | 0 | 0 | 0 | 0 | 0 | 0 | 0 | 0 | 0 | 0 | 0 | 0 | 0 | 0 | 0 | 0 | 0 | 0 | 0 | 0 | 0 | 0 | 0 | 0 | 0 | 0
[10 empty] | 0 | 0 | 0 | 0 | 0 | 0 | 0 | 0 | 0 | 0 | 0 | 0 | 0 | 0 | 0 | 0 | 0 | 0 | 0 | 0 | 0 | 0 | 0 | 0 | 0 | 0 | 0 | 0
[10 empty] | 0 | 0 | 0 | 0 | 0 | 0 | 0 | 0 | 0 | 0 | 0 | 0 | 0 | 0 | 0 | 0 | 0 | 0 | 0 | 0 | 0 | 0 | 0 | 0 | 0 | 0 | 0 | 0
[10 empty] | 0 | 0 | 0 | 0 | 0 | 0 | 0 | 0 | 0 | 0 | 0 | 0 | 0 | 0 | 0 | 0 | 0 | 0 | 0 | 0 | 0 | 0 | 0 | 0 | 0 | 0 | 0 | 0
[10 empty] | 0 | 0 | 0 | 0 | 0 | 0 | 0 | 0 | 0 | 0 | 0 | 0 | 0 | 0 | 0 | 0 | 0 | 0 | 0 | 0 | 0 | 0 | 0 | 0 | 0 | 0 | 0 | 0
[10 empty] | 0 | 0 | 0 | 0 | 0 | 0 | 0 | 0 | 0 | 0 | 0 | 0 | 0 | 0 | 0 | 0 | 0 | 0 | 0 | 0 | 0 | 0 | 0 | 0 | 0 | 0 | 0 | 0
[10 empty] | 0 | -0.0013445 | -0.0066222 | -0.012897 | -0.020911 | -0.035828 | -0.050893 | -0.06745 | -0.086525 | -0.10831 | -0.13339 | -0.16083 | -0.19199 | -0.22664 | -0.26542 | -0.30618 | -0.35113 | -0.39951 | -0.45218 | -0.50566 | -0.56351 | -0.62439 | -0.69025 | -0.75604 | -0.82738 | -0.90283 | -0.98393 | -1.0633
[10 empty] | 0 | 0 | 0 | 0 | 0 | 0 | 0 | 0 | 0 | 0 | 0 | 0 | 0 | 0 | 0 | 0 | 0 | 0 | 0 | 0 | 0 | 0 | 0 | 0 | 0 | 0 | 0 | 0
[10 empty] | 0 | 0 | 0 | 0 | 0 | 0 | 0 | 0 | 0 | 0 | 0 | 0 | 0 | 0 | 0 | 0 | 0 | 0 | 0 | 0 | 0 | 0 | 0 | 0 | 0 | 0 | 0 | 0
[10 empty] | 0 | -0.0013445 | -0.0052777 | -0.006275 | -0.0080141 | -0.014917 | -0.015065 | -0.016557 | -0.019074 | -0.021786 | -0.025083 | -0.027432 | -0.031169 | -0.034644 | -0.038778 | -0.040759 | -0.044956 | -0.04838 | -0.052669 | -0.053483 | -0.057843 | -0.060879 | -0.065981 | -0.06639 | -0.072444 | -0.077183 | -0.084038 | -0.083438
[10 empty] | 0 | -0.010534 | -0.021635 | -0.032951 | -0.044589 | -0.050792 | -0.057142 | -0.06366 | -0.070353 | -0.077428 | -0.084848 | -0.092903 | -0.10153 | -0.11068 | -0.11848 | -0.12506 | -0.13063 | -0.13531 | -0.14009 | -0.14496 | -0.14989 | -0.15365 | -0.15755 | -0.16167 | -0.16596 | -0.17207 | -0.17815 | -0.18418
[10 empty] | 0 | -0.0041286 | -0.0084798 | -0.012915 | -0.017476 | -0.019908 | -0.022396 | -0.024951 | -0.027574 | -0.030347 | -0.033256 | -0.036413 | -0.039794 | -0.043381 | -0.046436 | -0.049017 | -0.051198 | -0.053036 | -0.054907 | -0.056815 | -0.05875 | -0.060222 | -0.061752 | -0.063366 | -0.065045 | -0.067443 | -0.069823 | -0.07219
[10 empty] | 0 | -0.0028777 | -0.0059105 | -0.0090019 | -0.012181 | -0.013876 | -0.01561 | -0.017391 | -0.01922 | -0.021152 | -0.023179 | -0.02538 | -0.027737 | -0.030237 | -0.032367 | -0.034165 | -0.035686 | -0.036967 | -0.038271 | -0.0396 | -0.040949 | -0.041975 | -0.043042 | -0.044167 | -0.045337 | -0.047008 | -0.048667 | -0.050317
[10 empty] | 0 | -0.010534 | -0.011102 | -0.011316 | -0.011637 | -0.0062036 | -0.0063493 | -0.0065184 | -0.0066931 | -0.0070747 | -0.00742 | -0.008055 | -0.0086272 | -0.0091517 | -0.0092999 | -0.0094605 | -0.0096462 | -0.0098498 | -0.010084 | -0.010325 | -0.010547 | -0.012589 | -0.012653 | -0.012738 | -0.012918 | -0.013166 | -0.013465 | -0.013752
[10 empty] | 0 | -0.039846 | -0.076007 | -0.10418 | -0.12705 | -0.14991 | -0.17274 | -0.20007 | -0.23041 | -0.26271 | -0.28689 | -0.30295 | -0.31949 | -0.33513 | -0.34478 | -0.35218 | -0.35843 | -0.36427 | -0.36998 | -0.37605 | -0.38226 | -0.38639 | -0.3966 | -0.40528 | -0.4113 | -0.41706 | -0.42217 | -0.42709
[10 empty] | 0 | -0.015617 | -0.02979 | -0.040834 | -0.049797 | -0.058754 | -0.067703 | -0.078418 | -0.09031 | -0.10297 | -0.11244 | -0.11874 | -0.12522 | -0.13135 | -0.13514 | -0.13804 | -0.14048 | -0.14277 | -0.14501 | -0.14739 | -0.14982 | -0.15144 | -0.15545 | -0.15885 | -0.16121 | -0.16346 | -0.16547 | -0.1674
[10 empty] | 0 | -0.010885 | -0.020764 | -0.028461 | -0.034709 | -0.040952 | -0.047189 | -0.054658 | -0.062947 | -0.071769 | -0.078375 | -0.082762 | -0.087282 | -0.091553 | -0.094191 | -0.096212 | -0.097919 | -0.099515 | -0.10107 | -0.10273 | -0.10443 | -0.10556 | -0.10835 | -0.11072 | -0.11236 | -0.11394 | -0.11533 | -0.11668
[10 empty] | 0 | -0.039846 | -0.036225 | -0.028297 | -0.023035 | -0.023058 | -0.02307 | -0.027615 | -0.03066 | -0.032661 | -0.037694 | -0.037135 | -0.04005 | -0.046755 | -0.037456 | -0.032148 | -0.030981 | -0.032592 | -0.03445 | -0.038684 | -0.040918 | -0.041001 | -0.051314 | -0.04847 | -0.043867 | -0.042667 | -0.038831 | -0.037893
[10 empty] | 0 | -0.49727 | -1.0014 | -1.5065 | -2.0146 | -2.5863 | -3.161 | -3.7399 | -4.3231 | -4.9098 | -5.5001 | -6.0941 | -6.6922 | -7.2944 | -7.8491 | -8.3629 | -8.8425 | -9.2934 | -9.712 | -10.1035 | -10.4715 | -10.8447 | -11.1964 | -11.5311 | -11.8508 | -12.1405 | -12.4222 | -12.6972
[10 empty] | 0 | -0.1949 | -0.39249 | -0.59046 | -0.7896 | -1.0137 | -1.2389 | -1.4658 | -1.6944 | -1.9244 | -2.1557 | -2.3886 | -2.623 | -2.859 | -3.0764 | -3.2778 | -3.4658 | -3.6425 | -3.8066 | -3.96 | -4.1042 | -4.2505 | -4.3884 | -4.5195 | -4.6449 | -4.7584 | -4.8688 | -4.9766
[10 empty] | 0 | -0.13585 | -0.27357 | -0.41156 | -0.55036 | -0.70654 | -0.86356 | -1.0217 | -1.181 | -1.3413 | -1.5026 | -1.6649 | -1.8282 | -1.9927 | -2.1443 | -2.2846 | -2.4157 | -2.5388 | -2.6532 | -2.7602 | -2.8607 | -2.9626 | -3.0587 | -3.1502 | -3.2375 | -3.3166 | -3.3936 | -3.4687
[10 empty] | 0 | -0.49727 | -0.50412 | -0.50511 | -0.50808 | -0.57167 | -0.57477 | -0.57884 | -0.58324 | -0.58673 | -0.59023 | -0.59408 | -0.59804 | -0.60221 | -0.62577 | -0.64667 | -0.66568 | -0.68298 | -0.69924 | -0.71412 | -0.7272 | -0.90926 | -0.89711 | -0.8867 | -0.87865 | -0.87265 | -0.86841 | -0.8685
[10 empty] | 0 | 0 | 0 | 0 | 0 | 0 | 0 | 0 | 0 | 0 | 0 | 0 | 0 | 0 | 0 | 0 | 0 | 0 | 0 | 0 | 0 | 0 | 0 | 0 | 0 | 0 | 0 | 0
[10 empty] | 0 | 0 | 0 | 0 | 0 | 0 | 0 | 0 | 0 | 0 | 0 | 0 | 0 | 0 | 0 | 0 | 0 | 0 | 0 | 0 | 0 | 0 | 0 | 0 | 0 | 0 | 0 | 0
[10 empty] | 0 | 0 | 0 | 0 | 0 | 0 | 0 | 0 | 0 | 0 | 0 | 0 | 0 | 0 | 0 | 0 | 0 | 0 | 0 | 0 | 0 | 0 | 0 | 0 | 0 | 0 | 0 | 0
[10 empty] | 0 | 0 | 0 | 0 | 0 | 0 | 0 | 0 | 0 | 0 | 0 | 0 | 0 | 0 | 0 | 0 | 0 | 0 | 0 | 0 | 0 | 0 | 0 | 0 | 0 | 0 | 0 | 0
[10 empty] | 0 | -0.41631 | -0.84521 | -1.2851 | -1.734 | -2.1906 | -2.6539 | -3.123 | -3.5971 | -4.0686 | -4.5378 | -5.0257 | -5.53 | -6.0486 | -6.5439 | -7.0195 | -7.4419 | -7.8169 | -8.1495 | -8.4442 | -8.7052 | -8.9361 | -9.1396 | -9.4186 | -9.6692 | -9.7956 | -9.9081 | -10.0046
[10 empty] | 0 | -0.085715 | -0.17402 | -0.2646 | -0.35701 | -0.45103 | -0.54643 | -0.64302 | -0.74062 | -0.8377 | -0.9343 | -1.0348 | -1.1386 | -1.2454 | -1.3474 | -1.4453 | -1.5323 | -1.6095 | -1.6779 | -1.7386 | -1.7924 | -1.8399 | -1.8818 | -1.9392 | -1.9908 | -2.0169 | -2.04 | -2.0599
[10 empty] | 0 | -0.11556 | -0.23461 | -0.35671 | -0.4813 | -0.60805 | -0.73666 | -0.86687 | -0.99845 | -1.1293 | -1.2596 | -1.395 | -1.535 | -1.6789 | -1.8164 | -1.9484 | -2.0657 | -2.1698 | -2.2621 | -2.3439 | -2.4163 | -2.4804 | -2.5369 | -2.6144 | -2.6839 | -2.719 | -2.7502 | -2.777
[10 empty] | 0 | -0.41631 | -0.42957 | -0.44125 | -0.45092 | -0.4594 | -0.46684 | -0.47335 | -0.47903 | -0.4773 | -0.47569 | -0.49518 | -0.51235 | -0.52748 | -0.51343 | -0.5024 | -0.49388 | -0.48737 | -0.48252 | -0.47902 | -0.47663 | -0.47512 | -0.47359 | -0.59582 | -0.5868 | -0.5802 | -0.57539 | -0.56925
[10 empty] | 0 | -0.03832 | -0.076586 | -0.11479 | -0.15286 | -0.19081 | -0.22863 | -0.26632 | -0.3039 | -0.34073 | -0.37692 | -0.41447 | -0.45317 | -0.49284 | -0.53096 | -0.56775 | -0.60003 | -0.62834 | -0.65314 | -0.67486 | -0.69385 | -0.71922 | -0.74114 | -0.76001 | -0.77641 | -0.78166 | -0.78622 | -0.78993
[10 empty] | 0 | -0.00789 | -0.015769 | -0.023634 | -0.031473 | -0.039286 | -0.047073 | -0.054835 | -0.062571 | -0.070155 | -0.077606 | -0.085338 | -0.093306 | -0.10147 | -0.10932 | -0.1169 | -0.12354 | -0.12937 | -0.13448 | -0.13895 | -0.14286 | -0.14808 | -0.1526 | -0.15648 | -0.15986 | -0.16094 | -0.16188 | -0.16264
[10 empty] | 0 | -0.010637 | -0.021258 | -0.031862 | -0.04243 | -0.052963 | -0.063461 | -0.073924 | -0.084353 | -0.094578 | -0.10462 | -0.11505 | -0.12579 | -0.1368 | -0.14738 | -0.15759 | -0.16655 | -0.17441 | -0.18129 | -0.18732 | -0.19259 | -0.19964 | -0.20572 | -0.21096 | -0.21551 | -0.21697 | -0.21823 | -0.21926
[10 empty] | 0 | -0.03832 | -0.038327 | -0.038323 | -0.038257 | -0.038191 | -0.038126 | -0.038062 | -0.037998 | -0.037321 | -0.036734 | -0.038157 | -0.039364 | -0.040387 | -0.039923 | -0.039528 | -0.039189 | -0.038889 | -0.038624 | -0.038388 | -0.038176 | -0.0488 | -0.047002 | -0.045379 | -0.044171 | -0.043307 | -0.04271 | -0.042135
[10 empty] | 0 | -2.6088 | -3.3312 | -4.0513 | -4.1992 | -4.5904 | -5.1425 | -5.5235 | -6.3508 | -7.0878 | -7.7529 | -8.3458 | -8.8979 | -9.3856 | -9.8074 | -10.172 | -10.4927 | -10.7736 | -10.9944 | -11.1677 | -11.3025 | -11.418 | -11.5153 | -11.5661 | -11.609 | -11.6494 | -11.6962 | -11.7527
[10 empty] | 0 | -0.93889 | -1.1989 | -1.4581 | -1.5113 | -1.6521 | -1.8508 | -1.9879 | -2.2857 | -2.5509 | -2.7903 | -3.0037 | -3.2023 | -3.3779 | -3.5297 | -3.6609 | -3.7763 | -3.8774 | -3.9569 | -4.0192 | -4.0678 | -4.1093 | -4.1444 | -4.1626 | -4.1781 | -4.1926 | -4.2095 | -4.2298
[10 empty] | 0 | -1.2124 | -1.5481 | -1.8827 | -1.9515 | -2.1333 | -2.3899 | -2.5669 | -2.9514 | -3.2939 | -3.603 | -3.8786 | -4.1351 | -4.3618 | -4.5578 | -4.7272 | -4.8763 | -5.0068 | -5.1094 | -5.19 | -5.2526 | -5.3063 | -5.3515 | -5.3751 | -5.3951 | -5.4138 | -5.4356 | -5.4619
[10 empty] | 0 | -2.6088 | -0.72659 | -0.72543 | -0.96569 | -1.1248 | -1.23 | -1.6154 | -1.6169 | -1.6339 | -1.7801 | -1.8458 | -1.9672 | -2.0646 | -2.079 | -2.0918 | -2.1519 | -2.1737 | -2.1787 | -2.2113 | -2.22 | -2.2238 | -2.2434 | -2.2494 | -2.2492 | -2.2592 | -2.2616 | -2.2608
[10 empty] | 0 | -0.03216 | -0.059312 | -0.086376 | -0.11335 | -0.14025 | -0.16705 | -0.20185 | -0.23653 | -0.2711 | -0.30556 | -0.33991 | -0.37941 | -0.41877 | -0.45801 | -0.49712 | -0.53611 | -0.57497 | -0.6137 | -0.65231 | -0.68455 | -0.71266 | -0.73745 | -0.75959 | -0.77961 | -0.80008 | -0.81842 | -0.8338
[10 empty] | 0 | -0.011574 | -0.021346 | -0.031087 | -0.040796 | -0.050474 | -0.060122 | -0.072645 | -0.085127 | -0.09757 | -0.10997 | -0.12234 | -0.13655 | -0.15072 | -0.16484 | -0.17891 | -0.19294 | -0.20693 | -0.22087 | -0.23477 | -0.24637 | -0.25649 | -0.26541 | -0.27338 | -0.28058 | -0.28795 | -0.29455 | -0.30008
[10 empty] | 0 | -0.014946 | -0.027564 | -0.040142 | -0.052679 | -0.065177 | -0.077634 | -0.093804 | -0.10992 | -0.12599 | -0.14201 | -0.15797 | -0.17632 | -0.19462 | -0.21285 | -0.23103 | -0.24915 | -0.2672 | -0.2852 | -0.30315 | -0.31813 | -0.33119 | -0.34272 | -0.35301 | -0.36231 | -0.37182 | -0.38034 | -0.38749
[10 empty] | 0 | -0.03216 | -0.027203 | -0.02716 | -0.027116 | -0.027073 | -0.027029 | -0.035063 | -0.035007 | -0.034951 | -0.034895 | -0.034839 | -0.040036 | -0.039972 | -0.039908 | -0.039844 | -0.039781 | -0.039717 | -0.039653 | -0.03959 | -0.039527 | -0.039463 | -0.0394 | -0.039337 | -0.039274 | -0.04949 | -0.047359 | -0.045643
[10 empty] | 0 | -0.60165 | -1.2014 | -1.8952 | -2.6514 | -3.4635 | -4.1562 | -4.7346 | -5.2248 | -5.6248 | -5.9266 | -6.1418 | -6.294 | -6.3927 | -6.4516 | -6.4328 | -6.4077 | -6.3812 | -6.3546 | -6.3308 | -6.3234 | -6.3219 | -6.3275 | -6.3336 | -6.3358 | -6.3357 | -6.3315 | -6.3249
[10 empty] | 0 | -0.21653 | -0.43238 | -0.68208 | -0.95424 | -1.2465 | -1.4958 | -1.704 | -1.8804 | -2.0244 | -2.133 | -2.2104 | -2.2652 | -2.3007 | -2.3219 | -2.3152 | -2.3061 | -2.2966 | -2.287 | -2.2785 | -2.2758 | -2.2752 | -2.2773 | -2.2795 | -2.2803 | -2.2802 | -2.2787 | -2.2763
[10 empty] | 0 | -0.27961 | -0.55832 | -0.88076 | -1.2322 | -1.6096 | -1.9315 | -2.2003 | -2.4281 | -2.614 | -2.7543 | -2.8543 | -2.925 | -2.9709 | -2.9983 | -2.9895 | -2.9779 | -2.9655 | -2.9532 | -2.9421 | -2.9387 | -2.938 | -2.9406 | -2.9434 | -2.9444 | -2.9444 | -2.9425 | -2.9394
[10 empty] | 0 | -0.60165 | -0.60069 | -0.79964 | -0.93142 | -1.0849 | -1.1495 | -1.1422 | -1.1876 | -1.1964 | -1.2217 | -1.2239 | -1.2257 | -1.235 | -1.2314 | -1.2353 | -1.2322 | -1.2295 | -1.23 | -1.2269 | -1.2264 | -1.2237 | -1.2219 | -1.2204 | -1.218 | -1.2165 | -1.2143 | -1.2125
[10 empty] | 0 | -1.0613 | -1.3353 | -1.3778 | -1.5269 | -1.7498 | -1.8887 | -2.2623 | -2.6045 | -2.9155 | -3.1877 | -3.427 | -3.6554 | -3.854 | -4.0271 | -4.1772 | -4.3042 | -4.4122 | -4.5049 | -4.5666 | -4.6199 | -4.6672 | -4.7083 | -4.7443 | -4.7783 | -4.7978 | -4.8196 | -4.8411
[10 empty] | 0 | -0.38197 | -0.48059 | -0.49588 | -0.54953 | -0.62977 | -0.67974 | -0.81422 | -0.93735 | -1.0493 | -1.1473 | -1.2334 | -1.3156 | -1.387 | -1.4494 | -1.5034 | -1.5491 | -1.588 | -1.6213 | -1.6435 | -1.6627 | -1.6797 | -1.6945 | -1.7075 | -1.7197 | -1.7267 | -1.7346 | -1.7423
[10 empty] | 0 | -0.49324 | -0.62057 | -0.64032 | -0.7096 | -0.81321 | -0.87773 | -1.0514 | -1.2104 | -1.3549 | -1.4814 | -1.5926 | -1.6988 | -1.7911 | -1.8715 | -1.9413 | -2.0003 | -2.0505 | -2.0936 | -2.1223 | -2.147 | -2.169 | -2.1881 | -2.2048 | -2.2206 | -2.2297 | -2.2398 | -2.2498
[10 empty] | 0 | -1.0613 | -0.2757 | -0.36701 | -0.4275 | -0.49795 | -0.6189 | -0.69908 | -0.75881 | -0.78618 | -0.82051 | -0.85864 | -0.92778 | -0.95426 | -0.96456 | -0.97915 | -0.99097 | -0.9954 | -1.0045 | -1.0077 | -1.0127 | -1.0157 | -1.0172 | -1.0195 | -1.0199 | -1.0209 | -1.0209 | -1.0207
[10 empty] | 0 | -0.049239 | -0.099919 | -0.15181 | -0.20585 | -0.26221 | -0.32025 | -0.37984 | -0.44112 | -0.5083 | -0.58073 | -0.65817 | -0.72785 | -0.79086 | -0.84804 | -0.89975 | -0.94657 | -0.98911 | -1.028 | -1.0635 | -1.0956 | -1.1271 | -1.156 | -1.1824 | -1.206 | -1.2269 | -1.2455 | -1.2618
[10 empty] | 0 | -0.010481 | -0.021269 | -0.032315 | -0.04382 | -0.055815 | -0.068171 | -0.080856 | -0.0939 | -0.1082 | -0.12362 | -0.1401 | -0.15494 | -0.16835 | -0.18052 | -0.19153 | -0.20149 | -0.21055 | -0.21883 | -0.22637 | -0.23322 | -0.23992 | -0.24608 | -0.2517 | -0.25672 | -0.26118 | -0.26514 | -0.26859
[10 empty] | 0 | -0.011084 | -0.022492 | -0.034173 | -0.046339 | -0.059025 | -0.07209 | -0.085505 | -0.0993 | -0.11442 | -0.13073 | -0.14816 | -0.16384 | -0.17803 | -0.1909 | -0.20254 | -0.21308 | -0.22265 | -0.23141 | -0.23939 | -0.24663 | -0.25372 | -0.26023 | -0.26617 | -0.27148 | -0.27619 | -0.28038 | -0.28404
[10 empty] | 0 | -0.049239 | -0.050759 | -0.052049 | -0.054289 | -0.056682 | -0.058463 | -0.060104 | -0.061889 | -0.067887 | -0.073242 | -0.078363 | -0.076115 | -0.074488 | -0.07327 | -0.07216 | -0.071394 | -0.07096 | -0.07093 | -0.070863 | -0.071251 | -0.089082 | -0.089367 | -0.088954 | -0.088213 | -0.08725 | -0.08615 | -0.08475
[10 empty] | 0 | -0.081584 | -0.15491 | -0.21877 | -0.27541 | -0.32691 | -0.37418 | -0.41819 | -0.46127 | -0.50271 | -0.54192 | -0.57867 | -0.60861 | -0.64342 | -0.67041 | -0.69098 | -0.70659 | -0.71839 | -0.72716 | -0.73376 | -0.7401 | -0.73453 | -0.7308 | -0.7285 | -0.7269 | -0.72688 | -0.72623 | -0.72515
[10 empty] | 0 | -0.017367 | -0.032976 | -0.046569 | -0.058625 | -0.069588 | -0.07965 | -0.089018 | -0.098188 | -0.10701 | -0.11536 | -0.12318 | -0.12955 | -0.13696 | -0.14271 | -0.14709 | -0.15041 | -0.15292 | -0.15479 | -0.15619 | -0.15754 | -0.15636 | -0.15556 | -0.15507 | -0.15473 | -0.15473 | -0.15459 | -0.15436
[10 empty] | 0 | -0.018365 | -0.034872 | -0.049246 | -0.061996 | -0.073589 | -0.08423 | -0.094137 | -0.10383 | -0.11316 | -0.12199 | -0.13026 | -0.137 | -0.14484 | -0.15091 | -0.15554 | -0.15906 | -0.16171 | -0.16369 | -0.16517 | -0.1666 | -0.16535 | -0.16451 | -0.16399 | -0.16363 | -0.16363 | -0.16348 | -0.16324
[10 empty] | 0 | -0.081584 | -0.073553 | -0.064281 | -0.057237 | -0.052258 | -0.048169 | -0.045036 | -0.052315 | -0.056518 | -0.058086 | -0.057977 | -0.056888 | -0.076419 | -0.068239 | -0.062682 | -0.059536 | -0.057862 | -0.05681 | -0.055921 | -0.061737 | -0.063956 | -0.06392 | -0.062758 | -0.061221 | -0.065069 | -0.060806 | -0.059235
[10 empty] | 0 | -0.0041243 | -0.0085476 | -0.013238 | -0.018214 | -0.023459 | -0.029146 | -0.035313 | -0.041949 | -0.048923 | -0.056191 | -0.06383 | -0.071813 | -0.080431 | -0.089614 | -0.099261 | -0.1079 | -0.11571 | -0.12286 | -0.12942 | -0.13547 | -0.14108 | -0.1463 | -0.15137 | -0.15614 | -0.16063 | -0.16486 | -0.16885
[10 empty] | 0 | -0.00087793 | -0.0018195 | -0.002818 | -0.0038772 | -0.0049937 | -0.0062042 | -0.007517 | -0.0089295 | -0.010414 | -0.011961 | -0.013587 | -0.015287 | -0.017121 | -0.019076 | -0.021129 | -0.022969 | -0.024631 | -0.026152 | -0.02755 | -0.028837 | -0.030031 | -0.031143 | -0.032223 | -0.033237 | -0.034192 | -0.035092 | -0.035942
[10 empty] | 0 | -0.00092841 | -0.0019241 | -0.0029801 | -0.0041002 | -0.0052808 | -0.006561 | -0.0079492 | -0.009443 | -0.011013 | -0.012649 | -0.014368 | -0.016165 | -0.018106 | -0.020173 | -0.022344 | -0.02429 | -0.026048 | -0.027656 | -0.029134 | -0.030495 | -0.031758 | -0.032934 | -0.034075 | -0.035148 | -0.036158 | -0.03711 | -0.038008
[10 empty] | 0 | -0.0041243 | -0.0044233 | -0.0046908 | -0.0049759 | -0.005245 | -0.0056868 | -0.0061671 | -0.0066358 | -0.0069738 | -0.0072685 | -0.0076386 | -0.0079829 | -0.0086185 | -0.0091823 | -0.0096473 | -0.0092327 | -0.0089459 | -0.0087882 | -0.0086862 | -0.0086141 | -0.0086218 | -0.0086874 | -0.01019 | -0.010234 | -0.010295 | -0.010379 | -0.01048
[10 empty] | 0 | 0 | 0 | 0 | 0 | 0 | 0 | 0 | 0 | 0 | 0 | 0 | 0 | 0 | 0 | 0 | 0 | 0 | 0 | 0 | 0 | 0 | 0 | 0 | 0 | 0 | 0 | 0
[10 empty] | 0 | 0 | 0 | 0 | 0 | 0 | 0 | 0 | 0 | 0 | 0 | 0 | 0 | 0 | 0 | 0 | 0 | 0 | 0 | 0 | 0 | 0 | 0 | 0 | 0 | 0 | 0 | 0
[10 empty] | 0 | 0 | 0 | 0 | 0 | 0 | 0 | 0 | 0 | 0 | 0 | 0 | 0 | 0 | 0 | 0 | 0 | 0 | 0 | 0 | 0 | 0 | 0 | 0 | 0 | 0 | 0 | 0
[10 empty] | 0 | 0 | 0 | 0 | 0 | 0 | 0 | 0 | 0 | 0 | 0 | 0 | 0 | 0 | 0 | 0 | 0 | 0 | 0 | 0 | 0 | 0 | 0 | 0 | 0 | 0 | 0 | 0
[10 empty] | 0 | -0.0014531 | -0.0028901 | -0.0043302 | -0.0058142 | -0.0073521 | -0.0089448 | -0.010738 | -0.012754 | -0.014912 | -0.017196 | -0.019628 | -0.021919 | -0.024105 | -0.026203 | -0.028196 | -0.030099 | -0.031927 | -0.033714 | -0.035442 | -0.037095 | -0.038925 | -0.040683 | -0.042334 | -0.043865 | -0.045276 | -0.046571 | -0.047748
[10 empty] | 0 | -0.00030931 | -0.00061521 | -0.00092175 | -0.0012376 | -0.001565 | -0.001904 | -0.0022857 | -0.0027149 | -0.0031743 | -0.0036605 | -0.0041781 | -0.0046659 | -0.0051312 | -0.0055777 | -0.006002 | -0.006407 | -0.0067963 | -0.0071765 | -0.0075445 | -0.0078963 | -0.0082859 | -0.00866 | -0.0090115 | -0.0093375 | -0.0096377 | -0.0099134 | -0.010164
[10 empty] | 0 | -0.00032709 | -0.00065058 | -0.00097475 | -0.0013088 | -0.001655 | -0.0020135 | -0.0024171 | -0.0028711 | -0.0033568 | -0.003871 | -0.0044184 | -0.0049342 | -0.0054263 | -0.0058984 | -0.0063471 | -0.0067755 | -0.007187 | -0.0075892 | -0.0079783 | -0.0083503 | -0.0087623 | -0.009158 | -0.0095297 | -0.0098744 | -0.010192 | -0.010483 | -0.010748
[10 empty] | 0 | -0.0014531 | -0.0014371 | -0.0014401 | -0.001484 | -0.0015379 | -0.0015927 | -0.0017928 | -0.0020166 | -0.0021579 | -0.0022843 | -0.0024316 | -0.0024529 | -0.0024892 | -0.0025267 | -0.00254 | -0.0025598 | -0.0025892 | -0.0026619 | -0.0027309 | -0.0027832 | -0.0035367 | -0.0035397 | -0.0035086 | -0.0034724 | -0.0034332 | -0.0033925 | -0.0033871
[10 empty] | 0 | -0.0091894 | -0.018433 | -0.027732 | -0.037087 | -0.0465 | -0.055973 | -0.065506 | -0.075101 | -0.084759 | -0.093506 | -0.10148 | -0.10881 | -0.11559 | -0.12192 | -0.12786 | -0.13349 | -0.13887 | -0.14404 | -0.14905 | -0.15393 | -0.15871 | -0.16342 | -0.16809 | -0.17274 | -0.17738 | -0.18203 | -0.18671
[10 empty] | 0 | -0.0019561 | -0.0039237 | -0.0059031 | -0.0078946 | -0.0098983 | -0.011915 | -0.013944 | -0.015986 | -0.018042 | -0.019904 | -0.021602 | -0.023162 | -0.024605 | -0.025952 | -0.027217 | -0.028416 | -0.029561 | -0.030662 | -0.031727 | -0.032766 | -0.033784 | -0.034787 | -0.035782 | -0.036771 | -0.037758 | -0.038748 | -0.039744
[10 empty] | 0 | -0.0020686 | -0.0041493 | -0.0062426 | -0.0083485 | -0.010467 | -0.0126 | -0.014746 | -0.016906 | -0.01908 | -0.021049 | -0.022844 | -0.024494 | -0.02602 | -0.027444 | -0.028782 | -0.03005 | -0.031261 | -0.032425 | -0.033552 | -0.03465 | -0.035727 | -0.036788 | -0.037839 | -0.038885 | -0.039929 | -0.040976 | -0.042029
[10 empty] | 0 | -0.0091894 | -0.0092434 | -0.0092988 | -0.0093553 | -0.0094132 | -0.0094724 | -0.009533 | -0.009595 | -0.0096584 | -0.01006 | -0.010422 | -0.010751 | -0.011053 | -0.011332 | -0.011591 | -0.011833 | -0.01474 | -0.014591 | -0.014534 | -0.014551 | -0.014626 | -0.014748 | -0.014906 | -0.015094 | -0.015305 | -0.016014 | -0.016605
[10 empty] | 0 | -0.00089266 | -0.0017384 | -0.0026577 | -0.0036377 | -0.0046676 | -0.005738 | -0.0068411 | -0.0079911 | -0.0091789 | -0.010397 | -0.011639 | -0.012899 | -0.014098 | -0.015244 | -0.016344 | -0.017403 | -0.018425 | -0.01928 | -0.019992 | -0.020581 | -0.021067 | -0.021464 | -0.021786 | -0.022043 | -0.022246 | -0.022402 | -0.022518
[10 empty] | 0 | -0.00019002 | -0.00037006 | -0.00056574 | -0.00077435 | -0.00099357 | -0.0012214 | -0.0014562 | -0.001701 | -0.0019539 | -0.0022132 | -0.0024775 | -0.0027457 | -0.003001 | -0.003245 | -0.0034791 | -0.0037044 | -0.0039221 | -0.0041041 | -0.0042556 | -0.0043811 | -0.0044845 | -0.004569 | -0.0046375 | -0.0046923 | -0.0047354 | -0.0047686 | -0.0047933
[10 empty] | 0 | -0.00020094 | -0.00039134 | -0.00059827 | -0.00081887 | -0.0010507 | -0.0012917 | -0.00154 | -0.0017988 | -0.0020662 | -0.0023404 | -0.0026199 | -0.0029035 | -0.0031735 | -0.0034315 | -0.0036791 | -0.0039175 | -0.0041477 | -0.0043401 | -0.0045003 | -0.004633 | -0.0047424 | -0.0048317 | -0.0049041 | -0.0049621 | -0.0050077 | -0.0050428 | -0.005069
[10 empty] | 0 | -0.00089266 | -0.00085015 | -0.00092777 | -0.00099299 | -0.0010476 | -0.0010932 | -0.0011312 | -0.0011834 | -0.0012269 | -0.0012629 | -0.0012926 | -0.0013168 | -0.0012623 | -0.0012152 | -0.0011743 | -0.0011387 | -0.0011077 | -0.0010622 | -0.0010177 | -0.00099002 | -0.00097496 | -0.00096929 | -0.00097045 | -0.00097643 | -0.0012196 | -0.0011917 | -0.0012036
[10 empty] | 0 | 0 | 0 | 0 | 0 | 0 | 0 | 0 | 0 | 0 | 0 | 0 | 0 | 0 | 0 | 0 | 0 | 0 | 0 | 0 | 0 | 0 | 0 | 0 | 0 | 0 | 0 | 0
[10 empty] | 0 | 0 | 0 | 0 | 0 | 0 | 0 | 0 | 0 | 0 | 0 | 0 | 0 | 0 | 0 | 0 | 0 | 0 | 0 | 0 | 0 | 0 | 0 | 0 | 0 | 0 | 0 | 0
[10 empty] | 0 | 0 | 0 | 0 | 0 | 0 | 0 | 0 | 0 | 0 | 0 | 0 | 0 | 0 | 0 | 0 | 0 | 0 | 0 | 0 | 0 | 0 | 0 | 0 | 0 | 0 | 0 | 0
[10 empty] | 0 | 0 | 0 | 0 | 0 | 0 | 0 | 0 | 0 | 0 | 0 | 0 | 0 | 0 | 0 | 0 | 0 | 0 | 0 | 0 | 0 | 0 | 0 | 0 | 0 | 0 | 0 | 0
[10 empty] | 0 | -0.2975 | -0.55827 | -0.79215 | -1.0057 | -1.1348 | -1.209 | -1.2477 | -1.2634 | -1.2642 | -1.2555 | -1.2408 | -1.2224 | -1.2018 | -1.1799 | -1.1573 | -1.1344 | -1.1116 | -1.0889 | -1.0665 | -1.0444 | -1.0227 | -1.0014 | -0.98049 | -0.96001 | -0.93994 | -0.92028 | -0.90103
[10 empty] | 0 | -0.044693 | -0.083868 | -0.119 | -0.15108 | -0.17048 | -0.18163 | -0.18744 | -0.18979 | -0.18991 | -0.18861 | -0.18641 | -0.18364 | -0.18054 | -0.17725 | -0.17385 | -0.17042 | -0.16699 | -0.16358 | -0.16021 | -0.1569 | -0.15364 | -0.15044 | -0.1473 | -0.14422 | -0.14121 | -0.13825 | -0.13536
[10 empty] | 0 | -0.058066 | -0.10896 | -0.15461 | -0.19628 | -0.22148 | -0.23598 | -0.24353 | -0.24658 | -0.24674 | -0.24504 | -0.24218 | -0.23859 | -0.23456 | -0.23028 | -0.22587 | -0.22141 | -0.21695 | -0.21252 | -0.20815 | -0.20384 | -0.19961 | -0.19545 | -0.19137 | -0.18737 | -0.18346 | -0.17962 | -0.17586
[10 empty] | 0 | -0.2975 | -0.267 | -0.24557 | -0.23009 | -0.2413 | -0.23928 | -0.23139 | -0.27218 | -0.24743 | -0.23209 | -0.22059 | -0.23008 | -0.22647 | -0.21842 | -0.2179 | -0.20945 | -0.20434 | -0.19915 | -0.19913 | -0.19433 | -0.18886 | -0.18496 | -0.18105 | -0.17757 | -0.17359 | -0.17066 | -0.16674
[10 empty] | 0 | -0.0055766 | -0.014559 | -0.02554 | -0.037604 | -0.050165 | -0.062844 | -0.075401 | -0.082877 | -0.087053 | -0.089088 | -0.089741 | -0.089506 | -0.088705 | -0.087548 | -0.086172 | -0.084666 | -0.083089 | -0.081476 | -0.079853 | -0.078236 | -0.076633 | -0.075052 | -0.073496 | -0.071967 | -0.070467 | -0.068996 | -0.067554
[10 empty] | 0 | -0.00083775 | -0.0021872 | -0.0038368 | -0.0056492 | -0.0075362 | -0.0094409 | -0.011327 | -0.012451 | -0.013078 | -0.013384 | -0.013482 | -0.013446 | -0.013326 | -0.013152 | -0.012945 | -0.012719 | -0.012482 | -0.01224 | -0.011996 | -0.011753 | -0.011512 | -0.011275 | -0.011041 | -0.010811 | -0.010586 | -0.010365 | -0.010149
[10 empty] | 0 | -0.0010884 | -0.0028417 | -0.0049848 | -0.0073396 | -0.0097911 | -0.012266 | -0.014717 | -0.016176 | -0.016991 | -0.017388 | -0.017515 | -0.01747 | -0.017313 | -0.017087 | -0.016819 | -0.016525 | -0.016217 | -0.015902 | -0.015586 | -0.01527 | -0.014957 | -0.014649 | -0.014345 | -0.014046 | -0.013754 | -0.013467 | -0.013185
[10 empty] | 0 | -0.0055766 | -0.0090997 | -0.011285 | -0.012599 | -0.013348 | -0.013729 | -0.013873 | -0.010658 | -0.0095722 | -0.0094917 | -0.010709 | -0.011408 | -0.011772 | -0.01192 | -0.011005 | -0.010041 | -0.0093509 | -0.008714 | -0.0088291 | -0.009166 | -0.0096353 | -0.0096003 | -0.0092487 | -0.0087876 | -0.0081343 | -0.0077299 | -0.0076035
[10 empty] | 0 | -0.08751 | -0.17502 | -0.26253 | -0.35004 | -0.40847 | -0.44752 | -0.47364 | -0.49114 | -0.5029 | -0.51083 | -0.51621 | -0.51988 | -0.52242 | -0.52421 | -0.52549 | -0.52643 | -0.52715 | -0.52772 | -0.5282 | -0.5286 | -0.52896 | -0.52929 | -0.52961 | -0.52991 | -0.5302 | -0.53048 | -0.53076
[10 empty] | 0 | -0.013147 | -0.026293 | -0.03944 | -0.052586 | -0.061364 | -0.06723 | -0.071154 | -0.073783 | -0.07555 | -0.076741 | -0.077549 | -0.078101 | -0.078483 | -0.078751 | -0.078943 | -0.079085 | -0.079193 | -0.079279 | -0.07935 | -0.079411 | -0.079465 | -0.079515 | -0.079562 | -0.079607 | -0.07965 | -0.079693 | -0.079735
[10 empty] | 0 | -0.01708 | -0.03416 | -0.05124 | -0.068321 | -0.079725 | -0.087346 | -0.092444 | -0.09586 | -0.098155 | -0.099703 | -0.10075 | -0.10147 | -0.10197 | -0.10231 | -0.10256 | -0.10275 | -0.10289 | -0.103 | -0.10309 | -0.10317 | -0.10324 | -0.10331 | -0.10337 | -0.10343 | -0.10348 | -0.10354 | -0.10359
[10 empty] | 0 | -0.08751 | -0.08751 | -0.087511 | -0.087511 | -0.087601 | -0.087661 | -0.087701 | -0.10501 | -0.0993 | -0.095511 | -0.092998 | -0.097112 | -0.097944 | -0.097231 | -0.099331 | -0.097553 | -0.097026 | -0.096689 | -0.098473 | -0.098422 | -0.097907 | -0.098006 | -0.097902 | -0.098062 | -0.098035 | -0.098469 | -0.098361
[10 empty] | 0 | -0.063358 | -0.12511 | -0.18528 | -0.2439 | -0.301 | -0.34473 | -0.37791 | -0.40277 | -0.42108 | -0.43424 | -0.44334 | -0.44925 | -0.45267 | -0.45412 | -0.45404 | -0.45277 | -0.45056 | -0.44765 | -0.44417 | -0.44028 | -0.43607 | -0.43162 | -0.427 | -0.42226 | -0.41743 | -0.41256 | -0.40765
[10 empty] | 0 | -0.0095182 | -0.018795 | -0.027834 | -0.036641 | -0.045219 | -0.051788 | -0.056772 | -0.060507 | -0.063258 | -0.065235 | -0.066602 | -0.067491 | -0.068003 | -0.068221 | -0.06821 | -0.068018 | -0.067687 | -0.067249 | -0.066727 | -0.066143 | -0.06551 | -0.064842 | -0.064148 | -0.063435 | -0.06271 | -0.061978 | -0.061241
[10 empty] | 0 | -0.012366 | -0.024418 | -0.036162 | -0.047604 | -0.058749 | -0.067283 | -0.073759 | -0.078612 | -0.082186 | -0.084754 | -0.08653 | -0.087685 | -0.088351 | -0.088634 | -0.088619 | -0.08837 | -0.08794 | -0.087371 | -0.086693 | -0.085933 | -0.085111 | -0.084243 | -0.083341 | -0.082416 | -0.081474 | -0.080522 | -0.079565
[10 empty] | 0 | -0.063358 | -0.062554 | -0.061759 | -0.060975 | -0.0602 | -0.059436 | -0.058681 | -0.057936 | -0.0572 | -0.056473 | -0.070372 | -0.066592 | -0.063467 | -0.06086 | -0.058665 | -0.059539 | -0.05952 | -0.058919 | -0.057955 | -0.056782 | -0.059391 | -0.057411 | -0.055874 | -0.054589 | -0.053442 | -0.053727 | -0.053377
[10 empty] | 0 | -0.033806 | -0.094505 | -0.17658 | -0.27561 | -0.38809 | -0.51119 | -0.64268 | -0.78075 | -0.92398 | -1.0379 | -1.1284 | -1.2002 | -1.2571 | -1.3021 | -1.3375 | -1.3653 | -1.3871 | -1.404 | -1.417 | -1.4269 | -1.4344 | -1.4398 | -1.4438 | -1.4464 | -1.4481 | -1.4489 | -1.4491
[10 empty] | 0 | -0.0050786 | -0.014197 | -0.026527 | -0.041405 | -0.058302 | -0.076795 | -0.096548 | -0.11729 | -0.13881 | -0.15592 | -0.16952 | -0.18031 | -0.18885 | -0.19561 | -0.20093 | -0.20511 | -0.20838 | -0.21091 | -0.21287 | -0.21436 | -0.21548 | -0.21631 | -0.21689 | -0.21729 | -0.21754 | -0.21767 | -0.2177
[10 empty] | 0 | -0.0065982 | -0.018445 | -0.034464 | -0.053793 | -0.075746 | -0.099773 | -0.12544 | -0.15239 | -0.18034 | -0.20258 | -0.22024 | -0.23426 | -0.24536 | -0.25413 | -0.26105 | -0.26648 | -0.27072 | -0.27402 | -0.27656 | -0.2785 | -0.27996 | -0.28103 | -0.28179 | -0.28231 | -0.28263 | -0.2828 | -0.28284
[10 empty] | 0 | -0.033806 | -0.060753 | -0.082223 | -0.099317 | -0.11292 | -0.12373 | -0.1323 | -0.1391 | -0.14448 | -0.12206 | -0.10947 | -0.10365 | -0.10236 | -0.10402 | -0.11614 | -0.12577 | -0.1334 | -0.13945 | -0.13897 | -0.1354 | -0.13083 | -0.12647 | -0.12296 | -0.11542 | -0.1138 | -0.11575 | -0.11965
[10 empty] | 0 | -0.035518 | -0.069548 | -0.10214 | -0.13333 | -0.16318 | -0.18106 | -0.19118 | -0.19625 | -0.19806 | -0.19778 | -0.19617 | -0.19371 | -0.19073 | -0.18744 | -0.18397 | -0.18042 | -0.17684 | -0.17326 | -0.16972 | -0.16622 | -0.16277 | -0.15939 | -0.15607 | -0.15281 | -0.14962 | -0.14649 | -0.14343
[10 empty] | 0 | -0.0053357 | -0.010448 | -0.015344 | -0.02003 | -0.024514 | -0.027201 | -0.02872 | -0.029482 | -0.029755 | -0.029713 | -0.02947 | -0.0291 | -0.028653 | -0.028158 | -0.027638 | -0.027104 | -0.026566 | -0.026029 | -0.025496 | -0.024971 | -0.024453 | -0.023945 | -0.023446 | -0.022956 | -0.022477 | -0.022007 | -0.021547
[10 empty] | 0 | -0.0069323 | -0.013574 | -0.019935 | -0.026024 | -0.031849 | -0.03534 | -0.037313 | -0.038304 | -0.038658 | -0.038603 | -0.038288 | -0.037807 | -0.037226 | -0.036583 | -0.035907 | -0.035214 | -0.034515 | -0.033817 | -0.033125 | -0.032442 | -0.03177 | -0.031109 | -0.030461 | -0.029825 | -0.029202 | -0.028592 | -0.027994
[10 empty] | 0 | -0.035518 | -0.034774 | -0.034046 | -0.033333 | -0.032636 | -0.031952 | -0.031283 | -0.030628 | -0.035911 | -0.033226 | -0.031268 | -0.02979 | -0.028629 | -0.029455 | -0.029189 | -0.028429 | -0.028477 | -0.02685 | -0.026147 | -0.025682 | -0.025199 | -0.025224 | -0.024574 | -0.023856 | -0.02338 | -0.022645 | -0.022321
[10 empty] | 0 | 0 | 0 | 0 | 0 | 0 | 0 | 0 | 0 | 0 | 0 | 0 | 0 | 0 | 0 | 0 | 0 | 0 | 0 | 0 | 0 | 0 | 0 | 0 | 0 | 0 | 0 | 0
[10 empty] | 0 | 0 | 0 | 0 | 0 | 0 | 0 | 0 | 0 | 0 | 0 | 0 | 0 | 0 | 0 | 0 | 0 | 0 | 0 | 0 | 0 | 0 | 0 | 0 | 0 | 0 | 0 | 0
[10 empty] | 0 | 0 | 0 | 0 | 0 | 0 | 0 | 0 | 0 | 0 | 0 | 0 | 0 | 0 | 0 | 0 | 0 | 0 | 0 | 0 | 0 | 0 | 0 | 0 | 0 | 0 | 0 | 0
[10 empty] | 0 | 0 | 0 | 0 | 0 | 0 | 0 | 0 | 0 | 0 | 0 | 0 | 0 | 0 | 0 | 0 | 0 | 0 | 0 | 0 | 0 | 0 | 0 | 0 | 0 | 0 | 0 | 0
[10 empty] | 0 | -0.0042994 | -0.0092221 | -0.014945 | -0.021376 | -0.028599 | -0.037421 | -0.046308 | -0.057948 | -0.071344 | -0.086345 | -0.10263 | -0.12095 | -0.13865 | -0.16045 | -0.18389 | -0.20913 | -0.23655 | -0.26621 | -0.29681 | -0.33291 | -0.37572 | -0.42618 | -0.48389 | -0.54997 | -0.62505 | -0.71036 | -0.8073
[10 empty] | 0 | -0.0006459 | -0.0013854 | -0.0022452 | -0.0032112 | -0.0042964 | -0.0056217 | -0.0069568 | -0.0087055 | -0.010718 | -0.012971 | -0.015418 | -0.01817 | -0.020829 | -0.024104 | -0.027625 | -0.031418 | -0.035536 | -0.039993 | -0.04459 | -0.050013 | -0.056444 | -0.064024 | -0.072694 | -0.082621 | -0.0939 | -0.10672 | -0.12128
[10 empty] | 0 | -0.00083916 | -0.0017999 | -0.002917 | -0.0041721 | -0.0055819 | -0.0073038 | -0.0090384 | -0.01131 | -0.013925 | -0.016853 | -0.020032 | -0.023607 | -0.027061 | -0.031317 | -0.035891 | -0.040818 | -0.046169 | -0.051959 | -0.057931 | -0.064977 | -0.073333 | -0.083181 | -0.094446 | -0.10734 | -0.122 | -0.13865 | -0.15757
[10 empty] | 0 | -0.0042994 | -0.0049226 | -0.0057234 | -0.0064302 | -0.0072235 | -0.008822 | -0.0088871 | -0.01164 | -0.013395 | -0.015861 | -0.01796 | -0.020799 | -0.020969 | -0.025869 | -0.029576 | -0.0321 | -0.035434 | -0.038949 | -0.041404 | -0.048756 | -0.057111 | -0.066811 | -0.076434 | -0.087615 | -0.099279 | -0.1125 | -0.12653
[10 empty] | 0 | -0.016017 | -0.031982 | -0.047896 | -0.063759 | -0.079572 | -0.095333 | -0.11104 | -0.1267 | -0.14231 | -0.15787 | -0.17113 | -0.18242 | -0.19202 | -0.20018 | -0.20711 | -0.21298 | -0.21794 | -0.22214 | -0.22567 | -0.22863 | -0.23111 | -0.23318 | -0.23489 | -0.2363 | -0.23744 | -0.23837 | -0.23911
[10 empty] | 0 | -0.0024061 | -0.0048046 | -0.0071953 | -0.0095784 | -0.011954 | -0.014322 | -0.016682 | -0.019035 | -0.02138 | -0.023717 | -0.025709 | -0.027405 | -0.028847 | -0.030073 | -0.031113 | -0.031995 | -0.032741 | -0.033371 | -0.033901 | -0.034347 | -0.034719 | -0.03503 | -0.035287 | -0.035498 | -0.035671 | -0.03581 | -0.035921
[10 empty] | 0 | -0.0031261 | -0.0062422 | -0.0093483 | -0.012444 | -0.015531 | -0.018607 | -0.021673 | -0.02473 | -0.027777 | -0.030814 | -0.033401 | -0.035604 | -0.037479 | -0.039071 | -0.040423 | -0.041569 | -0.042538 | -0.043356 | -0.044045 | -0.044624 | -0.045108 | -0.045511 | -0.045845 | -0.04612 | -0.046344 | -0.046525 | -0.046669
[10 empty] | 0 | -0.016017 | -0.015991 | -0.015965 | -0.01594 | -0.015914 | -0.015889 | -0.015863 | -0.015838 | -0.015813 | -0.015787 | -0.015762 | -0.015737 | -0.015712 | -0.015687 | -0.015662 | -0.015636 | -0.015611 | -0.020128 | -0.019448 | -0.018862 | -0.018358 | -0.017923 | -0.017546 | -0.017221 | -0.016939 | -0.016694 | -0.016481
[10 empty] | 0 | -0.027926 | -0.055762 | -0.08351 | -0.11117 | -0.13874 | -0.16622 | -0.19361 | -0.21697 | -0.23688 | -0.25384 | -0.26826 | -0.28053 | -0.29094 | -0.29978 | -0.30725 | -0.31357 | -0.31889 | -0.32337 | -0.32712 | -0.33025 | -0.33284 | -0.33499 | -0.33674 | -0.33816 | -0.33929 | -0.34018 | -0.34087
[10 empty] | 0 | -0.0041952 | -0.0083771 | -0.012546 | -0.016701 | -0.020842 | -0.024971 | -0.029086 | -0.032595 | -0.035586 | -0.038133 | -0.040301 | -0.042143 | -0.043708 | -0.045035 | -0.046158 | -0.047107 | -0.047907 | -0.048579 | -0.049143 | -0.049612 | -0.050003 | -0.050324 | -0.050588 | -0.050801 | -0.050971 | -0.051105 | -0.051208
[10 empty] | 0 | -0.0054505 | -0.010884 | -0.016299 | -0.021698 | -0.027079 | -0.032442 | -0.037789 | -0.042348 | -0.046234 | -0.049543 | -0.052359 | -0.054753 | -0.056786 | -0.05851 | -0.059969 | -0.061202 | -0.062241 | -0.063115 | -0.063847 | -0.064457 | -0.064964 | -0.065382 | -0.065724 | -0.066001 | -0.066223 | -0.066397 | -0.06653
[10 empty] | 0 | -0.027926 | -0.027881 | -0.027837 | -0.027792 | -0.027748 | -0.027703 | -0.027659 | -0.027615 | -0.02757 | -0.027526 | -0.027482 | -0.027438 | -0.027394 | -0.027351 | -0.035263 | -0.034072 | -0.033046 | -0.032162 | -0.031399 | -0.030741 | -0.030171 | -0.030801 | -0.031171 | -0.031344 | -0.031367 | -0.031278 | -0.03111
[10 empty] | 0 | -0.0046947 | -0.0093744 | -0.014039 | -0.018689 | -0.022391 | -0.025336 | -0.027676 | -0.029533 | -0.031005 | -0.032168 | -0.033085 | -0.033806 | -0.03437 | -0.034809 | -0.035148 | -0.035407 | -0.035601 | -0.035745 | -0.035849 | -0.03592 | -0.035964 | -0.035989 | -0.035996 | -0.035991 | -0.035975 | -0.035951 | -0.03592
[10 empty] | 0 | -0.00070528 | -0.0014083 | -0.0021091 | -0.0028076 | -0.0033637 | -0.0038061 | -0.0041577 | -0.0044367 | -0.0046577 | -0.0048325 | -0.0049704 | -0.0050787 | -0.0051634 | -0.0052293 | -0.0052802 | -0.0053191 | -0.0053483 | -0.00537 | -0.0053855 | -0.0053961 | -0.0054029 | -0.0054065 | -0.0054077 | -0.0054069 | -0.0054045 | -0.0054008 | -0.0053962
[10 empty] | 0 | -0.00091631 | -0.0018297 | -0.0027401 | -0.0036477 | -0.0043702 | -0.004945 | -0.0054017 | -0.0057642 | -0.0060514 | -0.0062785 | -0.0064576 | -0.0065983 | -0.0067084 | -0.006794 | -0.0068601 | -0.0069106 | -0.0069486 | -0.0069767 | -0.0069969 | -0.0070107 | -0.0070195 | -0.0070242 | -0.0070257 | -0.0070247 | -0.0070215 | -0.0070168 | -0.0070108
[10 empty] | 0 | -0.0046947 | -0.0046872 | -0.0046797 | -0.0046722 | -0.0046647 | -0.0046573 | -0.0046498 | -0.0046424 | -0.004635 | -0.0058406 | -0.0055891 | -0.0053866 | -0.0052235 | -0.0053328 | -0.0053701 | -0.0053596 | -0.0053189 | -0.005308 | -0.0056202 | -0.0054915 | -0.0053932 | -0.0053225 | -0.0053985 | -0.005415 | -0.0053963 | -0.0053595 | -0.005353
[10 empty] | 0 | -0.023453 | -0.047095 | -0.047095 | -0.047095 | -0.047095 | -0.047095 | -0.047095 | -0.047095 | -0.043744 | -0.037495 | -0.032139 | -0.027547 | -0.023612 | -0.020239 | -0.017348 | -0.0080362 | 0 | 0 | 0 | 0 | 0 | 0 | 0 | 0 | 0 | 0 | 0
[10 empty] | 0 | -0.0035233 | -0.0070749 | -0.0070749 | -0.0070749 | -0.0070749 | -0.0070749 | -0.0070749 | -0.0070749 | -0.0065716 | -0.0056328 | -0.0048281 | -0.0041384 | -0.0035472 | -0.0030404 | -0.0026061 | -0.0012073 | 0 | 0 | 0 | 0 | 0 | 0 | 0 | 0 | 0 | 0 | 0
[10 empty] | 0 | -0.0045775 | -0.0091918 | -0.0091918 | -0.0091918 | -0.0091918 | -0.0091918 | -0.0091918 | -0.0091918 | -0.0085379 | -0.0073182 | -0.0062728 | -0.0053766 | -0.0046086 | -0.0039502 | -0.0033859 | -0.0015685 | 0 | 0 | 0 | 0 | 0 | 0 | 0 | 0 | 0 | 0 | 0
[10 empty] | 0 | -0.023453 | -0.023642 | 0 | 0 | 0 | 0 | 0 | 0 | 0 | 0 | 0 | 0 | 0 | 0 | 0 | 0 | 0 | 0 | 0 | 0 | 0 | 0 | 0 | 0 | 0 | 0 | 0
[10 empty] | 0 | -0.0029808 | -0.0059623 | -0.0089443 | -0.011927 | -0.01491 | -0.017894 | -0.020878 | -0.02355 | -0.025943 | -0.028088 | -0.030015 | -0.031746 | -0.033303 | -0.034706 | -0.035973 | -0.037118 | -0.038154 | -0.039095 | -0.039951 | -0.04073 | -0.041443 | -0.042096 | -0.042696 | -0.043249 | -0.04376 | -0.044234 | -0.044676
[10 empty] | 0 | -0.0004478 | -0.0008957 | -0.0013437 | -0.0017917 | -0.0022399 | -0.0026882 | -0.0031365 | -0.0035378 | -0.0038973 | -0.0042197 | -0.004509 | -0.0047691 | -0.005003 | -0.0052139 | -0.0054041 | -0.0055761 | -0.0057318 | -0.0058732 | -0.0060017 | -0.0061188 | -0.0062259 | -0.006324 | -0.0064141 | -0.0064972 | -0.006574 | -0.0066452 | -0.0067115
[10 empty] | 0 | -0.00058179 | -0.0011637 | -0.0017457 | -0.0023279 | -0.0029101 | -0.0034925 | -0.004075 | -0.0045964 | -0.0050634 | -0.0054823 | -0.0058582 | -0.006196 | -0.0065 | -0.0067739 | -0.0070211 | -0.0072445 | -0.0074469 | -0.0076305 | -0.0077975 | -0.0079497 | -0.0080888 | -0.0082162 | -0.0083333 | -0.0084412 | -0.008541 | -0.0086336 | -0.0087197
[10 empty] | 0 | -0.0029808 | -0.0029814 | -0.002982 | -0.0029826 | -0.0029832 | -0.0029838 | -0.0029844 | -0.0030025 | -0.0030188 | -0.0030333 | -0.0030464 | -0.0030582 | -0.0030688 | -0.0030783 | -0.0030889 | -0.0031002 | -0.0040299 | -0.00394 | -0.0038615 | -0.0037929 | -0.0037332 | -0.0036813 | -0.0036365 | -0.0037054 | -0.0037562 | -0.0037922 | -0.0038162
[10 empty] | 0 | -0.0035964 | -0.0071813 | -0.010755 | -0.014317 | -0.017867 | -0.021406 | -0.024934 | -0.02845 | -0.031956 | -0.035449 | -0.038932 | -0.042403 | -0.045863 | -0.049312 | -0.05275 | -0.056177 | -0.059274 | -0.062071 | -0.064597 | -0.066876 | -0.068932 | -0.070785 | -0.072453 | -0.073954 | -0.075304 | -0.076515 | -0.077602
[10 empty] | 0 | -0.00054028 | -0.0010788 | -0.0016157 | -0.0021508 | -0.0026841 | -0.0032158 | -0.0037458 | -0.0042741 | -0.0048006 | -0.0053255 | -0.0058487 | -0.0063702 | -0.00689 | -0.0074081 | -0.0079245 | -0.0084393 | -0.0089045 | -0.0093248 | -0.0097043 | -0.010047 | -0.010356 | -0.010634 | -0.010884 | -0.01111 | -0.011313 | -0.011495 | -0.011658
[10 empty] | 0 | -0.00070194 | -0.0014016 | -0.0020991 | -0.0027943 | -0.0034873 | -0.004178 | -0.0048666 | -0.0055529 | -0.006237 | -0.0069189 | -0.0075987 | -0.0082762 | -0.0089515 | -0.0096247 | -0.010296 | -0.010964 | -0.011569 | -0.012115 | -0.012608 | -0.013053 | -0.013454 | -0.013816 | -0.014141 | -0.014434 | -0.014698 | -0.014934 | -0.015146
[10 empty] | 0 | -0.0035964 | -0.0035906 | -0.0035849 | -0.0035792 | -0.0035734 | -0.0035677 | -0.003562 | -0.0035563 | -0.0035506 | -0.0035449 | -0.0035393 | -0.0035336 | -0.0035279 | -0.0035223 | -0.0035167 | -0.003511 | -0.0035054 | -0.0034998 | -0.0034942 | -0.0034886 | -0.003483 | -0.0034775 | -0.0034719 | -0.0034664 | -0.0034608 | -0.0034553 | -0.0034497
[10 empty] | 0 | 0 | 0 | 0 | 0 | 0 | 0 | 0 | 0 | 0 | 0 | 0 | 0 | 0 | 0 | 0 | 0 | 0 | 0 | 0 | 0 | 0 | 0 | 0 | 0 | 0 | 0 | 0
[10 empty] | 0 | 0 | 0 | 0 | 0 | 0 | 0 | 0 | 0 | 0 | 0 | 0 | 0 | 0 | 0 | 0 | 0 | 0 | 0 | 0 | 0 | 0 | 0 | 0 | 0 | 0 | 0 | 0
[10 empty] | 0 | 0 | 0 | 0 | 0 | 0 | 0 | 0 | 0 | 0 | 0 | 0 | 0 | 0 | 0 | 0 | 0 | 0 | 0 | 0 | 0 | 0 | 0 | 0 | 0 | 0 | 0 | 0
[10 empty] | 0 | 0 | 0 | 0 | 0 | 0 | 0 | 0 | 0 | 0 | 0 | 0 | 0 | 0 | 0 | 0 | 0 | 0 | 0 | 0 | 0 | 0 | 0 | 0 | 0 | 0 | 0 | 0
[10 empty] | 0 | 0 | 0 | 0 | 0 | 0 | 0 | 0 | 0 | 0 | 0 | 0 | 0 | 0 | 0 | 0 | 0 | 0 | 0 | 0 | 0 | 0 | 0 | 0 | 0 | 0 | 0 | 0
[10 empty] | 0 | 0 | 0 | 0 | 0 | 0 | 0 | 0 | 0 | 0 | 0 | 0 | 0 | 0 | 0 | 0 | 0 | 0 | 0 | 0 | 0 | 0 | 0 | 0 | 0 | 0 | 0 | 0
[10 empty] | 0 | 0 | 0 | 0 | 0 | 0 | 0 | 0 | 0 | 0 | 0 | 0 | 0 | 0 | 0 | 0 | 0 | 0 | 0 | 0 | 0 | 0 | 0 | 0 | 0 | 0 | 0 | 0
[10 empty] | 0 | 0 | 0 | 0 | 0 | 0 | 0 | 0 | 0 | 0 | 0 | 0 | 0 | 0 | 0 | 0 | 0 | 0 | 0 | 0 | 0 | 0 | 0 | 0 | 0 | 0 | 0 | 0
[10 empty] | 0 | 0 | 0 | 0 | 0 | 0 | 0 | 0 | 0 | 0 | 0 | 0 | 0 | 0 | 0 | 0 | 0 | 0 | 0 | 0 | 0 | 0 | 0 | 0 | 0 | 0 | 0 | 0
[10 empty] | 0 | 0 | 0 | 0 | 0 | 0 | 0 | 0 | 0 | 0 | 0 | 0 | 0 | 0 | 0 | 0 | 0 | 0 | 0 | 0 | 0 | 0 | 0 | 0 | 0 | 0 | 0 | 0
[10 empty] | 0 | 0 | 0 | 0 | 0 | 0 | 0 | 0 | 0 | 0 | 0 | 0 | 0 | 0 | 0 | 0 | 0 | 0 | 0 | 0 | 0 | 0 | 0 | 0 | 0 | 0 | 0 | 0
[10 empty] | 0 | 0 | 0 | 0 | 0 | 0 | 0 | 0 | 0 | 0 | 0 | 0 | 0 | 0 | 0 | 0 | 0 | 0 | 0 | 0 | 0 | 0 | 0 | 0 | 0 | 0 | 0 | 0
[10 empty] | 0 | 0 | 0 | 0 | 0 | 0 | 0 | 0 | 0 | 0 | 0 | 0 | 0 | 0 | 0 | 0 | 0 | 0 | 0 | 0 | 0 | 0 | 0 | 0 | 0 | 0 | 0 | 0
[10 empty] | 0 | 0 | 0 | 0 | 0 | 0 | 0 | 0 | 0 | 0 | 0 | 0 | 0 | 0 | 0 | 0 | 0 | 0 | 0 | 0 | 0 | 0 | 0 | 0 | 0 | 0 | 0 | 0
[10 empty] | 0 | 0 | 0 | 0 | 0 | 0 | 0 | 0 | 0 | 0 | 0 | 0 | 0 | 0 | 0 | 0 | 0 | 0 | 0 | 0 | 0 | 0 | 0 | 0 | 0 | 0 | 0 | 0
[10 empty] | 0 | 0 | 0 | 0 | 0 | 0 | 0 | 0 | 0 | 0 | 0 | 0 | 0 | 0 | 0 | 0 | 0 | 0 | 0 | 0 | 0 | 0 | 0 | 0 | 0 | 0 | 0 | 0
[10 empty] | 0 | 0 | 0 | 0 | 0 | 0 | 0 | 0 | 0 | 0 | 0 | 0 | 0 | 0 | 0 | 0 | 0 | 0 | 0 | 0 | 0 | 0 | 0 | 0 | 0 | 0 | 0 | 0
[10 empty] | 0 | 0 | 0 | 0 | 0 | 0 | 0 | 0 | 0 | 0 | 0 | 0 | 0 | 0 | 0 | 0 | 0 | 0 | 0 | 0 | 0 | 0 | 0 | 0 | 0 | 0 | 0 | 0
[10 empty] | 0 | 0 | 0 | 0 | 0 | 0 | 0 | 0 | 0 | 0 | 0 | 0 | 0 | 0 | 0 | 0 | 0 | 0 | 0 | 0 | 0 | 0 | 0 | 0 | 0 | 0 | 0 | 0
[10 empty] | 0 | 0 | 0 | 0 | 0 | 0 | 0 | 0 | 0 | 0 | 0 | 0 | 0 | 0 | 0 | 0 | 0 | 0 | 0 | 0 | 0 | 0 | 0 | 0 | 0 | 0 | 0 | 0
[10 empty] | 0 | 0 | 0 | 0 | 0 | 0 | 0 | 0 | 0 | 0 | 0 | 0 | 0 | 0 | 0 | 0 | 0 | 0 | 0 | 0 | 0 | 0 | 0 | 0 | 0 | 0 | 0 | 0
[10 empty] | 0 | 0 | 0 | 0 | 0 | 0 | 0 | 0 | 0 | 0 | 0 | 0 | 0 | 0 | 0 | 0 | 0 | 0 | 0 | 0 | 0 | 0 | 0 | 0 | 0 | 0 | 0 | 0
[10 empty] | 0 | 0 | 0 | 0 | 0 | 0 | 0 | 0 | 0 | 0 | 0 | 0 | 0 | 0 | 0 | 0 | 0 | 0 | 0 | 0 | 0 | 0 | 0 | 0 | 0 | 0 | 0 | 0
[10 empty] | 0 | 0 | 0 | 0 | 0 | 0 | 0 | 0 | 0 | 0 | 0 | 0 | 0 | 0 | 0 | 0 | 0 | 0 | 0 | 0 | 0 | 0 | 0 | 0 | 0 | 0 | 0 | 0
[10 empty] | 0 | 0 | 0 | 0 | 0 | 0 | 0 | 0 | 0 | 0 | 0 | 0 | 0 | 0 | 0 | 0 | 0 | 0 | 0 | 0 | 0 | 0 | 0 | 0 | 0 | 0 | 0 | 0
[10 empty] | 0 | 0 | 0 | 0 | 0 | 0 | 0 | 0 | 0 | 0 | 0 | 0 | 0 | 0 | 0 | 0 | 0 | 0 | 0 | 0 | 0 | 0 | 0 | 0 | 0 | 0 | 0 | 0
[10 empty] | 0 | 0 | 0 | 0 | 0 | 0 | 0 | 0 | 0 | 0 | 0 | 0 | 0 | 0 | 0 | 0 | 0 | 0 | 0 | 0 | 0 | 0 | 0 | 0 | 0 | 0 | 0 | 0
[10 empty] | 0 | 0 | 0 | 0 | 0 | 0 | 0 | 0 | 0 | 0 | 0 | 0 | 0 | 0 | 0 | 0 | 0 | 0 | 0 | 0 | 0 | 0 | 0 | 0 | 0 | 0 | 0 | 0
[10 empty] | 0 | 0 | 0 | 0 | 0 | 0 | 0 | 0 | 0 | 0 | 0 | 0 | 0 | 0 | 0 | 0 | 0 | 0 | 0 | 0 | 0 | 0 | 0 | 0 | 0 | 0 | 0 | 0
[10 empty] | 0 | 0 | 0 | 0 | 0 | 0 | 0 | 0 | 0 | 0 | 0 | 0 | 0 | 0 | 0 | 0 | 0 | 0 | 0 | 0 | 0 | 0 | 0 | 0 | 0 | 0 | 0 | 0
[10 empty] | 0 | 0 | 0 | 0 | 0 | 0 | 0 | 0 | 0 | 0 | 0 | 0 | 0 | 0 | 0 | 0 | 0 | 0 | 0 | 0 | 0 | 0 | 0 | 0 | 0 | 0 | 0 | 0
[10 empty] | 0 | 0 | 0 | 0 | 0 | 0 | 0 | 0 | 0 | 0 | 0 | 0 | 0 | 0 | 0 | 0 | 0 | 0 | 0 | 0 | 0 | 0 | 0 | 0 | 0 | 0 | 0 | 0
[10 empty] | 0 | 0 | 0 | 0 | 0 | 0 | 0 | 0 | 0 | 0 | 0 | 0 | 0 | 0 | 0 | 0 | 0 | 0 | 0 | 0 | 0 | 0 | 0 | 0 | 0 | 0 | 0 | 0
[10 empty] | 0 | 0 | 0 | 0 | 0 | 0 | 0 | 0 | 0 | 0 | 0 | 0 | 0 | 0 | 0 | 0 | 0 | 0 | 0 | 0 | 0 | 0 | 0 | 0 | 0 | 0 | 0 | 0
[10 empty] | 0 | 0 | 0 | 0 | 0 | 0 | 0 | 0 | 0 | 0 | 0 | 0 | 0 | 0 | 0 | 0 | 0 | 0 | 0 | 0 | 0 | 0 | 0 | 0 | 0 | 0 | 0 | 0
[10 empty] | 0 | 0 | 0 | 0 | 0 | 0 | 0 | 0 | 0 | 0 | 0 | 0 | 0 | 0 | 0 | 0 | 0 | 0 | 0 | 0 | 0 | 0 | 0 | 0 | 0 | 0 | 0 | 0
[10 empty] | 0 | -0.013054 | -0.041609 | -0.060837 | -0.078634 | -0.09395 | -0.1046 | -0.11641 | -0.13142 | -0.14899 | -0.16948 | -0.19042 | -0.21413 | -0.23961 | -0.26738 | -0.29424 | -0.32303 | -0.35237 | -0.38307 | -0.41143 | -0.44116 | -0.47085 | -0.50435 | -0.53656 | -0.57173 | -0.60819 | -0.64579 | -0.67925
[10 empty] | 0 | 0 | 0 | 0 | 0 | 0 | 0 | 0 | 0 | 0 | 0 | 0 | 0 | 0 | 0 | 0 | 0 | 0 | 0 | 0 | 0 | 0 | 0 | 0 | 0 | 0 | 0 | 0
[10 empty] | 0 | 0 | 0 | 0 | 0 | 0 | 0 | 0 | 0 | 0 | 0 | 0 | 0 | 0 | 0 | 0 | 0 | 0 | 0 | 0 | 0 | 0 | 0 | 0 | 0 | 0 | 0 | 0
[10 empty] | 0 | -0.013054 | -0.028555 | -0.019228 | -0.017797 | -0.015316 | -0.010651 | -0.011805 | -0.015014 | -0.017572 | -0.020488 | -0.020944 | -0.023712 | -0.025473 | -0.027769 | -0.026867 | -0.028786 | -0.029341 | -0.030703 | -0.02836 | -0.029728 | -0.029691 | -0.034685 | -0.035884 | -0.040256 | -0.042706 | -0.044673 | -0.040851
[10 empty] | 0 | -6.9755e-05 | -0.00014089 | -0.00021663 | -0.00029679 | -0.00030529 | -0.00031451 | -0.00032471 | -0.00033597 | -0.0003484 | -0.00036223 | -0.00037952 | -0.0003987 | -0.00042041 | -0.00043726 | -0.00045088 | -0.00046229 | -0.00047248 | -0.00049336 | -0.00052473 | -0.00056656 | -0.00060743 | -0.00066103 | -0.00071928 | -0.00078145 | -0.00086926 | -0.00095798 | -0.0010478
[10 empty] | 0 | -2.734e-05 | -5.5223e-05 | -8.4905e-05 | -0.00011633 | -0.00011966 | -0.00012327 | -0.00012727 | -0.00013168 | -0.00013655 | -0.00014198 | -0.00014875 | -0.00015627 | -0.00016478 | -0.00017138 | -0.00017672 | -0.00018119 | -0.00018519 | -0.00019337 | -0.00020567 | -0.00022206 | -0.00023808 | -0.00025909 | -0.00028192 | -0.00030629 | -0.0003407 | -0.00037547 | -0.00041066
[10 empty] | 0 | -1.9056e-05 | -3.8491e-05 | -5.918e-05 | -8.108e-05 | -8.3401e-05 | -8.592e-05 | -8.8707e-05 | -9.1782e-05 | -9.5179e-05 | -9.8958e-05 | -0.00010368 | -0.00010892 | -0.00011485 | -0.00011946 | -0.00012318 | -0.00012629 | -0.00012908 | -0.00013478 | -0.00014335 | -0.00015478 | -0.00016594 | -0.00018059 | -0.0001965 | -0.00021348 | -0.00023747 | -0.00026171 | -0.00028623
[10 empty] | 0 | -6.9755e-05 | -7.1139e-05 | -7.5731e-05 | -8.0167e-05 | -8.4965e-06 | -9.2174e-06 | -1.0205e-05 | -1.1256e-05 | -1.2433e-05 | -1.3834e-05 | -1.7287e-05 | -1.9176e-05 | -2.1708e-05 | -2.6823e-05 | -3.2324e-05 | -3.8261e-05 | -4.4658e-05 | -5.1636e-05 | -5.9049e-05 | -6.7008e-05 | -8.4389e-05 | -9.3084e-05 | -9.5405e-05 | -9.7778e-05 | -0.00010018 | -0.00010264 | -0.00010583
[10 empty] | 0 | -0.0021079 | -0.004583 | -0.0069881 | -0.0093282 | -0.011602 | -0.013812 | -0.015964 | -0.018057 | -0.020091 | -0.022219 | -0.024248 | -0.026818 | -0.029524 | -0.032028 | -0.03446 | -0.036818 | -0.039104 | -0.041321 | -0.043521 | -0.045722 | -0.047714 | -0.050555 | -0.053329 | -0.055891 | -0.05841 | -0.060841 | -0.063186
[10 empty] | 0 | -0.00082616 | -0.0017963 | -0.0027389 | -0.0036561 | -0.0045473 | -0.0054137 | -0.0062569 | -0.0070773 | -0.0078744 | -0.0087087 | -0.0095039 | -0.010511 | -0.011572 | -0.012553 | -0.013506 | -0.014431 | -0.015327 | -0.016195 | -0.017058 | -0.01792 | -0.018701 | -0.019815 | -0.020902 | -0.021906 | -0.022894 | -0.023846 | -0.024766
[10 empty] | 0 | -0.00057584 | -0.001252 | -0.0019091 | -0.0025483 | -0.0031695 | -0.0037734 | -0.0043611 | -0.0049329 | -0.0054886 | -0.00607 | -0.0066243 | -0.0073264 | -0.0080656 | -0.0087498 | -0.009414 | -0.010058 | -0.010683 | -0.011288 | -0.01189 | -0.012491 | -0.013035 | -0.013811 | -0.014569 | -0.015269 | -0.015957 | -0.016621 | -0.017262
[10 empty] | 0 | -0.0021079 | -0.0024752 | -0.002405 | -0.0023401 | -0.0022737 | -0.0022106 | -0.0021511 | -0.0020932 | -0.0020339 | -0.0028311 | -0.0033223 | -0.004234 | -0.0050117 | -0.004872 | -0.0047328 | -0.004597 | -0.004463 | -0.0043335 | -0.0045437 | -0.0048584 | -0.005164 | -0.0067836 | -0.0071236 | -0.0072187 | -0.0073101 | -0.007085 | -0.0068648
[10 empty] | 0 | -0.043857 | -0.087696 | -0.13152 | -0.17537 | -0.21921 | -0.26306 | -0.3069 | -0.35074 | -0.39459 | -0.43845 | -0.48235 | -0.52627 | -0.57022 | -0.61424 | -0.65834 | -0.70253 | -0.74681 | -0.79119 | -0.83567 | -0.88026 | -0.92517 | -0.97019 | -1.0152 | -1.0601 | -1.105 | -1.1498 | -1.1946
[10 empty] | 0 | -0.017189 | -0.034372 | -0.051549 | -0.068734 | -0.085919 | -0.1031 | -0.12029 | -0.13747 | -0.15466 | -0.17185 | -0.18906 | -0.20627 | -0.22349 | -0.24075 | -0.25803 | -0.27535 | -0.29271 | -0.3101 | -0.32754 | -0.34501 | -0.36262 | -0.38026 | -0.39789 | -0.4155 | -0.43309 | -0.45067 | -0.46823
[10 empty] | 0 | -0.011981 | -0.023958 | -0.03593 | -0.047908 | -0.059887 | -0.071864 | -0.083841 | -0.095819 | -0.1078 | -0.11978 | -0.13177 | -0.14377 | -0.15578 | -0.1678 | -0.17985 | -0.19192 | -0.20402 | -0.21614 | -0.2283 | -0.24048 | -0.25275 | -0.26504 | -0.27733 | -0.28961 | -0.30187 | -0.31412 | -0.32636
[10 empty] | 0 | -0.043857 | -0.043839 | -0.043826 | -0.043844 | -0.043847 | -0.043842 | -0.043843 | -0.043845 | -0.043848 | -0.043855 | -0.043906 | -0.04392 | -0.043945 | -0.050284 | -0.055733 | -0.060421 | -0.064461 | -0.067939 | -0.070939 | -0.07353 | -0.088756 | -0.088855 | -0.08882 | -0.088793 | -0.088748 | -0.088714 | -0.08959
[10 empty] | 0 | 0 | 0 | 0 | 0 | 0 | 0 | 0 | 0 | 0 | 0 | 0 | 0 | 0 | 0 | 0 | 0 | 0 | 0 | 0 | 0 | 0 | 0 | 0 | 0 | 0 | 0 | 0
[10 empty] | 0 | 0 | 0 | 0 | 0 | 0 | 0 | 0 | 0 | 0 | 0 | 0 | 0 | 0 | 0 | 0 | 0 | 0 | 0 | 0 | 0 | 0 | 0 | 0 | 0 | 0 | 0 | 0
[10 empty] | 0 | 0 | 0 | 0 | 0 | 0 | 0 | 0 | 0 | 0 | 0 | 0 | 0 | 0 | 0 | 0 | 0 | 0 | 0 | 0 | 0 | 0 | 0 | 0 | 0 | 0 | 0 | 0
[10 empty] | 0 | 0 | 0 | 0 | 0 | 0 | 0 | 0 | 0 | 0 | 0 | 0 | 0 | 0 | 0 | 0 | 0 | 0 | 0 | 0 | 0 | 0 | 0 | 0 | 0 | 0 | 0 | 0
[10 empty] | 0 | -0.40899 | -0.81782 | -1.2265 | -1.6353 | -2.0436 | -2.4518 | -2.8598 | -3.2677 | -3.6754 | -4.0829 | -4.4903 | -4.8975 | -5.3046 | -5.7115 | -6.1182 | -6.5248 | -6.9312 | -7.3375 | -7.7436 | -8.1496 | -8.5554 | -8.961 | -9.3665 | -9.7718 | -10.1769 | -10.582 | -10.9868
[10 empty] | 0 | -0.08421 | -0.16839 | -0.25253 | -0.33669 | -0.42077 | -0.50481 | -0.58882 | -0.6728 | -0.75674 | -0.84065 | -0.92453 | -1.0084 | -1.0922 | -1.176 | -1.2597 | -1.3434 | -1.4271 | -1.5108 | -1.5944 | -1.678 | -1.7615 | -1.845 | -1.9285 | -2.012 | -2.0954 | -2.1788 | -2.2621
[10 empty] | 0 | -0.11353 | -0.22701 | -0.34044 | -0.45391 | -0.56725 | -0.68056 | -0.79381 | -0.90702 | -1.0202 | -1.1333 | -1.2464 | -1.3594 | -1.4724 | -1.5854 | -1.6983 | -1.8111 | -1.9239 | -2.0367 | -2.1494 | -2.2621 | -2.3747 | -2.4873 | -2.5999 | -2.7124 | -2.8248 | -2.9373 | -3.0496
[10 empty] | 0 | -0.40899 | -0.40883 | -0.40867 | -0.40878 | -0.40834 | -0.40818 | -0.40802 | -0.40786 | -0.4077 | -0.40754 | -0.40738 | -0.40722 | -0.40706 | -0.45234 | -0.49256 | -0.52827 | -0.56002 | -0.58816 | -0.61315 | -0.63532 | -0.655 | -0.67245 | -0.81388 | -0.81356 | -0.81324 | -0.813 | -0.81764
[10 empty] | 0 | -0.028266 | -0.056521 | -0.084765 | -0.11302 | -0.14124 | -0.16945 | -0.19765 | -0.22584 | -0.25401 | -0.28218 | -0.31033 | -0.33848 | -0.36661 | -0.39473 | -0.42284 | -0.45094 | -0.47903 | -0.50711 | -0.53517 | -0.56323 | -0.59128 | -0.61931 | -0.64733 | -0.67535 | -0.70335 | -0.73134 | -0.75932
[10 empty] | 0 | -0.0058199 | -0.011637 | -0.017453 | -0.02327 | -0.02908 | -0.034889 | -0.040695 | -0.046498 | -0.0523 | -0.058099 | -0.063896 | -0.069691 | -0.075483 | -0.081273 | -0.087061 | -0.092847 | -0.09863 | -0.10441 | -0.11019 | -0.11597 | -0.12174 | -0.12751 | -0.13328 | -0.13905 | -0.14482 | -0.15058 | -0.15634
[10 empty] | 0 | -0.007846 | -0.015689 | -0.023529 | -0.03137 | -0.039204 | -0.047034 | -0.054862 | -0.062686 | -0.070507 | -0.078325 | -0.08614 | -0.093952 | -0.10176 | -0.10957 | -0.11737 | -0.12517 | -0.13297 | -0.14076 | -0.14855 | -0.15634 | -0.16412 | -0.1719 | -0.17968 | -0.18746 | -0.19523 | -0.203 | -0.21077
[10 empty] | 0 | -0.028266 | -0.028255 | -0.028244 | -0.028252 | -0.028221 | -0.02821 | -0.028199 | -0.028188 | -0.028177 | -0.028166 | -0.028155 | -0.028144 | -0.028133 | -0.03216 | -0.035608 | -0.038561 | -0.041092 | -0.043255 | -0.045106 | -0.046689 | -0.056279 | -0.056256 | -0.056234 | -0.056218 | -0.056189 | -0.056167 | -0.056722
[10 empty] | 0 | -0.24869 | -0.31804 | -0.38736 | -0.40211 | -0.44018 | -0.4938 | -0.53107 | -0.62199 | -0.71341 | -0.80581 | -0.8988 | -0.99697 | -1.0956 | -1.1943 | -1.2932 | -1.3927 | -1.4927 | -1.5907 | -1.6874 | -1.7833 | -1.8797 | -1.9766 | -2.0709 | -2.1661 | -2.2621 | -2.3595 | -2.4582
[10 empty] | 0 | -0.089503 | -0.11446 | -0.13941 | -0.14472 | -0.15842 | -0.17772 | -0.19113 | -0.22385 | -0.25676 | -0.29001 | -0.32348 | -0.35881 | -0.39431 | -0.42985 | -0.46542 | -0.50124 | -0.53724 | -0.5725 | -0.6073 | -0.6418 | -0.67652 | -0.71138 | -0.7453 | -0.77957 | -0.81414 | -0.84918 | -0.8847
[10 empty] | 0 | -0.11557 | -0.1478 | -0.18002 | -0.18687 | -0.20456 | -0.22948 | -0.2468 | -0.28906 | -0.33154 | -0.37449 | -0.4177 | -0.46332 | -0.50916 | -0.55505 | -0.60099 | -0.64724 | -0.69372 | -0.73926 | -0.7842 | -0.82874 | -0.87358 | -0.91859 | -0.96239 | -1.0066 | -1.0513 | -1.0965 | -1.1424
[10 empty] | 0 | -0.24869 | -0.069348 | -0.069321 | -0.092466 | -0.1078 | -0.11803 | -0.15528 | -0.16612 | -0.17696 | -0.19903 | -0.21571 | -0.24117 | -0.26244 | -0.27848 | -0.29395 | -0.31367 | -0.33103 | -0.34713 | -0.36579 | -0.38297 | -0.39967 | -0.41785 | -0.43523 | -0.45212 | -0.46993 | -0.4873 | -0.50441
[10 empty] | 0 | -0.005424 | -0.010018 | -0.014609 | -0.019202 | -0.02379 | -0.028377 | -0.034333 | -0.040287 | -0.046239 | -0.052189 | -0.058136 | -0.064979 | -0.071819 | -0.078656 | -0.08549 | -0.092322 | -0.099152 | -0.10598 | -0.1128 | -0.11991 | -0.12742 | -0.13524 | -0.14331 | -0.15158 | -0.1604 | -0.1692 | -0.17778
[10 empty] | 0 | -0.0019521 | -0.0036053 | -0.0052579 | -0.0069109 | -0.0085622 | -0.010213 | -0.012357 | -0.014499 | -0.016642 | -0.018783 | -0.020923 | -0.023386 | -0.025847 | -0.028308 | -0.030768 | -0.033227 | -0.035685 | -0.038141 | -0.040597 | -0.043157 | -0.045858 | -0.048672 | -0.051578 | -0.054555 | -0.057726 | -0.060895 | -0.063984
[10 empty] | 0 | -0.0025207 | -0.0046555 | -0.0067894 | -0.0089239 | -0.011056 | -0.013188 | -0.015956 | -0.018723 | -0.021489 | -0.024254 | -0.027018 | -0.030198 | -0.033376 | -0.036554 | -0.03973 | -0.042905 | -0.046079 | -0.049251 | -0.052423 | -0.055727 | -0.059215 | -0.06285 | -0.066601 | -0.070446 | -0.074541 | -0.078633 | -0.082621
[10 empty] | 0 | -0.005424 | -0.0045935 | -0.0045917 | -0.004593 | -0.0045881 | -0.0045863 | -0.0059566 | -0.0059542 | -0.0059519 | -0.0059495 | -0.0059472 | -0.0068426 | -0.0068399 | -0.0068372 | -0.0068346 | -0.0068319 | -0.0068292 | -0.0068266 | -0.0068239 | -0.0081957 | -0.0092921 | -0.010168 | -0.010869 | -0.011427 | -0.013675 | -0.013669 | -0.013664
[10 empty] | 0 | -0.030883 | -0.061754 | -0.097557 | -0.1367 | -0.17882 | -0.22517 | -0.27281 | -0.32227 | -0.37244 | -0.42214 | -0.47185 | -0.52182 | -0.57178 | -0.62176 | -0.66891 | -0.71653 | -0.76447 | -0.81266 | -0.86113 | -0.90959 | -0.95783 | -1.0062 | -1.0546 | -1.1029 | -1.151 | -1.199 | -1.2469
[10 empty] | 0 | -0.011115 | -0.022225 | -0.035111 | -0.049198 | -0.064357 | -0.08104 | -0.098186 | -0.11599 | -0.13404 | -0.15193 | -0.16982 | -0.1878 | -0.20578 | -0.22377 | -0.24074 | -0.25788 | -0.27513 | -0.29247 | -0.30992 | -0.32736 | -0.34472 | -0.36215 | -0.37956 | -0.39693 | -0.41426 | -0.4315 | -0.44874
[10 empty] | 0 | -0.014352 | -0.028699 | -0.045338 | -0.063528 | -0.083103 | -0.10464 | -0.12678 | -0.14977 | -0.17309 | -0.19618 | -0.21928 | -0.24251 | -0.26572 | -0.28895 | -0.31086 | -0.33299 | -0.35527 | -0.37767 | -0.40019 | -0.42271 | -0.44513 | -0.46763 | -0.49012 | -0.51255 | -0.53493 | -0.55719 | -0.57945
[10 empty] | 0 | -0.030883 | -0.030871 | -0.041153 | -0.048021 | -0.055987 | -0.069698 | -0.076499 | -0.087044 | -0.09531 | -0.10455 | -0.11462 | -0.12375 | -0.13358 | -0.14241 | -0.15177 | -0.16111 | -0.17008 | -0.17948 | -0.18854 | -0.19781 | -0.207 | -0.21614 | -0.22538 | -0.23451 | -0.24372 | -0.25288 | -0.26205
[10 empty] | 0 | -0.08561 | -0.10788 | -0.11147 | -0.12372 | -0.14198 | -0.15345 | -0.18822 | -0.22398 | -0.26063 | -0.29727 | -0.33413 | -0.37449 | -0.41513 | -0.45616 | -0.49752 | -0.53882 | -0.58011 | -0.62142 | -0.66124 | -0.70127 | -0.74141 | -0.78152 | -0.82163 | -0.86191 | -0.90086 | -0.93995 | -0.97905
[10 empty] | 0 | -0.030811 | -0.038824 | -0.040118 | -0.044526 | -0.051097 | -0.055225 | -0.067741 | -0.080612 | -0.093802 | -0.10699 | -0.12025 | -0.13478 | -0.1494 | -0.16417 | -0.17906 | -0.19392 | -0.20878 | -0.22365 | -0.23798 | -0.25239 | -0.26683 | -0.28127 | -0.2957 | -0.3102 | -0.32422 | -0.33829 | -0.35236
[10 empty] | 0 | -0.039786 | -0.050133 | -0.051803 | -0.057496 | -0.065981 | -0.071311 | -0.087473 | -0.10409 | -0.12112 | -0.13815 | -0.15528 | -0.17404 | -0.19292 | -0.21199 | -0.23121 | -0.2504 | -0.2696 | -0.28879 | -0.3073 | -0.3259 | -0.34455 | -0.3632 | -0.38183 | -0.40055 | -0.41866 | -0.43683 | -0.455
[10 empty] | 0 | -0.08561 | -0.022266 | -0.029681 | -0.034635 | -0.040381 | -0.050269 | -0.061015 | -0.069426 | -0.076019 | -0.083391 | -0.091418 | -0.10497 | -0.1133 | -0.1208 | -0.12873 | -0.13666 | -0.14426 | -0.15224 | -0.15992 | -0.16778 | -0.17558 | -0.18333 | -0.19117 | -0.19892 | -0.20673 | -0.2145 | -0.22227
[10 empty] | 0 | -0.0081023 | -0.016072 | -0.023925 | -0.03185 | -0.039882 | -0.047963 | -0.056187 | -0.06458 | -0.07304 | -0.081556 | -0.090156 | -0.09892 | -0.10788 | -0.11705 | -0.12637 | -0.13584 | -0.14544 | -0.15522 | -0.16511 | -0.17508 | -0.18547 | -0.19589 | -0.2063 | -0.21662 | -0.22685 | -0.23701 | -0.24707
[10 empty] | 0 | -0.0017247 | -0.0034211 | -0.0050929 | -0.0067797 | -0.0084896 | -0.01021 | -0.01196 | -0.013747 | -0.015548 | -0.01736 | -0.019191 | -0.021057 | -0.022964 | -0.024916 | -0.026901 | -0.028915 | -0.030959 | -0.03304 | -0.035147 | -0.037268 | -0.039479 | -0.041699 | -0.043914 | -0.046112 | -0.048289 | -0.050452 | -0.052593
[10 empty] | 0 | -0.0018239 | -0.0036178 | -0.0053857 | -0.0071696 | -0.0089777 | -0.010797 | -0.012648 | -0.014537 | -0.016442 | -0.018359 | -0.020295 | -0.022268 | -0.024285 | -0.026349 | -0.028448 | -0.030578 | -0.032739 | -0.03494 | -0.037168 | -0.039411 | -0.04175 | -0.044096 | -0.046439 | -0.048763 | -0.051066 | -0.053353 | -0.055618
[10 empty] | 0 | -0.0081023 | -0.0079694 | -0.0078535 | -0.0079245 | -0.0080324 | -0.0080813 | -0.0082237 | -0.0083933 | -0.0084597 | -0.0085154 | -0.0086009 | -0.0096639 | -0.010647 | -0.011541 | -0.012312 | -0.013011 | -0.013654 | -0.014291 | -0.014845 | -0.015299 | -0.018575 | -0.018616 | -0.018724 | -0.018924 | -0.019189 | -0.019506 | -0.019859
[10 empty] | 0 | -0.0038963 | -0.0077647 | -0.011607 | -0.015452 | -0.019299 | -0.023142 | -0.026994 | -0.031252 | -0.035824 | -0.040646 | -0.045672 | -0.050651 | -0.056103 | -0.061395 | -0.06658 | -0.071696 | -0.076771 | -0.081829 | -0.086877 | -0.092021 | -0.096645 | -0.10137 | -0.10616 | -0.11097 | -0.11585 | -0.12071 | -0.12555
[10 empty] | 0 | -0.00082939 | -0.0016528 | -0.0024708 | -0.0032892 | -0.004108 | -0.0049262 | -0.0057462 | -0.0066525 | -0.0076258 | -0.0086521 | -0.009722 | -0.010782 | -0.011942 | -0.013069 | -0.014173 | -0.015262 | -0.016342 | -0.017419 | -0.018493 | -0.019588 | -0.020572 | -0.021578 | -0.022597 | -0.023621 | -0.024661 | -0.025695 | -0.026726
[10 empty] | 0 | -0.00087708 | -0.0017479 | -0.0026129 | -0.0034783 | -0.0043443 | -0.0052094 | -0.0060766 | -0.0070351 | -0.0080642 | -0.0091496 | -0.010281 | -0.011402 | -0.012629 | -0.013821 | -0.014988 | -0.016139 | -0.017282 | -0.01842 | -0.019557 | -0.020714 | -0.021755 | -0.022819 | -0.023896 | -0.024979 | -0.026079 | -0.027173 | -0.028263
[10 empty] | 0 | -0.0038963 | -0.0038684 | -0.0038427 | -0.0038443 | -0.0038469 | -0.0038435 | -0.0038521 | -0.0046516 | -0.0052814 | -0.0057836 | -0.0061914 | -0.0065199 | -0.0078318 | -0.0078341 | -0.0079875 | -0.0082377 | -0.0085393 | -0.0088713 | -0.0091977 | -0.009926 | -0.010461 | -0.010881 | -0.011229 | -0.011541 | -0.012112 | -0.012278 | -0.012596
[10 empty] | 0 | -0.00083481 | -0.0016776 | -0.002533 | -0.0034128 | -0.0043195 | -0.0052536 | -0.00623 | -0.0072535 | -0.00831 | -0.0093987 | -0.010525 | -0.01169 | -0.012897 | -0.014144 | -0.015427 | -0.016763 | -0.018154 | -0.019608 | -0.021121 | -0.022685 | -0.024297 | -0.025954 | -0.027689 | -0.029456 | -0.031254 | -0.03308 | -0.034931
[10 empty] | 0 | -0.0001777 | -0.00035711 | -0.0005392 | -0.00072647 | -0.00091947 | -0.0011183 | -0.0013262 | -0.001544 | -0.0017689 | -0.0020007 | -0.0022404 | -0.0024885 | -0.0027453 | -0.0030108 | -0.0032839 | -0.0035682 | -0.0038644 | -0.0041739 | -0.004496 | -0.0048289 | -0.0051721 | -0.0055248 | -0.0058941 | -0.0062702 | -0.006653 | -0.0070415 | -0.0074356
[10 empty] | 0 | -0.00018792 | -0.00037765 | -0.0005702 | -0.00076825 | -0.00097234 | -0.0011826 | -0.0014024 | -0.0016328 | -0.0018706 | -0.0021157 | -0.0023692 | -0.0026316 | -0.0029031 | -0.0031839 | -0.0034727 | -0.0037734 | -0.0040866 | -0.0044139 | -0.0047545 | -0.0051065 | -0.0054695 | -0.0058425 | -0.006233 | -0.0066308 | -0.0070355 | -0.0074464 | -0.0078632
[10 empty] | 0 | -0.00083481 | -0.00084283 | -0.0008554 | -0.00087979 | -0.00090666 | -0.00093417 | -0.00097639 | -0.0010234 | -0.0010565 | -0.0010887 | -0.0011261 | -0.0011654 | -0.0012065 | -0.0012473 | -0.0012831 | -0.0014549 | -0.0016138 | -0.0017672 | -0.0019069 | -0.0020311 | -0.0021465 | -0.002254 | -0.002636 | -0.0026929 | -0.0027508 | -0.0028099 | -0.0028696
[10 empty] | 0 | 0 | 0 | 0 | 0 | 0 | 0 | 0 | 0 | 0 | 0 | 0 | 0 | 0 | 0 | 0 | 0 | 0 | 0 | 0 | 0 | 0 | 0 | 0 | 0 | 0 | 0 | 0
[10 empty] | 0 | 0 | 0 | 0 | 0 | 0 | 0 | 0 | 0 | 0 | 0 | 0 | 0 | 0 | 0 | 0 | 0 | 0 | 0 | 0 | 0 | 0 | 0 | 0 | 0 | 0 | 0 | 0
[10 empty] | 0 | 0 | 0 | 0 | 0 | 0 | 0 | 0 | 0 | 0 | 0 | 0 | 0 | 0 | 0 | 0 | 0 | 0 | 0 | 0 | 0 | 0 | 0 | 0 | 0 | 0 | 0 | 0
[10 empty] | 0 | 0 | 0 | 0 | 0 | 0 | 0 | 0 | 0 | 0 | 0 | 0 | 0 | 0 | 0 | 0 | 0 | 0 | 0 | 0 | 0 | 0 | 0 | 0 | 0 | 0 | 0 | 0
[10 empty] | 0 | -0.00021779 | -0.00042941 | -0.00063846 | -0.00085164 | -0.0010703 | -0.0012952 | -0.001536 | -0.001796 | -0.002065 | -0.0023418 | -0.0026298 | -0.0029366 | -0.0032653 | -0.0036169 | -0.0039863 | -0.0043734 | -0.0047786 | -0.005206 | -0.0056505 | -0.0061056 | -0.0066075 | -0.0071158 | -0.0076238 | -0.0081294 | -0.0086315 | -0.0091302 | -0.0096225
[10 empty] | 0 | -4.636e-05 | -9.1406e-05 | -0.00013591 | -0.00018129 | -0.00022783 | -0.00027571 | -0.00032697 | -0.00038232 | -0.00043957 | -0.0004985 | -0.0005598 | -0.00062509 | -0.00069508 | -0.00076991 | -0.00084855 | -0.00093096 | -0.0010172 | -0.0011082 | -0.0012028 | -0.0012997 | -0.0014065 | -0.0015147 | -0.0016229 | -0.0017305 | -0.0018373 | -0.0019435 | -0.0020483
[10 empty] | 0 | -4.9026e-05 | -9.6662e-05 | -0.00014372 | -0.00019171 | -0.00024093 | -0.00029156 | -0.00034577 | -0.0004043 | -0.00046484 | -0.00052716 | -0.00059199 | -0.00066104 | -0.00073505 | -0.00081418 | -0.00089735 | -0.00098449 | -0.0010757 | -0.0011719 | -0.001272 | -0.0013744 | -0.0014874 | -0.0016018 | -0.0017162 | -0.00183 | -0.001943 | -0.0020553 | -0.0021661
[10 empty] | 0 | -0.00021779 | -0.00021162 | -0.00020906 | -0.00021318 | -0.00021867 | -0.0002249 | -0.00024081 | -0.00026003 | -0.00026893 | -0.00027685 | -0.00028799 | -0.00033093 | -0.0003738 | -0.00041479 | -0.00044936 | -0.00048245 | -0.00051488 | -0.00055166 | -0.00058389 | -0.00060891 | -0.00073638 | -0.00074682 | -0.0007561 | -0.00076878 | -0.00078389 | -0.00080103 | -0.0008196
[10 empty] | 0 | -0.00080416 | -0.0016476 | -0.0025316 | -0.0034585 | -0.0044284 | -0.0054437 | -0.0065058 | -0.0076166 | -0.0087777 | -0.0099909 | -0.011258 | -0.012581 | -0.013962 | -0.015403 | -0.016906 | -0.018473 | -0.020107 | -0.021809 | -0.023582 | -0.025429 | -0.027352 | -0.029354 | -0.031437 | -0.033604 | -0.035859 | -0.038203 | -0.040641
[10 empty] | 0 | -0.00017118 | -0.00035071 | -0.0005389 | -0.00073619 | -0.00094267 | -0.0011588 | -0.0013849 | -0.0016213 | -0.0018685 | -0.0021267 | -0.0023965 | -0.0026781 | -0.0029721 | -0.0032788 | -0.0035987 | -0.0039323 | -0.00428 | -0.0046424 | -0.0050198 | -0.005413 | -0.0058223 | -0.0062484 | -0.0066919 | -0.0071532 | -0.0076331 | -0.0081322 | -0.0086511
[10 empty] | 0 | -0.00018102 | -0.00037088 | -0.00056989 | -0.00077852 | -0.00099687 | -0.0012254 | -0.0014645 | -0.0017145 | -0.0019759 | -0.002249 | -0.0025343 | -0.0028321 | -0.003143 | -0.0034673 | -0.0038056 | -0.0041584 | -0.0045261 | -0.0049093 | -0.0053085 | -0.0057242 | -0.0061571 | -0.0066077 | -0.0070767 | -0.0075646 | -0.008072 | -0.0085998 | -0.0091485
[10 empty] | 0 | -0.00080416 | -0.0008434 | -0.00088408 | -0.00092684 | -0.00096996 | -0.0010152 | -0.0010622 | -0.0011107 | -0.0011611 | -0.0013281 | -0.0014862 | -0.0016371 | -0.0017825 | -0.0019236 | -0.0020617 | -0.0021978 | -0.0025671 | -0.0026798 | -0.0028128 | -0.0029626 | -0.0031258 | -0.0033005 | -0.0034849 | -0.0036775 | -0.0038775 | -0.004151 | -0.0044149
[10 empty] | 0 | -0.00017502 | -0.00034882 | -0.00052141 | -0.0006929 | -0.00086307 | -0.001032 | -0.0011998 | -0.0013664 | -0.0015319 | -0.0016961 | -0.0018592 | -0.0020211 | -0.0021819 | -0.0023415 | -0.0025 | -0.0026574 | -0.0028136 | -0.0029687 | -0.0031227 | -0.0032756 | -0.0034274 | -0.003578 | -0.0037276 | -0.0038761 | -0.0040235 | -0.0041699 | -0.0043152
[10 empty] | 0 | -3.7257e-05 | -7.4253e-05 | -0.00011099 | -0.0001475 | -0.00018372 | -0.00021969 | -0.0002554 | -0.00029087 | -0.00032608 | -0.00036105 | -0.00039576 | -0.00043023 | -0.00046445 | -0.00049843 | -0.00053217 | -0.00056567 | -0.00059892 | -0.00063194 | -0.00066472 | -0.00069726 | -0.00072957 | -0.00076164 | -0.00079349 | -0.0008251 | -0.00085648 | -0.00088763 | -0.00091855
[10 empty] | 0 | -3.9399e-05 | -7.8522e-05 | -0.00011737 | -0.00015598 | -0.00019428 | -0.00023232 | -0.00027009 | -0.00030759 | -0.00034483 | -0.00038181 | -0.00041852 | -0.00045497 | -0.00049116 | -0.0005271 | -0.00056277 | -0.00059819 | -0.00063336 | -0.00066828 | -0.00070294 | -0.00073735 | -0.00077152 | -0.00080544 | -0.00083911 | -0.00087254 | -0.00090572 | -0.00093867 | -0.00097137
[10 empty] | 0 | -0.00017502 | -0.0001738 | -0.00017258 | -0.00017149 | -0.00017017 | -0.00016898 | -0.00016779 | -0.0001666 | -0.00016542 | -0.00016425 | -0.00016309 | -0.00016193 | -0.00016078 | -0.00015963 | -0.00015849 | -0.00015736 | -0.00015623 | -0.00018011 | -0.00020025 | -0.00021719 | -0.00023139 | -0.00024323 | -0.00025306 | -0.00026116 | -0.00031878 | -0.0003165 | -0.00031423
[10 empty] | 0 | 0 | 0 | 0 | 0 | 0 | 0 | 0 | 0 | 0 | 0 | 0 | 0 | 0 | 0 | 0 | 0 | 0 | 0 | 0 | 0 | 0 | 0 | 0 | 0 | 0 | 0 | 0
[10 empty] | 0 | 0 | 0 | 0 | 0 | 0 | 0 | 0 | 0 | 0 | 0 | 0 | 0 | 0 | 0 | 0 | 0 | 0 | 0 | 0 | 0 | 0 | 0 | 0 | 0 | 0 | 0 | 0
[10 empty] | 0 | 0 | 0 | 0 | 0 | 0 | 0 | 0 | 0 | 0 | 0 | 0 | 0 | 0 | 0 | 0 | 0 | 0 | 0 | 0 | 0 | 0 | 0 | 0 | 0 | 0 | 0 | 0
[10 empty] | 0 | 0 | 0 | 0 | 0 | 0 | 0 | 0 | 0 | 0 | 0 | 0 | 0 | 0 | 0 | 0 | 0 | 0 | 0 | 0 | 0 | 0 | 0 | 0 | 0 | 0 | 0 | 0
[10 empty] | 0 | -0.008803 | -0.017262 | -0.025386 | -0.033192 | -0.040677 | -0.047856 | -0.054739 | -0.061335 | -0.067651 | -0.073697 | -0.079481 | -0.08501 | -0.090293 | -0.095336 | -0.10015 | -0.10473 | -0.1091 | -0.11326 | -0.11722 | -0.12097 | -0.12454 | -0.12791 | -0.13111 | -0.13414 | -0.13699 | -0.13969 | -0.14222
[10 empty] | 0 | -0.0013225 | -0.0025932 | -0.0038137 | -0.0049863 | -0.0061108 | -0.0071893 | -0.0082233 | -0.0092142 | -0.010163 | -0.011071 | -0.01194 | -0.012771 | -0.013564 | -0.014322 | -0.015045 | -0.015734 | -0.01639 | -0.017015 | -0.017609 | -0.018173 | -0.018709 | -0.019216 | -0.019697 | -0.020151 | -0.02058 | -0.020985 | -0.021366
[10 empty] | 0 | -0.0017182 | -0.0033691 | -0.0049548 | -0.0064783 | -0.0079392 | -0.0093404 | -0.010684 | -0.011971 | -0.013204 | -0.014384 | -0.015513 | -0.016592 | -0.017623 | -0.018607 | -0.019547 | -0.020442 | -0.021295 | -0.022106 | -0.022878 | -0.023611 | -0.024307 | -0.024966 | -0.02559 | -0.026181 | -0.026738 | -0.027264 | -0.027759
[10 empty] | 0 | -0.008803 | -0.0084586 | -0.0081244 | -0.0078056 | -0.010419 | -0.011955 | -0.012775 | -0.014864 | -0.015234 | -0.01591 | -0.016555 | -0.018181 | -0.019099 | -0.019719 | -0.020527 | -0.021197 | -0.021942 | -0.022574 | -0.023395 | -0.023963 | -0.024473 | -0.025002 | -0.025545 | -0.026057 | -0.026494 | -0.026947 | -0.027332
[10 empty] | 0 | -0.00066004 | -0.0012943 | -0.0019034 | -0.0024887 | -0.0030499 | -0.0035882 | -0.0041043 | -0.0045988 | -0.0050724 | -0.0055257 | -0.0059594 | -0.0063739 | -0.00677 | -0.0071482 | -0.0075089 | -0.0078529 | -0.0081805 | -0.0084922 | -0.0087887 | -0.0090703 | -0.0093375 | -0.0095909 | -0.0098307 | -0.010058 | -0.010272 | -0.010474 | -0.010664
[10 empty] | 0 | -9.9156e-05 | -0.00019443 | -0.00028595 | -0.00037387 | -0.00045818 | -0.00053905 | -0.00061658 | -0.00069087 | -0.00076202 | -0.00083012 | -0.00089526 | -0.00095754 | -0.001017 | -0.0010739 | -0.0011281 | -0.0011797 | -0.0012289 | -0.0012758 | -0.0013203 | -0.0013626 | -0.0014028 | -0.0014408 | -0.0014768 | -0.0015109 | -0.0015431 | -0.0015734 | -0.001602
[10 empty] | 0 | -0.00012882 | -0.00025261 | -0.0003715 | -0.00048573 | -0.00059527 | -0.00070033 | -0.00080106 | -0.00089758 | -0.00099002 | -0.0010785 | -0.0011631 | -0.0012441 | -0.0013214 | -0.0013952 | -0.0014656 | -0.0015327 | -0.0015966 | -0.0016575 | -0.0017154 | -0.0017703 | -0.0018225 | -0.0018719 | -0.0019187 | -0.001963 | -0.0020048 | -0.0020442 | -0.0020813
[10 empty] | 0 | -0.00066004 | -0.00063422 | -0.00060915 | -0.00058525 | -0.00056121 | -0.00053831 | -0.00051608 | -0.00071453 | -0.00083169 | -0.00089509 | -0.0010536 | -0.0010099 | -0.00096742 | -0.00092635 | -0.00095967 | -0.0010159 | -0.0010696 | -0.0011968 | -0.0012463 | -0.0012498 | -0.0012528 | -0.0012216 | -0.0012156 | -0.0012257 | -0.0012856 | -0.0013428 | -0.0013779
[10 empty] | 0 | -0.0034308 | -0.0068747 | -0.010332 | -0.013805 | -0.017288 | -0.020785 | -0.024296 | -0.02782 | -0.031357 | -0.034908 | -0.038472 | -0.04205 | -0.045641 | -0.049247 | -0.052865 | -0.056498 | -0.060144 | -0.063805 | -0.067479 | -0.071167 | -0.074869 | -0.078584 | -0.082314 | -0.086058 | -0.089817 | -0.093589 | -0.097375
[10 empty] | 0 | -0.0005154 | -0.0010328 | -0.0015521 | -0.0020738 | -0.0025972 | -0.0031225 | -0.0036499 | -0.0041793 | -0.0047107 | -0.0052441 | -0.0057796 | -0.0063171 | -0.0068566 | -0.0073982 | -0.0079419 | -0.0084876 | -0.0090354 | -0.0095852 | -0.010137 | -0.010691 | -0.011247 | -0.011806 | -0.012366 | -0.012928 | -0.013493 | -0.01406 | -0.014629
[10 empty] | 0 | -0.00066961 | -0.0013418 | -0.0020166 | -0.0026944 | -0.0033743 | -0.0040569 | -0.004742 | -0.0054298 | -0.0061202 | -0.0068132 | -0.0075089 | -0.0082072 | -0.0089082 | -0.0096118 | -0.010318 | -0.011027 | -0.011739 | -0.012453 | -0.01317 | -0.01389 | -0.014613 | -0.015338 | -0.016066 | -0.016797 | -0.01753 | -0.018266 | -0.019006
[10 empty] | 0 | -0.0034308 | -0.0034439 | -0.0034572 | -0.0034728 | -0.0046273 | -0.0054074 | -0.0059364 | -0.0069764 | -0.007384 | -0.0079204 | -0.0084592 | -0.0093947 | -0.010085 | -0.010679 | -0.01136 | -0.012005 | -0.012696 | -0.013359 | -0.014111 | -0.014784 | -0.015449 | -0.016135 | -0.01684 | -0.017549 | -0.018242 | -0.018955 | -0.019655
[10 empty] | 0 | -0.0034049 | -0.0067327 | -0.0099848 | -0.013165 | -0.016269 | -0.019302 | -0.022263 | -0.025156 | -0.02798 | -0.030737 | -0.033428 | -0.036054 | -0.038616 | -0.041116 | -0.043554 | -0.045932 | -0.048251 | -0.050511 | -0.052714 | -0.054861 | -0.056952 | -0.058989 | -0.060973 | -0.062904 | -0.064784 | -0.066613 | -0.068393
[10 empty] | 0 | -0.00051151 | -0.0010114 | -0.0015 | -0.0019777 | -0.0024441 | -0.0028996 | -0.0033446 | -0.0037791 | -0.0042033 | -0.0046175 | -0.0050218 | -0.0054163 | -0.0058012 | -0.0061768 | -0.0065431 | -0.0069003 | -0.0072486 | -0.0075882 | -0.0079191 | -0.0082416 | -0.0085558 | -0.0088618 | -0.0091598 | -0.00945 | -0.0097324 | -0.010007 | -0.010274
[10 empty] | 0 | -0.00066456 | -0.0013141 | -0.0019488 | -0.0025695 | -0.0031754 | -0.0037673 | -0.0043453 | -0.0049098 | -0.005461 | -0.0059991 | -0.0065243 | -0.0070369 | -0.007537 | -0.008025 | -0.0085009 | -0.008965 | -0.0094175 | -0.0098587 | -0.010289 | -0.010708 | -0.011116 | -0.011513 | -0.011901 | -0.012278 | -0.012644 | -0.013001 | -0.013349
[10 empty] | 0 | -0.0034049 | -0.0033278 | -0.0032521 | -0.0031799 | -0.0031044 | -0.0037135 | -0.0041721 | -0.004511 | -0.004755 | -0.0049225 | -0.0060587 | -0.0061346 | -0.0062516 | -0.0063832 | -0.0065098 | -0.0070065 | -0.0073686 | -0.0076394 | -0.0078468 | -0.0080077 | -0.0084793 | -0.008641 | -0.0088254 | -0.0090085 | -0.0091763 | -0.0094925 | -0.0097333
[10 empty] | 0 | -0.0098189 | -0.019634 | -0.029445 | -0.039259 | -0.049062 | -0.058862 | -0.068657 | -0.078449 | -0.088237 | -0.098021 | -0.1078 | -0.11758 | -0.12735 | -0.13712 | -0.14688 | -0.15664 | -0.1664 | -0.17616 | -0.1859 | -0.19565 | -0.20539 | -0.21513 | -0.22487 | -0.2346 | -0.24432 | -0.25405 | -0.26377
[10 empty] | 0 | -0.0014751 | -0.0029496 | -0.0044235 | -0.0058978 | -0.0073705 | -0.0088427 | -0.010314 | -0.011785 | -0.013256 | -0.014725 | -0.016195 | -0.017663 | -0.019132 | -0.020599 | -0.022066 | -0.023532 | -0.024998 | -0.026463 | -0.027928 | -0.029392 | -0.030856 | -0.032319 | -0.033781 | -0.035243 | -0.036704 | -0.038165 | -0.039625
[10 empty] | 0 | -0.0019164 | -0.0038321 | -0.005747 | -0.0076625 | -0.0095759 | -0.011489 | -0.0134 | -0.015312 | -0.017222 | -0.019132 | -0.02104 | -0.022949 | -0.024856 | -0.026763 | -0.028668 | -0.030574 | -0.032478 | -0.034382 | -0.036285 | -0.038187 | -0.040088 | -0.041989 | -0.043889 | -0.045788 | -0.047687 | -0.049584 | -0.051481
[10 empty] | 0 | -0.0098189 | -0.009815 | -0.0098111 | -0.0098139 | -0.0098033 | -0.0097995 | -0.0097956 | -0.0097917 | -0.0097879 | -0.011748 | -0.013314 | -0.014566 | -0.015567 | -0.016365 | -0.019576 | -0.019568 | -0.01956 | -0.019554 | -0.019937 | -0.020557 | -0.021303 | -0.0221 | -0.022896 | -0.024689 | -0.026017 | -0.026996 | -0.027711
[10 empty] | 0 | -0.0016047 | -0.0031467 | -0.0046277 | -0.0060506 | -0.007415 | -0.0087238 | -0.0099785 | -0.011181 | -0.012332 | -0.013434 | -0.014489 | -0.015497 | -0.01646 | -0.017379 | -0.018256 | -0.019092 | -0.019889 | -0.020647 | -0.021368 | -0.022052 | -0.022702 | -0.023318 | -0.023901 | -0.024452 | -0.024973 | -0.025464 | -0.025926
[10 empty] | 0 | -0.00024107 | -0.00047272 | -0.0006952 | -0.00090896 | -0.0011139 | -0.0013106 | -0.001499 | -0.0016797 | -0.0018527 | -0.0020182 | -0.0021766 | -0.002328 | -0.0024727 | -0.0026108 | -0.0027426 | -0.0028682 | -0.0029878 | -0.0031017 | -0.00321 | -0.0033129 | -0.0034105 | -0.003503 | -0.0035906 | -0.0036734 | -0.0037516 | -0.0038254 | -0.0038948
[10 empty] | 0 | -0.00031321 | -0.00061416 | -0.00090322 | -0.0011809 | -0.0014472 | -0.0017027 | -0.0019476 | -0.0021822 | -0.002407 | -0.0026221 | -0.0028279 | -0.0030246 | -0.0032126 | -0.003392 | -0.0035632 | -0.0037264 | -0.0038818 | -0.0040298 | -0.0041705 | -0.0043041 | -0.0044309 | -0.0045511 | -0.0046649 | -0.0047726 | -0.0048742 | -0.00497 | -0.0050602
[10 empty] | 0 | -0.0016047 | -0.0015419 | -0.001481 | -0.0014229 | -0.0013645 | -0.0018437 | -0.0021253 | -0.0022764 | -0.0026588 | -0.0025494 | -0.0026217 | -0.0027498 | -0.0028715 | -0.0031726 | -0.0032847 | -0.003345 | -0.0034612 | -0.00347 | -0.0036006 | -0.0037248 | -0.0038155 | -0.0039396 | -0.0039777 | -0.0040266 | -0.004102 | -0.0041521 | -0.004242
[10 empty] | 0 | 0 | 0 | 0 | 0 | 0 | 0 | 0 | 0 | 0 | 0 | 0 | 0 | 0 | 0 | 0 | 0 | 0 | 0 | 0 | 0 | 0 | 0 | 0 | 0 | 0 | 0 | 0
[10 empty] | 0 | 0 | 0 | 0 | 0 | 0 | 0 | 0 | 0 | 0 | 0 | 0 | 0 | 0 | 0 | 0 | 0 | 0 | 0 | 0 | 0 | 0 | 0 | 0 | 0 | 0 | 0 | 0
[10 empty] | 0 | 0 | 0 | 0 | 0 | 0 | 0 | 0 | 0 | 0 | 0 | 0 | 0 | 0 | 0 | 0 | 0 | 0 | 0 | 0 | 0 | 0 | 0 | 0 | 0 | 0 | 0 | 0
[10 empty] | 0 | 0 | 0 | 0 | 0 | 0 | 0 | 0 | 0 | 0 | 0 | 0 | 0 | 0 | 0 | 0 | 0 | 0 | 0 | 0 | 0 | 0 | 0 | 0 | 0 | 0 | 0 | 0
[10 empty] | 0 | -0.00011697 | -0.00028301 | -0.00051388 | -0.00082313 | -0.0012274 | -0.0017741 | -0.0024251 | -0.0033223 | -0.0044621 | -0.0058853 | -0.0076026 | -0.0096997 | -0.011993 | -0.014905 | -0.018277 | -0.02216 | -0.026632 | -0.03175 | -0.037395 | -0.044191 | -0.052423 | -0.062366 | -0.074122 | -0.08802 | -0.10434 | -0.12349 | -0.14594
[10 empty] | 0 | -1.7572e-05 | -4.2517e-05 | -7.72e-05 | -0.00012366 | -0.00018439 | -0.00026651 | -0.00036432 | -0.00049911 | -0.00067034 | -0.00088413 | -0.0011421 | -0.0014572 | -0.0018016 | -0.0022392 | -0.0027457 | -0.003329 | -0.0040009 | -0.0047698 | -0.0056177 | -0.0066388 | -0.0078754 | -0.0093692 | -0.011135 | -0.013223 | -0.015675 | -0.018552 | -0.021924
[10 empty] | 0 | -2.283e-05 | -5.5238e-05 | -0.0001003 | -0.00016066 | -0.00023956 | -0.00034626 | -0.00047332 | -0.00064845 | -0.00087091 | -0.0011487 | -0.0014839 | -0.0018932 | -0.0023407 | -0.0029092 | -0.0035672 | -0.0043251 | -0.0051981 | -0.006197 | -0.0072986 | -0.0086252 | -0.010232 | -0.012173 | -0.014467 | -0.017179 | -0.020365 | -0.024103 | -0.028484
[10 empty] | 0 | -0.00011697 | -0.00016604 | -0.00023087 | -0.00030924 | -0.00040426 | -0.00054667 | -0.00065102 | -0.00089725 | -0.0011398 | -0.0014465 | -0.0017692 | -0.0021849 | -0.002425 | -0.0030992 | -0.0036604 | -0.0042575 | -0.0049687 | -0.0057633 | -0.0064745 | -0.0078522 | -0.0095406 | -0.01154 | -0.013716 | -0.016278 | -0.019162 | -0.022526 | -0.026365
[10 empty] | 0 | -0.001654 | -0.0033074 | -0.0049602 | -0.0066134 | -0.0082648 | -0.0099155 | -0.011566 | -0.013215 | -0.014864 | -0.016512 | -0.01816 | -0.019806 | -0.021453 | -0.023098 | -0.024743 | -0.026388 | -0.028031 | -0.029674 | -0.031317 | -0.032958 | -0.034599 | -0.03624 | -0.03788 | -0.039519 | -0.041157 | -0.042795 | -0.044433
[10 empty] | 0 | -0.00024848 | -0.00049687 | -0.00074515 | -0.00099351 | -0.0012416 | -0.0014896 | -0.0017375 | -0.0019853 | -0.002233 | -0.0024806 | -0.0027281 | -0.0029755 | -0.0032228 | -0.00347 | -0.0037171 | -0.0039641 | -0.0042111 | -0.0044579 | -0.0047046 | -0.0049513 | -0.0051978 | -0.0054442 | -0.0056906 | -0.0059368 | -0.006183 | -0.0064291 | -0.006675
[10 empty] | 0 | -0.00032283 | -0.00064554 | -0.00096811 | -0.0012908 | -0.0016131 | -0.0019353 | -0.0022574 | -0.0025793 | -0.0029011 | -0.0032228 | -0.0035444 | -0.0038658 | -0.0041871 | -0.0045083 | -0.0048293 | -0.0051503 | -0.0054711 | -0.0057918 | -0.0061123 | -0.0064327 | -0.006753 | -0.0070732 | -0.0073933 | -0.0077132 | -0.008033 | -0.0083527 | -0.0086723
[10 empty] | 0 | -0.001654 | -0.0016534 | -0.0016527 | -0.0016532 | -0.0016514 | -0.0016508 | -0.0016501 | -0.0016495 | -0.0016488 | -0.0016482 | -0.0018838 | -0.0020856 | -0.0022584 | -0.0024065 | -0.002533 | -0.0026413 | -0.002734 | -0.0032952 | -0.0032938 | -0.0032925 | -0.0033253 | -0.0033815 | -0.0034546 | -0.0035383 | -0.003628 | -0.0037203 | -0.0038126
[10 empty] | 0 | -0.0023432 | -0.0046854 | -0.0070268 | -0.0093688 | -0.011708 | -0.014047 | -0.016384 | -0.018721 | -0.021057 | -0.023392 | -0.025726 | -0.028059 | -0.030391 | -0.032722 | -0.035052 | -0.037382 | -0.03971 | -0.042038 | -0.044364 | -0.04669 | -0.049015 | -0.051339 | -0.053662 | -0.055984 | -0.058305 | -0.060626 | -0.062945
[10 empty] | 0 | -0.00035201 | -0.00070388 | -0.0010556 | -0.0014074 | -0.0017589 | -0.0021102 | -0.0024614 | -0.0028124 | -0.0031633 | -0.0035141 | -0.0038647 | -0.0042152 | -0.0045656 | -0.0049158 | -0.0052658 | -0.0056158 | -0.0059656 | -0.0063152 | -0.0066648 | -0.0070142 | -0.0073634 | -0.0077125 | -0.0080615 | -0.0084104 | -0.0087591 | -0.0091077 | -0.0094561
[10 empty] | 0 | -0.00045734 | -0.0009145 | -0.0013715 | -0.0018286 | -0.0022852 | -0.0027416 | -0.0031979 | -0.0036539 | -0.0041098 | -0.0045656 | -0.0050211 | -0.0054764 | -0.0059316 | -0.0063866 | -0.0068414 | -0.0072961 | -0.0077506 | -0.0082048 | -0.008659 | -0.0091129 | -0.0095667 | -0.01002 | -0.010474 | -0.010927 | -0.01138 | -0.011833 | -0.012286
[10 empty] | 0 | -0.0023432 | -0.0023423 | -0.0023413 | -0.002342 | -0.0023395 | -0.0023385 | -0.0023376 | -0.0026714 | -0.0029573 | -0.0032021 | -0.0034118 | -0.0035911 | -0.0037446 | -0.0038758 | -0.0047186 | -0.0047987 | -0.0049022 | -0.0050212 | -0.0051478 | -0.0052785 | -0.0054092 | -0.005739 | -0.0060191 | -0.0062618 | -0.0064765 | -0.0066697 | -0.0068462
[10 empty] | 0 | -0.00024241 | -0.00048473 | -0.00072695 | -0.00096924 | -0.0012113 | -0.0014532 | -0.001695 | -0.0019368 | -0.0021784 | -0.00242 | -0.0026614 | -0.0029028 | -0.0031441 | -0.0033852 | -0.0036263 | -0.0038673 | -0.0041082 | -0.004349 | -0.0045897 | -0.0048303 | -0.0050708 | -0.0053112 | -0.0055516 | -0.0057918 | -0.006032 | -0.006272 | -0.006512
[10 empty] | 0 | -3.6417e-05 | -7.282e-05 | -0.00010921 | -0.00014561 | -0.00018197 | -0.00021831 | -0.00025464 | -0.00029096 | -0.00032726 | -0.00036355 | -0.00039982 | -0.00043608 | -0.00047233 | -0.00050856 | -0.00054477 | -0.00058098 | -0.00061717 | -0.00065334 | -0.0006895 | -0.00072565 | -0.00076178 | -0.0007979 | -0.000834 | -0.00087009 | -0.00090617 | -0.00094223 | -0.00097828
[10 empty] | 0 | -4.7314e-05 | -9.4609e-05 | -0.00014188 | -0.00018917 | -0.00023641 | -0.00028363 | -0.00033083 | -0.00037802 | -0.00042518 | -0.00047233 | -0.00051945 | -0.00056656 | -0.00061365 | -0.00066072 | -0.00070778 | -0.00075481 | -0.00080183 | -0.00084883 | -0.00089581 | -0.00094277 | -0.00098971 | -0.0010366 | -0.0010835 | -0.0011304 | -0.0011773 | -0.0012242 | -0.001271
[10 empty] | 0 | -0.00024241 | -0.00024232 | -0.00024222 | -0.00024229 | -0.00029051 | -0.00032918 | -0.00036008 | -0.00038479 | -0.00041419 | -0.00050897 | -0.00052738 | -0.00054704 | -0.00056866 | -0.00061753 | -0.00065777 | -0.00069185 | -0.00072179 | -0.00075673 | -0.00080985 | -0.00083912 | -0.00086884 | -0.0009001 | -0.00094285 | -0.00098063 | -0.0010152 | -0.0010479 | -0.001084
[10 empty] | 0 | -0.0015601 | -0.0032131 | -0.0032131 | -0.0032131 | -0.0032131 | -0.0032131 | -0.0032131 | -0.0032131 | -0.0029903 | -0.0025631 | -0.0021969 | -0.0018831 | -0.0016141 | -0.0013835 | -0.0011858 | -0.0005619 | 0 | 0 | 0 | 0 | 0 | 0 | 0 | 0 | 0 | 0 | 0
[10 empty] | 0 | -0.00023437 | -0.0004827 | -0.0004827 | -0.0004827 | -0.0004827 | -0.0004827 | -0.0004827 | -0.0004827 | -0.00044922 | -0.00038505 | -0.00033004 | -0.00028289 | -0.00024248 | -0.00020784 | -0.00017815 | -8.4413e-05 | 0 | 0 | 0 | 0 | 0 | 0 | 0 | 0 | 0 | 0 | 0
[10 empty] | 0 | -0.00030449 | -0.00062713 | -0.00062713 | -0.00062713 | -0.00062713 | -0.00062713 | -0.00062713 | -0.00062713 | -0.00058363 | -0.00050026 | -0.00042879 | -0.00036754 | -0.00031503 | -0.00027003 | -0.00023145 | -0.00010967 | 0 | 0 | 0 | 0 | 0 | 0 | 0 | 0 | 0 | 0 | 0
[10 empty] | 0 | -0.0015601 | -0.0016531 | 0 | 0 | 0 | 0 | 0 | 0 | 0 | 0 | 0 | 0 | 0 | 0 | 0 | 0 | 0 | 0 | 0 | 0 | 0 | 0 | 0 | 0 | 0 | 0 | 0
[10 empty] | 0 | -0.00028478 | -0.00057248 | -0.00086312 | -0.0011569 | -0.0014535 | -0.0017532 | -0.0020558 | -0.0023616 | -0.0026704 | -0.0029823 | -0.0032973 | -0.0036155 | -0.0039369 | -0.0042615 | -0.0045893 | -0.0049204 | -0.0052548 | -0.0055924 | -0.0059334 | -0.0062778 | -0.0066255 | -0.0069767 | -0.0073312 | -0.0076893 | -0.0080508 | -0.0084158 | -0.0087844
[10 empty] | 0 | -4.2782e-05 | -8.6002e-05 | -0.00012967 | -0.0001738 | -0.00021836 | -0.00026337 | -0.00030884 | -0.00035477 | -0.00040116 | -0.00044802 | -0.00049535 | -0.00054315 | -0.00059144 | -0.0006402 | -0.00068945 | -0.00073919 | -0.00078942 | -0.00084014 | -0.00089137 | -0.0009431 | -0.00099534 | -0.0010481 | -0.0011014 | -0.0011551 | -0.0012095 | -0.0012643 | -0.0013197
[10 empty] | 0 | -5.5582e-05 | -0.00011174 | -0.00016846 | -0.00022581 | -0.0002837 | -0.00034218 | -0.00040125 | -0.00046092 | -0.0005212 | -0.00058208 | -0.00064357 | -0.00070567 | -0.0007684 | -0.00083175 | -0.00089574 | -0.00096036 | -0.0010256 | -0.0010915 | -0.0011581 | -0.0012253 | -0.0012932 | -0.0013617 | -0.0014309 | -0.0015008 | -0.0015713 | -0.0016426 | -0.0017145
[10 empty] | 0 | -0.00028478 | -0.0002877 | -0.00029065 | -0.00029381 | -0.00029661 | -0.00029962 | -0.00030266 | -0.00033736 | -0.0003689 | -0.00039763 | -0.00042388 | -0.0004479 | -0.00046997 | -0.00049029 | -0.0005126 | -0.00053631 | -0.00064866 | -0.00066505 | -0.00068267 | -0.00070126 | -0.00072032 | -0.00074021 | -0.00076094 | -0.00080201 | -0.00083977 | -0.00087484 | -0.00090774
[10 empty] | 0 | -0.00060353 | -0.0012068 | -0.0018099 | -0.0024131 | -0.0030157 | -0.003618 | -0.0042201 | -0.0048219 | -0.0054236 | -0.0060249 | -0.0066261 | -0.007227 | -0.0078277 | -0.0084281 | -0.0090283 | -0.0096283 | -0.010228 | -0.010828 | -0.011427 | -0.012026 | -0.012625 | -0.013223 | -0.013822 | -0.01442 | -0.015018 | -0.015615 | -0.016213
[10 empty] | 0 | -9.0667e-05 | -0.0001813 | -0.00027189 | -0.00036251 | -0.00045304 | -0.00054352 | -0.00063397 | -0.00072439 | -0.00081477 | -0.00090512 | -0.00099542 | -0.0010857 | -0.0011759 | -0.0012661 | -0.0013563 | -0.0014464 | -0.0015365 | -0.0016266 | -0.0017166 | -0.0018066 | -0.0018966 | -0.0019865 | -0.0020764 | -0.0021662 | -0.0022561 | -0.0023458 | -0.0024356
[10 empty] | 0 | -0.0001178 | -0.00023554 | -0.00035325 | -0.00047098 | -0.00058859 | -0.00070615 | -0.00082367 | -0.00094114 | -0.0010586 | -0.0011759 | -0.0012933 | -0.0014106 | -0.0015278 | -0.001645 | -0.0017621 | -0.0018792 | -0.0019963 | -0.0021133 | -0.0022303 | -0.0023472 | -0.0024641 | -0.0025809 | -0.0026977 | -0.0028144 | -0.0029311 | -0.0030477 | -0.0031643
[10 empty] | 0 | -0.00060353 | -0.00060329 | -0.00060305 | -0.00060322 | -0.00060257 | -0.00060233 | -0.0006021 | -0.00060186 | -0.00060162 | -0.00060138 | -0.00060115 | -0.00060091 | -0.00060068 | -0.00060044 | -0.00060021 | -0.00059997 | -0.0006546 | -0.00070423 | -0.0007493 | -0.00079026 | -0.00082742 | -0.00086117 | -0.0008918 | -0.0009196 | -0.00094484 | -0.00096774 | -0.00098851
[10 empty] | 0 | 0 | 0 | 0 | 0 | 0 | 0 | 0 | 0 | 0 | 0 | 0 | 0 | 0 | 0 | 0 | 0 | 0 | 0 | 0 | 0 | 0 | 0 | 0 | 0 | 0 | 0 | 0
[10 empty] | 0 | 0 | 0 | 0 | 0 | 0 | 0 | 0 | 0 | 0 | 0 | 0 | 0 | 0 | 0 | 0 | 0 | 0 | 0 | 0 | 0 | 0 | 0 | 0 | 0 | 0 | 0 | 0
[10 empty] | 0 | 0 | 0 | 0 | 0 | 0 | 0 | 0 | 0 | 0 | 0 | 0 | 0 | 0 | 0 | 0 | 0 | 0 | 0 | 0 | 0 | 0 | 0 | 0 | 0 | 0 | 0 | 0
[10 empty] | 0 | 0 | 0 | 0 | 0 | 0 | 0 | 0 | 0 | 0 | 0 | 0 | 0 | 0 | 0 | 0 | 0 | 0 | 0 | 0 | 0 | 0 | 0 | 0 | 0 | 0 | 0 | 0
[10 empty] | 0 | 0 | 0 | 0 | 0 | 0 | 0 | 0 | 0 | 0 | 0 | 0 | 0 | 0 | 0 | 0 | 0 | 0 | 0 | 0 | 0 | 0 | 0 | 0 | 0 | 0 | 0 | 0
[10 empty] | 0 | 0 | 0 | 0 | 0 | 0 | 0 | 0 | 0 | 0 | 0 | 0 | 0 | 0 | 0 | 0 | 0 | 0 | 0 | 0 | 0 | 0 | 0 | 0 | 0 | 0 | 0 | 0
[10 empty] | 0 | 0 | 0 | 0 | 0 | 0 | 0 | 0 | 0 | 0 | 0 | 0 | 0 | 0 | 0 | 0 | 0 | 0 | 0 | 0 | 0 | 0 | 0 | 0 | 0 | 0 | 0 | 0
[10 empty] | 0 | 0 | 0 | 0 | 0 | 0 | 0 | 0 | 0 | 0 | 0 | 0 | 0 | 0 | 0 | 0 | 0 | 0 | 0 | 0 | 0 | 0 | 0 | 0 | 0 | 0 | 0 | 0
[10 empty] | 0 | 0 | 0 | 0 | 0 | 0 | 0 | 0 | 0 | 0 | 0 | 0 | 0 | 0 | 0 | 0 | 0 | 0 | 0 | 0 | 0 | 0 | 0 | 0 | 0 | 0 | 0 | 0
[10 empty] | 0 | 0 | 0 | 0 | 0 | 0 | 0 | 0 | 0 | 0 | 0 | 0 | 0 | 0 | 0 | 0 | 0 | 0 | 0 | 0 | 0 | 0 | 0 | 0 | 0 | 0 | 0 | 0
[10 empty] | 0 | 0 | 0 | 0 | 0 | 0 | 0 | 0 | 0 | 0 | 0 | 0 | 0 | 0 | 0 | 0 | 0 | 0 | 0 | 0 | 0 | 0 | 0 | 0 | 0 | 0 | 0 | 0
[10 empty] | 0 | 0 | 0 | 0 | 0 | 0 | 0 | 0 | 0 | 0 | 0 | 0 | 0 | 0 | 0 | 0 | 0 | 0 | 0 | 0 | 0 | 0 | 0 | 0 | 0 | 0 | 0 | 0
[10 empty] | 0 | 0 | 0 | 0 | 0 | 0 | 0 | 0 | 0 | 0 | 0 | 0 | 0 | 0 | 0 | 0 | 0 | 0 | 0 | 0 | 0 | 0 | 0 | 0 | 0 | 0 | 0 | 0
[10 empty] | 0 | 0 | 0 | 0 | 0 | 0 | 0 | 0 | 0 | 0 | 0 | 0 | 0 | 0 | 0 | 0 | 0 | 0 | 0 | 0 | 0 | 0 | 0 | 0 | 0 | 0 | 0 | 0
[10 empty] | 0 | 0 | 0 | 0 | 0 | 0 | 0 | 0 | 0 | 0 | 0 | 0 | 0 | 0 | 0 | 0 | 0 | 0 | 0 | 0 | 0 | 0 | 0 | 0 | 0 | 0 | 0 | 0
[10 empty] | 0 | 0 | 0 | 0 | 0 | 0 | 0 | 0 | 0 | 0 | 0 | 0 | 0 | 0 | 0 | 0 | 0 | 0 | 0 | 0 | 0 | 0 | 0 | 0 | 0 | 0 | 0 | 0
[10 empty] | 0 | 0 | 0 | 0 | 0 | 0 | 0 | 0 | 0 | 0 | 0 | 0 | 0 | 0 | 0 | 0 | 0 | 0 | 0 | 0 | 0 | 0 | 0 | 0 | 0 | 0 | 0 | 0
[10 empty] | 0 | 0 | 0 | 0 | 0 | 0 | 0 | 0 | 0 | 0 | 0 | 0 | 0 | 0 | 0 | 0 | 0 | 0 | 0 | 0 | 0 | 0 | 0 | 0 | 0 | 0 | 0 | 0
[10 empty] | 0 | 0 | 0 | 0 | 0 | 0 | 0 | 0 | 0 | 0 | 0 | 0 | 0 | 0 | 0 | 0 | 0 | 0 | 0 | 0 | 0 | 0 | 0 | 0 | 0 | 0 | 0 | 0
[10 empty] | 0 | 0 | 0 | 0 | 0 | 0 | 0 | 0 | 0 | 0 | 0 | 0 | 0 | 0 | 0 | 0 | 0 | 0 | 0 | 0 | 0 | 0 | 0 | 0 | 0 | 0 | 0 | 0
[10 empty] | 0 | 0 | 0 | 0 | 0 | 0 | 0 | 0 | 0 | 0 | 0 | 0 | 0 | 0 | 0 | 0 | 0 | 0 | 0 | 0 | 0 | 0 | 0 | 0 | 0 | 0 | 0 | 0
[10 empty] | 0 | 0 | 0 | 0 | 0 | 0 | 0 | 0 | 0 | 0 | 0 | 0 | 0 | 0 | 0 | 0 | 0 | 0 | 0 | 0 | 0 | 0 | 0 | 0 | 0 | 0 | 0 | 0
[10 empty] | 0 | 0 | 0 | 0 | 0 | 0 | 0 | 0 | 0 | 0 | 0 | 0 | 0 | 0 | 0 | 0 | 0 | 0 | 0 | 0 | 0 | 0 | 0 | 0 | 0 | 0 | 0 | 0
[10 empty] | 0 | 0 | 0 | 0 | 0 | 0 | 0 | 0 | 0 | 0 | 0 | 0 | 0 | 0 | 0 | 0 | 0 | 0 | 0 | 0 | 0 | 0 | 0 | 0 | 0 | 0 | 0 | 0
[10 empty] | 0 | 0 | 0 | 0 | 0 | 0 | 0 | 0 | 0 | 0 | 0 | 0 | 0 | 0 | 0 | 0 | 0 | 0 | 0 | 0 | 0 | 0 | 0 | 0 | 0 | 0 | 0 | 0
[10 empty] | 0 | 0 | 0 | 0 | 0 | 0 | 0 | 0 | 0 | 0 | 0 | 0 | 0 | 0 | 0 | 0 | 0 | 0 | 0 | 0 | 0 | 0 | 0 | 0 | 0 | 0 | 0 | 0
[10 empty] | 0 | 0 | 0 | 0 | 0 | 0 | 0 | 0 | 0 | 0 | 0 | 0 | 0 | 0 | 0 | 0 | 0 | 0 | 0 | 0 | 0 | 0 | 0 | 0 | 0 | 0 | 0 | 0
[10 empty] | 0 | 0 | 0 | 0 | 0 | 0 | 0 | 0 | 0 | 0 | 0 | 0 | 0 | 0 | 0 | 0 | 0 | 0 | 0 | 0 | 0 | 0 | 0 | 0 | 0 | 0 | 0 | 0
[10 empty] | 0 | 0 | 0 | 0 | 0 | 0 | 0 | 0 | 0 | 0 | 0 | 0 | 0 | 0 | 0 | 0 | 0 | 0 | 0 | 0 | 0 | 0 | 0 | 0 | 0 | 0 | 0 | 0
[10 empty] | 0 | 0 | 0 | 0 | 0 | 0 | 0 | 0 | 0 | 0 | 0 | 0 | 0 | 0 | 0 | 0 | 0 | 0 | 0 | 0 | 0 | 0 | 0 | 0 | 0 | 0 | 0 | 0
[10 empty] | 0 | 0 | 0 | 0 | 0 | 0 | 0 | 0 | 0 | 0 | 0 | 0 | 0 | 0 | 0 | 0 | 0 | 0 | 0 | 0 | 0 | 0 | 0 | 0 | 0 | 0 | 0 | 0
[10 empty] | 0 | 0 | 0 | 0 | 0 | 0 | 0 | 0 | 0 | 0 | 0 | 0 | 0 | 0 | 0 | 0 | 0 | 0 | 0 | 0 | 0 | 0 | 0 | 0 | 0 | 0 | 0 | 0
[10 empty] | 0 | 0 | 0 | 0 | 0 | 0 | 0 | 0 | 0 | 0 | 0 | 0 | 0 | 0 | 0 | 0 | 0 | 0 | 0 | 0 | 0 | 0 | 0 | 0 | 0 | 0 | 0 | 0
[10 empty] | 0 | 0 | 0 | 0 | 0 | 0 | 0 | 0 | 0 | 0 | 0 | 0 | 0 | 0 | 0 | 0 | 0 | 0 | 0 | 0 | 0 | 0 | 0 | 0 | 0 | 0 | 0 | 0
[10 empty] | 0 | 0 | 0 | 0 | 0 | 0 | 0 | 0 | 0 | 0 | 0 | 0 | 0 | 0 | 0 | 0 | 0 | 0 | 0 | 0 | 0 | 0 | 0 | 0 | 0 | 0 | 0 | 0
[10 empty] | 0 | 0 | 0 | 0 | 0 | 0 | 0 | 0 | 0 | 0 | 0 | 0 | 0 | 0 | 0 | 0 | 0 | 0 | 0 | 0 | 0 | 0 | 0 | 0 | 0 | 0 | 0 | 0
[10 empty] | 0 | -0.00016903 | -0.00083252 | -0.0016214 | -0.0026289 | -0.0045042 | -0.0063981 | -0.0084797 | -0.010878 | -0.013616 | -0.01677 | -0.020219 | -0.024137 | -0.028492 | -0.033367 | -0.038492 | -0.044143 | -0.050225 | -0.056847 | -0.063571 | -0.070843 | -0.078496 | -0.086776 | -0.095048 | -0.10402 | -0.1135 | -0.1237 | -0.13368
[10 empty] | 0 | 0 | 0 | 0 | 0 | 0 | 0 | 0 | 0 | 0 | 0 | 0 | 0 | 0 | 0 | 0 | 0 | 0 | 0 | 0 | 0 | 0 | 0 | 0 | 0 | 0 | 0 | 0
[10 empty] | 0 | 0 | 0 | 0 | 0 | 0 | 0 | 0 | 0 | 0 | 0 | 0 | 0 | 0 | 0 | 0 | 0 | 0 | 0 | 0 | 0 | 0 | 0 | 0 | 0 | 0 | 0 | 0
[10 empty] | 0 | -0.00016903 | -0.00066349 | -0.00078887 | -0.0010075 | -0.0018753 | -0.0018939 | -0.0020815 | -0.002398 | -0.0027388 | -0.0031534 | -0.0034487 | -0.0039185 | -0.0043553 | -0.0048751 | -0.0051241 | -0.0056517 | -0.0060822 | -0.0066214 | -0.0067238 | -0.0072719 | -0.0076535 | -0.0082949 | -0.0083464 | -0.0091074 | -0.0097032 | -0.010565 | -0.01049
[10 empty] | 0 | -0.0060348 | -0.012395 | -0.018878 | -0.025545 | -0.029099 | -0.032737 | -0.036471 | -0.040306 | -0.044359 | -0.04861 | -0.053224 | -0.058167 | -0.06341 | -0.067876 | -0.071648 | -0.074836 | -0.077523 | -0.080258 | -0.083046 | -0.085875 | -0.088026 | -0.090263 | -0.092622 | -0.095077 | -0.098581 | -0.10206 | -0.10552
[10 empty] | 0 | -0.0023653 | -0.0048581 | -0.0073991 | -0.010012 | -0.011405 | -0.012831 | -0.014295 | -0.015798 | -0.017386 | -0.019052 | -0.020861 | -0.022798 | -0.024853 | -0.026604 | -0.028082 | -0.029332 | -0.030385 | -0.031457 | -0.032549 | -0.033658 | -0.034501 | -0.035378 | -0.036303 | -0.037265 | -0.038638 | -0.040002 | -0.041358
[10 empty] | 0 | -0.0016486 | -0.0033862 | -0.0051572 | -0.0069786 | -0.0079496 | -0.0089433 | -0.0099635 | -0.011011 | -0.012118 | -0.01328 | -0.01454 | -0.015891 | -0.017323 | -0.018543 | -0.019574 | -0.020444 | -0.021178 | -0.021926 | -0.022687 | -0.02346 | -0.024048 | -0.024659 | -0.025303 | -0.025974 | -0.026931 | -0.027882 | -0.028827
[10 empty] | 0 | -0.0060348 | -0.0063602 | -0.006483 | -0.0066672 | -0.0035541 | -0.0036375 | -0.0037344 | -0.0038345 | -0.0040531 | -0.004251 | -0.0046147 | -0.0049426 | -0.005243 | -0.0053279 | -0.00542 | -0.0055263 | -0.005643 | -0.0057773 | -0.0059152 | -0.0060425 | -0.0072121 | -0.0072489 | -0.0072978 | -0.0074007 | -0.007543 | -0.0077143 | -0.0078784
[10 empty] | 0 | -0.045821 | -0.087405 | -0.11981 | -0.1461 | -0.17238 | -0.19864 | -0.23008 | -0.26497 | -0.3021 | -0.32991 | -0.34838 | -0.3674 | -0.38538 | -0.39649 | -0.40499 | -0.41218 | -0.4189 | -0.42546 | -0.43245 | -0.43958 | -0.44433 | -0.45608 | -0.46606 | -0.47298 | -0.4796 | -0.48548 | -0.49113
[10 empty] | 0 | -0.017959 | -0.034258 | -0.046957 | -0.057264 | -0.067565 | -0.077855 | -0.090177 | -0.10385 | -0.11841 | -0.12931 | -0.13654 | -0.144 | -0.15105 | -0.1554 | -0.15873 | -0.16155 | -0.16419 | -0.16676 | -0.16949 | -0.17229 | -0.17415 | -0.17876 | -0.18267 | -0.18538 | -0.18798 | -0.19028 | -0.1925
[10 empty] | 0 | -0.012518 | -0.023878 | -0.032729 | -0.039914 | -0.047094 | -0.054266 | -0.062854 | -0.072386 | -0.082531 | -0.090128 | -0.095173 | -0.10037 | -0.10528 | -0.10832 | -0.11064 | -0.1126 | -0.11444 | -0.11623 | -0.11814 | -0.12009 | -0.12139 | -0.1246 | -0.12732 | -0.12921 | -0.13102 | -0.13263 | -0.13417
[10 empty] | 0 | -0.045821 | -0.041657 | -0.03254 | -0.026489 | -0.026516 | -0.026529 | -0.031756 | -0.035258 | -0.037559 | -0.043346 | -0.042704 | -0.046056 | -0.053767 | -0.043073 | -0.036969 | -0.035627 | -0.037479 | -0.039616 | -0.044485 | -0.047054 | -0.04715 | -0.059009 | -0.055738 | -0.050445 | -0.049065 | -0.044654 | -0.043576
[10 empty] | 0 | -0.12899 | -0.25977 | -0.39079 | -0.52259 | -0.67089 | -0.81999 | -0.97014 | -1.1214 | -1.2736 | -1.4267 | -1.5809 | -1.736 | -1.8922 | -2.0361 | -2.1694 | -2.2938 | -2.4108 | -2.5194 | -2.6209 | -2.7164 | -2.8132 | -2.9044 | -2.9912 | -3.0742 | -3.1493 | -3.2224 | -3.2937
[10 empty] | 0 | -0.050558 | -0.10181 | -0.15317 | -0.20483 | -0.26295 | -0.32139 | -0.38024 | -0.43954 | -0.49919 | -0.5592 | -0.61961 | -0.68041 | -0.74164 | -0.79804 | -0.85028 | -0.89904 | -0.94488 | -0.98745 | -1.0273 | -1.0647 | -1.1026 | -1.1384 | -1.1724 | -1.2049 | -1.2344 | -1.263 | -1.291
[10 empty] | 0 | -0.03524 | -0.070965 | -0.10676 | -0.14277 | -0.18328 | -0.22401 | -0.26503 | -0.30636 | -0.34794 | -0.38977 | -0.43187 | -0.47425 | -0.51693 | -0.55624 | -0.59265 | -0.62664 | -0.65859 | -0.68826 | -0.716 | -0.74208 | -0.76853 | -0.79345 | -0.81717 | -0.83983 | -0.86035 | -0.88032 | -0.89981
[10 empty] | 0 | -0.12899 | -0.13077 | -0.13103 | -0.1318 | -0.14829 | -0.1491 | -0.15015 | -0.15129 | -0.1522 | -0.15311 | -0.15411 | -0.15513 | -0.15622 | -0.16233 | -0.16775 | -0.17268 | -0.17717 | -0.18139 | -0.18525 | -0.18864 | -0.23587 | -0.23271 | -0.23001 | -0.22793 | -0.22637 | -0.22527 | -0.22529
[10 empty] | 0 | 0 | 0 | 0 | 0 | 0 | 0 | 0 | 0 | 0 | 0 | 0 | 0 | 0 | 0 | 0 | 0 | 0 | 0 | 0 | 0 | 0 | 0 | 0 | 0 | 0 | 0 | 0
[10 empty] | 0 | 0 | 0 | 0 | 0 | 0 | 0 | 0 | 0 | 0 | 0 | 0 | 0 | 0 | 0 | 0 | 0 | 0 | 0 | 0 | 0 | 0 | 0 | 0 | 0 | 0 | 0 | 0
[10 empty] | 0 | 0 | 0 | 0 | 0 | 0 | 0 | 0 | 0 | 0 | 0 | 0 | 0 | 0 | 0 | 0 | 0 | 0 | 0 | 0 | 0 | 0 | 0 | 0 | 0 | 0 | 0 | 0
[10 empty] | 0 | 0 | 0 | 0 | 0 | 0 | 0 | 0 | 0 | 0 | 0 | 0 | 0 | 0 | 0 | 0 | 0 | 0 | 0 | 0 | 0 | 0 | 0 | 0 | 0 | 0 | 0 | 0
[10 empty] | 0 | -0.14774 | -0.29995 | -0.45607 | -0.61536 | -0.77741 | -0.94184 | -1.1083 | -1.2765 | -1.4439 | -1.6104 | -1.7836 | -1.9625 | -2.1466 | -2.3204 | -2.4856 | -2.6321 | -2.7621 | -2.8773 | -2.9794 | -3.0696 | -3.1495 | -3.2197 | -3.3119 | -3.3944 | -3.4385 | -3.4776 | -3.5111
[10 empty] | 0 | -0.030419 | -0.061759 | -0.093902 | -0.1267 | -0.16007 | -0.19392 | -0.2282 | -0.26283 | -0.29729 | -0.33157 | -0.36722 | -0.40407 | -0.44197 | -0.47776 | -0.51176 | -0.54194 | -0.56871 | -0.59243 | -0.61344 | -0.63202 | -0.64846 | -0.66293 | -0.6819 | -0.69889 | -0.70798 | -0.71603 | -0.72293
[10 empty] | 0 | -0.041009 | -0.083259 | -0.12659 | -0.17081 | -0.21579 | -0.26143 | -0.30764 | -0.35434 | -0.40079 | -0.447 | -0.49507 | -0.54474 | -0.59583 | -0.64409 | -0.68992 | -0.73061 | -0.76669 | -0.79867 | -0.82699 | -0.85205 | -0.8742 | -0.89372 | -0.91928 | -0.9422 | -0.95444 | -0.9653 | -0.9746
[10 empty] | 0 | -0.14774 | -0.15245 | -0.15659 | -0.16002 | -0.16304 | -0.16568 | -0.16798 | -0.17 | -0.16939 | -0.16881 | -0.17573 | -0.18183 | -0.1872 | -0.18221 | -0.17829 | -0.17527 | -0.17296 | -0.17124 | -0.17 | -0.16915 | -0.16861 | -0.16807 | -0.21145 | -0.20825 | -0.2059 | -0.2042 | -0.20202
[10 empty] | 0 | -0.018616 | -0.037205 | -0.055763 | -0.074259 | -0.092693 | -0.11107 | -0.12938 | -0.14763 | -0.16553 | -0.18311 | -0.20135 | -0.22015 | -0.23942 | -0.25762 | -0.27491 | -0.29002 | -0.30323 | -0.31475 | -0.3248 | -0.33356 | -0.34482 | -0.35452 | -0.36286 | -0.37009 | -0.37263 | -0.37482 | -0.37658
[10 empty] | 0 | -0.0038329 | -0.0076604 | -0.011481 | -0.015289 | -0.019085 | -0.022868 | -0.026638 | -0.030397 | -0.034081 | -0.037701 | -0.041457 | -0.045328 | -0.049295 | -0.053043 | -0.056603 | -0.059715 | -0.062433 | -0.064806 | -0.066875 | -0.068679 | -0.070996 | -0.072994 | -0.07471 | -0.076199 | -0.076722 | -0.077174 | -0.077535
[10 empty] | 0 | -0.0051673 | -0.010327 | -0.015478 | -0.020612 | -0.025729 | -0.030829 | -0.035912 | -0.040979 | -0.045945 | -0.050825 | -0.055889 | -0.061108 | -0.066456 | -0.071509 | -0.076308 | -0.080503 | -0.084168 | -0.087367 | -0.090157 | -0.092589 | -0.095712 | -0.098406 | -0.10072 | -0.10273 | -0.10343 | -0.10404 | -0.10453
[10 empty] | 0 | -0.018616 | -0.018619 | -0.018617 | -0.018585 | -0.018553 | -0.018522 | -0.01849 | -0.018459 | -0.01813 | -0.017845 | -0.018537 | -0.019123 | -0.01962 | -0.019395 | -0.019202 | -0.019038 | -0.018892 | -0.018763 | -0.018649 | -0.018546 | -0.023707 | -0.022834 | -0.022045 | -0.021458 | -0.021038 | -0.020749 | -0.020469
[10 empty] | 0 | -0.45707 | -0.5828 | -0.70812 | -0.73492 | -0.80575 | -0.90571 | -0.97771 | -1.1288 | -1.2646 | -1.3888 | -1.5007 | -1.6057 | -1.6995 | -1.7813 | -1.8525 | -1.9151 | -1.9698 | -2.0121 | -2.0447 | -2.0694 | -2.0891 | -2.1048 | -2.1107 | -2.1152 | -2.1195 | -2.1251 | -2.133
[10 empty] | 0 | -0.1645 | -0.20975 | -0.25485 | -0.2645 | -0.28999 | -0.32596 | -0.35188 | -0.40625 | -0.45513 | -0.49983 | -0.54011 | -0.5779 | -0.61166 | -0.64108 | -0.66671 | -0.68923 | -0.70892 | -0.72416 | -0.7359 | -0.74479 | -0.75185 | -0.75752 | -0.75965 | -0.76127 | -0.7628 | -0.76484 | -0.76768
[10 empty] | 0 | -0.21241 | -0.27084 | -0.32909 | -0.34154 | -0.37445 | -0.42091 | -0.45437 | -0.52458 | -0.5877 | -0.64542 | -0.69743 | -0.74624 | -0.78983 | -0.82782 | -0.8609 | -0.88999 | -0.91541 | -0.9351 | -0.95026 | -0.96173 | -0.97085 | -0.97817 | -0.98092 | -0.98302 | -0.98499 | -0.98762 | -0.99128
[10 empty] | 0 | -0.45707 | -0.12646 | -0.12626 | -0.16807 | -0.19577 | -0.21407 | -0.28073 | -0.28098 | -0.28394 | -0.30935 | -0.32076 | -0.34143 | -0.35835 | -0.36084 | -0.36306 | -0.37349 | -0.37728 | -0.37815 | -0.3838 | -0.38531 | -0.38597 | -0.38937 | -0.39041 | -0.39039 | -0.39211 | -0.39253 | -0.3924
[10 empty] | 0 | -0.0086091 | -0.015878 | -0.023123 | -0.030345 | -0.037543 | -0.044719 | -0.054034 | -0.063319 | -0.072574 | -0.081799 | -0.090994 | -0.10157 | -0.1121 | -0.12261 | -0.13308 | -0.14351 | -0.15392 | -0.16429 | -0.17462 | -0.18325 | -0.19078 | -0.19741 | -0.20334 | -0.2087 | -0.21418 | -0.21909 | -0.22321
[10 empty] | 0 | -0.0030984 | -0.0057143 | -0.0083219 | -0.010921 | -0.013512 | -0.016094 | -0.019447 | -0.022788 | -0.026119 | -0.029439 | -0.032749 | -0.036554 | -0.040346 | -0.044127 | -0.047895 | -0.051651 | -0.055395 | -0.059126 | -0.062846 | -0.065953 | -0.068661 | -0.071049 | -0.073183 | -0.075111 | -0.077084 | -0.07885 | -0.080332
[10 empty] | 0 | -0.0040009 | -0.0073788 | -0.010746 | -0.014102 | -0.017448 | -0.020782 | -0.025111 | -0.029426 | -0.033727 | -0.038015 | -0.042288 | -0.047201 | -0.052098 | -0.05698 | -0.061846 | -0.066696 | -0.07153 | -0.076349 | -0.081152 | -0.085163 | -0.08866 | -0.091745 | -0.094499 | -0.096989 | -0.099536 | -0.10182 | -0.10373
[10 empty] | 0 | -0.0086091 | -0.0072822 | -0.0072706 | -0.0072589 | -0.0072473 | -0.0072357 | -0.0093863 | -0.0093713 | -0.0093563 | -0.0093413 | -0.0093264 | -0.010718 | -0.0107 | -0.010683 | -0.010666 | -0.010649 | -0.010632 | -0.010615 | -0.010598 | -0.010581 | -0.010564 | -0.010547 | -0.01053 | -0.010514 | -0.013248 | -0.012678 | -0.012219
[10 empty] | 0 | -0.1792 | -0.35782 | -0.55707 | -0.77143 | -0.99808 | -1.1822 | -1.3314 | -1.4526 | -1.5484 | -1.6181 | -1.6661 | -1.6991 | -1.7197 | -1.7316 | -1.7262 | -1.7198 | -1.7141 | -1.7089 | -1.7045 | -1.7041 | -1.7046 | -1.7064 | -1.7079 | -1.7081 | -1.7074 | -1.7057 | -1.7033
[10 empty] | 0 | -0.064493 | -0.12878 | -0.20049 | -0.27764 | -0.35921 | -0.42548 | -0.47918 | -0.52281 | -0.55725 | -0.58237 | -0.59963 | -0.61151 | -0.61891 | -0.6232 | -0.62124 | -0.61895 | -0.61691 | -0.61503 | -0.61345 | -0.61331 | -0.61348 | -0.61413 | -0.61467 | -0.61473 | -0.61449 | -0.61387 | -0.61303
[10 empty] | 0 | -0.083278 | -0.16629 | -0.25889 | -0.35851 | -0.46384 | -0.54942 | -0.61876 | -0.67509 | -0.71957 | -0.752 | -0.77429 | -0.78964 | -0.79919 | -0.80472 | -0.8022 | -0.79923 | -0.7966 | -0.79418 | -0.79213 | -0.79195 | -0.79217 | -0.79301 | -0.79371 | -0.79378 | -0.79348 | -0.79268 | -0.79159
[10 empty] | 0 | -0.1792 | -0.17891 | -0.23816 | -0.27741 | -0.32313 | -0.34237 | -0.33991 | -0.35341 | -0.35604 | -0.36358 | -0.36423 | -0.3646 | -0.36736 | -0.36629 | -0.36747 | -0.36653 | -0.36572 | -0.36587 | -0.36495 | -0.36482 | -0.36402 | -0.36346 | -0.36301 | -0.36232 | -0.36187 | -0.36121 | -0.36066
[10 empty] | 0 | -0.21593 | -0.27133 | -0.2796 | -0.3096 | -0.35469 | -0.3827 | -0.45858 | -0.52819 | -0.59157 | -0.64713 | -0.6961 | -0.74293 | -0.7837 | -0.81932 | -0.85021 | -0.87639 | -0.89869 | -0.9178 | -0.93044 | -0.94134 | -0.95094 | -0.95919 | -0.96637 | -0.97309 | -0.9769 | -0.98118 | -0.98539
[10 empty] | 0 | -0.077715 | -0.097653 | -0.10063 | -0.11143 | -0.12765 | -0.13774 | -0.16504 | -0.1901 | -0.21291 | -0.2329 | -0.25053 | -0.26738 | -0.28205 | -0.29487 | -0.30599 | -0.31541 | -0.32344 | -0.33032 | -0.33487 | -0.33879 | -0.34224 | -0.34521 | -0.3478 | -0.35021 | -0.35159 | -0.35313 | -0.35464
[10 empty] | 0 | -0.10035 | -0.1261 | -0.12994 | -0.14388 | -0.16483 | -0.17785 | -0.21312 | -0.24547 | -0.27492 | -0.30074 | -0.3235 | -0.34526 | -0.36421 | -0.38076 | -0.39512 | -0.40729 | -0.41765 | -0.42653 | -0.43241 | -0.43747 | -0.44193 | -0.44576 | -0.4491 | -0.45222 | -0.454 | -0.45598 | -0.45794
[10 empty] | 0 | -0.21593 | -0.055744 | -0.074206 | -0.086436 | -0.10068 | -0.12514 | -0.14106 | -0.15311 | -0.15864 | -0.16556 | -0.17326 | -0.187 | -0.19234 | -0.19441 | -0.19735 | -0.19974 | -0.20063 | -0.20247 | -0.20311 | -0.20411 | -0.20472 | -0.20502 | -0.20549 | -0.20557 | -0.20576 | -0.20578 | -0.20574
[10 empty] | 0 | -0.010517 | -0.021342 | -0.032425 | -0.043969 | -0.056005 | -0.068403 | -0.081131 | -0.09422 | -0.10857 | -0.12404 | -0.14058 | -0.15546 | -0.16892 | -0.18113 | -0.19218 | -0.20218 | -0.21127 | -0.21957 | -0.22715 | -0.23402 | -0.24074 | -0.24692 | -0.25256 | -0.2576 | -0.26207 | -0.26604 | -0.26951
[10 empty] | 0 | -0.0022387 | -0.004543 | -0.0069022 | -0.0093595 | -0.011922 | -0.014561 | -0.01727 | -0.020056 | -0.023111 | -0.026404 | -0.029925 | -0.033093 | -0.035958 | -0.038557 | -0.040908 | -0.043037 | -0.044971 | -0.04674 | -0.048352 | -0.049814 | -0.051245 | -0.052562 | -0.053761 | -0.054834 | -0.055785 | -0.056631 | -0.057369
[10 empty] | 0 | -0.0023674 | -0.0048042 | -0.0072991 | -0.0098977 | -0.012607 | -0.015398 | -0.018263 | -0.02121 | -0.02444 | -0.027922 | -0.031645 | -0.034996 | -0.038026 | -0.040774 | -0.043261 | -0.045512 | -0.047557 | -0.049428 | -0.051132 | -0.052678 | -0.054192 | -0.055584 | -0.056852 | -0.057987 | -0.058993 | -0.059887 | -0.060668
[10 empty] | 0 | -0.010517 | -0.010842 | -0.011117 | -0.011596 | -0.012107 | -0.012487 | -0.012838 | -0.013219 | -0.0145 | -0.015644 | -0.016738 | -0.016257 | -0.01591 | -0.01565 | -0.015413 | -0.015249 | -0.015157 | -0.01515 | -0.015136 | -0.015219 | -0.019027 | -0.019088 | -0.019 | -0.018842 | -0.018636 | -0.018401 | -0.018102
[10 empty] | 0 | -0.015657 | -0.029729 | -0.041984 | -0.052853 | -0.062737 | -0.071809 | -0.080254 | -0.088522 | -0.096475 | -0.104 | -0.11105 | -0.1168 | -0.12348 | -0.12866 | -0.13261 | -0.1356 | -0.13787 | -0.13955 | -0.14082 | -0.14203 | -0.14096 | -0.14025 | -0.13981 | -0.1395 | -0.13949 | -0.13937 | -0.13916
[10 empty] | 0 | -0.0033328 | -0.0063284 | -0.0089369 | -0.011251 | -0.013355 | -0.015286 | -0.017083 | -0.018843 | -0.020536 | -0.022138 | -0.023639 | -0.024862 | -0.026284 | -0.027387 | -0.028227 | -0.028865 | -0.029347 | -0.029705 | -0.029975 | -0.030234 | -0.030006 | -0.029854 | -0.02976 | -0.029695 | -0.029694 | -0.029667 | -0.029623
[10 empty] | 0 | -0.0035244 | -0.0066923 | -0.0094508 | -0.011898 | -0.014122 | -0.016165 | -0.018066 | -0.019927 | -0.021717 | -0.023411 | -0.024998 | -0.026292 | -0.027796 | -0.028962 | -0.02985 | -0.030525 | -0.031035 | -0.031413 | -0.031698 | -0.031972 | -0.031732 | -0.031571 | -0.031471 | -0.031402 | -0.031401 | -0.031373 | -0.031327
[10 empty] | 0 | -0.015657 | -0.014116 | -0.012336 | -0.010984 | -0.010029 | -0.009244 | -0.0086429 | -0.01004 | -0.010846 | -0.011147 | -0.011126 | -0.010917 | -0.014666 | -0.013096 | -0.012029 | -0.011426 | -0.011104 | -0.010902 | -0.010732 | -0.011848 | -0.012274 | -0.012267 | -0.012044 | -0.011749 | -0.012487 | -0.011669 | -0.011368
[10 empty] | 0 | -0.00072325 | -0.0014989 | -0.0023215 | -0.0031941 | -0.0041139 | -0.0051111 | -0.0061926 | -0.0073563 | -0.0085792 | -0.0098538 | -0.011193 | -0.012593 | -0.014105 | -0.015715 | -0.017407 | -0.018922 | -0.020292 | -0.021544 | -0.022696 | -0.023756 | -0.02474 | -0.025656 | -0.026545 | -0.027381 | -0.028168 | -0.02891 | -0.029609
[10 empty] | 0 | -0.00015396 | -0.00031907 | -0.00049417 | -0.00067992 | -0.00087571 | -0.001088 | -0.0013182 | -0.0015659 | -0.0018262 | -0.0020975 | -0.0023827 | -0.0026807 | -0.0030024 | -0.0033452 | -0.0037053 | -0.0040279 | -0.0043194 | -0.0045861 | -0.0048312 | -0.0050569 | -0.0052663 | -0.0054613 | -0.0056506 | -0.0058284 | -0.005996 | -0.0061539 | -0.0063028
[10 empty] | 0 | -0.00016281 | -0.00033742 | -0.00052259 | -0.00071901 | -0.00092606 | -0.0011505 | -0.001394 | -0.0016559 | -0.0019312 | -0.0022182 | -0.0025197 | -0.0028348 | -0.003175 | -0.0035375 | -0.0039183 | -0.0042595 | -0.0045678 | -0.0048498 | -0.005109 | -0.0053477 | -0.0055691 | -0.0057753 | -0.0059755 | -0.0061636 | -0.0063408 | -0.0065077 | -0.0066652
[10 empty] | 0 | -0.00072325 | -0.00077568 | -0.00082259 | -0.00087258 | -0.00091978 | -0.00099724 | -0.0010815 | -0.0011637 | -0.0012229 | -0.0012746 | -0.0013395 | -0.0013999 | -0.0015114 | -0.0016102 | -0.0016918 | -0.0016191 | -0.0015688 | -0.0015411 | -0.0015232 | -0.0015106 | -0.0015119 | -0.0015234 | -0.0017869 | -0.0017946 | -0.0018053 | -0.0018201 | -0.0018378
[10 empty] | 0 | 0 | 0 | 0 | 0 | 0 | 0 | 0 | 0 | 0 | 0 | 0 | 0 | 0 | 0 | 0 | 0 | 0 | 0 | 0 | 0 | 0 | 0 | 0 | 0 | 0 | 0 | 0
[10 empty] | 0 | 0 | 0 | 0 | 0 | 0 | 0 | 0 | 0 | 0 | 0 | 0 | 0 | 0 | 0 | 0 | 0 | 0 | 0 | 0 | 0 | 0 | 0 | 0 | 0 | 0 | 0 | 0
[10 empty] | 0 | 0 | 0 | 0 | 0 | 0 | 0 | 0 | 0 | 0 | 0 | 0 | 0 | 0 | 0 | 0 | 0 | 0 | 0 | 0 | 0 | 0 | 0 | 0 | 0 | 0 | 0 | 0
[10 empty] | 0 | 0 | 0 | 0 | 0 | 0 | 0 | 0 | 0 | 0 | 0 | 0 | 0 | 0 | 0 | 0 | 0 | 0 | 0 | 0 | 0 | 0 | 0 | 0 | 0 | 0 | 0 | 0
[10 empty] | 0 | -0.00041136 | -0.0008182 | -0.0012259 | -0.001646 | -0.0020814 | -0.0025323 | -0.0030399 | -0.0036108 | -0.0042217 | -0.0048684 | -0.0055568 | -0.0062055 | -0.0068244 | -0.0074181 | -0.0079824 | -0.0085211 | -0.0090388 | -0.0095445 | -0.010034 | -0.010502 | -0.01102 | -0.011518 | -0.011985 | -0.012418 | -0.012818 | -0.013184 | -0.013518
[10 empty] | 0 | -8.7566e-05 | -0.00017417 | -0.00026095 | -0.00035038 | -0.00044306 | -0.00053904 | -0.00064708 | -0.00076861 | -0.00089865 | -0.0010363 | -0.0011829 | -0.0013209 | -0.0014527 | -0.0015791 | -0.0016992 | -0.0018139 | -0.001924 | -0.0020317 | -0.0021359 | -0.0022355 | -0.0023458 | -0.0024517 | -0.0025512 | -0.0026435 | -0.0027285 | -0.0028065 | -0.0028775
[10 empty] | 0 | -9.2601e-05 | -0.00018418 | -0.00027596 | -0.00037053 | -0.00046854 | -0.00057004 | -0.00068429 | -0.00081281 | -0.00095033 | -0.0010959 | -0.0012509 | -0.0013969 | -0.0015362 | -0.0016699 | -0.0017969 | -0.0019182 | -0.0020347 | -0.0021485 | -0.0022587 | -0.002364 | -0.0024807 | -0.0025927 | -0.0026979 | -0.0027955 | -0.0028854 | -0.0029679 | -0.0030429
[10 empty] | 0 | -0.00041136 | -0.00040684 | -0.00040769 | -0.00042014 | -0.00043537 | -0.00045091 | -0.00050755 | -0.00057092 | -0.0006109 | -0.00064671 | -0.00068839 | -0.00069442 | -0.00070471 | -0.00071531 | -0.00071908 | -0.00072468 | -0.00073302 | -0.00075358 | -0.00077312 | -0.00078794 | -0.0010013 | -0.0010021 | -0.00099331 | -0.00098306 | -0.00097194 | -0.00096044 | -0.00095891
[10 empty] | 0 | -0.0045738 | -0.0091745 | -0.013803 | -0.018459 | -0.023144 | -0.027859 | -0.032604 | -0.03738 | -0.042187 | -0.04654 | -0.05051 | -0.054157 | -0.057532 | -0.060681 | -0.06364 | -0.066444 | -0.06912 | -0.071694 | -0.074186 | -0.076614 | -0.078994 | -0.081341 | -0.083665 | -0.085977 | -0.088287 | -0.090602 | -0.092929
[10 empty] | 0 | -0.00097361 | -0.0019529 | -0.0029381 | -0.0039293 | -0.0049267 | -0.0059303 | -0.0069403 | -0.0079569 | -0.0089802 | -0.0099069 | -0.010752 | -0.011528 | -0.012247 | -0.012917 | -0.013547 | -0.014144 | -0.014713 | -0.015261 | -0.015792 | -0.016309 | -0.016815 | -0.017315 | -0.017809 | -0.018302 | -0.018793 | -0.019286 | -0.019781
[10 empty] | 0 | -0.0010296 | -0.0020652 | -0.0031071 | -0.0041553 | -0.00521 | -0.0062713 | -0.0073394 | -0.0084144 | -0.0094965 | -0.010477 | -0.01137 | -0.012191 | -0.012951 | -0.01366 | -0.014326 | -0.014957 | -0.015559 | -0.016139 | -0.0167 | -0.017246 | -0.017782 | -0.01831 | -0.018834 | -0.019354 | -0.019874 | -0.020395 | -0.020919
[10 empty] | 0 | -0.0045738 | -0.0046007 | -0.0046283 | -0.0046564 | -0.0046852 | -0.0047147 | -0.0047448 | -0.0047757 | -0.0048072 | -0.0050069 | -0.0051873 | -0.0053513 | -0.0055015 | -0.0056401 | -0.0057689 | -0.0058897 | -0.0073363 | -0.0072623 | -0.007234 | -0.0072423 | -0.0072797 | -0.0073403 | -0.0074192 | -0.0075127 | -0.0076176 | -0.0079707 | -0.0082649
[10 empty] | 0 | -0.00019666 | -0.00038299 | -0.00058551 | -0.00080141 | -0.0010283 | -0.0012641 | -0.0015071 | -0.0017605 | -0.0020222 | -0.0022905 | -0.0025641 | -0.0028416 | -0.0031058 | -0.0033584 | -0.0036007 | -0.0038339 | -0.0040592 | -0.0042475 | -0.0044043 | -0.0045342 | -0.0046412 | -0.0047287 | -0.0047996 | -0.0048563 | -0.0049009 | -0.0049353 | -0.0049609
[10 empty] | 0 | -4.1862e-05 | -8.1526e-05 | -0.00012464 | -0.00017059 | -0.00021889 | -0.00026909 | -0.00032082 | -0.00037475 | -0.00043045 | -0.00048757 | -0.00054581 | -0.00060489 | -0.00066113 | -0.00071489 | -0.00076646 | -0.00081612 | -0.00086407 | -0.00090416 | -0.00093753 | -0.00096519 | -0.00098797 | -0.0010066 | -0.0010217 | -0.0010337 | -0.0010432 | -0.0010506 | -0.001056
[10 empty] | 0 | -4.4269e-05 | -8.6214e-05 | -0.0001318 | -0.0001804 | -0.00023148 | -0.00028456 | -0.00033927 | -0.0003963 | -0.0004552 | -0.00051561 | -0.00057719 | -0.00063967 | -0.00069915 | -0.00075599 | -0.00081053 | -0.00086304 | -0.00091376 | -0.00095615 | -0.00099144 | -0.0010207 | -0.0010448 | -0.0010645 | -0.0010804 | -0.0010932 | -0.0011032 | -0.001111 | -0.0011167
[10 empty] | 0 | -0.00019666 | -0.0001873 | -0.00020439 | -0.00021876 | -0.0002308 | -0.00024085 | -0.00024921 | -0.00026071 | -0.00027029 | -0.00027822 | -0.00028476 | -0.0002901 | -0.0002781 | -0.00026771 | -0.0002587 | -0.00025087 | -0.00024404 | -0.00023401 | -0.00022421 | -0.00021811 | -0.00021479 | -0.00021354 | -0.0002138 | -0.00021511 | -0.00026869 | -0.00026253 | -0.00026516
[10 empty] | 0 | 0 | 0 | 0 | 0 | 0 | 0 | 0 | 0 | 0 | 0 | 0 | 0 | 0 | 0 | 0 | 0 | 0 | 0 | 0 | 0 | 0 | 0 | 0 | 0 | 0 | 0 | 0
[10 empty] | 0 | 0 | 0 | 0 | 0 | 0 | 0 | 0 | 0 | 0 | 0 | 0 | 0 | 0 | 0 | 0 | 0 | 0 | 0 | 0 | 0 | 0 | 0 | 0 | 0 | 0 | 0 | 0
[10 empty] | 0 | 0 | 0 | 0 | 0 | 0 | 0 | 0 | 0 | 0 | 0 | 0 | 0 | 0 | 0 | 0 | 0 | 0 | 0 | 0 | 0 | 0 | 0 | 0 | 0 | 0 | 0 | 0
[10 empty] | 0 | 0 | 0 | 0 | 0 | 0 | 0 | 0 | 0 | 0 | 0 | 0 | 0 | 0 | 0 | 0 | 0 | 0 | 0 | 0 | 0 | 0 | 0 | 0 | 0 | 0 | 0 | 0
[10 empty] | 0 | -0.068785 | -0.12908 | -0.18315 | -0.23252 | -0.26237 | -0.27954 | -0.28848 | -0.2921 | -0.29229 | -0.29028 | -0.28689 | -0.28264 | -0.27786 | -0.27279 | -0.26757 | -0.26229 | -0.257 | -0.25176 | -0.24658 | -0.24147 | -0.23645 | -0.23153 | -0.2267 | -0.22196 | -0.21732 | -0.21278 | -0.20833
[10 empty] | 0 | -0.010333 | -0.019391 | -0.027515 | -0.034931 | -0.039416 | -0.041995 | -0.043338 | -0.043882 | -0.04391 | -0.043609 | -0.043099 | -0.04246 | -0.041743 | -0.040981 | -0.040196 | -0.039403 | -0.038609 | -0.037821 | -0.037043 | -0.036276 | -0.035522 | -0.034782 | -0.034056 | -0.033345 | -0.032648 | -0.031965 | -0.031296
[10 empty] | 0 | -0.013425 | -0.025193 | -0.035747 | -0.045382 | -0.051209 | -0.054561 | -0.056306 | -0.057012 | -0.057048 | -0.056657 | -0.055995 | -0.055165 | -0.054233 | -0.053243 | -0.052224 | -0.051193 | -0.050161 | -0.049138 | -0.048126 | -0.04713 | -0.046151 | -0.045189 | -0.044247 | -0.043322 | -0.042417 | -0.04153 | -0.040661
[10 empty] | 0 | -0.068785 | -0.061733 | -0.056777 | -0.053198 | -0.055791 | -0.055323 | -0.0535 | -0.062931 | -0.057207 | -0.05366 | -0.051004 | -0.053197 | -0.052363 | -0.0505 | -0.050381 | -0.048427 | -0.047246 | -0.046044 | -0.04604 | -0.044931 | -0.043667 | -0.042764 | -0.041861 | -0.041056 | -0.040136 | -0.039459 | -0.038552
[10 empty] | 0 | -0.0012894 | -0.0033663 | -0.005905 | -0.0086945 | -0.011599 | -0.01453 | -0.017433 | -0.019162 | -0.020127 | -0.020598 | -0.020749 | -0.020695 | -0.020509 | -0.020242 | -0.019924 | -0.019576 | -0.019211 | -0.018838 | -0.018463 | -0.018089 | -0.017718 | -0.017353 | -0.016993 | -0.01664 | -0.016293 | -0.015953 | -0.015619
[10 empty] | 0 | -0.0001937 | -0.00050571 | -0.0008871 | -0.0013062 | -0.0017424 | -0.0021828 | -0.002619 | -0.0028787 | -0.0030237 | -0.0030944 | -0.0031171 | -0.0031089 | -0.0030811 | -0.0030409 | -0.0029931 | -0.0029408 | -0.002886 | -0.00283 | -0.0027736 | -0.0027175 | -0.0026618 | -0.0026069 | -0.0025528 | -0.0024997 | -0.0024476 | -0.0023965 | -0.0023464
[10 empty] | 0 | -0.00025165 | -0.00065703 | -0.0011525 | -0.001697 | -0.0022638 | -0.002836 | -0.0034026 | -0.00374 | -0.0039284 | -0.0040203 | -0.0040497 | -0.0040391 | -0.004003 | -0.0039508 | -0.0038887 | -0.0038207 | -0.0037495 | -0.0036768 | -0.0036035 | -0.0035306 | -0.0034582 | -0.0033869 | -0.0033167 | -0.0032477 | -0.00318 | -0.0031136 | -0.0030485
[10 empty] | 0 | -0.0012894 | -0.0021039 | -0.0026092 | -0.0029131 | -0.0030861 | -0.0031743 | -0.0032075 | -0.0024642 | -0.0022132 | -0.0021946 | -0.0024759 | -0.0026377 | -0.0027219 | -0.0027559 | -0.0025446 | -0.0023215 | -0.002162 | -0.0020148 | -0.0020414 | -0.0021193 | -0.0022278 | -0.0022197 | -0.0021384 | -0.0020318 | -0.0018807 | -0.0017872 | -0.001758
[10 empty] | 0 | -0.033381 | -0.066761 | -0.10014 | -0.13352 | -0.15581 | -0.1707 | -0.18067 | -0.18734 | -0.19183 | -0.19485 | -0.19691 | -0.19831 | -0.19928 | -0.19996 | -0.20045 | -0.20081 | -0.20108 | -0.2013 | -0.20148 | -0.20163 | -0.20177 | -0.2019 | -0.20202 | -0.20213 | -0.20224 | -0.20235 | -0.20246
[10 empty] | 0 | -0.0050147 | -0.010029 | -0.015044 | -0.020059 | -0.023407 | -0.025645 | -0.027141 | -0.028144 | -0.028818 | -0.029273 | -0.029581 | -0.029791 | -0.029937 | -0.030039 | -0.030113 | -0.030167 | -0.030208 | -0.030241 | -0.030268 | -0.030291 | -0.030312 | -0.030331 | -0.030349 | -0.030366 | -0.030382 | -0.030399 | -0.030415
[10 empty] | 0 | -0.0065152 | -0.01303 | -0.019545 | -0.026061 | -0.030411 | -0.033318 | -0.035262 | -0.036565 | -0.037441 | -0.038031 | -0.038432 | -0.038705 | -0.038894 | -0.039027 | -0.039123 | -0.039193 | -0.039247 | -0.039289 | -0.039324 | -0.039354 | -0.039381 | -0.039406 | -0.039429 | -0.039452 | -0.039473 | -0.039494 | -0.039515
[10 empty] | 0 | -0.033381 | -0.033381 | -0.033381 | -0.033381 | -0.033415 | -0.033438 | -0.033453 | -0.040057 | -0.037878 | -0.036432 | -0.035474 | -0.037043 | -0.03736 | -0.037089 | -0.037889 | -0.037211 | -0.03701 | -0.036882 | -0.037562 | -0.037543 | -0.037346 | -0.037384 | -0.037344 | -0.037405 | -0.037395 | -0.037561 | -0.03752
[10 empty] | 0 | -0.017331 | -0.034221 | -0.05068 | -0.066715 | -0.082334 | -0.094294 | -0.10337 | -0.11017 | -0.11518 | -0.11878 | -0.12127 | -0.12289 | -0.12382 | -0.12422 | -0.1242 | -0.12385 | -0.12324 | -0.12245 | -0.1215 | -0.12043 | -0.11928 | -0.11806 | -0.1168 | -0.1155 | -0.11418 | -0.11285 | -0.11151
[10 empty] | 0 | -0.0026035 | -0.005141 | -0.0076135 | -0.010022 | -0.012369 | -0.014166 | -0.015529 | -0.016551 | -0.017303 | -0.017844 | -0.018218 | -0.018461 | -0.018601 | -0.018661 | -0.018658 | -0.018605 | -0.018515 | -0.018395 | -0.018252 | -0.018092 | -0.017919 | -0.017736 | -0.017547 | -0.017352 | -0.017153 | -0.016953 | -0.016751
[10 empty] | 0 | -0.0033826 | -0.0066792 | -0.0098915 | -0.013021 | -0.01607 | -0.018404 | -0.020175 | -0.021503 | -0.022481 | -0.023183 | -0.023669 | -0.023985 | -0.024167 | -0.024244 | -0.02424 | -0.024172 | -0.024055 | -0.023899 | -0.023713 | -0.023506 | -0.023281 | -0.023043 | -0.022797 | -0.022543 | -0.022286 | -0.022025 | -0.021764
[10 empty] | 0 | -0.017331 | -0.017111 | -0.016893 | -0.016679 | -0.016467 | -0.016258 | -0.016051 | -0.015847 | -0.015646 | -0.015447 | -0.019249 | -0.018215 | -0.01736 | -0.016647 | -0.016047 | -0.016286 | -0.016281 | -0.016116 | -0.015853 | -0.015532 | -0.016245 | -0.015704 | -0.015283 | -0.014932 | -0.014618 | -0.014696 | -0.0146
[10 empty] | 0 | -0.0094707 | -0.026476 | -0.049468 | -0.077212 | -0.10872 | -0.14321 | -0.18005 | -0.21873 | -0.25885 | -0.29077 | -0.31612 | -0.33624 | -0.35218 | -0.36477 | -0.3747 | -0.38249 | -0.38858 | -0.39332 | -0.39697 | -0.39975 | -0.40184 | -0.40337 | -0.40447 | -0.40521 | -0.40567 | -0.40591 | -0.40597
[10 empty] | 0 | -0.0014228 | -0.0039774 | -0.0074315 | -0.011599 | -0.016333 | -0.021514 | -0.027048 | -0.032859 | -0.038887 | -0.043682 | -0.047491 | -0.050513 | -0.052907 | -0.054799 | -0.05629 | -0.057461 | -0.058376 | -0.059087 | -0.059635 | -0.060053 | -0.060367 | -0.060598 | -0.060762 | -0.060874 | -0.060943 | -0.060979 | -0.060988
[10 empty] | 0 | -0.0018485 | -0.0051675 | -0.009655 | -0.01507 | -0.02122 | -0.027951 | -0.035141 | -0.042691 | -0.050523 | -0.056752 | -0.061701 | -0.065627 | -0.068738 | -0.071196 | -0.073133 | -0.074654 | -0.075843 | -0.076767 | -0.077479 | -0.078022 | -0.078429 | -0.078729 | -0.078943 | -0.079088 | -0.079178 | -0.079225 | -0.079236
[10 empty] | 0 | -0.0094707 | -0.01702 | -0.023035 | -0.027824 | -0.031633 | -0.034661 | -0.037065 | -0.03897 | -0.040476 | -0.034196 | -0.030668 | -0.029036 | -0.028677 | -0.029141 | -0.032536 | -0.035233 | -0.037373 | -0.039067 | -0.038933 | -0.037931 | -0.036651 | -0.035431 | -0.034446 | -0.032334 | -0.031881 | -0.032426 | -0.033521
[10 empty] | 0 | -0.0083269 | -0.016305 | -0.023946 | -0.031259 | -0.038256 | -0.042449 | -0.04482 | -0.04601 | -0.046435 | -0.04637 | -0.04599 | -0.045414 | -0.044715 | -0.043944 | -0.043131 | -0.042298 | -0.041458 | -0.04062 | -0.039789 | -0.038969 | -0.038162 | -0.037368 | -0.036589 | -0.035826 | -0.035077 | -0.034344 | -0.033626
[10 empty] | 0 | -0.0012509 | -0.0024495 | -0.0035973 | -0.004696 | -0.0057472 | -0.0063771 | -0.0067333 | -0.0069119 | -0.0069759 | -0.006966 | -0.0069091 | -0.0068224 | -0.0067175 | -0.0066016 | -0.0064795 | -0.0063544 | -0.0062282 | -0.0061023 | -0.0059775 | -0.0058543 | -0.005733 | -0.0056138 | -0.0054968 | -0.005382 | -0.0052696 | -0.0051594 | -0.0050515
[10 empty] | 0 | -0.0016252 | -0.0031824 | -0.0046737 | -0.0061011 | -0.0074668 | -0.0082852 | -0.008748 | -0.0089801 | -0.0090631 | -0.0090503 | -0.0089763 | -0.0088638 | -0.0087274 | -0.0085768 | -0.0084182 | -0.0082557 | -0.0080918 | -0.0079282 | -0.007766 | -0.0076059 | -0.0074483 | -0.0072935 | -0.0071415 | -0.0069924 | -0.0068463 | -0.0067032 | -0.006563
[10 empty] | 0 | -0.0083269 | -0.0081526 | -0.0079819 | -0.0078148 | -0.0076512 | -0.0074911 | -0.0073342 | -0.0071807 | -0.0084191 | -0.0077896 | -0.0073307 | -0.0069842 | -0.0067119 | -0.0069056 | -0.0068433 | -0.006665 | -0.0066763 | -0.0062948 | -0.0061302 | -0.0060211 | -0.0059077 | -0.0059138 | -0.0057613 | -0.0055929 | -0.0054813 | -0.0053089 | -0.0052331
[10 empty] | 0 | 0 | 0 | 0 | 0 | 0 | 0 | 0 | 0 | 0 | 0 | 0 | 0 | 0 | 0 | 0 | 0 | 0 | 0 | 0 | 0 | 0 | 0 | 0 | 0 | 0 | 0 | 0
[10 empty] | 0 | 0 | 0 | 0 | 0 | 0 | 0 | 0 | 0 | 0 | 0 | 0 | 0 | 0 | 0 | 0 | 0 | 0 | 0 | 0 | 0 | 0 | 0 | 0 | 0 | 0 | 0 | 0
[10 empty] | 0 | 0 | 0 | 0 | 0 | 0 | 0 | 0 | 0 | 0 | 0 | 0 | 0 | 0 | 0 | 0 | 0 | 0 | 0 | 0 | 0 | 0 | 0 | 0 | 0 | 0 | 0 | 0
[10 empty] | 0 | 0 | 0 | 0 | 0 | 0 | 0 | 0 | 0 | 0 | 0 | 0 | 0 | 0 | 0 | 0 | 0 | 0 | 0 | 0 | 0 | 0 | 0 | 0 | 0 | 0 | 0 | 0
[10 empty] | 0 | -0.0016121 | -0.003458 | -0.005604 | -0.0080151 | -0.010724 | -0.014032 | -0.017364 | -0.021729 | -0.026751 | -0.032376 | -0.038484 | -0.045352 | -0.051987 | -0.060164 | -0.068951 | -0.078418 | -0.088697 | -0.099821 | -0.11129 | -0.12483 | -0.14088 | -0.1598 | -0.18144 | -0.20622 | -0.23437 | -0.26636 | -0.30271
[10 empty] | 0 | -0.00024219 | -0.00051948 | -0.00084188 | -0.0012041 | -0.001611 | -0.0021079 | -0.0026086 | -0.0032642 | -0.0040188 | -0.0048639 | -0.0057814 | -0.0068131 | -0.00781 | -0.0090384 | -0.010358 | -0.011781 | -0.013325 | -0.014996 | -0.01672 | -0.018753 | -0.021165 | -0.024007 | -0.027258 | -0.03098 | -0.035209 | -0.040015 | -0.045476
[10 empty] | 0 | -0.00031466 | -0.00067492 | -0.0010938 | -0.0015644 | -0.002093 | -0.0027387 | -0.0033891 | -0.004241 | -0.0052213 | -0.0063192 | -0.0075112 | -0.0088517 | -0.010147 | -0.011743 | -0.013458 | -0.015305 | -0.017312 | -0.019483 | -0.021722 | -0.024364 | -0.027497 | -0.03119 | -0.035414 | -0.04025 | -0.045744 | -0.051988 | -0.059082
[10 empty] | 0 | -0.0016121 | -0.0018458 | -0.0021461 | -0.0024111 | -0.0027086 | -0.003308 | -0.0033324 | -0.0043646 | -0.0050228 | -0.0059474 | -0.0067345 | -0.0077988 | -0.0078626 | -0.0097001 | -0.01109 | -0.012036 | -0.013287 | -0.014605 | -0.015525 | -0.018282 | -0.021415 | -0.025052 | -0.02866 | -0.032853 | -0.037226 | -0.042184 | -0.047443
[10 empty] | 0 | -0.0079328 | -0.01584 | -0.023722 | -0.031579 | -0.039411 | -0.047217 | -0.054999 | -0.062755 | -0.070487 | -0.078193 | -0.08476 | -0.090351 | -0.095107 | -0.099148 | -0.10258 | -0.10549 | -0.10795 | -0.11002 | -0.11177 | -0.11324 | -0.11447 | -0.11549 | -0.11634 | -0.11704 | -0.1176 | -0.11806 | -0.11843
[10 empty] | 0 | -0.0011917 | -0.0023797 | -0.0035638 | -0.0047441 | -0.0059206 | -0.0070934 | -0.0082624 | -0.0094276 | -0.010589 | -0.011747 | -0.012733 | -0.013573 | -0.014288 | -0.014895 | -0.01541 | -0.015847 | -0.016216 | -0.016528 | -0.016791 | -0.017012 | -0.017196 | -0.01735 | -0.017477 | -0.017582 | -0.017667 | -0.017736 | -0.017791
[10 empty] | 0 | -0.0015483 | -0.0030917 | -0.0046301 | -0.0061636 | -0.0076922 | -0.0092158 | -0.010735 | -0.012248 | -0.013757 | -0.015262 | -0.016543 | -0.017634 | -0.018563 | -0.019352 | -0.020021 | -0.020588 | -0.021069 | -0.021474 | -0.021815 | -0.022102 | -0.022341 | -0.022541 | -0.022707 | -0.022843 | -0.022954 | -0.023043 | -0.023114
[10 empty] | 0 | -0.0079328 | -0.0079202 | -0.0079075 | -0.0078948 | -0.0078822 | -0.0078696 | -0.007857 | -0.0078444 | -0.0078319 | -0.0078193 | -0.0078068 | -0.0077943 | -0.0077819 | -0.0077694 | -0.007757 | -0.0077446 | -0.0077322 | -0.009969 | -0.0096323 | -0.0093423 | -0.0090924 | -0.0088768 | -0.0086906 | -0.0085294 | -0.0083898 | -0.0082685 | -0.008163
[10 empty] | 0 | -0.0079251 | -0.015825 | -0.023699 | -0.031549 | -0.039373 | -0.047172 | -0.054945 | -0.061575 | -0.067225 | -0.072036 | -0.076131 | -0.079612 | -0.082568 | -0.085074 | -0.087196 | -0.088988 | -0.090499 | -0.09177 | -0.092834 | -0.093721 | -0.094458 | -0.095066 | -0.095564 | -0.095966 | -0.096289 | -0.096541 | -0.096735
[10 empty] | 0 | -0.0011906 | -0.0023773 | -0.0035603 | -0.0047395 | -0.0059149 | -0.0070865 | -0.0082543 | -0.0092503 | -0.010099 | -0.010822 | -0.011437 | -0.01196 | -0.012404 | -0.01278 | -0.013099 | -0.013369 | -0.013596 | -0.013786 | -0.013946 | -0.01408 | -0.01419 | -0.014282 | -0.014356 | -0.014417 | -0.014465 | -0.014503 | -0.014532
[10 empty] | 0 | -0.0015468 | -0.0030887 | -0.0046256 | -0.0061576 | -0.0076847 | -0.0092069 | -0.010724 | -0.012018 | -0.013121 | -0.01406 | -0.014859 | -0.015538 | -0.016115 | -0.016605 | -0.017019 | -0.017369 | -0.017663 | -0.017911 | -0.018119 | -0.018292 | -0.018436 | -0.018555 | -0.018652 | -0.018731 | -0.018793 | -0.018843 | -0.018881
[10 empty] | 0 | -0.0079251 | -0.0079124 | -0.0078998 | -0.0078871 | -0.0078745 | -0.0078619 | -0.0078493 | -0.0078368 | -0.0078242 | -0.0078117 | -0.0077992 | -0.0077868 | -0.0077743 | -0.0077619 | -0.010007 | -0.0096692 | -0.0093782 | -0.0091273 | -0.0089109 | -0.0087239 | -0.0085622 | -0.0087409 | -0.0088462 | -0.0088951 | -0.0089015 | -0.0088765 | -0.0088286
[10 empty] | 0 | -0.00099128 | -0.0019794 | -0.0029643 | -0.0039461 | -0.0047277 | -0.0053495 | -0.0058437 | -0.0062358 | -0.0065465 | -0.0067922 | -0.0069859 | -0.0071381 | -0.0072572 | -0.0073499 | -0.0074214 | -0.007476 | -0.0075171 | -0.0075475 | -0.0075694 | -0.0075843 | -0.0075938 | -0.0075989 | -0.0076005 | -0.0075994 | -0.007596 | -0.0075909 | -0.0075844
[10 empty] | 0 | -0.00014892 | -0.00029736 | -0.00044532 | -0.00059282 | -0.00071024 | -0.00080365 | -0.00087788 | -0.00093679 | -0.00098347 | -0.0010204 | -0.0010495 | -0.0010723 | -0.0010902 | -0.0011042 | -0.0011149 | -0.0011231 | -0.0011293 | -0.0011339 | -0.0011371 | -0.0011394 | -0.0011408 | -0.0011416 | -0.0011418 | -0.0011416 | -0.0011411 | -0.0011404 | -0.0011394
[10 empty] | 0 | -0.00019348 | -0.00038633 | -0.00057857 | -0.00077019 | -0.00092275 | -0.0010441 | -0.0011406 | -0.0012171 | -0.0012777 | -0.0013257 | -0.0013635 | -0.0013932 | -0.0014165 | -0.0014345 | -0.0014485 | -0.0014592 | -0.0014672 | -0.0014731 | -0.0014774 | -0.0014803 | -0.0014821 | -0.0014831 | -0.0014835 | -0.0014832 | -0.0014826 | -0.0014816 | -0.0014803
[10 empty] | 0 | -0.00099128 | -0.00098969 | -0.00098811 | -0.00098653 | -0.00098495 | -0.00098337 | -0.0009818 | -0.00098023 | -0.00097866 | -0.0012332 | -0.0011801 | -0.0011374 | -0.0011029 | -0.001126 | -0.0011339 | -0.0011317 | -0.0011231 | -0.0011208 | -0.0011867 | -0.0011595 | -0.0011387 | -0.0011238 | -0.0011399 | -0.0011434 | -0.0011394 | -0.0011317 | -0.0011303
[10 empty] | 0 | -0.021391 | -0.042955 | -0.042955 | -0.042955 | -0.042955 | -0.042955 | -0.042955 | -0.042955 | -0.039899 | -0.034199 | -0.029314 | -0.025126 | -0.021537 | -0.01846 | -0.015823 | -0.0073299 | 0 | 0 | 0 | 0 | 0 | 0 | 0 | 0 | 0 | 0 | 0
[10 empty] | 0 | -0.0032136 | -0.0064531 | -0.0064531 | -0.0064531 | -0.0064531 | -0.0064531 | -0.0064531 | -0.0064531 | -0.005994 | -0.0051377 | -0.0044037 | -0.0037746 | -0.0032354 | -0.0027732 | -0.002377 | -0.0011012 | 0 | 0 | 0 | 0 | 0 | 0 | 0 | 0 | 0 | 0 | 0
[10 empty] | 0 | -0.0041751 | -0.0083839 | -0.0083839 | -0.0083839 | -0.0083839 | -0.0083839 | -0.0083839 | -0.0083839 | -0.0077875 | -0.006675 | -0.0057214 | -0.0049041 | -0.0042035 | -0.003603 | -0.0030883 | -0.0014306 | 0 | 0 | 0 | 0 | 0 | 0 | 0 | 0 | 0 | 0 | 0
[10 empty] | 0 | -0.021391 | -0.021564 | 0 | 0 | 0 | 0 | 0 | 0 | 0 | 0 | 0 | 0 | 0 | 0 | 0 | 0 | 0 | 0 | 0 | 0 | 0 | 0 | 0 | 0 | 0 | 0 | 0
[10 empty] | 0 | -0.0024597 | -0.0049198 | -0.0073805 | -0.0098416 | -0.012303 | -0.014765 | -0.017228 | -0.019432 | -0.021407 | -0.023178 | -0.024767 | -0.026195 | -0.02748 | -0.028638 | -0.029683 | -0.030628 | -0.031483 | -0.03226 | -0.032966 | -0.033609 | -0.034197 | -0.034736 | -0.035231 | -0.035687 | -0.036109 | -0.0365 | -0.036865
[10 empty] | 0 | -0.00036951 | -0.00073909 | -0.0011088 | -0.0014785 | -0.0018483 | -0.0022182 | -0.0025881 | -0.0029193 | -0.0032159 | -0.0034819 | -0.0037207 | -0.0039352 | -0.0041283 | -0.0043023 | -0.0044593 | -0.0046012 | -0.0047297 | -0.0048463 | -0.0049524 | -0.005049 | -0.0051374 | -0.0052183 | -0.0052927 | -0.0053612 | -0.0054246 | -0.0054834 | -0.0055381
[10 empty] | 0 | -0.00048007 | -0.00096024 | -0.0014405 | -0.0019209 | -0.0024013 | -0.0028819 | -0.0033625 | -0.0037927 | -0.0041781 | -0.0045237 | -0.004834 | -0.0051127 | -0.0053636 | -0.0055896 | -0.0057935 | -0.0059779 | -0.0061449 | -0.0062964 | -0.0064342 | -0.0065598 | -0.0066745 | -0.0067797 | -0.0068763 | -0.0069654 | -0.0070477 | -0.0071241 | -0.0071952
[10 empty] | 0 | -0.0024597 | -0.0024602 | -0.0024606 | -0.0024611 | -0.0024616 | -0.0024621 | -0.0024626 | -0.0024776 | -0.002491 | -0.002503 | -0.0025138 | -0.0025235 | -0.0025322 | -0.0025401 | -0.0025489 | -0.0025582 | -0.0033253 | -0.0032511 | -0.0031863 | -0.0031298 | -0.0030805 | -0.0030376 | -0.0030007 | -0.0030576 | -0.0030995 | -0.0031292 | -0.003149
[10 empty] | 0 | -0.00033878 | -0.00067648 | -0.0010131 | -0.0013486 | -0.0016831 | -0.0020165 | -0.0023488 | -0.00268 | -0.0030102 | -0.0033393 | -0.0036674 | -0.0039944 | -0.0043203 | -0.0046452 | -0.0049691 | -0.0052919 | -0.0055836 | -0.0058471 | -0.0060851 | -0.0062998 | -0.0064934 | -0.006668 | -0.0068251 | -0.0069665 | -0.0070936 | -0.0072078 | -0.0073102
[10 empty] | 0 | -5.0895e-05 | -0.00010163 | -0.0001522 | -0.0002026 | -0.00025285 | -0.00030293 | -0.00035286 | -0.00040262 | -0.00045222 | -0.00050166 | -0.00055095 | -0.00060007 | -0.00064904 | -0.00069784 | -0.00074649 | -0.00079499 | -0.00083881 | -0.0008784 | -0.00091415 | -0.00094641 | -0.0009755 | -0.0010017 | -0.0010253 | -0.0010466 | -0.0010657 | -0.0010828 | -0.0010982
[10 empty] | 0 | -6.6123e-05 | -0.00013203 | -0.00019773 | -0.00026322 | -0.0003285 | -0.00039357 | -0.00045843 | -0.00052309 | -0.00058753 | -0.00065177 | -0.0007158 | -0.00077962 | -0.00084324 | -0.00090665 | -0.00096985 | -0.0010329 | -0.0010898 | -0.0011412 | -0.0011877 | -0.0012296 | -0.0012674 | -0.0013014 | -0.0013321 | -0.0013597 | -0.0013845 | -0.0014068 | -0.0014268
[10 empty] | 0 | -0.00033878 | -0.00033824 | -0.0003377 | -0.00033716 | -0.00033662 | -0.00033608 | -0.00033554 | -0.00033501 | -0.00033447 | -0.00033393 | -0.0003334 | -0.00033287 | -0.00033233 | -0.0003318 | -0.00033127 | -0.00033074 | -0.00033021 | -0.00032968 | -0.00032916 | -0.00032863 | -0.0003281 | -0.00032758 | -0.00032706 | -0.00032653 | -0.00032601 | -0.00032549 | -0.00032497
[10 empty] | 0 | 0 | 0 | 0 | 0 | 0 | 0 | 0 | 0 | 0 | 0 | 0 | 0 | 0 | 0 | 0 | 0 | 0 | 0 | 0 | 0 | 0 | 0 | 0 | 0 | 0 | 0 | 0
[10 empty] | 0 | 0 | 0 | 0 | 0 | 0 | 0 | 0 | 0 | 0 | 0 | 0 | 0 | 0 | 0 | 0 | 0 | 0 | 0 | 0 | 0 | 0 | 0 | 0 | 0 | 0 | 0 | 0
[10 empty] | 0 | 0 | 0 | 0 | 0 | 0 | 0 | 0 | 0 | 0 | 0 | 0 | 0 | 0 | 0 | 0 | 0 | 0 | 0 | 0 | 0 | 0 | 0 | 0 | 0 | 0 | 0 | 0
[10 empty] | 0 | 0 | 0 | 0 | 0 | 0 | 0 | 0 | 0 | 0 | 0 | 0 | 0 | 0 | 0 | 0 | 0 | 0 | 0 | 0 | 0 | 0 | 0 | 0 | 0 | 0 | 0 | 0
[10 empty] | 0 | 0 | 0 | 0 | 0 | 0 | 0 | 0 | 0 | 0 | 0 | 0 | 0 | 0 | 0 | 0 | 0 | 0 | 0 | 0 | 0 | 0 | 0 | 0 | 0 | 0 | 0 | 0
[10 empty] | 0 | 0 | 0 | 0 | 0 | 0 | 0 | 0 | 0 | 0 | 0 | 0 | 0 | 0 | 0 | 0 | 0 | 0 | 0 | 0 | 0 | 0 | 0 | 0 | 0 | 0 | 0 | 0
[10 empty] | 0 | 0 | 0 | 0 | 0 | 0 | 0 | 0 | 0 | 0 | 0 | 0 | 0 | 0 | 0 | 0 | 0 | 0 | 0 | 0 | 0 | 0 | 0 | 0 | 0 | 0 | 0 | 0
[10 empty] | 0 | 0 | 0 | 0 | 0 | 0 | 0 | 0 | 0 | 0 | 0 | 0 | 0 | 0 | 0 | 0 | 0 | 0 | 0 | 0 | 0 | 0 | 0 | 0 | 0 | 0 | 0 | 0
[10 empty] | 0 | 0 | 0 | 0 | 0 | 0 | 0 | 0 | 0 | 0 | 0 | 0 | 0 | 0 | 0 | 0 | 0 | 0 | 0 | 0 | 0 | 0 | 0 | 0 | 0 | 0 | 0 | 0
[10 empty] | 0 | 0 | 0 | 0 | 0 | 0 | 0 | 0 | 0 | 0 | 0 | 0 | 0 | 0 | 0 | 0 | 0 | 0 | 0 | 0 | 0 | 0 | 0 | 0 | 0 | 0 | 0 | 0
[10 empty] | 0 | 0 | 0 | 0 | 0 | 0 | 0 | 0 | 0 | 0 | 0 | 0 | 0 | 0 | 0 | 0 | 0 | 0 | 0 | 0 | 0 | 0 | 0 | 0 | 0 | 0 | 0 | 0
[10 empty] | 0 | 0 | 0 | 0 | 0 | 0 | 0 | 0 | 0 | 0 | 0 | 0 | 0 | 0 | 0 | 0 | 0 | 0 | 0 | 0 | 0 | 0 | 0 | 0 | 0 | 0 | 0 | 0
[10 empty] | 0 | 0 | 0 | 0 | 0 | 0 | 0 | 0 | 0 | 0 | 0 | 0 | 0 | 0 | 0 | 0 | 0 | 0 | 0 | 0 | 0 | 0 | 0 | 0 | 0 | 0 | 0 | 0
[10 empty] | 0 | 0 | 0 | 0 | 0 | 0 | 0 | 0 | 0 | 0 | 0 | 0 | 0 | 0 | 0 | 0 | 0 | 0 | 0 | 0 | 0 | 0 | 0 | 0 | 0 | 0 | 0 | 0
[10 empty] | 0 | 0 | 0 | 0 | 0 | 0 | 0 | 0 | 0 | 0 | 0 | 0 | 0 | 0 | 0 | 0 | 0 | 0 | 0 | 0 | 0 | 0 | 0 | 0 | 0 | 0 | 0 | 0
[10 empty] | 0 | 0 | 0 | 0 | 0 | 0 | 0 | 0 | 0 | 0 | 0 | 0 | 0 | 0 | 0 | 0 | 0 | 0 | 0 | 0 | 0 | 0 | 0 | 0 | 0 | 0 | 0 | 0
[10 empty] | 0 | 0 | 0 | 0 | 0 | 0 | 0 | 0 | 0 | 0 | 0 | 0 | 0 | 0 | 0 | 0 | 0 | 0 | 0 | 0 | 0 | 0 | 0 | 0 | 0 | 0 | 0 | 0
[10 empty] | 0 | 0 | 0 | 0 | 0 | 0 | 0 | 0 | 0 | 0 | 0 | 0 | 0 | 0 | 0 | 0 | 0 | 0 | 0 | 0 | 0 | 0 | 0 | 0 | 0 | 0 | 0 | 0
[10 empty] | 0 | 0 | 0 | 0 | 0 | 0 | 0 | 0 | 0 | 0 | 0 | 0 | 0 | 0 | 0 | 0 | 0 | 0 | 0 | 0 | 0 | 0 | 0 | 0 | 0 | 0 | 0 | 0
[10 empty] | 0 | 0 | 0 | 0 | 0 | 0 | 0 | 0 | 0 | 0 | 0 | 0 | 0 | 0 | 0 | 0 | 0 | 0 | 0 | 0 | 0 | 0 | 0 | 0 | 0 | 0 | 0 | 0
[10 empty] | 0 | 0 | 0 | 0 | 0 | 0 | 0 | 0 | 0 | 0 | 0 | 0 | 0 | 0 | 0 | 0 | 0 | 0 | 0 | 0 | 0 | 0 | 0 | 0 | 0 | 0 | 0 | 0
[10 empty] | 0 | 0 | 0 | 0 | 0 | 0 | 0 | 0 | 0 | 0 | 0 | 0 | 0 | 0 | 0 | 0 | 0 | 0 | 0 | 0 | 0 | 0 | 0 | 0 | 0 | 0 | 0 | 0
[10 empty] | 0 | 0 | 0 | 0 | 0 | 0 | 0 | 0 | 0 | 0 | 0 | 0 | 0 | 0 | 0 | 0 | 0 | 0 | 0 | 0 | 0 | 0 | 0 | 0 | 0 | 0 | 0 | 0
[10 empty] | 0 | 0 | 0 | 0 | 0 | 0 | 0 | 0 | 0 | 0 | 0 | 0 | 0 | 0 | 0 | 0 | 0 | 0 | 0 | 0 | 0 | 0 | 0 | 0 | 0 | 0 | 0 | 0
[10 empty] | 0 | 0 | 0 | 0 | 0 | 0 | 0 | 0 | 0 | 0 | 0 | 0 | 0 | 0 | 0 | 0 | 0 | 0 | 0 | 0 | 0 | 0 | 0 | 0 | 0 | 0 | 0 | 0
[10 empty] | 0 | 0 | 0 | 0 | 0 | 0 | 0 | 0 | 0 | 0 | 0 | 0 | 0 | 0 | 0 | 0 | 0 | 0 | 0 | 0 | 0 | 0 | 0 | 0 | 0 | 0 | 0 | 0
[10 empty] | 0 | 0 | 0 | 0 | 0 | 0 | 0 | 0 | 0 | 0 | 0 | 0 | 0 | 0 | 0 | 0 | 0 | 0 | 0 | 0 | 0 | 0 | 0 | 0 | 0 | 0 | 0 | 0
[10 empty] | 0 | 0 | 0 | 0 | 0 | 0 | 0 | 0 | 0 | 0 | 0 | 0 | 0 | 0 | 0 | 0 | 0 | 0 | 0 | 0 | 0 | 0 | 0 | 0 | 0 | 0 | 0 | 0
[10 empty] | 0 | 0 | 0 | 0 | 0 | 0 | 0 | 0 | 0 | 0 | 0 | 0 | 0 | 0 | 0 | 0 | 0 | 0 | 0 | 0 | 0 | 0 | 0 | 0 | 0 | 0 | 0 | 0
[10 empty] | 0 | 0 | 0 | 0 | 0 | 0 | 0 | 0 | 0 | 0 | 0 | 0 | 0 | 0 | 0 | 0 | 0 | 0 | 0 | 0 | 0 | 0 | 0 | 0 | 0 | 0 | 0 | 0
[10 empty] | 0 | 0 | 0 | 0 | 0 | 0 | 0 | 0 | 0 | 0 | 0 | 0 | 0 | 0 | 0 | 0 | 0 | 0 | 0 | 0 | 0 | 0 | 0 | 0 | 0 | 0 | 0 | 0
[10 empty] | 0 | 0 | 0 | 0 | 0 | 0 | 0 | 0 | 0 | 0 | 0 | 0 | 0 | 0 | 0 | 0 | 0 | 0 | 0 | 0 | 0 | 0 | 0 | 0 | 0 | 0 | 0 | 0
[10 empty] | 0 | 0 | 0 | 0 | 0 | 0 | 0 | 0 | 0 | 0 | 0 | 0 | 0 | 0 | 0 | 0 | 0 | 0 | 0 | 0 | 0 | 0 | 0 | 0 | 0 | 0 | 0 | 0
[10 empty] | 0 | 0 | 0 | 0 | 0 | 0 | 0 | 0 | 0 | 0 | 0 | 0 | 0 | 0 | 0 | 0 | 0 | 0 | 0 | 0 | 0 | 0 | 0 | 0 | 0 | 0 | 0 | 0
[10 empty] | 0 | 0 | 0 | 0 | 0 | 0 | 0 | 0 | 0 | 0 | 0 | 0 | 0 | 0 | 0 | 0 | 0 | 0 | 0 | 0 | 0 | 0 | 0 | 0 | 0 | 0 | 0 | 0
[10 empty] | 0 | 0 | 0 | 0 | 0 | 0 | 0 | 0 | 0 | 0 | 0 | 0 | 0 | 0 | 0 | 0 | 0 | 0 | 0 | 0 | 0 | 0 | 0 | 0 | 0 | 0 | 0 | 0
[10 empty] | 0 | -0.010934 | -0.034852 | -0.050958 | -0.065864 | -0.078693 | -0.087614 | -0.097502 | -0.11008 | -0.1248 | -0.14196 | -0.1595 | -0.17936 | -0.2007 | -0.22396 | -0.24646 | -0.27057 | -0.29515 | -0.32087 | -0.34462 | -0.36952 | -0.39439 | -0.42245 | -0.44943 | -0.47888 | -0.50943 | -0.54092 | -0.56895
[10 empty] | 0 | 0 | 0 | 0 | 0 | 0 | 0 | 0 | 0 | 0 | 0 | 0 | 0 | 0 | 0 | 0 | 0 | 0 | 0 | 0 | 0 | 0 | 0 | 0 | 0 | 0 | 0 | 0
[10 empty] | 0 | 0 | 0 | 0 | 0 | 0 | 0 | 0 | 0 | 0 | 0 | 0 | 0 | 0 | 0 | 0 | 0 | 0 | 0 | 0 | 0 | 0 | 0 | 0 | 0 | 0 | 0 | 0
[10 empty] | 0 | -0.010934 | -0.023918 | -0.016105 | -0.014907 | -0.012829 | -0.008921 | -0.0098876 | -0.012576 | -0.014718 | -0.017161 | -0.017543 | -0.019862 | -0.021336 | -0.023259 | -0.022504 | -0.024112 | -0.024576 | -0.025717 | -0.023755 | -0.024901 | -0.02487 | -0.029052 | -0.030057 | -0.033719 | -0.035771 | -0.037418 | -0.034217
[10 empty] | 0 | -3.9963e-05 | -8.0719e-05 | -0.00012411 | -0.00017003 | -0.0001749 | -0.00018018 | -0.00018603 | -0.00019248 | -0.0001996 | -0.00020753 | -0.00021743 | -0.00022842 | -0.00024085 | -0.00025051 | -0.00025831 | -0.00026485 | -0.00027069 | -0.00028265 | -0.00030062 | -0.00032458 | -0.000348 | -0.00037871 | -0.00041208 | -0.0004477 | -0.000498 | -0.00054883 | -0.00060026
[10 empty] | 0 | -1.5663e-05 | -3.1637e-05 | -4.8643e-05 | -6.6644e-05 | -6.8552e-05 | -7.0621e-05 | -7.2913e-05 | -7.544e-05 | -7.8232e-05 | -8.1338e-05 | -8.522e-05 | -8.9526e-05 | -9.4401e-05 | -9.8186e-05 | -0.00010124 | -0.00010381 | -0.00010609 | -0.00011078 | -0.00011783 | -0.00012722 | -0.0001364 | -0.00014843 | -0.00016151 | -0.00017547 | -0.00019519 | -0.00021511 | -0.00023527
[10 empty] | 0 | -1.0917e-05 | -2.2052e-05 | -3.3904e-05 | -4.6451e-05 | -4.7781e-05 | -4.9224e-05 | -5.0821e-05 | -5.2583e-05 | -5.4529e-05 | -5.6694e-05 | -5.9399e-05 | -6.2401e-05 | -6.5798e-05 | -6.8437e-05 | -7.0568e-05 | -7.2354e-05 | -7.3949e-05 | -7.7217e-05 | -8.2126e-05 | -8.8672e-05 | -9.5069e-05 | -0.00010346 | -0.00011258 | -0.00012231 | -0.00013605 | -0.00014993 | -0.00016399
[10 empty] | 0 | -3.9963e-05 | -4.0756e-05 | -4.3387e-05 | -4.5928e-05 | -4.8677e-06 | -5.2807e-06 | -5.8464e-06 | -6.4486e-06 | -7.1231e-06 | -7.9255e-06 | -9.9038e-06 | -1.0986e-05 | -1.2437e-05 | -1.5367e-05 | -1.8519e-05 | -2.192e-05 | -2.5585e-05 | -2.9583e-05 | -3.3829e-05 | -3.8389e-05 | -4.8347e-05 | -5.3328e-05 | -5.4658e-05 | -5.6018e-05 | -5.7396e-05 | -5.8805e-05 | -6.063e-05
[10 empty] | 0 | -0.0024239 | -0.0052703 | -0.008036 | -0.010727 | -0.013342 | -0.015884 | -0.018358 | -0.020765 | -0.023104 | -0.025551 | -0.027884 | -0.03084 | -0.033951 | -0.036831 | -0.039627 | -0.042339 | -0.044968 | -0.047517 | -0.050048 | -0.052578 | -0.054869 | -0.058136 | -0.061327 | -0.064272 | -0.067169 | -0.069965 | -0.072662
[10 empty] | 0 | -0.00095005 | -0.0020657 | -0.0031497 | -0.0042044 | -0.0052292 | -0.0062256 | -0.0071951 | -0.0081386 | -0.0090553 | -0.010015 | -0.010929 | -0.012087 | -0.013307 | -0.014436 | -0.015532 | -0.016595 | -0.017625 | -0.018624 | -0.019616 | -0.020608 | -0.021506 | -0.022786 | -0.024037 | -0.025191 | -0.026327 | -0.027422 | -0.028479
[10 empty] | 0 | -0.0006622 | -0.0014398 | -0.0021953 | -0.0029305 | -0.0036448 | -0.0043393 | -0.0050151 | -0.0056727 | -0.0063116 | -0.0069803 | -0.0076177 | -0.0084251 | -0.0092751 | -0.010062 | -0.010826 | -0.011567 | -0.012285 | -0.012981 | -0.013673 | -0.014364 | -0.01499 | -0.015882 | -0.016754 | -0.017558 | -0.01835 | -0.019114 | -0.01985
[10 empty] | 0 | -0.0024239 | -0.0028464 | -0.0027657 | -0.002691 | -0.0026147 | -0.0025421 | -0.0024737 | -0.0024071 | -0.0023389 | -0.0032557 | -0.0038205 | -0.004869 | -0.0057632 | -0.0056025 | -0.0054425 | -0.0052863 | -0.0051323 | -0.0049833 | -0.005225 | -0.005587 | -0.0059384 | -0.0078008 | -0.0081918 | -0.0083012 | -0.0084063 | -0.0081474 | -0.0078943
[10 empty] | 0 | -0.011377 | -0.022749 | -0.034118 | -0.045491 | -0.056865 | -0.068238 | -0.079611 | -0.090985 | -0.10236 | -0.11374 | -0.12512 | -0.13652 | -0.14792 | -0.15934 | -0.17078 | -0.18224 | -0.19373 | -0.20524 | -0.21678 | -0.22835 | -0.24 | -0.25167 | -0.26334 | -0.275 | -0.28664 | -0.29827 | -0.30989
[10 empty] | 0 | -0.004459 | -0.0089163 | -0.013372 | -0.01783 | -0.022288 | -0.026746 | -0.031203 | -0.035661 | -0.040119 | -0.044578 | -0.049042 | -0.053507 | -0.057975 | -0.062451 | -0.066935 | -0.071428 | -0.07593 | -0.080442 | -0.084965 | -0.089499 | -0.094065 | -0.098641 | -0.10321 | -0.10778 | -0.11235 | -0.11691 | -0.12146
[10 empty] | 0 | -0.003108 | -0.0062147 | -0.0093206 | -0.012428 | -0.015535 | -0.018642 | -0.021749 | -0.024856 | -0.027963 | -0.031071 | -0.034183 | -0.037295 | -0.040409 | -0.043529 | -0.046654 | -0.049786 | -0.052924 | -0.056069 | -0.059222 | -0.062381 | -0.065564 | -0.068754 | -0.071942 | -0.075126 | -0.078307 | -0.081485 | -0.084659
[10 empty] | 0 | -0.011377 | -0.011372 | -0.011369 | -0.011373 | -0.011374 | -0.011373 | -0.011373 | -0.011374 | -0.011374 | -0.011376 | -0.011389 | -0.011393 | -0.0114 | -0.013044 | -0.014458 | -0.015674 | -0.016721 | -0.017624 | -0.018402 | -0.019074 | -0.023024 | -0.023049 | -0.02304 | -0.023034 | -0.023022 | -0.023013 | -0.02324
[10 empty] | 0 | 0 | 0 | 0 | 0 | 0 | 0 | 0 | 0 | 0 | 0 | 0 | 0 | 0 | 0 | 0 | 0 | 0 | 0 | 0 | 0 | 0 | 0 | 0 | 0 | 0 | 0 | 0
[10 empty] | 0 | 0 | 0 | 0 | 0 | 0 | 0 | 0 | 0 | 0 | 0 | 0 | 0 | 0 | 0 | 0 | 0 | 0 | 0 | 0 | 0 | 0 | 0 | 0 | 0 | 0 | 0 | 0
[10 empty] | 0 | 0 | 0 | 0 | 0 | 0 | 0 | 0 | 0 | 0 | 0 | 0 | 0 | 0 | 0 | 0 | 0 | 0 | 0 | 0 | 0 | 0 | 0 | 0 | 0 | 0 | 0 | 0
[10 empty] | 0 | 0 | 0 | 0 | 0 | 0 | 0 | 0 | 0 | 0 | 0 | 0 | 0 | 0 | 0 | 0 | 0 | 0 | 0 | 0 | 0 | 0 | 0 | 0 | 0 | 0 | 0 | 0
[10 empty] | 0 | -0.078258 | -0.15649 | -0.23468 | -0.3129 | -0.39103 | -0.46914 | -0.54721 | -0.62525 | -0.70326 | -0.78124 | -0.85919 | -0.93711 | -1.015 | -1.0929 | -1.1707 | -1.2485 | -1.3262 | -1.404 | -1.4817 | -1.5594 | -1.637 | -1.7146 | -1.7922 | -1.8698 | -1.9473 | -2.0248 | -2.1023
[10 empty] | 0 | -0.016113 | -0.032219 | -0.04832 | -0.064424 | -0.080512 | -0.096593 | -0.11267 | -0.12874 | -0.1448 | -0.16085 | -0.1769 | -0.19295 | -0.20898 | -0.22501 | -0.24104 | -0.25706 | -0.27307 | -0.28907 | -0.30507 | -0.32107 | -0.33705 | -0.35303 | -0.36901 | -0.38498 | -0.40094 | -0.41689 | -0.43284
[10 empty] | 0 | -0.021722 | -0.043436 | -0.065141 | -0.086852 | -0.10854 | -0.13022 | -0.15189 | -0.17355 | -0.19521 | -0.21685 | -0.23849 | -0.26012 | -0.28174 | -0.30335 | -0.32495 | -0.34654 | -0.36813 | -0.38971 | -0.41128 | -0.43284 | -0.45439 | -0.47593 | -0.49747 | -0.519 | -0.54052 | -0.56203 | -0.58353
[10 empty] | 0 | -0.078258 | -0.078227 | -0.078196 | -0.078218 | -0.078134 | -0.078103 | -0.078072 | -0.078042 | -0.078011 | -0.07798 | -0.077949 | -0.077919 | -0.077888 | -0.086553 | -0.094248 | -0.10108 | -0.10716 | -0.11254 | -0.11732 | -0.12156 | -0.12533 | -0.12867 | -0.15573 | -0.15567 | -0.15561 | -0.15556 | -0.15645
[10 empty] | 0 | -0.0075727 | -0.015142 | -0.022709 | -0.030278 | -0.037838 | -0.045396 | -0.052951 | -0.060503 | -0.068051 | -0.075597 | -0.08314 | -0.09068 | -0.098217 | -0.10575 | -0.11328 | -0.12081 | -0.12833 | -0.13586 | -0.14338 | -0.15089 | -0.15841 | -0.16592 | -0.17342 | -0.18093 | -0.18843 | -0.19593 | -0.20343
[10 empty] | 0 | -0.0015592 | -0.0031177 | -0.0046757 | -0.006234 | -0.0077907 | -0.0093468 | -0.010902 | -0.012457 | -0.014011 | -0.015565 | -0.017118 | -0.01867 | -0.020222 | -0.021773 | -0.023324 | -0.024874 | -0.026423 | -0.027972 | -0.02952 | -0.031068 | -0.032615 | -0.034161 | -0.035707 | -0.037252 | -0.038797 | -0.040341 | -0.041884
[10 empty] | 0 | -0.002102 | -0.0042031 | -0.0063034 | -0.0084043 | -0.010503 | -0.012601 | -0.014698 | -0.016794 | -0.018889 | -0.020984 | -0.023077 | -0.02517 | -0.027262 | -0.029354 | -0.031444 | -0.033534 | -0.035622 | -0.03771 | -0.039797 | -0.041884 | -0.043969 | -0.046054 | -0.048138 | -0.050221 | -0.052303 | -0.054385 | -0.056465
[10 empty] | 0 | -0.0075727 | -0.0075697 | -0.0075667 | -0.0075688 | -0.0075607 | -0.0075577 | -0.0075547 | -0.0075517 | -0.0075487 | -0.0075458 | -0.0075428 | -0.0075398 | -0.0075369 | -0.0086157 | -0.0095396 | -0.010331 | -0.011009 | -0.011588 | -0.012084 | -0.012508 | -0.015077 | -0.015071 | -0.015065 | -0.015061 | -0.015053 | -0.015048 | -0.015196
[10 empty] | 0 | -0.043572 | -0.055641 | -0.067706 | -0.070375 | -0.077264 | -0.086968 | -0.094006 | -0.11051 | -0.12715 | -0.14405 | -0.1611 | -0.17912 | -0.19726 | -0.21545 | -0.23368 | -0.252 | -0.27039 | -0.28831 | -0.30593 | -0.32334 | -0.34076 | -0.35822 | -0.3751 | -0.39218 | -0.40943 | -0.42693 | -0.44471
[10 empty] | 0 | -0.015681 | -0.020025 | -0.024367 | -0.025328 | -0.027807 | -0.0313 | -0.033833 | -0.039773 | -0.045761 | -0.051842 | -0.057979 | -0.064464 | -0.070995 | -0.077542 | -0.084102 | -0.090696 | -0.097314 | -0.10376 | -0.1101 | -0.11637 | -0.12264 | -0.12892 | -0.135 | -0.14114 | -0.14735 | -0.15365 | -0.16005
[10 empty] | 0 | -0.020249 | -0.025858 | -0.031465 | -0.032706 | -0.035907 | -0.040417 | -0.043687 | -0.051358 | -0.059091 | -0.066942 | -0.074867 | -0.083241 | -0.091675 | -0.10013 | -0.1086 | -0.11711 | -0.12566 | -0.13399 | -0.14218 | -0.15027 | -0.15836 | -0.16648 | -0.17432 | -0.18226 | -0.19027 | -0.19841 | -0.20667
[10 empty] | 0 | -0.043572 | -0.01207 | -0.012065 | -0.016093 | -0.018762 | -0.020543 | -0.026984 | -0.028868 | -0.030752 | -0.034587 | -0.037486 | -0.041859 | -0.04555 | -0.048334 | -0.051018 | -0.054442 | -0.057456 | -0.060249 | -0.063488 | -0.06647 | -0.069369 | -0.072525 | -0.07554 | -0.078472 | -0.081564 | -0.084578 | -0.087547
[10 empty] | 0 | -0.001452 | -0.0026817 | -0.0039109 | -0.0051404 | -0.0063686 | -0.0075964 | -0.0091909 | -0.010785 | -0.012378 | -0.013971 | -0.015563 | -0.017395 | -0.019226 | -0.021056 | -0.022886 | -0.024714 | -0.026543 | -0.02837 | -0.030197 | -0.0321 | -0.03411 | -0.036203 | -0.038364 | -0.040579 | -0.042938 | -0.045295 | -0.047592
[10 empty] | 0 | -0.00052257 | -0.00096514 | -0.0014075 | -0.00185 | -0.0022921 | -0.0027339 | -0.0033078 | -0.0038815 | -0.0044549 | -0.0050281 | -0.0056011 | -0.0062603 | -0.0069193 | -0.007578 | -0.0082365 | -0.0088947 | -0.0095527 | -0.01021 | -0.010868 | -0.011553 | -0.012276 | -0.01303 | -0.013807 | -0.014604 | -0.015453 | -0.016302 | -0.017128
[10 empty] | 0 | -0.00067479 | -0.0012463 | -0.0018175 | -0.0023889 | -0.0029597 | -0.0035303 | -0.0042713 | -0.0050121 | -0.0057525 | -0.0064927 | -0.0072326 | -0.0080838 | -0.0089348 | -0.0097854 | -0.010636 | -0.011486 | -0.012335 | -0.013184 | -0.014033 | -0.014918 | -0.015852 | -0.016825 | -0.017829 | -0.018858 | -0.019954 | -0.02105 | -0.022118
[10 empty] | 0 | -0.001452 | -0.0012297 | -0.0012292 | -0.0012295 | -0.0012282 | -0.0012277 | -0.0015946 | -0.0015939 | -0.0015933 | -0.0015927 | -0.0015921 | -0.0018317 | -0.001831 | -0.0018303 | -0.0018296 | -0.0018289 | -0.0018282 | -0.0018275 | -0.0018267 | -0.002194 | -0.0024875 | -0.002722 | -0.0029096 | -0.0030591 | -0.0036607 | -0.0036592 | -0.0036578
[10 empty] | 0 | -0.0091982 | -0.018393 | -0.028676 | -0.039772 | -0.051529 | -0.064187 | -0.077174 | -0.090478 | -0.10391 | -0.1172 | -0.13046 | -0.14381 | -0.15716 | -0.17052 | -0.18323 | -0.19606 | -0.209 | -0.22201 | -0.23509 | -0.24818 | -0.26119 | -0.27423 | -0.28726 | -0.30024 | -0.3132 | -0.32609 | -0.33898
[10 empty] | 0 | -0.0033104 | -0.0066196 | -0.01032 | -0.014314 | -0.018545 | -0.023101 | -0.027775 | -0.032563 | -0.037398 | -0.04218 | -0.046952 | -0.051759 | -0.05656 | -0.061369 | -0.065946 | -0.070562 | -0.075219 | -0.079901 | -0.084608 | -0.089319 | -0.094001 | -0.098696 | -0.10339 | -0.10806 | -0.11272 | -0.11736 | -0.122
[10 empty] | 0 | -0.0042747 | -0.0085477 | -0.013326 | -0.018483 | -0.023947 | -0.02983 | -0.035865 | -0.042048 | -0.048292 | -0.054467 | -0.060628 | -0.066835 | -0.073035 | -0.079244 | -0.085155 | -0.091115 | -0.097129 | -0.10317 | -0.10925 | -0.11534 | -0.12138 | -0.12744 | -0.1335 | -0.13953 | -0.14555 | -0.15155 | -0.15754
[10 empty] | 0 | -0.0091982 | -0.0091946 | -0.012257 | -0.014302 | -0.016675 | -0.020759 | -0.022766 | -0.025904 | -0.028364 | -0.031114 | -0.034109 | -0.036813 | -0.039734 | -0.042363 | -0.045146 | -0.047925 | -0.050593 | -0.053389 | -0.056083 | -0.058841 | -0.061575 | -0.064294 | -0.067042 | -0.06976 | -0.072499 | -0.075224 | -0.07795
[10 empty] | 0 | -0.017418 | -0.02192 | -0.02262 | -0.025086 | -0.028778 | -0.031093 | -0.038149 | -0.045412 | -0.05286 | -0.06031 | -0.067812 | -0.076023 | -0.084295 | -0.092649 | -0.10107 | -0.10948 | -0.11789 | -0.1263 | -0.1344 | -0.14254 | -0.1507 | -0.15886 | -0.16701 | -0.17519 | -0.18311 | -0.19106 | -0.19901
[10 empty] | 0 | -0.0062686 | -0.0078889 | -0.0081409 | -0.0090283 | -0.010357 | -0.01119 | -0.01373 | -0.016344 | -0.019024 | -0.021705 | -0.024405 | -0.027361 | -0.030338 | -0.033344 | -0.036375 | -0.039402 | -0.042429 | -0.045456 | -0.048371 | -0.051301 | -0.054239 | -0.057173 | -0.060107 | -0.063052 | -0.065903 | -0.068763 | -0.071623
[10 empty] | 0 | -0.0080946 | -0.010187 | -0.010512 | -0.011658 | -0.013374 | -0.01445 | -0.017729 | -0.021104 | -0.024565 | -0.028028 | -0.031514 | -0.03533 | -0.039175 | -0.043057 | -0.04697 | -0.050879 | -0.054787 | -0.058697 | -0.06246 | -0.066244 | -0.070037 | -0.073827 | -0.077615 | -0.081418 | -0.085099 | -0.088792 | -0.092486
[10 empty] | 0 | -0.017418 | -0.0045019 | -0.0060013 | -0.0070028 | -0.0081646 | -0.010164 | -0.012312 | -0.014009 | -0.015339 | -0.016827 | -0.018447 | -0.021158 | -0.022837 | -0.024348 | -0.025947 | -0.027544 | -0.029077 | -0.030685 | -0.032233 | -0.033818 | -0.03539 | -0.036952 | -0.038532 | -0.040094 | -0.041668 | -0.043234 | -0.044801
[10 empty] | 0 | -0.0017306 | -0.0034328 | -0.0051102 | -0.0068028 | -0.0085185 | -0.010245 | -0.012001 | -0.013794 | -0.015601 | -0.01742 | -0.019257 | -0.021129 | -0.023043 | -0.025001 | -0.026993 | -0.029014 | -0.031065 | -0.033153 | -0.035267 | -0.037395 | -0.039614 | -0.041841 | -0.044064 | -0.046269 | -0.048454 | -0.050624 | -0.052773
[10 empty] | 0 | -0.00036838 | -0.00073072 | -0.0010878 | -0.0014481 | -0.0018133 | -0.0021807 | -0.0025546 | -0.0029363 | -0.0033209 | -0.0037081 | -0.0040991 | -0.0044976 | -0.004905 | -0.0053219 | -0.0057458 | -0.0061761 | -0.0066127 | -0.0070571 | -0.0075072 | -0.0079601 | -0.0084325 | -0.0089065 | -0.0093797 | -0.0098491 | -0.010314 | -0.010776 | -0.011234
[10 empty] | 0 | -0.00038956 | -0.00077274 | -0.0011503 | -0.0015314 | -0.0019176 | -0.0023061 | -0.0027015 | -0.0031051 | -0.0035118 | -0.0039213 | -0.0043348 | -0.0047562 | -0.005187 | -0.0056279 | -0.0060762 | -0.0065312 | -0.0069929 | -0.0074629 | -0.0079388 | -0.0084178 | -0.0089174 | -0.0094187 | -0.009919 | -0.010415 | -0.010907 | -0.011396 | -0.011879
[10 empty] | 0 | -0.0017306 | -0.0017022 | -0.0016775 | -0.0016926 | -0.0017157 | -0.0017261 | -0.0017565 | -0.0017927 | -0.0018069 | -0.0018188 | -0.0018371 | -0.0020641 | -0.0022741 | -0.002465 | -0.0026298 | -0.0027791 | -0.0029165 | -0.0030524 | -0.0031708 | -0.0032677 | -0.0039676 | -0.0039763 | -0.0039994 | -0.0040421 | -0.0040985 | -0.0041663 | -0.0042416
[10 empty] | 0 | -0.00074774 | -0.0014901 | -0.0022276 | -0.0029653 | -0.0037036 | -0.0044412 | -0.0051805 | -0.0059976 | -0.006875 | -0.0078003 | -0.0087648 | -0.0097204 | -0.010767 | -0.011782 | -0.012777 | -0.013759 | -0.014733 | -0.015704 | -0.016673 | -0.01766 | -0.018547 | -0.019454 | -0.020372 | -0.021295 | -0.022233 | -0.023165 | -0.024095
[10 empty] | 0 | -0.00015917 | -0.0003172 | -0.00047418 | -0.00063122 | -0.00078837 | -0.00094538 | -0.0011027 | -0.0012767 | -0.0014635 | -0.0016604 | -0.0018657 | -0.0020691 | -0.0022918 | -0.0025081 | -0.0027199 | -0.0029289 | -0.0031362 | -0.0033428 | -0.003549 | -0.0037592 | -0.0039481 | -0.0041411 | -0.0043366 | -0.0045331 | -0.0047327 | -0.0049311 | -0.005129
[10 empty] | 0 | -0.00016832 | -0.00033544 | -0.00050144 | -0.00066751 | -0.0008337 | -0.00099974 | -0.0011662 | -0.0013501 | -0.0015476 | -0.0017559 | -0.001973 | -0.0021881 | -0.0024236 | -0.0026523 | -0.0028763 | -0.0030973 | -0.0033165 | -0.003535 | -0.0037531 | -0.0039753 | -0.0041751 | -0.0043792 | -0.0045859 | -0.0047937 | -0.0050048 | -0.0052147 | -0.0054239
[10 empty] | 0 | -0.00074774 | -0.00074238 | -0.00073745 | -0.00073775 | -0.00073827 | -0.0007376 | -0.00073926 | -0.00089269 | -0.0010135 | -0.0011099 | -0.0011882 | -0.0012512 | -0.001503 | -0.0015034 | -0.0015329 | -0.0015809 | -0.0016388 | -0.0017025 | -0.0017651 | -0.0019049 | -0.0020076 | -0.0020882 | -0.002155 | -0.0022149 | -0.0023244 | -0.0023563 | -0.0024173
[10 empty] | 0 | -0.00014639 | -0.00029419 | -0.0004442 | -0.00059848 | -0.00075747 | -0.00092129 | -0.0010925 | -0.001272 | -0.0014573 | -0.0016482 | -0.0018457 | -0.00205 | -0.0022616 | -0.0024803 | -0.0027053 | -0.0029396 | -0.0031835 | -0.0034385 | -0.0037038 | -0.0039781 | -0.0042609 | -0.0045514 | -0.0048556 | -0.0051655 | -0.0054808 | -0.0058009 | -0.0061256
[10 empty] | 0 | -3.1162e-05 | -6.2624e-05 | -9.4555e-05 | -0.0001274 | -0.00016124 | -0.00019611 | -0.00023256 | -0.00027076 | -0.0003102 | -0.00035084 | -0.00039288 | -0.00043638 | -0.00048142 | -0.00052798 | -0.00057588 | -0.00062573 | -0.00067766 | -0.00073195 | -0.00078842 | -0.0008468 | -0.00090699 | -0.00096884 | -0.0010336 | -0.0010996 | -0.0011667 | -0.0012348 | -0.0013039
[10 empty] | 0 | -3.2954e-05 | -6.6225e-05 | -9.9992e-05 | -0.00013472 | -0.00017051 | -0.00020739 | -0.00024593 | -0.00028633 | -0.00032804 | -0.00037102 | -0.00041547 | -0.00046147 | -0.0005091 | -0.00055834 | -0.00060899 | -0.00066171 | -0.00071663 | -0.00077403 | -0.00083376 | -0.00089549 | -0.00095915 | -0.0010246 | -0.001093 | -0.0011628 | -0.0012338 | -0.0013058 | -0.0013789
[10 empty] | 0 | -0.00014639 | -0.0001478 | -0.00015 | -0.00015428 | -0.00015899 | -0.00016382 | -0.00017122 | -0.00017947 | -0.00018528 | -0.00019092 | -0.00019748 | -0.00020437 | -0.00021157 | -0.00021872 | -0.00022501 | -0.00025513 | -0.000283 | -0.00030991 | -0.0003344 | -0.00035618 | -0.00037641 | -0.00039526 | -0.00046225 | -0.00047223 | -0.00048239 | -0.00049276 | -0.00050322
[10 empty] | 0 | 0 | 0 | 0 | 0 | 0 | 0 | 0 | 0 | 0 | 0 | 0 | 0 | 0 | 0 | 0 | 0 | 0 | 0 | 0 | 0 | 0 | 0 | 0 | 0 | 0 | 0 | 0
[10 empty] | 0 | 0 | 0 | 0 | 0 | 0 | 0 | 0 | 0 | 0 | 0 | 0 | 0 | 0 | 0 | 0 | 0 | 0 | 0 | 0 | 0 | 0 | 0 | 0 | 0 | 0 | 0 | 0
[10 empty] | 0 | 0 | 0 | 0 | 0 | 0 | 0 | 0 | 0 | 0 | 0 | 0 | 0 | 0 | 0 | 0 | 0 | 0 | 0 | 0 | 0 | 0 | 0 | 0 | 0 | 0 | 0 | 0
[10 empty] | 0 | 0 | 0 | 0 | 0 | 0 | 0 | 0 | 0 | 0 | 0 | 0 | 0 | 0 | 0 | 0 | 0 | 0 | 0 | 0 | 0 | 0 | 0 | 0 | 0 | 0 | 0 | 0
[10 empty] | 0 | -6.1657e-05 | -0.00012157 | -0.00018075 | -0.0002411 | -0.00030301 | -0.00036668 | -0.00043485 | -0.00050847 | -0.00058461 | -0.00066298 | -0.00074451 | -0.00083135 | -0.00092443 | -0.001024 | -0.0011285 | -0.0012381 | -0.0013528 | -0.0014738 | -0.0015997 | -0.0017285 | -0.0018706 | -0.0020145 | -0.0021583 | -0.0023015 | -0.0024436 | -0.0025848 | -0.0027242
[10 empty] | 0 | -1.3125e-05 | -2.5878e-05 | -3.8476e-05 | -5.1323e-05 | -6.4501e-05 | -7.8054e-05 | -9.2566e-05 | -0.00010824 | -0.00012444 | -0.00014113 | -0.00015848 | -0.00017697 | -0.00019678 | -0.00021796 | -0.00024023 | -0.00026356 | -0.00028797 | -0.00031373 | -0.00034052 | -0.00036795 | -0.00039819 | -0.00042882 | -0.00045944 | -0.0004899 | -0.00052016 | -0.00055021 | -0.00057989
[10 empty] | 0 | -1.3879e-05 | -2.7365e-05 | -4.0688e-05 | -5.4274e-05 | -6.8209e-05 | -8.2542e-05 | -9.7888e-05 | -0.00011446 | -0.0001316 | -0.00014924 | -0.00016759 | -0.00018714 | -0.00020809 | -0.0002305 | -0.00025404 | -0.00027871 | -0.00030453 | -0.00033177 | -0.0003601 | -0.0003891 | -0.00042109 | -0.00045348 | -0.00048586 | -0.00051807 | -0.00055007 | -0.00058185 | -0.00061323
[10 empty] | 0 | -6.1657e-05 | -5.991e-05 | -5.9184e-05 | -6.0352e-05 | -6.1907e-05 | -6.367e-05 | -6.8173e-05 | -7.3616e-05 | -7.6137e-05 | -7.8377e-05 | -8.1532e-05 | -9.3689e-05 | -0.00010582 | -0.00011743 | -0.00012722 | -0.00013658 | -0.00014576 | -0.00015618 | -0.0001653 | -0.00017239 | -0.00020847 | -0.00021143 | -0.00021405 | -0.00021765 | -0.00022192 | -0.00022678 | -0.00023203
[10 empty] | 0 | -0.00040025 | -0.00082003 | -0.0012601 | -0.0017214 | -0.0022042 | -0.0027095 | -0.0032381 | -0.003791 | -0.0043689 | -0.0049727 | -0.0056035 | -0.006262 | -0.0069494 | -0.0076665 | -0.0084146 | -0.0091945 | -0.010008 | -0.010855 | -0.011737 | -0.012657 | -0.013614 | -0.01461 | -0.015647 | -0.016726 | -0.017848 | -0.018572 | -0.019283
[10 empty] | 0 | -8.52e-05 | -0.00017456 | -0.00026823 | -0.00036642 | -0.00046919 | -0.00057675 | -0.00068929 | -0.00080697 | -0.00092999 | -0.0010585 | -0.0011928 | -0.001333 | -0.0014793 | -0.0016319 | -0.0017912 | -0.0019572 | -0.0021303 | -0.0023106 | -0.0024985 | -0.0026942 | -0.0028979 | -0.00311 | -0.0033307 | -0.0035604 | -0.0037992 | -0.0039534 | -0.0041047
[10 empty] | 0 | -9.0099e-05 | -0.0001846 | -0.00028365 | -0.00038749 | -0.00049617 | -0.00060992 | -0.00072892 | -0.00085337 | -0.00098346 | -0.0011194 | -0.0012614 | -0.0014096 | -0.0015643 | -0.0017258 | -0.0018942 | -0.0020698 | -0.0022528 | -0.0024435 | -0.0026422 | -0.0028491 | -0.0030646 | -0.0032889 | -0.0035223 | -0.0037651 | -0.0040177 | -0.0041807 | -0.0043407
[10 empty] | 0 | -0.00040025 | -0.00041978 | -0.00044003 | -0.00046131 | -0.00048278 | -0.00050531 | -0.00052866 | -0.00055285 | -0.0005779 | -0.00066103 | -0.0007397 | -0.00081482 | -0.0008872 | -0.00095744 | -0.0010262 | -0.0010939 | -0.0012777 | -0.0013338 | -0.0014 | -0.0014746 | -0.0015558 | -0.0016428 | -0.0017345 | -0.0018304 | -0.0019299 | -0.0016235 | -0.0016947
[10 empty] | 0 | -3.8559e-05 | -7.6848e-05 | -0.00011487 | -0.00015265 | -0.00019014 | -0.00022737 | -0.00026433 | -0.00030104 | -0.00033748 | -0.00037367 | -0.0004096 | -0.00044527 | -0.00048069 | -0.00051586 | -0.00055077 | -0.00058544 | -0.00061986 | -0.00065403 | -0.00068795 | -0.00072163 | -0.00075507 | -0.00078827 | -0.00082122 | -0.00085394 | -0.00088641 | -0.00091865 | -0.00095066
[10 empty] | 0 | -8.2079e-06 | -1.6358e-05 | -2.4452e-05 | -3.2494e-05 | -4.0475e-05 | -4.8399e-05 | -5.6267e-05 | -6.408e-05 | -7.1838e-05 | -7.9541e-05 | -8.7189e-05 | -9.4783e-05 | -0.00010232 | -0.00010981 | -0.00011724 | -0.00012462 | -0.00013195 | -0.00013922 | -0.00014644 | -0.00015361 | -0.00016073 | -0.0001678 | -0.00017481 | -0.00018177 | -0.00018869 | -0.00019555 | -0.00020236
[10 empty] | 0 | -8.6798e-06 | -1.7299e-05 | -2.5858e-05 | -3.4363e-05 | -4.2802e-05 | -5.1182e-05 | -5.9503e-05 | -6.7765e-05 | -7.5969e-05 | -8.4115e-05 | -9.2203e-05 | -0.00010023 | -0.00010821 | -0.00011612 | -0.00012398 | -0.00013179 | -0.00013953 | -0.00014723 | -0.00015486 | -0.00016244 | -0.00016997 | -0.00017744 | -0.00018486 | -0.00019223 | -0.00019954 | -0.00020679 | -0.000214
[10 empty] | 0 | -3.8559e-05 | -3.829e-05 | -3.8022e-05 | -3.7781e-05 | -3.749e-05 | -3.7227e-05 | -3.6964e-05 | -3.6704e-05 | -3.6444e-05 | -3.6186e-05 | -3.5929e-05 | -3.5674e-05 | -3.542e-05 | -3.5168e-05 | -3.4916e-05 | -3.4667e-05 | -3.4418e-05 | -3.9679e-05 | -4.4116e-05 | -4.7848e-05 | -5.0978e-05 | -5.3586e-05 | -5.575e-05 | -5.7535e-05 | -7.0229e-05 | -6.9727e-05 | -6.9228e-05
[10 empty] | 0 | 0 | 0 | 0 | 0 | 0 | 0 | 0 | 0 | 0 | 0 | 0 | 0 | 0 | 0 | 0 | 0 | 0 | 0 | 0 | 0 | 0 | 0 | 0 | 0 | 0 | 0 | 0
[10 empty] | 0 | 0 | 0 | 0 | 0 | 0 | 0 | 0 | 0 | 0 | 0 | 0 | 0 | 0 | 0 | 0 | 0 | 0 | 0 | 0 | 0 | 0 | 0 | 0 | 0 | 0 | 0 | 0
[10 empty] | 0 | 0 | 0 | 0 | 0 | 0 | 0 | 0 | 0 | 0 | 0 | 0 | 0 | 0 | 0 | 0 | 0 | 0 | 0 | 0 | 0 | 0 | 0 | 0 | 0 | 0 | 0 | 0
[10 empty] | 0 | 0 | 0 | 0 | 0 | 0 | 0 | 0 | 0 | 0 | 0 | 0 | 0 | 0 | 0 | 0 | 0 | 0 | 0 | 0 | 0 | 0 | 0 | 0 | 0 | 0 | 0 | 0
[10 empty] | 0 | -0.0020353 | -0.0039911 | -0.0058695 | -0.0076742 | -0.0094048 | -0.011065 | -0.012656 | -0.014181 | -0.015642 | -0.017039 | -0.018377 | -0.019655 | -0.020876 | -0.022043 | -0.023155 | -0.024216 | -0.025226 | -0.026187 | -0.027101 | -0.02797 | -0.028794 | -0.029575 | -0.030315 | -0.031014 | -0.031674 | -0.032297 | -0.032883
[10 empty] | 0 | -0.00030577 | -0.00059957 | -0.00088176 | -0.0011529 | -0.0014129 | -0.0016622 | -0.0019013 | -0.0021304 | -0.0023498 | -0.0025598 | -0.0027607 | -0.0029528 | -0.0031362 | -0.0033114 | -0.0034785 | -0.0036379 | -0.0037896 | -0.0039341 | -0.0040714 | -0.0042019 | -0.0043257 | -0.004443 | -0.0045541 | -0.0046592 | -0.0047584 | -0.0048519 | -0.00494
[10 empty] | 0 | -0.00039725 | -0.00077897 | -0.0011456 | -0.0014978 | -0.0018356 | -0.0021596 | -0.0024702 | -0.0027678 | -0.0030529 | -0.0033257 | -0.0035867 | -0.0038363 | -0.0040746 | -0.0043022 | -0.0045194 | -0.0047264 | -0.0049235 | -0.0051112 | -0.0052896 | -0.0054591 | -0.0056199 | -0.0057724 | -0.0059168 | -0.0060533 | -0.0061822 | -0.0063037 | -0.0064181
[10 empty] | 0 | -0.0020353 | -0.0019557 | -0.0018784 | -0.0018047 | -0.002409 | -0.0027642 | -0.0029537 | -0.0034367 | -0.0035223 | -0.0036786 | -0.0038277 | -0.0042037 | -0.0044158 | -0.0045593 | -0.004746 | -0.004901 | -0.0050733 | -0.0052194 | -0.0054091 | -0.0055406 | -0.0056583 | -0.0057806 | -0.0059062 | -0.0060247 | -0.0061256 | -0.0062305 | -0.0063195
[10 empty] | 0 | -0.00015261 | -0.00029924 | -0.00044009 | -0.0005754 | -0.00070516 | -0.00082962 | -0.00094894 | -0.0010633 | -0.0011728 | -0.0012776 | -0.0013779 | -0.0014737 | -0.0015653 | -0.0016527 | -0.0017361 | -0.0018157 | -0.0018914 | -0.0019635 | -0.002032 | -0.0020971 | -0.0021589 | -0.0022175 | -0.002273 | -0.0023254 | -0.0023749 | -0.0024216 | -0.0024656
[10 empty] | 0 | -2.2926e-05 | -4.4955e-05 | -6.6113e-05 | -8.6441e-05 | -0.00010593 | -0.00012463 | -0.00014256 | -0.00015973 | -0.00017619 | -0.00019193 | -0.00020699 | -0.00022139 | -0.00023515 | -0.00024829 | -0.00026082 | -0.00027276 | -0.00028414 | -0.00029497 | -0.00030527 | -0.00031505 | -0.00032433 | -0.00033313 | -0.00034146 | -0.00034934 | -0.00035678 | -0.00036379 | -0.0003704
[10 empty] | 0 | -2.9786e-05 | -5.8406e-05 | -8.5895e-05 | -0.00011231 | -0.00013763 | -0.00016192 | -0.00018521 | -0.00020753 | -0.0002289 | -0.00024936 | -0.00026893 | -0.00028764 | -0.00030551 | -0.00032258 | -0.00033886 | -0.00035438 | -0.00036916 | -0.00038323 | -0.00039661 | -0.00040932 | -0.00042138 | -0.00043281 | -0.00044363 | -0.00045387 | -0.00046353 | -0.00047264 | -0.00048122
[10 empty] | 0 | -0.00015261 | -0.00014664 | -0.00014084 | -0.00013532 | -0.00012976 | -0.00012446 | -0.00011932 | -0.00016521 | -0.00019229 | -0.00020695 | -0.00024361 | -0.00023349 | -0.00022368 | -0.00021418 | -0.00022188 | -0.00023488 | -0.00024729 | -0.00027672 | -0.00028815 | -0.00028897 | -0.00028966 | -0.00028245 | -0.00028106 | -0.0002834 | -0.00029725 | -0.00031046 | -0.00031858
[10 empty] | 0 | -0.0013087 | -0.0026223 | -0.0039411 | -0.0052657 | -0.0065946 | -0.0079285 | -0.0092676 | -0.010612 | -0.011961 | -0.013315 | -0.014675 | -0.01604 | -0.01741 | -0.018785 | -0.020165 | -0.021551 | -0.022942 | -0.024338 | -0.02574 | -0.027146 | -0.028558 | -0.029976 | -0.031399 | -0.032827 | -0.03426 | -0.035699 | -0.037144
[10 empty] | 0 | -0.0001966 | -0.00039395 | -0.00059206 | -0.00079106 | -0.00099069 | -0.0011911 | -0.0013922 | -0.0015942 | -0.0017969 | -0.0020004 | -0.0022046 | -0.0024096 | -0.0026154 | -0.002822 | -0.0030294 | -0.0032376 | -0.0034465 | -0.0036563 | -0.0038668 | -0.0040781 | -0.0042903 | -0.0045032 | -0.0047169 | -0.0049315 | -0.0051468 | -0.005363 | -0.00558
[10 empty] | 0 | -0.00025542 | -0.00051182 | -0.00076921 | -0.0010278 | -0.0012871 | -0.0015475 | -0.0018088 | -0.0020712 | -0.0023345 | -0.0025989 | -0.0028642 | -0.0031306 | -0.003398 | -0.0036664 | -0.0039358 | -0.0042063 | -0.0044778 | -0.0047503 | -0.0050238 | -0.0052984 | -0.005574 | -0.0058506 | -0.0061283 | -0.0064071 | -0.0066869 | -0.0069677 | -0.0072496
[10 empty] | 0 | -0.0013087 | -0.0013137 | -0.0013187 | -0.0013247 | -0.0017651 | -0.0020626 | -0.0022644 | -0.0026611 | -0.0028166 | -0.0030212 | -0.0032268 | -0.0035836 | -0.0038468 | -0.0040733 | -0.0043331 | -0.0045794 | -0.0048427 | -0.0050958 | -0.0053827 | -0.0056394 | -0.0058928 | -0.0061545 | -0.0064237 | -0.0066939 | -0.0069583 | -0.0072303 | -0.0074972
[10 empty] | 0 | -0.00093135 | -0.0018416 | -0.0027312 | -0.003601 | -0.0044501 | -0.0052796 | -0.0060898 | -0.0068809 | -0.0076534 | -0.0084075 | -0.0091436 | -0.0098619 | -0.010563 | -0.011247 | -0.011914 | -0.012564 | -0.013198 | -0.013816 | -0.014419 | -0.015006 | -0.015578 | -0.016135 | -0.016678 | -0.017206 | -0.017721 | -0.018221 | -0.018708
[10 empty] | 0 | -0.00013991 | -0.00027666 | -0.0004103 | -0.00054097 | -0.00066854 | -0.00079315 | -0.00091486 | -0.0010337 | -0.0011498 | -0.001263 | -0.0013736 | -0.0014815 | -0.0015868 | -0.0016896 | -0.0017898 | -0.0018875 | -0.0019827 | -0.0020756 | -0.0021661 | -0.0022544 | -0.0023403 | -0.002424 | -0.0025055 | -0.0025849 | -0.0026621 | -0.0027373 | -0.0028104
[10 empty] | 0 | -0.00018178 | -0.00035944 | -0.00053307 | -0.00070283 | -0.00086857 | -0.0010305 | -0.0011886 | -0.001343 | -0.0014938 | -0.001641 | -0.0017846 | -0.0019248 | -0.0020616 | -0.0021951 | -0.0023253 | -0.0024522 | -0.002576 | -0.0026967 | -0.0028143 | -0.0029289 | -0.0030405 | -0.0031493 | -0.0032552 | -0.0033583 | -0.0034587 | -0.0035563 | -0.0036513
[10 empty] | 0 | -0.00093135 | -0.00091027 | -0.00088955 | -0.0008698 | -0.00084917 | -0.0010158 | -0.0011412 | -0.0012339 | -0.0013006 | -0.0013465 | -0.0016573 | -0.001678 | -0.00171 | -0.001746 | -0.0017806 | -0.0019165 | -0.0020155 | -0.0020896 | -0.0021464 | -0.0021904 | -0.0023194 | -0.0023636 | -0.002414 | -0.0024641 | -0.00251 | -0.0025965 | -0.0026624
[10 empty] | 0 | -0.0027508 | -0.0055004 | -0.008249 | -0.010998 | -0.013745 | -0.01649 | -0.019234 | -0.021977 | -0.024719 | -0.02746 | -0.0302 | -0.032939 | -0.035677 | -0.038414 | -0.041149 | -0.043884 | -0.046617 | -0.04935 | -0.052081 | -0.054811 | -0.057541 | -0.060269 | -0.062996 | -0.065722 | -0.068447 | -0.071171 | -0.073894
[10 empty] | 0 | -0.00041324 | -0.00082632 | -0.0012392 | -0.0016523 | -0.0020648 | -0.0024773 | -0.0028895 | -0.0033016 | -0.0037136 | -0.0041253 | -0.0045369 | -0.0049484 | -0.0053597 | -0.0057708 | -0.0061818 | -0.0065926 | -0.0070032 | -0.0074137 | -0.007824 | -0.0082342 | -0.0086442 | -0.0090541 | -0.0094637 | -0.0098733 | -0.010283 | -0.010692 | -0.011101
[10 empty] | 0 | -0.00053689 | -0.0010736 | -0.00161 | -0.0021466 | -0.0026827 | -0.0032185 | -0.0037541 | -0.0042895 | -0.0048247 | -0.0053597 | -0.0058945 | -0.006429 | -0.0069634 | -0.0074975 | -0.0080314 | -0.0085652 | -0.0090987 | -0.009632 | -0.010165 | -0.010698 | -0.011231 | -0.011763 | -0.012295 | -0.012827 | -0.013359 | -0.013891 | -0.014422
[10 empty] | 0 | -0.0027508 | -0.0027497 | -0.0027486 | -0.0027494 | -0.0027464 | -0.0027453 | -0.0027442 | -0.0027431 | -0.0027421 | -0.0032911 | -0.00373 | -0.0040806 | -0.004361 | -0.0045846 | -0.0054841 | -0.0054819 | -0.0054797 | -0.005478 | -0.0055853 | -0.0057591 | -0.0059681 | -0.0061912 | -0.0064142 | -0.0069165 | -0.0072888 | -0.0075628 | -0.0077631
[10 empty] | 0 | -0.00037622 | -0.00073772 | -0.0010849 | -0.0014185 | -0.0017384 | -0.0020452 | -0.0023394 | -0.0026213 | -0.0028912 | -0.0031496 | -0.0033968 | -0.0036331 | -0.0038589 | -0.0040744 | -0.0042801 | -0.0044761 | -0.0046628 | -0.0048405 | -0.0050095 | -0.00517 | -0.0053224 | -0.0054667 | -0.0056035 | -0.0057327 | -0.0058548 | -0.0059699 | -0.0060783
[10 empty] | 0 | -5.6519e-05 | -0.00011083 | -0.00016299 | -0.0002131 | -0.00026116 | -0.00030725 | -0.00035145 | -0.00039379 | -0.00043435 | -0.00047316 | -0.0005103 | -0.0005458 | -0.00057971 | -0.00061209 | -0.00064298 | -0.00067243 | -0.00070049 | -0.00072718 | -0.00075257 | -0.00077668 | -0.00079957 | -0.00082126 | -0.0008418 | -0.00086122 | -0.00087956 | -0.00089685 | -0.00091313
[10 empty] | 0 | -7.343e-05 | -0.00014399 | -0.00021176 | -0.00027686 | -0.0003393 | -0.00039919 | -0.0004566 | -0.00051162 | -0.00056431 | -0.00061474 | -0.00066298 | -0.0007091 | -0.00075317 | -0.00079524 | -0.00083537 | -0.00087363 | -0.00091008 | -0.00094477 | -0.00097775 | -0.0010091 | -0.0010388 | -0.001067 | -0.0010937 | -0.0011189 | -0.0011427 | -0.0011652 | -0.0011863
[10 empty] | 0 | -0.00037622 | -0.0003615 | -0.00034721 | -0.00033359 | -0.00031989 | -0.00043224 | -0.00049827 | -0.00053368 | -0.00062334 | -0.0005977 | -0.00061464 | -0.00064468 | -0.0006732 | -0.00074381 | -0.00077009 | -0.00078421 | -0.00081145 | -0.00081353 | -0.00084414 | -0.00087326 | -0.00089452 | -0.00092362 | -0.00093256 | -0.00094401 | -0.0009617 | -0.00097344 | -0.00099451
[10 empty] | 0 | 0 | 0 | 0 | 0 | 0 | 0 | 0 | 0 | 0 | 0 | 0 | 0 | 0 | 0 | 0 | 0 | 0 | 0 | 0 | 0 | 0 | 0 | 0 | 0 | 0 | 0 | 0
[10 empty] | 0 | 0 | 0 | 0 | 0 | 0 | 0 | 0 | 0 | 0 | 0 | 0 | 0 | 0 | 0 | 0 | 0 | 0 | 0 | 0 | 0 | 0 | 0 | 0 | 0 | 0 | 0 | 0
[10 empty] | 0 | 0 | 0 | 0 | 0 | 0 | 0 | 0 | 0 | 0 | 0 | 0 | 0 | 0 | 0 | 0 | 0 | 0 | 0 | 0 | 0 | 0 | 0 | 0 | 0 | 0 | 0 | 0
[10 empty] | 0 | 0 | 0 | 0 | 0 | 0 | 0 | 0 | 0 | 0 | 0 | 0 | 0 | 0 | 0 | 0 | 0 | 0 | 0 | 0 | 0 | 0 | 0 | 0 | 0 | 0 | 0 | 0
[10 empty] | 0 | -4.386e-05 | -0.00010612 | -0.00019269 | -0.00030864 | -0.00046023 | -0.00066521 | -0.00090932 | -0.0012458 | -0.0016732 | -0.0022068 | -0.0028507 | -0.0036371 | -0.0044968 | -0.005589 | -0.0068531 | -0.0083091 | -0.0099863 | -0.011905 | -0.014022 | -0.01657 | -0.019657 | -0.023385 | -0.027793 | -0.033004 | -0.039124 | -0.046305 | -0.054722
[10 empty] | 0 | -6.589e-06 | -1.5942e-05 | -2.8947e-05 | -4.6367e-05 | -6.9139e-05 | -9.9934e-05 | -0.00013661 | -0.00018715 | -0.00025135 | -0.00033152 | -0.00042826 | -0.00054639 | -0.00067555 | -0.00083963 | -0.0010295 | -0.0012483 | -0.0015002 | -0.0017885 | -0.0021064 | -0.0024893 | -0.002953 | -0.0035131 | -0.0041753 | -0.0049582 | -0.0058776 | -0.0069563 | -0.0082208
[10 empty] | 0 | -8.5606e-06 | -2.0712e-05 | -3.7609e-05 | -6.0241e-05 | -8.9827e-05 | -0.00012984 | -0.00017748 | -0.00024315 | -0.00032656 | -0.00043071 | -0.0005564 | -0.00070988 | -0.00087769 | -0.0010909 | -0.0013376 | -0.0016218 | -0.0019491 | -0.0023237 | -0.0027367 | -0.0032341 | -0.0038366 | -0.0045643 | -0.0054246 | -0.0064417 | -0.0076362 | -0.0090377 | -0.010681
[10 empty] | 0 | -4.386e-05 | -6.226e-05 | -8.6568e-05 | -0.00011596 | -0.00015158 | -0.00020498 | -0.00024411 | -0.00033644 | -0.00042739 | -0.00054239 | -0.00066341 | -0.00081925 | -0.00090928 | -0.0011621 | -0.0013725 | -0.0015964 | -0.0018631 | -0.002161 | -0.0024277 | -0.0029443 | -0.0035774 | -0.0043271 | -0.0051432 | -0.0061038 | -0.0071853 | -0.0084463 | -0.0098858
[10 empty] | 0 | -0.00081923 | -0.0016381 | -0.0024567 | -0.0032755 | -0.0040935 | -0.0049111 | -0.0057283 | -0.0065453 | -0.0073619 | -0.0081783 | -0.0089943 | -0.0098099 | -0.010625 | -0.01144 | -0.012255 | -0.013069 | -0.013884 | -0.014697 | -0.015511 | -0.016324 | -0.017137 | -0.017949 | -0.018761 | -0.019573 | -0.020385 | -0.021196 | -0.022007
[10 empty] | 0 | -0.00012307 | -0.00024609 | -0.00036907 | -0.00049208 | -0.00061495 | -0.00073778 | -0.00086056 | -0.00098329 | -0.001106 | -0.0012286 | -0.0013512 | -0.0014737 | -0.0015962 | -0.0017187 | -0.0018411 | -0.0019634 | -0.0020857 | -0.0022079 | -0.0023302 | -0.0024523 | -0.0025744 | -0.0026965 | -0.0028185 | -0.0029405 | -0.0030624 | -0.0031842 | -0.0033061
[10 empty] | 0 | -0.0001599 | -0.00031973 | -0.0004795 | -0.00063931 | -0.00079895 | -0.00095853 | -0.001118 | -0.0012775 | -0.0014369 | -0.0015962 | -0.0017555 | -0.0019147 | -0.0020738 | -0.0022329 | -0.0023919 | -0.0025509 | -0.0027098 | -0.0028686 | -0.0030274 | -0.0031861 | -0.0033447 | -0.0035033 | -0.0036618 | -0.0038203 | -0.0039787 | -0.004137 | -0.0042953
[10 empty] | 0 | -0.00081923 | -0.0008189 | -0.00081858 | -0.00081881 | -0.00081793 | -0.00081761 | -0.00081728 | -0.00081696 | -0.00081664 | -0.00081632 | -0.00093303 | -0.001033 | -0.0011186 | -0.0011919 | -0.0012546 | -0.0013082 | -0.0013541 | -0.0016321 | -0.0016314 | -0.0016308 | -0.001647 | -0.0016748 | -0.001711 | -0.0017525 | -0.0017969 | -0.0018426 | -0.0018883
[10 empty] | 0 | -0.00066498 | -0.0013297 | -0.0019941 | -0.0026588 | -0.0033227 | -0.0039864 | -0.0046498 | -0.0053129 | -0.0059758 | -0.0066384 | -0.0073007 | -0.0079628 | -0.0086247 | -0.0092862 | -0.0099475 | -0.010609 | -0.011269 | -0.01193 | -0.01259 | -0.01325 | -0.01391 | -0.01457 | -0.015229 | -0.015888 | -0.016547 | -0.017205 | -0.017863
[10 empty] | 0 | -9.9898e-05 | -0.00019976 | -0.00029958 | -0.00039942 | -0.00049916 | -0.00059886 | -0.00069852 | -0.00079814 | -0.00089773 | -0.00099727 | -0.0010968 | -0.0011962 | -0.0012957 | -0.0013951 | -0.0014944 | -0.0015937 | -0.001693 | -0.0017922 | -0.0018914 | -0.0019906 | -0.0020897 | -0.0021888 | -0.0022878 | -0.0023868 | -0.0024858 | -0.0025847 | -0.0026836
[10 empty] | 0 | -0.00012979 | -0.00025953 | -0.00038921 | -0.00051893 | -0.00064852 | -0.00077805 | -0.00090753 | -0.001037 | -0.0011663 | -0.0012957 | -0.0014249 | -0.0015542 | -0.0016833 | -0.0018125 | -0.0019415 | -0.0020706 | -0.0021995 | -0.0023285 | -0.0024573 | -0.0025862 | -0.0027149 | -0.0028437 | -0.0029723 | -0.003101 | -0.0032295 | -0.0033581 | -0.0034865
[10 empty] | 0 | -0.00066498 | -0.00066471 | -0.00066445 | -0.00066464 | -0.00066392 | -0.00066366 | -0.0006634 | -0.00075813 | -0.00083926 | -0.00090872 | -0.00096825 | -0.0010191 | -0.0010627 | -0.0010999 | -0.0013391 | -0.0013618 | -0.0013912 | -0.001425 | -0.0014609 | -0.001498 | -0.0015351 | -0.0016287 | -0.0017082 | -0.0017771 | -0.001838 | -0.0018928 | -0.0019429
[10 empty] | 0 | -5.1185e-05 | -0.00010235 | -0.00015349 | -0.00020465 | -0.00025576 | -0.00030684 | -0.0003579 | -0.00040895 | -0.00045997 | -0.00051097 | -0.00056196 | -0.00061292 | -0.00066386 | -0.00071478 | -0.00076569 | -0.00081657 | -0.00086743 | -0.00091828 | -0.0009691 | -0.0010199 | -0.0010707 | -0.0011215 | -0.0011722 | -0.0012229 | -0.0012736 | -0.0013243 | -0.001375
[10 empty] | 0 | -7.6894e-06 | -1.5376e-05 | -2.3059e-05 | -3.0745e-05 | -3.8422e-05 | -4.6096e-05 | -5.3767e-05 | -6.1435e-05 | -6.91e-05 | -7.6762e-05 | -8.4421e-05 | -9.2077e-05 | -9.9731e-05 | -0.00010738 | -0.00011503 | -0.00012267 | -0.00013031 | -0.00013795 | -0.00014559 | -0.00015322 | -0.00016085 | -0.00016847 | -0.0001761 | -0.00018372 | -0.00019133 | -0.00019895 | -0.00020656
[10 empty] | 0 | -9.9902e-06 | -1.9976e-05 | -2.9959e-05 | -3.9944e-05 | -4.9918e-05 | -5.9888e-05 | -6.9855e-05 | -7.9817e-05 | -8.9776e-05 | -9.9731e-05 | -0.00010968 | -0.00011963 | -0.00012957 | -0.00013951 | -0.00014945 | -0.00015938 | -0.0001693 | -0.00017923 | -0.00018915 | -0.00019906 | -0.00020898 | -0.00021888 | -0.00022879 | -0.00023869 | -0.00024858 | -0.00025848 | -0.00026837
[10 empty] | 0 | -5.1185e-05 | -5.1165e-05 | -5.1144e-05 | -5.1159e-05 | -6.1341e-05 | -6.9506e-05 | -7.603e-05 | -8.1248e-05 | -8.7455e-05 | -0.00010747 | -0.00011136 | -0.00011551 | -0.00012007 | -0.00013039 | -0.00013889 | -0.00014608 | -0.0001524 | -0.00015978 | -0.000171 | -0.00017718 | -0.00018345 | -0.00019005 | -0.00019908 | -0.00020706 | -0.00021435 | -0.00022127 | -0.00022888
[10 empty] | 0 | -0.001423 | -0.0029307 | -0.0029307 | -0.0029307 | -0.0029307 | -0.0029307 | -0.0029307 | -0.0029307 | -0.0027274 | -0.0023378 | -0.0020038 | -0.0017176 | -0.0014722 | -0.0012619 | -0.0010816 | -0.00051251 | 0 | 0 | 0 | 0 | 0 | 0 | 0 | 0 | 0 | 0 | 0
[10 empty] | 0 | -0.00021377 | -0.00044027 | -0.00044027 | -0.00044027 | -0.00044027 | -0.00044027 | -0.00044027 | -0.00044027 | -0.00040974 | -0.0003512 | -0.00030103 | -0.00025803 | -0.00022117 | -0.00018957 | -0.00016249 | -7.6993e-05 | 0 | 0 | 0 | 0 | 0 | 0 | 0 | 0 | 0 | 0 | 0
[10 empty] | 0 | -0.00027773 | -0.00057201 | -0.00057201 | -0.00057201 | -0.00057201 | -0.00057201 | -0.00057201 | -0.00057201 | -0.00053234 | -0.00045629 | -0.0003911 | -0.00033523 | -0.00028734 | -0.00024629 | -0.00021111 | -0.00010003 | 0 | 0 | 0 | 0 | 0 | 0 | 0 | 0 | 0 | 0 | 0
[10 empty] | 0 | -0.001423 | -0.0015078 | 0 | 0 | 0 | 0 | 0 | 0 | 0 | 0 | 0 | 0 | 0 | 0 | 0 | 0 | 0 | 0 | 0 | 0 | 0 | 0 | 0 | 0 | 0 | 0 | 0
[10 empty] | 0 | -0.00023499 | -0.00047239 | -0.00071222 | -0.00095466 | -0.0011994 | -0.0014466 | -0.0016964 | -0.0019487 | -0.0022035 | -0.0024609 | -0.0027208 | -0.0029834 | -0.0032486 | -0.0035164 | -0.0037869 | -0.0040601 | -0.004336 | -0.0046147 | -0.004896 | -0.0051802 | -0.0054671 | -0.0057569 | -0.0060495 | -0.0063449 | -0.0066432 | -0.0069444 | -0.0072485
[10 empty] | 0 | -3.5302e-05 | -7.0966e-05 | -0.00010699 | -0.00014342 | -0.00018018 | -0.00021733 | -0.00025485 | -0.00029274 | -0.00033102 | -0.00036969 | -0.00040874 | -0.00044819 | -0.00048803 | -0.00052827 | -0.00056891 | -0.00060995 | -0.00065139 | -0.00069325 | -0.00073552 | -0.00077821 | -0.00082132 | -0.00086484 | -0.0009088 | -0.00095318 | -0.000998 | -0.0010432 | -0.0010889
[10 empty] | 0 | -4.5864e-05 | -9.2199e-05 | -0.00013901 | -0.00018633 | -0.0002341 | -0.00028235 | -0.0003311 | -0.00038034 | -0.00043007 | -0.00048031 | -0.00053105 | -0.00058229 | -0.00063405 | -0.00068633 | -0.00073913 | -0.00079245 | -0.0008463 | -0.00090068 | -0.0009556 | -0.0010111 | -0.0010671 | -0.0011236 | -0.0011807 | -0.0012384 | -0.0012966 | -0.0013554 | -0.0014148
[10 empty] | 0 | -0.00023499 | -0.0002374 | -0.00023983 | -0.00024244 | -0.00024475 | -0.00024724 | -0.00024974 | -0.00027838 | -0.0003044 | -0.00032811 | -0.00034977 | -0.00036959 | -0.0003878 | -0.00040457 | -0.00042297 | -0.00044254 | -0.00053525 | -0.00054877 | -0.00056332 | -0.00057865 | -0.00059438 | -0.0006108 | -0.0006279 | -0.00066179 | -0.00069295 | -0.00072189 | -0.00074903
[10 empty] | 0 | -5.6853e-05 | -0.00011368 | -0.00017049 | -0.00022731 | -0.00028408 | -0.00034082 | -0.00039753 | -0.00045423 | -0.0005109 | -0.00056755 | -0.00062418 | -0.00068079 | -0.00073737 | -0.00079393 | -0.00085047 | -0.00090699 | -0.00096349 | -0.00102 | -0.0010764 | -0.0011328 | -0.0011892 | -0.0012456 | -0.001302 | -0.0013583 | -0.0014147 | -0.001471 | -0.0015272
[10 empty] | 0 | -8.5409e-06 | -1.7078e-05 | -2.5612e-05 | -3.4149e-05 | -4.2676e-05 | -5.12e-05 | -5.9721e-05 | -6.8238e-05 | -7.6752e-05 | -8.5262e-05 | -9.3769e-05 | -0.00010227 | -0.00011077 | -0.00011927 | -0.00012776 | -0.00013626 | -0.00014474 | -0.00015323 | -0.00016171 | -0.00017018 | -0.00017866 | -0.00018713 | -0.0001956 | -0.00020406 | -0.00021252 | -0.00022098 | -0.00022943
[10 empty] | 0 | -1.1096e-05 | -2.2188e-05 | -3.3276e-05 | -4.4367e-05 | -5.5445e-05 | -6.652e-05 | -7.759e-05 | -8.8656e-05 | -9.9717e-05 | -0.00011077 | -0.00012183 | -0.00013287 | -0.00014392 | -0.00015496 | -0.00016599 | -0.00017702 | -0.00018805 | -0.00019907 | -0.00021009 | -0.00022111 | -0.00023212 | -0.00024312 | -0.00025412 | -0.00026512 | -0.00027611 | -0.0002871 | -0.00029808
[10 empty] | 0 | -5.6853e-05 | -5.683e-05 | -5.6807e-05 | -5.6824e-05 | -5.6763e-05 | -5.674e-05 | -5.6718e-05 | -5.6695e-05 | -5.6673e-05 | -5.6651e-05 | -5.6628e-05 | -5.6606e-05 | -5.6584e-05 | -5.6562e-05 | -5.654e-05 | -5.6518e-05 | -6.1664e-05 | -6.6338e-05 | -7.0584e-05 | -7.4443e-05 | -7.7944e-05 | -8.1122e-05 | -8.4008e-05 | -8.6627e-05 | -8.9004e-05 | -9.1161e-05 | -9.3118e-05
[10 empty] | 0 | 0 | 0 | 0 | 0 | 0 | 0 | 0 | 0 | 0 | 0 | 0 | 0 | 0 | 0 | 0 | 0 | 0 | 0 | 0 | 0 | 0 | 0 | 0 | 0 | 0 | 0 | 0
[10 empty] | 0 | 0 | 0 | 0 | 0 | 0 | 0 | 0 | 0 | 0 | 0 | 0 | 0 | 0 | 0 | 0 | 0 | 0 | 0 | 0 | 0 | 0 | 0 | 0 | 0 | 0 | 0 | 0
[10 empty] | 0 | 0 | 0 | 0 | 0 | 0 | 0 | 0 | 0 | 0 | 0 | 0 | 0 | 0 | 0 | 0 | 0 | 0 | 0 | 0 | 0 | 0 | 0 | 0 | 0 | 0 | 0 | 0
[10 empty] | 0 | 0 | 0 | 0 | 0 | 0 | 0 | 0 | 0 | 0 | 0 | 0 | 0 | 0 | 0 | 0 | 0 | 0 | 0 | 0 | 0 | 0 | 0 | 0 | 0 | 0 | 0 | 0
[10 empty] | 0 | 0 | 0 | 0 | 0 | 0 | 0 | 0 | 0 | 0 | 0 | 0 | 0 | 0 | 0 | 0 | 0 | 0 | 0 | 0 | 0 | 0 | 0 | 0 | 0 | 0 | 0 | 0
[10 empty] | 0 | 0 | 0 | 0 | 0 | 0 | 0 | 0 | 0 | 0 | 0 | 0 | 0 | 0 | 0 | 0 | 0 | 0 | 0 | 0 | 0 | 0 | 0 | 0 | 0 | 0 | 0 | 0
[10 empty] | 0 | 0 | 0 | 0 | 0 | 0 | 0 | 0 | 0 | 0 | 0 | 0 | 0 | 0 | 0 | 0 | 0 | 0 | 0 | 0 | 0 | 0 | 0 | 0 | 0 | 0 | 0 | 0
[10 empty] | 0 | 0 | 0 | 0 | 0 | 0 | 0 | 0 | 0 | 0 | 0 | 0 | 0 | 0 | 0 | 0 | 0 | 0 | 0 | 0 | 0 | 0 | 0 | 0 | 0 | 0 | 0 | 0
[10 empty] | 0 | 0 | 0 | 0 | 0 | 0 | 0 | 0 | 0 | 0 | 0 | 0 | 0 | 0 | 0 | 0 | 0 | 0 | 0 | 0 | 0 | 0 | 0 | 0 | 0 | 0 | 0 | 0
[10 empty] | 0 | 0 | 0 | 0 | 0 | 0 | 0 | 0 | 0 | 0 | 0 | 0 | 0 | 0 | 0 | 0 | 0 | 0 | 0 | 0 | 0 | 0 | 0 | 0 | 0 | 0 | 0 | 0
[10 empty] | 0 | 0 | 0 | 0 | 0 | 0 | 0 | 0 | 0 | 0 | 0 | 0 | 0 | 0 | 0 | 0 | 0 | 0 | 0 | 0 | 0 | 0 | 0 | 0 | 0 | 0 | 0 | 0
[10 empty] | 0 | 0 | 0 | 0 | 0 | 0 | 0 | 0 | 0 | 0 | 0 | 0 | 0 | 0 | 0 | 0 | 0 | 0 | 0 | 0 | 0 | 0 | 0 | 0 | 0 | 0 | 0 | 0
[10 empty] | 0 | 0 | 0 | 0 | 0 | 0 | 0 | 0 | 0 | 0 | 0 | 0 | 0 | 0 | 0 | 0 | 0 | 0 | 0 | 0 | 0 | 0 | 0 | 0 | 0 | 0 | 0 | 0
[10 empty] | 0 | 0 | 0 | 0 | 0 | 0 | 0 | 0 | 0 | 0 | 0 | 0 | 0 | 0 | 0 | 0 | 0 | 0 | 0 | 0 | 0 | 0 | 0 | 0 | 0 | 0 | 0 | 0
[10 empty] | 0 | 0 | 0 | 0 | 0 | 0 | 0 | 0 | 0 | 0 | 0 | 0 | 0 | 0 | 0 | 0 | 0 | 0 | 0 | 0 | 0 | 0 | 0 | 0 | 0 | 0 | 0 | 0
[10 empty] | 0 | 0 | 0 | 0 | 0 | 0 | 0 | 0 | 0 | 0 | 0 | 0 | 0 | 0 | 0 | 0 | 0 | 0 | 0 | 0 | 0 | 0 | 0 | 0 | 0 | 0 | 0 | 0
[10 empty] | 0 | 0 | 0 | 0 | 0 | 0 | 0 | 0 | 0 | 0 | 0 | 0 | 0 | 0 | 0 | 0 | 0 | 0 | 0 | 0 | 0 | 0 | 0 | 0 | 0 | 0 | 0 | 0
[10 empty] | 0 | 0 | 0 | 0 | 0 | 0 | 0 | 0 | 0 | 0 | 0 | 0 | 0 | 0 | 0 | 0 | 0 | 0 | 0 | 0 | 0 | 0 | 0 | 0 | 0 | 0 | 0 | 0
[10 empty] | 0 | 0 | 0 | 0 | 0 | 0 | 0 | 0 | 0 | 0 | 0 | 0 | 0 | 0 | 0 | 0 | 0 | 0 | 0 | 0 | 0 | 0 | 0 | 0 | 0 | 0 | 0 | 0
[10 empty] | 0 | 0 | 0 | 0 | 0 | 0 | 0 | 0 | 0 | 0 | 0 | 0 | 0 | 0 | 0 | 0 | 0 | 0 | 0 | 0 | 0 | 0 | 0 | 0 | 0 | 0 | 0 | 0
[10 empty] | 0 | 0 | 0 | 0 | 0 | 0 | 0 | 0 | 0 | 0 | 0 | 0 | 0 | 0 | 0 | 0 | 0 | 0 | 0 | 0 | 0 | 0 | 0 | 0 | 0 | 0 | 0 | 0
[10 empty] | 0 | 0 | 0 | 0 | 0 | 0 | 0 | 0 | 0 | 0 | 0 | 0 | 0 | 0 | 0 | 0 | 0 | 0 | 0 | 0 | 0 | 0 | 0 | 0 | 0 | 0 | 0 | 0
[10 empty] | 0 | 0 | 0 | 0 | 0 | 0 | 0 | 0 | 0 | 0 | 0 | 0 | 0 | 0 | 0 | 0 | 0 | 0 | 0 | 0 | 0 | 0 | 0 | 0 | 0 | 0 | 0 | 0
[10 empty] | 0 | 0 | 0 | 0 | 0 | 0 | 0 | 0 | 0 | 0 | 0 | 0 | 0 | 0 | 0 | 0 | 0 | 0 | 0 | 0 | 0 | 0 | 0 | 0 | 0 | 0 | 0 | 0
[10 empty] | 0 | 0 | 0 | 0 | 0 | 0 | 0 | 0 | 0 | 0 | 0 | 0 | 0 | 0 | 0 | 0 | 0 | 0 | 0 | 0 | 0 | 0 | 0 | 0 | 0 | 0 | 0 | 0
[10 empty] | 0 | 0 | 0 | 0 | 0 | 0 | 0 | 0 | 0 | 0 | 0 | 0 | 0 | 0 | 0 | 0 | 0 | 0 | 0 | 0 | 0 | 0 | 0 | 0 | 0 | 0 | 0 | 0
[10 empty] | 0 | 0 | 0 | 0 | 0 | 0 | 0 | 0 | 0 | 0 | 0 | 0 | 0 | 0 | 0 | 0 | 0 | 0 | 0 | 0 | 0 | 0 | 0 | 0 | 0 | 0 | 0 | 0
[10 empty] | 0 | 0 | 0 | 0 | 0 | 0 | 0 | 0 | 0 | 0 | 0 | 0 | 0 | 0 | 0 | 0 | 0 | 0 | 0 | 0 | 0 | 0 | 0 | 0 | 0 | 0 | 0 | 0
[10 empty] | 0 | 0 | 0 | 0 | 0 | 0 | 0 | 0 | 0 | 0 | 0 | 0 | 0 | 0 | 0 | 0 | 0 | 0 | 0 | 0 | 0 | 0 | 0 | 0 | 0 | 0 | 0 | 0
[10 empty] | 0 | 0 | 0 | 0 | 0 | 0 | 0 | 0 | 0 | 0 | 0 | 0 | 0 | 0 | 0 | 0 | 0 | 0 | 0 | 0 | 0 | 0 | 0 | 0 | 0 | 0 | 0 | 0
[10 empty] | 0 | 0 | 0 | 0 | 0 | 0 | 0 | 0 | 0 | 0 | 0 | 0 | 0 | 0 | 0 | 0 | 0 | 0 | 0 | 0 | 0 | 0 | 0 | 0 | 0 | 0 | 0 | 0
[10 empty] | 0 | 0 | 0 | 0 | 0 | 0 | 0 | 0 | 0 | 0 | 0 | 0 | 0 | 0 | 0 | 0 | 0 | 0 | 0 | 0 | 0 | 0 | 0 | 0 | 0 | 0 | 0 | 0
[10 empty] | 0 | 0 | 0 | 0 | 0 | 0 | 0 | 0 | 0 | 0 | 0 | 0 | 0 | 0 | 0 | 0 | 0 | 0 | 0 | 0 | 0 | 0 | 0 | 0 | 0 | 0 | 0 | 0
[10 empty] | 0 | 0 | 0 | 0 | 0 | 0 | 0 | 0 | 0 | 0 | 0 | 0 | 0 | 0 | 0 | 0 | 0 | 0 | 0 | 0 | 0 | 0 | 0 | 0 | 0 | 0 | 0 | 0
[10 empty] | 0 | 0 | 0 | 0 | 0 | 0 | 0 | 0 | 0 | 0 | 0 | 0 | 0 | 0 | 0 | 0 | 0 | 0 | 0 | 0 | 0 | 0 | 0 | 0 | 0 | 0 | 0 | 0
[10 empty] | 0 | 0 | 0 | 0 | 0 | 0 | 0 | 0 | 0 | 0 | 0 | 0 | 0 | 0 | 0 | 0 | 0 | 0 | 0 | 0 | 0 | 0 | 0 | 0 | 0 | 0 | 0 | 0
[10 empty] | 0 | -0.00014158 | -0.00069733 | -0.0013581 | -0.002202 | -0.0037728 | -0.0053591 | -0.0071026 | -0.0091112 | -0.011405 | -0.014047 | -0.016935 | -0.020217 | -0.023865 | -0.027949 | -0.032241 | -0.036975 | -0.042069 | -0.047615 | -0.053247 | -0.059338 | -0.065749 | -0.072684 | -0.079613 | -0.087125 | -0.095069 | -0.10361 | -0.11197
[10 empty] | 0 | 0 | 0 | 0 | 0 | 0 | 0 | 0 | 0 | 0 | 0 | 0 | 0 | 0 | 0 | 0 | 0 | 0 | 0 | 0 | 0 | 0 | 0 | 0 | 0 | 0 | 0 | 0
[10 empty] | 0 | 0 | 0 | 0 | 0 | 0 | 0 | 0 | 0 | 0 | 0 | 0 | 0 | 0 | 0 | 0 | 0 | 0 | 0 | 0 | 0 | 0 | 0 | 0 | 0 | 0 | 0 | 0
[10 empty] | 0 | -0.00014158 | -0.00055575 | -0.00066076 | -0.0008439 | -0.0015708 | -0.0015864 | -0.0017435 | -0.0020086 | -0.0022941 | -0.0026413 | -0.0028886 | -0.0032821 | -0.0036481 | -0.0040834 | -0.004292 | -0.0047339 | -0.0050945 | -0.0055462 | -0.0056319 | -0.006091 | -0.0064106 | -0.0069479 | -0.006991 | -0.0076285 | -0.0081275 | -0.0088494 | -0.0087861
[10 empty] | 0 | -0.0019686 | -0.0040434 | -0.0061582 | -0.0083332 | -0.0094925 | -0.010679 | -0.011897 | -0.013148 | -0.01447 | -0.015857 | -0.017363 | -0.018975 | -0.020685 | -0.022142 | -0.023373 | -0.024413 | -0.025289 | -0.026181 | -0.027091 | -0.028013 | -0.028715 | -0.029445 | -0.030215 | -0.031015 | -0.032158 | -0.033293 | -0.034422
[10 empty] | 0 | -0.00077159 | -0.0015848 | -0.0024137 | -0.0032661 | -0.0037205 | -0.0041856 | -0.0046631 | -0.0051534 | -0.0056716 | -0.0062151 | -0.0068051 | -0.0074371 | -0.0081074 | -0.0086784 | -0.0091608 | -0.0095684 | -0.0099118 | -0.010262 | -0.010618 | -0.01098 | -0.011255 | -0.011541 | -0.011842 | -0.012156 | -0.012604 | -0.013049 | -0.013491
[10 empty] | 0 | -0.00053781 | -0.0011046 | -0.0016824 | -0.0022765 | -0.0025933 | -0.0029174 | -0.0032502 | -0.003592 | -0.0039532 | -0.004332 | -0.0047432 | -0.0051837 | -0.005651 | -0.006049 | -0.0063851 | -0.0066693 | -0.0069086 | -0.0071524 | -0.0074009 | -0.007653 | -0.0078447 | -0.0080441 | -0.0082543 | -0.008473 | -0.0087853 | -0.0090954 | -0.0094037
[10 empty] | 0 | -0.0019686 | -0.0020748 | -0.0021148 | -0.0021749 | -0.0011594 | -0.0011866 | -0.0012182 | -0.0012509 | -0.0013222 | -0.0013867 | -0.0015054 | -0.0016123 | -0.0017103 | -0.001738 | -0.0017681 | -0.0018028 | -0.0018408 | -0.0018846 | -0.0019296 | -0.0019712 | -0.0023527 | -0.0023647 | -0.0023806 | -0.0024142 | -0.0024606 | -0.0025165 | -0.0025701
[10 empty] | 0 | -0.0074467 | -0.014205 | -0.019471 | -0.023744 | -0.028016 | -0.032282 | -0.037392 | -0.043062 | -0.049097 | -0.053616 | -0.056618 | -0.05971 | -0.062632 | -0.064436 | -0.065819 | -0.066986 | -0.068079 | -0.069145 | -0.07028 | -0.07144 | -0.072212 | -0.074121 | -0.075743 | -0.076868 | -0.077944 | -0.078899 | -0.079818
[10 empty] | 0 | -0.0029187 | -0.0055675 | -0.0076314 | -0.0093064 | -0.010981 | -0.012653 | -0.014655 | -0.016878 | -0.019243 | -0.021015 | -0.022191 | -0.023403 | -0.024548 | -0.025255 | -0.025797 | -0.026255 | -0.026683 | -0.027101 | -0.027546 | -0.028001 | -0.028303 | -0.029051 | -0.029687 | -0.030128 | -0.03055 | -0.030924 | -0.031284
[10 empty] | 0 | -0.0020344 | -0.0038806 | -0.0053191 | -0.0064867 | -0.0076536 | -0.0088192 | -0.010215 | -0.011764 | -0.013413 | -0.014647 | -0.015467 | -0.016312 | -0.01711 | -0.017603 | -0.017981 | -0.0183 | -0.018598 | -0.01889 | -0.0192 | -0.019517 | -0.019728 | -0.020249 | -0.020692 | -0.020999 | -0.021293 | -0.021554 | -0.021805
[10 empty] | 0 | -0.0074467 | -0.00677 | -0.0052884 | -0.0043049 | -0.0043093 | -0.0043115 | -0.005161 | -0.0057301 | -0.006104 | -0.0070445 | -0.0069401 | -0.0074849 | -0.0087381 | -0.0070001 | -0.0060082 | -0.00579 | -0.006091 | -0.0064383 | -0.0072296 | -0.0076472 | -0.0076627 | -0.00959 | -0.0090585 | -0.0081982 | -0.007974 | -0.007257 | -0.0070819
[10 empty] | 0 | -0.092934 | -0.18715 | -0.28155 | -0.3765 | -0.48334 | -0.59076 | -0.69894 | -0.80794 | -0.91759 | -1.0279 | -1.1389 | -1.2507 | -1.3632 | -1.4669 | -1.5629 | -1.6526 | -1.7368 | -1.8151 | -1.8882 | -1.957 | -2.0267 | -2.0925 | -2.155 | -2.2148 | -2.2689 | -2.3216 | -2.373
[10 empty] | 0 | -0.036425 | -0.073352 | -0.11035 | -0.14757 | -0.18944 | -0.23155 | -0.27394 | -0.31667 | -0.35965 | -0.40288 | -0.4464 | -0.4902 | -0.53431 | -0.57495 | -0.61258 | -0.64771 | -0.68074 | -0.71141 | -0.74008 | -0.76704 | -0.79437 | -0.82014 | -0.84465 | -0.86807 | -0.88929 | -0.90993 | -0.93007
[10 empty] | 0 | -0.025389 | -0.051127 | -0.076916 | -0.10286 | -0.13204 | -0.16139 | -0.19094 | -0.22072 | -0.25068 | -0.28081 | -0.31114 | -0.34168 | -0.37242 | -0.40075 | -0.42698 | -0.45146 | -0.47448 | -0.49586 | -0.51585 | -0.53463 | -0.55369 | -0.57165 | -0.58873 | -0.60506 | -0.61984 | -0.63423 | -0.64827
[10 empty] | 0 | -0.092934 | -0.094215 | -0.094399 | -0.094956 | -0.10684 | -0.10742 | -0.10818 | -0.109 | -0.10965 | -0.11031 | -0.11103 | -0.11177 | -0.11255 | -0.11695 | -0.12086 | -0.12441 | -0.12764 | -0.13068 | -0.13346 | -0.13591 | -0.16993 | -0.16766 | -0.16571 | -0.16421 | -0.16309 | -0.1623 | -0.16231
[10 empty] | 0 | 0 | 0 | 0 | 0 | 0 | 0 | 0 | 0 | 0 | 0 | 0 | 0 | 0 | 0 | 0 | 0 | 0 | 0 | 0 | 0 | 0 | 0 | 0 | 0 | 0 | 0 | 0
[10 empty] | 0 | 0 | 0 | 0 | 0 | 0 | 0 | 0 | 0 | 0 | 0 | 0 | 0 | 0 | 0 | 0 | 0 | 0 | 0 | 0 | 0 | 0 | 0 | 0 | 0 | 0 | 0 | 0
[10 empty] | 0 | 0 | 0 | 0 | 0 | 0 | 0 | 0 | 0 | 0 | 0 | 0 | 0 | 0 | 0 | 0 | 0 | 0 | 0 | 0 | 0 | 0 | 0 | 0 | 0 | 0 | 0 | 0
[10 empty] | 0 | 0 | 0 | 0 | 0 | 0 | 0 | 0 | 0 | 0 | 0 | 0 | 0 | 0 | 0 | 0 | 0 | 0 | 0 | 0 | 0 | 0 | 0 | 0 | 0 | 0 | 0 | 0
[10 empty] | 0 | -0.077803 | -0.15796 | -0.24017 | -0.32406 | -0.4094 | -0.49599 | -0.58366 | -0.67225 | -0.76038 | -0.84806 | -0.93925 | -1.0335 | -1.1304 | -1.223 | -1.3119 | -1.3908 | -1.4609 | -1.5231 | -1.5781 | -1.6269 | -1.6701 | -1.7081 | -1.7602 | -1.8071 | -1.8307 | -1.8517 | -1.8698
[10 empty] | 0 | -0.016019 | -0.032523 | -0.04945 | -0.066722 | -0.084293 | -0.10212 | -0.12017 | -0.13841 | -0.15656 | -0.17461 | -0.19339 | -0.21279 | -0.23275 | -0.25181 | -0.27011 | -0.28636 | -0.30079 | -0.31359 | -0.32493 | -0.33497 | -0.34386 | -0.35169 | -0.36242 | -0.37207 | -0.37693 | -0.38126 | -0.38497
[10 empty] | 0 | -0.021596 | -0.043846 | -0.066665 | -0.08995 | -0.11364 | -0.13767 | -0.16201 | -0.1866 | -0.21106 | -0.2354 | -0.26071 | -0.28687 | -0.31378 | -0.33947 | -0.36414 | -0.38605 | -0.40551 | -0.42276 | -0.43805 | -0.45159 | -0.46357 | -0.47412 | -0.48859 | -0.50159 | -0.50815 | -0.51398 | -0.51899
[10 empty] | 0 | -0.077803 | -0.080282 | -0.082464 | -0.084271 | -0.085857 | -0.087247 | -0.088463 | -0.089525 | -0.089202 | -0.0889 | -0.092543 | -0.095753 | -0.098581 | -0.095954 | -0.093893 | -0.0923 | -0.091084 | -0.090177 | -0.089524 | -0.089076 | -0.088794 | -0.088509 | -0.11135 | -0.10967 | -0.10843 | -0.10753 | -0.10639
[10 empty] | 0 | -0.0071617 | -0.014313 | -0.021452 | -0.028568 | -0.03566 | -0.042728 | -0.049773 | -0.056795 | -0.063679 | -0.070442 | -0.07746 | -0.084693 | -0.092106 | -0.09923 | -0.10611 | -0.11214 | -0.11743 | -0.12207 | -0.12612 | -0.12967 | -0.13441 | -0.13851 | -0.14204 | -0.1451 | -0.14608 | -0.14694 | -0.14763
[10 empty] | 0 | -0.0014746 | -0.002947 | -0.0044169 | -0.005882 | -0.0073421 | -0.0087975 | -0.010248 | -0.011694 | -0.013111 | -0.014504 | -0.015949 | -0.017438 | -0.018964 | -0.020431 | -0.021847 | -0.023089 | -0.024178 | -0.025133 | -0.025968 | -0.026699 | -0.027675 | -0.028519 | -0.029245 | -0.029876 | -0.030078 | -0.030253 | -0.030396
[10 empty] | 0 | -0.0019879 | -0.0039729 | -0.0059546 | -0.0079297 | -0.0098982 | -0.01186 | -0.013816 | -0.015765 | -0.017676 | -0.019553 | -0.021501 | -0.023509 | -0.025566 | -0.027544 | -0.029452 | -0.031127 | -0.032595 | -0.033882 | -0.035008 | -0.035994 | -0.03731 | -0.038447 | -0.039426 | -0.040277 | -0.040549 | -0.040786 | -0.040978
[10 empty] | 0 | -0.0071617 | -0.0071628 | -0.0071622 | -0.0071498 | -0.0071375 | -0.0071254 | -0.0071134 | -0.0071015 | -0.0069749 | -0.0068651 | -0.0071311 | -0.0073568 | -0.0075479 | -0.0074613 | -0.0073873 | -0.0073239 | -0.007268 | -0.0072184 | -0.0071742 | -0.0071347 | -0.0091201 | -0.0087842 | -0.0084809 | -0.0082551 | -0.0080936 | -0.0079821 | -0.0078746
[10 empty] | 0 | -0.4098 | -0.52252 | -0.63489 | -0.65891 | -0.72241 | -0.81204 | -0.87659 | -1.012 | -1.1338 | -1.2452 | -1.3455 | -1.4397 | -1.5238 | -1.5971 | -1.6609 | -1.717 | -1.766 | -1.804 | -1.8333 | -1.8554 | -1.873 | -1.8871 | -1.8924 | -1.8965 | -1.9003 | -1.9054 | -1.9124
[10 empty] | 0 | -0.14749 | -0.18806 | -0.2285 | -0.23714 | -0.26 | -0.29225 | -0.31548 | -0.36423 | -0.40806 | -0.44814 | -0.48425 | -0.51814 | -0.5484 | -0.57478 | -0.59775 | -0.61795 | -0.6356 | -0.64927 | -0.65979 | -0.66776 | -0.67409 | -0.67918 | -0.68109 | -0.68254 | -0.68391 | -0.68574 | -0.68828
[10 empty] | 0 | -0.19045 | -0.24283 | -0.29505 | -0.30622 | -0.33573 | -0.37738 | -0.40738 | -0.47033 | -0.52692 | -0.57867 | -0.6253 | -0.66906 | -0.70814 | -0.7422 | -0.77187 | -0.79795 | -0.82074 | -0.83839 | -0.85198 | -0.86226 | -0.87044 | -0.87701 | -0.87947 | -0.88135 | -0.88312 | -0.88548 | -0.88876
[10 empty] | 0 | -0.4098 | -0.11338 | -0.1132 | -0.15069 | -0.17553 | -0.19193 | -0.25169 | -0.25192 | -0.25457 | -0.27735 | -0.28759 | -0.30612 | -0.32129 | -0.32352 | -0.32552 | -0.33486 | -0.33826 | -0.33904 | -0.34411 | -0.34546 | -0.34605 | -0.3491 | -0.35004 | -0.35001 | -0.35156 | -0.35193 | -0.35182
[10 empty] | 0 | -0.0077188 | -0.014235 | -0.020731 | -0.027206 | -0.033661 | -0.040094 | -0.048446 | -0.05677 | -0.065068 | -0.073339 | -0.081584 | -0.091062 | -0.10051 | -0.10993 | -0.11932 | -0.12867 | -0.138 | -0.14729 | -0.15656 | -0.1643 | -0.17105 | -0.177 | -0.18231 | -0.18712 | -0.19203 | -0.19643 | -0.20012
[10 empty] | 0 | -0.002778 | -0.0051233 | -0.0074612 | -0.0097916 | -0.012114 | -0.01443 | -0.017436 | -0.020432 | -0.023418 | -0.026395 | -0.029362 | -0.032773 | -0.036174 | -0.039563 | -0.042941 | -0.046309 | -0.049666 | -0.053011 | -0.056346 | -0.059132 | -0.061559 | -0.063701 | -0.065614 | -0.067343 | -0.069111 | -0.070695 | -0.072024
[10 empty] | 0 | -0.0035871 | -0.0066157 | -0.0096345 | -0.012644 | -0.015643 | -0.018633 | -0.022514 | -0.026383 | -0.030239 | -0.034083 | -0.037914 | -0.042319 | -0.04671 | -0.051087 | -0.055449 | -0.059798 | -0.064132 | -0.068453 | -0.072759 | -0.076355 | -0.07949 | -0.082256 | -0.084726 | -0.086958 | -0.089242 | -0.091287 | -0.093003
[10 empty] | 0 | -0.0077188 | -0.0065291 | -0.0065186 | -0.0065082 | -0.0064978 | -0.0064874 | -0.0084156 | -0.0084021 | -0.0083886 | -0.0083752 | -0.0083618 | -0.0096091 | -0.0095938 | -0.0095784 | -0.0095631 | -0.0095478 | -0.0095325 | -0.0095173 | -0.009502 | -0.0094868 | -0.0094717 | -0.0094565 | -0.0094414 | -0.0094263 | -0.011878 | -0.011367 | -0.010955
[10 empty] | 0 | -0.16066 | -0.32081 | -0.49946 | -0.69164 | -0.89486 | -1.06 | -1.1937 | -1.3024 | -1.3882 | -1.4508 | -1.4938 | -1.5234 | -1.5418 | -1.5525 | -1.5476 | -1.5419 | -1.5368 | -1.5322 | -1.5282 | -1.5279 | -1.5283 | -1.5299 | -1.5313 | -1.5314 | -1.5308 | -1.5293 | -1.5272
[10 empty] | 0 | -0.057823 | -0.11546 | -0.17975 | -0.24892 | -0.32206 | -0.38148 | -0.42963 | -0.46874 | -0.49962 | -0.52214 | -0.53762 | -0.54827 | -0.5549 | -0.55874 | -0.55699 | -0.55493 | -0.5531 | -0.55142 | -0.55 | -0.54988 | -0.55003 | -0.55061 | -0.5511 | -0.55115 | -0.55094 | -0.55038 | -0.54963
[10 empty] | 0 | -0.074665 | -0.14909 | -0.23211 | -0.32143 | -0.41587 | -0.4926 | -0.55477 | -0.60527 | -0.64515 | -0.67423 | -0.69421 | -0.70797 | -0.71653 | -0.72149 | -0.71923 | -0.71657 | -0.71421 | -0.71204 | -0.71021 | -0.71004 | -0.71024 | -0.71099 | -0.71162 | -0.71169 | -0.71141 | -0.7107 | -0.70972
[10 empty] | 0 | -0.16066 | -0.16041 | -0.21353 | -0.24872 | -0.28971 | -0.30696 | -0.30475 | -0.31686 | -0.31922 | -0.32598 | -0.32656 | -0.32689 | -0.32937 | -0.32841 | -0.32946 | -0.32863 | -0.3279 | -0.32803 | -0.3272 | -0.32709 | -0.32637 | -0.32587 | -0.32547 | -0.32485 | -0.32444 | -0.32385 | -0.32336
[10 empty] | 0 | -0.1936 | -0.24327 | -0.25068 | -0.27758 | -0.31801 | -0.34312 | -0.41115 | -0.47357 | -0.53039 | -0.5802 | -0.62411 | -0.66609 | -0.70265 | -0.73458 | -0.76227 | -0.78575 | -0.80574 | -0.82288 | -0.83421 | -0.84398 | -0.85259 | -0.85999 | -0.86642 | -0.87245 | -0.87587 | -0.8797 | -0.88348
[10 empty] | 0 | -0.069677 | -0.087553 | -0.09022 | -0.099902 | -0.11445 | -0.12349 | -0.14797 | -0.17044 | -0.19089 | -0.20881 | -0.22462 | -0.23973 | -0.25288 | -0.26438 | -0.27434 | -0.28279 | -0.28999 | -0.29615 | -0.30023 | -0.30375 | -0.30685 | -0.30951 | -0.31183 | -0.31399 | -0.31523 | -0.3166 | -0.31796
[10 empty] | 0 | -0.089973 | -0.11306 | -0.1165 | -0.129 | -0.14779 | -0.15946 | -0.19107 | -0.22008 | -0.24649 | -0.26964 | -0.29004 | -0.30955 | -0.32654 | -0.34138 | -0.35425 | -0.36516 | -0.37445 | -0.38242 | -0.38768 | -0.39222 | -0.39622 | -0.39966 | -0.40265 | -0.40545 | -0.40704 | -0.40882 | -0.41058
[10 empty] | 0 | -0.1936 | -0.049979 | -0.066532 | -0.077496 | -0.090268 | -0.11219 | -0.12647 | -0.13728 | -0.14223 | -0.14844 | -0.15534 | -0.16766 | -0.17245 | -0.17431 | -0.17694 | -0.17908 | -0.17988 | -0.18153 | -0.1821 | -0.183 | -0.18354 | -0.18381 | -0.18423 | -0.18431 | -0.18448 | -0.1845 | -0.18446
[10 empty] | 0 | -0.0092022 | -0.018674 | -0.028371 | -0.038472 | -0.049004 | -0.059851 | -0.070988 | -0.082441 | -0.094997 | -0.10853 | -0.123 | -0.13603 | -0.1478 | -0.15849 | -0.16815 | -0.1769 | -0.18485 | -0.19212 | -0.19875 | -0.20476 | -0.21064 | -0.21605 | -0.22098 | -0.22539 | -0.2293 | -0.23278 | -0.23581
[10 empty] | 0 | -0.0019588 | -0.003975 | -0.0060393 | -0.0081894 | -0.010431 | -0.01274 | -0.015111 | -0.017549 | -0.020222 | -0.023103 | -0.026183 | -0.028956 | -0.031463 | -0.033737 | -0.035794 | -0.037657 | -0.039349 | -0.040897 | -0.042307 | -0.043586 | -0.044838 | -0.04599 | -0.04704 | -0.047979 | -0.048811 | -0.049551 | -0.050197
[10 empty] | 0 | -0.0020715 | -0.0042036 | -0.0063866 | -0.0086603 | -0.011031 | -0.013473 | -0.01598 | -0.018558 | -0.021384 | -0.024431 | -0.027689 | -0.030621 | -0.033272 | -0.035677 | -0.037852 | -0.039822 | -0.041612 | -0.043248 | -0.044739 | -0.046093 | -0.047417 | -0.048635 | -0.049745 | -0.050738 | -0.051618 | -0.0524 | -0.053083
[10 empty] | 0 | -0.0092022 | -0.0094863 | -0.0097274 | -0.010146 | -0.010593 | -0.010926 | -0.011233 | -0.011566 | -0.012687 | -0.013688 | -0.014645 | -0.014225 | -0.013921 | -0.013693 | -0.013486 | -0.013343 | -0.013262 | -0.013256 | -0.013244 | -0.013316 | -0.016649 | -0.016702 | -0.016625 | -0.016486 | -0.016306 | -0.016101 | -0.015839
[10 empty] | 0 | -0.015247 | -0.028952 | -0.040886 | -0.05147 | -0.061096 | -0.06993 | -0.078155 | -0.086206 | -0.093951 | -0.10128 | -0.10815 | -0.11374 | -0.12025 | -0.12529 | -0.12914 | -0.13205 | -0.13426 | -0.1359 | -0.13713 | -0.13832 | -0.13728 | -0.13658 | -0.13615 | -0.13585 | -0.13585 | -0.13572 | -0.13552
[10 empty] | 0 | -0.0032456 | -0.0061628 | -0.0087032 | -0.010956 | -0.013005 | -0.014886 | -0.016637 | -0.01835 | -0.019999 | -0.021559 | -0.023021 | -0.024212 | -0.025597 | -0.026671 | -0.027489 | -0.02811 | -0.028579 | -0.028928 | -0.029191 | -0.029443 | -0.029221 | -0.029073 | -0.028981 | -0.028918 | -0.028917 | -0.028891 | -0.028848
[10 empty] | 0 | -0.0034322 | -0.0065172 | -0.0092036 | -0.011586 | -0.013753 | -0.015742 | -0.017593 | -0.019406 | -0.021149 | -0.022799 | -0.024344 | -0.025604 | -0.027069 | -0.028204 | -0.029069 | -0.029726 | -0.030223 | -0.030591 | -0.030869 | -0.031136 | -0.030902 | -0.030745 | -0.030648 | -0.030581 | -0.03058 | -0.030552 | -0.030507
[10 empty] | 0 | -0.015247 | -0.013746 | -0.012013 | -0.010697 | -0.0097665 | -0.0090022 | -0.0084168 | -0.0097772 | -0.010563 | -0.010856 | -0.010835 | -0.010632 | -0.014282 | -0.012753 | -0.011715 | -0.011127 | -0.010814 | -0.010617 | -0.010451 | -0.011538 | -0.011953 | -0.011946 | -0.011729 | -0.011442 | -0.012161 | -0.011364 | -0.01107
[10 empty] | 0 | -0.00077079 | -0.0015975 | -0.0024741 | -0.0034041 | -0.0043843 | -0.0054471 | -0.0065996 | -0.0078398 | -0.0091431 | -0.010502 | -0.011929 | -0.013421 | -0.015032 | -0.016748 | -0.018551 | -0.020166 | -0.021626 | -0.022961 | -0.024188 | -0.025318 | -0.026366 | -0.027342 | -0.02829 | -0.029181 | -0.03002 | -0.03081 | -0.031556
[10 empty] | 0 | -0.00016408 | -0.00034004 | -0.00052666 | -0.00072461 | -0.00093327 | -0.0011595 | -0.0014048 | -0.0016688 | -0.0019463 | -0.0022354 | -0.0025393 | -0.0028569 | -0.0031997 | -0.003565 | -0.0039488 | -0.0042927 | -0.0046034 | -0.0048875 | -0.0051487 | -0.0053893 | -0.0056125 | -0.0058203 | -0.0060221 | -0.0062116 | -0.0063902 | -0.0065584 | -0.0067171
[10 empty] | 0 | -0.00017351 | -0.0003596 | -0.00055694 | -0.00076627 | -0.00098693 | -0.0012262 | -0.0014856 | -0.0017648 | -0.0020582 | -0.002364 | -0.0026853 | -0.0030212 | -0.0033837 | -0.00377 | -0.0041759 | -0.0045395 | -0.004868 | -0.0051686 | -0.0054448 | -0.0056992 | -0.0059352 | -0.006155 | -0.0063683 | -0.0065687 | -0.0067576 | -0.0069355 | -0.0071034
[10 empty] | 0 | -0.00077079 | -0.00082666 | -0.00087666 | -0.00092994 | -0.00098024 | -0.0010628 | -0.0011526 | -0.0012402 | -0.0013033 | -0.0013584 | -0.0014276 | -0.0014919 | -0.0016107 | -0.0017161 | -0.001803 | -0.0017255 | -0.0016719 | -0.0016424 | -0.0016233 | -0.0016099 | -0.0016113 | -0.0016236 | -0.0019043 | -0.0019125 | -0.0019239 | -0.0019397 | -0.0019586
[10 empty] | 0 | 0 | 0 | 0 | 0 | 0 | 0 | 0 | 0 | 0 | 0 | 0 | 0 | 0 | 0 | 0 | 0 | 0 | 0 | 0 | 0 | 0 | 0 | 0 | 0 | 0 | 0 | 0
[10 empty] | 0 | 0 | 0 | 0 | 0 | 0 | 0 | 0 | 0 | 0 | 0 | 0 | 0 | 0 | 0 | 0 | 0 | 0 | 0 | 0 | 0 | 0 | 0 | 0 | 0 | 0 | 0 | 0
[10 empty] | 0 | 0 | 0 | 0 | 0 | 0 | 0 | 0 | 0 | 0 | 0 | 0 | 0 | 0 | 0 | 0 | 0 | 0 | 0 | 0 | 0 | 0 | 0 | 0 | 0 | 0 | 0 | 0
[10 empty] | 0 | 0 | 0 | 0 | 0 | 0 | 0 | 0 | 0 | 0 | 0 | 0 | 0 | 0 | 0 | 0 | 0 | 0 | 0 | 0 | 0 | 0 | 0 | 0 | 0 | 0 | 0 | 0
[10 empty] | 0 | -0.00027156 | -0.00054013 | -0.00080926 | -0.0010866 | -0.001374 | -0.0016717 | -0.0020067 | -0.0023836 | -0.0027869 | -0.0032138 | -0.0036683 | -0.0040965 | -0.004505 | -0.004897 | -0.0052695 | -0.0056252 | -0.0059669 | -0.0063007 | -0.0066238 | -0.0069326 | -0.0072747 | -0.0076032 | -0.0079118 | -0.008198 | -0.0084615 | -0.0087036 | -0.0089236
[10 empty] | 0 | -5.7806e-05 | -0.00011498 | -0.00017226 | -0.0002313 | -0.00029248 | -0.00035585 | -0.00042717 | -0.00050739 | -0.00059324 | -0.00068412 | -0.00078085 | -0.00087201 | -0.00095897 | -0.0010424 | -0.0011217 | -0.0011974 | -0.0012701 | -0.0013412 | -0.00141 | -0.0014757 | -0.0015485 | -0.0016185 | -0.0016842 | -0.0017451 | -0.0018012 | -0.0018527 | -0.0018995
[10 empty] | 0 | -6.113e-05 | -0.00012159 | -0.00018217 | -0.0002446 | -0.0003093 | -0.00037631 | -0.00045173 | -0.00053657 | -0.00062735 | -0.00072345 | -0.00082575 | -0.00092215 | -0.0010141 | -0.0011023 | -0.0011862 | -0.0012663 | -0.0013432 | -0.0014183 | -0.0014911 | -0.0015606 | -0.0016376 | -0.0017115 | -0.001781 | -0.0018454 | -0.0019047 | -0.0019592 | -0.0020088
[10 empty] | 0 | -0.00027156 | -0.00026857 | -0.00026913 | -0.00027735 | -0.00028741 | -0.00029767 | -0.00033505 | -0.00037689 | -0.00040328 | -0.00042692 | -0.00045443 | -0.00045842 | -0.00046521 | -0.00047221 | -0.00047469 | -0.00047839 | -0.0004839 | -0.00049747 | -0.00051037 | -0.00052016 | -0.00066097 | -0.00066152 | -0.00065573 | -0.00064896 | -0.00064162 | -0.00063403 | -0.00063302
[10 empty] | 0 | -0.0017174 | -0.0034449 | -0.0051827 | -0.0069311 | -0.0086904 | -0.010461 | -0.012242 | -0.014035 | -0.015841 | -0.017475 | -0.018966 | -0.020335 | -0.021602 | -0.022785 | -0.023896 | -0.024949 | -0.025954 | -0.02692 | -0.027856 | -0.028767 | -0.029661 | -0.030542 | -0.031415 | -0.032283 | -0.03315 | -0.03402 | -0.034893
[10 empty] | 0 | -0.00036558 | -0.0007333 | -0.0011032 | -0.0014754 | -0.0018499 | -0.0022267 | -0.002606 | -0.0029877 | -0.0033719 | -0.0037199 | -0.0040372 | -0.0043287 | -0.0045984 | -0.0048501 | -0.0050866 | -0.0053107 | -0.0055246 | -0.0057303 | -0.0059295 | -0.0061236 | -0.0063139 | -0.0065014 | -0.0066872 | -0.006872 | -0.0070566 | -0.0072416 | -0.0074276
[10 empty] | 0 | -0.0003866 | -0.00077547 | -0.0011667 | -0.0015602 | -0.0019563 | -0.0023548 | -0.0027558 | -0.0031595 | -0.0035658 | -0.0039338 | -0.0042693 | -0.0045776 | -0.0048629 | -0.005129 | -0.0053791 | -0.0056161 | -0.0058423 | -0.0060598 | -0.0062705 | -0.0064757 | -0.0066769 | -0.0068752 | -0.0070717 | -0.0072672 | -0.0074624 | -0.007658 | -0.0078547
[10 empty] | 0 | -0.0017174 | -0.0017275 | -0.0017378 | -0.0017484 | -0.0017592 | -0.0017703 | -0.0017816 | -0.0017932 | -0.001805 | -0.00188 | -0.0019477 | -0.0020093 | -0.0020657 | -0.0021178 | -0.0021661 | -0.0022115 | -0.0027547 | -0.0027269 | -0.0027163 | -0.0027194 | -0.0027334 | -0.0027561 | -0.0027858 | -0.0028209 | -0.0028603 | -0.0029929 | -0.0031033
[10 empty] | 0 | -0.00016683 | -0.0003249 | -0.0004967 | -0.00067985 | -0.00087231 | -0.0010724 | -0.0012785 | -0.0014934 | -0.0017154 | -0.0019431 | -0.0021751 | -0.0024106 | -0.0026347 | -0.0028489 | -0.0030545 | -0.0032524 | -0.0034435 | -0.0036032 | -0.0037362 | -0.0038464 | -0.0039372 | -0.0040114 | -0.0040715 | -0.0041196 | -0.0041575 | -0.0041867 | -0.0042084
[10 empty] | 0 | -3.5512e-05 | -6.916e-05 | -0.00010573 | -0.00014472 | -0.00018569 | -0.00022827 | -0.00027216 | -0.0003179 | -0.00036516 | -0.00041361 | -0.00046301 | -0.00051313 | -0.00056084 | -0.00060645 | -0.0006502 | -0.00069232 | -0.000733 | -0.00076701 | -0.00079532 | -0.00081878 | -0.0008381 | -0.0008539 | -0.0008667 | -0.00087693 | -0.00088499 | -0.0008912 | -0.00089582
[10 empty] | 0 | -3.7554e-05 | -7.3136e-05 | -0.00011181 | -0.00015304 | -0.00019636 | -0.0002414 | -0.00028781 | -0.00033618 | -0.00038616 | -0.0004374 | -0.00048964 | -0.00054264 | -0.00059309 | -0.00064132 | -0.00068758 | -0.00073213 | -0.00077515 | -0.00081111 | -0.00084105 | -0.00086586 | -0.00088629 | -0.000903 | -0.00091653 | -0.00092736 | -0.00093588 | -0.00094244 | -0.00094733
[10 empty] | 0 | -0.00016683 | -0.00015888 | -0.00017339 | -0.00018558 | -0.00019579 | -0.00020432 | -0.00021141 | -0.00022117 | -0.00022929 | -0.00023602 | -0.00024156 | -0.0002461 | -0.00023591 | -0.0002271 | -0.00021946 | -0.00021282 | -0.00020702 | -0.00019851 | -0.0001902 | -0.00018502 | -0.00018221 | -0.00018115 | -0.00018137 | -0.00018248 | -0.00022793 | -0.00022271 | -0.00022494
[10 empty] | 0 | 0 | 0 | 0 | 0 | 0 | 0 | 0 | 0 | 0 | 0 | 0 | 0 | 0 | 0 | 0 | 0 | 0 | 0 | 0 | 0 | 0 | 0 | 0 | 0 | 0 | 0 | 0
[10 empty] | 0 | 0 | 0 | 0 | 0 | 0 | 0 | 0 | 0 | 0 | 0 | 0 | 0 | 0 | 0 | 0 | 0 | 0 | 0 | 0 | 0 | 0 | 0 | 0 | 0 | 0 | 0 | 0
[10 empty] | 0 | 0 | 0 | 0 | 0 | 0 | 0 | 0 | 0 | 0 | 0 | 0 | 0 | 0 | 0 | 0 | 0 | 0 | 0 | 0 | 0 | 0 | 0 | 0 | 0 | 0 | 0 | 0
[10 empty] | 0 | 0 | 0 | 0 | 0 | 0 | 0 | 0 | 0 | 0 | 0 | 0 | 0 | 0 | 0 | 0 | 0 | 0 | 0 | 0 | 0 | 0 | 0 | 0 | 0 | 0 | 0 | 0
[10 empty] | 0 | -0.0556 | -0.10434 | -0.14804 | -0.18795 | -0.21208 | -0.22596 | -0.23318 | -0.23611 | -0.23626 | -0.23464 | -0.2319 | -0.22846 | -0.2246 | -0.2205 | -0.21628 | -0.21201 | -0.20774 | -0.2035 | -0.19931 | -0.19518 | -0.19113 | -0.18715 | -0.18324 | -0.17941 | -0.17566 | -0.17199 | -0.16839
[10 empty] | 0 | -0.0083526 | -0.015674 | -0.02224 | -0.028235 | -0.03186 | -0.033945 | -0.035031 | -0.03547 | -0.035493 | -0.035249 | -0.034837 | -0.034321 | -0.033741 | -0.033126 | -0.032491 | -0.03185 | -0.031208 | -0.030571 | -0.029942 | -0.029322 | -0.028713 | -0.028115 | -0.027528 | -0.026953 | -0.02639 | -0.025838 | -0.025297
[10 empty] | 0 | -0.010852 | -0.020364 | -0.028895 | -0.036683 | -0.041393 | -0.044102 | -0.045513 | -0.046083 | -0.046113 | -0.045796 | -0.045261 | -0.04459 | -0.043837 | -0.043037 | -0.042213 | -0.041379 | -0.040546 | -0.039719 | -0.038901 | -0.038096 | -0.037304 | -0.036527 | -0.035765 | -0.035018 | -0.034286 | -0.033569 | -0.032866
[10 empty] | 0 | -0.0556 | -0.049899 | -0.045894 | -0.043 | -0.045096 | -0.044718 | -0.043245 | -0.050867 | -0.046241 | -0.043374 | -0.041227 | -0.042999 | -0.042326 | -0.04082 | -0.040723 | -0.039144 | -0.03819 | -0.037218 | -0.037215 | -0.036318 | -0.035297 | -0.034567 | -0.033837 | -0.033186 | -0.032442 | -0.031895 | -0.031162
[10 empty] | 0 | -0.0010422 | -0.002721 | -0.0047731 | -0.0070279 | -0.0093753 | -0.011745 | -0.014092 | -0.015489 | -0.016269 | -0.01665 | -0.016772 | -0.016728 | -0.016578 | -0.016362 | -0.016105 | -0.015823 | -0.015528 | -0.015227 | -0.014924 | -0.014621 | -0.014322 | -0.014026 | -0.013736 | -0.01345 | -0.01317 | -0.012895 | -0.012625
[10 empty] | 0 | -0.00015657 | -0.00040877 | -0.00071705 | -0.0010558 | -0.0014084 | -0.0017644 | -0.002117 | -0.0023269 | -0.0024441 | -0.0025012 | -0.0025196 | -0.002513 | -0.0024905 | -0.002458 | -0.0024194 | -0.0023771 | -0.0023328 | -0.0022875 | -0.002242 | -0.0021965 | -0.0021516 | -0.0021072 | -0.0020635 | -0.0020205 | -0.0019784 | -0.0019371 | -0.0018967
[10 empty] | 0 | -0.00020341 | -0.00053108 | -0.0009316 | -0.0013717 | -0.0018299 | -0.0022923 | -0.0027504 | -0.0030231 | -0.0031754 | -0.0032496 | -0.0032734 | -0.0032649 | -0.0032356 | -0.0031934 | -0.0031433 | -0.0030883 | -0.0030308 | -0.002972 | -0.0029128 | -0.0028538 | -0.0027953 | -0.0027377 | -0.0026809 | -0.0026251 | -0.0025704 | -0.0025167 | -0.0024642
[10 empty] | 0 | -0.0010422 | -0.0017006 | -0.002109 | -0.0023547 | -0.0024946 | -0.0025658 | -0.0025927 | -0.0019918 | -0.0017889 | -0.0017739 | -0.0020013 | -0.0021321 | -0.0022001 | -0.0022277 | -0.0020568 | -0.0018765 | -0.0017476 | -0.0016286 | -0.0016501 | -0.001713 | -0.0018007 | -0.0017942 | -0.0017285 | -0.0016423 | -0.0015202 | -0.0014446 | -0.001421
[10 empty] | 0 | -0.016355 | -0.032709 | -0.049064 | -0.065419 | -0.076339 | -0.083636 | -0.088518 | -0.091789 | -0.093986 | -0.095469 | -0.096473 | -0.09716 | -0.097635 | -0.097969 | -0.098208 | -0.098385 | -0.098519 | -0.098626 | -0.098714 | -0.09879 | -0.098857 | -0.098919 | -0.098978 | -0.099034 | -0.099088 | -0.099141 | -0.099194
[10 empty] | 0 | -0.0024569 | -0.0049139 | -0.0073708 | -0.0098278 | -0.011468 | -0.012564 | -0.013298 | -0.013789 | -0.014119 | -0.014342 | -0.014493 | -0.014596 | -0.014668 | -0.014718 | -0.014754 | -0.01478 | -0.0148 | -0.014816 | -0.01483 | -0.014841 | -0.014851 | -0.01486 | -0.014869 | -0.014878 | -0.014886 | -0.014894 | -0.014902
[10 empty] | 0 | -0.0031921 | -0.0063842 | -0.0095763 | -0.012768 | -0.0149 | -0.016324 | -0.017277 | -0.017915 | -0.018344 | -0.018633 | -0.01883 | -0.018964 | -0.019056 | -0.019121 | -0.019168 | -0.019203 | -0.019229 | -0.01925 | -0.019267 | -0.019282 | -0.019295 | -0.019307 | -0.019318 | -0.019329 | -0.01934 | -0.01935 | -0.01936
[10 empty] | 0 | -0.016355 | -0.016355 | -0.016355 | -0.016355 | -0.016372 | -0.016383 | -0.01639 | -0.019626 | -0.018558 | -0.01785 | -0.01738 | -0.018149 | -0.018305 | -0.018171 | -0.018564 | -0.018232 | -0.018133 | -0.01807 | -0.018404 | -0.018394 | -0.018298 | -0.018316 | -0.018297 | -0.018327 | -0.018322 | -0.018403 | -0.018383
[10 empty] | 0 | -0.011841 | -0.023381 | -0.034626 | -0.045582 | -0.056254 | -0.064426 | -0.070626 | -0.075273 | -0.078696 | -0.081155 | -0.082855 | -0.083961 | -0.084598 | -0.08487 | -0.084855 | -0.084617 | -0.084206 | -0.08366 | -0.083011 | -0.082284 | -0.081497 | -0.080666 | -0.079802 | -0.078916 | -0.078014 | -0.077102 | -0.076186
[10 empty] | 0 | -0.0017788 | -0.0035125 | -0.0052018 | -0.0068477 | -0.0084509 | -0.0096786 | -0.01061 | -0.011308 | -0.011822 | -0.012192 | -0.012447 | -0.012613 | -0.012709 | -0.01275 | -0.012748 | -0.012712 | -0.01265 | -0.012568 | -0.012471 | -0.012361 | -0.012243 | -0.012118 | -0.011988 | -0.011855 | -0.01172 | -0.011583 | -0.011445
[10 empty] | 0 | -0.0023111 | -0.0045635 | -0.0067583 | -0.0088966 | -0.01098 | -0.012575 | -0.013785 | -0.014692 | -0.01536 | -0.01584 | -0.016172 | -0.016387 | -0.016512 | -0.016565 | -0.016562 | -0.016515 | -0.016435 | -0.016329 | -0.016202 | -0.01606 | -0.015906 | -0.015744 | -0.015576 | -0.015403 | -0.015227 | -0.015049 | -0.01487
[10 empty] | 0 | -0.011841 | -0.011691 | -0.011542 | -0.011396 | -0.011251 | -0.011108 | -0.010967 | -0.010828 | -0.01069 | -0.010554 | -0.013152 | -0.012445 | -0.011861 | -0.011374 | -0.010964 | -0.011127 | -0.011124 | -0.011011 | -0.010831 | -0.010612 | -0.0111 | -0.010729 | -0.010442 | -0.010202 | -0.0099877 | -0.010041 | -0.0099756
[10 empty] | 0 | -0.006318 | -0.017662 | -0.033 | -0.051509 | -0.072529 | -0.095536 | -0.12011 | -0.14591 | -0.17268 | -0.19397 | -0.21089 | -0.22431 | -0.23494 | -0.24334 | -0.24996 | -0.25516 | -0.25923 | -0.26238 | -0.26482 | -0.26667 | -0.26807 | -0.26909 | -0.26982 | -0.27032 | -0.27063 | -0.27079 | -0.27082
[10 empty] | 0 | -0.00094914 | -0.0026533 | -0.0049576 | -0.0077381 | -0.010896 | -0.014352 | -0.018044 | -0.02192 | -0.025942 | -0.02914 | -0.031681 | -0.033698 | -0.035295 | -0.036557 | -0.037551 | -0.038333 | -0.038943 | -0.039417 | -0.039783 | -0.040062 | -0.040271 | -0.040425 | -0.040535 | -0.040609 | -0.040656 | -0.04068 | -0.040685
[10 empty] | 0 | -0.0012331 | -0.0034472 | -0.0064409 | -0.010053 | -0.014156 | -0.018647 | -0.023443 | -0.028479 | -0.033704 | -0.037859 | -0.041161 | -0.04378 | -0.045855 | -0.047495 | -0.048787 | -0.049802 | -0.050595 | -0.051212 | -0.051687 | -0.052049 | -0.052321 | -0.052521 | -0.052663 | -0.05276 | -0.05282 | -0.052851 | -0.052859
[10 empty] | 0 | -0.006318 | -0.011354 | -0.015367 | -0.018561 | -0.021103 | -0.023123 | -0.024726 | -0.025997 | -0.027002 | -0.022812 | -0.020459 | -0.01937 | -0.019131 | -0.01944 | -0.021705 | -0.023504 | -0.024932 | -0.026062 | -0.025972 | -0.025304 | -0.02445 | -0.023636 | -0.022979 | -0.02157 | -0.021268 | -0.021632 | -0.022362
[10 empty] | 0 | -0.0066379 | -0.012998 | -0.019089 | -0.024919 | -0.030496 | -0.033839 | -0.035729 | -0.036677 | -0.037016 | -0.036964 | -0.036661 | -0.036202 | -0.035645 | -0.03503 | -0.034382 | -0.033718 | -0.033049 | -0.032381 | -0.031718 | -0.031064 | -0.030421 | -0.029788 | -0.029167 | -0.028559 | -0.027962 | -0.027377 | -0.026805
[10 empty] | 0 | -0.00099719 | -0.0019526 | -0.0028676 | -0.0037435 | -0.0045814 | -0.0050835 | -0.0053675 | -0.0055099 | -0.0055608 | -0.005553 | -0.0055076 | -0.0054385 | -0.0053549 | -0.0052625 | -0.0051651 | -0.0050654 | -0.0049648 | -0.0048645 | -0.004765 | -0.0046668 | -0.0045701 | -0.004475 | -0.0043818 | -0.0042903 | -0.0042007 | -0.0041129 | -0.0040268
[10 empty] | 0 | -0.0012956 | -0.0025369 | -0.0037257 | -0.0048636 | -0.0059522 | -0.0066046 | -0.0069735 | -0.0071585 | -0.0072247 | -0.0072145 | -0.0071555 | -0.0070658 | -0.0069571 | -0.0068371 | -0.0067106 | -0.006581 | -0.0064504 | -0.00632 | -0.0061907 | -0.0060631 | -0.0059375 | -0.005814 | -0.0056928 | -0.005574 | -0.0054576 | -0.0053435 | -0.0052317
[10 empty] | 0 | -0.0066379 | -0.0064989 | -0.0063628 | -0.0062296 | -0.0060992 | -0.0059715 | -0.0058465 | -0.0057241 | -0.0067113 | -0.0062095 | -0.0058437 | -0.0055675 | -0.0053505 | -0.0055048 | -0.0054551 | -0.005313 | -0.005322 | -0.0050179 | -0.0048867 | -0.0047998 | -0.0047093 | -0.0047142 | -0.0045927 | -0.0044584 | -0.0043694 | -0.004232 | -0.0041716
[10 empty] | 0 | 0 | 0 | 0 | 0 | 0 | 0 | 0 | 0 | 0 | 0 | 0 | 0 | 0 | 0 | 0 | 0 | 0 | 0 | 0 | 0 | 0 | 0 | 0 | 0 | 0 | 0 | 0
[10 empty] | 0 | 0 | 0 | 0 | 0 | 0 | 0 | 0 | 0 | 0 | 0 | 0 | 0 | 0 | 0 | 0 | 0 | 0 | 0 | 0 | 0 | 0 | 0 | 0 | 0 | 0 | 0 | 0
[10 empty] | 0 | 0 | 0 | 0 | 0 | 0 | 0 | 0 | 0 | 0 | 0 | 0 | 0 | 0 | 0 | 0 | 0 | 0 | 0 | 0 | 0 | 0 | 0 | 0 | 0 | 0 | 0 | 0
[10 empty] | 0 | 0 | 0 | 0 | 0 | 0 | 0 | 0 | 0 | 0 | 0 | 0 | 0 | 0 | 0 | 0 | 0 | 0 | 0 | 0 | 0 | 0 | 0 | 0 | 0 | 0 | 0 | 0
[10 empty] | 0 | -0.00080352 | -0.0017235 | -0.0027931 | -0.0039949 | -0.0053449 | -0.0069936 | -0.0086545 | -0.01083 | -0.013333 | -0.016137 | -0.019181 | -0.022604 | -0.025911 | -0.029987 | -0.034367 | -0.039085 | -0.044208 | -0.049753 | -0.055471 | -0.062218 | -0.070219 | -0.079648 | -0.090435 | -0.10278 | -0.11682 | -0.13276 | -0.15088
[10 empty] | 0 | -0.00012071 | -0.00025892 | -0.00041961 | -0.00060014 | -0.00080295 | -0.0010506 | -0.0013002 | -0.001627 | -0.002003 | -0.0024242 | -0.0028815 | -0.0033958 | -0.0038926 | -0.0045049 | -0.0051628 | -0.0058716 | -0.0066413 | -0.0074742 | -0.0083333 | -0.0093469 | -0.010549 | -0.011965 | -0.013586 | -0.015441 | -0.017549 | -0.019944 | -0.022666
[10 empty] | 0 | -0.00015683 | -0.00033639 | -0.00054516 | -0.00077971 | -0.0010432 | -0.001365 | -0.0016892 | -0.0021138 | -0.0026024 | -0.0031496 | -0.0037437 | -0.0044118 | -0.0050573 | -0.0058528 | -0.0067076 | -0.0076285 | -0.0086284 | -0.0097106 | -0.010827 | -0.012144 | -0.013705 | -0.015546 | -0.017651 | -0.020061 | -0.0228 | -0.025912 | -0.029448
[10 empty] | 0 | -0.00080352 | -0.00091998 | -0.0010696 | -0.0012017 | -0.00135 | -0.0016487 | -0.0016609 | -0.0021754 | -0.0025035 | -0.0029643 | -0.0033566 | -0.0038871 | -0.0039189 | -0.0048347 | -0.0055274 | -0.0059991 | -0.0066223 | -0.0072792 | -0.0077379 | -0.009112 | -0.010673 | -0.012486 | -0.014285 | -0.016374 | -0.018554 | -0.021025 | -0.023646
[10 empty] | 0 | -0.0029933 | -0.0059771 | -0.0089513 | -0.011916 | -0.014871 | -0.017817 | -0.020753 | -0.02368 | -0.026597 | -0.029505 | -0.031983 | -0.034092 | -0.035887 | -0.037412 | -0.038706 | -0.039803 | -0.040731 | -0.041515 | -0.042175 | -0.042729 | -0.043192 | -0.043578 | -0.043898 | -0.044161 | -0.044376 | -0.044549 | -0.044687
[10 empty] | 0 | -0.00044968 | -0.00089792 | -0.0013447 | -0.0017901 | -0.002234 | -0.0026766 | -0.0031177 | -0.0035573 | -0.0039956 | -0.0044325 | -0.0048047 | -0.0051216 | -0.0053912 | -0.0056203 | -0.0058148 | -0.0059796 | -0.006119 | -0.0062367 | -0.0063358 | -0.006419 | -0.0064887 | -0.0065467 | -0.0065947 | -0.0066343 | -0.0066665 | -0.0066925 | -0.0067132
[10 empty] | 0 | -0.00058423 | -0.0011666 | -0.0017471 | -0.0023257 | -0.0029025 | -0.0034774 | -0.0040505 | -0.0046218 | -0.0051912 | -0.0057587 | -0.0062423 | -0.0066541 | -0.0070043 | -0.007302 | -0.0075546 | -0.0077687 | -0.0079498 | -0.0081028 | -0.0082316 | -0.0083397 | -0.0084302 | -0.0085055 | -0.008568 | -0.0086193 | -0.0086612 | -0.008695 | -0.0087219
[10 empty] | 0 | -0.0029933 | -0.0029885 | -0.0029838 | -0.002979 | -0.0029742 | -0.0029695 | -0.0029647 | -0.00296 | -0.0029552 | -0.0029505 | -0.0029458 | -0.0029411 | -0.0029364 | -0.0029317 | -0.002927 | -0.0029223 | -0.0029176 | -0.0037616 | -0.0036346 | -0.0035252 | -0.0034309 | -0.0033495 | -0.0032792 | -0.0032184 | -0.0031657 | -0.00312 | -0.0030802
[10 empty] | 0 | -0.005219 | -0.010421 | -0.015607 | -0.020776 | -0.025929 | -0.031065 | -0.036184 | -0.04055 | -0.04427 | -0.047439 | -0.050136 | -0.052428 | -0.054374 | -0.056025 | -0.057422 | -0.058603 | -0.059598 | -0.060434 | -0.061135 | -0.06172 | -0.062205 | -0.062605 | -0.062933 | -0.063198 | -0.06341 | -0.063577 | -0.063704
[10 empty] | 0 | -0.00078405 | -0.0015656 | -0.0023446 | -0.0031212 | -0.0038952 | -0.0046668 | -0.0054358 | -0.0060917 | -0.0066506 | -0.0071267 | -0.0075318 | -0.0078761 | -0.0081685 | -0.0084165 | -0.0086264 | -0.0088038 | -0.0089533 | -0.0090789 | -0.0091842 | -0.009272 | -0.0093449 | -0.0094051 | -0.0094543 | -0.0094941 | -0.009526 | -0.009551 | -0.0095702
[10 empty] | 0 | -0.0010186 | -0.002034 | -0.0030462 | -0.004055 | -0.0050607 | -0.0060631 | -0.0070623 | -0.0079144 | -0.0086406 | -0.0092591 | -0.0097854 | -0.010233 | -0.010613 | -0.010935 | -0.011208 | -0.011438 | -0.011632 | -0.011795 | -0.011932 | -0.012046 | -0.012141 | -0.012219 | -0.012283 | -0.012335 | -0.012376 | -0.012409 | -0.012434
[10 empty] | 0 | -0.005219 | -0.0052107 | -0.0052024 | -0.005194 | -0.0051857 | -0.0051774 | -0.0051691 | -0.0051609 | -0.0051526 | -0.0051444 | -0.0051361 | -0.0051279 | -0.0051197 | -0.0051115 | -0.0065902 | -0.0063676 | -0.0061759 | -0.0060108 | -0.0058682 | -0.0057451 | -0.0056386 | -0.0057563 | -0.0058256 | -0.0058578 | -0.0058621 | -0.0058456 | -0.005814
[10 empty] | 0 | -0.00087739 | -0.001752 | -0.0026238 | -0.0034927 | -0.0041846 | -0.0047349 | -0.0051723 | -0.0055194 | -0.0057944 | -0.0060118 | -0.0061833 | -0.006318 | -0.0064235 | -0.0065055 | -0.0065687 | -0.0066171 | -0.0066535 | -0.0066804 | -0.0066997 | -0.006713 | -0.0067214 | -0.0067259 | -0.0067273 | -0.0067263 | -0.0067233 | -0.0067188 | -0.006713
[10 empty] | 0 | -0.00013181 | -0.0002632 | -0.00039416 | -0.00052471 | -0.00062864 | -0.00071132 | -0.00077702 | -0.00082917 | -0.00087048 | -0.00090315 | -0.00092891 | -0.00094915 | -0.00096498 | -0.0009773 | -0.00098681 | -0.00099407 | -0.00099954 | -0.0010036 | -0.0010065 | -0.0010085 | -0.0010097 | -0.0010104 | -0.0010106 | -0.0010105 | -0.00101 | -0.0010094 | -0.0010085
[10 empty] | 0 | -0.00017125 | -0.00034195 | -0.0005121 | -0.00068171 | -0.00081674 | -0.00092416 | -0.0010095 | -0.0010773 | -0.0011309 | -0.0011734 | -0.0012068 | -0.0012331 | -0.0012537 | -0.0012697 | -0.0012821 | -0.0012915 | -0.0012986 | -0.0013039 | -0.0013076 | -0.0013102 | -0.0013119 | -0.0013127 | -0.001313 | -0.0013128 | -0.0013122 | -0.0013114 | -0.0013102
[10 empty] | 0 | -0.00087739 | -0.00087599 | -0.00087459 | -0.00087319 | -0.00087179 | -0.00087039 | -0.000869 | -0.00086761 | -0.00086622 | -0.0010915 | -0.0010445 | -0.0010067 | -0.00097621 | -0.00099664 | -0.0010036 | -0.0010017 | -0.00099404 | -0.00099201 | -0.0010504 | -0.0010263 | -0.0010079 | -0.00099472 | -0.0010089 | -0.001012 | -0.0010085 | -0.0010016 | -0.0010004
[10 empty] | 0 | -0.0043831 | -0.0088015 | -0.0088015 | -0.0088015 | -0.0088015 | -0.0088015 | -0.0088015 | -0.0088015 | -0.0081753 | -0.0070074 | -0.0060064 | -0.0051483 | -0.0044128 | -0.0037824 | -0.0032421 | -0.0015019 | 0 | 0 | 0 | 0 | 0 | 0 | 0 | 0 | 0 | 0 | 0
[10 empty] | 0 | -0.00065846 | -0.0013222 | -0.0013222 | -0.0013222 | -0.0013222 | -0.0013222 | -0.0013222 | -0.0013222 | -0.0012282 | -0.0010527 | -0.00090232 | -0.00077342 | -0.00066293 | -0.00056823 | -0.00048705 | -0.00022563 | 0 | 0 | 0 | 0 | 0 | 0 | 0 | 0 | 0 | 0 | 0
[10 empty] | 0 | -0.00085548 | -0.0017179 | -0.0017179 | -0.0017179 | -0.0017179 | -0.0017179 | -0.0017179 | -0.0017179 | -0.0015956 | -0.0013677 | -0.0011723 | -0.0010048 | -0.00086129 | -0.00073825 | -0.00063278 | -0.00029314 | 0 | 0 | 0 | 0 | 0 | 0 | 0 | 0 | 0 | 0 | 0
[10 empty] | 0 | -0.0043831 | -0.0044184 | 0 | 0 | 0 | 0 | 0 | 0 | 0 | 0 | 0 | 0 | 0 | 0 | 0 | 0 | 0 | 0 | 0 | 0 | 0 | 0 | 0 | 0 | 0 | 0 | 0
[10 empty] | 0 | -0.00055708 | -0.0011143 | -0.0016716 | -0.002229 | -0.0027865 | -0.0033442 | -0.0039019 | -0.0044012 | -0.0048484 | -0.0052494 | -0.0056094 | -0.0059329 | -0.006224 | -0.0064862 | -0.0067229 | -0.0069369 | -0.0071306 | -0.0073064 | -0.0074663 | -0.0076121 | -0.0077452 | -0.0078673 | -0.0079794 | -0.0080827 | -0.0081783 | -0.0082669 | -0.0083494
[10 empty] | 0 | -8.369e-05 | -0.0001674 | -0.00025112 | -0.00033486 | -0.00041861 | -0.00050239 | -0.00058618 | -0.00066118 | -0.00072836 | -0.00078861 | -0.00084269 | -0.00089129 | -0.00093501 | -0.00097441 | -0.00101 | -0.0010421 | -0.0010712 | -0.0010976 | -0.0011216 | -0.0011435 | -0.0011636 | -0.0011819 | -0.0011987 | -0.0012143 | -0.0012286 | -0.0012419 | -0.0012543
[10 empty] | 0 | -0.00010873 | -0.00021748 | -0.00032626 | -0.00043505 | -0.00054387 | -0.00065271 | -0.00076157 | -0.00085901 | -0.0009463 | -0.0010246 | -0.0010948 | -0.001158 | -0.0012148 | -0.001266 | -0.0013122 | -0.0013539 | -0.0013917 | -0.0014261 | -0.0014573 | -0.0014857 | -0.0015117 | -0.0015355 | -0.0015574 | -0.0015776 | -0.0015962 | -0.0016135 | -0.0016296
[10 empty] | 0 | -0.00055708 | -0.00055719 | -0.0005573 | -0.00055742 | -0.00055753 | -0.00055764 | -0.00055775 | -0.00056114 | -0.00056417 | -0.0005669 | -0.00056934 | -0.00057154 | -0.00057352 | -0.00057531 | -0.00057729 | -0.00057939 | -0.00075314 | -0.00073634 | -0.00072167 | -0.00070886 | -0.00069769 | -0.00068799 | -0.00067962 | -0.0006925 | -0.00070199 | -0.00070872 | -0.0007132
[10 empty] | 0 | -0.00067213 | -0.0013421 | -0.0020099 | -0.0026756 | -0.0033392 | -0.0040006 | -0.0046599 | -0.0053171 | -0.0059721 | -0.0066251 | -0.0072759 | -0.0079247 | -0.0085714 | -0.0092159 | -0.0098584 | -0.010499 | -0.011078 | -0.0116 | -0.012072 | -0.012498 | -0.012883 | -0.013229 | -0.013541 | -0.013821 | -0.014073 | -0.0143 | -0.014503
[10 empty] | 0 | -0.00010097 | -0.00020162 | -0.00030195 | -0.00040195 | -0.00050164 | -0.000601 | -0.00070005 | -0.00079877 | -0.00089718 | -0.00099528 | -0.0010931 | -0.0011905 | -0.0012877 | -0.0013845 | -0.001481 | -0.0015772 | -0.0016642 | -0.0017427 | -0.0018136 | -0.0018776 | -0.0019353 | -0.0019874 | -0.0020342 | -0.0020763 | -0.0021142 | -0.0021482 | -0.0021788
[10 empty] | 0 | -0.00013118 | -0.00026195 | -0.00039229 | -0.00052222 | -0.00065173 | -0.00078083 | -0.00090951 | -0.0010378 | -0.0011656 | -0.0012931 | -0.0014201 | -0.0015467 | -0.0016729 | -0.0017987 | -0.0019241 | -0.0020491 | -0.0021621 | -0.0022641 | -0.0023563 | -0.0024394 | -0.0025144 | -0.002582 | -0.0026428 | -0.0026976 | -0.0027468 | -0.002791 | -0.0028307
[10 empty] | 0 | -0.00067213 | -0.00067105 | -0.00066998 | -0.00066891 | -0.00066784 | -0.00066677 | -0.0006657 | -0.00066463 | -0.00066357 | -0.00066251 | -0.00066145 | -0.00066039 | -0.00065933 | -0.00065828 | -0.00065723 | -0.00065618 | -0.00065513 | -0.00065408 | -0.00065303 | -0.00065199 | -0.00065094 | -0.0006499 | -0.00064886 | -0.00064782 | -0.00064679 | -0.00064575 | -0.00064472
[10 empty] | 0 | 0 | 0 | 0 | 0 | 0 | 0 | 0 | 0 | 0 | 0 | 0 | 0 | 0 | 0 | 0 | 0 | 0 | 0 | 0 | 0 | 0 | 0 | 0 | 0 | 0 | 0 | 0
[10 empty] | 0 | 0 | 0 | 0 | 0 | 0 | 0 | 0 | 0 | 0 | 0 | 0 | 0 | 0 | 0 | 0 | 0 | 0 | 0 | 0 | 0 | 0 | 0 | 0 | 0 | 0 | 0 | 0
[10 empty] | 0 | 0 | 0 | 0 | 0 | 0 | 0 | 0 | 0 | 0 | 0 | 0 | 0 | 0 | 0 | 0 | 0 | 0 | 0 | 0 | 0 | 0 | 0 | 0 | 0 | 0 | 0 | 0
[10 empty] | 0 | 0 | 0 | 0 | 0 | 0 | 0 | 0 | 0 | 0 | 0 | 0 | 0 | 0 | 0 | 0 | 0 | 0 | 0 | 0 | 0 | 0 | 0 | 0 | 0 | 0 | 0 | 0
[10 empty] | 0 | 0 | 0 | 0 | 0 | 0 | 0 | 0 | 0 | 0 | 0 | 0 | 0 | 0 | 0 | 0 | 0 | 0 | 0 | 0 | 0 | 0 | 0 | 0 | 0 | 0 | 0 | 0
[10 empty] | 0 | 0 | 0 | 0 | 0 | 0 | 0 | 0 | 0 | 0 | 0 | 0 | 0 | 0 | 0 | 0 | 0 | 0 | 0 | 0 | 0 | 0 | 0 | 0 | 0 | 0 | 0 | 0
[10 empty] | 0 | 0 | 0 | 0 | 0 | 0 | 0 | 0 | 0 | 0 | 0 | 0 | 0 | 0 | 0 | 0 | 0 | 0 | 0 | 0 | 0 | 0 | 0 | 0 | 0 | 0 | 0 | 0
[10 empty] | 0 | 0 | 0 | 0 | 0 | 0 | 0 | 0 | 0 | 0 | 0 | 0 | 0 | 0 | 0 | 0 | 0 | 0 | 0 | 0 | 0 | 0 | 0 | 0 | 0 | 0 | 0 | 0
[10 empty] | 0 | 0 | 0 | 0 | 0 | 0 | 0 | 0 | 0 | 0 | 0 | 0 | 0 | 0 | 0 | 0 | 0 | 0 | 0 | 0 | 0 | 0 | 0 | 0 | 0 | 0 | 0 | 0
[10 empty] | 0 | 0 | 0 | 0 | 0 | 0 | 0 | 0 | 0 | 0 | 0 | 0 | 0 | 0 | 0 | 0 | 0 | 0 | 0 | 0 | 0 | 0 | 0 | 0 | 0 | 0 | 0 | 0
[10 empty] | 0 | 0 | 0 | 0 | 0 | 0 | 0 | 0 | 0 | 0 | 0 | 0 | 0 | 0 | 0 | 0 | 0 | 0 | 0 | 0 | 0 | 0 | 0 | 0 | 0 | 0 | 0 | 0
[10 empty] | 0 | 0 | 0 | 0 | 0 | 0 | 0 | 0 | 0 | 0 | 0 | 0 | 0 | 0 | 0 | 0 | 0 | 0 | 0 | 0 | 0 | 0 | 0 | 0 | 0 | 0 | 0 | 0
[10 empty] | 0 | 0 | 0 | 0 | 0 | 0 | 0 | 0 | 0 | 0 | 0 | 0 | 0 | 0 | 0 | 0 | 0 | 0 | 0 | 0 | 0 | 0 | 0 | 0 | 0 | 0 | 0 | 0
[10 empty] | 0 | 0 | 0 | 0 | 0 | 0 | 0 | 0 | 0 | 0 | 0 | 0 | 0 | 0 | 0 | 0 | 0 | 0 | 0 | 0 | 0 | 0 | 0 | 0 | 0 | 0 | 0 | 0
[10 empty] | 0 | 0 | 0 | 0 | 0 | 0 | 0 | 0 | 0 | 0 | 0 | 0 | 0 | 0 | 0 | 0 | 0 | 0 | 0 | 0 | 0 | 0 | 0 | 0 | 0 | 0 | 0 | 0
[10 empty] | 0 | 0 | 0 | 0 | 0 | 0 | 0 | 0 | 0 | 0 | 0 | 0 | 0 | 0 | 0 | 0 | 0 | 0 | 0 | 0 | 0 | 0 | 0 | 0 | 0 | 0 | 0 | 0
[10 empty] | 0 | 0 | 0 | 0 | 0 | 0 | 0 | 0 | 0 | 0 | 0 | 0 | 0 | 0 | 0 | 0 | 0 | 0 | 0 | 0 | 0 | 0 | 0 | 0 | 0 | 0 | 0 | 0
[10 empty] | 0 | 0 | 0 | 0 | 0 | 0 | 0 | 0 | 0 | 0 | 0 | 0 | 0 | 0 | 0 | 0 | 0 | 0 | 0 | 0 | 0 | 0 | 0 | 0 | 0 | 0 | 0 | 0
[10 empty] | 0 | 0 | 0 | 0 | 0 | 0 | 0 | 0 | 0 | 0 | 0 | 0 | 0 | 0 | 0 | 0 | 0 | 0 | 0 | 0 | 0 | 0 | 0 | 0 | 0 | 0 | 0 | 0
[10 empty] | 0 | 0 | 0 | 0 | 0 | 0 | 0 | 0 | 0 | 0 | 0 | 0 | 0 | 0 | 0 | 0 | 0 | 0 | 0 | 0 | 0 | 0 | 0 | 0 | 0 | 0 | 0 | 0
[10 empty] | 0 | 0 | 0 | 0 | 0 | 0 | 0 | 0 | 0 | 0 | 0 | 0 | 0 | 0 | 0 | 0 | 0 | 0 | 0 | 0 | 0 | 0 | 0 | 0 | 0 | 0 | 0 | 0
[10 empty] | 0 | 0 | 0 | 0 | 0 | 0 | 0 | 0 | 0 | 0 | 0 | 0 | 0 | 0 | 0 | 0 | 0 | 0 | 0 | 0 | 0 | 0 | 0 | 0 | 0 | 0 | 0 | 0
[10 empty] | 0 | 0 | 0 | 0 | 0 | 0 | 0 | 0 | 0 | 0 | 0 | 0 | 0 | 0 | 0 | 0 | 0 | 0 | 0 | 0 | 0 | 0 | 0 | 0 | 0 | 0 | 0 | 0
[10 empty] | 0 | 0 | 0 | 0 | 0 | 0 | 0 | 0 | 0 | 0 | 0 | 0 | 0 | 0 | 0 | 0 | 0 | 0 | 0 | 0 | 0 | 0 | 0 | 0 | 0 | 0 | 0 | 0
[10 empty] | 0 | 0 | 0 | 0 | 0 | 0 | 0 | 0 | 0 | 0 | 0 | 0 | 0 | 0 | 0 | 0 | 0 | 0 | 0 | 0 | 0 | 0 | 0 | 0 | 0 | 0 | 0 | 0
[10 empty] | 0 | 0 | 0 | 0 | 0 | 0 | 0 | 0 | 0 | 0 | 0 | 0 | 0 | 0 | 0 | 0 | 0 | 0 | 0 | 0 | 0 | 0 | 0 | 0 | 0 | 0 | 0 | 0
[10 empty] | 0 | 0 | 0 | 0 | 0 | 0 | 0 | 0 | 0 | 0 | 0 | 0 | 0 | 0 | 0 | 0 | 0 | 0 | 0 | 0 | 0 | 0 | 0 | 0 | 0 | 0 | 0 | 0
[10 empty] | 0 | 0 | 0 | 0 | 0 | 0 | 0 | 0 | 0 | 0 | 0 | 0 | 0 | 0 | 0 | 0 | 0 | 0 | 0 | 0 | 0 | 0 | 0 | 0 | 0 | 0 | 0 | 0
[10 empty] | 0 | 0 | 0 | 0 | 0 | 0 | 0 | 0 | 0 | 0 | 0 | 0 | 0 | 0 | 0 | 0 | 0 | 0 | 0 | 0 | 0 | 0 | 0 | 0 | 0 | 0 | 0 | 0
[10 empty] | 0 | 0 | 0 | 0 | 0 | 0 | 0 | 0 | 0 | 0 | 0 | 0 | 0 | 0 | 0 | 0 | 0 | 0 | 0 | 0 | 0 | 0 | 0 | 0 | 0 | 0 | 0 | 0
[10 empty] | 0 | 0 | 0 | 0 | 0 | 0 | 0 | 0 | 0 | 0 | 0 | 0 | 0 | 0 | 0 | 0 | 0 | 0 | 0 | 0 | 0 | 0 | 0 | 0 | 0 | 0 | 0 | 0
[10 empty] | 0 | 0 | 0 | 0 | 0 | 0 | 0 | 0 | 0 | 0 | 0 | 0 | 0 | 0 | 0 | 0 | 0 | 0 | 0 | 0 | 0 | 0 | 0 | 0 | 0 | 0 | 0 | 0
[10 empty] | 0 | 0 | 0 | 0 | 0 | 0 | 0 | 0 | 0 | 0 | 0 | 0 | 0 | 0 | 0 | 0 | 0 | 0 | 0 | 0 | 0 | 0 | 0 | 0 | 0 | 0 | 0 | 0
[10 empty] | 0 | 0 | 0 | 0 | 0 | 0 | 0 | 0 | 0 | 0 | 0 | 0 | 0 | 0 | 0 | 0 | 0 | 0 | 0 | 0 | 0 | 0 | 0 | 0 | 0 | 0 | 0 | 0
[10 empty] | 0 | 0 | 0 | 0 | 0 | 0 | 0 | 0 | 0 | 0 | 0 | 0 | 0 | 0 | 0 | 0 | 0 | 0 | 0 | 0 | 0 | 0 | 0 | 0 | 0 | 0 | 0 | 0
[10 empty] | 0 | 0 | 0 | 0 | 0 | 0 | 0 | 0 | 0 | 0 | 0 | 0 | 0 | 0 | 0 | 0 | 0 | 0 | 0 | 0 | 0 | 0 | 0 | 0 | 0 | 0 | 0 | 0
[10 empty] | 0 | -0.0024396 | -0.0077763 | -0.01137 | -0.014696 | -0.017558 | -0.019549 | -0.021755 | -0.024561 | -0.027845 | -0.031674 | -0.035588 | -0.040019 | -0.04478 | -0.04997 | -0.054991 | -0.060371 | -0.065854 | -0.071592 | -0.076893 | -0.082448 | -0.087997 | -0.094258 | -0.10028 | -0.10685 | -0.11366 | -0.12069 | -0.12694
[10 empty] | 0 | 0 | 0 | 0 | 0 | 0 | 0 | 0 | 0 | 0 | 0 | 0 | 0 | 0 | 0 | 0 | 0 | 0 | 0 | 0 | 0 | 0 | 0 | 0 | 0 | 0 | 0 | 0
[10 empty] | 0 | 0 | 0 | 0 | 0 | 0 | 0 | 0 | 0 | 0 | 0 | 0 | 0 | 0 | 0 | 0 | 0 | 0 | 0 | 0 | 0 | 0 | 0 | 0 | 0 | 0 | 0 | 0
[10 empty] | 0 | -0.0024396 | -0.0053367 | -0.0035935 | -0.0033261 | -0.0028624 | -0.0019905 | -0.0022061 | -0.0028059 | -0.003284 | -0.003829 | -0.0039141 | -0.0044316 | -0.0047606 | -0.0051896 | -0.0050211 | -0.0053799 | -0.0054835 | -0.0057381 | -0.0053002 | -0.0055559 | -0.0055489 | -0.0064822 | -0.0067063 | -0.0075234 | -0.0079813 | -0.0083489 | -0.0076346
[10 empty] | 0 | -1.3036e-05 | -2.6332e-05 | -4.0485e-05 | -5.5467e-05 | -5.7055e-05 | -5.8778e-05 | -6.0685e-05 | -6.2789e-05 | -6.5112e-05 | -6.7698e-05 | -7.0928e-05 | -7.4512e-05 | -7.8569e-05 | -8.172e-05 | -8.4265e-05 | -8.6398e-05 | -8.8302e-05 | -9.2204e-05 | -9.8067e-05 | -0.00010588 | -0.00011352 | -0.00012354 | -0.00013443 | -0.00014604 | -0.00016245 | -0.00017904 | -0.00019581
[10 empty] | 0 | -5.1096e-06 | -1.0321e-05 | -1.5868e-05 | -2.174e-05 | -2.2362e-05 | -2.3038e-05 | -2.3785e-05 | -2.461e-05 | -2.552e-05 | -2.6534e-05 | -2.78e-05 | -2.9205e-05 | -3.0795e-05 | -3.203e-05 | -3.3027e-05 | -3.3863e-05 | -3.4609e-05 | -3.6139e-05 | -3.8437e-05 | -4.15e-05 | -4.4494e-05 | -4.8421e-05 | -5.2687e-05 | -5.7241e-05 | -6.3673e-05 | -7.0172e-05 | -7.6748e-05
[10 empty] | 0 | -3.5614e-06 | -7.1935e-06 | -1.106e-05 | -1.5153e-05 | -1.5587e-05 | -1.6057e-05 | -1.6578e-05 | -1.7153e-05 | -1.7788e-05 | -1.8494e-05 | -1.9377e-05 | -2.0356e-05 | -2.1464e-05 | -2.2325e-05 | -2.302e-05 | -2.3603e-05 | -2.4123e-05 | -2.5189e-05 | -2.6791e-05 | -2.8926e-05 | -3.1013e-05 | -3.375e-05 | -3.6724e-05 | -3.9898e-05 | -4.4381e-05 | -4.8911e-05 | -5.3494e-05
[10 empty] | 0 | -1.3036e-05 | -1.3295e-05 | -1.4153e-05 | -1.4982e-05 | -1.5879e-06 | -1.7226e-06 | -1.9072e-06 | -2.1036e-06 | -2.3237e-06 | -2.5854e-06 | -3.2307e-06 | -3.5838e-06 | -4.057e-06 | -5.0128e-06 | -6.041e-06 | -7.1506e-06 | -8.3461e-06 | -9.6503e-06 | -1.1036e-05 | -1.2523e-05 | -1.5771e-05 | -1.7396e-05 | -1.783e-05 | -1.8274e-05 | -1.8723e-05 | -1.9183e-05 | -1.9778e-05
[10 empty] | 0 | -0.00039394 | -0.00085652 | -0.001306 | -0.0017433 | -0.0021683 | -0.0025814 | -0.0029834 | -0.0033746 | -0.0037547 | -0.0041525 | -0.0045317 | -0.005012 | -0.0055177 | -0.0059857 | -0.0064401 | -0.0068809 | -0.0073082 | -0.0077224 | -0.0081337 | -0.0085449 | -0.0089172 | -0.0094482 | -0.0099667 | -0.010445 | -0.010916 | -0.011371 | -0.011809
[10 empty] | 0 | -0.0001544 | -0.00033571 | -0.00051188 | -0.00068329 | -0.00084984 | -0.0010118 | -0.0011693 | -0.0013227 | -0.0014716 | -0.0016276 | -0.0017762 | -0.0019644 | -0.0021626 | -0.0023461 | -0.0025242 | -0.0026969 | -0.0028644 | -0.0030268 | -0.0031879 | -0.0033491 | -0.0034951 | -0.0037032 | -0.0039064 | -0.004094 | -0.0042786 | -0.0044566 | -0.0046284
[10 empty] | 0 | -0.00010762 | -0.00023399 | -0.00035678 | -0.00047626 | -0.00059235 | -0.00070521 | -0.00081504 | -0.00092191 | -0.0010258 | -0.0011344 | -0.001238 | -0.0013692 | -0.0015074 | -0.0016352 | -0.0017594 | -0.0018798 | -0.0019965 | -0.0021097 | -0.002222 | -0.0023344 | -0.0024361 | -0.0025811 | -0.0027228 | -0.0028536 | -0.0029822 | -0.0031063 | -0.0032261
[10 empty] | 0 | -0.00039394 | -0.00046259 | -0.00044947 | -0.00043734 | -0.00042493 | -0.00041314 | -0.00040203 | -0.0003912 | -0.00038011 | -0.0005291 | -0.00062089 | -0.0007913 | -0.00093663 | -0.00091051 | -0.00088451 | -0.00085912 | -0.00083409 | -0.00080988 | -0.00084916 | -0.00090799 | -0.0009651 | -0.0012678 | -0.0013313 | -0.0013491 | -0.0013662 | -0.0013241 | -0.001283
[10 empty] | 0 | -0.0081964 | -0.016389 | -0.02458 | -0.032774 | -0.040969 | -0.049162 | -0.057356 | -0.06555 | -0.073745 | -0.081941 | -0.090146 | -0.098355 | -0.10657 | -0.11479 | -0.12304 | -0.13129 | -0.13957 | -0.14787 | -0.15618 | -0.16451 | -0.1729 | -0.18132 | -0.18972 | -0.19812 | -0.20651 | -0.21489 | -0.22326
[10 empty] | 0 | -0.0032125 | -0.0064238 | -0.009634 | -0.012846 | -0.016057 | -0.019269 | -0.02248 | -0.025692 | -0.028904 | -0.032116 | -0.035332 | -0.03855 | -0.041768 | -0.044993 | -0.048223 | -0.05146 | -0.054704 | -0.057955 | -0.061213 | -0.064479 | -0.067769 | -0.071066 | -0.074361 | -0.077653 | -0.08094 | -0.084225 | -0.087506
[10 empty] | 0 | -0.0022392 | -0.0044774 | -0.006715 | -0.0089535 | -0.011192 | -0.013431 | -0.015669 | -0.017908 | -0.020146 | -0.022385 | -0.024627 | -0.026869 | -0.029113 | -0.03136 | -0.033612 | -0.035868 | -0.038129 | -0.040395 | -0.042666 | -0.044943 | -0.047236 | -0.049534 | -0.05183 | -0.054125 | -0.056416 | -0.058706 | -0.060993
[10 empty] | 0 | -0.0081964 | -0.0081931 | -0.0081906 | -0.0081939 | -0.0081946 | -0.0081937 | -0.0081938 | -0.0081941 | -0.0081947 | -0.008196 | -0.0082055 | -0.0082081 | -0.0082129 | -0.0093976 | -0.010416 | -0.011292 | -0.012047 | -0.012697 | -0.013258 | -0.013742 | -0.016588 | -0.016606 | -0.016599 | -0.016595 | -0.016586 | -0.01658 | -0.016743
[10 empty] | 0 | 0 | 0 | 0 | 0 | 0 | 0 | 0 | 0 | 0 | 0 | 0 | 0 | 0 | 0 | 0 | 0 | 0 | 0 | 0 | 0 | 0 | 0 | 0 | 0 | 0 | 0 | 0
[10 empty] | 0 | 0 | 0 | 0 | 0 | 0 | 0 | 0 | 0 | 0 | 0 | 0 | 0 | 0 | 0 | 0 | 0 | 0 | 0 | 0 | 0 | 0 | 0 | 0 | 0 | 0 | 0 | 0
[10 empty] | 0 | 0 | 0 | 0 | 0 | 0 | 0 | 0 | 0 | 0 | 0 | 0 | 0 | 0 | 0 | 0 | 0 | 0 | 0 | 0 | 0 | 0 | 0 | 0 | 0 | 0 | 0 | 0
[10 empty] | 0 | 0 | 0 | 0 | 0 | 0 | 0 | 0 | 0 | 0 | 0 | 0 | 0 | 0 | 0 | 0 | 0 | 0 | 0 | 0 | 0 | 0 | 0 | 0 | 0 | 0 | 0 | 0
[10 empty] | 0 | -0.076436 | -0.15284 | -0.22922 | -0.30562 | -0.38193 | -0.45822 | -0.53447 | -0.61069 | -0.68689 | -0.76305 | -0.83919 | -0.91529 | -0.99137 | -1.0674 | -1.1434 | -1.2194 | -1.2954 | -1.3713 | -1.4472 | -1.5231 | -1.5989 | -1.6747 | -1.7505 | -1.8262 | -1.902 | -1.9777 | -2.0533
[10 empty] | 0 | -0.015738 | -0.031469 | -0.047195 | -0.062925 | -0.078637 | -0.094344 | -0.11004 | -0.12574 | -0.14143 | -0.15711 | -0.17278 | -0.18845 | -0.20412 | -0.21978 | -0.23543 | -0.25107 | -0.26671 | -0.28234 | -0.29797 | -0.31359 | -0.32921 | -0.34481 | -0.36042 | -0.37601 | -0.3916 | -0.40719 | -0.42277
[10 empty] | 0 | -0.021217 | -0.042425 | -0.063625 | -0.084831 | -0.10601 | -0.12719 | -0.14835 | -0.16951 | -0.19066 | -0.2118 | -0.23294 | -0.25406 | -0.27518 | -0.29629 | -0.31739 | -0.33848 | -0.35956 | -0.38064 | -0.4017 | -0.42276 | -0.44381 | -0.46485 | -0.48589 | -0.50692 | -0.52793 | -0.54894 | -0.56995
[10 empty] | 0 | -0.076436 | -0.076406 | -0.076376 | -0.076397 | -0.076315 | -0.076285 | -0.076255 | -0.076225 | -0.076195 | -0.076165 | -0.076135 | -0.076105 | -0.076075 | -0.084538 | -0.092054 | -0.098729 | -0.10466 | -0.10992 | -0.11459 | -0.11873 | -0.12241 | -0.12567 | -0.1521 | -0.15204 | -0.15199 | -0.15194 | -0.15281
[10 empty] | 0 | -0.0052826 | -0.010563 | -0.015842 | -0.021122 | -0.026396 | -0.031668 | -0.036938 | -0.042206 | -0.047472 | -0.052736 | -0.057998 | -0.063258 | -0.068515 | -0.073771 | -0.079025 | -0.084276 | -0.089525 | -0.094773 | -0.10002 | -0.10526 | -0.1105 | -0.11574 | -0.12098 | -0.12621 | -0.13145 | -0.13668 | -0.14191
[10 empty] | 0 | -0.0010877 | -0.0021749 | -0.0032617 | -0.0043488 | -0.0054348 | -0.0065203 | -0.0076054 | -0.00869 | -0.0097743 | -0.010858 | -0.011941 | -0.013024 | -0.014107 | -0.015189 | -0.016271 | -0.017352 | -0.018433 | -0.019513 | -0.020593 | -0.021673 | -0.022752 | -0.023831 | -0.024909 | -0.025987 | -0.027064 | -0.028142 | -0.029218
[10 empty] | 0 | -0.0014663 | -0.0029321 | -0.0043972 | -0.0058628 | -0.0073268 | -0.0087902 | -0.010253 | -0.011715 | -0.013177 | -0.014638 | -0.016099 | -0.017559 | -0.019018 | -0.020477 | -0.021935 | -0.023393 | -0.02485 | -0.026306 | -0.027762 | -0.029218 | -0.030673 | -0.032127 | -0.033581 | -0.035034 | -0.036486 | -0.037938 | -0.03939
[10 empty] | 0 | -0.0052826 | -0.0052806 | -0.0052785 | -0.00528 | -0.0052743 | -0.0052722 | -0.0052701 | -0.005268 | -0.005266 | -0.0052639 | -0.0052618 | -0.0052597 | -0.0052577 | -0.0060103 | -0.0066548 | -0.0072066 | -0.0076796 | -0.0080838 | -0.0084298 | -0.0087257 | -0.010518 | -0.010514 | -0.01051 | -0.010506 | -0.010501 | -0.010497 | -0.010601
[10 empty] | 0 | -0.039065 | -0.049887 | -0.060704 | -0.063097 | -0.069273 | -0.077974 | -0.084283 | -0.099081 | -0.114 | -0.12915 | -0.14444 | -0.16059 | -0.17686 | -0.19317 | -0.20951 | -0.22594 | -0.24243 | -0.25849 | -0.27429 | -0.2899 | -0.30552 | -0.32118 | -0.33631 | -0.35162 | -0.36708 | -0.38278 | -0.39872
[10 empty] | 0 | -0.01406 | -0.017954 | -0.021847 | -0.022709 | -0.024931 | -0.028063 | -0.030334 | -0.035659 | -0.041029 | -0.04648 | -0.051983 | -0.057797 | -0.063653 | -0.069522 | -0.075404 | -0.081316 | -0.087249 | -0.093032 | -0.098717 | -0.10434 | -0.10996 | -0.11559 | -0.12104 | -0.12655 | -0.13211 | -0.13776 | -0.1435
[10 empty] | 0 | -0.018155 | -0.023184 | -0.028211 | -0.029323 | -0.032193 | -0.036237 | -0.039169 | -0.046046 | -0.052979 | -0.060019 | -0.067124 | -0.074632 | -0.082193 | -0.089773 | -0.097368 | -0.105 | -0.11266 | -0.12013 | -0.12747 | -0.13473 | -0.14198 | -0.14926 | -0.15629 | -0.16341 | -0.1706 | -0.17789 | -0.1853
[10 empty] | 0 | -0.039065 | -0.010821 | -0.010817 | -0.014429 | -0.016821 | -0.018419 | -0.024193 | -0.025883 | -0.027572 | -0.03101 | -0.033609 | -0.03753 | -0.040839 | -0.043335 | -0.045742 | -0.048811 | -0.051513 | -0.054018 | -0.056921 | -0.059596 | -0.062194 | -0.065024 | -0.067728 | -0.070356 | -0.073128 | -0.075831 | -0.078492
[10 empty] | 0 | -0.0013018 | -0.0024043 | -0.0035064 | -0.0046088 | -0.00571 | -0.0068107 | -0.0082404 | -0.0096695 | -0.011098 | -0.012526 | -0.013953 | -0.015596 | -0.017237 | -0.018878 | -0.020519 | -0.022158 | -0.023798 | -0.025436 | -0.027074 | -0.028781 | -0.030582 | -0.032459 | -0.034396 | -0.036382 | -0.038497 | -0.04061 | -0.04267
[10 empty] | 0 | -0.00046853 | -0.00086532 | -0.001262 | -0.0016587 | -0.002055 | -0.0024512 | -0.0029657 | -0.00348 | -0.0039942 | -0.0045081 | -0.0050218 | -0.0056129 | -0.0062037 | -0.0067943 | -0.0073847 | -0.0079748 | -0.0085647 | -0.0091544 | -0.0097438 | -0.010358 | -0.011006 | -0.011682 | -0.012379 | -0.013094 | -0.013855 | -0.014616 | -0.015357
[10 empty] | 0 | -0.000605 | -0.0011174 | -0.0016295 | -0.0021418 | -0.0026536 | -0.0031652 | -0.0038296 | -0.0044937 | -0.0051576 | -0.0058212 | -0.0064845 | -0.0072478 | -0.0080107 | -0.0087733 | -0.0095357 | -0.010298 | -0.011059 | -0.011821 | -0.012582 | -0.013375 | -0.014212 | -0.015085 | -0.015985 | -0.016908 | -0.017891 | -0.018873 | -0.01983
[10 empty] | 0 | -0.0013018 | -0.0011025 | -0.0011021 | -0.0011024 | -0.0011012 | -0.0011008 | -0.0014296 | -0.0014291 | -0.0014285 | -0.001428 | -0.0014274 | -0.0016423 | -0.0016417 | -0.001641 | -0.0016404 | -0.0016397 | -0.0016391 | -0.0016385 | -0.0016378 | -0.0019671 | -0.0022302 | -0.0024405 | -0.0026087 | -0.0027427 | -0.0032821 | -0.0032808 | -0.0032795
[10 empty] | 0 | -0.0082469 | -0.016491 | -0.02571 | -0.035659 | -0.0462 | -0.057548 | -0.069192 | -0.08112 | -0.093167 | -0.10508 | -0.11697 | -0.12894 | -0.1409 | -0.15288 | -0.16428 | -0.17578 | -0.18739 | -0.19905 | -0.21078 | -0.22251 | -0.23417 | -0.24587 | -0.25755 | -0.26919 | -0.28081 | -0.29237 | -0.30392
[10 empty] | 0 | -0.0029681 | -0.005935 | -0.0092529 | -0.012834 | -0.016627 | -0.020712 | -0.024902 | -0.029195 | -0.033531 | -0.037818 | -0.042096 | -0.046406 | -0.050711 | -0.055022 | -0.059126 | -0.063264 | -0.06744 | -0.071637 | -0.075858 | -0.080082 | -0.084279 | -0.088488 | -0.092693 | -0.096882 | -0.10106 | -0.10522 | -0.10938
[10 empty] | 0 | -0.0038326 | -0.0076637 | -0.011948 | -0.016572 | -0.021471 | -0.026745 | -0.032156 | -0.037699 | -0.043297 | -0.048834 | -0.054358 | -0.059923 | -0.065481 | -0.071048 | -0.076348 | -0.081691 | -0.087084 | -0.092504 | -0.097954 | -0.10341 | -0.10883 | -0.11426 | -0.11969 | -0.1251 | -0.1305 | -0.13587 | -0.14124
[10 empty] | 0 | -0.0082469 | -0.0082437 | -0.010989 | -0.012823 | -0.014951 | -0.018612 | -0.020411 | -0.023225 | -0.02543 | -0.027896 | -0.030582 | -0.033005 | -0.035625 | -0.037982 | -0.040477 | -0.042969 | -0.04536 | -0.047867 | -0.050283 | -0.052755 | -0.055207 | -0.057645 | -0.060109 | -0.062545 | -0.065 | -0.067444 | -0.069889
[10 empty] | 0 | -0.015616 | -0.019653 | -0.02028 | -0.022491 | -0.025802 | -0.027877 | -0.034204 | -0.040716 | -0.047393 | -0.054072 | -0.060798 | -0.068161 | -0.075577 | -0.083067 | -0.090617 | -0.098158 | -0.1057 | -0.11324 | -0.1205 | -0.1278 | -0.13512 | -0.14243 | -0.14974 | -0.15708 | -0.16418 | -0.1713 | -0.17843
[10 empty] | 0 | -0.0056203 | -0.007073 | -0.0072989 | -0.0080946 | -0.0092861 | -0.010033 | -0.01231 | -0.014654 | -0.017057 | -0.019461 | -0.021881 | -0.024531 | -0.0272 | -0.029896 | -0.032613 | -0.035327 | -0.038041 | -0.040755 | -0.043368 | -0.045995 | -0.048629 | -0.05126 | -0.05389 | -0.056531 | -0.059087 | -0.061651 | -0.064216
[10 empty] | 0 | -0.0072574 | -0.0091332 | -0.0094249 | -0.010452 | -0.011991 | -0.012955 | -0.015895 | -0.018922 | -0.022025 | -0.025129 | -0.028255 | -0.031676 | -0.035123 | -0.038604 | -0.042113 | -0.045617 | -0.049121 | -0.052626 | -0.056 | -0.059393 | -0.062794 | -0.066191 | -0.069588 | -0.072998 | -0.076298 | -0.079609 | -0.082921
[10 empty] | 0 | -0.015616 | -0.0040363 | -0.0053806 | -0.0062785 | -0.0073202 | -0.0091128 | -0.011038 | -0.01256 | -0.013753 | -0.015086 | -0.016539 | -0.018969 | -0.020475 | -0.02183 | -0.023264 | -0.024696 | -0.02607 | -0.027511 | -0.028899 | -0.03032 | -0.031729 | -0.033131 | -0.034547 | -0.035947 | -0.037358 | -0.038763 | -0.040168
[10 empty] | 0 | -0.0015142 | -0.0030036 | -0.0044714 | -0.0059524 | -0.0074535 | -0.0089638 | -0.010501 | -0.012069 | -0.01365 | -0.015242 | -0.016849 | -0.018487 | -0.020162 | -0.021876 | -0.023618 | -0.025387 | -0.027181 | -0.029008 | -0.030858 | -0.03272 | -0.034662 | -0.03661 | -0.038555 | -0.040485 | -0.042396 | -0.044295 | -0.046175
[10 empty] | 0 | -0.00032233 | -0.00063937 | -0.0009518 | -0.0012671 | -0.0015866 | -0.0019081 | -0.0022353 | -0.0025692 | -0.0029057 | -0.0032445 | -0.0035866 | -0.0039353 | -0.0042918 | -0.0046566 | -0.0050275 | -0.005404 | -0.005786 | -0.0061748 | -0.0065686 | -0.0069649 | -0.0073783 | -0.007793 | -0.008207 | -0.0086178 | -0.0090247 | -0.0094289 | -0.0098291
[10 empty] | 0 | -0.00034086 | -0.00067613 | -0.0010065 | -0.0013399 | -0.0016778 | -0.0020178 | -0.0023638 | -0.0027169 | -0.0030728 | -0.003431 | -0.0037929 | -0.0041616 | -0.0045386 | -0.0049243 | -0.0053166 | -0.0057147 | -0.0061186 | -0.0065299 | -0.0069463 | -0.0073654 | -0.0078025 | -0.0082411 | -0.0086789 | -0.0091133 | -0.0095437 | -0.0099711 | -0.010394
[10 empty] | 0 | -0.0015142 | -0.0014894 | -0.0014677 | -0.001481 | -0.0015012 | -0.0015103 | -0.0015369 | -0.0015686 | -0.001581 | -0.0015914 | -0.0016074 | -0.0018061 | -0.0019898 | -0.0021568 | -0.002301 | -0.0024317 | -0.0025519 | -0.0026708 | -0.0027744 | -0.0028592 | -0.0034715 | -0.0034792 | -0.0034994 | -0.0035368 | -0.0035861 | -0.0036454 | -0.0037114
[10 empty] | 0 | -0.00072818 | -0.0014511 | -0.0021693 | -0.0028878 | -0.0036067 | -0.004325 | -0.0050449 | -0.0058407 | -0.0066951 | -0.0075962 | -0.0085355 | -0.0094661 | -0.010485 | -0.011474 | -0.012443 | -0.013399 | -0.014348 | -0.015293 | -0.016236 | -0.017198 | -0.018062 | -0.018945 | -0.019839 | -0.020738 | -0.021652 | -0.022559 | -0.023464
[10 empty] | 0 | -0.000155 | -0.0003089 | -0.00046177 | -0.00061471 | -0.00076775 | -0.00092065 | -0.0010739 | -0.0012433 | -0.0014252 | -0.001617 | -0.0018169 | -0.002015 | -0.0022319 | -0.0024425 | -0.0026487 | -0.0028522 | -0.0030541 | -0.0032554 | -0.0034562 | -0.0036608 | -0.0038448 | -0.0040328 | -0.0042231 | -0.0044145 | -0.0046089 | -0.0048021 | -0.0049948
[10 empty] | 0 | -0.00016392 | -0.00032666 | -0.00048832 | -0.00065005 | -0.00081189 | -0.00097359 | -0.0011356 | -0.0013148 | -0.0015071 | -0.00171 | -0.0019214 | -0.0021309 | -0.0023602 | -0.0025829 | -0.002801 | -0.0030162 | -0.0032298 | -0.0034426 | -0.0036549 | -0.0038713 | -0.0040658 | -0.0042647 | -0.0044659 | -0.0046683 | -0.0048739 | -0.0050783 | -0.005282
[10 empty] | 0 | -0.00072818 | -0.00072296 | -0.00071816 | -0.00071845 | -0.00071895 | -0.0007183 | -0.00071992 | -0.00086934 | -0.00098703 | -0.0010809 | -0.0011571 | -0.0012185 | -0.0014637 | -0.0014641 | -0.0014928 | -0.0015395 | -0.0015959 | -0.0016579 | -0.001719 | -0.0018551 | -0.001955 | -0.0020336 | -0.0020987 | -0.0021569 | -0.0022636 | -0.0022947 | -0.002354
[10 empty] | 0 | -0.00015602 | -0.00031353 | -0.0004734 | -0.00063782 | -0.00080726 | -0.00098185 | -0.0011643 | -0.0013556 | -0.0015531 | -0.0017565 | -0.001967 | -0.0021848 | -0.0024103 | -0.0026434 | -0.0028832 | -0.0031328 | -0.0033928 | -0.0036645 | -0.0039473 | -0.0042396 | -0.0045409 | -0.0048506 | -0.0051748 | -0.005505 | -0.0058411 | -0.0061822 | -0.0065282
[10 empty] | 0 | -3.3211e-05 | -6.674e-05 | -0.00010077 | -0.00013577 | -0.00017184 | -0.000209 | -0.00024785 | -0.00028856 | -0.00033059 | -0.0003739 | -0.0004187 | -0.00046507 | -0.00051306 | -0.00056268 | -0.00061373 | -0.00066686 | -0.00072221 | -0.00078006 | -0.00084025 | -0.00090246 | -0.00096661 | -0.0010325 | -0.0011015 | -0.0011718 | -0.0012434 | -0.001316 | -0.0013896
[10 empty] | 0 | -3.512e-05 | -7.0578e-05 | -0.00010656 | -0.00014358 | -0.00018172 | -0.00022102 | -0.0002621 | -0.00030515 | -0.0003496 | -0.0003954 | -0.00044278 | -0.00049181 | -0.00054257 | -0.00059504 | -0.00064902 | -0.00070521 | -0.00076373 | -0.00082491 | -0.00088856 | -0.00095435 | -0.0010222 | -0.0010919 | -0.0011649 | -0.0012392 | -0.0013149 | -0.0013917 | -0.0014695
[10 empty] | 0 | -0.00015602 | -0.00015752 | -0.00015986 | -0.00016442 | -0.00016944 | -0.00017459 | -0.00018248 | -0.00019127 | -0.00019745 | -0.00020347 | -0.00021046 | -0.0002178 | -0.00022548 | -0.0002331 | -0.0002398 | -0.0002719 | -0.0003016 | -0.00033028 | -0.00035639 | -0.0003796 | -0.00040115 | -0.00042125 | -0.00049263 | -0.00050327 | -0.0005141 | -0.00052515 | -0.0005363
[10 empty] | 0 | 0 | 0 | 0 | 0 | 0 | 0 | 0 | 0 | 0 | 0 | 0 | 0 | 0 | 0 | 0 | 0 | 0 | 0 | 0 | 0 | 0 | 0 | 0 | 0 | 0 | 0 | 0
[10 empty] | 0 | 0 | 0 | 0 | 0 | 0 | 0 | 0 | 0 | 0 | 0 | 0 | 0 | 0 | 0 | 0 | 0 | 0 | 0 | 0 | 0 | 0 | 0 | 0 | 0 | 0 | 0 | 0
[10 empty] | 0 | 0 | 0 | 0 | 0 | 0 | 0 | 0 | 0 | 0 | 0 | 0 | 0 | 0 | 0 | 0 | 0 | 0 | 0 | 0 | 0 | 0 | 0 | 0 | 0 | 0 | 0 | 0
[10 empty] | 0 | 0 | 0 | 0 | 0 | 0 | 0 | 0 | 0 | 0 | 0 | 0 | 0 | 0 | 0 | 0 | 0 | 0 | 0 | 0 | 0 | 0 | 0 | 0 | 0 | 0 | 0 | 0
[10 empty] | 0 | -4.0702e-05 | -8.0251e-05 | -0.00011932 | -0.00015916 | -0.00020003 | -0.00024206 | -0.00028706 | -0.00033566 | -0.00038592 | -0.00043766 | -0.00049149 | -0.00054881 | -0.00061025 | -0.00067595 | -0.000745 | -0.00081735 | -0.00089307 | -0.00097294 | -0.001056 | -0.0011411 | -0.0012349 | -0.0013299 | -0.0014248 | -0.0015193 | -0.0016131 | -0.0017063 | -0.0017983
[10 empty] | 0 | -8.6642e-06 | -1.7083e-05 | -2.54e-05 | -3.388e-05 | -4.258e-05 | -5.1527e-05 | -6.1106e-05 | -7.1451e-05 | -8.215e-05 | -9.3164e-05 | -0.00010462 | -0.00011682 | -0.0001299 | -0.00014389 | -0.00015859 | -0.00017399 | -0.0001901 | -0.00020711 | -0.00022479 | -0.0002429 | -0.00026286 | -0.00028308 | -0.0003033 | -0.00032341 | -0.00034338 | -0.00036322 | -0.00038281
[10 empty] | 0 | -9.1623e-06 | -1.8065e-05 | -2.686e-05 | -3.5828e-05 | -4.5028e-05 | -5.4489e-05 | -6.462e-05 | -7.556e-05 | -8.6874e-05 | -9.8521e-05 | -0.00011064 | -0.00012354 | -0.00013737 | -0.00015216 | -0.0001677 | -0.00018399 | -0.00020104 | -0.00021901 | -0.00023772 | -0.00025686 | -0.00027798 | -0.00029936 | -0.00032073 | -0.000342 | -0.00036312 | -0.0003841 | -0.00040482
[10 empty] | 0 | -4.0702e-05 | -3.9549e-05 | -3.907e-05 | -3.9841e-05 | -4.0867e-05 | -4.2031e-05 | -4.5004e-05 | -4.8597e-05 | -5.0261e-05 | -5.174e-05 | -5.3823e-05 | -6.1848e-05 | -6.9859e-05 | -7.7519e-05 | -8.398e-05 | -9.0164e-05 | -9.6225e-05 | -0.0001031 | -0.00010912 | -0.0001138 | -0.00013762 | -0.00013957 | -0.00014131 | -0.00014368 | -0.0001465 | -0.0001497 | -0.00015317
[10 empty] | 0 | -0.00015029 | -0.00030791 | -0.00047314 | -0.00064635 | -0.00082763 | -0.0010174 | -0.0012159 | -0.0014235 | -0.0016404 | -0.0018672 | -0.002104 | -0.0023513 | -0.0026094 | -0.0028787 | -0.0031595 | -0.0034524 | -0.0037577 | -0.0040758 | -0.0044072 | -0.0047524 | -0.0051118 | -0.0054859 | -0.0058752 | -0.0062803 | -0.0067016 | -0.0071398 | -0.0075953
[10 empty] | 0 | -3.1991e-05 | -6.5544e-05 | -0.00010071 | -0.00013759 | -0.00017617 | -0.00021656 | -0.00025882 | -0.00030301 | -0.0003492 | -0.00039746 | -0.00044787 | -0.00050051 | -0.00055545 | -0.00061277 | -0.00067256 | -0.0007349 | -0.00079989 | -0.00086761 | -0.00093815 | -0.0010116 | -0.0010881 | -0.0011678 | -0.0012506 | -0.0013369 | -0.0014265 | -0.0015198 | -0.0016168
[10 empty] | 0 | -3.3831e-05 | -6.9313e-05 | -0.00010651 | -0.0001455 | -0.0001863 | -0.00022901 | -0.0002737 | -0.00032043 | -0.00036928 | -0.00042032 | -0.00047363 | -0.00052929 | -0.00058739 | -0.00064801 | -0.00071123 | -0.00077716 | -0.00084588 | -0.00091749 | -0.0009921 | -0.0010698 | -0.0011507 | -0.0012349 | -0.0013226 | -0.0014137 | -0.0015086 | -0.0016072 | -0.0017098
[10 empty] | 0 | -0.00015029 | -0.00015762 | -0.00016523 | -0.00017322 | -0.00018127 | -0.00018974 | -0.0001985 | -0.00020759 | -0.00021699 | -0.00024821 | -0.00027775 | -0.00030595 | -0.00033313 | -0.0003595 | -0.00038531 | -0.00041074 | -0.00047976 | -0.00050082 | -0.00052568 | -0.00055369 | -0.00058418 | -0.00061683 | -0.00065129 | -0.00068729 | -0.00072466 | -0.00077579 | -0.0008251
[10 empty] | 0 | -3.271e-05 | -6.5191e-05 | -9.7446e-05 | -0.0001295 | -0.0001613 | -0.00019288 | -0.00022424 | -0.00025537 | -0.00028629 | -0.00031699 | -0.00034746 | -0.00037773 | -0.00040777 | -0.00043761 | -0.00046723 | -0.00049664 | -0.00052583 | -0.00055482 | -0.0005836 | -0.00061217 | -0.00064054 | -0.0006687 | -0.00069665 | -0.0007244 | -0.00075195 | -0.0007793 | -0.00080645
[10 empty] | 0 | -6.9628e-06 | -1.3877e-05 | -2.0743e-05 | -2.7565e-05 | -3.4335e-05 | -4.1057e-05 | -4.7732e-05 | -5.436e-05 | -6.0941e-05 | -6.7475e-05 | -7.3964e-05 | -8.0405e-05 | -8.6802e-05 | -9.3152e-05 | -9.9457e-05 | -0.00010572 | -0.00011193 | -0.0001181 | -0.00012423 | -0.00013031 | -0.00013635 | -0.00014234 | -0.00014829 | -0.0001542 | -0.00016007 | -0.00016589 | -0.00017167
[10 empty] | 0 | -7.3632e-06 | -1.4675e-05 | -2.1936e-05 | -2.915e-05 | -3.6309e-05 | -4.3418e-05 | -5.0477e-05 | -5.7486e-05 | -6.4445e-05 | -7.1355e-05 | -7.8216e-05 | -8.5029e-05 | -9.1793e-05 | -9.8508e-05 | -0.00010518 | -0.0001118 | -0.00011837 | -0.00012489 | -0.00013137 | -0.0001378 | -0.00014419 | -0.00015053 | -0.00015682 | -0.00016307 | -0.00016927 | -0.00017543 | -0.00018154
[10 empty] | 0 | -3.271e-05 | -3.2481e-05 | -3.2254e-05 | -3.205e-05 | -3.1803e-05 | -3.158e-05 | -3.1357e-05 | -3.1136e-05 | -3.0916e-05 | -3.0697e-05 | -3.0479e-05 | -3.0263e-05 | -3.0047e-05 | -2.9833e-05 | -2.962e-05 | -2.9408e-05 | -2.9197e-05 | -3.366e-05 | -3.7424e-05 | -4.059e-05 | -4.3245e-05 | -4.5457e-05 | -4.7294e-05 | -4.8808e-05 | -5.9576e-05 | -5.915e-05 | -5.8727e-05
[10 empty] | 0 | 0 | 0 | 0 | 0 | 0 | 0 | 0 | 0 | 0 | 0 | 0 | 0 | 0 | 0 | 0 | 0 | 0 | 0 | 0 | 0 | 0 | 0 | 0 | 0 | 0 | 0 | 0
[10 empty] | 0 | 0 | 0 | 0 | 0 | 0 | 0 | 0 | 0 | 0 | 0 | 0 | 0 | 0 | 0 | 0 | 0 | 0 | 0 | 0 | 0 | 0 | 0 | 0 | 0 | 0 | 0 | 0
[10 empty] | 0 | 0 | 0 | 0 | 0 | 0 | 0 | 0 | 0 | 0 | 0 | 0 | 0 | 0 | 0 | 0 | 0 | 0 | 0 | 0 | 0 | 0 | 0 | 0 | 0 | 0 | 0 | 0
[10 empty] | 0 | 0 | 0 | 0 | 0 | 0 | 0 | 0 | 0 | 0 | 0 | 0 | 0 | 0 | 0 | 0 | 0 | 0 | 0 | 0 | 0 | 0 | 0 | 0 | 0 | 0 | 0 | 0
[10 empty] | 0 | -0.0016452 | -0.003226 | -0.0047444 | -0.0062031 | -0.007602 | -0.0089438 | -0.01023 | -0.011463 | -0.012643 | -0.013773 | -0.014854 | -0.015887 | -0.016875 | -0.017817 | -0.018716 | -0.019574 | -0.02039 | -0.021167 | -0.021906 | -0.022608 | -0.023274 | -0.023906 | -0.024504 | -0.025069 | -0.025603 | -0.026106 | -0.02658
[10 empty] | 0 | -0.00024715 | -0.00048464 | -0.00071274 | -0.00093188 | -0.001142 | -0.0013436 | -0.0015369 | -0.001722 | -0.0018994 | -0.0020691 | -0.0022315 | -0.0023867 | -0.0025351 | -0.0026766 | -0.0028117 | -0.0029405 | -0.0030632 | -0.0031799 | -0.0032909 | -0.0033964 | -0.0034965 | -0.0035913 | -0.0036811 | -0.0037661 | -0.0038463 | -0.0039219 | -0.0039931
[10 empty] | 0 | -0.0003211 | -0.00062965 | -0.000926 | -0.0012107 | -0.0014837 | -0.0017456 | -0.0019967 | -0.0022373 | -0.0024677 | -0.0026882 | -0.0028992 | -0.0031009 | -0.0032936 | -0.0034775 | -0.003653 | -0.0038204 | -0.0039797 | -0.0041314 | -0.0042756 | -0.0044126 | -0.0045427 | -0.0046659 | -0.0047826 | -0.0048929 | -0.0049971 | -0.0050953 | -0.0051878
[10 empty] | 0 | -0.0016452 | -0.0015808 | -0.0015184 | -0.0014588 | -0.0019473 | -0.0022343 | -0.0023875 | -0.002778 | -0.0028471 | -0.0029734 | -0.003094 | -0.0033979 | -0.0035693 | -0.0036853 | -0.0038362 | -0.0039615 | -0.0041008 | -0.0042189 | -0.0043722 | -0.0044785 | -0.0045737 | -0.0046725 | -0.0047741 | -0.0048698 | -0.0049514 | -0.0050362 | -0.0051081
[10 empty] | 0 | -0.00012335 | -0.00024188 | -0.00035573 | -0.0004651 | -0.00056999 | -0.00067059 | -0.00076704 | -0.00085946 | -0.00094797 | -0.0010327 | -0.0011137 | -0.0011912 | -0.0012652 | -0.0013359 | -0.0014033 | -0.0014676 | -0.0015288 | -0.0015871 | -0.0016425 | -0.0016951 | -0.0017451 | -0.0017924 | -0.0018373 | -0.0018796 | -0.0019197 | -0.0019574 | -0.0019929
[10 empty] | 0 | -1.8531e-05 | -3.6337e-05 | -5.344e-05 | -6.9872e-05 | -8.5628e-05 | -0.00010074 | -0.00011523 | -0.00012912 | -0.00014241 | -0.00015514 | -0.00016731 | -0.00017895 | -0.00019007 | -0.00020069 | -0.00021082 | -0.00022048 | -0.00022967 | -0.00023843 | -0.00024675 | -0.00025466 | -0.00026216 | -0.00026927 | -0.00027601 | -0.00028237 | -0.00028839 | -0.00029406 | -0.00029939
[10 empty] | 0 | -2.4076e-05 | -4.721e-05 | -6.943e-05 | -9.0778e-05 | -0.00011125 | -0.00013088 | -0.00014971 | -0.00016775 | -0.00018502 | -0.00020156 | -0.00021738 | -0.0002325 | -0.00024695 | -0.00026074 | -0.0002739 | -0.00028645 | -0.0002984 | -0.00030977 | -0.00032058 | -0.00033085 | -0.0003406 | -0.00034984 | -0.00035859 | -0.00036686 | -0.00037468 | -0.00038204 | -0.00038898
[10 empty] | 0 | -0.00012335 | -0.00011853 | -0.00011384 | -0.00010938 | -0.00010488 | -0.0001006 | -9.645e-05 | -0.00013354 | -0.00015543 | -0.00016728 | -0.00019691 | -0.00018873 | -0.0001808 | -0.00017312 | -0.00017935 | -0.00018986 | -0.00019989 | -0.00022367 | -0.00023291 | -0.00023358 | -0.00023413 | -0.0002283 | -0.00022718 | -0.00022907 | -0.00024027 | -0.00025095 | -0.00025751
[10 empty] | 0 | -0.00064117 | -0.0012848 | -0.0019309 | -0.0025799 | -0.003231 | -0.0038846 | -0.0045406 | -0.0051992 | -0.0058603 | -0.0065239 | -0.00719 | -0.0078587 | -0.0085299 | -0.0092036 | -0.00988 | -0.010559 | -0.01124 | -0.011924 | -0.012611 | -0.0133 | -0.013992 | -0.014687 | -0.015384 | -0.016083 | -0.016786 | -0.017491 | -0.018198
[10 empty] | 0 | -9.6322e-05 | -0.00019301 | -0.00029008 | -0.00038758 | -0.00048539 | -0.00058357 | -0.00068213 | -0.00078106 | -0.00088038 | -0.00098007 | -0.0010801 | -0.0011806 | -0.0012814 | -0.0013826 | -0.0014842 | -0.0015862 | -0.0016886 | -0.0017914 | -0.0018945 | -0.0019981 | -0.002102 | -0.0022063 | -0.0023111 | -0.0024162 | -0.0025217 | -0.0026276 | -0.0027339
[10 empty] | 0 | -0.00012514 | -0.00025077 | -0.00037687 | -0.00050355 | -0.00063062 | -0.00075818 | -0.00088623 | -0.0010148 | -0.0011438 | -0.0012733 | -0.0014033 | -0.0015338 | -0.0016648 | -0.0017963 | -0.0019284 | -0.0020609 | -0.0021939 | -0.0023274 | -0.0024614 | -0.0025959 | -0.002731 | -0.0028665 | -0.0030026 | -0.0031391 | -0.0032762 | -0.0034138 | -0.0035519
[10 empty] | 0 | -0.00064117 | -0.00064364 | -0.0006461 | -0.00064902 | -0.00086479 | -0.0010106 | -0.0011094 | -0.0013038 | -0.00138 | -0.0014802 | -0.0015809 | -0.0017558 | -0.0018847 | -0.0019957 | -0.002123 | -0.0022437 | -0.0023727 | -0.0024967 | -0.0026373 | -0.002763 | -0.0028872 | -0.0030154 | -0.0031473 | -0.0032797 | -0.0034092 | -0.0035425 | -0.0036732
[10 empty] | 0 | -0.00063634 | -0.0012583 | -0.0018661 | -0.0024603 | -0.0030405 | -0.0036073 | -0.0041608 | -0.0047013 | -0.0052291 | -0.0057443 | -0.0062473 | -0.0067381 | -0.0072169 | -0.0076841 | -0.0081398 | -0.0085843 | -0.0090176 | -0.00944 | -0.0098517 | -0.010253 | -0.010644 | -0.011024 | -0.011395 | -0.011756 | -0.012107 | -0.012449 | -0.012782
[10 empty] | 0 | -9.5595e-05 | -0.00018903 | -0.00028033 | -0.00036961 | -0.00045677 | -0.00054191 | -0.00062507 | -0.00070627 | -0.00078556 | -0.00086296 | -0.00093851 | -0.0010122 | -0.0010842 | -0.0011544 | -0.0012228 | -0.0012896 | -0.0013547 | -0.0014182 | -0.00148 | -0.0015403 | -0.001599 | -0.0016562 | -0.0017119 | -0.0017661 | -0.0018189 | -0.0018702 | -0.0019202
[10 empty] | 0 | -0.0001242 | -0.00024559 | -0.00036421 | -0.0004802 | -0.00059344 | -0.00070406 | -0.0008121 | -0.0009176 | -0.0010206 | -0.0011212 | -0.0012193 | -0.0013151 | -0.0014086 | -0.0014998 | -0.0015887 | -0.0016755 | -0.00176 | -0.0018425 | -0.0019228 | -0.0020011 | -0.0020774 | -0.0021517 | -0.0022241 | -0.0022945 | -0.0023631 | -0.0024298 | -0.0024947
[10 empty] | 0 | -0.00063634 | -0.00062194 | -0.00060778 | -0.00059428 | -0.00058018 | -0.00069401 | -0.00077973 | -0.00084306 | -0.00088865 | -0.00091997 | -0.0011323 | -0.0011465 | -0.0011683 | -0.001193 | -0.0012166 | -0.0013094 | -0.0013771 | -0.0014277 | -0.0014665 | -0.0014965 | -0.0015847 | -0.0016149 | -0.0016494 | -0.0016836 | -0.0017149 | -0.001774 | -0.001819
[10 empty] | 0 | -0.001835 | -0.0036694 | -0.0055029 | -0.0073371 | -0.0091692 | -0.011001 | -0.012831 | -0.014661 | -0.016491 | -0.018319 | -0.020147 | -0.021974 | -0.0238 | -0.025626 | -0.027451 | -0.029275 | -0.031099 | -0.032921 | -0.034744 | -0.036565 | -0.038386 | -0.040206 | -0.042025 | -0.043843 | -0.045661 | -0.047478 | -0.049295
[10 empty] | 0 | -0.00027568 | -0.00055124 | -0.0008267 | -0.0011022 | -0.0013775 | -0.0016526 | -0.0019276 | -0.0022025 | -0.0024773 | -0.002752 | -0.0030266 | -0.0033011 | -0.0035755 | -0.0038497 | -0.0041239 | -0.0043979 | -0.0046719 | -0.0049457 | -0.0052195 | -0.0054931 | -0.0057666 | -0.00604 | -0.0063133 | -0.0065865 | -0.0068596 | -0.0071326 | -0.0074055
[10 empty] | 0 | -0.00035816 | -0.00071618 | -0.0010741 | -0.001432 | -0.0017896 | -0.0021471 | -0.0025044 | -0.0028616 | -0.0032186 | -0.0035755 | -0.0039322 | -0.0042888 | -0.0046453 | -0.0050016 | -0.0053578 | -0.0057139 | -0.0060698 | -0.0064255 | -0.0067812 | -0.0071367 | -0.007492 | -0.0078473 | -0.0082023 | -0.0085573 | -0.0089121 | -0.0092668 | -0.0096213
[10 empty] | 0 | -0.001835 | -0.0018343 | -0.0018336 | -0.0018341 | -0.0018321 | -0.0018314 | -0.0018307 | -0.00183 | -0.0018292 | -0.0021955 | -0.0024883 | -0.0027222 | -0.0029093 | -0.0030584 | -0.0036585 | -0.003657 | -0.0036555 | -0.0036544 | -0.003726 | -0.003842 | -0.0039814 | -0.0041302 | -0.0042789 | -0.004614 | -0.0048624 | -0.0050452 | -0.0051788
[10 empty] | 0 | -0.0002999 | -0.00058808 | -0.00086486 | -0.0011308 | -0.0013858 | -0.0016304 | -0.0018649 | -0.0020896 | -0.0023048 | -0.0025107 | -0.0027078 | -0.0028962 | -0.0030761 | -0.0032479 | -0.0034119 | -0.0035681 | -0.003717 | -0.0038587 | -0.0039934 | -0.0041213 | -0.0042427 | -0.0043578 | -0.0044668 | -0.0045699 | -0.0046672 | -0.0047589 | -0.0048453
[10 empty] | 0 | -4.5054e-05 | -8.8346e-05 | -0.00012993 | -0.00016988 | -0.00020818 | -0.00024493 | -0.00028016 | -0.00031391 | -0.00034624 | -0.00037718 | -0.00040678 | -0.00043508 | -0.00046212 | -0.00048793 | -0.00051256 | -0.00053603 | -0.0005584 | -0.00057968 | -0.00059991 | -0.00061914 | -0.00063738 | -0.00065467 | -0.00067104 | -0.00068652 | -0.00070114 | -0.00071493 | -0.0007279
[10 empty] | 0 | -5.8535e-05 | -0.00011478 | -0.0001688 | -0.0002207 | -0.00027047 | -0.00031821 | -0.00036398 | -0.00040784 | -0.00044984 | -0.00049004 | -0.0005285 | -0.00056527 | -0.00060039 | -0.00063393 | -0.00066592 | -0.00069642 | -0.00072547 | -0.00075312 | -0.00077942 | -0.00080439 | -0.00082809 | -0.00085056 | -0.00087183 | -0.00089194 | -0.00091093 | -0.00092884 | -0.0009457
[10 empty] | 0 | -0.0002999 | -0.00028817 | -0.00027678 | -0.00026592 | -0.000255 | -0.00034456 | -0.0003972 | -0.00042543 | -0.0004969 | -0.00047646 | -0.00048997 | -0.00051391 | -0.00053664 | -0.00059293 | -0.00061388 | -0.00062514 | -0.00064685 | -0.00064851 | -0.00067291 | -0.00069612 | -0.00071307 | -0.00073627 | -0.0007434 | -0.00075252 | -0.00076662 | -0.00077598 | -0.00079278
[10 empty] | 0 | 0 | 0 | 0 | 0 | 0 | 0 | 0 | 0 | 0 | 0 | 0 | 0 | 0 | 0 | 0 | 0 | 0 | 0 | 0 | 0 | 0 | 0 | 0 | 0 | 0 | 0 | 0
[10 empty] | 0 | 0 | 0 | 0 | 0 | 0 | 0 | 0 | 0 | 0 | 0 | 0 | 0 | 0 | 0 | 0 | 0 | 0 | 0 | 0 | 0 | 0 | 0 | 0 | 0 | 0 | 0 | 0
[10 empty] | 0 | 0 | 0 | 0 | 0 | 0 | 0 | 0 | 0 | 0 | 0 | 0 | 0 | 0 | 0 | 0 | 0 | 0 | 0 | 0 | 0 | 0 | 0 | 0 | 0 | 0 | 0 | 0
[10 empty] | 0 | 0 | 0 | 0 | 0 | 0 | 0 | 0 | 0 | 0 | 0 | 0 | 0 | 0 | 0 | 0 | 0 | 0 | 0 | 0 | 0 | 0 | 0 | 0 | 0 | 0 | 0 | 0
[10 empty] | 0 | -2.1861e-05 | -5.2892e-05 | -9.6039e-05 | -0.00015383 | -0.00022939 | -0.00033155 | -0.00045322 | -0.00062091 | -0.00083393 | -0.0010999 | -0.0014208 | -0.0018128 | -0.0022413 | -0.0027857 | -0.0034157 | -0.0041414 | -0.0049773 | -0.0059338 | -0.0069886 | -0.0082589 | -0.0097973 | -0.011656 | -0.013853 | -0.01645 | -0.0195 | -0.023079 | -0.027275
[10 empty] | 0 | -3.2841e-06 | -7.9459e-06 | -1.4428e-05 | -2.311e-05 | -3.446e-05 | -4.9809e-05 | -6.8087e-05 | -9.3278e-05 | -0.00012528 | -0.00016523 | -0.00021345 | -0.00027233 | -0.00033671 | -0.00041849 | -0.00051314 | -0.00062216 | -0.00074773 | -0.00089143 | -0.0010499 | -0.0012407 | -0.0014718 | -0.001751 | -0.0020811 | -0.0024712 | -0.0029295 | -0.0034671 | -0.0040974
[10 empty] | 0 | -4.2667e-06 | -1.0323e-05 | -1.8745e-05 | -3.0025e-05 | -4.4771e-05 | -6.4712e-05 | -8.8459e-05 | -0.00012119 | -0.00016276 | -0.00021467 | -0.00027732 | -0.00035381 | -0.00043745 | -0.0005437 | -0.00066667 | -0.00080831 | -0.00097146 | -0.0011582 | -0.001364 | -0.0016119 | -0.0019122 | -0.0022749 | -0.0027037 | -0.0032107 | -0.003806 | -0.0045045 | -0.0053234
[10 empty] | 0 | -2.1861e-05 | -3.1032e-05 | -4.3147e-05 | -5.7794e-05 | -7.5552e-05 | -0.00010217 | -0.00012167 | -0.00016769 | -0.00021302 | -0.00027034 | -0.00033065 | -0.00040833 | -0.0004532 | -0.00057921 | -0.00068409 | -0.00079568 | -0.0009286 | -0.0010771 | -0.00121 | -0.0014675 | -0.001783 | -0.0021567 | -0.0025635 | -0.0030422 | -0.0035812 | -0.0042098 | -0.0049273
[10 empty] | 0 | -0.00030912 | -0.00061812 | -0.000927 | -0.001236 | -0.0015446 | -0.0018531 | -0.0021615 | -0.0024698 | -0.0027779 | -0.0030859 | -0.0033938 | -0.0037016 | -0.0040093 | -0.0043168 | -0.0046242 | -0.0049315 | -0.0052387 | -0.0055458 | -0.0058527 | -0.0061595 | -0.0064662 | -0.0067728 | -0.0070793 | -0.0073856 | -0.0076919 | -0.007998 | -0.008304
[10 empty] | 0 | -4.6439e-05 | -9.2859e-05 | -0.00013926 | -0.00018568 | -0.00023204 | -0.00027839 | -0.00032472 | -0.00037103 | -0.00041732 | -0.00046359 | -0.00050985 | -0.00055609 | -0.00060231 | -0.00064851 | -0.00069469 | -0.00074086 | -0.000787 | -0.00083313 | -0.00087924 | -0.00092534 | -0.00097141 | -0.0010175 | -0.0010635 | -0.0011095 | -0.0011555 | -0.0012015 | -0.0012475
[10 empty] | 0 | -6.0334e-05 | -0.00012064 | -0.00018093 | -0.00024123 | -0.00030147 | -0.00036169 | -0.00042188 | -0.00048204 | -0.00054219 | -0.00060231 | -0.0006624 | -0.00072247 | -0.00078252 | -0.00084255 | -0.00090255 | -0.00096253 | -0.0010225 | -0.0010824 | -0.0011423 | -0.0012022 | -0.0012621 | -0.0013219 | -0.0013817 | -0.0014415 | -0.0015013 | -0.001561 | -0.0016208
[10 empty] | 0 | -0.00030912 | -0.000309 | -0.00030888 | -0.00030896 | -0.00030863 | -0.00030851 | -0.00030839 | -0.00030827 | -0.00030815 | -0.00030802 | -0.00035206 | -0.00038978 | -0.00042207 | -0.00044974 | -0.0004734 | -0.00049364 | -0.00051095 | -0.00061583 | -0.00061558 | -0.00061534 | -0.00062147 | -0.00063197 | -0.00064563 | -0.00066127 | -0.00067804 | -0.00069529 | -0.00071253
[10 empty] | 0 | -0.00043792 | -0.00087566 | -0.0013132 | -0.0017509 | -0.0021881 | -0.0026252 | -0.0030621 | -0.0034988 | -0.0039353 | -0.0043717 | -0.0048078 | -0.0052439 | -0.0056797 | -0.0061154 | -0.0065509 | -0.0069862 | -0.0074214 | -0.0078564 | -0.0082912 | -0.0087259 | -0.0091604 | -0.0095947 | -0.010029 | -0.010463 | -0.010897 | -0.01133 | -0.011764
[10 empty] | 0 | -6.5787e-05 | -0.00013155 | -0.00019728 | -0.00026304 | -0.00032872 | -0.00039438 | -0.00046001 | -0.00052561 | -0.00059119 | -0.00065675 | -0.00072227 | -0.00078778 | -0.00085325 | -0.0009187 | -0.00098413 | -0.0010495 | -0.0011149 | -0.0011803 | -0.0012456 | -0.0013109 | -0.0013761 | -0.0014414 | -0.0015066 | -0.0015718 | -0.001637 | -0.0017021 | -0.0017672
[10 empty] | 0 | -8.5472e-05 | -0.00017091 | -0.00025631 | -0.00034174 | -0.00042708 | -0.00051238 | -0.00059765 | -0.00068288 | -0.00076808 | -0.00085325 | -0.00093839 | -0.0010235 | -0.0011086 | -0.0011936 | -0.0012786 | -0.0013636 | -0.0014485 | -0.0015334 | -0.0016183 | -0.0017031 | -0.0017879 | -0.0018727 | -0.0019574 | -0.0020421 | -0.0021268 | -0.0022114 | -0.002296
[10 empty] | 0 | -0.00043792 | -0.00043774 | -0.00043757 | -0.00043769 | -0.00043722 | -0.00043705 | -0.00043688 | -0.00049926 | -0.00055269 | -0.00059843 | -0.00063764 | -0.00067115 | -0.00069982 | -0.00072435 | -0.00088185 | -0.00089683 | -0.00091617 | -0.00093841 | -0.00096207 | -0.0009865 | -0.0010109 | -0.0010726 | -0.0011249 | -0.0011703 | -0.0012104 | -0.0012465 | -0.0012795
[10 empty] | 0 | -4.5304e-05 | -9.0591e-05 | -0.00013586 | -0.00018114 | -0.00022637 | -0.00027159 | -0.00031678 | -0.00036196 | -0.00040712 | -0.00045227 | -0.00049739 | -0.0005425 | -0.00058759 | -0.00063266 | -0.00067772 | -0.00072276 | -0.00076778 | -0.00081278 | -0.00085776 | -0.00090273 | -0.00094768 | -0.00099261 | -0.0010375 | -0.0010824 | -0.0011273 | -0.0011722 | -0.001217
[10 empty] | 0 | -6.806e-06 | -1.3609e-05 | -2.041e-05 | -2.7212e-05 | -3.4008e-05 | -4.08e-05 | -4.759e-05 | -5.4377e-05 | -6.1161e-05 | -6.7943e-05 | -7.4722e-05 | -8.1499e-05 | -8.8273e-05 | -9.5044e-05 | -0.00010181 | -0.00010858 | -0.00011534 | -0.0001221 | -0.00012886 | -0.00013562 | -0.00014237 | -0.00014912 | -0.00015587 | -0.00016261 | -0.00016935 | -0.00017609 | -0.00018283
[10 empty] | 0 | -8.8424e-06 | -1.7681e-05 | -2.6517e-05 | -3.5355e-05 | -4.4183e-05 | -5.3008e-05 | -6.1829e-05 | -7.0647e-05 | -7.9462e-05 | -8.8273e-05 | -9.708e-05 | -0.00010588 | -0.00011469 | -0.00012348 | -0.00013228 | -0.00014107 | -0.00014985 | -0.00015864 | -0.00016742 | -0.00017619 | -0.00018497 | -0.00019374 | -0.0002025 | -0.00021127 | -0.00022003 | -0.00022878 | -0.00023753
[10 empty] | 0 | -4.5304e-05 | -4.5286e-05 | -4.5268e-05 | -4.5281e-05 | -5.4293e-05 | -6.1521e-05 | -6.7295e-05 | -7.1914e-05 | -7.7408e-05 | -9.5121e-05 | -9.8562e-05 | -0.00010224 | -0.00010628 | -0.00011541 | -0.00012293 | -0.0001293 | -0.0001349 | -0.00014142 | -0.00015135 | -0.00015682 | -0.00016238 | -0.00016822 | -0.00017621 | -0.00018327 | -0.00018972 | -0.00019585 | -0.00020259
[10 empty] | 0 | -0.00029156 | -0.0006005 | -0.0006005 | -0.0006005 | -0.0006005 | -0.0006005 | -0.0006005 | -0.0006005 | -0.00055885 | -0.00047901 | -0.00041058 | -0.00035193 | -0.00030165 | -0.00025856 | -0.00022162 | -0.00010501 | 0 | 0 | 0 | 0 | 0 | 0 | 0 | 0 | 0 | 0 | 0
[10 empty] | 0 | -4.3801e-05 | -9.0212e-05 | -9.0212e-05 | -9.0212e-05 | -9.0212e-05 | -9.0212e-05 | -9.0212e-05 | -9.0212e-05 | -8.3955e-05 | -7.1961e-05 | -6.1681e-05 | -5.2869e-05 | -4.5317e-05 | -3.8843e-05 | -3.3294e-05 | -1.5776e-05 | 0 | 0 | 0 | 0 | 0 | 0 | 0 | 0 | 0 | 0 | 0
[10 empty] | 0 | -5.6907e-05 | -0.0001172 | -0.0001172 | -0.0001172 | -0.0001172 | -0.0001172 | -0.0001172 | -0.0001172 | -0.00010907 | -9.3493e-05 | -8.0137e-05 | -6.8689e-05 | -5.8876e-05 | -5.0465e-05 | -4.3256e-05 | -2.0496e-05 | 0 | 0 | 0 | 0 | 0 | 0 | 0 | 0 | 0 | 0 | 0
[10 empty] | 0 | -0.00029156 | -0.00030894 | 0 | 0 | 0 | 0 | 0 | 0 | 0 | 0 | 0 | 0 | 0 | 0 | 0 | 0 | 0 | 0 | 0 | 0 | 0 | 0 | 0 | 0 | 0 | 0 | 0
[10 empty] | 0 | -5.3222e-05 | -0.00010699 | -0.00016131 | -0.00021622 | -0.00027165 | -0.00032765 | -0.00038421 | -0.00044135 | -0.00049906 | -0.00055735 | -0.00061623 | -0.0006757 | -0.00073577 | -0.00079643 | -0.0008577 | -0.00091957 | -0.00098206 | -0.0010452 | -0.0011089 | -0.0011733 | -0.0012382 | -0.0013039 | -0.0013701 | -0.001437 | -0.0015046 | -0.0015728 | -0.0016417
[10 empty] | 0 | -7.9954e-06 | -1.6073e-05 | -2.4233e-05 | -3.2482e-05 | -4.081e-05 | -4.9222e-05 | -5.7719e-05 | -6.6303e-05 | -7.4973e-05 | -8.373e-05 | -9.2576e-05 | -0.00010151 | -0.00011053 | -0.00011965 | -0.00012885 | -0.00013815 | -0.00014753 | -0.00015701 | -0.00016659 | -0.00017626 | -0.00018602 | -0.00019588 | -0.00020583 | -0.00021588 | -0.00022603 | -0.00023628 | -0.00024663
[10 empty] | 0 | -1.0388e-05 | -2.0882e-05 | -3.1484e-05 | -4.2201e-05 | -5.302e-05 | -6.395e-05 | -7.499e-05 | -8.6141e-05 | -9.7406e-05 | -0.00010878 | -0.00012028 | -0.00013188 | -0.00014361 | -0.00015545 | -0.0001674 | -0.00017948 | -0.00019168 | -0.00020399 | -0.00021643 | -0.00022899 | -0.00024168 | -0.00025449 | -0.00026742 | -0.00028048 | -0.00029367 | -0.00030698 | -0.00032043
[10 empty] | 0 | -5.3222e-05 | -5.3768e-05 | -5.4319e-05 | -5.491e-05 | -5.5433e-05 | -5.5996e-05 | -5.6564e-05 | -6.305e-05 | -6.8944e-05 | -7.4312e-05 | -7.9219e-05 | -8.3708e-05 | -8.7831e-05 | -9.163e-05 | -9.5799e-05 | -0.00010023 | -0.00012123 | -0.00012429 | -0.00012758 | -0.00013106 | -0.00013462 | -0.00013834 | -0.00014221 | -0.00014989 | -0.00015694 | -0.0001635 | -0.00016965
[10 empty] | 0 | -0.00011279 | -0.00022554 | -0.00033824 | -0.00045098 | -0.00056359 | -0.00067616 | -0.00078869 | -0.00090117 | -0.0010136 | -0.001126 | -0.0012383 | -0.0013506 | -0.0014629 | -0.0015751 | -0.0016873 | -0.0017994 | -0.0019115 | -0.0020235 | -0.0021355 | -0.0022475 | -0.0023594 | -0.0024713 | -0.0025831 | -0.0026949 | -0.0028066 | -0.0029183 | -0.00303
[10 empty] | 0 | -1.6945e-05 | -3.3883e-05 | -5.0814e-05 | -6.775e-05 | -8.4667e-05 | -0.00010158 | -0.00011848 | -0.00013538 | -0.00015227 | -0.00016916 | -0.00018603 | -0.00020291 | -0.00021977 | -0.00023663 | -0.00025348 | -0.00027032 | -0.00028716 | -0.00030399 | -0.00032082 | -0.00033764 | -0.00035445 | -0.00037125 | -0.00038805 | -0.00040485 | -0.00042163 | -0.00043841 | -0.00045519
[10 empty] | 0 | -2.2015e-05 | -4.4021e-05 | -6.6018e-05 | -8.8021e-05 | -0.00011 | -0.00013197 | -0.00015393 | -0.00017589 | -0.00019783 | -0.00021977 | -0.0002417 | -0.00026362 | -0.00028553 | -0.00030743 | -0.00032932 | -0.00035121 | -0.00037308 | -0.00039495 | -0.00041681 | -0.00043866 | -0.00046051 | -0.00048234 | -0.00050416 | -0.00052598 | -0.00054779 | -0.00056959 | -0.00059138
[10 empty] | 0 | -0.00011279 | -0.00011275 | -0.0001127 | -0.00011274 | -0.00011261 | -0.00011257 | -0.00011253 | -0.00011248 | -0.00011244 | -0.00011239 | -0.00011235 | -0.0001123 | -0.00011226 | -0.00011222 | -0.00011217 | -0.00011213 | -0.00012234 | -0.00013161 | -0.00014004 | -0.00014769 | -0.00015464 | -0.00016094 | -0.00016667 | -0.00017186 | -0.00017658 | -0.00018086 | -0.00018474
[10 empty] | 0 | 0 | 0 | 0 | 0 | 0 | 0 | 0 | 0 | 0 | 0 | 0 | 0 | 0 | 0 | 0 | 0 | 0 | 0 | 0 | 0 | 0 | 0 | 0 | 0 | 0 | 0 | 0
[10 empty] | 0 | 0 | 0 | 0 | 0 | 0 | 0 | 0 | 0 | 0 | 0 | 0 | 0 | 0 | 0 | 0 | 0 | 0 | 0 | 0 | 0 | 0 | 0 | 0 | 0 | 0 | 0 | 0
[10 empty] | 0 | 0 | 0 | 0 | 0 | 0 | 0 | 0 | 0 | 0 | 0 | 0 | 0 | 0 | 0 | 0 | 0 | 0 | 0 | 0 | 0 | 0 | 0 | 0 | 0 | 0 | 0 | 0
[10 empty] | 0 | 0 | 0 | 0 | 0 | 0 | 0 | 0 | 0 | 0 | 0 | 0 | 0 | 0 | 0 | 0 | 0 | 0 | 0 | 0 | 0 | 0 | 0 | 0 | 0 | 0 | 0 | 0
[10 empty] | 0 | 0 | 0 | 0 | 0 | 0 | 0 | 0 | 0 | 0 | 0 | 0 | 0 | 0 | 0 | 0 | 0 | 0 | 0 | 0 | 0 | 0 | 0 | 0 | 0 | 0 | 0 | 0
[10 empty] | 0 | 0 | 0 | 0 | 0 | 0 | 0 | 0 | 0 | 0 | 0 | 0 | 0 | 0 | 0 | 0 | 0 | 0 | 0 | 0 | 0 | 0 | 0 | 0 | 0 | 0 | 0 | 0
[10 empty] | 0 | 0 | 0 | 0 | 0 | 0 | 0 | 0 | 0 | 0 | 0 | 0 | 0 | 0 | 0 | 0 | 0 | 0 | 0 | 0 | 0 | 0 | 0 | 0 | 0 | 0 | 0 | 0
[10 empty] | 0 | 0 | 0 | 0 | 0 | 0 | 0 | 0 | 0 | 0 | 0 | 0 | 0 | 0 | 0 | 0 | 0 | 0 | 0 | 0 | 0 | 0 | 0 | 0 | 0 | 0 | 0 | 0
[10 empty] | 0 | 0 | 0 | 0 | 0 | 0 | 0 | 0 | 0 | 0 | 0 | 0 | 0 | 0 | 0 | 0 | 0 | 0 | 0 | 0 | 0 | 0 | 0 | 0 | 0 | 0 | 0 | 0
[10 empty] | 0 | 0 | 0 | 0 | 0 | 0 | 0 | 0 | 0 | 0 | 0 | 0 | 0 | 0 | 0 | 0 | 0 | 0 | 0 | 0 | 0 | 0 | 0 | 0 | 0 | 0 | 0 | 0
[10 empty] | 0 | 0 | 0 | 0 | 0 | 0 | 0 | 0 | 0 | 0 | 0 | 0 | 0 | 0 | 0 | 0 | 0 | 0 | 0 | 0 | 0 | 0 | 0 | 0 | 0 | 0 | 0 | 0
[10 empty] | 0 | 0 | 0 | 0 | 0 | 0 | 0 | 0 | 0 | 0 | 0 | 0 | 0 | 0 | 0 | 0 | 0 | 0 | 0 | 0 | 0 | 0 | 0 | 0 | 0 | 0 | 0 | 0
[10 empty] | 0 | 0 | 0 | 0 | 0 | 0 | 0 | 0 | 0 | 0 | 0 | 0 | 0 | 0 | 0 | 0 | 0 | 0 | 0 | 0 | 0 | 0 | 0 | 0 | 0 | 0 | 0 | 0
[10 empty] | 0 | 0 | 0 | 0 | 0 | 0 | 0 | 0 | 0 | 0 | 0 | 0 | 0 | 0 | 0 | 0 | 0 | 0 | 0 | 0 | 0 | 0 | 0 | 0 | 0 | 0 | 0 | 0
[10 empty] | 0 | 0 | 0 | 0 | 0 | 0 | 0 | 0 | 0 | 0 | 0 | 0 | 0 | 0 | 0 | 0 | 0 | 0 | 0 | 0 | 0 | 0 | 0 | 0 | 0 | 0 | 0 | 0
[10 empty] | 0 | 0 | 0 | 0 | 0 | 0 | 0 | 0 | 0 | 0 | 0 | 0 | 0 | 0 | 0 | 0 | 0 | 0 | 0 | 0 | 0 | 0 | 0 | 0 | 0 | 0 | 0 | 0
[10 empty] | 0 | 0 | 0 | 0 | 0 | 0 | 0 | 0 | 0 | 0 | 0 | 0 | 0 | 0 | 0 | 0 | 0 | 0 | 0 | 0 | 0 | 0 | 0 | 0 | 0 | 0 | 0 | 0
[10 empty] | 0 | 0 | 0 | 0 | 0 | 0 | 0 | 0 | 0 | 0 | 0 | 0 | 0 | 0 | 0 | 0 | 0 | 0 | 0 | 0 | 0 | 0 | 0 | 0 | 0 | 0 | 0 | 0
[10 empty] | 0 | 0 | 0 | 0 | 0 | 0 | 0 | 0 | 0 | 0 | 0 | 0 | 0 | 0 | 0 | 0 | 0 | 0 | 0 | 0 | 0 | 0 | 0 | 0 | 0 | 0 | 0 | 0
[10 empty] | 0 | 0 | 0 | 0 | 0 | 0 | 0 | 0 | 0 | 0 | 0 | 0 | 0 | 0 | 0 | 0 | 0 | 0 | 0 | 0 | 0 | 0 | 0 | 0 | 0 | 0 | 0 | 0
[10 empty] | 0 | 0 | 0 | 0 | 0 | 0 | 0 | 0 | 0 | 0 | 0 | 0 | 0 | 0 | 0 | 0 | 0 | 0 | 0 | 0 | 0 | 0 | 0 | 0 | 0 | 0 | 0 | 0
[10 empty] | 0 | 0 | 0 | 0 | 0 | 0 | 0 | 0 | 0 | 0 | 0 | 0 | 0 | 0 | 0 | 0 | 0 | 0 | 0 | 0 | 0 | 0 | 0 | 0 | 0 | 0 | 0 | 0
[10 empty] | 0 | 0 | 0 | 0 | 0 | 0 | 0 | 0 | 0 | 0 | 0 | 0 | 0 | 0 | 0 | 0 | 0 | 0 | 0 | 0 | 0 | 0 | 0 | 0 | 0 | 0 | 0 | 0
[10 empty] | 0 | 0 | 0 | 0 | 0 | 0 | 0 | 0 | 0 | 0 | 0 | 0 | 0 | 0 | 0 | 0 | 0 | 0 | 0 | 0 | 0 | 0 | 0 | 0 | 0 | 0 | 0 | 0
[10 empty] | 0 | 0 | 0 | 0 | 0 | 0 | 0 | 0 | 0 | 0 | 0 | 0 | 0 | 0 | 0 | 0 | 0 | 0 | 0 | 0 | 0 | 0 | 0 | 0 | 0 | 0 | 0 | 0
[10 empty] | 0 | 0 | 0 | 0 | 0 | 0 | 0 | 0 | 0 | 0 | 0 | 0 | 0 | 0 | 0 | 0 | 0 | 0 | 0 | 0 | 0 | 0 | 0 | 0 | 0 | 0 | 0 | 0
[10 empty] | 0 | 0 | 0 | 0 | 0 | 0 | 0 | 0 | 0 | 0 | 0 | 0 | 0 | 0 | 0 | 0 | 0 | 0 | 0 | 0 | 0 | 0 | 0 | 0 | 0 | 0 | 0 | 0
[10 empty] | 0 | 0 | 0 | 0 | 0 | 0 | 0 | 0 | 0 | 0 | 0 | 0 | 0 | 0 | 0 | 0 | 0 | 0 | 0 | 0 | 0 | 0 | 0 | 0 | 0 | 0 | 0 | 0
[10 empty] | 0 | 0 | 0 | 0 | 0 | 0 | 0 | 0 | 0 | 0 | 0 | 0 | 0 | 0 | 0 | 0 | 0 | 0 | 0 | 0 | 0 | 0 | 0 | 0 | 0 | 0 | 0 | 0
[10 empty] | 0 | 0 | 0 | 0 | 0 | 0 | 0 | 0 | 0 | 0 | 0 | 0 | 0 | 0 | 0 | 0 | 0 | 0 | 0 | 0 | 0 | 0 | 0 | 0 | 0 | 0 | 0 | 0
[10 empty] | 0 | 0 | 0 | 0 | 0 | 0 | 0 | 0 | 0 | 0 | 0 | 0 | 0 | 0 | 0 | 0 | 0 | 0 | 0 | 0 | 0 | 0 | 0 | 0 | 0 | 0 | 0 | 0
[10 empty] | 0 | 0 | 0 | 0 | 0 | 0 | 0 | 0 | 0 | 0 | 0 | 0 | 0 | 0 | 0 | 0 | 0 | 0 | 0 | 0 | 0 | 0 | 0 | 0 | 0 | 0 | 0 | 0
[10 empty] | 0 | 0 | 0 | 0 | 0 | 0 | 0 | 0 | 0 | 0 | 0 | 0 | 0 | 0 | 0 | 0 | 0 | 0 | 0 | 0 | 0 | 0 | 0 | 0 | 0 | 0 | 0 | 0
[10 empty] | 0 | 0 | 0 | 0 | 0 | 0 | 0 | 0 | 0 | 0 | 0 | 0 | 0 | 0 | 0 | 0 | 0 | 0 | 0 | 0 | 0 | 0 | 0 | 0 | 0 | 0 | 0 | 0
[10 empty] | 0 | 0 | 0 | 0 | 0 | 0 | 0 | 0 | 0 | 0 | 0 | 0 | 0 | 0 | 0 | 0 | 0 | 0 | 0 | 0 | 0 | 0 | 0 | 0 | 0 | 0 | 0 | 0
[10 empty] | 0 | 0 | 0 | 0 | 0 | 0 | 0 | 0 | 0 | 0 | 0 | 0 | 0 | 0 | 0 | 0 | 0 | 0 | 0 | 0 | 0 | 0 | 0 | 0 | 0 | 0 | 0 | 0
[10 empty] | 0 | -3.159e-05 | -0.00015559 | -0.00030302 | -0.00049131 | -0.00084179 | -0.0011957 | -0.0015848 | -0.0020329 | -0.0025448 | -0.0031341 | -0.0037786 | -0.0045109 | -0.0053249 | -0.006236 | -0.0071936 | -0.0082499 | -0.0093866 | -0.010624 | -0.011881 | -0.01324 | -0.01467 | -0.016217 | -0.017763 | -0.019439 | -0.021212 | -0.023118 | -0.024983
[10 empty] | 0 | 0 | 0 | 0 | 0 | 0 | 0 | 0 | 0 | 0 | 0 | 0 | 0 | 0 | 0 | 0 | 0 | 0 | 0 | 0 | 0 | 0 | 0 | 0 | 0 | 0 | 0 | 0
[10 empty] | 0 | 0 | 0 | 0 | 0 | 0 | 0 | 0 | 0 | 0 | 0 | 0 | 0 | 0 | 0 | 0 | 0 | 0 | 0 | 0 | 0 | 0 | 0 | 0 | 0 | 0 | 0 | 0
[10 empty] | 0 | -3.159e-05 | -0.000124 | -0.00014743 | -0.00018829 | -0.00035048 | -0.00035395 | -0.00038902 | -0.00044816 | -0.00051186 | -0.00058934 | -0.00064452 | -0.00073232 | -0.00081396 | -0.0009111 | -0.00095764 | -0.0010562 | -0.0011367 | -0.0012375 | -0.0012566 | -0.001359 | -0.0014304 | -0.0015502 | -0.0015598 | -0.0017021 | -0.0018134 | -0.0019745 | -0.0019604
[10 empty] | 0 | -0.066141 | -0.13585 | -0.2069 | -0.27998 | -0.31893 | -0.3588 | -0.39973 | -0.44175 | -0.48617 | -0.53277 | -0.58334 | -0.63751 | -0.69498 | -0.74392 | -0.78527 | -0.82021 | -0.84965 | -0.87963 | -0.91019 | -0.94119 | -0.96477 | -0.98929 | -1.0151 | -1.042 | -1.0805 | -1.1186 | -1.1565
[10 empty] | 0 | -0.025924 | -0.053245 | -0.081095 | -0.10973 | -0.125 | -0.14063 | -0.15667 | -0.17314 | -0.19055 | -0.20881 | -0.22864 | -0.24987 | -0.27239 | -0.29158 | -0.30778 | -0.32148 | -0.33302 | -0.34477 | -0.35674 | -0.36889 | -0.37814 | -0.38775 | -0.39788 | -0.40842 | -0.42348 | -0.43842 | -0.45328
[10 empty] | 0 | -0.018069 | -0.037113 | -0.056524 | -0.076486 | -0.087128 | -0.098019 | -0.1092 | -0.12068 | -0.13282 | -0.14555 | -0.15936 | -0.17416 | -0.18986 | -0.20323 | -0.21453 | -0.22407 | -0.23212 | -0.24031 | -0.24865 | -0.25712 | -0.26356 | -0.27026 | -0.27733 | -0.28468 | -0.29517 | -0.30559 | -0.31594
[10 empty] | 0 | -0.066141 | -0.069708 | -0.071054 | -0.073073 | -0.038953 | -0.039867 | -0.040929 | -0.042026 | -0.044422 | -0.046591 | -0.050578 | -0.054171 | -0.057464 | -0.058395 | -0.059403 | -0.060569 | -0.061847 | -0.063319 | -0.064831 | -0.066226 | -0.079045 | -0.079449 | -0.079984 | -0.081112 | -0.082672 | -0.084549 | -0.086348
[10 empty] | 0 | -0.43953 | -0.83842 | -1.1492 | -1.4015 | -1.6536 | -1.9054 | -2.207 | -2.5417 | -2.8979 | -3.1646 | -3.3418 | -3.5243 | -3.6967 | -3.8033 | -3.8848 | -3.9538 | -4.0182 | -4.0812 | -4.1482 | -4.2166 | -4.2622 | -4.3749 | -4.4706 | -4.537 | -4.6005 | -4.6569 | -4.7111
[10 empty] | 0 | -0.17227 | -0.32861 | -0.45043 | -0.5493 | -0.64811 | -0.74682 | -0.86501 | -0.99619 | -1.1358 | -1.2404 | -1.3098 | -1.3813 | -1.4489 | -1.4907 | -1.5226 | -1.5497 | -1.5749 | -1.5996 | -1.6259 | -1.6527 | -1.6705 | -1.7147 | -1.7522 | -1.7782 | -1.8031 | -1.8252 | -1.8465
[10 empty] | 0 | -0.12008 | -0.22905 | -0.31395 | -0.38287 | -0.45174 | -0.52054 | -0.60292 | -0.69435 | -0.79167 | -0.86454 | -0.91293 | -0.96279 | -1.0099 | -1.039 | -1.0613 | -1.0801 | -1.0977 | -1.1149 | -1.1332 | -1.1519 | -1.1644 | -1.1952 | -1.2213 | -1.2395 | -1.2568 | -1.2722 | -1.287
[10 empty] | 0 | -0.43953 | -0.39959 | -0.31214 | -0.25409 | -0.25435 | -0.25448 | -0.30462 | -0.33821 | -0.36028 | -0.41579 | -0.40963 | -0.44178 | -0.51575 | -0.41317 | -0.35462 | -0.34175 | -0.35951 | -0.38001 | -0.42671 | -0.45136 | -0.45228 | -0.56604 | -0.53466 | -0.48388 | -0.47065 | -0.42833 | -0.418
[10 empty] | 0 | -0.96935 | -1.9521 | -2.9367 | -3.9271 | -5.0415 | -6.1619 | -7.2903 | -8.4272 | -9.5709 | -10.7215 | -11.8796 | -13.0454 | -14.2193 | -15.3006 | -16.3021 | -17.2371 | -18.116 | -18.9321 | -19.6952 | -20.4126 | -21.14 | -21.8257 | -22.4781 | -23.1014 | -23.6659 | -24.2151 | -24.7513
[10 empty] | 0 | -0.37993 | -0.7651 | -1.151 | -1.5392 | -1.976 | -2.4151 | -2.8574 | -3.303 | -3.7513 | -4.2022 | -4.6561 | -5.1131 | -5.5732 | -5.997 | -6.3895 | -6.756 | -7.1005 | -7.4203 | -7.7194 | -8.0006 | -8.2857 | -8.5545 | -8.8101 | -9.0544 | -9.2757 | -9.491 | -9.7011
[10 empty] | 0 | -0.26481 | -0.53328 | -0.80227 | -1.0728 | -1.3773 | -1.6834 | -1.9916 | -2.3022 | -2.6147 | -2.929 | -3.2454 | -3.5638 | -3.8846 | -4.18 | -4.4536 | -4.709 | -4.9491 | -5.172 | -5.3805 | -5.5765 | -5.7752 | -5.9625 | -6.1408 | -6.311 | -6.4653 | -6.6153 | -6.7618
[10 empty] | 0 | -0.96935 | -0.98271 | -0.98463 | -0.99043 | -1.1144 | -1.1204 | -1.1284 | -1.1369 | -1.1437 | -1.1506 | -1.1581 | -1.1658 | -1.1739 | -1.2198 | -1.2606 | -1.2976 | -1.3314 | -1.3631 | -1.3921 | -1.4176 | -1.7725 | -1.7488 | -1.7285 | -1.7128 | -1.7011 | -1.6928 | -1.693
[10 empty] | 0 | 0 | 0 | 0 | 0 | 0 | 0 | 0 | 0 | 0 | 0 | 0 | 0 | 0 | 0 | 0 | 0 | 0 | 0 | 0 | 0 | 0 | 0 | 0 | 0 | 0 | 0 | 0
[10 empty] | 0 | 0 | 0 | 0 | 0 | 0 | 0 | 0 | 0 | 0 | 0 | 0 | 0 | 0 | 0 | 0 | 0 | 0 | 0 | 0 | 0 | 0 | 0 | 0 | 0 | 0 | 0 | 0
[10 empty] | 0 | 0 | 0 | 0 | 0 | 0 | 0 | 0 | 0 | 0 | 0 | 0 | 0 | 0 | 0 | 0 | 0 | 0 | 0 | 0 | 0 | 0 | 0 | 0 | 0 | 0 | 0 | 0
[10 empty] | 0 | 0 | 0 | 0 | 0 | 0 | 0 | 0 | 0 | 0 | 0 | 0 | 0 | 0 | 0 | 0 | 0 | 0 | 0 | 0 | 0 | 0 | 0 | 0 | 0 | 0 | 0 | 0
[10 empty] | 0 | -1.9448 | -3.9484 | -6.0034 | -8.1002 | -10.2334 | -12.3979 | -14.5893 | -16.8037 | -19.0065 | -21.1983 | -23.4776 | -25.8335 | -28.2563 | -30.4963 | -32.5771 | -34.4211 | -36.0541 | -37.4992 | -38.777 | -39.9058 | -40.902 | -41.7786 | -42.8161 | -43.7413 | -44.3023 | -44.7971 | -45.2204
[10 empty] | 0 | -0.40042 | -0.81296 | -1.2361 | -1.6678 | -2.107 | -2.5527 | -3.0039 | -3.4598 | -3.9133 | -4.3646 | -4.8339 | -5.319 | -5.8178 | -6.279 | -6.7075 | -7.0871 | -7.4234 | -7.7209 | -7.984 | -8.2164 | -8.4215 | -8.602 | -8.8156 | -9.0061 | -9.1216 | -9.2235 | -9.3106
[10 empty] | 0 | -0.53982 | -1.096 | -1.6664 | -2.2484 | -2.8405 | -3.4413 | -4.0496 | -4.6643 | -5.2757 | -5.8841 | -6.5168 | -7.1707 | -7.8432 | -8.465 | -9.0425 | -9.5544 | -10.0077 | -10.4088 | -10.7634 | -11.0768 | -11.3533 | -11.5966 | -11.8846 | -12.1414 | -12.2971 | -12.4345 | -12.552
[10 empty] | 0 | -1.9448 | -2.0067 | -2.0613 | -2.1065 | -2.1461 | -2.1809 | -2.2112 | -2.2378 | -2.2297 | -2.2222 | -2.3132 | -2.3935 | -2.4642 | -2.3985 | -2.347 | -2.3072 | -2.2768 | -2.2541 | -2.2378 | -2.2266 | -2.2195 | -2.2124 | -2.7834 | -2.7413 | -2.7104 | -2.688 | -2.6593
[10 empty] | 0 | -0.31467 | -0.62889 | -0.94257 | -1.2552 | -1.5668 | -1.8774 | -2.1869 | -2.4954 | -2.7979 | -3.0951 | -3.4035 | -3.7213 | -4.0469 | -4.3441 | -4.6169 | -4.8534 | -5.0583 | -5.2357 | -5.3891 | -5.5216 | -5.6761 | -5.8087 | -5.922 | -6.0196 | -6.0623 | -6.0986 | -6.1272
[10 empty] | 0 | -0.064789 | -0.12948 | -0.19407 | -0.25844 | -0.3226 | -0.38654 | -0.45028 | -0.5138 | -0.57608 | -0.63726 | -0.70075 | -0.76619 | -0.83324 | -0.89444 | -0.9506 | -0.9993 | -1.0415 | -1.078 | -1.1096 | -1.1369 | -1.1687 | -1.196 | -1.2193 | -1.2394 | -1.2482 | -1.2557 | -1.2616
[10 empty] | 0 | -0.087344 | -0.17456 | -0.26163 | -0.34841 | -0.43491 | -0.52111 | -0.60703 | -0.69267 | -0.77663 | -0.85911 | -0.94471 | -1.0329 | -1.1233 | -1.2058 | -1.2815 | -1.3472 | -1.404 | -1.4533 | -1.4959 | -1.5327 | -1.5755 | -1.6123 | -1.6438 | -1.6709 | -1.6827 | -1.6928 | -1.7007
[10 empty] | 0 | -0.31467 | -0.31472 | -0.31469 | -0.31415 | -0.31361 | -0.31307 | -0.31255 | -0.31202 | -0.30646 | -0.30164 | -0.31333 | -0.32324 | -0.33164 | -0.32783 | -0.32458 | -0.3218 | -0.31934 | -0.31716 | -0.31522 | -0.31349 | -0.40072 | -0.38596 | -0.37263 | -0.36271 | -0.35562 | -0.35072 | -0.346
[10 empty] | 0 | -2.9775 | -3.802 | -4.6239 | -4.7928 | -5.2392 | -5.8694 | -6.3042 | -7.2485 | -8.0896 | -8.8487 | -9.5255 | -10.1555 | -10.7122 | -11.1937 | -11.6097 | -11.9758 | -12.2964 | -12.5484 | -12.7462 | -12.9001 | -13.0319 | -13.1429 | -13.2009 | -13.2499 | -13.2959 | -13.3494 | -13.4139
[10 empty] | 0 | -1.0716 | -1.3683 | -1.6641 | -1.7249 | -1.8856 | -2.1124 | -2.2689 | -2.6087 | -2.9115 | -3.1847 | -3.4282 | -3.655 | -3.8553 | -4.0286 | -4.1783 | -4.3101 | -4.4255 | -4.5162 | -4.5873 | -4.6427 | -4.6902 | -4.7301 | -4.751 | -4.7686 | -4.7852 | -4.8044 | -4.8277
[10 empty] | 0 | -1.3837 | -1.7669 | -2.1489 | -2.2273 | -2.4348 | -2.7277 | -2.9297 | -3.3686 | -3.7595 | -4.1123 | -4.4268 | -4.7196 | -4.9783 | -5.202 | -5.3954 | -5.5655 | -5.7145 | -5.8316 | -5.9235 | -5.9951 | -6.0563 | -6.1079 | -6.1349 | -6.1576 | -6.179 | -6.2039 | -6.2339
[10 empty] | 0 | -2.9775 | -0.82929 | -0.82797 | -1.1022 | -1.2838 | -1.4039 | -1.8438 | -1.8454 | -1.8649 | -2.0318 | -2.1067 | -2.2452 | -2.3565 | -2.3728 | -2.3875 | -2.456 | -2.481 | -2.4867 | -2.5238 | -2.5338 | -2.5381 | -2.5605 | -2.5673 | -2.5671 | -2.5785 | -2.5812 | -2.5804
[10 empty] | 0 | -0.036706 | -0.067695 | -0.098585 | -0.12938 | -0.16007 | -0.19066 | -0.23038 | -0.26996 | -0.30942 | -0.34875 | -0.38796 | -0.43303 | -0.47796 | -0.52275 | -0.56739 | -0.61188 | -0.65623 | -0.70044 | -0.74451 | -0.78131 | -0.81339 | -0.84169 | -0.86696 | -0.8898 | -0.91317 | -0.9341 | -0.95165
[10 empty] | 0 | -0.01321 | -0.024363 | -0.035481 | -0.046563 | -0.057609 | -0.068619 | -0.082912 | -0.09716 | -0.11136 | -0.12552 | -0.13963 | -0.15585 | -0.17202 | -0.18814 | -0.2042 | -0.22022 | -0.23618 | -0.25209 | -0.26795 | -0.28119 | -0.29274 | -0.30292 | -0.31202 | -0.32024 | -0.32865 | -0.33618 | -0.3425
[10 empty] | 0 | -0.017058 | -0.03146 | -0.045816 | -0.060125 | -0.074389 | -0.088607 | -0.10706 | -0.12546 | -0.1438 | -0.16208 | -0.1803 | -0.20124 | -0.22212 | -0.24294 | -0.26368 | -0.28436 | -0.30497 | -0.32552 | -0.346 | -0.3631 | -0.37801 | -0.39116 | -0.4029 | -0.41352 | -0.42438 | -0.4341 | -0.44226
[10 empty] | 0 | -0.036706 | -0.031048 | -0.030999 | -0.030949 | -0.030899 | -0.03085 | -0.040019 | -0.039955 | -0.039891 | -0.039827 | -0.039764 | -0.045695 | -0.045622 | -0.045549 | -0.045476 | -0.045403 | -0.045331 | -0.045258 | -0.045186 | -0.045113 | -0.045041 | -0.044969 | -0.044897 | -0.044825 | -0.056486 | -0.054053 | -0.052095
[10 empty] | 0 | -0.68669 | -1.3712 | -2.1631 | -3.0262 | -3.9531 | -4.7437 | -5.4038 | -5.9633 | -6.4198 | -6.7644 | -7.01 | -7.1836 | -7.2962 | -7.3636 | -7.3421 | -7.3134 | -7.2831 | -7.2528 | -7.2257 | -7.2172 | -7.2154 | -7.2219 | -7.2288 | -7.2313 | -7.2312 | -7.2265 | -7.2189
[10 empty] | 0 | -0.24714 | -0.49349 | -0.77849 | -1.0891 | -1.4227 | -1.7072 | -1.9448 | -2.1462 | -2.3105 | -2.4345 | -2.5229 | -2.5854 | -2.6259 | -2.6501 | -2.6424 | -2.6321 | -2.6212 | -2.6103 | -2.6005 | -2.5975 | -2.5968 | -2.5991 | -2.6017 | -2.6026 | -2.6025 | -2.6008 | -2.5981
[10 empty] | 0 | -0.31913 | -0.63723 | -1.0052 | -1.4064 | -1.8371 | -2.2045 | -2.5113 | -2.7713 | -2.9835 | -3.1436 | -3.2577 | -3.3385 | -3.3908 | -3.4221 | -3.4121 | -3.3988 | -3.3847 | -3.3706 | -3.358 | -3.354 | -3.3532 | -3.3562 | -3.3595 | -3.3606 | -3.3606 | -3.3584 | -3.3548
[10 empty] | 0 | -0.68669 | -0.68559 | -0.91266 | -1.0631 | -1.2383 | -1.312 | -1.3036 | -1.3554 | -1.3655 | -1.3944 | -1.3969 | -1.3989 | -1.4095 | -1.4054 | -1.4099 | -1.4064 | -1.4032 | -1.4038 | -1.4003 | -1.3998 | -1.3967 | -1.3946 | -1.3929 | -1.3902 | -1.3885 | -1.3859 | -1.3838
[10 empty] | 0 | -1.2114 | -1.5241 | -1.5726 | -1.7427 | -1.9972 | -2.1556 | -2.5821 | -2.9726 | -3.3276 | -3.6383 | -3.9114 | -4.1721 | -4.3987 | -4.5964 | -4.7676 | -4.9125 | -5.0359 | -5.1417 | -5.2121 | -5.2729 | -5.3269 | -5.3738 | -5.4148 | -5.4537 | -5.4759 | -5.5008 | -5.5254
[10 empty] | 0 | -0.43596 | -0.54852 | -0.56597 | -0.62721 | -0.71878 | -0.77581 | -0.9293 | -1.0698 | -1.1976 | -1.3094 | -1.4077 | -1.5015 | -1.5831 | -1.6542 | -1.7159 | -1.768 | -1.8124 | -1.8505 | -1.8758 | -1.8977 | -1.9172 | -1.934 | -1.9488 | -1.9628 | -1.9708 | -1.9797 | -1.9886
[10 empty] | 0 | -0.56295 | -0.70829 | -0.73082 | -0.8099 | -0.92815 | -1.0018 | -1.2 | -1.3815 | -1.5465 | -1.6908 | -1.8177 | -1.9389 | -2.0442 | -2.1361 | -2.2156 | -2.283 | -2.3403 | -2.3895 | -2.4222 | -2.4505 | -2.4756 | -2.4973 | -2.5164 | -2.5345 | -2.5448 | -2.5564 | -2.5678
[10 empty] | 0 | -1.2114 | -0.31467 | -0.41889 | -0.48792 | -0.56833 | -0.70638 | -0.7979 | -0.86606 | -0.89731 | -0.93649 | -0.98001 | -1.0589 | -1.0891 | -1.1009 | -1.1175 | -1.131 | -1.1361 | -1.1465 | -1.1501 | -1.1558 | -1.1592 | -1.1609 | -1.1636 | -1.164 | -1.1652 | -1.1652 | -1.165
[10 empty] | 0 | -0.056898 | -0.11546 | -0.17542 | -0.23788 | -0.30299 | -0.37007 | -0.43893 | -0.50974 | -0.58737 | -0.67107 | -0.76055 | -0.84107 | -0.91389 | -0.97995 | -1.0397 | -1.0938 | -1.143 | -1.1879 | -1.2289 | -1.266 | -1.3024 | -1.3359 | -1.3664 | -1.3936 | -1.4178 | -1.4393 | -1.4581
[10 empty] | 0 | -0.012112 | -0.024578 | -0.037342 | -0.050636 | -0.064497 | -0.078775 | -0.093433 | -0.10851 | -0.12503 | -0.14285 | -0.16189 | -0.17904 | -0.19454 | -0.2086 | -0.22132 | -0.23284 | -0.2433 | -0.25287 | -0.26159 | -0.2695 | -0.27724 | -0.28436 | -0.29085 | -0.29666 | -0.3018 | -0.30638 | -0.31037
[10 empty] | 0 | -0.012808 | -0.025991 | -0.039489 | -0.053547 | -0.068206 | -0.083304 | -0.098805 | -0.11475 | -0.13222 | -0.15106 | -0.1712 | -0.18933 | -0.20572 | -0.22059 | -0.23404 | -0.24622 | -0.25729 | -0.26741 | -0.27663 | -0.28499 | -0.29318 | -0.30071 | -0.30758 | -0.31371 | -0.31916 | -0.32399 | -0.32822
[10 empty] | 0 | -0.056898 | -0.058655 | -0.060146 | -0.062734 | -0.065499 | -0.067557 | -0.069453 | -0.071516 | -0.078447 | -0.084635 | -0.090553 | -0.087954 | -0.086075 | -0.084668 | -0.083385 | -0.0825 | -0.081998 | -0.081964 | -0.081886 | -0.082334 | -0.10294 | -0.10327 | -0.10279 | -0.10193 | -0.10082 | -0.099551 | -0.097934
[10 empty] | 0 | -0.13409 | -0.25461 | -0.35955 | -0.45264 | -0.53728 | -0.61498 | -0.68731 | -0.75811 | -0.82622 | -0.89067 | -0.95106 | -1.0003 | -1.0575 | -1.1018 | -1.1356 | -1.1613 | -1.1807 | -1.1951 | -1.206 | -1.2164 | -1.2072 | -1.2011 | -1.1973 | -1.1947 | -1.1947 | -1.1936 | -1.1918
[10 empty] | 0 | -0.028543 | -0.054197 | -0.076537 | -0.096352 | -0.11437 | -0.13091 | -0.1463 | -0.16138 | -0.17587 | -0.18959 | -0.20245 | -0.21293 | -0.2251 | -0.23455 | -0.24174 | -0.2472 | -0.25133 | -0.2544 | -0.25671 | -0.25892 | -0.25698 | -0.25567 | -0.25487 | -0.25431 | -0.2543 | -0.25407 | -0.2537
[10 empty] | 0 | -0.030184 | -0.057313 | -0.080938 | -0.10189 | -0.12095 | -0.13844 | -0.15472 | -0.17066 | -0.18599 | -0.2005 | -0.21409 | -0.22517 | -0.23805 | -0.24803 | -0.25564 | -0.26142 | -0.26578 | -0.26903 | -0.27147 | -0.27381 | -0.27175 | -0.27038 | -0.26952 | -0.26893 | -0.26892 | -0.26868 | -0.26828
[10 empty] | 0 | -0.13409 | -0.12089 | -0.10565 | -0.094072 | -0.085889 | -0.079167 | -0.074019 | -0.085982 | -0.092889 | -0.095467 | -0.095287 | -0.093498 | -0.1256 | -0.11215 | -0.10302 | -0.09785 | -0.095097 | -0.093369 | -0.091908 | -0.10147 | -0.10511 | -0.10506 | -0.10315 | -0.10062 | -0.10694 | -0.099937 | -0.097354
[10 empty] | 0 | -0.0049086 | -0.010173 | -0.015756 | -0.021678 | -0.02792 | -0.034689 | -0.042028 | -0.049926 | -0.058226 | -0.066877 | -0.075968 | -0.085469 | -0.095726 | -0.10665 | -0.11814 | -0.12842 | -0.13772 | -0.14622 | -0.15403 | -0.16123 | -0.16791 | -0.17412 | -0.18016 | -0.18583 | -0.19117 | -0.19621 | -0.20095
[10 empty] | 0 | -0.0010449 | -0.0021655 | -0.0033539 | -0.0046145 | -0.0059433 | -0.007384 | -0.0089464 | -0.010628 | -0.012394 | -0.014236 | -0.016171 | -0.018193 | -0.020377 | -0.022703 | -0.025147 | -0.027337 | -0.029315 | -0.031125 | -0.032789 | -0.034321 | -0.035742 | -0.037065 | -0.03835 | -0.039557 | -0.040694 | -0.041766 | -0.042776
[10 empty] | 0 | -0.001105 | -0.00229 | -0.0035467 | -0.0048798 | -0.0062851 | -0.0078086 | -0.0094608 | -0.011239 | -0.013107 | -0.015054 | -0.017101 | -0.01924 | -0.021549 | -0.024009 | -0.026593 | -0.028909 | -0.031001 | -0.032915 | -0.034674 | -0.036294 | -0.037797 | -0.039196 | -0.040555 | -0.041831 | -0.043034 | -0.044167 | -0.045236
[10 empty] | 0 | -0.0049086 | -0.0052644 | -0.0055828 | -0.0059221 | -0.0062424 | -0.0067682 | -0.0073398 | -0.0078976 | -0.0082999 | -0.0086506 | -0.0090912 | -0.0095009 | -0.010257 | -0.010928 | -0.011482 | -0.010988 | -0.010647 | -0.010459 | -0.010338 | -0.010252 | -0.010261 | -0.010339 | -0.012127 | -0.01218 | -0.012252 | -0.012353 | -0.012473
[10 empty] | 0 | 0 | 0 | 0 | 0 | 0 | 0 | 0 | 0 | 0 | 0 | 0 | 0 | 0 | 0 | 0 | 0 | 0 | 0 | 0 | 0 | 0 | 0 | 0 | 0 | 0 | 0 | 0
[10 empty] | 0 | 0 | 0 | 0 | 0 | 0 | 0 | 0 | 0 | 0 | 0 | 0 | 0 | 0 | 0 | 0 | 0 | 0 | 0 | 0 | 0 | 0 | 0 | 0 | 0 | 0 | 0 | 0
[10 empty] | 0 | 0 | 0 | 0 | 0 | 0 | 0 | 0 | 0 | 0 | 0 | 0 | 0 | 0 | 0 | 0 | 0 | 0 | 0 | 0 | 0 | 0 | 0 | 0 | 0 | 0 | 0 | 0
[10 empty] | 0 | 0 | 0 | 0 | 0 | 0 | 0 | 0 | 0 | 0 | 0 | 0 | 0 | 0 | 0 | 0 | 0 | 0 | 0 | 0 | 0 | 0 | 0 | 0 | 0 | 0 | 0 | 0
[10 empty] | 0 | -0.0022884 | -0.0045515 | -0.0068194 | -0.0091566 | -0.011578 | -0.014087 | -0.01691 | -0.020086 | -0.023485 | -0.027082 | -0.030911 | -0.03452 | -0.037963 | -0.041266 | -0.044405 | -0.047402 | -0.050281 | -0.053094 | -0.055817 | -0.058419 | -0.061302 | -0.06407 | -0.066671 | -0.069082 | -0.071303 | -0.073343 | -0.075197
[10 empty] | 0 | -0.00048711 | -0.00096886 | -0.0014516 | -0.0019491 | -0.0024647 | -0.0029986 | -0.0035996 | -0.0042757 | -0.0049991 | -0.0057649 | -0.00658 | -0.0073482 | -0.008081 | -0.0087841 | -0.0094523 | -0.01009 | -0.010703 | -0.011302 | -0.011882 | -0.012436 | -0.013049 | -0.013638 | -0.014192 | -0.014705 | -0.015178 | -0.015612 | -0.016007
[10 empty] | 0 | -0.00051512 | -0.0010246 | -0.0015351 | -0.0020612 | -0.0026064 | -0.003171 | -0.0038066 | -0.0045215 | -0.0052865 | -0.0060963 | -0.0069584 | -0.0077707 | -0.0085457 | -0.0092891 | -0.0099958 | -0.01067 | -0.011319 | -0.011952 | -0.012565 | -0.013151 | -0.013799 | -0.014423 | -0.015008 | -0.015551 | -0.016051 | -0.01651 | -0.016927
[10 empty] | 0 | -0.0022884 | -0.0022632 | -0.0022679 | -0.0023372 | -0.0024219 | -0.0025083 | -0.0028234 | -0.0031759 | -0.0033984 | -0.0035975 | -0.0038294 | -0.0038629 | -0.0039202 | -0.0039791 | -0.0040001 | -0.0040313 | -0.0040777 | -0.0041921 | -0.0043008 | -0.0043832 | -0.0055698 | -0.0055745 | -0.0055256 | -0.0054686 | -0.0054068 | -0.0053428 | -0.0053343
[10 empty] | 0 | -0.028613 | -0.057394 | -0.086347 | -0.11548 | -0.14479 | -0.17428 | -0.20396 | -0.23384 | -0.26391 | -0.29115 | -0.31598 | -0.33879 | -0.35991 | -0.3796 | -0.39812 | -0.41566 | -0.4324 | -0.4485 | -0.46409 | -0.47928 | -0.49417 | -0.50885 | -0.52339 | -0.53786 | -0.5523 | -0.56679 | -0.57615
[10 empty] | 0 | -0.0060907 | -0.012217 | -0.01838 | -0.024581 | -0.03082 | -0.037098 | -0.043417 | -0.049776 | -0.056178 | -0.061975 | -0.067262 | -0.072118 | -0.076613 | -0.080805 | -0.084746 | -0.08848 | -0.092044 | -0.095471 | -0.098789 | -0.10202 | -0.10519 | -0.10832 | -0.11141 | -0.11449 | -0.11757 | -0.12065 | -0.12264
[10 empty] | 0 | -0.0064409 | -0.01292 | -0.019437 | -0.025995 | -0.032592 | -0.039232 | -0.045913 | -0.052639 | -0.059408 | -0.065539 | -0.07113 | -0.076265 | -0.081018 | -0.085451 | -0.089619 | -0.093567 | -0.097336 | -0.10096 | -0.10447 | -0.10789 | -0.11124 | -0.11455 | -0.11782 | -0.12107 | -0.12433 | -0.12759 | -0.12969
[10 empty] | 0 | -0.028613 | -0.028781 | -0.028953 | -0.02913 | -0.02931 | -0.029494 | -0.029683 | -0.029876 | -0.030073 | -0.031322 | -0.03245 | -0.033476 | -0.034416 | -0.035283 | -0.036089 | -0.036844 | -0.045894 | -0.045431 | -0.045254 | -0.045306 | -0.04554 | -0.045919 | -0.046413 | -0.046998 | -0.047654 | -0.049863 | -0.046509
[10 empty] | 0 | -0.001078 | -0.0020995 | -0.0032097 | -0.0043932 | -0.0056369 | -0.0069297 | -0.0082619 | -0.0096507 | -0.011085 | -0.012556 | -0.014056 | -0.015577 | -0.017026 | -0.01841 | -0.019738 | -0.021017 | -0.022252 | -0.023284 | -0.024144 | -0.024856 | -0.025442 | -0.025922 | -0.026311 | -0.026621 | -0.026866 | -0.027054 | -0.027195
[10 empty] | 0 | -0.00022948 | -0.00044691 | -0.00068323 | -0.00093517 | -0.0011999 | -0.0014751 | -0.0017587 | -0.0020543 | -0.0023597 | -0.0026728 | -0.002992 | -0.0033159 | -0.0036242 | -0.0039189 | -0.0042016 | -0.0044738 | -0.0047367 | -0.0049564 | -0.0051394 | -0.005291 | -0.0054158 | -0.0055179 | -0.0056006 | -0.0056668 | -0.0057189 | -0.0057589 | -0.0057888
[10 empty] | 0 | -0.00024268 | -0.00047261 | -0.00072252 | -0.00098894 | -0.0012689 | -0.0015599 | -0.0018598 | -0.0021724 | -0.0024953 | -0.0028265 | -0.003164 | -0.0035066 | -0.0038326 | -0.0041442 | -0.0044432 | -0.004731 | -0.0050091 | -0.0052414 | -0.0054349 | -0.0055952 | -0.0057273 | -0.0058352 | -0.0059227 | -0.0059926 | -0.0060477 | -0.0060901 | -0.0061217
[10 empty] | 0 | -0.001078 | -0.0010267 | -0.0011205 | -0.0011992 | -0.0012652 | -0.0013203 | -0.0013661 | -0.0014292 | -0.0014817 | -0.0015252 | -0.001561 | -0.0015903 | -0.0015245 | -0.0014676 | -0.0014182 | -0.0013752 | -0.0013378 | -0.0012828 | -0.0012291 | -0.0011956 | -0.0011774 | -0.0011706 | -0.001172 | -0.0011792 | -0.0014729 | -0.0014391 | -0.0014536
[10 empty] | 0 | 0 | 0 | 0 | 0 | 0 | 0 | 0 | 0 | 0 | 0 | 0 | 0 | 0 | 0 | 0 | 0 | 0 | 0 | 0 | 0 | 0 | 0 | 0 | 0 | 0 | 0 | 0
[10 empty] | 0 | 0 | 0 | 0 | 0 | 0 | 0 | 0 | 0 | 0 | 0 | 0 | 0 | 0 | 0 | 0 | 0 | 0 | 0 | 0 | 0 | 0 | 0 | 0 | 0 | 0 | 0 | 0
[10 empty] | 0 | 0 | 0 | 0 | 0 | 0 | 0 | 0 | 0 | 0 | 0 | 0 | 0 | 0 | 0 | 0 | 0 | 0 | 0 | 0 | 0 | 0 | 0 | 0 | 0 | 0 | 0 | 0
[10 empty] | 0 | 0 | 0 | 0 | 0 | 0 | 0 | 0 | 0 | 0 | 0 | 0 | 0 | 0 | 0 | 0 | 0 | 0 | 0 | 0 | 0 | 0 | 0 | 0 | 0 | 0 | 0 | 0
[10 empty] | 0 | -0.48616 | -0.91229 | -1.2945 | -1.6434 | -1.8544 | -1.9757 | -2.0389 | -2.0645 | -2.0658 | -2.0516 | -2.0277 | -1.9976 | -1.9639 | -1.928 | -1.8911 | -1.8538 | -1.8164 | -1.7794 | -1.7427 | -1.7067 | -1.6712 | -1.6364 | -1.6023 | -1.5688 | -1.536 | -1.5039 | -1.4724
[10 empty] | 0 | -0.073034 | -0.13705 | -0.19447 | -0.24688 | -0.27858 | -0.29681 | -0.30631 | -0.31015 | -0.31034 | -0.30822 | -0.30461 | -0.3001 | -0.29503 | -0.28965 | -0.2841 | -0.27849 | -0.27288 | -0.26731 | -0.26181 | -0.25639 | -0.25106 | -0.24583 | -0.2407 | -0.23567 | -0.23075 | -0.22592 | -0.2212
[10 empty] | 0 | -0.094887 | -0.17806 | -0.25266 | -0.32075 | -0.36194 | -0.38562 | -0.39796 | -0.40294 | -0.4032 | -0.40044 | -0.39576 | -0.38989 | -0.38331 | -0.37631 | -0.36911 | -0.36182 | -0.35453 | -0.34729 | -0.34015 | -0.3331 | -0.32618 | -0.31939 | -0.31272 | -0.30619 | -0.29979 | -0.29352 | -0.28738
[10 empty] | 0 | -0.48616 | -0.43631 | -0.40129 | -0.37599 | -0.39432 | -0.39101 | -0.37813 | -0.44478 | -0.40433 | -0.37926 | -0.36048 | -0.37598 | -0.37009 | -0.35692 | -0.35608 | -0.34227 | -0.33393 | -0.32543 | -0.3254 | -0.31756 | -0.30863 | -0.30225 | -0.29586 | -0.29018 | -0.28367 | -0.27889 | -0.27247
[10 empty] | 0 | -0.0091128 | -0.023792 | -0.041735 | -0.061451 | -0.081976 | -0.1027 | -0.12322 | -0.13543 | -0.14226 | -0.14558 | -0.14665 | -0.14626 | -0.14496 | -0.14306 | -0.14082 | -0.13836 | -0.13578 | -0.13314 | -0.13049 | -0.12785 | -0.12523 | -0.12265 | -0.1201 | -0.1176 | -0.11515 | -0.11275 | -0.11039
[10 empty] | 0 | -0.001369 | -0.0035743 | -0.0062698 | -0.0092316 | -0.012315 | -0.015428 | -0.01851 | -0.020346 | -0.021371 | -0.02187 | -0.022031 | -0.021973 | -0.021776 | -0.021492 | -0.021155 | -0.020785 | -0.020398 | -0.020002 | -0.019603 | -0.019206 | -0.018813 | -0.018425 | -0.018043 | -0.017667 | -0.017299 | -0.016938 | -0.016584
[10 empty] | 0 | -0.0017786 | -0.0046437 | -0.0081458 | -0.011994 | -0.016 | -0.020044 | -0.024049 | -0.026434 | -0.027765 | -0.028414 | -0.028623 | -0.028548 | -0.028292 | -0.027923 | -0.027484 | -0.027004 | -0.026501 | -0.025987 | -0.025469 | -0.024953 | -0.024442 | -0.023938 | -0.023441 | -0.022954 | -0.022475 | -0.022006 | -0.021546
[10 empty] | 0 | -0.0091128 | -0.01487 | -0.018441 | -0.020589 | -0.021812 | -0.022435 | -0.02267 | -0.017416 | -0.015642 | -0.015511 | -0.017499 | -0.018643 | -0.019238 | -0.019478 | -0.017984 | -0.016408 | -0.015281 | -0.01424 | -0.014428 | -0.014979 | -0.015745 | -0.015688 | -0.015114 | -0.01436 | -0.013293 | -0.012632 | -0.012425
[10 empty] | 0 | -0.18426 | -0.36852 | -0.55278 | -0.73704 | -0.86007 | -0.94228 | -0.99727 | -1.0341 | -1.0589 | -1.0756 | -1.0869 | -1.0946 | -1.1 | -1.1038 | -1.1064 | -1.1084 | -1.11 | -1.1112 | -1.1122 | -1.113 | -1.1138 | -1.1145 | -1.1151 | -1.1158 | -1.1164 | -1.117 | -1.1176
[10 empty] | 0 | -0.027681 | -0.055362 | -0.083043 | -0.11072 | -0.12921 | -0.14156 | -0.14982 | -0.15535 | -0.15907 | -0.16158 | -0.16328 | -0.16445 | -0.16525 | -0.16581 | -0.16622 | -0.16652 | -0.16675 | -0.16693 | -0.16708 | -0.1672 | -0.16732 | -0.16742 | -0.16752 | -0.16762 | -0.16771 | -0.1678 | -0.16789
[10 empty] | 0 | -0.035963 | -0.071927 | -0.10789 | -0.14385 | -0.16787 | -0.18391 | -0.19465 | -0.20184 | -0.20667 | -0.20993 | -0.21214 | -0.21365 | -0.2147 | -0.21543 | -0.21595 | -0.21634 | -0.21664 | -0.21687 | -0.21707 | -0.21723 | -0.21738 | -0.21752 | -0.21765 | -0.21777 | -0.21789 | -0.21801 | -0.21812
[10 empty] | 0 | -0.18426 | -0.18426 | -0.18426 | -0.18426 | -0.18445 | -0.18458 | -0.18466 | -0.22111 | -0.20908 | -0.2011 | -0.19581 | -0.20448 | -0.20623 | -0.20473 | -0.20915 | -0.2054 | -0.20429 | -0.20358 | -0.20734 | -0.20723 | -0.20615 | -0.20636 | -0.20614 | -0.20648 | -0.20642 | -0.20733 | -0.20711
[10 empty] | 0 | -0.11412 | -0.22534 | -0.33372 | -0.43931 | -0.54217 | -0.62093 | -0.68069 | -0.72547 | -0.75846 | -0.78215 | -0.79855 | -0.8092 | -0.81535 | -0.81796 | -0.81782 | -0.81553 | -0.81156 | -0.8063 | -0.80005 | -0.79304 | -0.78545 | -0.77744 | -0.76912 | -0.76058 | -0.75188 | -0.7431 | -0.73427
[10 empty] | 0 | -0.017144 | -0.033853 | -0.050135 | -0.065997 | -0.081449 | -0.09328 | -0.10226 | -0.10899 | -0.11394 | -0.1175 | -0.11996 | -0.12156 | -0.12249 | -0.12288 | -0.12286 | -0.12251 | -0.12192 | -0.12113 | -0.12019 | -0.11914 | -0.118 | -0.11679 | -0.11554 | -0.11426 | -0.11295 | -0.11163 | -0.11031
[10 empty] | 0 | -0.022274 | -0.043982 | -0.065135 | -0.085744 | -0.10582 | -0.12119 | -0.13285 | -0.1416 | -0.14803 | -0.15266 | -0.15586 | -0.15794 | -0.15914 | -0.15965 | -0.15962 | -0.15917 | -0.1584 | -0.15737 | -0.15615 | -0.15478 | -0.1533 | -0.15174 | -0.15012 | -0.14845 | -0.14675 | -0.14504 | -0.14331
[10 empty] | 0 | -0.11412 | -0.11267 | -0.11124 | -0.10983 | -0.10843 | -0.10706 | -0.1057 | -0.10435 | -0.10303 | -0.10172 | -0.12675 | -0.11995 | -0.11432 | -0.10962 | -0.10567 | -0.10724 | -0.10721 | -0.10613 | -0.10439 | -0.10228 | -0.10698 | -0.10341 | -0.10064 | -0.098327 | -0.09626 | -0.096773 | -0.096143
[10 empty] | 0 | -0.067158 | -0.18774 | -0.35078 | -0.54752 | -0.77096 | -1.0155 | -1.2767 | -1.551 | -1.8355 | -2.0619 | -2.2417 | -2.3843 | -2.4973 | -2.5866 | -2.657 | -2.7123 | -2.7555 | -2.789 | -2.8149 | -2.8346 | -2.8494 | -2.8603 | -2.8681 | -2.8734 | -2.8767 | -2.8783 | -2.8788
[10 empty] | 0 | -0.010089 | -0.028204 | -0.052697 | -0.082253 | -0.11582 | -0.15256 | -0.1918 | -0.23301 | -0.27575 | -0.30975 | -0.33676 | -0.35819 | -0.37517 | -0.38858 | -0.39916 | -0.40746 | -0.41395 | -0.41899 | -0.42288 | -0.42584 | -0.42807 | -0.4297 | -0.43087 | -0.43166 | -0.43215 | -0.43241 | -0.43247
[10 empty] | 0 | -0.013108 | -0.036643 | -0.068465 | -0.10686 | -0.15047 | -0.19821 | -0.24919 | -0.30272 | -0.35826 | -0.40243 | -0.43752 | -0.46537 | -0.48742 | -0.50485 | -0.51859 | -0.52938 | -0.53781 | -0.54436 | -0.54941 | -0.55326 | -0.55615 | -0.55828 | -0.55979 | -0.56082 | -0.56146 | -0.56179 | -0.56187
[10 empty] | 0 | -0.067158 | -0.12069 | -0.16334 | -0.1973 | -0.22432 | -0.24579 | -0.26283 | -0.27634 | -0.28702 | -0.24249 | -0.21747 | -0.2059 | -0.20335 | -0.20664 | -0.23072 | -0.24984 | -0.26501 | -0.27703 | -0.27608 | -0.26897 | -0.2599 | -0.25124 | -0.24426 | -0.22928 | -0.22607 | -0.22994 | -0.2377
[10 empty] | 0 | -0.052643 | -0.10308 | -0.15139 | -0.19762 | -0.24186 | -0.26837 | -0.28336 | -0.29087 | -0.29356 | -0.29315 | -0.29075 | -0.28711 | -0.28269 | -0.27781 | -0.27268 | -0.26741 | -0.2621 | -0.2568 | -0.25155 | -0.24636 | -0.24126 | -0.23624 | -0.23132 | -0.22649 | -0.22176 | -0.21712 | -0.21258
[10 empty] | 0 | -0.0079085 | -0.015486 | -0.022742 | -0.029688 | -0.036334 | -0.040316 | -0.042568 | -0.043698 | -0.044102 | -0.044039 | -0.043679 | -0.043132 | -0.042468 | -0.041735 | -0.040964 | -0.040173 | -0.039375 | -0.038579 | -0.03779 | -0.037011 | -0.036244 | -0.03549 | -0.034751 | -0.034025 | -0.033315 | -0.032618 | -0.031936
[10 empty] | 0 | -0.010275 | -0.020119 | -0.029547 | -0.038572 | -0.047205 | -0.052379 | -0.055305 | -0.056772 | -0.057297 | -0.057216 | -0.056749 | -0.056037 | -0.055175 | -0.054223 | -0.05322 | -0.052193 | -0.051156 | -0.050122 | -0.049097 | -0.048085 | -0.047089 | -0.046109 | -0.045149 | -0.044206 | -0.043283 | -0.042378 | -0.041491
[10 empty] | 0 | -0.052643 | -0.051541 | -0.050462 | -0.049406 | -0.048371 | -0.047359 | -0.046367 | -0.045397 | -0.053226 | -0.049246 | -0.046345 | -0.044154 | -0.042433 | -0.043658 | -0.043263 | -0.042136 | -0.042207 | -0.039796 | -0.038755 | -0.038066 | -0.037348 | -0.037387 | -0.036423 | -0.035358 | -0.034653 | -0.033563 | -0.033084
[10 empty] | 0 | 0 | 0 | 0 | 0 | 0 | 0 | 0 | 0 | 0 | 0 | 0 | 0 | 0 | 0 | 0 | 0 | 0 | 0 | 0 | 0 | 0 | 0 | 0 | 0 | 0 | 0 | 0
[10 empty] | 0 | 0 | 0 | 0 | 0 | 0 | 0 | 0 | 0 | 0 | 0 | 0 | 0 | 0 | 0 | 0 | 0 | 0 | 0 | 0 | 0 | 0 | 0 | 0 | 0 | 0 | 0 | 0
[10 empty] | 0 | 0 | 0 | 0 | 0 | 0 | 0 | 0 | 0 | 0 | 0 | 0 | 0 | 0 | 0 | 0 | 0 | 0 | 0 | 0 | 0 | 0 | 0 | 0 | 0 | 0 | 0 | 0
[10 empty] | 0 | 0 | 0 | 0 | 0 | 0 | 0 | 0 | 0 | 0 | 0 | 0 | 0 | 0 | 0 | 0 | 0 | 0 | 0 | 0 | 0 | 0 | 0 | 0 | 0 | 0 | 0 | 0
[10 empty] | 0 | -0.034561 | -0.074132 | -0.12014 | -0.17183 | -0.22989 | -0.30081 | -0.37225 | -0.46582 | -0.5735 | -0.69409 | -0.82502 | -0.97225 | -1.1145 | -1.2898 | -1.4782 | -1.6811 | -1.9015 | -2.14 | -2.3859 | -2.6761 | -3.0203 | -3.4258 | -3.8898 | -4.421 | -5.0245 | -5.7103 | -6.4895
[10 empty] | 0 | -0.0051921 | -0.011137 | -0.018048 | -0.025813 | -0.034537 | -0.04519 | -0.055922 | -0.069979 | -0.086156 | -0.10427 | -0.12394 | -0.14606 | -0.16743 | -0.19376 | -0.22206 | -0.25255 | -0.28566 | -0.32148 | -0.35843 | -0.40203 | -0.45373 | -0.51466 | -0.58436 | -0.66415 | -0.75482 | -0.85784 | -0.97491
[10 empty] | 0 | -0.0067456 | -0.014469 | -0.023449 | -0.033537 | -0.04487 | -0.058712 | -0.072655 | -0.090918 | -0.11193 | -0.13547 | -0.16103 | -0.18976 | -0.21753 | -0.25174 | -0.28851 | -0.32812 | -0.37113 | -0.41768 | -0.46568 | -0.52232 | -0.58949 | -0.66865 | -0.7592 | -0.86288 | -0.98067 | -1.1145 | -1.2666
[10 empty] | 0 | -0.034561 | -0.039571 | -0.046008 | -0.051689 | -0.058066 | -0.070916 | -0.07144 | -0.093568 | -0.10768 | -0.1275 | -0.14437 | -0.16719 | -0.16856 | -0.20795 | -0.23775 | -0.25803 | -0.28484 | -0.31309 | -0.33282 | -0.39193 | -0.45909 | -0.53706 | -0.61442 | -0.7043 | -0.79805 | -0.90434 | -1.0171
[10 empty] | 0 | -0.052698 | -0.10523 | -0.15759 | -0.20978 | -0.26181 | -0.31366 | -0.36536 | -0.41688 | -0.46824 | -0.51944 | -0.56306 | -0.6002 | -0.63179 | -0.65864 | -0.68142 | -0.70074 | -0.71707 | -0.73087 | -0.74249 | -0.75224 | -0.7604 | -0.7672 | -0.77283 | -0.77746 | -0.78124 | -0.78429 | -0.78671
[10 empty] | 0 | -0.0079166 | -0.015808 | -0.023674 | -0.031515 | -0.039331 | -0.047121 | -0.054887 | -0.062627 | -0.070343 | -0.078034 | -0.084587 | -0.090166 | -0.094912 | -0.098946 | -0.10237 | -0.10527 | -0.10772 | -0.1098 | -0.11154 | -0.11301 | -0.11423 | -0.11525 | -0.1161 | -0.1168 | -0.11736 | -0.11782 | -0.11819
[10 empty] | 0 | -0.010285 | -0.020538 | -0.030758 | -0.040944 | -0.051099 | -0.06122 | -0.071309 | -0.081366 | -0.09139 | -0.10138 | -0.1099 | -0.11715 | -0.12331 | -0.12855 | -0.133 | -0.13677 | -0.13996 | -0.14265 | -0.14492 | -0.14682 | -0.14841 | -0.14974 | -0.15084 | -0.15174 | -0.15248 | -0.15308 | -0.15355
[10 empty] | 0 | -0.052698 | -0.052613 | -0.052529 | -0.052445 | -0.052361 | -0.052277 | -0.052194 | -0.05211 | -0.052027 | -0.051944 | -0.05186 | -0.051777 | -0.051695 | -0.051612 | -0.051529 | -0.051447 | -0.051365 | -0.066224 | -0.063987 | -0.062061 | -0.060401 | -0.058968 | -0.057731 | -0.056661 | -0.055733 | -0.054928 | -0.054227
[10 empty] | 0 | -0.05697 | -0.11376 | -0.17036 | -0.22679 | -0.28303 | -0.3391 | -0.39498 | -0.44263 | -0.48325 | -0.51784 | -0.54727 | -0.5723 | -0.59354 | -0.61156 | -0.62681 | -0.6397 | -0.65056 | -0.65969 | -0.66734 | -0.67372 | -0.67902 | -0.68339 | -0.68697 | -0.68986 | -0.69218 | -0.694 | -0.69539
[10 empty] | 0 | -0.0085585 | -0.01709 | -0.025594 | -0.03407 | -0.04252 | -0.050942 | -0.059337 | -0.066496 | -0.072598 | -0.077794 | -0.082216 | -0.085975 | -0.089167 | -0.091873 | -0.094165 | -0.096101 | -0.097733 | -0.099104 | -0.10025 | -0.10121 | -0.10201 | -0.10266 | -0.1032 | -0.10364 | -0.10398 | -0.10426 | -0.10447
[10 empty] | 0 | -0.011119 | -0.022203 | -0.033251 | -0.044264 | -0.055242 | -0.066184 | -0.077091 | -0.086393 | -0.09432 | -0.10107 | -0.10682 | -0.1117 | -0.11585 | -0.11936 | -0.12234 | -0.12486 | -0.12698 | -0.12876 | -0.13025 | -0.1315 | -0.13253 | -0.13338 | -0.13408 | -0.13465 | -0.1351 | -0.13545 | -0.13572
[10 empty] | 0 | -0.05697 | -0.056879 | -0.056788 | -0.056697 | -0.056607 | -0.056516 | -0.056426 | -0.056335 | -0.056245 | -0.056155 | -0.056065 | -0.055976 | -0.055886 | -0.055797 | -0.071938 | -0.069508 | -0.067416 | -0.065613 | -0.064057 | -0.062713 | -0.06155 | -0.062835 | -0.063591 | -0.063943 | -0.063989 | -0.063809 | -0.063465
[10 empty] | 0 | -0.0053556 | -0.010694 | -0.016015 | -0.02132 | -0.025543 | -0.028902 | -0.031572 | -0.03369 | -0.035369 | -0.036696 | -0.037743 | -0.038565 | -0.039209 | -0.039709 | -0.040095 | -0.04039 | -0.040613 | -0.040777 | -0.040895 | -0.040976 | -0.041027 | -0.041055 | -0.041063 | -0.041057 | -0.041039 | -0.041011 | -0.040976
[10 empty] | 0 | -0.00080456 | -0.0016065 | -0.0024059 | -0.0032028 | -0.0038372 | -0.0043419 | -0.0047429 | -0.0050612 | -0.0053134 | -0.0055128 | -0.00567 | -0.0057936 | -0.0058902 | -0.0059654 | -0.0060234 | -0.0060678 | -0.0061012 | -0.0061259 | -0.0061436 | -0.0061557 | -0.0061634 | -0.0061675 | -0.0061689 | -0.0061679 | -0.0061652 | -0.0061611 | -0.0061558
[10 empty] | 0 | -0.0010453 | -0.0020872 | -0.0031258 | -0.0041611 | -0.0049853 | -0.005641 | -0.0061621 | -0.0065756 | -0.0069032 | -0.0071623 | -0.0073665 | -0.0075271 | -0.0076527 | -0.0077503 | -0.0078257 | -0.0078833 | -0.0079267 | -0.0079588 | -0.0079818 | -0.0079976 | -0.0080076 | -0.008013 | -0.0080147 | -0.0080135 | -0.0080099 | -0.0080045 | -0.0079976
[10 empty] | 0 | -0.0053556 | -0.005347 | -0.0053384 | -0.0053299 | -0.0053214 | -0.0053129 | -0.0053044 | -0.0052959 | -0.0052874 | -0.0066628 | -0.0063758 | -0.0061449 | -0.0059588 | -0.0060834 | -0.006126 | -0.0061141 | -0.0060676 | -0.0060552 | -0.0064114 | -0.0062645 | -0.0061523 | -0.0060717 | -0.0061584 | -0.0061772 | -0.0061559 | -0.006114 | -0.0061065
[10 empty] | 0 | -0.1511 | -0.30343 | -0.30343 | -0.30343 | -0.30343 | -0.30343 | -0.30343 | -0.30343 | -0.28184 | -0.24158 | -0.20707 | -0.17749 | -0.15213 | -0.1304 | -0.11177 | -0.051777 | 0 | 0 | 0 | 0 | 0 | 0 | 0 | 0 | 0 | 0 | 0
[10 empty] | 0 | -0.0227 | -0.045583 | -0.045583 | -0.045583 | -0.045583 | -0.045583 | -0.045583 | -0.045583 | -0.04234 | -0.036292 | -0.031107 | -0.026663 | -0.022854 | -0.019589 | -0.016791 | -0.0077783 | 0 | 0 | 0 | 0 | 0 | 0 | 0 | 0 | 0 | 0 | 0
[10 empty] | 0 | -0.029492 | -0.059222 | -0.059222 | -0.059222 | -0.059222 | -0.059222 | -0.059222 | -0.059222 | -0.055009 | -0.047151 | -0.040415 | -0.034641 | -0.029693 | -0.025451 | -0.021815 | -0.010106 | 0 | 0 | 0 | 0 | 0 | 0 | 0 | 0 | 0 | 0 | 0
[10 empty] | 0 | -0.1511 | -0.15232 | 0 | 0 | 0 | 0 | 0 | 0 | 0 | 0 | 0 | 0 | 0 | 0 | 0 | 0 | 0 | 0 | 0 | 0 | 0 | 0 | 0 | 0 | 0 | 0 | 0
[10 empty] | 0 | -0.014718 | -0.029438 | -0.044162 | -0.058888 | -0.073617 | -0.08835 | -0.10308 | -0.11627 | -0.12809 | -0.13869 | -0.1482 | -0.15674 | -0.16443 | -0.17136 | -0.17761 | -0.18327 | -0.18838 | -0.19303 | -0.19725 | -0.2011 | -0.20462 | -0.20785 | -0.21081 | -0.21354 | -0.21606 | -0.2184 | -0.22058
[10 empty] | 0 | -0.002211 | -0.0044224 | -0.0066343 | -0.0088466 | -0.011059 | -0.013273 | -0.015486 | -0.017468 | -0.019243 | -0.020834 | -0.022263 | -0.023547 | -0.024702 | -0.025743 | -0.026682 | -0.027532 | -0.028301 | -0.028998 | -0.029633 | -0.030211 | -0.03074 | -0.031224 | -0.031669 | -0.032079 | -0.032459 | -0.03281 | -0.033138
[10 empty] | 0 | -0.0028726 | -0.0057457 | -0.0086194 | -0.011494 | -0.014369 | -0.017244 | -0.02012 | -0.022694 | -0.025 | -0.027068 | -0.028924 | -0.030593 | -0.032093 | -0.033446 | -0.034666 | -0.035769 | -0.036768 | -0.037675 | -0.0385 | -0.039251 | -0.039938 | -0.040567 | -0.041145 | -0.041678 | -0.042171 | -0.042628 | -0.043053
[10 empty] | 0 | -0.014718 | -0.014721 | -0.014723 | -0.014726 | -0.014729 | -0.014732 | -0.014735 | -0.014825 | -0.014905 | -0.014977 | -0.015041 | -0.0151 | -0.015152 | -0.015199 | -0.015251 | -0.015307 | -0.019897 | -0.019453 | -0.019066 | -0.018727 | -0.018432 | -0.018176 | -0.017955 | -0.018295 | -0.018546 | -0.018724 | -0.018842
[10 empty] | 0 | -0.001855 | -0.003704 | -0.0055472 | -0.0073844 | -0.0092157 | -0.011041 | -0.012861 | -0.014674 | -0.016482 | -0.018284 | -0.020081 | -0.021871 | -0.023656 | -0.025435 | -0.027208 | -0.028975 | -0.030573 | -0.032016 | -0.033319 | -0.034494 | -0.035555 | -0.03651 | -0.037371 | -0.038145 | -0.038841 | -0.039466 | -0.040026
[10 empty] | 0 | -0.00027867 | -0.00055645 | -0.00083334 | -0.0011093 | -0.0013845 | -0.0016587 | -0.001932 | -0.0022045 | -0.0024761 | -0.0027468 | -0.0030167 | -0.0032857 | -0.0035538 | -0.003821 | -0.0040874 | -0.0043529 | -0.0045929 | -0.0048097 | -0.0050054 | -0.005182 | -0.0053413 | -0.0054848 | -0.0056141 | -0.0057304 | -0.005835 | -0.0059289 | -0.0060131
[10 empty] | 0 | -0.00036205 | -0.00072295 | -0.0010827 | -0.0014413 | -0.0017987 | -0.002155 | -0.0025101 | -0.0028641 | -0.003217 | -0.0035687 | -0.0039193 | -0.0042688 | -0.0046171 | -0.0049643 | -0.0053104 | -0.0056554 | -0.0059671 | -0.0062488 | -0.0065031 | -0.0067325 | -0.0069395 | -0.007126 | -0.0072939 | -0.0074451 | -0.0075809 | -0.0077029 | -0.0078123
[10 empty] | 0 | -0.001855 | -0.001852 | -0.0018491 | -0.0018461 | -0.0018431 | -0.0018402 | -0.0018373 | -0.0018343 | -0.0018314 | -0.0018284 | -0.0018255 | -0.0018226 | -0.0018197 | -0.0018168 | -0.0018139 | -0.001811 | -0.0018081 | -0.0018052 | -0.0018023 | -0.0017994 | -0.0017965 | -0.0017936 | -0.0017908 | -0.0017879 | -0.0017851 | -0.0017822 | -0.0017793
[10 empty] | 0 | 0 | 0 | 0 | 0 | 0 | 0 | 0 | 0 | 0 | 0 | 0 | 0 | 0 | 0 | 0 | 0 | 0 | 0 | 0 | 0 | 0 | 0 | 0 | 0 | 0 | 0 | 0
[10 empty] | 0 | 0 | 0 | 0 | 0 | 0 | 0 | 0 | 0 | 0 | 0 | 0 | 0 | 0 | 0 | 0 | 0 | 0 | 0 | 0 | 0 | 0 | 0 | 0 | 0 | 0 | 0 | 0
[10 empty] | 0 | 0 | 0 | 0 | 0 | 0 | 0 | 0 | 0 | 0 | 0 | 0 | 0 | 0 | 0 | 0 | 0 | 0 | 0 | 0 | 0 | 0 | 0 | 0 | 0 | 0 | 0 | 0
[10 empty] | 0 | 0 | 0 | 0 | 0 | 0 | 0 | 0 | 0 | 0 | 0 | 0 | 0 | 0 | 0 | 0 | 0 | 0 | 0 | 0 | 0 | 0 | 0 | 0 | 0 | 0 | 0 | 0
[10 empty] | 0 | 0 | 0 | 0 | 0 | 0 | 0 | 0 | 0 | 0 | 0 | 0 | 0 | 0 | 0 | 0 | 0 | 0 | 0 | 0 | 0 | 0 | 0 | 0 | 0 | 0 | 0 | 0
[10 empty] | 0 | 0 | 0 | 0 | 0 | 0 | 0 | 0 | 0 | 0 | 0 | 0 | 0 | 0 | 0 | 0 | 0 | 0 | 0 | 0 | 0 | 0 | 0 | 0 | 0 | 0 | 0 | 0
[10 empty] | 0 | 0 | 0 | 0 | 0 | 0 | 0 | 0 | 0 | 0 | 0 | 0 | 0 | 0 | 0 | 0 | 0 | 0 | 0 | 0 | 0 | 0 | 0 | 0 | 0 | 0 | 0 | 0
[10 empty] | 0 | 0 | 0 | 0 | 0 | 0 | 0 | 0 | 0 | 0 | 0 | 0 | 0 | 0 | 0 | 0 | 0 | 0 | 0 | 0 | 0 | 0 | 0 | 0 | 0 | 0 | 0 | 0
[10 empty] | 0 | 0 | 0 | 0 | 0 | 0 | 0 | 0 | 0 | 0 | 0 | 0 | 0 | 0 | 0 | 0 | 0 | 0 | 0 | 0 | 0 | 0 | 0 | 0 | 0 | 0 | 0 | 0
[10 empty] | 0 | 0 | 0 | 0 | 0 | 0 | 0 | 0 | 0 | 0 | 0 | 0 | 0 | 0 | 0 | 0 | 0 | 0 | 0 | 0 | 0 | 0 | 0 | 0 | 0 | 0 | 0 | 0
[10 empty] | 0 | 0 | 0 | 0 | 0 | 0 | 0 | 0 | 0 | 0 | 0 | 0 | 0 | 0 | 0 | 0 | 0 | 0 | 0 | 0 | 0 | 0 | 0 | 0 | 0 | 0 | 0 | 0
[10 empty] | 0 | 0 | 0 | 0 | 0 | 0 | 0 | 0 | 0 | 0 | 0 | 0 | 0 | 0 | 0 | 0 | 0 | 0 | 0 | 0 | 0 | 0 | 0 | 0 | 0 | 0 | 0 | 0
[10 empty] | 0 | 0 | 0 | 0 | 0 | 0 | 0 | 0 | 0 | 0 | 0 | 0 | 0 | 0 | 0 | 0 | 0 | 0 | 0 | 0 | 0 | 0 | 0 | 0 | 0 | 0 | 0 | 0
[10 empty] | 0 | 0 | 0 | 0 | 0 | 0 | 0 | 0 | 0 | 0 | 0 | 0 | 0 | 0 | 0 | 0 | 0 | 0 | 0 | 0 | 0 | 0 | 0 | 0 | 0 | 0 | 0 | 0
[10 empty] | 0 | 0 | 0 | 0 | 0 | 0 | 0 | 0 | 0 | 0 | 0 | 0 | 0 | 0 | 0 | 0 | 0 | 0 | 0 | 0 | 0 | 0 | 0 | 0 | 0 | 0 | 0 | 0
[10 empty] | 0 | 0 | 0 | 0 | 0 | 0 | 0 | 0 | 0 | 0 | 0 | 0 | 0 | 0 | 0 | 0 | 0 | 0 | 0 | 0 | 0 | 0 | 0 | 0 | 0 | 0 | 0 | 0
[10 empty] | 0 | 0 | 0 | 0 | 0 | 0 | 0 | 0 | 0 | 0 | 0 | 0 | 0 | 0 | 0 | 0 | 0 | 0 | 0 | 0 | 0 | 0 | 0 | 0 | 0 | 0 | 0 | 0
[10 empty] | 0 | 0 | 0 | 0 | 0 | 0 | 0 | 0 | 0 | 0 | 0 | 0 | 0 | 0 | 0 | 0 | 0 | 0 | 0 | 0 | 0 | 0 | 0 | 0 | 0 | 0 | 0 | 0
[10 empty] | 0 | 0 | 0 | 0 | 0 | 0 | 0 | 0 | 0 | 0 | 0 | 0 | 0 | 0 | 0 | 0 | 0 | 0 | 0 | 0 | 0 | 0 | 0 | 0 | 0 | 0 | 0 | 0
[10 empty] | 0 | 0 | 0 | 0 | 0 | 0 | 0 | 0 | 0 | 0 | 0 | 0 | 0 | 0 | 0 | 0 | 0 | 0 | 0 | 0 | 0 | 0 | 0 | 0 | 0 | 0 | 0 | 0
[10 empty] | 0 | 0 | 0 | 0 | 0 | 0 | 0 | 0 | 0 | 0 | 0 | 0 | 0 | 0 | 0 | 0 | 0 | 0 | 0 | 0 | 0 | 0 | 0 | 0 | 0 | 0 | 0 | 0
[10 empty] | 0 | 0 | 0 | 0 | 0 | 0 | 0 | 0 | 0 | 0 | 0 | 0 | 0 | 0 | 0 | 0 | 0 | 0 | 0 | 0 | 0 | 0 | 0 | 0 | 0 | 0 | 0 | 0
[10 empty] | 0 | 0 | 0 | 0 | 0 | 0 | 0 | 0 | 0 | 0 | 0 | 0 | 0 | 0 | 0 | 0 | 0 | 0 | 0 | 0 | 0 | 0 | 0 | 0 | 0 | 0 | 0 | 0
[10 empty] | 0 | 0 | 0 | 0 | 0 | 0 | 0 | 0 | 0 | 0 | 0 | 0 | 0 | 0 | 0 | 0 | 0 | 0 | 0 | 0 | 0 | 0 | 0 | 0 | 0 | 0 | 0 | 0
[10 empty] | 0 | 0 | 0 | 0 | 0 | 0 | 0 | 0 | 0 | 0 | 0 | 0 | 0 | 0 | 0 | 0 | 0 | 0 | 0 | 0 | 0 | 0 | 0 | 0 | 0 | 0 | 0 | 0
[10 empty] | 0 | 0 | 0 | 0 | 0 | 0 | 0 | 0 | 0 | 0 | 0 | 0 | 0 | 0 | 0 | 0 | 0 | 0 | 0 | 0 | 0 | 0 | 0 | 0 | 0 | 0 | 0 | 0
[10 empty] | 0 | 0 | 0 | 0 | 0 | 0 | 0 | 0 | 0 | 0 | 0 | 0 | 0 | 0 | 0 | 0 | 0 | 0 | 0 | 0 | 0 | 0 | 0 | 0 | 0 | 0 | 0 | 0
[10 empty] | 0 | 0 | 0 | 0 | 0 | 0 | 0 | 0 | 0 | 0 | 0 | 0 | 0 | 0 | 0 | 0 | 0 | 0 | 0 | 0 | 0 | 0 | 0 | 0 | 0 | 0 | 0 | 0
[10 empty] | 0 | 0 | 0 | 0 | 0 | 0 | 0 | 0 | 0 | 0 | 0 | 0 | 0 | 0 | 0 | 0 | 0 | 0 | 0 | 0 | 0 | 0 | 0 | 0 | 0 | 0 | 0 | 0
[10 empty] | 0 | 0 | 0 | 0 | 0 | 0 | 0 | 0 | 0 | 0 | 0 | 0 | 0 | 0 | 0 | 0 | 0 | 0 | 0 | 0 | 0 | 0 | 0 | 0 | 0 | 0 | 0 | 0
[10 empty] | 0 | 0 | 0 | 0 | 0 | 0 | 0 | 0 | 0 | 0 | 0 | 0 | 0 | 0 | 0 | 0 | 0 | 0 | 0 | 0 | 0 | 0 | 0 | 0 | 0 | 0 | 0 | 0
[10 empty] | 0 | 0 | 0 | 0 | 0 | 0 | 0 | 0 | 0 | 0 | 0 | 0 | 0 | 0 | 0 | 0 | 0 | 0 | 0 | 0 | 0 | 0 | 0 | 0 | 0 | 0 | 0 | 0
[10 empty] | 0 | 0 | 0 | 0 | 0 | 0 | 0 | 0 | 0 | 0 | 0 | 0 | 0 | 0 | 0 | 0 | 0 | 0 | 0 | 0 | 0 | 0 | 0 | 0 | 0 | 0 | 0 | 0
[10 empty] | 0 | 0 | 0 | 0 | 0 | 0 | 0 | 0 | 0 | 0 | 0 | 0 | 0 | 0 | 0 | 0 | 0 | 0 | 0 | 0 | 0 | 0 | 0 | 0 | 0 | 0 | 0 | 0
[10 empty] | 0 | 0 | 0 | 0 | 0 | 0 | 0 | 0 | 0 | 0 | 0 | 0 | 0 | 0 | 0 | 0 | 0 | 0 | 0 | 0 | 0 | 0 | 0 | 0 | 0 | 0 | 0 | 0
[10 empty] | 0 | 0 | 0 | 0 | 0 | 0 | 0 | 0 | 0 | 0 | 0 | 0 | 0 | 0 | 0 | 0 | 0 | 0 | 0 | 0 | 0 | 0 | 0 | 0 | 0 | 0 | 0 | 0
[10 empty] | 0 | -0.026281 | -0.042242 | -0.057337 | -0.072576 | -0.087939 | -0.10365 | -0.12514 | -0.15245 | -0.18471 | -0.22186 | -0.26175 | -0.31708 | -0.38562 | -0.46701 | -0.55636 | -0.65594 | -0.7551 | -0.85591 | -0.95186 | -1.0493 | -1.146 | -1.2352 | -1.3085 | -1.3762 | -1.4361 | -1.4926 | -1.5353
[10 empty] | 0 | 0 | 0 | 0 | 0 | 0 | 0 | 0 | 0 | 0 | 0 | 0 | 0 | 0 | 0 | 0 | 0 | 0 | 0 | 0 | 0 | 0 | 0 | 0 | 0 | 0 | 0 | 0
[10 empty] | 0 | 0 | 0 | 0 | 0 | 0 | 0 | 0 | 0 | 0 | 0 | 0 | 0 | 0 | 0 | 0 | 0 | 0 | 0 | 0 | 0 | 0 | 0 | 0 | 0 | 0 | 0 | 0
[10 empty] | 0 | -0.026281 | -0.01596 | -0.015352 | -0.015615 | -0.015841 | -0.016074 | -0.022425 | -0.028144 | -0.033257 | -0.037917 | -0.041894 | -0.057061 | -0.070631 | -0.082967 | -0.093589 | -0.10324 | -0.10349 | -0.1039 | -0.10372 | -0.10372 | -0.10365 | -0.09594 | -0.087691 | -0.080408 | -0.073852 | -0.068119 | -0.062633
[10 empty] | 0 | -0.00010875 | -0.00021953 | -0.00033731 | -0.00046178 | -0.00047496 | -0.00048925 | -0.00050505 | -0.00052246 | -0.00054166 | -0.00056301 | -0.00058966 | -0.00061919 | -0.00065258 | -0.00067832 | -0.00069892 | -0.00071597 | -0.00073103 | -0.00076256 | -0.00081022 | -0.00087393 | -0.00093588 | -0.0010174 | -0.001106 | -0.0012006 | -0.0013348 | -0.0014702 | -0.0016071
[10 empty] | 0 | -4.2624e-05 | -8.6042e-05 | -0.00013221 | -0.00018099 | -0.00018616 | -0.00019176 | -0.00019795 | -0.00020477 | -0.0002123 | -0.00022067 | -0.00023111 | -0.00024269 | -0.00025578 | -0.00026586 | -0.00027394 | -0.00028062 | -0.00028652 | -0.00029888 | -0.00031756 | -0.00034253 | -0.00036681 | -0.00039876 | -0.00043349 | -0.00047055 | -0.00052315 | -0.00057624 | -0.00062991
[10 empty] | 0 | -2.9709e-05 | -5.9972e-05 | -9.2151e-05 | -0.00012615 | -0.00012975 | -0.00013366 | -0.00013797 | -0.00014273 | -0.00014798 | -0.00015381 | -0.00016109 | -0.00016916 | -0.00017828 | -0.00018531 | -0.00019094 | -0.0001956 | -0.00019971 | -0.00020832 | -0.00022134 | -0.00023875 | -0.00025567 | -0.00027794 | -0.00030214 | -0.00032798 | -0.00036464 | -0.00040165 | -0.00043905
[10 empty] | 0 | -0.00010875 | -0.00011078 | -0.00011779 | -0.00012446 | -1.3185e-05 | -1.4287e-05 | -1.58e-05 | -1.7408e-05 | -1.9208e-05 | -2.1349e-05 | -2.6649e-05 | -2.953e-05 | -3.3394e-05 | -4.1274e-05 | -4.9739e-05 | -5.8861e-05 | -6.8671e-05 | -7.9364e-05 | -9.0705e-05 | -0.00010287 | -0.00012968 | -0.0001429 | -0.00014631 | -0.00014979 | -0.00015333 | -0.00015694 | -0.00016167
[10 empty] | 0 | -0.0057731 | -0.012544 | -0.019115 | -0.025496 | -0.031692 | -0.037709 | -0.043556 | -0.049237 | -0.054751 | -0.060517 | -0.066005 | -0.072956 | -0.080272 | -0.087029 | -0.093579 | -0.099923 | -0.10606 | -0.11201 | -0.1179 | -0.12379 | -0.12911 | -0.13671 | -0.14413 | -0.15096 | -0.15767 | -0.16414 | -0.17036
[10 empty] | 0 | -0.0022627 | -0.0049165 | -0.0074919 | -0.0099928 | -0.012421 | -0.01478 | -0.017071 | -0.019298 | -0.021459 | -0.023719 | -0.02587 | -0.028595 | -0.031462 | -0.034111 | -0.036678 | -0.039164 | -0.041571 | -0.043901 | -0.046211 | -0.048519 | -0.050604 | -0.053584 | -0.056491 | -0.059169 | -0.061799 | -0.064332 | -0.066772
[10 empty] | 0 | -0.0015771 | -0.0034269 | -0.0052219 | -0.0069651 | -0.0086579 | -0.010302 | -0.011899 | -0.013451 | -0.014957 | -0.016533 | -0.018032 | -0.019931 | -0.021929 | -0.023775 | -0.025565 | -0.027298 | -0.028975 | -0.030599 | -0.03221 | -0.033818 | -0.035271 | -0.037349 | -0.039375 | -0.041241 | -0.043074 | -0.04484 | -0.046541
[10 empty] | 0 | -0.0057731 | -0.0067709 | -0.0065707 | -0.0063809 | -0.0061964 | -0.0060166 | -0.005847 | -0.0056819 | -0.0055133 | -0.0076909 | -0.0090278 | -0.011501 | -0.013617 | -0.01322 | -0.012825 | -0.012439 | -0.012061 | -0.011694 | -0.012258 | -0.013108 | -0.013932 | -0.018315 | -0.019228 | -0.019469 | -0.0197 | -0.019065 | -0.018445
[10 empty] | 0 | -0.021227 | -0.04242 | -0.063581 | -0.08471 | -0.10583 | -0.12692 | -0.14799 | -0.16903 | -0.19005 | -0.21105 | -0.23204 | -0.25302 | -0.27398 | -0.29496 | -0.31595 | -0.33695 | -0.35798 | -0.37902 | -0.40009 | -0.42119 | -0.44241 | -0.46366 | -0.48487 | -0.50603 | -0.52714 | -0.5482 | -0.56922
[10 empty] | 0 | -0.0083197 | -0.016626 | -0.02492 | -0.033202 | -0.04148 | -0.049747 | -0.058004 | -0.066251 | -0.07449 | -0.082719 | -0.090948 | -0.09917 | -0.10739 | -0.11561 | -0.12383 | -0.13207 | -0.14031 | -0.14856 | -0.15681 | -0.16508 | -0.1734 | -0.18173 | -0.19004 | -0.19833 | -0.20661 | -0.21486 | -0.2231
[10 empty] | 0 | -0.0057989 | -0.011589 | -0.017369 | -0.023142 | -0.028912 | -0.034674 | -0.040429 | -0.046178 | -0.05192 | -0.057656 | -0.063392 | -0.069123 | -0.07485 | -0.08058 | -0.086313 | -0.092052 | -0.097795 | -0.10355 | -0.1093 | -0.11506 | -0.12086 | -0.12667 | -0.13246 | -0.13824 | -0.14401 | -0.14976 | -0.1555
[10 empty] | 0 | -0.021227 | -0.021193 | -0.021161 | -0.02113 | -0.02112 | -0.021092 | -0.021067 | -0.021043 | -0.021019 | -0.020997 | -0.020996 | -0.020977 | -0.020964 | -0.024006 | -0.026615 | -0.028851 | -0.030769 | -0.032415 | -0.033828 | -0.03504 | -0.042367 | -0.042363 | -0.042295 | -0.042228 | -0.04216 | -0.042093 | -0.042466
[10 empty] | 0 | 0 | 0 | 0 | 0 | 0 | 0 | 0 | 0 | 0 | 0 | 0 | 0 | 0 | 0 | 0 | 0 | 0 | 0 | 0 | 0 | 0 | 0 | 0 | 0 | 0 | 0 | 0
[10 empty] | 0 | 0 | 0 | 0 | 0 | 0 | 0 | 0 | 0 | 0 | 0 | 0 | 0 | 0 | 0 | 0 | 0 | 0 | 0 | 0 | 0 | 0 | 0 | 0 | 0 | 0 | 0 | 0
[10 empty] | 0 | 0 | 0 | 0 | 0 | 0 | 0 | 0 | 0 | 0 | 0 | 0 | 0 | 0 | 0 | 0 | 0 | 0 | 0 | 0 | 0 | 0 | 0 | 0 | 0 | 0 | 0 | 0
[10 empty] | 0 | 0 | 0 | 0 | 0 | 0 | 0 | 0 | 0 | 0 | 0 | 0 | 0 | 0 | 0 | 0 | 0 | 0 | 0 | 0 | 0 | 0 | 0 | 0 | 0 | 0 | 0 | 0
[10 empty] | 0 | -0.11111 | -0.22203 | -0.33278 | -0.44336 | -0.55375 | -0.66397 | -0.77401 | -0.88388 | -0.99357 | -1.1031 | -1.2124 | -1.3216 | -1.4306 | -1.5394 | -1.648 | -1.7565 | -1.8648 | -1.9729 | -2.0809 | -2.1887 | -2.2963 | -2.4037 | -2.5109 | -2.618 | -2.725 | -2.8317 | -2.9383
[10 empty] | 0 | -0.022876 | -0.045715 | -0.068518 | -0.091285 | -0.11401 | -0.13671 | -0.15937 | -0.18199 | -0.20457 | -0.22712 | -0.24963 | -0.27211 | -0.29455 | -0.31695 | -0.33932 | -0.36166 | -0.38395 | -0.40622 | -0.42844 | -0.45063 | -0.47279 | -0.49491 | -0.51699 | -0.53904 | -0.56105 | -0.58303 | -0.60497
[10 empty] | 0 | -0.03084 | -0.06163 | -0.092372 | -0.12306 | -0.15371 | -0.1843 | -0.21485 | -0.24534 | -0.27579 | -0.30619 | -0.33654 | -0.36684 | -0.39709 | -0.4273 | -0.45745 | -0.48756 | -0.51762 | -0.54763 | -0.5776 | -0.60751 | -0.63738 | -0.6672 | -0.69697 | -0.7267 | -0.75637 | -0.786 | -0.81559
[10 empty] | 0 | -0.11111 | -0.11093 | -0.11075 | -0.11057 | -0.1104 | -0.11022 | -0.11004 | -0.10987 | -0.10969 | -0.10952 | -0.10934 | -0.10917 | -0.10899 | -0.12116 | -0.13194 | -0.14148 | -0.14993 | -0.15739 | -0.16399 | -0.16982 | -0.17496 | -0.17949 | -0.2177 | -0.21735 | -0.217 | -0.21665 | -0.21768
[10 empty] | 0 | -0.014599 | -0.029175 | -0.043727 | -0.058256 | -0.072762 | -0.087244 | -0.1017 | -0.11614 | -0.13055 | -0.14494 | -0.15931 | -0.17365 | -0.18798 | -0.20227 | -0.21655 | -0.2308 | -0.24503 | -0.25924 | -0.27342 | -0.28758 | -0.30172 | -0.31584 | -0.32993 | -0.344 | -0.35805 | -0.37208 | -0.38608
[10 empty] | 0 | -0.0030059 | -0.0060069 | -0.0090031 | -0.011995 | -0.014981 | -0.017963 | -0.02094 | -0.023913 | -0.02688 | -0.029843 | -0.032801 | -0.035754 | -0.038703 | -0.041647 | -0.044586 | -0.047521 | -0.050451 | -0.053376 | -0.056296 | -0.059212 | -0.062123 | -0.06503 | -0.067931 | -0.070829 | -0.073721 | -0.076609 | -0.079492
[10 empty] | 0 | -0.0040523 | -0.0080981 | -0.012137 | -0.01617 | -0.020197 | -0.024217 | -0.02823 | -0.032237 | -0.036238 | -0.040232 | -0.04422 | -0.048202 | -0.052177 | -0.056146 | -0.060108 | -0.064064 | -0.068014 | -0.071958 | -0.075895 | -0.079826 | -0.08375 | -0.087668 | -0.09158 | -0.095486 | -0.099386 | -0.10328 | -0.10717
[10 empty] | 0 | -0.014599 | -0.014576 | -0.014552 | -0.014529 | -0.014506 | -0.014483 | -0.014459 | -0.014436 | -0.014413 | -0.01439 | -0.014367 | -0.014344 | -0.014321 | -0.016384 | -0.018145 | -0.019648 | -0.02093 | -0.022023 | -0.022952 | -0.023743 | -0.028667 | -0.028621 | -0.028575 | -0.02853 | -0.028484 | -0.028438 | -0.028691
[10 empty] | 0 | -0.070474 | -0.090103 | -0.1097 | -0.1138 | -0.12449 | -0.13956 | -0.14996 | -0.17554 | -0.20122 | -0.22716 | -0.25323 | -0.28072 | -0.3083 | -0.33589 | -0.36347 | -0.39121 | -0.41906 | -0.4463 | -0.47314 | -0.49971 | -0.52642 | -0.55321 | -0.57923 | -0.60549 | -0.63197 | -0.65877 | -0.68593
[10 empty] | 0 | -0.025364 | -0.032428 | -0.039481 | -0.040956 | -0.044803 | -0.050228 | -0.053972 | -0.063176 | -0.072421 | -0.081754 | -0.091136 | -0.10103 | -0.11096 | -0.12089 | -0.13081 | -0.1408 | -0.15082 | -0.16062 | -0.17028 | -0.17984 | -0.18946 | -0.1991 | -0.20846 | -0.21792 | -0.22744 | -0.23709 | -0.24686
[10 empty] | 0 | -0.032751 | -0.041873 | -0.050981 | -0.052885 | -0.057853 | -0.064858 | -0.069693 | -0.081577 | -0.093515 | -0.10557 | -0.11768 | -0.13046 | -0.14328 | -0.1561 | -0.16892 | -0.18181 | -0.19475 | -0.20741 | -0.21988 | -0.23223 | -0.24464 | -0.2571 | -0.26919 | -0.28139 | -0.29369 | -0.30615 | -0.31877
[10 empty] | 0 | -0.070474 | -0.019629 | -0.019597 | -0.026119 | -0.030446 | -0.03331 | -0.043809 | -0.046831 | -0.049848 | -0.056038 | -0.060701 | -0.067817 | -0.07376 | -0.078217 | -0.082507 | -0.087996 | -0.092812 | -0.097262 | -0.10243 | -0.10718 | -0.11178 | -0.1168 | -0.12158 | -0.12622 | -0.13112 | -0.13588 | -0.14057
[10 empty] | 0 | -0.0015371 | -0.0028373 | -0.0041353 | -0.0054314 | -0.0067253 | -0.0080172 | -0.009693 | -0.011366 | -0.013037 | -0.014704 | -0.01637 | -0.018283 | -0.020194 | -0.022101 | -0.024005 | -0.025907 | -0.027805 | -0.0297 | -0.031592 | -0.033564 | -0.035644 | -0.037812 | -0.040048 | -0.042338 | -0.044778 | -0.047213 | -0.049584
[10 empty] | 0 | -0.00055319 | -0.0010211 | -0.0014883 | -0.0019547 | -0.0024204 | -0.0028854 | -0.0034885 | -0.0040907 | -0.0046919 | -0.0052921 | -0.0058914 | -0.0065801 | -0.0072677 | -0.0079541 | -0.0086395 | -0.0093238 | -0.010007 | -0.010689 | -0.01137 | -0.01208 | -0.012828 | -0.013608 | -0.014413 | -0.015237 | -0.016115 | -0.016992 | -0.017845
[10 empty] | 0 | -0.00071433 | -0.0013186 | -0.0019218 | -0.0025241 | -0.0031255 | -0.0037258 | -0.0045046 | -0.0052822 | -0.0060585 | -0.0068336 | -0.0076075 | -0.0084967 | -0.0093846 | -0.010271 | -0.011156 | -0.01204 | -0.012922 | -0.013803 | -0.014682 | -0.015598 | -0.016565 | -0.017572 | -0.018611 | -0.019676 | -0.02081 | -0.021942 | -0.023043
[10 empty] | 0 | -0.0015371 | -0.0013002 | -0.0012981 | -0.001296 | -0.0012939 | -0.0012919 | -0.0016758 | -0.0016732 | -0.0016705 | -0.0016678 | -0.0016651 | -0.0019135 | -0.0019105 | -0.0019074 | -0.0019044 | -0.0019013 | -0.0018983 | -0.0018952 | -0.0018922 | -0.0022787 | -0.0025866 | -0.0028318 | -0.0030267 | -0.0031814 | -0.0038144 | -0.0038083 | -0.0038023
[10 empty] | 0 | -0.0087518 | -0.01749 | -0.027615 | -0.038668 | -0.050557 | -0.063632 | -0.077054 | -0.090975 | -0.10508 | -0.11904 | -0.13298 | -0.14698 | -0.16096 | -0.17492 | -0.18807 | -0.20134 | -0.21468 | -0.22807 | -0.24153 | -0.25497 | -0.26834 | -0.28173 | -0.29511 | -0.30843 | -0.3217 | -0.33489 | -0.34806
[10 empty] | 0 | -0.0031498 | -0.0062945 | -0.0099385 | -0.013917 | -0.018196 | -0.022901 | -0.027732 | -0.032742 | -0.037819 | -0.042841 | -0.047859 | -0.052897 | -0.057928 | -0.062955 | -0.067687 | -0.072461 | -0.077263 | -0.082084 | -0.086928 | -0.091765 | -0.096575 | -0.1014 | -0.10621 | -0.111 | -0.11578 | -0.12053 | -0.12527
[10 empty] | 0 | -0.0040672 | -0.008128 | -0.012833 | -0.01797 | -0.023496 | -0.029572 | -0.035809 | -0.042279 | -0.048835 | -0.05532 | -0.061799 | -0.068305 | -0.074801 | -0.081292 | -0.087403 | -0.093568 | -0.099769 | -0.10599 | -0.11225 | -0.11849 | -0.1247 | -0.13093 | -0.13715 | -0.14333 | -0.1495 | -0.15563 | -0.16176
[10 empty] | 0 | -0.0087518 | -0.0087378 | -0.011641 | -0.013567 | -0.015815 | -0.019679 | -0.021582 | -0.024544 | -0.026856 | -0.029444 | -0.03226 | -0.034809 | -0.03755 | -0.040009 | -0.042613 | -0.045209 | -0.047696 | -0.050302 | -0.052808 | -0.055372 | -0.05791 | -0.060431 | -0.062977 | -0.065489 | -0.06802 | -0.070535 | -0.073047
[10 empty] | 0 | -0.02426 | -0.030563 | -0.031566 | -0.035009 | -0.040151 | -0.043359 | -0.053155 | -0.063218 | -0.073521 | -0.083809 | -0.094147 | -0.10545 | -0.11683 | -0.1283 | -0.13985 | -0.15137 | -0.16288 | -0.17437 | -0.18543 | -0.19654 | -0.20767 | -0.21877 | -0.22987 | -0.241 | -0.25174 | -0.26251 | -0.27327
[10 empty] | 0 | -0.0087313 | -0.010999 | -0.01136 | -0.0126 | -0.01445 | -0.015605 | -0.01913 | -0.022752 | -0.02646 | -0.030163 | -0.033883 | -0.037953 | -0.042046 | -0.046174 | -0.050331 | -0.054478 | -0.058619 | -0.062756 | -0.066737 | -0.070734 | -0.074739 | -0.078737 | -0.082729 | -0.086735 | -0.090602 | -0.094478 | -0.098351
[10 empty] | 0 | -0.011275 | -0.014203 | -0.01467 | -0.01627 | -0.018659 | -0.02015 | -0.024703 | -0.029379 | -0.034167 | -0.038949 | -0.043753 | -0.049007 | -0.054293 | -0.059624 | -0.064992 | -0.070346 | -0.075693 | -0.081036 | -0.086176 | -0.091338 | -0.096509 | -0.10167 | -0.10683 | -0.112 | -0.11699 | -0.122 | -0.127
[10 empty] | 0 | -0.02426 | -0.0063021 | -0.0083961 | -0.0097854 | -0.011406 | -0.014193 | -0.017214 | -0.019576 | -0.02142 | -0.023485 | -0.02573 | -0.029526 | -0.031851 | -0.033937 | -0.036145 | -0.038347 | -0.040456 | -0.042667 | -0.044793 | -0.046967 | -0.049121 | -0.051259 | -0.053418 | -0.055549 | -0.057696 | -0.059829 | -0.06196
[10 empty] | 0 | -0.0023246 | -0.0046084 | -0.0068562 | -0.0091201 | -0.011414 | -0.013718 | -0.016061 | -0.018449 | -0.020853 | -0.023269 | -0.025708 | -0.028189 | -0.030724 | -0.033315 | -0.035947 | -0.038615 | -0.04132 | -0.044071 | -0.046853 | -0.04965 | -0.052566 | -0.055489 | -0.058403 | -0.06129 | -0.064147 | -0.066981 | -0.069783
[10 empty] | 0 | -0.00049484 | -0.00098097 | -0.0014595 | -0.0019414 | -0.0024296 | -0.0029202 | -0.0034188 | -0.0039271 | -0.0044388 | -0.0049533 | -0.0054723 | -0.0060005 | -0.0065401 | -0.0070916 | -0.0076519 | -0.0082199 | -0.0087956 | -0.0093811 | -0.0099734 | -0.010569 | -0.01119 | -0.011812 | -0.012432 | -0.013047 | -0.013655 | -0.014258 | -0.014854
[10 empty] | 0 | -0.00052329 | -0.0010374 | -0.0015434 | -0.002053 | -0.0025693 | -0.0030881 | -0.0036154 | -0.0041529 | -0.0046941 | -0.0052381 | -0.0057869 | -0.0063455 | -0.0069161 | -0.0074994 | -0.0080919 | -0.0086925 | -0.0093014 | -0.0099206 | -0.010547 | -0.011176 | -0.011833 | -0.012491 | -0.013147 | -0.013797 | -0.01444 | -0.015078 | -0.015709
[10 empty] | 0 | -0.0023246 | -0.0022838 | -0.0022478 | -0.0022639 | -0.0022935 | -0.0023047 | -0.0023425 | -0.0023879 | -0.0024039 | -0.0024168 | -0.0024381 | -0.0027398 | -0.0030181 | -0.0032705 | -0.0034874 | -0.0036835 | -0.0038633 | -0.0040407 | -0.0041943 | -0.0043192 | -0.0052539 | -0.0052591 | -0.0052838 | -0.0053343 | -0.0054043 | -0.0054887 | -0.0055834
[10 empty] | 0 | -0.00159 | -0.0031667 | -0.004731 | -0.006293 | -0.0078553 | -0.0094142 | -0.010975 | -0.012699 | -0.014549 | -0.016499 | -0.01853 | -0.020539 | -0.022739 | -0.024871 | -0.026957 | -0.029011 | -0.031047 | -0.033073 | -0.035093 | -0.037149 | -0.038991 | -0.040872 | -0.042775 | -0.044687 | -0.046627 | -0.048553 | -0.050471
[10 empty] | 0 | -0.00033845 | -0.00067408 | -0.0010071 | -0.0013396 | -0.0016721 | -0.002004 | -0.0023362 | -0.0027032 | -0.0030971 | -0.0035121 | -0.0039444 | -0.0043721 | -0.0048404 | -0.0052942 | -0.0057382 | -0.0061755 | -0.0066089 | -0.0070402 | -0.0074701 | -0.0079079 | -0.0082999 | -0.0087003 | -0.0091054 | -0.0095123 | -0.0099253 | -0.010335 | -0.010744
[10 empty] | 0 | -0.00035791 | -0.00071284 | -0.001065 | -0.0014166 | -0.0017683 | -0.0021192 | -0.0024705 | -0.0028586 | -0.0032751 | -0.0037141 | -0.0041712 | -0.0046235 | -0.0051187 | -0.0055986 | -0.0060681 | -0.0065306 | -0.0069889 | -0.007445 | -0.0078997 | -0.0083626 | -0.0087772 | -0.0092006 | -0.009629 | -0.010059 | -0.010496 | -0.01093 | -0.011361
[10 empty] | 0 | -0.00159 | -0.0015767 | -0.0015643 | -0.001562 | -0.0015623 | -0.001559 | -0.0015606 | -0.0018849 | -0.0021396 | -0.0023419 | -0.0025053 | -0.0026363 | -0.0031685 | -0.0031656 | -0.0032244 | -0.0033223 | -0.0034417 | -0.0035729 | -0.0037017 | -0.0039945 | -0.004208 | -0.0043744 | -0.0045112 | -0.0046332 | -0.0048606 | -0.0049228 | -0.0050466
[10 empty] | 0 | -0.00024669 | -0.00049545 | -0.00074763 | -0.0010065 | -0.0012732 | -0.0015476 | -0.0018342 | -0.0021342 | -0.0024435 | -0.0027619 | -0.003091 | -0.0034311 | -0.0037828 | -0.0041461 | -0.0045193 | -0.0049076 | -0.0053116 | -0.0057337 | -0.0061724 | -0.0066255 | -0.0070922 | -0.0075714 | -0.0080729 | -0.0085832 | -0.009102 | -0.009628 | -0.010161
[10 empty] | 0 | -5.2512e-05 | -0.00010547 | -0.00015915 | -0.00021425 | -0.00027102 | -0.00032944 | -0.00039043 | -0.00045429 | -0.00052014 | -0.00058792 | -0.00065796 | -0.00073036 | -0.00080523 | -0.00088256 | -0.00096202 | -0.0010447 | -0.0011307 | -0.0012205 | -0.0013139 | -0.0014103 | -0.0015097 | -0.0016117 | -0.0017184 | -0.0018271 | -0.0019375 | -0.0020495 | -0.0021629
[10 empty] | 0 | -5.5531e-05 | -0.00011153 | -0.0001683 | -0.00022657 | -0.0002866 | -0.00034838 | -0.00041288 | -0.00048041 | -0.00055005 | -0.00062173 | -0.00069579 | -0.00077236 | -0.00085154 | -0.0009333 | -0.0010173 | -0.0011047 | -0.0011957 | -0.0012907 | -0.0013894 | -0.0014914 | -0.0015965 | -0.0017044 | -0.0018173 | -0.0019321 | -0.0020489 | -0.0021673 | -0.0022873
[10 empty] | 0 | -0.00024669 | -0.00024876 | -0.00025218 | -0.00025889 | -0.00026667 | -0.00027444 | -0.00028653 | -0.0003 | -0.00030935 | -0.00031842 | -0.00032902 | -0.00034012 | -0.00035174 | -0.00036324 | -0.00037329 | -0.00042348 | -0.00046979 | -0.0005144 | -0.00055487 | -0.00059076 | -0.00062398 | -0.00065485 | -0.0007668 | -0.00078255 | -0.00079856 | -0.00081483 | -0.00083136
[10 empty] | 0 | 0 | 0 | 0 | 0 | 0 | 0 | 0 | 0 | 0 | 0 | 0 | 0 | 0 | 0 | 0 | 0 | 0 | 0 | 0 | 0 | 0 | 0 | 0 | 0 | 0 | 0 | 0
[10 empty] | 0 | 0 | 0 | 0 | 0 | 0 | 0 | 0 | 0 | 0 | 0 | 0 | 0 | 0 | 0 | 0 | 0 | 0 | 0 | 0 | 0 | 0 | 0 | 0 | 0 | 0 | 0 | 0
[10 empty] | 0 | 0 | 0 | 0 | 0 | 0 | 0 | 0 | 0 | 0 | 0 | 0 | 0 | 0 | 0 | 0 | 0 | 0 | 0 | 0 | 0 | 0 | 0 | 0 | 0 | 0 | 0 | 0
[10 empty] | 0 | 0 | 0 | 0 | 0 | 0 | 0 | 0 | 0 | 0 | 0 | 0 | 0 | 0 | 0 | 0 | 0 | 0 | 0 | 0 | 0 | 0 | 0 | 0 | 0 | 0 | 0 | 0
[10 empty] | 0 | -8.516e-05 | -0.00016781 | -0.00024936 | -0.00033236 | -0.00041746 | -0.00050488 | -0.00059837 | -0.0006992 | -0.00080337 | -0.00091047 | -0.0010218 | -0.0011402 | -0.001267 | -0.0014025 | -0.0015448 | -0.0016938 | -0.0018496 | -0.0020138 | -0.0021845 | -0.002359 | -0.0025516 | -0.0027464 | -0.0029409 | -0.0031341 | -0.0033259 | -0.003516 | -0.0037035
[10 empty] | 0 | -1.8128e-05 | -3.5721e-05 | -5.308e-05 | -7.0749e-05 | -8.8863e-05 | -0.00010747 | -0.00012737 | -0.00014884 | -0.00017101 | -0.00019381 | -0.0002175 | -0.00024271 | -0.00026971 | -0.00029855 | -0.00032884 | -0.00036056 | -0.00039372 | -0.00042867 | -0.000465 | -0.00050215 | -0.00054314 | -0.00058461 | -0.00062601 | -0.00066715 | -0.00070796 | -0.00074845 | -0.00078836
[10 empty] | 0 | -1.917e-05 | -3.7775e-05 | -5.6132e-05 | -7.4817e-05 | -9.3973e-05 | -0.00011365 | -0.0001347 | -0.0001574 | -0.00018084 | -0.00020495 | -0.00023001 | -0.00025666 | -0.00028521 | -0.00031572 | -0.00034775 | -0.00038129 | -0.00041636 | -0.00045332 | -0.00049173 | -0.00053103 | -0.00057437 | -0.00061823 | -0.00066201 | -0.00070551 | -0.00074867 | -0.00079148 | -0.00083369
[10 empty] | 0 | -8.516e-05 | -8.2648e-05 | -8.155e-05 | -8.3003e-05 | -8.5098e-05 | -8.7418e-05 | -9.349e-05 | -0.00010084 | -0.00010417 | -0.00010711 | -0.00011129 | -0.00012789 | -0.00014443 | -0.00016021 | -0.00017348 | -0.00018615 | -0.00019855 | -0.00021259 | -0.00022485 | -0.00023431 | -0.00028382 | -0.00028751 | -0.00029078 | -0.00029534 | -0.0003009 | -0.00030722 | -0.00031409
[10 empty] | 0 | -0.00062169 | -0.0012729 | -0.0019548 | -0.0026684 | -0.0034149 | -0.0041954 | -0.005011 | -0.0058631 | -0.0067529 | -0.0076817 | -0.0086508 | -0.0096617 | -0.010716 | -0.011815 | -0.01296 | -0.014153 | -0.015395 | -0.016688 | -0.018034 | -0.019224 | -0.020169 | -0.021112 | -0.022054 | -0.022995 | -0.023934 | -0.024872 | -0.025808
[10 empty] | 0 | -0.00013234 | -0.00027097 | -0.00041612 | -0.00056802 | -0.00072692 | -0.00089305 | -0.0010667 | -0.0012481 | -0.0014375 | -0.0016352 | -0.0018415 | -0.0020567 | -0.002281 | -0.0025149 | -0.0027587 | -0.0030126 | -0.003277 | -0.0035523 | -0.0038389 | -0.0040921 | -0.0042932 | -0.0044941 | -0.0046947 | -0.0048949 | -0.0050948 | -0.0052943 | -0.0054936
[10 empty] | 0 | -0.00013995 | -0.00028655 | -0.00044005 | -0.00060068 | -0.00076872 | -0.0009444 | -0.001128 | -0.0013198 | -0.0015201 | -0.0017292 | -0.0019474 | -0.0021749 | -0.0024122 | -0.0026596 | -0.0029173 | -0.0031858 | -0.0034655 | -0.0037566 | -0.0040596 | -0.0043274 | -0.0045401 | -0.0047525 | -0.0049646 | -0.0051763 | -0.0053877 | -0.0055988 | -0.0058095
[10 empty] | 0 | -0.00062169 | -0.00065126 | -0.00068189 | -0.00071361 | -0.00074645 | -0.00078045 | -0.00081565 | -0.00085208 | -0.00088978 | -0.0010176 | -0.0011383 | -0.0012533 | -0.0013639 | -0.0014709 | -0.0015755 | -0.0016783 | -0.0019612 | -0.0020453 | -0.002145 | -0.002046 | -0.001868 | -0.0019394 | -0.002016 | -0.0020967 | -0.0021808 | -0.0023193 | -0.0024478
[10 empty] | 0 | -5.2482e-05 | -0.00010453 | -0.00015616 | -0.00020736 | -0.00025814 | -0.0003085 | -0.00035845 | -0.00040798 | -0.0004571 | -0.00050581 | -0.00055411 | -0.00060202 | -0.00064952 | -0.00069662 | -0.00074333 | -0.00078964 | -0.00083556 | -0.0008811 | -0.00092625 | -0.00097101 | -0.0010154 | -0.0010594 | -0.001103 | -0.0011463 | -0.0011892 | -0.0012317 | -0.0012738
[10 empty] | 0 | -1.1172e-05 | -2.2252e-05 | -3.3241e-05 | -4.414e-05 | -5.4949e-05 | -6.567e-05 | -7.6301e-05 | -8.6845e-05 | -9.7301e-05 | -0.00010767 | -0.00011795 | -0.00012815 | -0.00013826 | -0.00014829 | -0.00015823 | -0.00016809 | -0.00017786 | -0.00018756 | -0.00019717 | -0.0002067 | -0.00021614 | -0.00022551 | -0.0002348 | -0.000244 | -0.00025313 | -0.00026218 | -0.00027115
[10 empty] | 0 | -1.1814e-05 | -2.3531e-05 | -3.5152e-05 | -4.6678e-05 | -5.8109e-05 | -6.9446e-05 | -8.0688e-05 | -9.1838e-05 | -0.0001029 | -0.00011386 | -0.00012473 | -0.00013552 | -0.00014621 | -0.00015681 | -0.00016733 | -0.00017775 | -0.00018809 | -0.00019834 | -0.0002085 | -0.00021858 | -0.00022857 | -0.00023848 | -0.0002483 | -0.00025804 | -0.00026769 | -0.00027726 | -0.00028675
[10 empty] | 0 | -5.2482e-05 | -5.2052e-05 | -5.1625e-05 | -5.1201e-05 | -5.078e-05 | -5.0361e-05 | -4.9945e-05 | -4.9531e-05 | -4.912e-05 | -4.8712e-05 | -4.8306e-05 | -4.7902e-05 | -4.7501e-05 | -4.7103e-05 | -4.6707e-05 | -4.6314e-05 | -4.5923e-05 | -5.3032e-05 | -5.9011e-05 | -6.4022e-05 | -6.8204e-05 | -7.1676e-05 | -7.4541e-05 | -7.6886e-05 | -9.4077e-05 | -9.3286e-05 | -9.25e-05
[10 empty] | 0 | 0 | 0 | 0 | 0 | 0 | 0 | 0 | 0 | 0 | 0 | 0 | 0 | 0 | 0 | 0 | 0 | 0 | 0 | 0 | 0 | 0 | 0 | 0 | 0 | 0 | 0 | 0
[10 empty] | 0 | 0 | 0 | 0 | 0 | 0 | 0 | 0 | 0 | 0 | 0 | 0 | 0 | 0 | 0 | 0 | 0 | 0 | 0 | 0 | 0 | 0 | 0 | 0 | 0 | 0 | 0 | 0
[10 empty] | 0 | 0 | 0 | 0 | 0 | 0 | 0 | 0 | 0 | 0 | 0 | 0 | 0 | 0 | 0 | 0 | 0 | 0 | 0 | 0 | 0 | 0 | 0 | 0 | 0 | 0 | 0 | 0
[10 empty] | 0 | 0 | 0 | 0 | 0 | 0 | 0 | 0 | 0 | 0 | 0 | 0 | 0 | 0 | 0 | 0 | 0 | 0 | 0 | 0 | 0 | 0 | 0 | 0 | 0 | 0 | 0 | 0
[10 empty] | 0 | -0.0035717 | -0.0069995 | -0.010288 | -0.013441 | -0.016462 | -0.019357 | -0.022128 | -0.024779 | -0.027315 | -0.029738 | -0.032053 | -0.034262 | -0.03637 | -0.038378 | -0.040291 | -0.042111 | -0.043842 | -0.045486 | -0.047045 | -0.048524 | -0.049924 | -0.051247 | -0.052497 | -0.053676 | -0.054786 | -0.05583 | -0.056809
[10 empty] | 0 | -0.00053657 | -0.0010515 | -0.0015455 | -0.0020191 | -0.0024731 | -0.0029079 | -0.0033242 | -0.0037225 | -0.0041035 | -0.0044675 | -0.0048153 | -0.0051472 | -0.0054638 | -0.0057655 | -0.0060529 | -0.0063263 | -0.0065863 | -0.0068332 | -0.0070675 | -0.0072896 | -0.0074999 | -0.0076988 | -0.0078866 | -0.0080637 | -0.0082304 | -0.0083872 | -0.0085343
[10 empty] | 0 | -0.00069712 | -0.0013662 | -0.0020079 | -0.0026233 | -0.0032131 | -0.003778 | -0.0043188 | -0.0048363 | -0.0053313 | -0.0058043 | -0.0062561 | -0.0066873 | -0.0070986 | -0.0074906 | -0.007864 | -0.0082192 | -0.008557 | -0.0088778 | -0.0091822 | -0.0094708 | -0.009744 | -0.010002 | -0.010246 | -0.010476 | -0.010693 | -0.010897 | -0.011088
[10 empty] | 0 | -0.0035717 | -0.0034278 | -0.0032882 | -0.0031528 | -0.0042122 | -0.0048307 | -0.005158 | -0.0059993 | -0.0061432 | -0.0064111 | -0.0066658 | -0.0073191 | -0.0076837 | -0.0079278 | -0.0082471 | -0.0085112 | -0.0088053 | -0.0090532 | -0.0093774 | -0.0095993 | -0.009797 | -0.010003 | -0.010214 | -0.010413 | -0.010581 | -0.010756 | -0.010902
[10 empty] | 0 | -0.0002678 | -0.00052481 | -0.00077136 | -0.0010078 | -0.0012343 | -0.0014513 | -0.0016591 | -0.0018579 | -0.002048 | -0.0022297 | -0.0024033 | -0.002569 | -0.002727 | -0.0028776 | -0.003021 | -0.0031575 | -0.0032872 | -0.0034105 | -0.0035274 | -0.0036382 | -0.0037432 | -0.0038424 | -0.0039362 | -0.0040246 | -0.0041078 | -0.0041861 | -0.0042595
[10 empty] | 0 | -4.0232e-05 | -7.8842e-05 | -0.00011588 | -0.00015139 | -0.00018543 | -0.00021803 | -0.00024924 | -0.00027911 | -0.00030767 | -0.00033497 | -0.00036104 | -0.00038593 | -0.00040967 | -0.00043229 | -0.00045384 | -0.00047434 | -0.00049383 | -0.00051235 | -0.00052991 | -0.00054657 | -0.00056233 | -0.00057724 | -0.00059132 | -0.0006046 | -0.00061711 | -0.00062886 | -0.00063989
[10 empty] | 0 | -5.2269e-05 | -0.00010243 | -0.00015055 | -0.00019669 | -0.00024091 | -0.00028327 | -0.00032382 | -0.00036262 | -0.00039973 | -0.0004352 | -0.00046907 | -0.0005014 | -0.00053224 | -0.00056164 | -0.00058963 | -0.00061627 | -0.00064159 | -0.00066565 | -0.00068847 | -0.00071011 | -0.00073059 | -0.00074996 | -0.00076826 | -0.00078551 | -0.00080175 | -0.00081703 | -0.00083136
[10 empty] | 0 | -0.0002678 | -0.00025701 | -0.00024654 | -0.0002364 | -0.00022656 | -0.00021702 | -0.00020777 | -0.00028808 | -0.00033531 | -0.00036068 | -0.00042457 | -0.00040639 | -0.00038876 | -0.00037169 | -0.0003849 | -0.00040735 | -0.00042873 | -0.00047995 | -0.00049954 | -0.00050051 | -0.00050124 | -0.00048815 | -0.0004853 | -0.00048898 | -0.00051288 | -0.00053563 | -0.00054941
[10 empty] | 0 | -0.0017936 | -0.0035919 | -0.0053949 | -0.0072027 | -0.0090152 | -0.010833 | -0.012655 | -0.014481 | -0.016313 | -0.01815 | -0.019991 | -0.021837 | -0.023688 | -0.025544 | -0.027405 | -0.02927 | -0.031141 | -0.033016 | -0.034896 | -0.036781 | -0.038671 | -0.040566 | -0.042466 | -0.044371 | -0.046281 | -0.048196 | -0.050116
[10 empty] | 0 | -0.00026944 | -0.0005396 | -0.00081047 | -0.001082 | -0.0013543 | -0.0016273 | -0.0019011 | -0.0021755 | -0.0024507 | -0.0027266 | -0.0030032 | -0.0032805 | -0.0035586 | -0.0038374 | -0.0041169 | -0.0043972 | -0.0046782 | -0.0049599 | -0.0052424 | -0.0055256 | -0.0058095 | -0.0060942 | -0.0063796 | -0.0066658 | -0.0069527 | -0.0072404 | -0.0075288
[10 empty] | 0 | -0.00035007 | -0.00070105 | -0.001053 | -0.0014058 | -0.0017596 | -0.0021143 | -0.0024699 | -0.0028265 | -0.003184 | -0.0035424 | -0.0039018 | -0.0042621 | -0.0046234 | -0.0049856 | -0.0053488 | -0.0057129 | -0.006078 | -0.006444 | -0.006811 | -0.0071789 | -0.0075478 | -0.0079177 | -0.0082885 | -0.0086603 | -0.0090331 | -0.0094068 | -0.0097816
[10 empty] | 0 | -0.0017936 | -0.0017983 | -0.001803 | -0.0018078 | -0.0024104 | -0.0028153 | -0.0030884 | -0.003628 | -0.0038368 | -0.0041126 | -0.0043891 | -0.004873 | -0.0052278 | -0.0055319 | -0.005881 | -0.0062114 | -0.0065648 | -0.0069035 | -0.0072883 | -0.007631 | -0.007969 | -0.0083178 | -0.0086765 | -0.0090361 | -0.0093873 | -0.0097484 | -0.010102
[10 empty] | 0 | -0.0015227 | -0.0030092 | -0.00446 | -0.0058759 | -0.0072574 | -0.0086052 | -0.0099198 | -0.011202 | -0.012452 | -0.013671 | -0.014859 | -0.016017 | -0.017145 | -0.018244 | -0.019314 | -0.020357 | -0.021371 | -0.022359 | -0.02332 | -0.024255 | -0.025165 | -0.026049 | -0.026909 | -0.027745 | -0.028557 | -0.029346 | -0.030112
[10 empty] | 0 | -0.00022876 | -0.00045207 | -0.00067002 | -0.00088273 | -0.0010903 | -0.0012927 | -0.0014902 | -0.0016828 | -0.0018707 | -0.0020538 | -0.0022322 | -0.0024062 | -0.0025756 | -0.0027407 | -0.0029015 | -0.0030581 | -0.0032106 | -0.003359 | -0.0035034 | -0.0036438 | -0.0037805 | -0.0039133 | -0.0040425 | -0.0041681 | -0.00429 | -0.0044085 | -0.0045236
[10 empty] | 0 | -0.0002972 | -0.00058733 | -0.0008705 | -0.0011468 | -0.0014165 | -0.0016795 | -0.0019361 | -0.0021864 | -0.0024304 | -0.0026683 | -0.0029001 | -0.0031261 | -0.0033463 | -0.0035608 | -0.0037697 | -0.0039732 | -0.0041712 | -0.004364 | -0.0045516 | -0.0047341 | -0.0049116 | -0.0050843 | -0.0052521 | -0.0054152 | -0.0055737 | -0.0057276 | -0.0058771
[10 empty] | 0 | -0.0015227 | -0.0014865 | -0.0014508 | -0.0014159 | -0.0013815 | -0.0016523 | -0.0018556 | -0.002005 | -0.0021117 | -0.0021843 | -0.0026901 | -0.002721 | -0.0027704 | -0.002826 | -0.0028798 | -0.0030989 | -0.0032575 | -0.0033752 | -0.0034643 | -0.0035326 | -0.0037399 | -0.0038084 | -0.0038869 | -0.0039648 | -0.0040359 | -0.0041733 | -0.0042768
[10 empty] | 0 | -0.0048431 | -0.0096784 | -0.014506 | -0.019326 | -0.024138 | -0.028943 | -0.033739 | -0.038528 | -0.04331 | -0.048084 | -0.05285 | -0.057608 | -0.062359 | -0.067103 | -0.071838 | -0.076567 | -0.081287 | -0.086 | -0.090706 | -0.095404 | -0.10009 | -0.10478 | -0.10945 | -0.11412 | -0.11878 | -0.12343 | -0.12808
[10 empty] | 0 | -0.00072757 | -0.001454 | -0.0021792 | -0.0029033 | -0.0036262 | -0.004348 | -0.0050686 | -0.0057881 | -0.0065064 | -0.0072235 | -0.0079395 | -0.0086544 | -0.0093681 | -0.010081 | -0.010792 | -0.011502 | -0.012212 | -0.01292 | -0.013627 | -0.014332 | -0.015037 | -0.01574 | -0.016443 | -0.017144 | -0.017844 | -0.018543 | -0.019241
[10 empty] | 0 | -0.00094527 | -0.001889 | -0.0028313 | -0.003772 | -0.0047112 | -0.005649 | -0.0065852 | -0.0075199 | -0.0084531 | -0.0093849 | -0.010315 | -0.011244 | -0.012171 | -0.013097 | -0.014021 | -0.014944 | -0.015865 | -0.016785 | -0.017704 | -0.018621 | -0.019536 | -0.02045 | -0.021363 | -0.022274 | -0.023183 | -0.024092 | -0.024998
[10 empty] | 0 | -0.0048431 | -0.0048353 | -0.0048276 | -0.0048199 | -0.0048122 | -0.0048045 | -0.0047968 | -0.0047891 | -0.0047814 | -0.0057424 | -0.0065081 | -0.0071176 | -0.0076022 | -0.0079868 | -0.009561 | -0.0095457 | -0.0095304 | -0.0095151 | -0.0096936 | -0.0099881 | -0.010344 | -0.010724 | -0.011104 | -0.011975 | -0.012616 | -0.013083 | -0.01342
[10 empty] | 0 | -0.00059055 | -0.0011573 | -0.001701 | -0.0022223 | -0.0027219 | -0.0032004 | -0.0036586 | -0.004097 | -0.0045162 | -0.0049169 | -0.0052997 | -0.005665 | -0.0060134 | -0.0063455 | -0.0066618 | -0.0069627 | -0.0072488 | -0.0075206 | -0.0077785 | -0.0080229 | -0.0082543 | -0.0084732 | -0.0086799 | -0.0088748 | -0.0090584 | -0.0092309 | -0.0093928
[10 empty] | 0 | -8.8717e-05 | -0.00017386 | -0.00025553 | -0.00033385 | -0.0004089 | -0.00048079 | -0.00054962 | -0.00061548 | -0.00067847 | -0.00073866 | -0.00079616 | -0.00085104 | -0.00090338 | -0.00095327 | -0.0010008 | -0.001046 | -0.001089 | -0.0011298 | -0.0011685 | -0.0012053 | -0.00124 | -0.0012729 | -0.001304 | -0.0013332 | -0.0013608 | -0.0013867 | -0.0014111
[10 empty] | 0 | -0.00011526 | -0.00022588 | -0.00033199 | -0.00043374 | -0.00053125 | -0.00062465 | -0.00071407 | -0.00079964 | -0.00088147 | -0.00095968 | -0.0010344 | -0.0011057 | -0.0011737 | -0.0012385 | -0.0013002 | -0.001359 | -0.0014148 | -0.0014679 | -0.0015182 | -0.0015659 | -0.0016111 | -0.0016538 | -0.0016941 | -0.0017322 | -0.001768 | -0.0018017 | -0.0018333
[10 empty] | 0 | -0.00059055 | -0.00056675 | -0.00054367 | -0.00052129 | -0.00049959 | -0.00067541 | -0.00077832 | -0.00083306 | -0.00097277 | -0.00093154 | -0.00095719 | -0.0010033 | -0.0010472 | -0.0011569 | -0.001197 | -0.001218 | -0.0012595 | -0.0012616 | -0.0013085 | -0.0013529 | -0.0013851 | -0.0014295 | -0.0014422 | -0.0014589 | -0.0014854 | -0.0015026 | -0.0015343
[10 empty] | 0 | 0 | 0 | 0 | 0 | 0 | 0 | 0 | 0 | 0 | 0 | 0 | 0 | 0 | 0 | 0 | 0 | 0 | 0 | 0 | 0 | 0 | 0 | 0 | 0 | 0 | 0 | 0
[10 empty] | 0 | 0 | 0 | 0 | 0 | 0 | 0 | 0 | 0 | 0 | 0 | 0 | 0 | 0 | 0 | 0 | 0 | 0 | 0 | 0 | 0 | 0 | 0 | 0 | 0 | 0 | 0 | 0
[10 empty] | 0 | 0 | 0 | 0 | 0 | 0 | 0 | 0 | 0 | 0 | 0 | 0 | 0 | 0 | 0 | 0 | 0 | 0 | 0 | 0 | 0 | 0 | 0 | 0 | 0 | 0 | 0 | 0
[10 empty] | 0 | 0 | 0 | 0 | 0 | 0 | 0 | 0 | 0 | 0 | 0 | 0 | 0 | 0 | 0 | 0 | 0 | 0 | 0 | 0 | 0 | 0 | 0 | 0 | 0 | 0 | 0 | 0
[10 empty] | 0 | -0.00023346 | -0.00056452 | -0.0010244 | -0.0016396 | -0.0024435 | -0.0035298 | -0.0048223 | -0.0066026 | -0.0088625 | -0.011682 | -0.015082 | -0.019231 | -0.023763 | -0.029516 | -0.036171 | -0.043829 | -0.052644 | -0.062723 | -0.073829 | -0.087196 | -0.10338 | -0.12291 | -0.14599 | -0.17326 | -0.20526 | -0.24279 | -0.28675
[10 empty] | 0 | -3.5072e-05 | -8.4807e-05 | -0.0001539 | -0.00024632 | -0.00036708 | -0.00053027 | -0.00072444 | -0.00099189 | -0.0013314 | -0.001755 | -0.0022657 | -0.002889 | -0.0035698 | -0.0044342 | -0.0054338 | -0.0065844 | -0.0079086 | -0.0094228 | -0.011091 | -0.013099 | -0.01553 | -0.018465 | -0.021932 | -0.026028 | -0.030836 | -0.036474 | -0.043079
[10 empty] | 0 | -4.5566e-05 | -0.00011018 | -0.00019994 | -0.00032002 | -0.00047692 | -0.00068894 | -0.0009412 | -0.0012887 | -0.0017298 | -0.0022801 | -0.0029437 | -0.0037534 | -0.0046379 | -0.005761 | -0.0070597 | -0.0085545 | -0.010275 | -0.012242 | -0.01441 | -0.017019 | -0.020177 | -0.023989 | -0.028494 | -0.033816 | -0.040063 | -0.047387 | -0.055968
[10 empty] | 0 | -0.00023346 | -0.00033106 | -0.0004599 | -0.0006152 | -0.00080388 | -0.0010863 | -0.0012925 | -0.0017803 | -0.0022599 | -0.0028663 | -0.0035034 | -0.0043237 | -0.0047948 | -0.0061249 | -0.0072296 | -0.0084029 | -0.0098003 | -0.01136 | -0.012753 | -0.015459 | -0.018774 | -0.022695 | -0.02696 | -0.031977 | -0.037619 | -0.044194 | -0.051692
[10 empty] | 0 | -0.0013512 | -0.0027003 | -0.0040472 | -0.0053919 | -0.0067345 | -0.008075 | -0.0094133 | -0.010749 | -0.012083 | -0.013415 | -0.014745 | -0.016073 | -0.017398 | -0.018722 | -0.020043 | -0.021362 | -0.022679 | -0.023994 | -0.025307 | -0.026618 | -0.027926 | -0.029233 | -0.030537 | -0.031839 | -0.03314 | -0.034438 | -0.035734
[10 empty] | 0 | -0.00020299 | -0.00040566 | -0.000608 | -0.00081002 | -0.0010117 | -0.0012131 | -0.0014141 | -0.0016149 | -0.0018153 | -0.0020154 | -0.0022151 | -0.0024146 | -0.0026137 | -0.0028125 | -0.003011 | -0.0032092 | -0.003407 | -0.0036046 | -0.0038018 | -0.0039987 | -0.0041953 | -0.0043916 | -0.0045875 | -0.0047832 | -0.0049785 | -0.0051735 | -0.0053683
[10 empty] | 0 | -0.00026373 | -0.00052703 | -0.00078992 | -0.0010524 | -0.0013144 | -0.0015761 | -0.0018373 | -0.002098 | -0.0023584 | -0.0026184 | -0.0028779 | -0.003137 | -0.0033957 | -0.003654 | -0.0039119 | -0.0041694 | -0.0044265 | -0.0046831 | -0.0049393 | -0.0051952 | -0.0054506 | -0.0057056 | -0.0059602 | -0.0062144 | -0.0064682 | -0.0067215 | -0.0069745
[10 empty] | 0 | -0.0013512 | -0.0013491 | -0.0013469 | -0.0013447 | -0.0013426 | -0.0013404 | -0.0013383 | -0.0013362 | -0.001334 | -0.0013319 | -0.0015228 | -0.0016858 | -0.0018249 | -0.0019436 | -0.0020446 | -0.0021307 | -0.0022038 | -0.0026596 | -0.0026553 | -0.0026511 | -0.0026744 | -0.0027174 | -0.0027739 | -0.0028389 | -0.0029088 | -0.0029807 | -0.0030524
[10 empty] | 0 | -0.0011869 | -0.0023719 | -0.003555 | -0.0047361 | -0.0059155 | -0.0070929 | -0.0082684 | -0.0094421 | -0.010614 | -0.011784 | -0.012952 | -0.014118 | -0.015282 | -0.016445 | -0.017605 | -0.018764 | -0.019921 | -0.021076 | -0.022229 | -0.02338 | -0.02453 | -0.025677 | -0.026823 | -0.027967 | -0.029109 | -0.03025 | -0.031388
[10 empty] | 0 | -0.0001783 | -0.00035632 | -0.00053405 | -0.0007115 | -0.00088867 | -0.0010655 | -0.0012421 | -0.0014185 | -0.0015945 | -0.0017702 | -0.0019457 | -0.0021209 | -0.0022958 | -0.0024704 | -0.0026448 | -0.0028189 | -0.0029927 | -0.0031662 | -0.0033394 | -0.0035124 | -0.0036851 | -0.0038575 | -0.0040296 | -0.0042015 | -0.004373 | -0.0045443 | -0.0047154
[10 empty] | 0 | -0.00023165 | -0.00046294 | -0.00069385 | -0.00092439 | -0.0011546 | -0.0013844 | -0.0016138 | -0.0018429 | -0.0020716 | -0.0022999 | -0.0025279 | -0.0027555 | -0.0029828 | -0.0032096 | -0.0034362 | -0.0036623 | -0.0038881 | -0.0041135 | -0.0043386 | -0.0045633 | -0.0047877 | -0.0050117 | -0.0052353 | -0.0054586 | -0.0056815 | -0.0059041 | -0.0061263
[10 empty] | 0 | -0.0011869 | -0.001185 | -0.0011831 | -0.0011812 | -0.0011793 | -0.0011774 | -0.0011755 | -0.0013432 | -0.0014864 | -0.0016086 | -0.0017128 | -0.0018016 | -0.0018771 | -0.0019414 | -0.0023659 | -0.0024037 | -0.0024532 | -0.0025103 | -0.0025716 | -0.0026348 | -0.0026978 | -0.0028616 | -0.003 | -0.0031194 | -0.0032243 | -0.0033183 | -0.0034037
[10 empty] | 0 | -6.8661e-05 | -0.00013721 | -0.00020565 | -0.00027399 | -0.00034221 | -0.00041032 | -0.00047833 | -0.00054622 | -0.00061401 | -0.00068169 | -0.00074926 | -0.00081672 | -0.00088407 | -0.00095132 | -0.0010185 | -0.0010855 | -0.0011524 | -0.0012192 | -0.0012859 | -0.0013525 | -0.001419 | -0.0014854 | -0.0015517 | -0.0016179 | -0.001684 | -0.0017499 | -0.0018158
[10 empty] | 0 | -1.0315e-05 | -2.0613e-05 | -3.0895e-05 | -4.116e-05 | -5.1409e-05 | -6.1642e-05 | -7.1858e-05 | -8.2058e-05 | -9.2241e-05 | -0.00010241 | -0.00011256 | -0.00012269 | -0.00013281 | -0.00014292 | -0.000153 | -0.00016307 | -0.00017313 | -0.00018316 | -0.00019318 | -0.00020319 | -0.00021318 | -0.00022315 | -0.00023311 | -0.00024305 | -0.00025298 | -0.00026289 | -0.00027278
[10 empty] | 0 | -1.3401e-05 | -2.6781e-05 | -4.0139e-05 | -5.3476e-05 | -6.6792e-05 | -8.0086e-05 | -9.3359e-05 | -0.00010661 | -0.00011984 | -0.00013305 | -0.00014624 | -0.00015941 | -0.00017255 | -0.00018568 | -0.00019878 | -0.00021186 | -0.00022493 | -0.00023797 | -0.00025099 | -0.00026399 | -0.00027697 | -0.00028992 | -0.00030286 | -0.00031578 | -0.00032867 | -0.00034155 | -0.0003544
[10 empty] | 0 | -6.8661e-05 | -6.8551e-05 | -6.8442e-05 | -6.8332e-05 | -8.1955e-05 | -9.281e-05 | -0.00010145 | -0.00010832 | -0.00011652 | -0.00014322 | -0.00014827 | -0.00015365 | -0.00015958 | -0.00017324 | -0.00018444 | -0.00019387 | -0.00020211 | -0.00021176 | -0.00022655 | -0.00023457 | -0.00024271 | -0.00025127 | -0.00026308 | -0.00027346 | -0.00028291 | -0.00029185 | -0.00030172
[10 empty] | 0 | -0.0024957 | -0.005137 | -0.005137 | -0.005137 | -0.005137 | -0.005137 | -0.005137 | -0.005137 | -0.0047805 | -0.0040975 | -0.0035122 | -0.0030104 | -0.0025804 | -0.0022118 | -0.0018958 | -0.00089783 | 0 | 0 | 0 | 0 | 0 | 0 | 0 | 0 | 0 | 0 | 0
[10 empty] | 0 | -0.00037492 | -0.00077172 | -0.00077172 | -0.00077172 | -0.00077172 | -0.00077172 | -0.00077172 | -0.00077172 | -0.00071816 | -0.00061557 | -0.00052763 | -0.00045225 | -0.00038765 | -0.00033227 | -0.0002848 | -0.00013488 | 0 | 0 | 0 | 0 | 0 | 0 | 0 | 0 | 0 | 0 | 0
[10 empty] | 0 | -0.0004871 | -0.0010026 | -0.0010026 | -0.0010026 | -0.0010026 | -0.0010026 | -0.0010026 | -0.0010026 | -0.00093304 | -0.00079975 | -0.0006855 | -0.00058757 | -0.00050363 | -0.00043169 | -0.00037002 | -0.00017524 | 0 | 0 | 0 | 0 | 0 | 0 | 0 | 0 | 0 | 0 | 0
[10 empty] | 0 | -0.0024957 | -0.0026413 | 0 | 0 | 0 | 0 | 0 | 0 | 0 | 0 | 0 | 0 | 0 | 0 | 0 | 0 | 0 | 0 | 0 | 0 | 0 | 0 | 0 | 0 | 0 | 0 | 0
[10 empty] | 0 | -0.00034911 | -0.00070139 | -0.0010568 | -0.0014155 | -0.0017774 | -0.0021425 | -0.0025109 | -0.0028827 | -0.0032577 | -0.003636 | -0.0040178 | -0.0044029 | -0.0047914 | -0.0051833 | -0.0055787 | -0.0059776 | -0.00638 | -0.0067859 | -0.0071953 | -0.0076084 | -0.008025 | -0.0084452 | -0.0088691 | -0.0092967 | -0.0097279 | -0.010163 | -0.010602
[10 empty] | 0 | -5.2446e-05 | -0.00010537 | -0.00015877 | -0.00021265 | -0.00026701 | -0.00032187 | -0.00037721 | -0.00043305 | -0.00048939 | -0.00054623 | -0.00060358 | -0.00066143 | -0.0007198 | -0.00077868 | -0.00083808 | -0.000898 | -0.00095845 | -0.0010194 | -0.0010809 | -0.001143 | -0.0012056 | -0.0012687 | -0.0013324 | -0.0013966 | -0.0014614 | -0.0015268 | -0.0015927
[10 empty] | 0 | -6.8139e-05 | -0.0001369 | -0.00020627 | -0.00027628 | -0.00034691 | -0.00041818 | -0.00049008 | -0.00056263 | -0.00063583 | -0.00070967 | -0.00078418 | -0.00085934 | -0.00093517 | -0.0010117 | -0.0010888 | -0.0011667 | -0.0012452 | -0.0013245 | -0.0014044 | -0.001485 | -0.0015663 | -0.0016483 | -0.0017311 | -0.0018145 | -0.0018987 | -0.0019836 | -0.0020692
[10 empty] | 0 | -0.00034911 | -0.00035227 | -0.00035546 | -0.00035866 | -0.00036189 | -0.00036514 | -0.00036841 | -0.00041049 | -0.00044864 | -0.0004833 | -0.00051485 | -0.00054365 | -0.00057002 | -0.00059421 | -0.0006208 | -0.00064909 | -0.00078599 | -0.00080508 | -0.00082566 | -0.00084731 | -0.00086967 | -0.00089293 | -0.00091719 | -0.00096634 | -0.0010114 | -0.001053 | -0.001092
[10 empty] | 0 | -7.7291e-05 | -0.00015446 | -0.0002315 | -0.00030842 | -0.00038522 | -0.0004619 | -0.00053845 | -0.00061488 | -0.00069119 | -0.00076737 | -0.00084343 | -0.00091938 | -0.0009952 | -0.0010709 | -0.0011465 | -0.0012219 | -0.0012973 | -0.0013725 | -0.0014476 | -0.0015226 | -0.0015974 | -0.0016721 | -0.0017468 | -0.0018213 | -0.0018956 | -0.0019699 | -0.002044
[10 empty] | 0 | -1.1611e-05 | -2.3204e-05 | -3.4778e-05 | -4.6334e-05 | -5.7871e-05 | -6.939e-05 | -8.089e-05 | -9.2372e-05 | -0.00010384 | -0.00011528 | -0.00012671 | -0.00013812 | -0.00014951 | -0.00016088 | -0.00017223 | -0.00018357 | -0.00019489 | -0.00020618 | -0.00021747 | -0.00022873 | -0.00023998 | -0.0002512 | -0.00026241 | -0.0002736 | -0.00028478 | -0.00029593 | -0.00030707
[10 empty] | 0 | -1.5086e-05 | -3.0147e-05 | -4.5184e-05 | -6.0197e-05 | -7.5187e-05 | -9.0152e-05 | -0.00010509 | -0.00012001 | -0.0001349 | -0.00014977 | -0.00016462 | -0.00017944 | -0.00019424 | -0.00020902 | -0.00022377 | -0.00023849 | -0.0002532 | -0.00026788 | -0.00028254 | -0.00029717 | -0.00031178 | -0.00032637 | -0.00034093 | -0.00035547 | -0.00036999 | -0.00038448 | -0.00039895
[10 empty] | 0 | -7.7291e-05 | -7.7167e-05 | -7.7044e-05 | -7.6921e-05 | -7.6798e-05 | -7.6675e-05 | -7.6552e-05 | -7.643e-05 | -7.6307e-05 | -7.6185e-05 | -7.6063e-05 | -7.5942e-05 | -7.582e-05 | -7.5699e-05 | -7.5578e-05 | -7.5457e-05 | -8.2363e-05 | -8.8618e-05 | -9.4284e-05 | -9.9412e-05 | -0.00010405 | -0.00010825 | -0.00011204 | -0.00011547 | -0.00011856 | -0.00012135 | -0.00012387
[10 empty] | 0 | 0 | 0 | 0 | 0 | 0 | 0 | 0 | 0 | 0 | 0 | 0 | 0 | 0 | 0 | 0 | 0 | 0 | 0 | 0 | 0 | 0 | 0 | 0 | 0 | 0 | 0 | 0
[10 empty] | 0 | 0 | 0 | 0 | 0 | 0 | 0 | 0 | 0 | 0 | 0 | 0 | 0 | 0 | 0 | 0 | 0 | 0 | 0 | 0 | 0 | 0 | 0 | 0 | 0 | 0 | 0 | 0
[10 empty] | 0 | 0 | 0 | 0 | 0 | 0 | 0 | 0 | 0 | 0 | 0 | 0 | 0 | 0 | 0 | 0 | 0 | 0 | 0 | 0 | 0 | 0 | 0 | 0 | 0 | 0 | 0 | 0
[10 empty] | 0 | 0 | 0 | 0 | 0 | 0 | 0 | 0 | 0 | 0 | 0 | 0 | 0 | 0 | 0 | 0 | 0 | 0 | 0 | 0 | 0 | 0 | 0 | 0 | 0 | 0 | 0 | 0
[10 empty] | 0 | 0 | 0 | 0 | 0 | 0 | 0 | 0 | 0 | 0 | 0 | 0 | 0 | 0 | 0 | 0 | 0 | 0 | 0 | 0 | 0 | 0 | 0 | 0 | 0 | 0 | 0 | 0
[10 empty] | 0 | 0 | 0 | 0 | 0 | 0 | 0 | 0 | 0 | 0 | 0 | 0 | 0 | 0 | 0 | 0 | 0 | 0 | 0 | 0 | 0 | 0 | 0 | 0 | 0 | 0 | 0 | 0
[10 empty] | 0 | 0 | 0 | 0 | 0 | 0 | 0 | 0 | 0 | 0 | 0 | 0 | 0 | 0 | 0 | 0 | 0 | 0 | 0 | 0 | 0 | 0 | 0 | 0 | 0 | 0 | 0 | 0
[10 empty] | 0 | 0 | 0 | 0 | 0 | 0 | 0 | 0 | 0 | 0 | 0 | 0 | 0 | 0 | 0 | 0 | 0 | 0 | 0 | 0 | 0 | 0 | 0 | 0 | 0 | 0 | 0 | 0
[10 empty] | 0 | 0 | 0 | 0 | 0 | 0 | 0 | 0 | 0 | 0 | 0 | 0 | 0 | 0 | 0 | 0 | 0 | 0 | 0 | 0 | 0 | 0 | 0 | 0 | 0 | 0 | 0 | 0
[10 empty] | 0 | 0 | 0 | 0 | 0 | 0 | 0 | 0 | 0 | 0 | 0 | 0 | 0 | 0 | 0 | 0 | 0 | 0 | 0 | 0 | 0 | 0 | 0 | 0 | 0 | 0 | 0 | 0
[10 empty] | 0 | 0 | 0 | 0 | 0 | 0 | 0 | 0 | 0 | 0 | 0 | 0 | 0 | 0 | 0 | 0 | 0 | 0 | 0 | 0 | 0 | 0 | 0 | 0 | 0 | 0 | 0 | 0
[10 empty] | 0 | 0 | 0 | 0 | 0 | 0 | 0 | 0 | 0 | 0 | 0 | 0 | 0 | 0 | 0 | 0 | 0 | 0 | 0 | 0 | 0 | 0 | 0 | 0 | 0 | 0 | 0 | 0
[10 empty] | 0 | 0 | 0 | 0 | 0 | 0 | 0 | 0 | 0 | 0 | 0 | 0 | 0 | 0 | 0 | 0 | 0 | 0 | 0 | 0 | 0 | 0 | 0 | 0 | 0 | 0 | 0 | 0
[10 empty] | 0 | 0 | 0 | 0 | 0 | 0 | 0 | 0 | 0 | 0 | 0 | 0 | 0 | 0 | 0 | 0 | 0 | 0 | 0 | 0 | 0 | 0 | 0 | 0 | 0 | 0 | 0 | 0
[10 empty] | 0 | 0 | 0 | 0 | 0 | 0 | 0 | 0 | 0 | 0 | 0 | 0 | 0 | 0 | 0 | 0 | 0 | 0 | 0 | 0 | 0 | 0 | 0 | 0 | 0 | 0 | 0 | 0
[10 empty] | 0 | 0 | 0 | 0 | 0 | 0 | 0 | 0 | 0 | 0 | 0 | 0 | 0 | 0 | 0 | 0 | 0 | 0 | 0 | 0 | 0 | 0 | 0 | 0 | 0 | 0 | 0 | 0
[10 empty] | 0 | 0 | 0 | 0 | 0 | 0 | 0 | 0 | 0 | 0 | 0 | 0 | 0 | 0 | 0 | 0 | 0 | 0 | 0 | 0 | 0 | 0 | 0 | 0 | 0 | 0 | 0 | 0
[10 empty] | 0 | 0 | 0 | 0 | 0 | 0 | 0 | 0 | 0 | 0 | 0 | 0 | 0 | 0 | 0 | 0 | 0 | 0 | 0 | 0 | 0 | 0 | 0 | 0 | 0 | 0 | 0 | 0
[10 empty] | 0 | 0 | 0 | 0 | 0 | 0 | 0 | 0 | 0 | 0 | 0 | 0 | 0 | 0 | 0 | 0 | 0 | 0 | 0 | 0 | 0 | 0 | 0 | 0 | 0 | 0 | 0 | 0
[10 empty] | 0 | 0 | 0 | 0 | 0 | 0 | 0 | 0 | 0 | 0 | 0 | 0 | 0 | 0 | 0 | 0 | 0 | 0 | 0 | 0 | 0 | 0 | 0 | 0 | 0 | 0 | 0 | 0
[10 empty] | 0 | 0 | 0 | 0 | 0 | 0 | 0 | 0 | 0 | 0 | 0 | 0 | 0 | 0 | 0 | 0 | 0 | 0 | 0 | 0 | 0 | 0 | 0 | 0 | 0 | 0 | 0 | 0
[10 empty] | 0 | 0 | 0 | 0 | 0 | 0 | 0 | 0 | 0 | 0 | 0 | 0 | 0 | 0 | 0 | 0 | 0 | 0 | 0 | 0 | 0 | 0 | 0 | 0 | 0 | 0 | 0 | 0
[10 empty] | 0 | 0 | 0 | 0 | 0 | 0 | 0 | 0 | 0 | 0 | 0 | 0 | 0 | 0 | 0 | 0 | 0 | 0 | 0 | 0 | 0 | 0 | 0 | 0 | 0 | 0 | 0 | 0
[10 empty] | 0 | 0 | 0 | 0 | 0 | 0 | 0 | 0 | 0 | 0 | 0 | 0 | 0 | 0 | 0 | 0 | 0 | 0 | 0 | 0 | 0 | 0 | 0 | 0 | 0 | 0 | 0 | 0
[10 empty] | 0 | 0 | 0 | 0 | 0 | 0 | 0 | 0 | 0 | 0 | 0 | 0 | 0 | 0 | 0 | 0 | 0 | 0 | 0 | 0 | 0 | 0 | 0 | 0 | 0 | 0 | 0 | 0
[10 empty] | 0 | 0 | 0 | 0 | 0 | 0 | 0 | 0 | 0 | 0 | 0 | 0 | 0 | 0 | 0 | 0 | 0 | 0 | 0 | 0 | 0 | 0 | 0 | 0 | 0 | 0 | 0 | 0
[10 empty] | 0 | 0 | 0 | 0 | 0 | 0 | 0 | 0 | 0 | 0 | 0 | 0 | 0 | 0 | 0 | 0 | 0 | 0 | 0 | 0 | 0 | 0 | 0 | 0 | 0 | 0 | 0 | 0
[10 empty] | 0 | 0 | 0 | 0 | 0 | 0 | 0 | 0 | 0 | 0 | 0 | 0 | 0 | 0 | 0 | 0 | 0 | 0 | 0 | 0 | 0 | 0 | 0 | 0 | 0 | 0 | 0 | 0
[10 empty] | 0 | 0 | 0 | 0 | 0 | 0 | 0 | 0 | 0 | 0 | 0 | 0 | 0 | 0 | 0 | 0 | 0 | 0 | 0 | 0 | 0 | 0 | 0 | 0 | 0 | 0 | 0 | 0
[10 empty] | 0 | 0 | 0 | 0 | 0 | 0 | 0 | 0 | 0 | 0 | 0 | 0 | 0 | 0 | 0 | 0 | 0 | 0 | 0 | 0 | 0 | 0 | 0 | 0 | 0 | 0 | 0 | 0
[10 empty] | 0 | 0 | 0 | 0 | 0 | 0 | 0 | 0 | 0 | 0 | 0 | 0 | 0 | 0 | 0 | 0 | 0 | 0 | 0 | 0 | 0 | 0 | 0 | 0 | 0 | 0 | 0 | 0
[10 empty] | 0 | 0 | 0 | 0 | 0 | 0 | 0 | 0 | 0 | 0 | 0 | 0 | 0 | 0 | 0 | 0 | 0 | 0 | 0 | 0 | 0 | 0 | 0 | 0 | 0 | 0 | 0 | 0
[10 empty] | 0 | 0 | 0 | 0 | 0 | 0 | 0 | 0 | 0 | 0 | 0 | 0 | 0 | 0 | 0 | 0 | 0 | 0 | 0 | 0 | 0 | 0 | 0 | 0 | 0 | 0 | 0 | 0
[10 empty] | 0 | 0 | 0 | 0 | 0 | 0 | 0 | 0 | 0 | 0 | 0 | 0 | 0 | 0 | 0 | 0 | 0 | 0 | 0 | 0 | 0 | 0 | 0 | 0 | 0 | 0 | 0 | 0
[10 empty] | 0 | 0 | 0 | 0 | 0 | 0 | 0 | 0 | 0 | 0 | 0 | 0 | 0 | 0 | 0 | 0 | 0 | 0 | 0 | 0 | 0 | 0 | 0 | 0 | 0 | 0 | 0 | 0
[10 empty] | 0 | 0 | 0 | 0 | 0 | 0 | 0 | 0 | 0 | 0 | 0 | 0 | 0 | 0 | 0 | 0 | 0 | 0 | 0 | 0 | 0 | 0 | 0 | 0 | 0 | 0 | 0 | 0
[10 empty] | 0 | -0.0039623 | -0.007934 | -0.011838 | -0.015693 | -0.019503 | -0.023326 | -0.026988 | -0.030665 | -0.034299 | -0.037983 | -0.041436 | -0.044941 | -0.048404 | -0.051955 | -0.055206 | -0.058545 | -0.061844 | -0.065265 | -0.068321 | -0.0715 | -0.07464 | -0.077936 | -0.080805 | -0.08383 | -0.086817 | -0.089991 | -0.092679
[10 empty] | 0 | 0 | 0 | 0 | 0 | 0 | 0 | 0 | 0 | 0 | 0 | 0 | 0 | 0 | 0 | 0 | 0 | 0 | 0 | 0 | 0 | 0 | 0 | 0 | 0 | 0 | 0 | 0
[10 empty] | 0 | 0 | 0 | 0 | 0 | 0 | 0 | 0 | 0 | 0 | 0 | 0 | 0 | 0 | 0 | 0 | 0 | 0 | 0 | 0 | 0 | 0 | 0 | 0 | 0 | 0 | 0 | 0
[10 empty] | 0 | -0.0039623 | -0.0039716 | -0.0039042 | -0.003855 | -0.0038096 | -0.0038231 | -0.0036625 | -0.0036768 | -0.0036333 | -0.0036848 | -0.0034527 | -0.003505 | -0.003463 | -0.0035509 | -0.0032507 | -0.0033392 | -0.0032987 | -0.0034212 | -0.0030561 | -0.0031793 | -0.0031402 | -0.0036558 | -0.0035573 | -0.0040058 | -0.0042294 | -0.0046496 | -0.0043775
[10 empty] | 0 | -0.0087695 | -0.017354 | -0.025702 | -0.034664 | -0.039679 | -0.044945 | -0.050445 | -0.056159 | -0.062391 | -0.069075 | -0.076846 | -0.085567 | -0.095126 | -0.1031 | -0.10971 | -0.11519 | -0.11966 | -0.1239 | -0.12795 | -0.13181 | -0.13442 | -0.13706 | -0.13976 | -0.14239 | -0.14629 | -0.15004 | -0.15366
[10 empty] | 0 | -0.0034372 | -0.0068019 | -0.010074 | -0.013586 | -0.015552 | -0.017616 | -0.019771 | -0.022011 | -0.024454 | -0.027074 | -0.030119 | -0.033538 | -0.037284 | -0.040407 | -0.042999 | -0.045146 | -0.0469 | -0.048561 | -0.050148 | -0.051661 | -0.052684 | -0.053721 | -0.054777 | -0.055808 | -0.057336 | -0.058808 | -0.060227
[10 empty] | 0 | -0.0023957 | -0.004741 | -0.0070215 | -0.0094698 | -0.01084 | -0.012278 | -0.013781 | -0.015342 | -0.017044 | -0.018871 | -0.020993 | -0.023376 | -0.025987 | -0.028164 | -0.029971 | -0.031467 | -0.03269 | -0.033848 | -0.034954 | -0.036009 | -0.036721 | -0.037444 | -0.03818 | -0.038899 | -0.039964 | -0.04099 | -0.041979
[10 empty] | 0 | -0.0087695 | -0.0085848 | -0.0083476 | -0.0089619 | -0.0050156 | -0.0052654 | -0.0054998 | -0.0057144 | -0.0062319 | -0.0066846 | -0.0077705 | -0.0087214 | -0.0095588 | -0.0092216 | -0.0089129 | -0.0086421 | -0.0084667 | -0.008377 | -0.008349 | -0.0083311 | -0.009812 | -0.0096578 | -0.0095896 | -0.0098303 | -0.010165 | -0.010564 | -0.010845
[10 empty] | 0 | -0.024567 | -0.048548 | -0.068753 | -0.086468 | -0.10348 | -0.12003 | -0.13951 | -0.16099 | -0.18381 | -0.20184 | -0.21501 | -0.22938 | -0.24349 | -0.25408 | -0.26335 | -0.27198 | -0.28038 | -0.28874 | -0.29744 | -0.30634 | -0.31383 | -0.32665 | -0.33864 | -0.34894 | -0.35921 | -0.36916 | -0.37905
[10 empty] | 0 | -0.0096287 | -0.019028 | -0.026948 | -0.033891 | -0.040557 | -0.047046 | -0.054682 | -0.0631 | -0.072044 | -0.079112 | -0.084271 | -0.089904 | -0.095435 | -0.099585 | -0.10322 | -0.1066 | -0.10989 | -0.11317 | -0.11658 | -0.12007 | -0.12301 | -0.12803 | -0.13273 | -0.13676 | -0.14079 | -0.14469 | -0.14857
[10 empty] | 0 | -0.0067113 | -0.013263 | -0.018783 | -0.023622 | -0.028269 | -0.032791 | -0.038114 | -0.043982 | -0.050216 | -0.055142 | -0.058738 | -0.062664 | -0.066519 | -0.069411 | -0.071944 | -0.074301 | -0.076596 | -0.078882 | -0.081258 | -0.08369 | -0.085736 | -0.089236 | -0.092513 | -0.095326 | -0.098132 | -0.10085 | -0.10355
[10 empty] | 0 | -0.024567 | -0.023981 | -0.020205 | -0.017715 | -0.017008 | -0.016555 | -0.019483 | -0.021478 | -0.02282 | -0.026221 | -0.026616 | -0.030075 | -0.035339 | -0.030293 | -0.027178 | -0.026571 | -0.027382 | -0.028538 | -0.031463 | -0.033348 | -0.034076 | -0.042987 | -0.042287 | -0.040233 | -0.040127 | -0.037984 | -0.037477
[10 empty] | 0 | -0.41339 | -0.8302 | -1.2488 | -1.6698 | -2.1475 | -2.628 | -3.1118 | -3.5991 | -4.0896 | -4.5832 | -5.0803 | -5.5809 | -6.0853 | -6.5523 | -6.9876 | -7.3967 | -7.7839 | -8.1457 | -8.4864 | -8.8087 | -9.135 | -9.4456 | -9.7436 | -10.0309 | -10.2938 | -10.5519 | -10.8064
[10 empty] | 0 | -0.16203 | -0.32539 | -0.48946 | -0.65448 | -0.8417 | -1.03 | -1.2197 | -1.4107 | -1.6029 | -1.7964 | -1.9912 | -2.1874 | -2.3851 | -2.5681 | -2.7388 | -2.8991 | -3.0509 | -3.1927 | -3.3262 | -3.4525 | -3.5804 | -3.7022 | -3.8189 | -3.9315 | -4.0346 | -4.1358 | -4.2355
[10 empty] | 0 | -0.11293 | -0.2268 | -0.34116 | -0.45618 | -0.58668 | -0.71795 | -0.85012 | -0.98324 | -1.1172 | -1.2521 | -1.3879 | -1.5246 | -1.6624 | -1.79 | -1.9089 | -2.0207 | -2.1265 | -2.2253 | -2.3184 | -2.4064 | -2.4956 | -2.5804 | -2.6618 | -2.7403 | -2.8121 | -2.8827 | -2.9522
[10 empty] | 0 | -0.41339 | -0.4168 | -0.4186 | -0.42104 | -0.47767 | -0.48051 | -0.48381 | -0.4873 | -0.49044 | -0.49364 | -0.49706 | -0.50063 | -0.50437 | -0.52605 | -0.54552 | -0.56329 | -0.57959 | -0.59486 | -0.60913 | -0.62153 | -0.77278 | -0.76448 | -0.75794 | -0.75332 | -0.75036 | -0.74884 | -0.75116
[10 empty] | 0 | 0 | 0 | 0 | 0 | 0 | 0 | 0 | 0 | 0 | 0 | 0 | 0 | 0 | 0 | 0 | 0 | 0 | 0 | 0 | 0 | 0 | 0 | 0 | 0 | 0 | 0 | 0
[10 empty] | 0 | 0 | 0 | 0 | 0 | 0 | 0 | 0 | 0 | 0 | 0 | 0 | 0 | 0 | 0 | 0 | 0 | 0 | 0 | 0 | 0 | 0 | 0 | 0 | 0 | 0 | 0 | 0
[10 empty] | 0 | 0 | 0 | 0 | 0 | 0 | 0 | 0 | 0 | 0 | 0 | 0 | 0 | 0 | 0 | 0 | 0 | 0 | 0 | 0 | 0 | 0 | 0 | 0 | 0 | 0 | 0 | 0
[10 empty] | 0 | 0 | 0 | 0 | 0 | 0 | 0 | 0 | 0 | 0 | 0 | 0 | 0 | 0 | 0 | 0 | 0 | 0 | 0 | 0 | 0 | 0 | 0 | 0 | 0 | 0 | 0 | 0
[10 empty] | 0 | -0.0084414 | -0.017329 | -0.026601 | -0.036925 | -0.048162 | -0.060191 | -0.072905 | -0.086208 | -0.099842 | -0.11376 | -0.12927 | -0.14618 | -0.1643 | -0.18108 | -0.19672 | -0.21051 | -0.22275 | -0.23366 | -0.24336 | -0.25198 | -0.25962 | -0.26635 | -0.2746 | -0.28211 | -0.28673 | -0.29115 | -0.29507
[10 empty] | 0 | -0.001738 | -0.003568 | -0.0054771 | -0.0076027 | -0.0099164 | -0.012393 | -0.015011 | -0.01775 | -0.020557 | -0.023422 | -0.026617 | -0.030098 | -0.033828 | -0.037283 | -0.040503 | -0.043344 | -0.045863 | -0.048109 | -0.050107 | -0.051882 | -0.053455 | -0.054841 | -0.056539 | -0.058084 | -0.059037 | -0.059946 | -0.060754
[10 empty] | 0 | -0.0023431 | -0.0048102 | -0.0073839 | -0.010249 | -0.013369 | -0.016708 | -0.020236 | -0.023929 | -0.027714 | -0.031576 | -0.035883 | -0.040576 | -0.045605 | -0.050262 | -0.054603 | -0.058433 | -0.06183 | -0.064857 | -0.067551 | -0.069944 | -0.072064 | -0.073933 | -0.076222 | -0.078305 | -0.079589 | -0.080815 | -0.081905
[10 empty] | 0 | -0.0084414 | -0.0089218 | -0.0093414 | -0.01043 | -0.011385 | -0.012222 | -0.012954 | -0.013594 | -0.01398 | -0.014313 | -0.015972 | -0.017427 | -0.018702 | -0.017448 | -0.016388 | -0.015494 | -0.014818 | -0.014319 | -0.013966 | -0.013731 | -0.01359 | -0.013507 | -0.015847 | -0.01586 | -0.016008 | -0.016462 | -0.016696
[10 empty] | 0 | -0.00025273 | -0.00051084 | -0.00077321 | -0.0010605 | -0.0013686 | -0.0016939 | -0.0020334 | -0.0023845 | -0.0027398 | -0.0030984 | -0.0035002 | -0.0039383 | -0.0044064 | -0.0048357 | -0.0052324 | -0.0055759 | -0.005876 | -0.0061407 | -0.0063741 | -0.0065799 | -0.0068282 | -0.0070461 | -0.0072363 | -0.0074132 | -0.007512 | -0.0076079 | -0.0076916
[10 empty] | 0 | -5.2036e-05 | -0.00010518 | -0.0001592 | -0.00021835 | -0.00028178 | -0.00034876 | -0.00041866 | -0.00049095 | -0.00056412 | -0.00063794 | -0.00072068 | -0.00081087 | -0.00090726 | -0.00099564 | -0.0010773 | -0.0011481 | -0.0012098 | -0.0012643 | -0.0013124 | -0.0013548 | -0.0014059 | -0.0014508 | -0.0014899 | -0.0015263 | -0.0015467 | -0.0015664 | -0.0015837
[10 empty] | 0 | -7.0151e-05 | -0.0001418 | -0.00021462 | -0.00029437 | -0.00037988 | -0.00047017 | -0.00056441 | -0.00066187 | -0.0007605 | -0.00086003 | -0.00097157 | -0.0010932 | -0.0012231 | -0.0013423 | -0.0014524 | -0.0015477 | -0.001631 | -0.0017045 | -0.0017693 | -0.0018264 | -0.0018953 | -0.0019558 | -0.0020086 | -0.0020577 | -0.0020851 | -0.0021117 | -0.002135
[10 empty] | 0 | -0.00025273 | -0.00025912 | -0.00026441 | -0.00029039 | -0.00031231 | -0.00033077 | -0.00034627 | -0.00035924 | -0.0003649 | -0.0003695 | -0.00041424 | -0.00045204 | -0.00048392 | -0.0004474 | -0.00041709 | -0.00039193 | -0.00037398 | -0.00036162 | -0.00035357 | -0.00034881 | -0.00041446 | -0.0004053 | -0.00039782 | -0.00040307 | -0.00041161 | -0.00042232 | -0.00042573
[10 empty] | 0 | -1.4201 | -1.8096 | -2.1959 | -2.2804 | -2.5015 | -2.812 | -3.0405 | -3.5087 | -3.9283 | -4.3115 | -4.6555 | -4.9779 | -5.2645 | -5.5122 | -5.726 | -5.9117 | -6.0715 | -6.1912 | -6.2792 | -6.3411 | -6.3856 | -6.4172 | -6.4171 | -6.4121 | -6.4061 | -6.4045 | -6.4099
[10 empty] | 0 | -0.51109 | -0.65126 | -0.79031 | -0.82071 | -0.90029 | -1.012 | -1.0943 | -1.2628 | -1.4138 | -1.5517 | -1.6755 | -1.7915 | -1.8947 | -1.9838 | -2.0608 | -2.1276 | -2.1851 | -2.2282 | -2.2599 | -2.2822 | -2.2982 | -2.3095 | -2.3095 | -2.3077 | -2.3056 | -2.305 | -2.3069
[10 empty] | 0 | -0.65996 | -0.84096 | -1.0205 | -1.0598 | -1.1625 | -1.3068 | -1.413 | -1.6306 | -1.8256 | -2.0037 | -2.1636 | -2.3134 | -2.4466 | -2.5617 | -2.6611 | -2.7474 | -2.8216 | -2.8772 | -2.9181 | -2.9469 | -2.9676 | -2.9823 | -2.9822 | -2.9799 | -2.9771 | -2.9764 | -2.9789
[10 empty] | 0 | -1.4201 | -0.39516 | -0.39358 | -0.52267 | -0.60735 | -0.66253 | -0.86835 | -0.86704 | -0.87406 | -0.95 | -0.98268 | -1.045 | -1.0942 | -1.0991 | -1.1033 | -1.1322 | -1.141 | -1.1409 | -1.1551 | -1.1569 | -1.156 | -1.1634 | -1.1638 | -1.1609 | -1.1632 | -1.1616 | -1.1585
[10 empty] | 0 | -0.028463 | -0.052367 | -0.076079 | -0.099601 | -0.12293 | -0.14608 | -0.17608 | -0.20584 | -0.23536 | -0.26464 | -0.29368 | -0.32702 | -0.36008 | -0.39287 | -0.42539 | -0.45765 | -0.48964 | -0.52137 | -0.55284 | -0.57877 | -0.60109 | -0.62051 | -0.6376 | -0.65283 | -0.66836 | -0.68204 | -0.69318
[10 empty] | 0 | -0.010244 | -0.018847 | -0.027381 | -0.035846 | -0.044244 | -0.052573 | -0.063372 | -0.074082 | -0.084707 | -0.095244 | -0.1057 | -0.11769 | -0.12959 | -0.14139 | -0.1531 | -0.16471 | -0.17622 | -0.18764 | -0.19897 | -0.2083 | -0.21633 | -0.22332 | -0.22947 | -0.23495 | -0.24054 | -0.24546 | -0.24948
[10 empty] | 0 | -0.013228 | -0.024337 | -0.035356 | -0.046288 | -0.057131 | -0.067887 | -0.08183 | -0.095661 | -0.10938 | -0.12299 | -0.13648 | -0.15197 | -0.16734 | -0.18258 | -0.19769 | -0.21269 | -0.22755 | -0.2423 | -0.25692 | -0.26897 | -0.27934 | -0.28837 | -0.29631 | -0.30339 | -0.31061 | -0.31696 | -0.32214
[10 empty] | 0 | -0.028463 | -0.024018 | -0.023922 | -0.023826 | -0.023731 | -0.023636 | -0.030587 | -0.030465 | -0.030343 | -0.030222 | -0.030101 | -0.034508 | -0.03437 | -0.034232 | -0.034095 | -0.033959 | -0.033823 | -0.033688 | -0.033553 | -0.033419 | -0.033285 | -0.033152 | -0.033019 | -0.032887 | -0.041343 | -0.039467 | -0.037946
[10 empty] | 0 | -0.49892 | -0.99384 | -1.5514 | -2.1518 | -2.7876 | -3.312 | -3.7402 | -4.0919 | -4.3726 | -4.5775 | -4.7172 | -4.8113 | -4.8665 | -4.8937 | -4.8667 | -4.836 | -4.806 | -4.7768 | -4.7498 | -4.7351 | -4.7238 | -4.7171 | -4.7105 | -4.7005 | -4.6885 | -4.6735 | -4.6567
[10 empty] | 0 | -0.17956 | -0.35768 | -0.55837 | -0.77443 | -1.0032 | -1.192 | -1.3461 | -1.4727 | -1.5737 | -1.6474 | -1.6977 | -1.7316 | -1.7514 | -1.7613 | -1.7515 | -1.7405 | -1.7297 | -1.7192 | -1.7095 | -1.7042 | -1.7001 | -1.6977 | -1.6953 | -1.6917 | -1.6874 | -1.682 | -1.6759
[10 empty] | 0 | -0.23186 | -0.46187 | -0.72101 | -1 | -1.2955 | -1.5392 | -1.7382 | -1.9017 | -2.0321 | -2.1273 | -2.1922 | -2.2359 | -2.2616 | -2.2743 | -2.2617 | -2.2474 | -2.2335 | -2.2199 | -2.2074 | -2.2005 | -2.1953 | -2.1922 | -2.1891 | -2.1845 | -2.1789 | -2.1719 | -2.1641
[10 empty] | 0 | -0.49892 | -0.49692 | -0.65991 | -0.76681 | -0.89104 | -0.94181 | -0.93319 | -0.96793 | -0.97279 | -0.991 | -0.99037 | -0.98921 | -0.99432 | -0.98904 | -0.98982 | -0.98494 | -0.9804 | -0.97843 | -0.97362 | -0.97094 | -0.96647 | -0.96269 | -0.95919 | -0.95506 | -0.95157 | -0.94754 | -0.94384
[10 empty] | 0 | -0.29248 | -0.3594 | -0.36524 | -0.40164 | -0.46035 | -0.49964 | -0.60435 | -0.70523 | -0.7961 | -0.87924 | -0.9562 | -1.0302 | -1.0969 | -1.1562 | -1.2089 | -1.2552 | -1.295 | -1.3295 | -1.3524 | -1.3718 | -1.387 | -1.3982 | -1.4063 | -1.4114 | -1.4128 | -1.4136 | -1.4132
[10 empty] | 0 | -0.10526 | -0.12935 | -0.13145 | -0.14455 | -0.16568 | -0.17982 | -0.21751 | -0.25381 | -0.28652 | -0.31644 | -0.34414 | -0.37078 | -0.39477 | -0.4161 | -0.43508 | -0.45175 | -0.46608 | -0.4785 | -0.48672 | -0.4937 | -0.49917 | -0.50321 | -0.50612 | -0.50795 | -0.50845 | -0.50875 | -0.50861
[10 empty] | 0 | -0.13592 | -0.16702 | -0.16974 | -0.18665 | -0.21394 | -0.2322 | -0.28086 | -0.32774 | -0.36997 | -0.40861 | -0.44438 | -0.47878 | -0.50976 | -0.5373 | -0.56181 | -0.58333 | -0.60184 | -0.61788 | -0.6285 | -0.6375 | -0.64457 | -0.64979 | -0.65354 | -0.65591 | -0.65655 | -0.65693 | -0.65676
[10 empty] | 0 | -0.29248 | -0.068094 | -0.090429 | -0.10508 | -0.1221 | -0.1514 | -0.16437 | -0.17799 | -0.18397 | -0.19154 | -0.19996 | -0.21106 | -0.21657 | -0.21838 | -0.22115 | -0.22328 | -0.22374 | -0.22525 | -0.22542 | -0.22599 | -0.22611 | -0.2259 | -0.22587 | -0.22541 | -0.22509 | -0.22456 | -0.22398
[10 empty] | 0 | -0.028943 | -0.060481 | -0.09419 | -0.13049 | -0.16933 | -0.21017 | -0.25254 | -0.29647 | -0.34391 | -0.39441 | -0.44783 | -0.4955 | -0.53823 | -0.57663 | -0.61103 | -0.64188 | -0.66961 | -0.69472 | -0.71734 | -0.73762 | -0.75705 | -0.77476 | -0.7907 | -0.80476 | -0.81699 | -0.82763 | -0.83664
[10 empty] | 0 | -0.006161 | -0.012874 | -0.02005 | -0.027776 | -0.036045 | -0.044738 | -0.053756 | -0.063109 | -0.073208 | -0.083958 | -0.095328 | -0.10548 | -0.11457 | -0.12275 | -0.13007 | -0.13663 | -0.14254 | -0.14788 | -0.1527 | -0.15701 | -0.16115 | -0.16492 | -0.16831 | -0.17131 | -0.17391 | -0.17618 | -0.17809
[10 empty] | 0 | -0.0065153 | -0.013615 | -0.021203 | -0.029373 | -0.038117 | -0.04731 | -0.056847 | -0.066738 | -0.077417 | -0.088785 | -0.10081 | -0.11154 | -0.12116 | -0.1298 | -0.13755 | -0.14449 | -0.15073 | -0.15639 | -0.16148 | -0.16604 | -0.17042 | -0.1744 | -0.17799 | -0.18116 | -0.18391 | -0.18631 | -0.18833
[10 empty] | 0 | -0.028943 | -0.031653 | -0.033951 | -0.036673 | -0.039366 | -0.041515 | -0.043209 | -0.044948 | -0.048626 | -0.051877 | -0.054991 | -0.052545 | -0.050798 | -0.049557 | -0.048576 | -0.047978 | -0.047723 | -0.047802 | -0.047902 | -0.048237 | -0.058343 | -0.059218 | -0.059384 | -0.059153 | -0.058652 | -0.057976 | -0.056965
[10 empty] | 0 | -0.018752 | -0.036618 | -0.052387 | -0.066583 | -0.080694 | -0.094732 | -0.10878 | -0.12272 | -0.13648 | -0.1499 | -0.16293 | -0.17462 | -0.18777 | -0.1995 | -0.20996 | -0.21942 | -0.22823 | -0.2365 | -0.24439 | -0.25228 | -0.2574 | -0.26294 | -0.26897 | -0.27534 | -0.28212 | -0.28885 | -0.29555
[10 empty] | 0 | -0.0039916 | -0.0077948 | -0.011151 | -0.014173 | -0.017177 | -0.020165 | -0.023155 | -0.026122 | -0.029051 | -0.031909 | -0.034681 | -0.037172 | -0.039969 | -0.042467 | -0.044694 | -0.046708 | -0.048583 | -0.050342 | -0.052022 | -0.053701 | -0.054791 | -0.055972 | -0.057255 | -0.058611 | -0.060054 | -0.061486 | -0.062913
[10 empty] | 0 | -0.0042211 | -0.008243 | -0.011793 | -0.014988 | -0.018165 | -0.021325 | -0.024486 | -0.027624 | -0.030721 | -0.033743 | -0.036676 | -0.039309 | -0.042267 | -0.044909 | -0.047264 | -0.049393 | -0.051377 | -0.053237 | -0.055013 | -0.056789 | -0.057942 | -0.05919 | -0.060547 | -0.061981 | -0.063508 | -0.065021 | -0.066531
[10 empty] | 0 | -0.018752 | -0.017867 | -0.015769 | -0.014196 | -0.014111 | -0.014038 | -0.014044 | -0.015835 | -0.017097 | -0.017714 | -0.017921 | -0.018091 | -0.023277 | -0.022198 | -0.02135 | -0.021059 | -0.021376 | -0.021723 | -0.022053 | -0.023845 | -0.02494 | -0.025488 | -0.025753 | -0.026034 | -0.027675 | -0.027399 | -0.027628
[10 empty] | 0 | -0.0032493 | -0.0068834 | -0.010877 | -0.015246 | -0.019985 | -0.024855 | -0.029944 | -0.035291 | -0.040835 | -0.046582 | -0.05252 | -0.058678 | -0.065357 | -0.072543 | -0.080196 | -0.08787 | -0.095648 | -0.10363 | -0.11186 | -0.12034 | -0.12911 | -0.13819 | -0.14772 | -0.1576 | -0.16784 | -0.17846 | -0.18948
[10 empty] | 0 | -0.00069167 | -0.0014652 | -0.0023153 | -0.0032454 | -0.0042542 | -0.0052908 | -0.0063741 | -0.0075124 | -0.0086923 | -0.0099158 | -0.01118 | -0.012491 | -0.013912 | -0.015442 | -0.017071 | -0.018705 | -0.02036 | -0.02206 | -0.023811 | -0.025617 | -0.027484 | -0.029415 | -0.031445 | -0.033547 | -0.035727 | -0.037988 | -0.040333
[10 empty] | 0 | -0.00073144 | -0.0015495 | -0.0024484 | -0.003432 | -0.0044988 | -0.005595 | -0.0067407 | -0.0079443 | -0.0091922 | -0.010486 | -0.011823 | -0.013209 | -0.014712 | -0.01633 | -0.018053 | -0.01978 | -0.021531 | -0.023329 | -0.02518 | -0.02709 | -0.029064 | -0.031106 | -0.033253 | -0.035476 | -0.037782 | -0.040172 | -0.042653
[10 empty] | 0 | -0.0032493 | -0.0036341 | -0.0039932 | -0.0043697 | -0.0047389 | -0.0048699 | -0.0050893 | -0.0053471 | -0.0055433 | -0.0057475 | -0.0059379 | -0.0061582 | -0.0066784 | -0.0071859 | -0.0076535 | -0.0081384 | -0.008695 | -0.0093419 | -0.010013 | -0.010691 | -0.011358 | -0.01202 | -0.013771 | -0.014411 | -0.015055 | -0.015702 | -0.016364
[10 empty] | 0 | 0 | 0 | 0 | 0 | 0 | 0 | 0 | 0 | 0 | 0 | 0 | 0 | 0 | 0 | 0 | 0 | 0 | 0 | 0 | 0 | 0 | 0 | 0 | 0 | 0 | 0 | 0
[10 empty] | 0 | 0 | 0 | 0 | 0 | 0 | 0 | 0 | 0 | 0 | 0 | 0 | 0 | 0 | 0 | 0 | 0 | 0 | 0 | 0 | 0 | 0 | 0 | 0 | 0 | 0 | 0 | 0
[10 empty] | 0 | 0 | 0 | 0 | 0 | 0 | 0 | 0 | 0 | 0 | 0 | 0 | 0 | 0 | 0 | 0 | 0 | 0 | 0 | 0 | 0 | 0 | 0 | 0 | 0 | 0 | 0 | 0
[10 empty] | 0 | 0 | 0 | 0 | 0 | 0 | 0 | 0 | 0 | 0 | 0 | 0 | 0 | 0 | 0 | 0 | 0 | 0 | 0 | 0 | 0 | 0 | 0 | 0 | 0 | 0 | 0 | 0
[10 empty] | 0 | -0.00035574 | -0.00078707 | -0.0012733 | -0.0018087 | -0.0023826 | -0.0029848 | -0.0036912 | -0.0044972 | -0.0053502 | -0.0062308 | -0.0071384 | -0.0078836 | -0.008494 | -0.0089892 | -0.0093779 | -0.0096775 | -0.0099041 | -0.010076 | -0.010197 | -0.010268 | -0.010324 | -0.010349 | -0.010337 | -0.010288 | -0.010202 | -0.010085 | -0.0099395
[10 empty] | 0 | -7.5724e-05 | -0.00016754 | -0.00027103 | -0.00038502 | -0.00050718 | -0.00063537 | -0.00078573 | -0.0009573 | -0.0011389 | -0.0013263 | -0.0015195 | -0.0016781 | -0.0018081 | -0.0019135 | -0.0019962 | -0.00206 | -0.0021082 | -0.0021449 | -0.0021706 | -0.0021858 | -0.0021977 | -0.002203 | -0.0022004 | -0.0021899 | -0.0021717 | -0.0021468 | -0.0021158
[10 empty] | 0 | -8.0078e-05 | -0.00017718 | -0.00028662 | -0.00040715 | -0.00053635 | -0.0006719 | -0.00083091 | -0.0010123 | -0.0012044 | -0.0014026 | -0.0016069 | -0.0017746 | -0.001912 | -0.0020235 | -0.002111 | -0.0021785 | -0.0022295 | -0.0022682 | -0.0022954 | -0.0023115 | -0.002324 | -0.0023297 | -0.0023269 | -0.0023158 | -0.0022966 | -0.0022703 | -0.0022374
[10 empty] | 0 | -0.00035574 | -0.00044513 | -0.00051671 | -0.00058483 | -0.00064406 | -0.00069456 | -0.00082213 | -0.00094911 | -0.0010273 | -0.0010881 | -0.0011492 | -0.0010475 | -0.00096995 | -0.00090779 | -0.00085038 | -0.00080628 | -0.0007739 | -0.00076241 | -0.00075598 | -0.00074945 | -0.00082339 | -0.00083808 | -0.00082965 | -0.00080959 | -0.00078213 | -0.00075037 | -0.00072799
[10 empty] | 0 | -0.0084933 | -0.016657 | -0.024501 | -0.032034 | -0.039266 | -0.046205 | -0.05286 | -0.059239 | -0.065351 | -0.070186 | -0.073955 | -0.076832 | -0.078965 | -0.080479 | -0.081478 | -0.082049 | -0.082266 | -0.082191 | -0.081874 | -0.08136 | -0.080684 | -0.079877 | -0.078965 | -0.07797 | -0.076907 | -0.075794 | -0.074642
[10 empty] | 0 | -0.0018079 | -0.0035457 | -0.0052154 | -0.006819 | -0.0083583 | -0.0098354 | -0.011252 | -0.01261 | -0.013911 | -0.01494 | -0.015742 | -0.016355 | -0.016809 | -0.017131 | -0.017344 | -0.017466 | -0.017512 | -0.017496 | -0.017428 | -0.017319 | -0.017175 | -0.017003 | -0.016809 | -0.016597 | -0.016371 | -0.016134 | -0.015889
[10 empty] | 0 | -0.0019119 | -0.0037496 | -0.0055153 | -0.007211 | -0.0088389 | -0.010401 | -0.011899 | -0.013335 | -0.014711 | -0.015799 | -0.016648 | -0.017295 | -0.017776 | -0.018116 | -0.018341 | -0.01847 | -0.018519 | -0.018502 | -0.01843 | -0.018315 | -0.018162 | -0.017981 | -0.017776 | -0.017551 | -0.017312 | -0.017062 | -0.016802
[10 empty] | 0 | -0.0084933 | -0.0083285 | -0.0081669 | -0.0080085 | -0.0078531 | -0.0077008 | -0.0075514 | -0.0074049 | -0.0072612 | -0.0071204 | -0.0069822 | -0.0068468 | -0.0067139 | -0.0065837 | -0.006456 | -0.0063307 | -0.0080166 | -0.0076077 | -0.0072472 | -0.0069276 | -0.0066427 | -0.0063874 | -0.0061572 | -0.0059484 | -0.0057579 | -0.0057997 | -0.0057859
[10 empty] | 0 | -0.00042035 | -0.00081251 | -0.0013124 | -0.0018989 | -0.0025542 | -0.0032632 | -0.0040134 | -0.0047669 | -0.0055198 | -0.0062688 | -0.0070113 | -0.0077451 | -0.0084603 | -0.0091568 | -0.0098348 | -0.010494 | -0.011136 | -0.011648 | -0.012052 | -0.012364 | -0.012599 | -0.01277 | -0.012886 | -0.012956 | -0.012988 | -0.012988 | -0.012962
[10 empty] | 0 | -8.9478e-05 | -0.00017296 | -0.00027937 | -0.00040421 | -0.0005437 | -0.00069463 | -0.00085433 | -0.0010147 | -0.001175 | -0.0013344 | -0.0014925 | -0.0016487 | -0.0018009 | -0.0019492 | -0.0020935 | -0.0022339 | -0.0023704 | -0.0024795 | -0.0025654 | -0.0026319 | -0.0026819 | -0.0027182 | -0.0027429 | -0.0027579 | -0.0027648 | -0.0027648 | -0.0027592
[10 empty] | 0 | -9.4623e-05 | -0.0001829 | -0.00029543 | -0.00042746 | -0.00057496 | -0.00073457 | -0.00090345 | -0.0010731 | -0.0012425 | -0.0014111 | -0.0015783 | -0.0017435 | -0.0019045 | -0.0020613 | -0.0022139 | -0.0023623 | -0.0025067 | -0.0026221 | -0.0027129 | -0.0027832 | -0.0028362 | -0.0028745 | -0.0029006 | -0.0029165 | -0.0029237 | -0.0029238 | -0.0029178
[10 empty] | 0 | -0.00042035 | -0.00039775 | -0.00051071 | -0.00060394 | -0.00068049 | -0.00074299 | -0.00079361 | -0.00080684 | -0.00081622 | -0.00082238 | -0.00082583 | -0.00082702 | -0.00081809 | -0.00080896 | -0.00079968 | -0.0007903 | -0.00078085 | -0.00070823 | -0.00064425 | -0.00060299 | -0.0005787 | -0.00056687 | -0.00056398 | -0.00056729 | -0.00066043 | -0.00064784 | -0.00066648
[10 empty] | 0 | 0 | 0 | 0 | 0 | 0 | 0 | 0 | 0 | 0 | 0 | 0 | 0 | 0 | 0 | 0 | 0 | 0 | 0 | 0 | 0 | 0 | 0 | 0 | 0 | 0 | 0 | 0
[10 empty] | 0 | 0 | 0 | 0 | 0 | 0 | 0 | 0 | 0 | 0 | 0 | 0 | 0 | 0 | 0 | 0 | 0 | 0 | 0 | 0 | 0 | 0 | 0 | 0 | 0 | 0 | 0 | 0
[10 empty] | 0 | 0 | 0 | 0 | 0 | 0 | 0 | 0 | 0 | 0 | 0 | 0 | 0 | 0 | 0 | 0 | 0 | 0 | 0 | 0 | 0 | 0 | 0 | 0 | 0 | 0 | 0 | 0
[10 empty] | 0 | 0 | 0 | 0 | 0 | 0 | 0 | 0 | 0 | 0 | 0 | 0 | 0 | 0 | 0 | 0 | 0 | 0 | 0 | 0 | 0 | 0 | 0 | 0 | 0 | 0 | 0 | 0
[10 empty] | 0 | -0.20286 | -0.38285 | -0.54635 | -0.69757 | -0.79164 | -0.84828 | -0.88041 | -0.89655 | -0.90226 | -0.90119 | -0.89576 | -0.88752 | -0.87753 | -0.86644 | -0.85471 | -0.84263 | -0.83038 | -0.81809 | -0.80583 | -0.79366 | -0.78162 | -0.76971 | -0.75796 | -0.74638 | -0.73496 | -0.7237 | -0.71261
[10 empty] | 0 | -0.030475 | -0.057515 | -0.082077 | -0.10479 | -0.11893 | -0.12743 | -0.13226 | -0.13469 | -0.13554 | -0.13538 | -0.13457 | -0.13333 | -0.13183 | -0.13016 | -0.1284 | -0.12659 | -0.12475 | -0.1229 | -0.12106 | -0.11923 | -0.11742 | -0.11563 | -0.11387 | -0.11213 | -0.11041 | -0.10872 | -0.10705
[10 empty] | 0 | -0.039594 | -0.074724 | -0.10664 | -0.13615 | -0.15451 | -0.16556 | -0.17184 | -0.17499 | -0.1761 | -0.17589 | -0.17483 | -0.17323 | -0.17127 | -0.16911 | -0.16682 | -0.16446 | -0.16207 | -0.15967 | -0.15728 | -0.15491 | -0.15255 | -0.15023 | -0.14794 | -0.14568 | -0.14345 | -0.14125 | -0.13909
[10 empty] | 0 | -0.20286 | -0.1831 | -0.16937 | -0.1596 | -0.16833 | -0.16788 | -0.16327 | -0.19315 | -0.17659 | -0.16659 | -0.15925 | -0.16705 | -0.16537 | -0.1604 | -0.16093 | -0.15558 | -0.15265 | -0.14962 | -0.15046 | -0.14768 | -0.14434 | -0.14217 | -0.13996 | -0.13806 | -0.13573 | -0.13421 | -0.13187
[10 empty] | 0 | -0.0038025 | -0.0099846 | -0.017615 | -0.026084 | -0.034996 | -0.044092 | -0.053204 | -0.058815 | -0.062131 | -0.063947 | -0.064784 | -0.064984 | -0.064771 | -0.064292 | -0.063644 | -0.062889 | -0.06207 | -0.061214 | -0.060338 | -0.059454 | -0.058569 | -0.057689 | -0.056816 | -0.055952 | -0.055099 | -0.054258 | -0.053428
[10 empty] | 0 | -0.00057125 | -0.0015 | -0.0026462 | -0.0039186 | -0.0052574 | -0.0066238 | -0.0079928 | -0.0088356 | -0.0093338 | -0.0096067 | -0.0097324 | -0.0097624 | -0.0097304 | -0.0096585 | -0.0095611 | -0.0094477 | -0.0093247 | -0.0091961 | -0.0090645 | -0.0089317 | -0.0087988 | -0.0086665 | -0.0085354 | -0.0084056 | -0.0082775 | -0.008151 | -0.0080264
[10 empty] | 0 | -0.00074217 | -0.0019488 | -0.003438 | -0.0050911 | -0.0068304 | -0.0086057 | -0.010384 | -0.011479 | -0.012127 | -0.012481 | -0.012644 | -0.012683 | -0.012642 | -0.012548 | -0.012422 | -0.012275 | -0.012115 | -0.011948 | -0.011777 | -0.011604 | -0.011431 | -0.01126 | -0.011089 | -0.010921 | -0.010754 | -0.01059 | -0.010428
[10 empty] | 0 | -0.0038025 | -0.0062404 | -0.0077833 | -0.0087396 | -0.0093116 | -0.0096324 | -0.0097889 | -0.0075635 | -0.0068318 | -0.0068132 | -0.0077305 | -0.0082828 | -0.0085961 | -0.0087534 | -0.0081283 | -0.007458 | -0.0069855 | -0.006547 | -0.0066714 | -0.0069656 | -0.0073641 | -0.0073793 | -0.0071497 | -0.0068321 | -0.0063604 | -0.0060787 | -0.0060135
[10 empty] | 0 | -0.088076 | -0.17615 | -0.26424 | -0.35232 | -0.41139 | -0.45112 | -0.47795 | -0.4962 | -0.50871 | -0.5174 | -0.52355 | -0.528 | -0.53133 | -0.5339 | -0.53597 | -0.5377 | -0.53922 | -0.54058 | -0.54185 | -0.54306 | -0.54422 | -0.54536 | -0.54648 | -0.54759 | -0.54869 | -0.54979 | -0.55088
[10 empty] | 0 | -0.013232 | -0.026463 | -0.039696 | -0.052928 | -0.061802 | -0.067771 | -0.071802 | -0.074543 | -0.076422 | -0.077728 | -0.078652 | -0.079321 | -0.07982 | -0.080206 | -0.080517 | -0.080778 | -0.081005 | -0.081211 | -0.081402 | -0.081583 | -0.081758 | -0.081928 | -0.082096 | -0.082263 | -0.082428 | -0.082593 | -0.082758
[10 empty] | 0 | -0.017191 | -0.034382 | -0.051573 | -0.068765 | -0.080294 | -0.088048 | -0.093286 | -0.096847 | -0.099289 | -0.10099 | -0.10219 | -0.10305 | -0.1037 | -0.10421 | -0.10461 | -0.10495 | -0.10524 | -0.10551 | -0.10576 | -0.10599 | -0.10622 | -0.10644 | -0.10666 | -0.10688 | -0.10709 | -0.10731 | -0.10752
[10 empty] | 0 | -0.088076 | -0.088078 | -0.08808 | -0.088083 | -0.088429 | -0.088662 | -0.088818 | -0.10632 | -0.10071 | -0.097046 | -0.094657 | -0.098967 | -0.099948 | -0.099366 | -0.10161 | -0.099977 | -0.0996 | -0.099408 | -0.10135 | -0.10145 | -0.10108 | -0.10132 | -0.10137 | -0.10168 | -0.10181 | -0.10239 | -0.10244
[10 empty] | 0 | -0.040554 | -0.079069 | -0.11562 | -0.15029 | -0.18314 | -0.2071 | -0.22418 | -0.23592 | -0.24354 | -0.24798 | -0.24999 | -0.25014 | -0.24886 | -0.24652 | -0.24337 | -0.23963 | -0.23546 | -0.23099 | -0.22632 | -0.22151 | -0.21663 | -0.21172 | -0.20681 | -0.20194 | -0.19712 | -0.19236 | -0.18768
[10 empty] | 0 | -0.0060923 | -0.011878 | -0.01737 | -0.022578 | -0.027513 | -0.031113 | -0.033677 | -0.035441 | -0.036586 | -0.037254 | -0.037556 | -0.037578 | -0.037386 | -0.037034 | -0.036561 | -0.036 | -0.035373 | -0.034702 | -0.033999 | -0.033277 | -0.032543 | -0.031806 | -0.031069 | -0.030337 | -0.029613 | -0.028898 | -0.028195
[10 empty] | 0 | -0.0079152 | -0.015433 | -0.022567 | -0.029333 | -0.035745 | -0.040422 | -0.043754 | -0.046046 | -0.047533 | -0.048401 | -0.048793 | -0.048821 | -0.048573 | -0.048115 | -0.047501 | -0.046771 | -0.045958 | -0.045085 | -0.044172 | -0.043233 | -0.042281 | -0.041322 | -0.040365 | -0.039414 | -0.038473 | -0.037545 | -0.036631
[10 empty] | 0 | -0.040554 | -0.039535 | -0.038541 | -0.037572 | -0.036628 | -0.035707 | -0.03481 | -0.033935 | -0.033082 | -0.032251 | -0.039682 | -0.037078 | -0.034893 | -0.033038 | -0.031446 | -0.031512 | -0.031105 | -0.030403 | -0.029529 | -0.028567 | -0.029504 | -0.028161 | -0.027062 | -0.026107 | -0.025236 | -0.025051 | -0.024575
[10 empty] | 0 | -0.017388 | -0.048491 | -0.090384 | -0.14074 | -0.19769 | -0.25978 | -0.32581 | -0.39486 | -0.46618 | -0.52239 | -0.56658 | -0.60119 | -0.62817 | -0.64907 | -0.66513 | -0.67733 | -0.68647 | -0.69316 | -0.69791 | -0.70111 | -0.70307 | -0.70407 | -0.70428 | -0.70388 | -0.70299 | -0.70171 | -0.70012
[10 empty] | 0 | -0.0026121 | -0.0072847 | -0.013578 | -0.021143 | -0.029699 | -0.039026 | -0.048946 | -0.059319 | -0.070033 | -0.078478 | -0.085117 | -0.090316 | -0.094369 | -0.097509 | -0.099921 | -0.10175 | -0.10313 | -0.10413 | -0.10484 | -0.10533 | -0.10562 | -0.10577 | -0.1058 | -0.10574 | -0.10561 | -0.10542 | -0.10518
[10 empty] | 0 | -0.0033937 | -0.0094643 | -0.017641 | -0.027469 | -0.038586 | -0.050703 | -0.063592 | -0.077068 | -0.090987 | -0.10196 | -0.11058 | -0.11734 | -0.12261 | -0.12668 | -0.12982 | -0.1322 | -0.13398 | -0.13529 | -0.13622 | -0.13684 | -0.13722 | -0.13742 | -0.13746 | -0.13738 | -0.13721 | -0.13696 | -0.13665
[10 empty] | 0 | -0.017388 | -0.031173 | -0.042087 | -0.050715 | -0.057521 | -0.062875 | -0.067073 | -0.070351 | -0.072894 | -0.061437 | -0.054966 | -0.051916 | -0.051151 | -0.051853 | -0.057756 | -0.062393 | -0.066022 | -0.068849 | -0.068448 | -0.066527 | -0.064127 | -0.061843 | -0.05998 | -0.056166 | -0.055247 | -0.056056 | -0.057809
[10 empty] | 0 | -0.015587 | -0.030697 | -0.045339 | -0.059525 | -0.073265 | -0.081761 | -0.086821 | -0.089635 | -0.090981 | -0.091372 | -0.091144 | -0.090516 | -0.089633 | -0.08859 | -0.08745 | -0.086252 | -0.085023 | -0.083781 | -0.082536 | -0.081297 | -0.080068 | -0.078852 | -0.07765 | -0.076464 | -0.075295 | -0.074143 | -0.073007
[10 empty] | 0 | -0.0023417 | -0.0046115 | -0.0068112 | -0.0089423 | -0.011006 | -0.012283 | -0.013043 | -0.013466 | -0.013668 | -0.013727 | -0.013692 | -0.013598 | -0.013465 | -0.013309 | -0.013137 | -0.012957 | -0.012773 | -0.012586 | -0.012399 | -0.012213 | -0.012028 | -0.011846 | -0.011665 | -0.011487 | -0.011311 | -0.011138 | -0.010968
[10 empty] | 0 | -0.0030423 | -0.0059913 | -0.0088492 | -0.011618 | -0.0143 | -0.015958 | -0.016946 | -0.017495 | -0.017758 | -0.017834 | -0.017789 | -0.017667 | -0.017494 | -0.017291 | -0.017068 | -0.016834 | -0.016595 | -0.016352 | -0.016109 | -0.015867 | -0.015628 | -0.01539 | -0.015156 | -0.014924 | -0.014696 | -0.014471 | -0.014249
[10 empty] | 0 | -0.015587 | -0.015348 | -0.015113 | -0.014881 | -0.014653 | -0.014428 | -0.014207 | -0.013989 | -0.016496 | -0.01535 | -0.014528 | -0.01392 | -0.013454 | -0.013922 | -0.013875 | -0.013591 | -0.013692 | -0.012983 | -0.012716 | -0.012561 | -0.012395 | -0.012479 | -0.012227 | -0.011937 | -0.011766 | -0.011461 | -0.011362
[10 empty] | 0 | 0 | 0 | 0 | 0 | 0 | 0 | 0 | 0 | 0 | 0 | 0 | 0 | 0 | 0 | 0 | 0 | 0 | 0 | 0 | 0 | 0 | 0 | 0 | 0 | 0 | 0 | 0
[10 empty] | 0 | 0 | 0 | 0 | 0 | 0 | 0 | 0 | 0 | 0 | 0 | 0 | 0 | 0 | 0 | 0 | 0 | 0 | 0 | 0 | 0 | 0 | 0 | 0 | 0 | 0 | 0 | 0
[10 empty] | 0 | 0 | 0 | 0 | 0 | 0 | 0 | 0 | 0 | 0 | 0 | 0 | 0 | 0 | 0 | 0 | 0 | 0 | 0 | 0 | 0 | 0 | 0 | 0 | 0 | 0 | 0 | 0
[10 empty] | 0 | 0 | 0 | 0 | 0 | 0 | 0 | 0 | 0 | 0 | 0 | 0 | 0 | 0 | 0 | 0 | 0 | 0 | 0 | 0 | 0 | 0 | 0 | 0 | 0 | 0 | 0 | 0
[10 empty] | 0 | -0.0023792 | -0.0050966 | -0.0082485 | -0.01178 | -0.015735 | -0.020555 | -0.025391 | -0.031716 | -0.038973 | -0.047073 | -0.055833 | -0.065652 | -0.075087 | -0.086698 | -0.099129 | -0.11247 | -0.12692 | -0.1425 | -0.1585 | -0.17735 | -0.19968 | -0.22595 | -0.25594 | -0.29019 | -0.32901 | -0.37302 | -0.42291
[10 empty] | 0 | -0.00035742 | -0.00076566 | -0.0012392 | -0.0017696 | -0.0023638 | -0.0030879 | -0.0038144 | -0.0047646 | -0.0058549 | -0.0070716 | -0.0083876 | -0.0098627 | -0.01128 | -0.013024 | -0.014892 | -0.016897 | -0.019067 | -0.021407 | -0.023811 | -0.026643 | -0.029998 | -0.033944 | -0.038449 | -0.043595 | -0.049427 | -0.056038 | -0.063533
[10 empty] | 0 | -0.00046436 | -0.00099475 | -0.0016099 | -0.0022991 | -0.0030711 | -0.0040119 | -0.0049557 | -0.0061902 | -0.0076068 | -0.0091875 | -0.010897 | -0.012814 | -0.014655 | -0.016922 | -0.019348 | -0.021953 | -0.024772 | -0.027812 | -0.030935 | -0.034615 | -0.038973 | -0.044101 | -0.049953 | -0.056639 | -0.064216 | -0.072806 | -0.082542
[10 empty] | 0 | -0.0023792 | -0.0027175 | -0.0031519 | -0.0035311 | -0.0039553 | -0.0048201 | -0.0048357 | -0.006325 | -0.0072578 | -0.008575 | -0.0096843 | -0.011189 | -0.011237 | -0.013843 | -0.015805 | -0.0171 | -0.018826 | -0.020637 | -0.021873 | -0.025715 | -0.030059 | -0.035095 | -0.040056 | -0.045816 | -0.051785 | -0.058537 | -0.065649
[10 empty] | 0 | -0.039528 | -0.078741 | -0.11764 | -0.15622 | -0.1945 | -0.23246 | -0.27012 | -0.30748 | -0.34453 | -0.38128 | -0.4123 | -0.43844 | -0.46041 | -0.47883 | -0.4942 | -0.50698 | -0.51756 | -0.52625 | -0.53333 | -0.53903 | -0.54357 | -0.54711 | -0.5498 | -0.55177 | -0.55312 | -0.55394 | -0.55432
[10 empty] | 0 | -0.0059383 | -0.011829 | -0.017673 | -0.023469 | -0.029219 | -0.034923 | -0.04058 | -0.046192 | -0.051758 | -0.057279 | -0.06194 | -0.065867 | -0.069167 | -0.071933 | -0.074243 | -0.076163 | -0.077752 | -0.079057 | -0.08012 | -0.080978 | -0.08166 | -0.082192 | -0.082596 | -0.082891 | -0.083094 | -0.083217 | -0.083274
[10 empty] | 0 | -0.0077151 | -0.015368 | -0.02296 | -0.030491 | -0.037962 | -0.045372 | -0.052722 | -0.060013 | -0.067245 | -0.074417 | -0.080473 | -0.085575 | -0.089863 | -0.093456 | -0.096457 | -0.098952 | -0.10102 | -0.10271 | -0.10409 | -0.10521 | -0.10609 | -0.10678 | -0.10731 | -0.10769 | -0.10796 | -0.10812 | -0.10819
[10 empty] | 0 | -0.039528 | -0.03937 | -0.039213 | -0.039056 | -0.0389 | -0.038744 | -0.038589 | -0.038435 | -0.038281 | -0.038128 | -0.037975 | -0.037824 | -0.037672 | -0.037522 | -0.037371 | -0.037222 | -0.037073 | -0.047683 | -0.045962 | -0.044471 | -0.043177 | -0.042052 | -0.041071 | -0.040212 | -0.039459 | -0.038795 | -0.038208
[10 empty] | 0 | -0.015425 | -0.030727 | -0.045906 | -0.060963 | -0.075899 | -0.090715 | -0.10541 | -0.11784 | -0.12835 | -0.13721 | -0.14466 | -0.15091 | -0.15613 | -0.16048 | -0.16409 | -0.16706 | -0.16949 | -0.17146 | -0.17303 | -0.17426 | -0.17521 | -0.17591 | -0.17641 | -0.17673 | -0.17689 | -0.17693 | -0.17686
[10 empty] | 0 | -0.0023173 | -0.0046161 | -0.0068964 | -0.0091584 | -0.011402 | -0.013628 | -0.015836 | -0.017704 | -0.019282 | -0.020612 | -0.021731 | -0.02267 | -0.023455 | -0.024109 | -0.024651 | -0.025097 | -0.025462 | -0.025758 | -0.025994 | -0.026179 | -0.026322 | -0.026427 | -0.026502 | -0.026549 | -0.026574 | -0.02658 | -0.02657
[10 empty] | 0 | -0.0030107 | -0.0059972 | -0.0089599 | -0.011899 | -0.014814 | -0.017706 | -0.020574 | -0.023001 | -0.025051 | -0.026779 | -0.028234 | -0.029453 | -0.030474 | -0.031323 | -0.032027 | -0.032607 | -0.033081 | -0.033465 | -0.033771 | -0.034012 | -0.034197 | -0.034335 | -0.034431 | -0.034493 | -0.034526 | -0.034533 | -0.03452
[10 empty] | 0 | -0.015425 | -0.015364 | -0.015302 | -0.015241 | -0.01518 | -0.015119 | -0.015059 | -0.014998 | -0.014938 | -0.014879 | -0.014819 | -0.01476 | -0.014701 | -0.014642 | -0.018833 | -0.018153 | -0.017564 | -0.017053 | -0.016609 | -0.016221 | -0.015882 | -0.016175 | -0.01633 | -0.016381 | -0.016353 | -0.016268 | -0.016141
[10 empty] | 0 | -0.0032759 | -0.0065256 | -0.0097492 | -0.012947 | -0.015474 | -0.017467 | -0.019035 | -0.020263 | -0.021222 | -0.021965 | -0.022537 | -0.022973 | -0.0233 | -0.023541 | -0.023713 | -0.02383 | -0.023904 | -0.023943 | -0.023954 | -0.023944 | -0.023916 | -0.023875 | -0.023822 | -0.023761 | -0.023694 | -0.023621 | -0.023544
[10 empty] | 0 | -0.00049213 | -0.00098032 | -0.0014646 | -0.001945 | -0.0023247 | -0.0026241 | -0.0028596 | -0.0030441 | -0.0031881 | -0.0032998 | -0.0033858 | -0.0034512 | -0.0035004 | -0.0035365 | -0.0035623 | -0.0035799 | -0.003591 | -0.0035968 | -0.0035986 | -0.003597 | -0.0035928 | -0.0035866 | -0.0035788 | -0.0035696 | -0.0035595 | -0.0035485 | -0.0035369
[10 empty] | 0 | -0.00063938 | -0.0012736 | -0.0019028 | -0.002527 | -0.0030202 | -0.0034092 | -0.0037152 | -0.003955 | -0.004142 | -0.0042871 | -0.0043988 | -0.0044839 | -0.0045477 | -0.0045947 | -0.0046282 | -0.0046511 | -0.0046655 | -0.0046731 | -0.0046753 | -0.0046733 | -0.0046679 | -0.0046598 | -0.0046496 | -0.0046377 | -0.0046245 | -0.0046103 | -0.0045952
[10 empty] | 0 | -0.0032759 | -0.0032628 | -0.0032497 | -0.0032367 | -0.0032238 | -0.0032109 | -0.003198 | -0.0031853 | -0.0031725 | -0.0039882 | -0.0038072 | -0.0036605 | -0.0035411 | -0.0036065 | -0.003623 | -0.0036072 | -0.0035712 | -0.0035554 | -0.0037554 | -0.0036606 | -0.0035864 | -0.0035309 | -0.0035727 | -0.003575 | -0.0035541 | -0.0035214 | -0.0035086
[10 empty] | 0 | 0 | 0 | 0 | 0 | 0 | 0 | 0 | 0 | 0 | 0 | 0 | 0 | 0 | 0 | 0 | 0 | 0 | 0 | 0 | 0 | 0 | 0 | 0 | 0 | 0 | 0 | 0
[10 empty] | 0 | 0 | 0 | 0 | 0 | 0 | 0 | 0 | 0 | 0 | 0 | 0 | 0 | 0 | 0 | 0 | 0 | 0 | 0 | 0 | 0 | 0 | 0 | 0 | 0 | 0 | 0 | 0
[10 empty] | 0 | 0 | 0 | 0 | 0 | 0 | 0 | 0 | 0 | 0 | 0 | 0 | 0 | 0 | 0 | 0 | 0 | 0 | 0 | 0 | 0 | 0 | 0 | 0 | 0 | 0 | 0 | 0
[10 empty] | 0 | 0 | 0 | 0 | 0 | 0 | 0 | 0 | 0 | 0 | 0 | 0 | 0 | 0 | 0 | 0 | 0 | 0 | 0 | 0 | 0 | 0 | 0 | 0 | 0 | 0 | 0 | 0
[10 empty] | 0 | 0 | 0 | 0 | 0 | 0 | 0 | 0 | 0 | 0 | 0 | 0 | 0 | 0 | 0 | 0 | 0 | 0 | 0 | 0 | 0 | 0 | 0 | 0 | 0 | 0 | 0 | 0
[10 empty] | 0 | 0 | 0 | 0 | 0 | 0 | 0 | 0 | 0 | 0 | 0 | 0 | 0 | 0 | 0 | 0 | 0 | 0 | 0 | 0 | 0 | 0 | 0 | 0 | 0 | 0 | 0 | 0
[10 empty] | 0 | 0 | 0 | 0 | 0 | 0 | 0 | 0 | 0 | 0 | 0 | 0 | 0 | 0 | 0 | 0 | 0 | 0 | 0 | 0 | 0 | 0 | 0 | 0 | 0 | 0 | 0 | 0
[10 empty] | 0 | 0 | 0 | 0 | 0 | 0 | 0 | 0 | 0 | 0 | 0 | 0 | 0 | 0 | 0 | 0 | 0 | 0 | 0 | 0 | 0 | 0 | 0 | 0 | 0 | 0 | 0 | 0
[10 empty] | 0 | 0 | 0 | 0 | 0 | 0 | 0 | 0 | 0 | 0 | 0 | 0 | 0 | 0 | 0 | 0 | 0 | 0 | 0 | 0 | 0 | 0 | 0 | 0 | 0 | 0 | 0 | 0
[10 empty] | 0 | 0 | 0 | 0 | 0 | 0 | 0 | 0 | 0 | 0 | 0 | 0 | 0 | 0 | 0 | 0 | 0 | 0 | 0 | 0 | 0 | 0 | 0 | 0 | 0 | 0 | 0 | 0
[10 empty] | 0 | 0 | 0 | 0 | 0 | 0 | 0 | 0 | 0 | 0 | 0 | 0 | 0 | 0 | 0 | 0 | 0 | 0 | 0 | 0 | 0 | 0 | 0 | 0 | 0 | 0 | 0 | 0
[10 empty] | 0 | 0 | 0 | 0 | 0 | 0 | 0 | 0 | 0 | 0 | 0 | 0 | 0 | 0 | 0 | 0 | 0 | 0 | 0 | 0 | 0 | 0 | 0 | 0 | 0 | 0 | 0 | 0
[10 empty] | 0 | 0 | 0 | 0 | 0 | 0 | 0 | 0 | 0 | 0 | 0 | 0 | 0 | 0 | 0 | 0 | 0 | 0 | 0 | 0 | 0 | 0 | 0 | 0 | 0 | 0 | 0 | 0
[10 empty] | 0 | 0 | 0 | 0 | 0 | 0 | 0 | 0 | 0 | 0 | 0 | 0 | 0 | 0 | 0 | 0 | 0 | 0 | 0 | 0 | 0 | 0 | 0 | 0 | 0 | 0 | 0 | 0
[10 empty] | 0 | 0 | 0 | 0 | 0 | 0 | 0 | 0 | 0 | 0 | 0 | 0 | 0 | 0 | 0 | 0 | 0 | 0 | 0 | 0 | 0 | 0 | 0 | 0 | 0 | 0 | 0 | 0
[10 empty] | 0 | 0 | 0 | 0 | 0 | 0 | 0 | 0 | 0 | 0 | 0 | 0 | 0 | 0 | 0 | 0 | 0 | 0 | 0 | 0 | 0 | 0 | 0 | 0 | 0 | 0 | 0 | 0
[10 empty] | 0 | 0 | 0 | 0 | 0 | 0 | 0 | 0 | 0 | 0 | 0 | 0 | 0 | 0 | 0 | 0 | 0 | 0 | 0 | 0 | 0 | 0 | 0 | 0 | 0 | 0 | 0 | 0
[10 empty] | 0 | 0 | 0 | 0 | 0 | 0 | 0 | 0 | 0 | 0 | 0 | 0 | 0 | 0 | 0 | 0 | 0 | 0 | 0 | 0 | 0 | 0 | 0 | 0 | 0 | 0 | 0 | 0
[10 empty] | 0 | 0 | 0 | 0 | 0 | 0 | 0 | 0 | 0 | 0 | 0 | 0 | 0 | 0 | 0 | 0 | 0 | 0 | 0 | 0 | 0 | 0 | 0 | 0 | 0 | 0 | 0 | 0
[10 empty] | 0 | 0 | 0 | 0 | 0 | 0 | 0 | 0 | 0 | 0 | 0 | 0 | 0 | 0 | 0 | 0 | 0 | 0 | 0 | 0 | 0 | 0 | 0 | 0 | 0 | 0 | 0 | 0
[10 empty] | 0 | 0 | 0 | 0 | 0 | 0 | 0 | 0 | 0 | 0 | 0 | 0 | 0 | 0 | 0 | 0 | 0 | 0 | 0 | 0 | 0 | 0 | 0 | 0 | 0 | 0 | 0 | 0
[10 empty] | 0 | 0 | 0 | 0 | 0 | 0 | 0 | 0 | 0 | 0 | 0 | 0 | 0 | 0 | 0 | 0 | 0 | 0 | 0 | 0 | 0 | 0 | 0 | 0 | 0 | 0 | 0 | 0
[10 empty] | 0 | 0 | 0 | 0 | 0 | 0 | 0 | 0 | 0 | 0 | 0 | 0 | 0 | 0 | 0 | 0 | 0 | 0 | 0 | 0 | 0 | 0 | 0 | 0 | 0 | 0 | 0 | 0
[10 empty] | 0 | 0 | 0 | 0 | 0 | 0 | 0 | 0 | 0 | 0 | 0 | 0 | 0 | 0 | 0 | 0 | 0 | 0 | 0 | 0 | 0 | 0 | 0 | 0 | 0 | 0 | 0 | 0
[10 empty] | 0 | 0 | 0 | 0 | 0 | 0 | 0 | 0 | 0 | 0 | 0 | 0 | 0 | 0 | 0 | 0 | 0 | 0 | 0 | 0 | 0 | 0 | 0 | 0 | 0 | 0 | 0 | 0
[10 empty] | 0 | 0 | 0 | 0 | 0 | 0 | 0 | 0 | 0 | 0 | 0 | 0 | 0 | 0 | 0 | 0 | 0 | 0 | 0 | 0 | 0 | 0 | 0 | 0 | 0 | 0 | 0 | 0
[10 empty] | 0 | 0 | 0 | 0 | 0 | 0 | 0 | 0 | 0 | 0 | 0 | 0 | 0 | 0 | 0 | 0 | 0 | 0 | 0 | 0 | 0 | 0 | 0 | 0 | 0 | 0 | 0 | 0
[10 empty] | 0 | 0 | 0 | 0 | 0 | 0 | 0 | 0 | 0 | 0 | 0 | 0 | 0 | 0 | 0 | 0 | 0 | 0 | 0 | 0 | 0 | 0 | 0 | 0 | 0 | 0 | 0 | 0
[10 empty] | 0 | 0 | 0 | 0 | 0 | 0 | 0 | 0 | 0 | 0 | 0 | 0 | 0 | 0 | 0 | 0 | 0 | 0 | 0 | 0 | 0 | 0 | 0 | 0 | 0 | 0 | 0 | 0
[10 empty] | 0 | 0 | 0 | 0 | 0 | 0 | 0 | 0 | 0 | 0 | 0 | 0 | 0 | 0 | 0 | 0 | 0 | 0 | 0 | 0 | 0 | 0 | 0 | 0 | 0 | 0 | 0 | 0
[10 empty] | 0 | 0 | 0 | 0 | 0 | 0 | 0 | 0 | 0 | 0 | 0 | 0 | 0 | 0 | 0 | 0 | 0 | 0 | 0 | 0 | 0 | 0 | 0 | 0 | 0 | 0 | 0 | 0
[10 empty] | 0 | 0 | 0 | 0 | 0 | 0 | 0 | 0 | 0 | 0 | 0 | 0 | 0 | 0 | 0 | 0 | 0 | 0 | 0 | 0 | 0 | 0 | 0 | 0 | 0 | 0 | 0 | 0
[10 empty] | 0 | 0 | 0 | 0 | 0 | 0 | 0 | 0 | 0 | 0 | 0 | 0 | 0 | 0 | 0 | 0 | 0 | 0 | 0 | 0 | 0 | 0 | 0 | 0 | 0 | 0 | 0 | 0
[10 empty] | 0 | 0 | 0 | 0 | 0 | 0 | 0 | 0 | 0 | 0 | 0 | 0 | 0 | 0 | 0 | 0 | 0 | 0 | 0 | 0 | 0 | 0 | 0 | 0 | 0 | 0 | 0 | 0
[10 empty] | 0 | 0 | 0 | 0 | 0 | 0 | 0 | 0 | 0 | 0 | 0 | 0 | 0 | 0 | 0 | 0 | 0 | 0 | 0 | 0 | 0 | 0 | 0 | 0 | 0 | 0 | 0 | 0
[10 empty] | 0 | 0 | 0 | 0 | 0 | 0 | 0 | 0 | 0 | 0 | 0 | 0 | 0 | 0 | 0 | 0 | 0 | 0 | 0 | 0 | 0 | 0 | 0 | 0 | 0 | 0 | 0 | 0
[10 empty] | 0 | 0 | 0 | 0 | 0 | 0 | 0 | 0 | 0 | 0 | 0 | 0 | 0 | 0 | 0 | 0 | 0 | 0 | 0 | 0 | 0 | 0 | 0 | 0 | 0 | 0 | 0 | 0
[10 empty] | 0 | 0 | 0 | 0 | 0 | 0 | 0 | 0 | 0 | 0 | 0 | 0 | 0 | 0 | 0 | 0 | 0 | 0 | 0 | 0 | 0 | 0 | 0 | 0 | 0 | 0 | 0 | 0
[10 empty] | 0 | 0 | 0 | 0 | 0 | 0 | 0 | 0 | 0 | 0 | 0 | 0 | 0 | 0 | 0 | 0 | 0 | 0 | 0 | 0 | 0 | 0 | 0 | 0 | 0 | 0 | 0 | 0
[10 empty] | 0 | 0 | 0 | 0 | 0 | 0 | 0 | 0 | 0 | 0 | 0 | 0 | 0 | 0 | 0 | 0 | 0 | 0 | 0 | 0 | 0 | 0 | 0 | 0 | 0 | 0 | 0 | 0
[10 empty] | 0 | 0 | 0 | 0 | 0 | 0 | 0 | 0 | 0 | 0 | 0 | 0 | 0 | 0 | 0 | 0 | 0 | 0 | 0 | 0 | 0 | 0 | 0 | 0 | 0 | 0 | 0 | 0
[10 empty] | 0 | 0 | 0 | 0 | 0 | 0 | 0 | 0 | 0 | 0 | 0 | 0 | 0 | 0 | 0 | 0 | 0 | 0 | 0 | 0 | 0 | 0 | 0 | 0 | 0 | 0 | 0 | 0
[10 empty] | 0 | 0 | 0 | 0 | 0 | 0 | 0 | 0 | 0 | 0 | 0 | 0 | 0 | 0 | 0 | 0 | 0 | 0 | 0 | 0 | 0 | 0 | 0 | 0 | 0 | 0 | 0 | 0
[10 empty] | 0 | 0 | 0 | 0 | 0 | 0 | 0 | 0 | 0 | 0 | 0 | 0 | 0 | 0 | 0 | 0 | 0 | 0 | 0 | 0 | 0 | 0 | 0 | 0 | 0 | 0 | 0 | 0
[10 empty] | 0 | 0 | 0 | 0 | 0 | 0 | 0 | 0 | 0 | 0 | 0 | 0 | 0 | 0 | 0 | 0 | 0 | 0 | 0 | 0 | 0 | 0 | 0 | 0 | 0 | 0 | 0 | 0
[10 empty] | 0 | 0 | 0 | 0 | 0 | 0 | 0 | 0 | 0 | 0 | 0 | 0 | 0 | 0 | 0 | 0 | 0 | 0 | 0 | 0 | 0 | 0 | 0 | 0 | 0 | 0 | 0 | 0
[10 empty] | 0 | 0 | 0 | 0 | 0 | 0 | 0 | 0 | 0 | 0 | 0 | 0 | 0 | 0 | 0 | 0 | 0 | 0 | 0 | 0 | 0 | 0 | 0 | 0 | 0 | 0 | 0 | 0
[10 empty] | 0 | 0 | 0 | 0 | 0 | 0 | 0 | 0 | 0 | 0 | 0 | 0 | 0 | 0 | 0 | 0 | 0 | 0 | 0 | 0 | 0 | 0 | 0 | 0 | 0 | 0 | 0 | 0
[10 empty] | 0 | -0.00076844 | -0.002443 | -0.0035631 | -0.004594 | -0.0054594 | -0.0060486 | -0.0067023 | -0.0075392 | -0.0085203 | -0.0096653 | -0.010831 | -0.012151 | -0.013567 | -0.015107 | -0.016589 | -0.018175 | -0.019784 | -0.021464 | -0.023004 | -0.024613 | -0.026213 | -0.028027 | -0.029765 | -0.031664 | -0.03363 | -0.03565 | -0.03743
[10 empty] | 0 | 0 | 0 | 0 | 0 | 0 | 0 | 0 | 0 | 0 | 0 | 0 | 0 | 0 | 0 | 0 | 0 | 0 | 0 | 0 | 0 | 0 | 0 | 0 | 0 | 0 | 0 | 0
[10 empty] | 0 | 0 | 0 | 0 | 0 | 0 | 0 | 0 | 0 | 0 | 0 | 0 | 0 | 0 | 0 | 0 | 0 | 0 | 0 | 0 | 0 | 0 | 0 | 0 | 0 | 0 | 0 | 0
[10 empty] | 0 | -0.00076844 | -0.0016746 | -0.0011201 | -0.0010308 | -0.00086542 | -0.00058925 | -0.00065365 | -0.00083687 | -0.00098111 | -0.001145 | -0.001166 | -0.0013201 | -0.0014153 | -0.0015405 | -0.0014824 | -0.0015853 | -0.0016097 | -0.0016795 | -0.0015395 | -0.0016097 | -0.0016003 | -0.001883 | -0.0019537 | -0.0021972 | -0.0023306 | -0.00243 | -0.0022064
[10 empty] | 0 | -0.00020701 | -0.00042259 | -0.00065128 | -0.00089512 | -0.00095911 | -0.0010281 | -0.0011028 | -0.0011843 | -0.0012733 | -0.0013712 | -0.0014793 | -0.0015982 | -0.0017295 | -0.0018617 | -0.0019997 | -0.0021476 | -0.0023091 | -0.0025154 | -0.0027671 | -0.0030651 | -0.003409 | -0.0038026 | -0.0042076 | -0.0046218 | -0.0051004 | -0.00558 | -0.0060617
[10 empty] | 0 | -8.1136e-05 | -0.00016563 | -0.00025526 | -0.00035084 | -0.00037592 | -0.00040295 | -0.00043224 | -0.0004642 | -0.00049908 | -0.00053742 | -0.0005798 | -0.00062639 | -0.00067785 | -0.00072966 | -0.00078377 | -0.00084176 | -0.00090503 | -0.00098588 | -0.0010846 | -0.0012014 | -0.0013361 | -0.0014904 | -0.0016492 | -0.0018115 | -0.0019991 | -0.0021871 | -0.0023759
[10 empty] | 0 | -5.6553e-05 | -0.00011545 | -0.00017792 | -0.00024454 | -0.00026202 | -0.00028086 | -0.00030128 | -0.00032355 | -0.00034786 | -0.00037458 | -0.00040413 | -0.0004366 | -0.00047247 | -0.00050858 | -0.0005463 | -0.00058671 | -0.00063081 | -0.00068717 | -0.00075594 | -0.00083735 | -0.00093129 | -0.0010388 | -0.0011495 | -0.0012626 | -0.0013934 | -0.0015244 | -0.001656
[10 empty] | 0 | -0.00020701 | -0.00021558 | -0.00022868 | -0.00024384 | -6.3993e-05 | -6.8975e-05 | -7.4727e-05 | -8.1536e-05 | -8.8992e-05 | -9.7817e-05 | -0.00010815 | -0.00011885 | -0.00013131 | -0.00016176 | -0.0001942 | -0.00022873 | -0.00026552 | -0.00030465 | -0.00034591 | -0.00038938 | -0.00049415 | -0.00053764 | -0.00054631 | -0.00055512 | -0.00056398 | -0.00057299 | -0.00058654
[10 empty] | 0 | -0.0018741 | -0.0040923 | -0.0062636 | -0.0083924 | -0.010478 | -0.012521 | -0.014525 | -0.016491 | -0.018418 | -0.020441 | -0.022388 | -0.024859 | -0.027467 | -0.02991 | -0.032304 | -0.034647 | -0.036938 | -0.039182 | -0.041424 | -0.043679 | -0.04575 | -0.048664 | -0.051529 | -0.05421 | -0.056867 | -0.059457 | -0.061982
[10 empty] | 0 | -0.00073454 | -0.001604 | -0.002455 | -0.0032894 | -0.0041066 | -0.0049074 | -0.005693 | -0.0064637 | -0.0072187 | -0.0080117 | -0.0087748 | -0.0097432 | -0.010765 | -0.011723 | -0.012661 | -0.01358 | -0.014478 | -0.015357 | -0.016236 | -0.01712 | -0.017932 | -0.019074 | -0.020196 | -0.021247 | -0.022288 | -0.023304 | -0.024294
[10 empty] | 0 | -0.00051198 | -0.001118 | -0.0017112 | -0.0022927 | -0.0028624 | -0.0034205 | -0.003968 | -0.0045052 | -0.0050315 | -0.0055843 | -0.0061161 | -0.0067911 | -0.0075036 | -0.0081711 | -0.0088251 | -0.0094651 | -0.010091 | -0.010704 | -0.011317 | -0.011933 | -0.012498 | -0.013294 | -0.014077 | -0.01481 | -0.015535 | -0.016243 | -0.016933
[10 empty] | 0 | -0.0018741 | -0.0022182 | -0.0021713 | -0.0021288 | -0.0020851 | -0.002043 | -0.0020044 | -0.0019664 | -0.0019264 | -0.002648 | -0.0031028 | -0.0039652 | -0.0046838 | -0.0045907 | -0.0044969 | -0.0044045 | -0.0043131 | -0.0042252 | -0.0044379 | -0.0047451 | -0.0050459 | -0.0066004 | -0.0069428 | -0.0070689 | -0.0071919 | -0.0070333 | -0.0068772
[10 empty] | 0 | -0.054599 | -0.10913 | -0.16359 | -0.21803 | -0.27267 | -0.32729 | -0.3819 | -0.43653 | -0.49118 | -0.54588 | -0.60064 | -0.65548 | -0.7104 | -0.76569 | -0.82138 | -0.87749 | -0.93407 | -0.99111 | -1.0486 | -1.1067 | -1.1663 | -1.2264 | -1.2862 | -1.3459 | -1.4053 | -1.4644 | -1.5233
[10 empty] | 0 | -0.0214 | -0.042771 | -0.064118 | -0.085456 | -0.10687 | -0.12828 | -0.14968 | -0.1711 | -0.19252 | -0.21395 | -0.23542 | -0.25691 | -0.27844 | -0.30011 | -0.32193 | -0.34393 | -0.3661 | -0.38846 | -0.41101 | -0.43375 | -0.45712 | -0.48067 | -0.50413 | -0.52752 | -0.55078 | -0.57396 | -0.59705
[10 empty] | 0 | -0.014916 | -0.029812 | -0.044691 | -0.059564 | -0.07449 | -0.089411 | -0.10433 | -0.11926 | -0.13419 | -0.14913 | -0.16409 | -0.17907 | -0.19407 | -0.20918 | -0.22439 | -0.23972 | -0.25518 | -0.27076 | -0.28648 | -0.30233 | -0.31862 | -0.33503 | -0.35139 | -0.36768 | -0.3839 | -0.40005 | -0.41615
[10 empty] | 0 | -0.054599 | -0.054526 | -0.054464 | -0.054442 | -0.054636 | -0.054619 | -0.054615 | -0.054629 | -0.054651 | -0.054696 | -0.054764 | -0.054833 | -0.054929 | -0.063087 | -0.070159 | -0.076304 | -0.081663 | -0.086343 | -0.090443 | -0.094049 | -0.11421 | -0.11465 | -0.11444 | -0.11425 | -0.11404 | -0.11384 | -0.11484
[10 empty] | 0 | 0 | 0 | 0 | 0 | 0 | 0 | 0 | 0 | 0 | 0 | 0 | 0 | 0 | 0 | 0 | 0 | 0 | 0 | 0 | 0 | 0 | 0 | 0 | 0 | 0 | 0 | 0
[10 empty] | 0 | 0 | 0 | 0 | 0 | 0 | 0 | 0 | 0 | 0 | 0 | 0 | 0 | 0 | 0 | 0 | 0 | 0 | 0 | 0 | 0 | 0 | 0 | 0 | 0 | 0 | 0 | 0
[10 empty] | 0 | 0 | 0 | 0 | 0 | 0 | 0 | 0 | 0 | 0 | 0 | 0 | 0 | 0 | 0 | 0 | 0 | 0 | 0 | 0 | 0 | 0 | 0 | 0 | 0 | 0 | 0 | 0
[10 empty] | 0 | 0 | 0 | 0 | 0 | 0 | 0 | 0 | 0 | 0 | 0 | 0 | 0 | 0 | 0 | 0 | 0 | 0 | 0 | 0 | 0 | 0 | 0 | 0 | 0 | 0 | 0 | 0
[10 empty] | 0 | -0.00058233 | -0.0011636 | -0.0017438 | -0.0023233 | -0.0029015 | -0.0034786 | -0.0040546 | -0.0046297 | -0.0052037 | -0.0057767 | -0.0063487 | -0.0069197 | -0.0074896 | -0.0081223 | -0.0088106 | -0.0094842 | -0.010145 | -0.010794 | -0.011432 | -0.012061 | -0.012681 | -0.013294 | -0.014076 | -0.014832 | -0.015389 | -0.015944 | -0.016505
[10 empty] | 0 | -0.0001199 | -0.00023958 | -0.00035905 | -0.00047836 | -0.00059739 | -0.00071622 | -0.00083483 | -0.00095323 | -0.0010714 | -0.0011894 | -0.0013072 | -0.0014247 | -0.0015421 | -0.0016723 | -0.001814 | -0.0019527 | -0.0020888 | -0.0022224 | -0.0023538 | -0.0024833 | -0.002611 | -0.0027371 | -0.0028982 | -0.0030539 | -0.0031684 | -0.0032827 | -0.0033983
[10 empty] | 0 | -0.00016164 | -0.00032299 | -0.00048404 | -0.00064489 | -0.00080537 | -0.00096555 | -0.0011255 | -0.0012851 | -0.0014444 | -0.0016035 | -0.0017622 | -0.0019207 | -0.0020789 | -0.0022545 | -0.0024456 | -0.0026326 | -0.0028159 | -0.002996 | -0.0031732 | -0.0033478 | -0.00352 | -0.00369 | -0.0039072 | -0.0041171 | -0.0042714 | -0.0044256 | -0.0045813
[10 empty] | 0 | -0.00058233 | -0.00058128 | -0.00058023 | -0.00057947 | -0.00057814 | -0.00057711 | -0.00057607 | -0.00057504 | -0.00057402 | -0.000573 | -0.00057198 | -0.00057097 | -0.00056996 | -0.00063366 | -0.00069006 | -0.00073997 | -0.00078414 | -0.00082315 | -0.0008576 | -0.00088801 | -0.00091481 | -0.00093843 | -0.0011385 | -0.0011365 | -0.0011345 | -0.0011326 | -0.0011377
[10 empty] | 0 | -2.6962e-05 | -5.3874e-05 | -8.0738e-05 | -0.00010757 | -0.00013434 | -0.00016105 | -0.00018773 | -0.00021435 | -0.00024093 | -0.00026746 | -0.00029394 | -0.00032037 | -0.00034676 | -0.0003769 | -0.00041023 | -0.00044333 | -0.00047615 | -0.00050863 | -0.00054073 | -0.00057243 | -0.00061147 | -0.00064898 | -0.00068513 | -0.00072008 | -0.00074577 | -0.00077141 | -0.00079755
[10 empty] | 0 | -5.5512e-06 | -1.1092e-05 | -1.6624e-05 | -2.2148e-05 | -2.7659e-05 | -3.316e-05 | -3.8652e-05 | -4.4134e-05 | -4.9606e-05 | -5.5068e-05 | -6.0521e-05 | -6.5963e-05 | -7.1397e-05 | -7.7601e-05 | -8.4463e-05 | -9.128e-05 | -9.8037e-05 | -0.00010472 | -0.00011133 | -0.00011786 | -0.0001259 | -0.00013362 | -0.00014107 | -0.00014826 | -0.00015355 | -0.00015883 | -0.00016421
[10 empty] | 0 | -7.4838e-06 | -1.4954e-05 | -2.2411e-05 | -2.9858e-05 | -3.7288e-05 | -4.4704e-05 | -5.2108e-05 | -5.9498e-05 | -6.6875e-05 | -7.4239e-05 | -8.159e-05 | -8.8927e-05 | -9.6252e-05 | -0.00010462 | -0.00011387 | -0.00012306 | -0.00013217 | -0.00014118 | -0.00015009 | -0.00015889 | -0.00016973 | -0.00018014 | -0.00019018 | -0.00019988 | -0.00020701 | -0.00021412 | -0.00022138
[10 empty] | 0 | -2.6962e-05 | -2.6913e-05 | -2.6864e-05 | -2.6829e-05 | -2.6768e-05 | -2.672e-05 | -2.6672e-05 | -2.6624e-05 | -2.6577e-05 | -2.6529e-05 | -2.6482e-05 | -2.6436e-05 | -2.6389e-05 | -3.0194e-05 | -3.3442e-05 | -3.6213e-05 | -3.8576e-05 | -4.0587e-05 | -4.2297e-05 | -4.375e-05 | -5.2838e-05 | -5.2744e-05 | -5.2651e-05 | -5.2563e-05 | -5.2466e-05 | -5.2374e-05 | -5.2833e-05
[10 empty] | 0 | -0.18624 | -0.23818 | -0.29002 | -0.30215 | -0.33244 | -0.37483 | -0.40641 | -0.47833 | -0.55082 | -0.62448 | -0.69885 | -0.77751 | -0.85672 | -0.93607 | -1.0155 | -1.0953 | -1.1752 | -1.2528 | -1.3289 | -1.4039 | -1.4786 | -1.5534 | -1.6253 | -1.698 | -1.7713 | -1.8457 | -1.9213
[10 empty] | 0 | -0.067028 | -0.085721 | -0.10438 | -0.10874 | -0.11965 | -0.1349 | -0.14627 | -0.17215 | -0.19824 | -0.22475 | -0.25152 | -0.27982 | -0.30833 | -0.33689 | -0.36549 | -0.39418 | -0.42294 | -0.45088 | -0.47826 | -0.50525 | -0.53214 | -0.55906 | -0.58495 | -0.6111 | -0.6375 | -0.66428 | -0.69147
[10 empty] | 0 | -0.086552 | -0.11069 | -0.13478 | -0.14042 | -0.1545 | -0.1742 | -0.18887 | -0.22229 | -0.25598 | -0.29022 | -0.32478 | -0.36133 | -0.39815 | -0.43502 | -0.47194 | -0.509 | -0.54613 | -0.58221 | -0.61757 | -0.65242 | -0.68714 | -0.7219 | -0.75533 | -0.7891 | -0.82319 | -0.85777 | -0.89288
[10 empty] | 0 | -0.18624 | -0.051938 | -0.051844 | -0.069121 | -0.080533 | -0.088097 | -0.11591 | -0.12388 | -0.13185 | -0.14822 | -0.16053 | -0.17938 | -0.19508 | -0.20685 | -0.21818 | -0.23267 | -0.24539 | -0.25713 | -0.27078 | -0.2833 | -0.29545 | -0.30869 | -0.3213 | -0.33354 | -0.34646 | -0.35902 | -0.37137
[10 empty] | 0 | -0.0066042 | -0.012189 | -0.017764 | -0.023332 | -0.028887 | -0.034432 | -0.041624 | -0.048803 | -0.055969 | -0.063122 | -0.070263 | -0.078468 | -0.086658 | -0.094833 | -0.10299 | -0.11114 | -0.11927 | -0.12739 | -0.1355 | -0.14394 | -0.15285 | -0.16213 | -0.17171 | -0.18152 | -0.19197 | -0.2024 | -0.21255
[10 empty] | 0 | -0.0023769 | -0.0043869 | -0.0063934 | -0.0083972 | -0.010396 | -0.012392 | -0.01498 | -0.017564 | -0.020143 | -0.022718 | -0.025288 | -0.02824 | -0.031188 | -0.03413 | -0.037068 | -0.04 | -0.042927 | -0.045849 | -0.048765 | -0.051804 | -0.055011 | -0.058352 | -0.061799 | -0.065329 | -0.06909 | -0.072845 | -0.076497
[10 empty] | 0 | -0.0030692 | -0.0056648 | -0.0082557 | -0.010843 | -0.013425 | -0.016002 | -0.019344 | -0.02268 | -0.026011 | -0.029335 | -0.032653 | -0.036466 | -0.040273 | -0.044072 | -0.047865 | -0.051651 | -0.05543 | -0.059203 | -0.06297 | -0.066893 | -0.071035 | -0.075349 | -0.0798 | -0.084358 | -0.089215 | -0.094063 | -0.098779
[10 empty] | 0 | -0.0066042 | -0.0055851 | -0.0055751 | -0.0055678 | -0.005555 | -0.005545 | -0.0071918 | -0.0071789 | -0.0071661 | -0.0071534 | -0.0071407 | -0.0082045 | -0.00819 | -0.0081756 | -0.0081612 | -0.0081469 | -0.0081326 | -0.0081184 | -0.0081043 | -0.0097638 | -0.011086 | -0.012137 | -0.012974 | -0.013636 | -0.016354 | -0.016325 | -0.016297
[10 empty] | 0 | -0.035232 | -0.070401 | -0.11025 | -0.15342 | -0.19938 | -0.24936 | -0.30069 | -0.35353 | -0.40705 | -0.4599 | -0.51261 | -0.5656 | -0.61844 | -0.67127 | -0.7212 | -0.77151 | -0.82219 | -0.87305 | -0.92413 | -0.97518 | -1.0259 | -1.0767 | -1.1274 | -1.1779 | -1.2282 | -1.2781 | -1.328
[10 empty] | 0 | -0.01268 | -0.025337 | -0.039679 | -0.055216 | -0.071758 | -0.089744 | -0.10822 | -0.12724 | -0.1465 | -0.16552 | -0.18449 | -0.20356 | -0.22258 | -0.24159 | -0.25956 | -0.27767 | -0.29591 | -0.31421 | -0.33259 | -0.35097 | -0.36921 | -0.3875 | -0.40575 | -0.42391 | -0.44201 | -0.45999 | -0.47794
[10 empty] | 0 | -0.016373 | -0.032717 | -0.051237 | -0.071299 | -0.09266 | -0.11589 | -0.13974 | -0.1643 | -0.18917 | -0.21373 | -0.23823 | -0.26285 | -0.28741 | -0.31196 | -0.33516 | -0.35854 | -0.3821 | -0.40573 | -0.42947 | -0.4532 | -0.47676 | -0.50037 | -0.52393 | -0.54739 | -0.57076 | -0.59398 | -0.61716
[10 empty] | 0 | -0.035232 | -0.035168 | -0.046849 | -0.054611 | -0.06363 | -0.07918 | -0.086786 | -0.098691 | -0.10798 | -0.11837 | -0.12968 | -0.13988 | -0.15088 | -0.16075 | -0.1712 | -0.18161 | -0.19158 | -0.20204 | -0.21209 | -0.22236 | -0.23254 | -0.24264 | -0.25284 | -0.26291 | -0.27305 | -0.28313 | -0.29319
[10 empty] | 0 | -0.032456 | -0.040029 | -0.040816 | -0.045028 | -0.051769 | -0.056346 | -0.069733 | -0.083894 | -0.098201 | -0.11283 | -0.12788 | -0.14421 | -0.16085 | -0.17773 | -0.19481 | -0.21201 | -0.22923 | -0.24651 | -0.26301 | -0.27964 | -0.29619 | -0.31263 | -0.329 | -0.34528 | -0.36116 | -0.37702 | -0.3928
[10 empty] | 0 | -0.011681 | -0.014407 | -0.01469 | -0.016206 | -0.018632 | -0.020279 | -0.025097 | -0.030194 | -0.035342 | -0.040606 | -0.046026 | -0.051902 | -0.057888 | -0.063965 | -0.070114 | -0.076302 | -0.082501 | -0.08872 | -0.094659 | -0.10064 | -0.1066 | -0.11252 | -0.11841 | -0.12427 | -0.12998 | -0.13569 | -0.14137
[10 empty] | 0 | -0.015083 | -0.018603 | -0.018969 | -0.020926 | -0.024059 | -0.026186 | -0.032407 | -0.038988 | -0.045637 | -0.052434 | -0.059432 | -0.06702 | -0.07475 | -0.082596 | -0.090536 | -0.098527 | -0.10653 | -0.11456 | -0.12223 | -0.12996 | -0.13765 | -0.14529 | -0.1529 | -0.16046 | -0.16784 | -0.17521 | -0.18254
[10 empty] | 0 | -0.032456 | -0.0075731 | -0.010088 | -0.01176 | -0.013702 | -0.01705 | -0.019921 | -0.022653 | -0.024785 | -0.02717 | -0.029767 | -0.033444 | -0.036075 | -0.038434 | -0.040931 | -0.043421 | -0.045806 | -0.048305 | -0.050708 | -0.053165 | -0.055598 | -0.058013 | -0.060453 | -0.06286 | -0.065284 | -0.067693 | -0.070099
[10 empty] | 0 | -0.0078791 | -0.015618 | -0.023234 | -0.030907 | -0.038675 | -0.046479 | -0.054409 | -0.062491 | -0.070627 | -0.078804 | -0.087052 | -0.095446 | -0.10402 | -0.11278 | -0.12168 | -0.1307 | -0.13984 | -0.14914 | -0.15854 | -0.16799 | -0.17785 | -0.18772 | -0.19757 | -0.20732 | -0.21697 | -0.22654 | -0.236
[10 empty] | 0 | -0.0016772 | -0.0033246 | -0.0049458 | -0.0065791 | -0.0082325 | -0.0098938 | -0.011582 | -0.013302 | -0.015034 | -0.016775 | -0.01853 | -0.020317 | -0.022142 | -0.024007 | -0.025901 | -0.027822 | -0.029768 | -0.031747 | -0.033748 | -0.03576 | -0.037858 | -0.03996 | -0.042056 | -0.044132 | -0.046185 | -0.048222 | -0.050236
[10 empty] | 0 | -0.0017736 | -0.0035158 | -0.0052302 | -0.0069574 | -0.0087059 | -0.010463 | -0.012248 | -0.014067 | -0.015899 | -0.017739 | -0.019596 | -0.021485 | -0.023415 | -0.025387 | -0.027391 | -0.029421 | -0.03148 | -0.033572 | -0.035689 | -0.037817 | -0.040035 | -0.042258 | -0.044474 | -0.046669 | -0.048841 | -0.050995 | -0.053125
[10 empty] | 0 | -0.0078791 | -0.0077392 | -0.0076161 | -0.0076726 | -0.0077676 | -0.007804 | -0.0079302 | -0.0080824 | -0.0081354 | -0.0081771 | -0.0082481 | -0.0092693 | -0.01021 | -0.011064 | -0.011798 | -0.012461 | -0.013068 | -0.013667 | -0.014185 | -0.014606 | -0.017771 | -0.017787 | -0.017868 | -0.018037 | -0.01827 | -0.018554 | -0.018872
[10 empty] | 0 | -0.0014196 | -0.002905 | -0.004459 | -0.0060952 | -0.0078182 | -0.0096285 | -0.011535 | -0.013689 | -0.016064 | -0.018649 | -0.021438 | -0.024347 | -0.027573 | -0.030898 | -0.034344 | -0.037929 | -0.041668 | -0.045577 | -0.049664 | -0.053972 | -0.058284 | -0.062823 | -0.067581 | -0.072553 | -0.077764 | -0.083185 | -0.088829
[10 empty] | 0 | -0.00030219 | -0.00061837 | -0.00094917 | -0.0012975 | -0.0016642 | -0.0020496 | -0.0024555 | -0.0029138 | -0.0034195 | -0.0039698 | -0.0045633 | -0.0051827 | -0.0058693 | -0.0065772 | -0.0073108 | -0.0080738 | -0.0088697 | -0.0097019 | -0.010572 | -0.011489 | -0.012407 | -0.013373 | -0.014386 | -0.015444 | -0.016553 | -0.017707 | -0.018909
[10 empty] | 0 | -0.00031956 | -0.00065392 | -0.0010038 | -0.0013721 | -0.0017599 | -0.0021674 | -0.0025967 | -0.0030814 | -0.0036162 | -0.0041981 | -0.0048257 | -0.0054807 | -0.0062067 | -0.0069554 | -0.0077311 | -0.0085381 | -0.0093797 | -0.01026 | -0.01118 | -0.012149 | -0.01312 | -0.014142 | -0.015213 | -0.016332 | -0.017505 | -0.018726 | -0.019996
[10 empty] | 0 | -0.0014196 | -0.0014854 | -0.0015541 | -0.0016362 | -0.001723 | -0.0018102 | -0.001907 | -0.0022966 | -0.0026419 | -0.0029574 | -0.0032547 | -0.0035374 | -0.0041918 | -0.0044017 | -0.0046732 | -0.0049913 | -0.0053422 | -0.005722 | -0.0061148 | -0.006668 | -0.0071755 | -0.0076628 | -0.0081419 | -0.0086275 | -0.0092272 | -0.0097053 | -0.010257
[10 empty] | 0 | -0.00041956 | -0.00088029 | -0.0013875 | -0.0019522 | -0.002581 | -0.0032796 | -0.0040657 | -0.0049513 | -0.0059331 | -0.0070176 | -0.0082187 | -0.0095486 | -0.01102 | -0.012643 | -0.014424 | -0.016384 | -0.018539 | -0.020917 | -0.023528 | -0.026381 | -0.02949 | -0.032874 | -0.036559 | -0.040545 | -0.044854 | -0.049506 | -0.054523
[10 empty] | 0 | -8.931e-05 | -0.00018738 | -0.00029535 | -0.00041555 | -0.0005494 | -0.00069812 | -0.00086545 | -0.001054 | -0.001263 | -0.0014938 | -0.0017495 | -0.0020326 | -0.0023457 | -0.0026912 | -0.0030703 | -0.0034875 | -0.0039464 | -0.0044525 | -0.0050084 | -0.0056155 | -0.0062774 | -0.0069977 | -0.0077821 | -0.0086307 | -0.0095479 | -0.010538 | -0.011606
[10 empty] | 0 | -9.4445e-05 | -0.00019816 | -0.00031233 | -0.00043944 | -0.00058099 | -0.00073826 | -0.00091521 | -0.0011146 | -0.0013356 | -0.0015797 | -0.0018501 | -0.0021494 | -0.0024806 | -0.0028459 | -0.0032468 | -0.0036881 | -0.0041733 | -0.0047085 | -0.0052964 | -0.0059384 | -0.0066384 | -0.0074 | -0.0082296 | -0.009127 | -0.010097 | -0.011144 | -0.012274
[10 empty] | 0 | -0.00041956 | -0.00046073 | -0.00050719 | -0.00056468 | -0.00062882 | -0.00069863 | -0.0007861 | -0.00088564 | -0.00098175 | -0.0010845 | -0.0012011 | -0.0013299 | -0.0014711 | -0.0016229 | -0.001781 | -0.00202 | -0.0022729 | -0.0025505 | -0.0028403 | -0.0031381 | -0.0034544 | -0.0037915 | -0.0042837 | -0.0046516 | -0.0050474 | -0.0054731 | -0.0059306
[10 empty] | 0 | 0 | 0 | 0 | 0 | 0 | 0 | 0 | 0 | 0 | 0 | 0 | 0 | 0 | 0 | 0 | 0 | 0 | 0 | 0 | 0 | 0 | 0 | 0 | 0 | 0 | 0 | 0
[10 empty] | 0 | 0 | 0 | 0 | 0 | 0 | 0 | 0 | 0 | 0 | 0 | 0 | 0 | 0 | 0 | 0 | 0 | 0 | 0 | 0 | 0 | 0 | 0 | 0 | 0 | 0 | 0 | 0
[10 empty] | 0 | 0 | 0 | 0 | 0 | 0 | 0 | 0 | 0 | 0 | 0 | 0 | 0 | 0 | 0 | 0 | 0 | 0 | 0 | 0 | 0 | 0 | 0 | 0 | 0 | 0 | 0 | 0
[10 empty] | 0 | 0 | 0 | 0 | 0 | 0 | 0 | 0 | 0 | 0 | 0 | 0 | 0 | 0 | 0 | 0 | 0 | 0 | 0 | 0 | 0 | 0 | 0 | 0 | 0 | 0 | 0 | 0
[10 empty] | 0 | -0.00014491 | -0.00027509 | -0.0003938 | -0.00050484 | -0.00060919 | -0.00070741 | -0.00080332 | -0.00089757 | -0.00098623 | -0.001069 | -0.0011467 | -0.0012239 | -0.0013017 | -0.0013803 | -0.0014579 | -0.0015339 | -0.0016082 | -0.0016811 | -0.001751 | -0.0018163 | -0.0019005 | -0.0019766 | -0.0020435 | -0.0021007 | -0.002149 | -0.0021889 | -0.00222
[10 empty] | 0 | -3.0847e-05 | -5.8558e-05 | -8.3827e-05 | -0.00010746 | -0.00012968 | -0.00015058 | -0.000171 | -0.00019106 | -0.00020994 | -0.00022755 | -0.00024409 | -0.00026053 | -0.0002771 | -0.00029382 | -0.00031033 | -0.00032651 | -0.00034232 | -0.00035785 | -0.00037273 | -0.00038663 | -0.00040455 | -0.00042076 | -0.00043498 | -0.00044718 | -0.00045744 | -0.00046594 | -0.00047257
[10 empty] | 0 | -3.2621e-05 | -6.1925e-05 | -8.8648e-05 | -0.00011364 | -0.00013713 | -0.00015924 | -0.00018083 | -0.00020205 | -0.00022201 | -0.00024063 | -0.00025813 | -0.00027551 | -0.00029303 | -0.00031072 | -0.00032818 | -0.00034529 | -0.00036201 | -0.00037843 | -0.00039417 | -0.00040886 | -0.00042781 | -0.00044495 | -0.00046 | -0.00047289 | -0.00048375 | -0.00049273 | -0.00049974
[10 empty] | 0 | -0.00014491 | -0.00013018 | -0.00011871 | -0.00011104 | -0.00010435 | -9.8226e-05 | -9.5903e-05 | -9.4257e-05 | -8.8658e-05 | -8.2735e-05 | -7.7733e-05 | -9.3301e-05 | -0.00010661 | -0.00011734 | -0.00012437 | -0.00012921 | -0.00013247 | -0.00013533 | -0.00013585 | -0.00013374 | -0.00019882 | -0.00018218 | -0.00016791 | -0.00015662 | -0.00014749 | -0.00014007 | -0.00013385
[10 empty] | 0 | -0.0010152 | -0.0019972 | -0.0029468 | -0.0038654 | -0.0047526 | -0.0056098 | -0.0064377 | -0.0072371 | -0.0080086 | -0.008753 | -0.0094709 | -0.010163 | -0.01083 | -0.011473 | -0.012091 | -0.012687 | -0.01326 | -0.01381 | -0.01434 | -0.014848 | -0.015336 | -0.015804 | -0.016253 | -0.016682 | -0.017094 | -0.017488 | -0.017864
[10 empty] | 0 | -0.0002161 | -0.00042514 | -0.00062728 | -0.0008228 | -0.0010117 | -0.0011941 | -0.0013704 | -0.0015405 | -0.0017048 | -0.0018632 | -0.002016 | -0.0021634 | -0.0023054 | -0.0024422 | -0.0025739 | -0.0027006 | -0.0028225 | -0.0029398 | -0.0030524 | -0.0031606 | -0.0032645 | -0.0033641 | -0.0034596 | -0.0035511 | -0.0036387 | -0.0037225 | -0.0038026
[10 empty] | 0 | -0.00022853 | -0.00044959 | -0.00066335 | -0.00087012 | -0.0010698 | -0.0012628 | -0.0014492 | -0.0016291 | -0.0018028 | -0.0019704 | -0.002132 | -0.0022878 | -0.0024379 | -0.0025826 | -0.0027219 | -0.0028559 | -0.0029848 | -0.0031088 | -0.0032279 | -0.0033424 | -0.0034522 | -0.0035575 | -0.0036585 | -0.0037553 | -0.0038479 | -0.0039366 | -0.0040213
[10 empty] | 0 | -0.0010152 | -0.00098201 | -0.00094962 | -0.00091852 | -0.00088723 | -0.0008572 | -0.00082792 | -0.00079937 | -0.00077153 | -0.00088943 | -0.00098254 | -0.0010546 | -0.0011089 | -0.0011481 | -0.0011744 | -0.0011901 | -0.0014925 | -0.0014396 | -0.0014087 | -0.0013934 | -0.0013881 | -0.0013893 | -0.0013939 | -0.0013995 | -0.0014045 | -0.0014924 | -0.0015508
[10 empty] | 0 | -0.00017402 | -0.00034448 | -0.00051144 | -0.00067504 | -0.00083515 | -0.00099192 | -0.0011454 | -0.0012957 | -0.0014427 | -0.0015866 | -0.0017275 | -0.0018653 | -0.0020001 | -0.0021319 | -0.0022609 | -0.002387 | -0.0025103 | -0.0026309 | -0.0027487 | -0.0028639 | -0.0029764 | -0.0030863 | -0.0031937 | -0.0032986 | -0.0034011 | -0.0035011 | -0.0035987
[10 empty] | 0 | -3.7043e-05 | -7.3329e-05 | -0.00010887 | -0.00014369 | -0.00017778 | -0.00021115 | -0.00024382 | -0.0002758 | -0.0003071 | -0.00033774 | -0.00036772 | -0.00039705 | -0.00042575 | -0.00045382 | -0.00048127 | -0.00050811 | -0.00053436 | -0.00056002 | -0.00058511 | -0.00060962 | -0.00063357 | -0.00065698 | -0.00067984 | -0.00070217 | -0.00072397 | -0.00074526 | -0.00076604
[10 empty] | 0 | -3.9173e-05 | -7.7545e-05 | -0.00011513 | -0.00015195 | -0.000188 | -0.00022329 | -0.00025784 | -0.00029166 | -0.00032476 | -0.00035716 | -0.00038886 | -0.00041988 | -0.00045023 | -0.00047991 | -0.00050894 | -0.00053733 | -0.00056509 | -0.00059222 | -0.00061875 | -0.00064467 | -0.00067 | -0.00069475 | -0.00071893 | -0.00074254 | -0.0007656 | -0.00078811 | -0.00081008
[10 empty] | 0 | -0.00017402 | -0.00017046 | -0.00016696 | -0.00016359 | -0.00016011 | -0.00015677 | -0.00015348 | -0.00015025 | -0.00014706 | -0.00014392 | -0.00014083 | -0.0001378 | -0.0001348 | -0.00013186 | -0.00012897 | -0.00012611 | -0.00012331 | -0.00014541 | -0.00016349 | -0.00017815 | -0.00018989 | -0.00019913 | -0.00020624 | -0.00021154 | -0.000266 | -0.00026018 | -0.00025445
[10 empty] | 0 | 0 | 0 | 0 | 0 | 0 | 0 | 0 | 0 | 0 | 0 | 0 | 0 | 0 | 0 | 0 | 0 | 0 | 0 | 0 | 0 | 0 | 0 | 0 | 0 | 0 | 0 | 0
[10 empty] | 0 | 0 | 0 | 0 | 0 | 0 | 0 | 0 | 0 | 0 | 0 | 0 | 0 | 0 | 0 | 0 | 0 | 0 | 0 | 0 | 0 | 0 | 0 | 0 | 0 | 0 | 0 | 0
[10 empty] | 0 | 0 | 0 | 0 | 0 | 0 | 0 | 0 | 0 | 0 | 0 | 0 | 0 | 0 | 0 | 0 | 0 | 0 | 0 | 0 | 0 | 0 | 0 | 0 | 0 | 0 | 0 | 0
[10 empty] | 0 | 0 | 0 | 0 | 0 | 0 | 0 | 0 | 0 | 0 | 0 | 0 | 0 | 0 | 0 | 0 | 0 | 0 | 0 | 0 | 0 | 0 | 0 | 0 | 0 | 0 | 0 | 0
[10 empty] | 0 | -0.0087328 | -0.017251 | -0.025559 | -0.033665 | -0.041564 | -0.049264 | -0.056769 | -0.064083 | -0.071209 | -0.07815 | -0.084911 | -0.091494 | -0.097903 | -0.10414 | -0.11021 | -0.11612 | -0.12187 | -0.12745 | -0.13289 | -0.13817 | -0.1433 | -0.14829 | -0.15313 | -0.15783 | -0.16239 | -0.16682 | -0.17112
[10 empty] | 0 | -0.0013119 | -0.0025916 | -0.0038397 | -0.0050574 | -0.0062441 | -0.0074008 | -0.0085283 | -0.009627 | -0.010698 | -0.01174 | -0.012756 | -0.013745 | -0.014708 | -0.015645 | -0.016557 | -0.017445 | -0.018308 | -0.019147 | -0.019963 | -0.020757 | -0.021528 | -0.022277 | -0.023004 | -0.02371 | -0.024396 | -0.025061 | -0.025707
[10 empty] | 0 | -0.0017045 | -0.0033671 | -0.0049886 | -0.0065707 | -0.0081124 | -0.0096153 | -0.01108 | -0.012508 | -0.013898 | -0.015253 | -0.016573 | -0.017858 | -0.019109 | -0.020326 | -0.021511 | -0.022664 | -0.023786 | -0.024876 | -0.025937 | -0.026967 | -0.027969 | -0.028942 | -0.029887 | -0.030805 | -0.031696 | -0.03256 | -0.033399
[10 empty] | 0 | -0.0087328 | -0.0085184 | -0.008308 | -0.0081058 | -0.01081 | -0.01248 | -0.013461 | -0.015711 | -0.016285 | -0.017166 | -0.018024 | -0.019864 | -0.021021 | -0.021896 | -0.022962 | -0.023902 | -0.024924 | -0.025841 | -0.026952 | -0.027823 | -0.028641 | -0.029483 | -0.030343 | -0.031179 | -0.031943 | -0.032729 | -0.03345
[10 empty] | 0 | -0.00065477 | -0.0012935 | -0.0019164 | -0.0025242 | -0.0031164 | -0.0036938 | -0.0042565 | -0.0048048 | -0.0053391 | -0.0058596 | -0.0063665 | -0.0068601 | -0.0073407 | -0.0078084 | -0.0082636 | -0.0087065 | -0.0091374 | -0.0095563 | -0.0099637 | -0.01036 | -0.010744 | -0.011118 | -0.011481 | -0.011834 | -0.012176 | -0.012508 | -0.01283
[10 empty] | 0 | -9.8365e-05 | -0.00019432 | -0.0002879 | -0.0003792 | -0.00046817 | -0.00055491 | -0.00063944 | -0.00072182 | -0.00080209 | -0.00088027 | -0.00095643 | -0.0010306 | -0.0011028 | -0.001173 | -0.0012414 | -0.001308 | -0.0013727 | -0.0014356 | -0.0014968 | -0.0015563 | -0.0016141 | -0.0016703 | -0.0017248 | -0.0017778 | -0.0018292 | -0.0018791 | -0.0019275
[10 empty] | 0 | -0.0001278 | -0.00025246 | -0.00037404 | -0.00049266 | -0.00060826 | -0.00072094 | -0.00083077 | -0.0009378 | -0.0010421 | -0.0011437 | -0.0012426 | -0.0013389 | -0.0014327 | -0.001524 | -0.0016129 | -0.0016993 | -0.0017834 | -0.0018652 | -0.0019447 | -0.002022 | -0.0020971 | -0.00217 | -0.0022409 | -0.0023097 | -0.0023765 | -0.0024413 | -0.0025042
[10 empty] | 0 | -0.00065477 | -0.0006387 | -0.00062293 | -0.00060776 | -0.00059225 | -0.00057734 | -0.00056272 | -0.00076662 | -0.00089269 | -0.00096704 | -0.0011366 | -0.0011076 | -0.0010792 | -0.0010515 | -0.0010968 | -0.0011652 | -0.0012318 | -0.0013721 | -0.0014369 | -0.0014567 | -0.0014759 | -0.0014612 | -0.0014708 | -0.0014961 | -0.0015709 | -0.0016437 | -0.0016953
[10 empty] | 0 | -0.004846 | -0.0097414 | -0.014687 | -0.019684 | -0.02473 | -0.029827 | -0.034976 | -0.040176 | -0.045428 | -0.050733 | -0.056091 | -0.061503 | -0.066968 | -0.072488 | -0.078063 | -0.083693 | -0.089379 | -0.095121 | -0.10092 | -0.10677 | -0.11269 | -0.11866 | -0.12469 | -0.13078 | -0.13692 | -0.14313 | -0.1494
[10 empty] | 0 | -0.00072801 | -0.0014634 | -0.0022063 | -0.0029571 | -0.0037152 | -0.0044809 | -0.0052543 | -0.0060355 | -0.0068246 | -0.0076215 | -0.0084265 | -0.0092394 | -0.010061 | -0.01089 | -0.011727 | -0.012573 | -0.013427 | -0.01429 | -0.015161 | -0.016041 | -0.016929 | -0.017826 | -0.018732 | -0.019646 | -0.02057 | -0.021502 | -0.022444
[10 empty] | 0 | -0.00094584 | -0.0019013 | -0.0028665 | -0.003842 | -0.0048268 | -0.0058216 | -0.0068265 | -0.0078414 | -0.0088666 | -0.009902 | -0.010948 | -0.012004 | -0.013071 | -0.014148 | -0.015236 | -0.016335 | -0.017445 | -0.018565 | -0.019697 | -0.02084 | -0.021994 | -0.02316 | -0.024336 | -0.025525 | -0.026725 | -0.027936 | -0.02916
[10 empty] | 0 | -0.004846 | -0.0048954 | -0.0049452 | -0.0049978 | -0.0066613 | -0.0078056 | -0.0086025 | -0.010126 | -0.010767 | -0.011593 | -0.012428 | -0.013829 | -0.014892 | -0.015826 | -0.016889 | -0.017909 | -0.018999 | -0.020057 | -0.021249 | -0.022335 | -0.023417 | -0.024536 | -0.02569 | -0.026856 | -0.028008 | -0.029195 | -0.030371
[10 empty] | 0 | -0.0027936 | -0.0054637 | -0.0080144 | -0.010451 | -0.012775 | -0.014991 | -0.017102 | -0.019114 | -0.021028 | -0.022848 | -0.024577 | -0.026219 | -0.027777 | -0.029253 | -0.03065 | -0.031971 | -0.033219 | -0.034397 | -0.035506 | -0.03655 | -0.03753 | -0.038449 | -0.03931 | -0.040114 | -0.040863 | -0.04156 | -0.042206
[10 empty] | 0 | -0.00041968 | -0.0008208 | -0.001204 | -0.00157 | -0.0019191 | -0.002252 | -0.0025693 | -0.0028714 | -0.0031589 | -0.0034324 | -0.0036922 | -0.0039389 | -0.0041729 | -0.0043946 | -0.0046045 | -0.004803 | -0.0049905 | -0.0051674 | -0.005334 | -0.0054908 | -0.0056381 | -0.0057762 | -0.0059054 | -0.0060262 | -0.0061388 | -0.0062434 | -0.0063405
[10 empty] | 0 | -0.00054525 | -0.0010664 | -0.0015642 | -0.0020398 | -0.0024933 | -0.0029259 | -0.003338 | -0.0037306 | -0.0041041 | -0.0044594 | -0.004797 | -0.0051174 | -0.0054214 | -0.0057095 | -0.0059822 | -0.0062401 | -0.0064837 | -0.0067135 | -0.00693 | -0.0071337 | -0.0073251 | -0.0075045 | -0.0076724 | -0.0078293 | -0.0079755 | -0.0081115 | -0.0082376
[10 empty] | 0 | -0.0027936 | -0.0026701 | -0.0025507 | -0.0024366 | -0.0023237 | -0.0027747 | -0.0030928 | -0.0033061 | -0.0034373 | -0.0035035 | -0.0043634 | -0.0043353 | -0.0043421 | -0.0043612 | -0.0043766 | -0.0046957 | -0.004898 | -0.0050217 | -0.0050914 | -0.0051219 | -0.0054075 | -0.0054333 | -0.0054778 | -0.0055209 | -0.0055514 | -0.0057036 | -0.0057913
[10 empty] | 0 | -0.0069478 | -0.013883 | -0.020806 | -0.027719 | -0.034617 | -0.041503 | -0.048376 | -0.055237 | -0.062085 | -0.068922 | -0.075746 | -0.082558 | -0.089359 | -0.096147 | -0.10292 | -0.10969 | -0.11644 | -0.12318 | -0.12991 | -0.13663 | -0.14333 | -0.15003 | -0.15671 | -0.16338 | -0.17004 | -0.17669 | -0.18333
[10 empty] | 0 | -0.0010438 | -0.0020856 | -0.0031256 | -0.0041642 | -0.0052005 | -0.0062349 | -0.0072674 | -0.0082981 | -0.0093269 | -0.010354 | -0.011379 | -0.012403 | -0.013424 | -0.014444 | -0.015462 | -0.016478 | -0.017493 | -0.018505 | -0.019516 | -0.020525 | -0.021533 | -0.022538 | -0.023542 | -0.024544 | -0.025545 | -0.026544 | -0.027541
[10 empty] | 0 | -0.0013561 | -0.0027097 | -0.0040608 | -0.0054102 | -0.0067565 | -0.0081004 | -0.0094419 | -0.010781 | -0.012118 | -0.013452 | -0.014784 | -0.016114 | -0.017441 | -0.018766 | -0.020088 | -0.021409 | -0.022727 | -0.024042 | -0.025356 | -0.026667 | -0.027976 | -0.029282 | -0.030586 | -0.031888 | -0.033188 | -0.034486 | -0.035781
[10 empty] | 0 | -0.0069478 | -0.0069352 | -0.0069227 | -0.0069137 | -0.0068978 | -0.0068854 | -0.0068731 | -0.0068609 | -0.0068486 | -0.008226 | -0.009323 | -0.010196 | -0.01089 | -0.011439 | -0.013696 | -0.013671 | -0.013647 | -0.013624 | -0.013876 | -0.014297 | -0.014805 | -0.015348 | -0.015891 | -0.017138 | -0.018055 | -0.018722 | -0.019203
[10 empty] | 0 | -0.00096887 | -0.001914 | -0.0028357 | -0.003735 | -0.0046113 | -0.0054656 | -0.0062983 | -0.0071097 | -0.0079003 | -0.0086704 | -0.0094205 | -0.010151 | -0.010862 | -0.011554 | -0.012228 | -0.012883 | -0.013521 | -0.01414 | -0.014743 | -0.015329 | -0.015898 | -0.016452 | -0.016989 | -0.017511 | -0.018017 | -0.018508 | -0.018985
[10 empty] | 0 | -0.00014555 | -0.00028753 | -0.000426 | -0.0005611 | -0.00069275 | -0.00082109 | -0.00094618 | -0.0010681 | -0.0011868 | -0.0013025 | -0.0014152 | -0.0015249 | -0.0016318 | -0.0017358 | -0.0018369 | -0.0019354 | -0.0020312 | -0.0021243 | -0.0022148 | -0.0023029 | -0.0023884 | -0.0024715 | -0.0025522 | -0.0026306 | -0.0027066 | -0.0027805 | -0.0028521
[10 empty] | 0 | -0.0001891 | -0.00037356 | -0.00055347 | -0.00072899 | -0.00090003 | -0.0010668 | -0.0012293 | -0.0013877 | -0.001542 | -0.0016923 | -0.0018387 | -0.0019812 | -0.00212 | -0.0022551 | -0.0023866 | -0.0025145 | -0.0026389 | -0.0027599 | -0.0028776 | -0.0029919 | -0.003103 | -0.003211 | -0.0033159 | -0.0034177 | -0.0035165 | -0.0036124 | -0.0037054
[10 empty] | 0 | -0.00096887 | -0.00094508 | -0.00092174 | -0.0008993 | -0.00087635 | -0.0011773 | -0.001363 | -0.0014722 | -0.0017223 | -0.0016787 | -0.0017436 | -0.0018426 | -0.0019388 | -0.0021441 | -0.0022378 | -0.0023009 | -0.0023981 | -0.0024314 | -0.0025379 | -0.0026415 | -0.0027257 | -0.0028307 | -0.0028846 | -0.002945 | -0.0030216 | -0.0030833 | -0.0031693
[10 empty] | 0 | 0 | 0 | 0 | 0 | 0 | 0 | 0 | 0 | 0 | 0 | 0 | 0 | 0 | 0 | 0 | 0 | 0 | 0 | 0 | 0 | 0 | 0 | 0 | 0 | 0 | 0 | 0
[10 empty] | 0 | 0 | 0 | 0 | 0 | 0 | 0 | 0 | 0 | 0 | 0 | 0 | 0 | 0 | 0 | 0 | 0 | 0 | 0 | 0 | 0 | 0 | 0 | 0 | 0 | 0 | 0 | 0
[10 empty] | 0 | 0 | 0 | 0 | 0 | 0 | 0 | 0 | 0 | 0 | 0 | 0 | 0 | 0 | 0 | 0 | 0 | 0 | 0 | 0 | 0 | 0 | 0 | 0 | 0 | 0 | 0 | 0
[10 empty] | 0 | 0 | 0 | 0 | 0 | 0 | 0 | 0 | 0 | 0 | 0 | 0 | 0 | 0 | 0 | 0 | 0 | 0 | 0 | 0 | 0 | 0 | 0 | 0 | 0 | 0 | 0 | 0
[10 empty] | 0 | -8.9744e-05 | -0.00021698 | -0.00039371 | -0.00063017 | -0.00093901 | -0.0013563 | -0.0018527 | -0.0025364 | -0.0034043 | -0.0044869 | -0.0057922 | -0.0073848 | -0.0091242 | -0.011333 | -0.013886 | -0.016825 | -0.020207 | -0.024074 | -0.028334 | -0.033461 | -0.039667 | -0.047159 | -0.05601 | -0.066466 | -0.078738 | -0.093127 | -0.10998
[10 empty] | 0 | -1.3482e-05 | -3.2597e-05 | -5.9147e-05 | -9.4669e-05 | -0.00014107 | -0.00020375 | -0.00027833 | -0.00038104 | -0.00051142 | -0.00067406 | -0.00087014 | -0.0011094 | -0.0013707 | -0.0017025 | -0.0020861 | -0.0025276 | -0.0030356 | -0.0036165 | -0.0042565 | -0.0050267 | -0.005959 | -0.0070845 | -0.0084142 | -0.0099851 | -0.011829 | -0.01399 | -0.016522
[10 empty] | 0 | -1.7516e-05 | -4.2351e-05 | -7.6844e-05 | -0.00012299 | -0.00018327 | -0.00026472 | -0.00036161 | -0.00049506 | -0.00066444 | -0.00087574 | -0.0011305 | -0.0014414 | -0.0017809 | -0.0022119 | -0.0027103 | -0.0032838 | -0.0039439 | -0.0046986 | -0.0055301 | -0.0065308 | -0.0077421 | -0.0092043 | -0.010932 | -0.012973 | -0.015368 | -0.018176 | -0.021466
[10 empty] | 0 | -8.9744e-05 | -0.00012724 | -0.00017673 | -0.00023645 | -0.00030884 | -0.00041729 | -0.00049643 | -0.00068372 | -0.00086783 | -0.0011006 | -0.0013451 | -0.0016598 | -0.0018405 | -0.0023509 | -0.0027746 | -0.0032247 | -0.0037606 | -0.0043588 | -0.0048927 | -0.0059306 | -0.0072016 | -0.0087055 | -0.010341 | -0.012264 | -0.014427 | -0.016947 | -0.019821
[10 empty] | 0 | -0.0056159 | -0.011222 | -0.016817 | -0.022406 | -0.027981 | -0.033547 | -0.039102 | -0.044648 | -0.050184 | -0.05571 | -0.061226 | -0.066732 | -0.072229 | -0.077716 | -0.083193 | -0.088661 | -0.094119 | -0.099568 | -0.10501 | -0.11044 | -0.11586 | -0.12127 | -0.12667 | -0.13206 | -0.13744 | -0.14282 | -0.14818
[10 empty] | 0 | -0.00084367 | -0.0016858 | -0.0025264 | -0.003366 | -0.0042036 | -0.0050397 | -0.0058743 | -0.0067074 | -0.007539 | -0.0083692 | -0.0091979 | -0.010025 | -0.010851 | -0.011675 | -0.012498 | -0.013319 | -0.014139 | -0.014958 | -0.015775 | -0.016591 | -0.017405 | -0.018218 | -0.019029 | -0.019839 | -0.020648 | -0.021455 | -0.022261
[10 empty] | 0 | -0.0010961 | -0.0021902 | -0.0032824 | -0.0043731 | -0.0054613 | -0.0065476 | -0.0076319 | -0.0087143 | -0.0097948 | -0.010873 | -0.01195 | -0.013025 | -0.014098 | -0.015168 | -0.016238 | -0.017305 | -0.01837 | -0.019433 | -0.020495 | -0.021555 | -0.022613 | -0.023669 | -0.024723 | -0.025776 | -0.026826 | -0.027875 | -0.028922
[10 empty] | 0 | -0.0056159 | -0.0056058 | -0.0055957 | -0.0055884 | -0.0055755 | -0.0055655 | -0.0055556 | -0.0055457 | -0.0055358 | -0.005526 | -0.0063184 | -0.0069949 | -0.0075719 | -0.0080641 | -0.0084828 | -0.0088389 | -0.0091414 | -0.011034 | -0.011015 | -0.010995 | -0.011091 | -0.011267 | -0.0115 | -0.011769 | -0.012057 | -0.012355 | -0.012651
[10 empty] | 0 | -0.0017806 | -0.003558 | -0.0053322 | -0.007104 | -0.0088718 | -0.010636 | -0.012398 | -0.014156 | -0.015911 | -0.017664 | -0.019412 | -0.021158 | -0.022901 | -0.024641 | -0.026378 | -0.028111 | -0.029842 | -0.031569 | -0.033294 | -0.035015 | -0.036734 | -0.03845 | -0.040162 | -0.041872 | -0.043579 | -0.045282 | -0.046983
[10 empty] | 0 | -0.0002675 | -0.00053451 | -0.00080104 | -0.0010672 | -0.0013328 | -0.0015979 | -0.0018625 | -0.0021267 | -0.0023903 | -0.0026536 | -0.0029163 | -0.0031786 | -0.0034404 | -0.0037017 | -0.0039626 | -0.0042231 | -0.0044831 | -0.0047426 | -0.0050017 | -0.0052603 | -0.0055185 | -0.0057762 | -0.0060335 | -0.0062903 | -0.0065467 | -0.0068027 | -0.0070582
[10 empty] | 0 | -0.00034754 | -0.00069444 | -0.0010407 | -0.0013866 | -0.0017316 | -0.002076 | -0.0024198 | -0.002763 | -0.0031056 | -0.0034475 | -0.0037889 | -0.0041296 | -0.0044698 | -0.0048094 | -0.0051483 | -0.0054867 | -0.0058245 | -0.0061616 | -0.0064982 | -0.0068342 | -0.0071697 | -0.0075045 | -0.0078388 | -0.0081725 | -0.0085056 | -0.0088381 | -0.0091701
[10 empty] | 0 | -0.0017806 | -0.0017774 | -0.0017742 | -0.0017719 | -0.0017678 | -0.0017646 | -0.0017615 | -0.0020127 | -0.0022271 | -0.0024101 | -0.0025661 | -0.0026988 | -0.0028117 | -0.0029075 | -0.003544 | -0.0036 | -0.0036737 | -0.003759 | -0.0038501 | -0.0039442 | -0.0040381 | -0.0042833 | -0.0044903 | -0.0046686 | -0.0048254 | -0.0049657 | -0.0050931
[10 empty] | 0 | -0.00023271 | -0.000465 | -0.00069686 | -0.00092843 | -0.0011595 | -0.0013901 | -0.0016203 | -0.0018501 | -0.0020795 | -0.0023085 | -0.002537 | -0.0027652 | -0.002993 | -0.0032203 | -0.0034473 | -0.0036739 | -0.0039 | -0.0041258 | -0.0043512 | -0.0045762 | -0.0048008 | -0.005025 | -0.0052488 | -0.0054723 | -0.0056953 | -0.005918 | -0.0061403
[10 empty] | 0 | -3.4959e-05 | -6.9855e-05 | -0.00010469 | -0.00013948 | -0.00017418 | -0.00020883 | -0.00024341 | -0.00027794 | -0.0003124 | -0.00034679 | -0.00038113 | -0.00041541 | -0.00044963 | -0.00048378 | -0.00051788 | -0.00055192 | -0.00058589 | -0.00061981 | -0.00065367 | -0.00068747 | -0.00072121 | -0.0007549 | -0.00078852 | -0.00082209 | -0.0008556 | -0.00088905 | -0.00092244
[10 empty] | 0 | -4.542e-05 | -9.0757e-05 | -0.00013601 | -0.00018121 | -0.0002263 | -0.00027131 | -0.00031625 | -0.0003611 | -0.00040587 | -0.00045056 | -0.00049517 | -0.00053971 | -0.00058416 | -0.00062854 | -0.00067284 | -0.00071706 | -0.0007612 | -0.00080527 | -0.00084926 | -0.00089317 | -0.00093701 | -0.00098077 | -0.0010245 | -0.0010681 | -0.0011116 | -0.0011551 | -0.0011984
[10 empty] | 0 | -0.00023271 | -0.00023229 | -0.00023187 | -0.00023157 | -0.00027758 | -0.00031431 | -0.00034353 | -0.00036677 | -0.00039448 | -0.00048492 | -0.00050192 | -0.00052009 | -0.00054012 | -0.0005863 | -0.00062412 | -0.00065597 | -0.00068381 | -0.00071641 | -0.00076642 | -0.00079348 | -0.00082091 | -0.0008498 | -0.00088968 | -0.00092474 | -0.00095663 | -0.00098679 | -0.0010201
[10 empty] | 0 | 0 | 0 | 0 | 0 | 0 | 0 | 0 | 0 | 0 | 0 | 0 | 0 | 0 | 0 | 0 | 0 | 0 | 0 | 0 | 0 | 0 | 0 | 0 | 0 | 0 | 0 | 0
[10 empty] | 0 | 0 | 0 | 0 | 0 | 0 | 0 | 0 | 0 | 0 | 0 | 0 | 0 | 0 | 0 | 0 | 0 | 0 | 0 | 0 | 0 | 0 | 0 | 0 | 0 | 0 | 0 | 0
[10 empty] | 0 | 0 | 0 | 0 | 0 | 0 | 0 | 0 | 0 | 0 | 0 | 0 | 0 | 0 | 0 | 0 | 0 | 0 | 0 | 0 | 0 | 0 | 0 | 0 | 0 | 0 | 0 | 0
[10 empty] | 0 | 0 | 0 | 0 | 0 | 0 | 0 | 0 | 0 | 0 | 0 | 0 | 0 | 0 | 0 | 0 | 0 | 0 | 0 | 0 | 0 | 0 | 0 | 0 | 0 | 0 | 0 | 0
[10 empty] | 0 | 0 | 0 | 0 | 0 | 0 | 0 | 0 | 0 | 0 | 0 | 0 | 0 | 0 | 0 | 0 | 0 | 0 | 0 | 0 | 0 | 0 | 0 | 0 | 0 | 0 | 0 | 0
[10 empty] | 0 | 0 | 0 | 0 | 0 | 0 | 0 | 0 | 0 | 0 | 0 | 0 | 0 | 0 | 0 | 0 | 0 | 0 | 0 | 0 | 0 | 0 | 0 | 0 | 0 | 0 | 0 | 0
[10 empty] | 0 | 0 | 0 | 0 | 0 | 0 | 0 | 0 | 0 | 0 | 0 | 0 | 0 | 0 | 0 | 0 | 0 | 0 | 0 | 0 | 0 | 0 | 0 | 0 | 0 | 0 | 0 | 0
[10 empty] | 0 | 0 | 0 | 0 | 0 | 0 | 0 | 0 | 0 | 0 | 0 | 0 | 0 | 0 | 0 | 0 | 0 | 0 | 0 | 0 | 0 | 0 | 0 | 0 | 0 | 0 | 0 | 0
[10 empty] | 0 | 0 | 0 | 0 | 0 | 0 | 0 | 0 | 0 | 0 | 0 | 0 | 0 | 0 | 0 | 0 | 0 | 0 | 0 | 0 | 0 | 0 | 0 | 0 | 0 | 0 | 0 | 0
[10 empty] | 0 | 0 | 0 | 0 | 0 | 0 | 0 | 0 | 0 | 0 | 0 | 0 | 0 | 0 | 0 | 0 | 0 | 0 | 0 | 0 | 0 | 0 | 0 | 0 | 0 | 0 | 0 | 0
[10 empty] | 0 | 0 | 0 | 0 | 0 | 0 | 0 | 0 | 0 | 0 | 0 | 0 | 0 | 0 | 0 | 0 | 0 | 0 | 0 | 0 | 0 | 0 | 0 | 0 | 0 | 0 | 0 | 0
[10 empty] | 0 | 0 | 0 | 0 | 0 | 0 | 0 | 0 | 0 | 0 | 0 | 0 | 0 | 0 | 0 | 0 | 0 | 0 | 0 | 0 | 0 | 0 | 0 | 0 | 0 | 0 | 0 | 0
[10 empty] | 0 | 0 | 0 | 0 | 0 | 0 | 0 | 0 | 0 | 0 | 0 | 0 | 0 | 0 | 0 | 0 | 0 | 0 | 0 | 0 | 0 | 0 | 0 | 0 | 0 | 0 | 0 | 0
[10 empty] | 0 | 0 | 0 | 0 | 0 | 0 | 0 | 0 | 0 | 0 | 0 | 0 | 0 | 0 | 0 | 0 | 0 | 0 | 0 | 0 | 0 | 0 | 0 | 0 | 0 | 0 | 0 | 0
[10 empty] | 0 | 0 | 0 | 0 | 0 | 0 | 0 | 0 | 0 | 0 | 0 | 0 | 0 | 0 | 0 | 0 | 0 | 0 | 0 | 0 | 0 | 0 | 0 | 0 | 0 | 0 | 0 | 0
[10 empty] | 0 | 0 | 0 | 0 | 0 | 0 | 0 | 0 | 0 | 0 | 0 | 0 | 0 | 0 | 0 | 0 | 0 | 0 | 0 | 0 | 0 | 0 | 0 | 0 | 0 | 0 | 0 | 0
[10 empty] | 0 | 0 | 0 | 0 | 0 | 0 | 0 | 0 | 0 | 0 | 0 | 0 | 0 | 0 | 0 | 0 | 0 | 0 | 0 | 0 | 0 | 0 | 0 | 0 | 0 | 0 | 0 | 0
[10 empty] | 0 | 0 | 0 | 0 | 0 | 0 | 0 | 0 | 0 | 0 | 0 | 0 | 0 | 0 | 0 | 0 | 0 | 0 | 0 | 0 | 0 | 0 | 0 | 0 | 0 | 0 | 0 | 0
[10 empty] | 0 | 0 | 0 | 0 | 0 | 0 | 0 | 0 | 0 | 0 | 0 | 0 | 0 | 0 | 0 | 0 | 0 | 0 | 0 | 0 | 0 | 0 | 0 | 0 | 0 | 0 | 0 | 0
[10 empty] | 0 | 0 | 0 | 0 | 0 | 0 | 0 | 0 | 0 | 0 | 0 | 0 | 0 | 0 | 0 | 0 | 0 | 0 | 0 | 0 | 0 | 0 | 0 | 0 | 0 | 0 | 0 | 0
[10 empty] | 0 | 0 | 0 | 0 | 0 | 0 | 0 | 0 | 0 | 0 | 0 | 0 | 0 | 0 | 0 | 0 | 0 | 0 | 0 | 0 | 0 | 0 | 0 | 0 | 0 | 0 | 0 | 0
[10 empty] | 0 | 0 | 0 | 0 | 0 | 0 | 0 | 0 | 0 | 0 | 0 | 0 | 0 | 0 | 0 | 0 | 0 | 0 | 0 | 0 | 0 | 0 | 0 | 0 | 0 | 0 | 0 | 0
[10 empty] | 0 | 0 | 0 | 0 | 0 | 0 | 0 | 0 | 0 | 0 | 0 | 0 | 0 | 0 | 0 | 0 | 0 | 0 | 0 | 0 | 0 | 0 | 0 | 0 | 0 | 0 | 0 | 0
[10 empty] | 0 | 0 | 0 | 0 | 0 | 0 | 0 | 0 | 0 | 0 | 0 | 0 | 0 | 0 | 0 | 0 | 0 | 0 | 0 | 0 | 0 | 0 | 0 | 0 | 0 | 0 | 0 | 0
[10 empty] | 0 | 0 | 0 | 0 | 0 | 0 | 0 | 0 | 0 | 0 | 0 | 0 | 0 | 0 | 0 | 0 | 0 | 0 | 0 | 0 | 0 | 0 | 0 | 0 | 0 | 0 | 0 | 0
[10 empty] | 0 | 0 | 0 | 0 | 0 | 0 | 0 | 0 | 0 | 0 | 0 | 0 | 0 | 0 | 0 | 0 | 0 | 0 | 0 | 0 | 0 | 0 | 0 | 0 | 0 | 0 | 0 | 0
[10 empty] | 0 | 0 | 0 | 0 | 0 | 0 | 0 | 0 | 0 | 0 | 0 | 0 | 0 | 0 | 0 | 0 | 0 | 0 | 0 | 0 | 0 | 0 | 0 | 0 | 0 | 0 | 0 | 0
[10 empty] | 0 | 0 | 0 | 0 | 0 | 0 | 0 | 0 | 0 | 0 | 0 | 0 | 0 | 0 | 0 | 0 | 0 | 0 | 0 | 0 | 0 | 0 | 0 | 0 | 0 | 0 | 0 | 0
[10 empty] | 0 | 0 | 0 | 0 | 0 | 0 | 0 | 0 | 0 | 0 | 0 | 0 | 0 | 0 | 0 | 0 | 0 | 0 | 0 | 0 | 0 | 0 | 0 | 0 | 0 | 0 | 0 | 0
[10 empty] | 0 | 0 | 0 | 0 | 0 | 0 | 0 | 0 | 0 | 0 | 0 | 0 | 0 | 0 | 0 | 0 | 0 | 0 | 0 | 0 | 0 | 0 | 0 | 0 | 0 | 0 | 0 | 0
[10 empty] | 0 | 0 | 0 | 0 | 0 | 0 | 0 | 0 | 0 | 0 | 0 | 0 | 0 | 0 | 0 | 0 | 0 | 0 | 0 | 0 | 0 | 0 | 0 | 0 | 0 | 0 | 0 | 0
[10 empty] | 0 | 0 | 0 | 0 | 0 | 0 | 0 | 0 | 0 | 0 | 0 | 0 | 0 | 0 | 0 | 0 | 0 | 0 | 0 | 0 | 0 | 0 | 0 | 0 | 0 | 0 | 0 | 0
[10 empty] | 0 | 0 | 0 | 0 | 0 | 0 | 0 | 0 | 0 | 0 | 0 | 0 | 0 | 0 | 0 | 0 | 0 | 0 | 0 | 0 | 0 | 0 | 0 | 0 | 0 | 0 | 0 | 0
[10 empty] | 0 | 0 | 0 | 0 | 0 | 0 | 0 | 0 | 0 | 0 | 0 | 0 | 0 | 0 | 0 | 0 | 0 | 0 | 0 | 0 | 0 | 0 | 0 | 0 | 0 | 0 | 0 | 0
[10 empty] | 0 | 0 | 0 | 0 | 0 | 0 | 0 | 0 | 0 | 0 | 0 | 0 | 0 | 0 | 0 | 0 | 0 | 0 | 0 | 0 | 0 | 0 | 0 | 0 | 0 | 0 | 0 | 0
[10 empty] | 0 | 0 | 0 | 0 | 0 | 0 | 0 | 0 | 0 | 0 | 0 | 0 | 0 | 0 | 0 | 0 | 0 | 0 | 0 | 0 | 0 | 0 | 0 | 0 | 0 | 0 | 0 | 0
[10 empty] | 0 | 0 | 0 | 0 | 0 | 0 | 0 | 0 | 0 | 0 | 0 | 0 | 0 | 0 | 0 | 0 | 0 | 0 | 0 | 0 | 0 | 0 | 0 | 0 | 0 | 0 | 0 | 0
[10 empty] | 0 | 0 | 0 | 0 | 0 | 0 | 0 | 0 | 0 | 0 | 0 | 0 | 0 | 0 | 0 | 0 | 0 | 0 | 0 | 0 | 0 | 0 | 0 | 0 | 0 | 0 | 0 | 0
[10 empty] | 0 | 0 | 0 | 0 | 0 | 0 | 0 | 0 | 0 | 0 | 0 | 0 | 0 | 0 | 0 | 0 | 0 | 0 | 0 | 0 | 0 | 0 | 0 | 0 | 0 | 0 | 0 | 0
[10 empty] | 0 | 0 | 0 | 0 | 0 | 0 | 0 | 0 | 0 | 0 | 0 | 0 | 0 | 0 | 0 | 0 | 0 | 0 | 0 | 0 | 0 | 0 | 0 | 0 | 0 | 0 | 0 | 0
[10 empty] | 0 | 0 | 0 | 0 | 0 | 0 | 0 | 0 | 0 | 0 | 0 | 0 | 0 | 0 | 0 | 0 | 0 | 0 | 0 | 0 | 0 | 0 | 0 | 0 | 0 | 0 | 0 | 0
[10 empty] | 0 | 0 | 0 | 0 | 0 | 0 | 0 | 0 | 0 | 0 | 0 | 0 | 0 | 0 | 0 | 0 | 0 | 0 | 0 | 0 | 0 | 0 | 0 | 0 | 0 | 0 | 0 | 0
[10 empty] | 0 | 0 | 0 | 0 | 0 | 0 | 0 | 0 | 0 | 0 | 0 | 0 | 0 | 0 | 0 | 0 | 0 | 0 | 0 | 0 | 0 | 0 | 0 | 0 | 0 | 0 | 0 | 0
[10 empty] | 0 | 0 | 0 | 0 | 0 | 0 | 0 | 0 | 0 | 0 | 0 | 0 | 0 | 0 | 0 | 0 | 0 | 0 | 0 | 0 | 0 | 0 | 0 | 0 | 0 | 0 | 0 | 0
[10 empty] | 0 | 0 | 0 | 0 | 0 | 0 | 0 | 0 | 0 | 0 | 0 | 0 | 0 | 0 | 0 | 0 | 0 | 0 | 0 | 0 | 0 | 0 | 0 | 0 | 0 | 0 | 0 | 0
[10 empty] | 0 | 0 | 0 | 0 | 0 | 0 | 0 | 0 | 0 | 0 | 0 | 0 | 0 | 0 | 0 | 0 | 0 | 0 | 0 | 0 | 0 | 0 | 0 | 0 | 0 | 0 | 0 | 0
[10 empty] | 0 | 0 | 0 | 0 | 0 | 0 | 0 | 0 | 0 | 0 | 0 | 0 | 0 | 0 | 0 | 0 | 0 | 0 | 0 | 0 | 0 | 0 | 0 | 0 | 0 | 0 | 0 | 0
[10 empty] | 0 | 0 | 0 | 0 | 0 | 0 | 0 | 0 | 0 | 0 | 0 | 0 | 0 | 0 | 0 | 0 | 0 | 0 | 0 | 0 | 0 | 0 | 0 | 0 | 0 | 0 | 0 | 0
[10 empty] | 0 | -1.3722e-05 | -6.7532e-05 | -0.00013144 | -0.00021295 | -0.00036446 | -0.00051725 | -0.000685 | -0.00087808 | -0.0010984 | -0.0013519 | -0.0016288 | -0.0019432 | -0.0022923 | -0.0026828 | -0.0030927 | -0.0035445 | -0.0040302 | -0.0045585 | -0.0050943 | -0.0056733 | -0.0062821 | -0.0069402 | -0.0075968 | -0.0083083 | -0.0090602 | -0.0098679 | -0.010657
[10 empty] | 0 | 0 | 0 | 0 | 0 | 0 | 0 | 0 | 0 | 0 | 0 | 0 | 0 | 0 | 0 | 0 | 0 | 0 | 0 | 0 | 0 | 0 | 0 | 0 | 0 | 0 | 0 | 0
[10 empty] | 0 | 0 | 0 | 0 | 0 | 0 | 0 | 0 | 0 | 0 | 0 | 0 | 0 | 0 | 0 | 0 | 0 | 0 | 0 | 0 | 0 | 0 | 0 | 0 | 0 | 0 | 0 | 0
[10 empty] | 0 | -1.3722e-05 | -5.3809e-05 | -6.3905e-05 | -8.1517e-05 | -0.0001515 | -0.00015279 | -0.00016775 | -0.00019308 | -0.00022033 | -0.00025347 | -0.00027692 | -0.00031439 | -0.00034912 | -0.00039046 | -0.00040994 | -0.00045177 | -0.00048572 | -0.00052832 | -0.00053581 | -0.000579 | -0.00060877 | -0.00065933 | -0.00066268 | -0.00072277 | -0.00076958 | -0.00083749 | -0.00083052
[10 empty] | 0 | 0 | 0 | 0 | 0 | 0 | 0 | 0 | 0 | 0 | 0 | 0 | 0 | 0 | 0 | 0 | 0 | 0 | 0 | 0 | 0 | 0 | 0 | 0 | 0 | 0 | 0 | 0
[10 empty] | 0 | 0 | 0 | 0 | 0 | 0 | 0 | 0 | 0 | 0 | 0 | 0 | 0 | 0 | 0 | 0 | 0 | 0 | 0 | 0 | 0 | 0 | 0 | 0 | 0 | 0 | 0 | 0
[10 empty] | 0 | 0 | 0 | 0 | 0 | 0 | 0 | 0 | 0 | 0 | 0 | 0 | 0 | 0 | 0 | 0 | 0 | 0 | 0 | 0 | 0 | 0 | 0 | 0 | 0 | 0 | 0 | 0
[10 empty] | 0 | 0 | 0 | 0 | 0 | 0 | 0 | 0 | 0 | 0 | 0 | 0 | 0 | 0 | 0 | 0 | 0 | 0 | 0 | 0 | 0 | 0 | 0 | 0 | 0 | 0 | 0 | 0
[10 empty] | 0 | -0.0074029 | -0.014629 | -0.020718 | -0.026056 | -0.031181 | -0.03617 | -0.042041 | -0.048513 | -0.05539 | -0.060824 | -0.06479 | -0.069121 | -0.073373 | -0.076564 | -0.079357 | -0.081957 | -0.084488 | -0.08701 | -0.08963 | -0.092314 | -0.09457 | -0.098431 | -0.10205 | -0.10515 | -0.10824 | -0.11124 | -0.11422
[10 empty] | 0 | -0.0029015 | -0.0057339 | -0.0081203 | -0.010213 | -0.012221 | -0.014177 | -0.016478 | -0.019015 | -0.02171 | -0.023839 | -0.025394 | -0.027091 | -0.028758 | -0.030009 | -0.031103 | -0.032123 | -0.033115 | -0.034103 | -0.03513 | -0.036182 | -0.037066 | -0.03858 | -0.039996 | -0.041212 | -0.042425 | -0.043601 | -0.044769
[10 empty] | 0 | -0.0020224 | -0.0039966 | -0.0056599 | -0.0071183 | -0.0085184 | -0.0098813 | -0.011485 | -0.013253 | -0.015132 | -0.016616 | -0.0177 | -0.018883 | -0.020045 | -0.020916 | -0.021679 | -0.02239 | -0.023081 | -0.02377 | -0.024486 | -0.025219 | -0.025836 | -0.02689 | -0.027878 | -0.028725 | -0.029571 | -0.03039 | -0.031204
[10 empty] | 0 | -0.0074029 | -0.0072265 | -0.0060887 | -0.0053382 | -0.0051251 | -0.0049887 | -0.0058711 | -0.0064723 | -0.0068765 | -0.0079013 | -0.0080205 | -0.0090627 | -0.010649 | -0.0091284 | -0.0081899 | -0.0080068 | -0.0082511 | -0.0085996 | -0.009481 | -0.010049 | -0.010268 | -0.012954 | -0.012743 | -0.012124 | -0.012092 | -0.011446 | -0.011293
[10 empty] | 0 | -0.1021 | -0.20503 | -0.30842 | -0.4124 | -0.53037 | -0.64905 | -0.76853 | -0.88888 | -1.01 | -1.1319 | -1.2547 | -1.3783 | -1.5029 | -1.6182 | -1.7257 | -1.8268 | -1.9224 | -2.0118 | -2.0959 | -2.1755 | -2.2561 | -2.3328 | -2.4064 | -2.4773 | -2.5423 | -2.606 | -2.6689
[10 empty] | 0 | -0.040016 | -0.080362 | -0.12088 | -0.16164 | -0.20788 | -0.25439 | -0.30122 | -0.34839 | -0.39587 | -0.44365 | -0.49177 | -0.54023 | -0.58905 | -0.63425 | -0.6764 | -0.71599 | -0.75348 | -0.7885 | -0.82147 | -0.85267 | -0.88425 | -0.91433 | -0.94317 | -0.97098 | -0.99643 | -1.0214 | -1.046
[10 empty] | 0 | -0.027892 | -0.056013 | -0.084256 | -0.11266 | -0.14489 | -0.17731 | -0.20995 | -0.24283 | -0.27592 | -0.30923 | -0.34277 | -0.37654 | -0.41057 | -0.44208 | -0.47145 | -0.49905 | -0.52518 | -0.54959 | -0.57258 | -0.59432 | -0.61633 | -0.6373 | -0.6574 | -0.67678 | -0.69452 | -0.71194 | -0.7291
[10 empty] | 0 | -0.1021 | -0.10294 | -0.10338 | -0.10398 | -0.11797 | -0.11867 | -0.11949 | -0.12035 | -0.12113 | -0.12191 | -0.12276 | -0.12364 | -0.12456 | -0.12992 | -0.13473 | -0.13912 | -0.14314 | -0.14691 | -0.15044 | -0.1535 | -0.19086 | -0.1888 | -0.18719 | -0.18605 | -0.18532 | -0.18494 | -0.18551
[10 empty] | 0 | 0 | 0 | 0 | 0 | 0 | 0 | 0 | 0 | 0 | 0 | 0 | 0 | 0 | 0 | 0 | 0 | 0 | 0 | 0 | 0 | 0 | 0 | 0 | 0 | 0 | 0 | 0
[10 empty] | 0 | 0 | 0 | 0 | 0 | 0 | 0 | 0 | 0 | 0 | 0 | 0 | 0 | 0 | 0 | 0 | 0 | 0 | 0 | 0 | 0 | 0 | 0 | 0 | 0 | 0 | 0 | 0
[10 empty] | 0 | 0 | 0 | 0 | 0 | 0 | 0 | 0 | 0 | 0 | 0 | 0 | 0 | 0 | 0 | 0 | 0 | 0 | 0 | 0 | 0 | 0 | 0 | 0 | 0 | 0 | 0 | 0
[10 empty] | 0 | 0 | 0 | 0 | 0 | 0 | 0 | 0 | 0 | 0 | 0 | 0 | 0 | 0 | 0 | 0 | 0 | 0 | 0 | 0 | 0 | 0 | 0 | 0 | 0 | 0 | 0 | 0
[10 empty] | 0 | -0.019973 | -0.041002 | -0.06294 | -0.087366 | -0.11395 | -0.14242 | -0.1725 | -0.20397 | -0.23623 | -0.26915 | -0.30587 | -0.34588 | -0.38874 | -0.42832 | -0.4651 | -0.49754 | -0.52628 | -0.55188 | -0.57464 | -0.59482 | -0.61269 | -0.62843 | -0.64745 | -0.66473 | -0.6755 | -0.68573 | -0.6948
[10 empty] | 0 | -0.0041123 | -0.0084422 | -0.012959 | -0.017988 | -0.023463 | -0.029323 | -0.035516 | -0.041997 | -0.048639 | -0.055417 | -0.062976 | -0.071214 | -0.08004 | -0.088189 | -0.095762 | -0.10244 | -0.10836 | -0.11363 | -0.11831 | -0.12247 | -0.12615 | -0.12939 | -0.13331 | -0.13686 | -0.13908 | -0.14119 | -0.14306
[10 empty] | 0 | -0.0055439 | -0.011381 | -0.017471 | -0.024251 | -0.031631 | -0.039531 | -0.047881 | -0.056617 | -0.065572 | -0.07471 | -0.0849 | -0.096006 | -0.1079 | -0.11889 | -0.1291 | -0.1381 | -0.14608 | -0.15319 | -0.1595 | -0.16511 | -0.17007 | -0.17443 | -0.17971 | -0.18451 | -0.1875 | -0.19034 | -0.19286
[10 empty] | 0 | -0.019973 | -0.021109 | -0.022102 | -0.024678 | -0.026937 | -0.028918 | -0.030651 | -0.032165 | -0.033077 | -0.033865 | -0.03779 | -0.041233 | -0.04425 | -0.041282 | -0.038775 | -0.03666 | -0.035059 | -0.03388 | -0.033045 | -0.032489 | -0.032156 | -0.031957 | -0.037496 | -0.037525 | -0.037875 | -0.03895 | -0.039503
[10 empty] | 0 | -0.00022796 | -0.00046077 | -0.00069742 | -0.00095656 | -0.0012344 | -0.0015278 | -0.0018341 | -0.0021507 | -0.0024713 | -0.0027947 | -0.0031571 | -0.0035522 | -0.0039745 | -0.00436 | -0.0047146 | -0.0050213 | -0.0052888 | -0.005524 | -0.005731 | -0.0059132 | -0.0061303 | -0.0063204 | -0.0064862 | -0.0066398 | -0.0067262 | -0.0068097 | -0.0068821
[10 empty] | 0 | -4.6936e-05 | -9.4871e-05 | -0.0001436 | -0.00019695 | -0.00025416 | -0.00031457 | -0.00037762 | -0.00044283 | -0.00050882 | -0.00057541 | -0.00065004 | -0.00073139 | -0.00081833 | -0.0008977 | -0.00097072 | -0.0010339 | -0.0010889 | -0.0011374 | -0.00118 | -0.0012175 | -0.0012622 | -0.0013013 | -0.0013355 | -0.0013671 | -0.0013849 | -0.0014021 | -0.001417
[10 empty] | 0 | -6.3275e-05 | -0.0001279 | -0.00019359 | -0.00026552 | -0.00034264 | -0.00042409 | -0.00050908 | -0.00059699 | -0.00068596 | -0.00077573 | -0.00087634 | -0.00098601 | -0.0011032 | -0.0012102 | -0.0013087 | -0.0013938 | -0.001468 | -0.0015333 | -0.0015908 | -0.0016413 | -0.0017016 | -0.0017544 | -0.0018004 | -0.001843 | -0.001867 | -0.0018902 | -0.0019103
[10 empty] | 0 | -0.00022796 | -0.00023373 | -0.00023849 | -0.00026193 | -0.0002817 | -0.00029835 | -0.00031233 | -0.00032403 | -0.00032913 | -0.00033328 | -0.00037364 | -0.00040773 | -0.00043649 | -0.00040355 | -0.00037621 | -0.00035352 | -0.00033732 | -0.00032617 | -0.00031892 | -0.00031462 | -0.00037383 | -0.00036558 | -0.00035882 | -0.00036356 | -0.00037126 | -0.00038092 | -0.000384
[10 empty] | 0 | -0.72817 | -0.92788 | -1.126 | -1.1693 | -1.2827 | -1.4419 | -1.5591 | -1.7991 | -2.0143 | -2.2108 | -2.3872 | -2.5525 | -2.6994 | -2.8264 | -2.9361 | -3.0313 | -3.1132 | -3.1746 | -3.2197 | -3.2515 | -3.2743 | -3.2905 | -3.2904 | -3.2879 | -3.2848 | -3.284 | -3.2868
[10 empty] | 0 | -0.26207 | -0.33394 | -0.40524 | -0.42083 | -0.46163 | -0.51893 | -0.56111 | -0.64751 | -0.72495 | -0.79565 | -0.85914 | -0.91863 | -0.97152 | -1.0172 | -1.0567 | -1.091 | -1.1204 | -1.1425 | -1.1588 | -1.1702 | -1.1784 | -1.1842 | -1.1842 | -1.1833 | -1.1822 | -1.1819 | -1.1829
[10 empty] | 0 | -0.3384 | -0.43121 | -0.52328 | -0.54341 | -0.5961 | -0.67008 | -0.72454 | -0.83611 | -0.93611 | -1.0274 | -1.1094 | -1.1862 | -1.2545 | -1.3135 | -1.3645 | -1.4087 | -1.4468 | -1.4753 | -1.4963 | -1.5111 | -1.5217 | -1.5292 | -1.5292 | -1.528 | -1.5266 | -1.5262 | -1.5275
[10 empty] | 0 | -0.72817 | -0.20262 | -0.20181 | -0.26801 | -0.31142 | -0.33972 | -0.44525 | -0.44458 | -0.44818 | -0.48712 | -0.50388 | -0.53586 | -0.56106 | -0.5636 | -0.56571 | -0.58055 | -0.58504 | -0.58498 | -0.5923 | -0.5932 | -0.59277 | -0.59657 | -0.59673 | -0.59525 | -0.59645 | -0.59565 | -0.59401
[10 empty] | 0 | -0.014595 | -0.026852 | -0.039011 | -0.051072 | -0.063036 | -0.074903 | -0.090287 | -0.10555 | -0.12068 | -0.1357 | -0.15059 | -0.16768 | -0.18463 | -0.20145 | -0.21813 | -0.23467 | -0.25107 | -0.26734 | -0.28348 | -0.29677 | -0.30821 | -0.31817 | -0.32694 | -0.33474 | -0.34271 | -0.34972 | -0.35544
[10 empty] | 0 | -0.0052526 | -0.0096639 | -0.01404 | -0.018381 | -0.022686 | -0.026958 | -0.032494 | -0.037987 | -0.043434 | -0.048838 | -0.054197 | -0.060348 | -0.06645 | -0.072501 | -0.078503 | -0.084456 | -0.09036 | -0.096216 | -0.10202 | -0.10681 | -0.11093 | -0.11451 | -0.11766 | -0.12047 | -0.12334 | -0.12586 | -0.12792
[10 empty] | 0 | -0.0067826 | -0.012479 | -0.018129 | -0.023735 | -0.029295 | -0.03481 | -0.041959 | -0.049051 | -0.056086 | -0.063063 | -0.069984 | -0.077927 | -0.085805 | -0.093619 | -0.10137 | -0.10906 | -0.11668 | -0.12424 | -0.13174 | -0.13792 | -0.14324 | -0.14786 | -0.15194 | -0.15557 | -0.15927 | -0.16253 | -0.16518
[10 empty] | 0 | -0.014595 | -0.012315 | -0.012266 | -0.012217 | -0.012168 | -0.01212 | -0.015684 | -0.015621 | -0.015559 | -0.015497 | -0.015435 | -0.017694 | -0.017623 | -0.017553 | -0.017483 | -0.017413 | -0.017343 | -0.017274 | -0.017205 | -0.017136 | -0.017067 | -0.016999 | -0.016931 | -0.016863 | -0.021199 | -0.020237 | -0.019457
[10 empty] | 0 | -0.25582 | -0.5096 | -0.79552 | -1.1034 | -1.4294 | -1.6983 | -1.9178 | -2.0982 | -2.2421 | -2.3472 | -2.4188 | -2.467 | -2.4953 | -2.5093 | -2.4955 | -2.4797 | -2.4643 | -2.4494 | -2.4355 | -2.428 | -2.4222 | -2.4188 | -2.4154 | -2.4102 | -2.4041 | -2.3964 | -2.3878
[10 empty] | 0 | -0.092071 | -0.18341 | -0.28631 | -0.3971 | -0.51443 | -0.61121 | -0.69022 | -0.75514 | -0.80693 | -0.84474 | -0.87052 | -0.88788 | -0.89807 | -0.9031 | -0.89812 | -0.89244 | -0.88692 | -0.88152 | -0.87654 | -0.87383 | -0.87174 | -0.87051 | -0.86929 | -0.86744 | -0.86522 | -0.86246 | -0.85936
[10 empty] | 0 | -0.11889 | -0.23683 | -0.3697 | -0.51276 | -0.66427 | -0.78924 | -0.89126 | -0.97509 | -1.042 | -1.0908 | -1.1241 | -1.1465 | -1.1597 | -1.1662 | -1.1597 | -1.1524 | -1.1453 | -1.1383 | -1.1319 | -1.1284 | -1.1257 | -1.1241 | -1.1225 | -1.1201 | -1.1172 | -1.1137 | -1.1097
[10 empty] | 0 | -0.25582 | -0.2548 | -0.33838 | -0.39319 | -0.45689 | -0.48292 | -0.4785 | -0.49631 | -0.49881 | -0.50815 | -0.50782 | -0.50723 | -0.50985 | -0.50714 | -0.50754 | -0.50504 | -0.50271 | -0.5017 | -0.49923 | -0.49786 | -0.49557 | -0.49363 | -0.49183 | -0.48972 | -0.48793 | -0.48586 | -0.48396
[10 empty] | 0 | -0.14997 | -0.18429 | -0.18728 | -0.20594 | -0.23605 | -0.2562 | -0.30989 | -0.36161 | -0.40821 | -0.45084 | -0.4903 | -0.52826 | -0.56244 | -0.59283 | -0.61987 | -0.64362 | -0.66404 | -0.68174 | -0.69345 | -0.70339 | -0.71119 | -0.71694 | -0.72108 | -0.72369 | -0.72441 | -0.72483 | -0.72463
[10 empty] | 0 | -0.053974 | -0.066325 | -0.067403 | -0.074119 | -0.084954 | -0.092205 | -0.11153 | -0.13014 | -0.14691 | -0.16226 | -0.17646 | -0.19012 | -0.20242 | -0.21336 | -0.22309 | -0.23164 | -0.23899 | -0.24536 | -0.24957 | -0.25315 | -0.25596 | -0.25803 | -0.25952 | -0.26046 | -0.26071 | -0.26087 | -0.26079
[10 empty] | 0 | -0.069696 | -0.085644 | -0.087036 | -0.095709 | -0.1097 | -0.11906 | -0.14401 | -0.16805 | -0.18971 | -0.20952 | -0.22786 | -0.2455 | -0.26138 | -0.27551 | -0.28807 | -0.29911 | -0.3086 | -0.31682 | -0.32227 | -0.32688 | -0.33051 | -0.33318 | -0.33511 | -0.33632 | -0.33665 | -0.33685 | -0.33676
[10 empty] | 0 | -0.14997 | -0.034916 | -0.046368 | -0.05388 | -0.062609 | -0.07763 | -0.084284 | -0.091265 | -0.09433 | -0.098213 | -0.10253 | -0.10822 | -0.11105 | -0.11198 | -0.1134 | -0.11449 | -0.11472 | -0.1155 | -0.11558 | -0.11588 | -0.11594 | -0.11583 | -0.11582 | -0.11558 | -0.11542 | -0.11515 | -0.11485
[10 empty] | 0 | -0.014516 | -0.030333 | -0.04724 | -0.065443 | -0.084925 | -0.10541 | -0.12666 | -0.14869 | -0.17248 | -0.19781 | -0.2246 | -0.24851 | -0.26994 | -0.2892 | -0.30646 | -0.32192 | -0.33583 | -0.34843 | -0.35977 | -0.36994 | -0.37969 | -0.38857 | -0.39656 | -0.40361 | -0.40975 | -0.41509 | -0.41961
[10 empty] | 0 | -0.00309 | -0.0064569 | -0.010056 | -0.013931 | -0.018078 | -0.022437 | -0.026961 | -0.031652 | -0.036716 | -0.042108 | -0.04781 | -0.0529 | -0.057462 | -0.061561 | -0.065234 | -0.068527 | -0.071488 | -0.074168 | -0.076583 | -0.078748 | -0.080823 | -0.082713 | -0.084415 | -0.085916 | -0.087222 | -0.088358 | -0.08932
[10 empty] | 0 | -0.0032676 | -0.0068282 | -0.010634 | -0.014732 | -0.019117 | -0.023728 | -0.028511 | -0.033472 | -0.038827 | -0.044529 | -0.050559 | -0.055942 | -0.060766 | -0.065101 | -0.068985 | -0.072467 | -0.075598 | -0.078433 | -0.080987 | -0.083276 | -0.08547 | -0.08747 | -0.089269 | -0.090856 | -0.092237 | -0.093439 | -0.094456
[10 empty] | 0 | -0.014516 | -0.015875 | -0.017028 | -0.018393 | -0.019743 | -0.020821 | -0.021671 | -0.022543 | -0.024388 | -0.026018 | -0.02758 | -0.026353 | -0.025477 | -0.024855 | -0.024362 | -0.024063 | -0.023935 | -0.023975 | -0.024025 | -0.024193 | -0.029261 | -0.0297 | -0.029783 | -0.029668 | -0.029416 | -0.029077 | -0.02857
[10 empty] | 0 | -0.0079101 | -0.015447 | -0.022099 | -0.028087 | -0.034039 | -0.039961 | -0.045885 | -0.051766 | -0.05757 | -0.063233 | -0.068728 | -0.073663 | -0.079206 | -0.084157 | -0.08857 | -0.09256 | -0.096277 | -0.099763 | -0.10309 | -0.10642 | -0.10858 | -0.11092 | -0.11346 | -0.11615 | -0.11901 | -0.12185 | -0.12467
[10 empty] | 0 | -0.0016838 | -0.0032881 | -0.0047041 | -0.0059787 | -0.0072459 | -0.0085064 | -0.0097675 | -0.011019 | -0.012255 | -0.01346 | -0.01463 | -0.01568 | -0.01686 | -0.017914 | -0.018854 | -0.019703 | -0.020494 | -0.021236 | -0.021945 | -0.022653 | -0.023113 | -0.023611 | -0.024152 | -0.024724 | -0.025333 | -0.025937 | -0.026539
[10 empty] | 0 | -0.0017806 | -0.0034772 | -0.0049745 | -0.0063225 | -0.0076625 | -0.0089955 | -0.010329 | -0.011653 | -0.012959 | -0.014234 | -0.015471 | -0.016582 | -0.01783 | -0.018944 | -0.019938 | -0.020836 | -0.021673 | -0.022457 | -0.023207 | -0.023956 | -0.024442 | -0.024968 | -0.025541 | -0.026146 | -0.02679 | -0.027428 | -0.028065
[10 empty] | 0 | -0.0079101 | -0.0075368 | -0.0066518 | -0.0059882 | -0.0059526 | -0.0059217 | -0.0059243 | -0.00668 | -0.007212 | -0.0074723 | -0.0075599 | -0.0076315 | -0.0098189 | -0.0093638 | -0.0090061 | -0.0088836 | -0.0090171 | -0.0091636 | -0.0093029 | -0.010059 | -0.010521 | -0.010752 | -0.010864 | -0.010982 | -0.011674 | -0.011558 | -0.011655
[10 empty] | 0 | -0.0018009 | -0.0038151 | -0.0060283 | -0.0084501 | -0.011077 | -0.013776 | -0.016596 | -0.01956 | -0.022632 | -0.025818 | -0.029109 | -0.032522 | -0.036224 | -0.040206 | -0.044448 | -0.048702 | -0.053012 | -0.057438 | -0.061998 | -0.066699 | -0.071559 | -0.076588 | -0.081873 | -0.087347 | -0.093023 | -0.098909 | -0.10502
[10 empty] | 0 | -0.00038335 | -0.0008121 | -0.0012832 | -0.0017987 | -0.0023578 | -0.0029324 | -0.0035328 | -0.0041637 | -0.0048177 | -0.0054958 | -0.0061963 | -0.0069229 | -0.0077108 | -0.0085586 | -0.0094615 | -0.010367 | -0.011285 | -0.012227 | -0.013197 | -0.014198 | -0.015233 | -0.016303 | -0.017428 | -0.018593 | -0.019802 | -0.021054 | -0.022354
[10 empty] | 0 | -0.0004054 | -0.0008588 | -0.001357 | -0.0019022 | -0.0024934 | -0.003101 | -0.003736 | -0.0044031 | -0.0050947 | -0.0058118 | -0.0065526 | -0.0073209 | -0.0081541 | -0.0090507 | -0.010006 | -0.010963 | -0.011933 | -0.01293 | -0.013956 | -0.015014 | -0.016108 | -0.01724 | -0.01843 | -0.019662 | -0.02094 | -0.022265 | -0.02364
[10 empty] | 0 | -0.0018009 | -0.0020142 | -0.0022132 | -0.0024219 | -0.0026265 | -0.0026991 | -0.0028207 | -0.0029636 | -0.0030723 | -0.0031855 | -0.003291 | -0.0034131 | -0.0037014 | -0.0039827 | -0.0042419 | -0.0045106 | -0.0048191 | -0.0051777 | -0.0055497 | -0.0059256 | -0.0062951 | -0.0066618 | -0.0076325 | -0.0079871 | -0.0083439 | -0.0087029 | -0.0090694
[10 empty] | 0 | 0 | 0 | 0 | 0 | 0 | 0 | 0 | 0 | 0 | 0 | 0 | 0 | 0 | 0 | 0 | 0 | 0 | 0 | 0 | 0 | 0 | 0 | 0 | 0 | 0 | 0 | 0
[10 empty] | 0 | 0 | 0 | 0 | 0 | 0 | 0 | 0 | 0 | 0 | 0 | 0 | 0 | 0 | 0 | 0 | 0 | 0 | 0 | 0 | 0 | 0 | 0 | 0 | 0 | 0 | 0 | 0
[10 empty] | 0 | 0 | 0 | 0 | 0 | 0 | 0 | 0 | 0 | 0 | 0 | 0 | 0 | 0 | 0 | 0 | 0 | 0 | 0 | 0 | 0 | 0 | 0 | 0 | 0 | 0 | 0 | 0
[10 empty] | 0 | 0 | 0 | 0 | 0 | 0 | 0 | 0 | 0 | 0 | 0 | 0 | 0 | 0 | 0 | 0 | 0 | 0 | 0 | 0 | 0 | 0 | 0 | 0 | 0 | 0 | 0 | 0
[10 empty] | 0 | -0.00011545 | -0.00025544 | -0.00041324 | -0.00058702 | -0.00077329 | -0.00096872 | -0.001198 | -0.0014596 | -0.0017364 | -0.0020222 | -0.0023168 | -0.0025586 | -0.0027567 | -0.0029174 | -0.0030436 | -0.0031409 | -0.0032144 | -0.0032703 | -0.0033095 | -0.0033326 | -0.0033507 | -0.0033588 | -0.0033549 | -0.0033388 | -0.0033112 | -0.0032732 | -0.0032259
[10 empty] | 0 | -2.4576e-05 | -5.4376e-05 | -8.7964e-05 | -0.00012496 | -0.00016461 | -0.00020621 | -0.00025501 | -0.00031069 | -0.00036962 | -0.00043046 | -0.00049317 | -0.00054464 | -0.00058681 | -0.00062103 | -0.00064788 | -0.00066858 | -0.00068423 | -0.00069613 | -0.00070448 | -0.0007094 | -0.00071325 | -0.00071498 | -0.00071415 | -0.00071072 | -0.00070484 | -0.00069675 | -0.00068668
[10 empty] | 0 | -2.5989e-05 | -5.7502e-05 | -9.3022e-05 | -0.00013214 | -0.00017407 | -0.00021807 | -0.00026967 | -0.00032856 | -0.00039087 | -0.00045521 | -0.00052152 | -0.00057596 | -0.00062055 | -0.00065674 | -0.00068513 | -0.00070703 | -0.00072358 | -0.00073616 | -0.00074498 | -0.00075019 | -0.00075427 | -0.00075609 | -0.00075521 | -0.00075159 | -0.00074537 | -0.00073681 | -0.00072616
[10 empty] | 0 | -0.00011545 | -0.00014447 | -0.0001677 | -0.00018981 | -0.00020903 | -0.00022542 | -0.00026682 | -0.00030803 | -0.00033342 | -0.00035314 | -0.00037299 | -0.00033997 | -0.0003148 | -0.00029462 | -0.00027599 | -0.00026168 | -0.00025117 | -0.00024744 | -0.00024535 | -0.00024323 | -0.00026723 | -0.000272 | -0.00026926 | -0.00026275 | -0.00025384 | -0.00024353 | -0.00023627
[10 empty] | 0 | -0.0027382 | -0.0053701 | -0.0078989 | -0.010328 | -0.012659 | -0.014896 | -0.017042 | -0.019098 | -0.021069 | -0.022628 | -0.023843 | -0.02477 | -0.025458 | -0.025946 | -0.026268 | -0.026452 | -0.026522 | -0.026498 | -0.026396 | -0.02623 | -0.026012 | -0.025752 | -0.025458 | -0.025137 | -0.024795 | -0.024436 | -0.024064
[10 empty] | 0 | -0.00058287 | -0.0011431 | -0.0016814 | -0.0021984 | -0.0026947 | -0.0031709 | -0.0036276 | -0.0040654 | -0.0044849 | -0.0048167 | -0.0050753 | -0.0052727 | -0.0054191 | -0.005523 | -0.0055916 | -0.0056308 | -0.0056457 | -0.0056405 | -0.0056188 | -0.0055835 | -0.0055371 | -0.0054817 | -0.0054192 | -0.0053508 | -0.0052779 | -0.0052015 | -0.0051225
[10 empty] | 0 | -0.00061638 | -0.0012089 | -0.0017781 | -0.0023248 | -0.0028496 | -0.0033532 | -0.0038362 | -0.0042992 | -0.0047427 | -0.0050936 | -0.0053671 | -0.0055759 | -0.0057307 | -0.0058406 | -0.0059131 | -0.0059546 | -0.0059703 | -0.0059648 | -0.0059418 | -0.0059045 | -0.0058555 | -0.0057969 | -0.0057308 | -0.0056585 | -0.0055814 | -0.0055006 | -0.005417
[10 empty] | 0 | -0.0027382 | -0.0026851 | -0.002633 | -0.0025819 | -0.0025318 | -0.0024827 | -0.0024345 | -0.0023873 | -0.002341 | -0.0022956 | -0.002251 | -0.0022074 | -0.0021645 | -0.0021225 | -0.0020814 | -0.002041 | -0.0025845 | -0.0024527 | -0.0023365 | -0.0022334 | -0.0021416 | -0.0020593 | -0.001985 | -0.0019177 | -0.0018563 | -0.0018698 | -0.0018653
[10 empty] | 0 | -0.00020493 | -0.00039613 | -0.00063985 | -0.00092579 | -0.0012453 | -0.0015909 | -0.0019567 | -0.0023241 | -0.0026911 | -0.0030563 | -0.0034183 | -0.003776 | -0.0041247 | -0.0044643 | -0.0047948 | -0.0051164 | -0.0054291 | -0.0056789 | -0.0058757 | -0.0060279 | -0.0061426 | -0.0062257 | -0.0062822 | -0.0063166 | -0.0063323 | -0.0063324 | -0.0063195
[10 empty] | 0 | -4.3624e-05 | -8.4322e-05 | -0.0001362 | -0.00019707 | -0.00026507 | -0.00033866 | -0.00041652 | -0.00049471 | -0.00057285 | -0.00065058 | -0.00072764 | -0.00080379 | -0.00087801 | -0.0009503 | -0.0010207 | -0.0010891 | -0.0011557 | -0.0012088 | -0.0012507 | -0.0012831 | -0.0013075 | -0.0013252 | -0.0013373 | -0.0013446 | -0.0013479 | -0.001348 | -0.0013452
[10 empty] | 0 | -4.6132e-05 | -8.9171e-05 | -0.00014404 | -0.0002084 | -0.00028031 | -0.00035813 | -0.00044047 | -0.00052316 | -0.00060579 | -0.00068799 | -0.00076948 | -0.00085001 | -0.0009285 | -0.0010049 | -0.0010793 | -0.0011517 | -0.0012221 | -0.0012784 | -0.0013227 | -0.0013569 | -0.0013827 | -0.0014014 | -0.0014142 | -0.0014219 | -0.0014254 | -0.0014255 | -0.0014226
[10 empty] | 0 | -0.00020493 | -0.00019392 | -0.00024899 | -0.00029444 | -0.00033177 | -0.00036223 | -0.00038692 | -0.00039336 | -0.00039794 | -0.00040094 | -0.00040262 | -0.0004032 | -0.00039885 | -0.0003944 | -0.00038987 | -0.0003853 | -0.00038069 | -0.00034529 | -0.0003141 | -0.00029398 | -0.00028214 | -0.00027637 | -0.00027496 | -0.00027657 | -0.00032198 | -0.00031585 | -0.00032493
[10 empty] | 0 | 0 | 0 | 0 | 0 | 0 | 0 | 0 | 0 | 0 | 0 | 0 | 0 | 0 | 0 | 0 | 0 | 0 | 0 | 0 | 0 | 0 | 0 | 0 | 0 | 0 | 0 | 0
[10 empty] | 0 | 0 | 0 | 0 | 0 | 0 | 0 | 0 | 0 | 0 | 0 | 0 | 0 | 0 | 0 | 0 | 0 | 0 | 0 | 0 | 0 | 0 | 0 | 0 | 0 | 0 | 0 | 0
[10 empty] | 0 | 0 | 0 | 0 | 0 | 0 | 0 | 0 | 0 | 0 | 0 | 0 | 0 | 0 | 0 | 0 | 0 | 0 | 0 | 0 | 0 | 0 | 0 | 0 | 0 | 0 | 0 | 0
[10 empty] | 0 | 0 | 0 | 0 | 0 | 0 | 0 | 0 | 0 | 0 | 0 | 0 | 0 | 0 | 0 | 0 | 0 | 0 | 0 | 0 | 0 | 0 | 0 | 0 | 0 | 0 | 0 | 0
[10 empty] | 0 | -0.076991 | -0.1453 | -0.20736 | -0.26475 | -0.30045 | -0.32195 | -0.33414 | -0.34027 | -0.34243 | -0.34203 | -0.33997 | -0.33684 | -0.33305 | -0.32884 | -0.32439 | -0.3198 | -0.31515 | -0.31049 | -0.30584 | -0.30122 | -0.29665 | -0.29213 | -0.28767 | -0.28327 | -0.27894 | -0.27467 | -0.27046
[10 empty] | 0 | -0.011566 | -0.021829 | -0.031151 | -0.039773 | -0.045136 | -0.048365 | -0.050198 | -0.051118 | -0.051443 | -0.051382 | -0.051072 | -0.050603 | -0.050033 | -0.049401 | -0.048732 | -0.048043 | -0.047345 | -0.046644 | -0.045945 | -0.045251 | -0.044565 | -0.043886 | -0.043216 | -0.042555 | -0.041904 | -0.041263 | -0.04063
[10 empty] | 0 | -0.015027 | -0.02836 | -0.040471 | -0.051673 | -0.058642 | -0.062837 | -0.065218 | -0.066413 | -0.066835 | -0.066757 | -0.066354 | -0.065744 | -0.065004 | -0.064182 | -0.063314 | -0.062418 | -0.061511 | -0.0606 | -0.059693 | -0.058791 | -0.057899 | -0.057017 | -0.056147 | -0.055289 | -0.054442 | -0.053609 | -0.052787
[10 empty] | 0 | -0.076991 | -0.069493 | -0.06428 | -0.060572 | -0.063888 | -0.063715 | -0.061968 | -0.073308 | -0.067022 | -0.063226 | -0.06044 | -0.063399 | -0.062762 | -0.060875 | -0.061079 | -0.059046 | -0.057937 | -0.056786 | -0.057105 | -0.056048 | -0.054783 | -0.053957 | -0.05312 | -0.052397 | -0.051515 | -0.050936 | -0.05005
[10 empty] | 0 | -0.0014432 | -0.0037895 | -0.0066853 | -0.0098997 | -0.013282 | -0.016734 | -0.020193 | -0.022322 | -0.023581 | -0.02427 | -0.024588 | -0.024663 | -0.024583 | -0.024401 | -0.024155 | -0.023868 | -0.023558 | -0.023233 | -0.0229 | -0.022565 | -0.022229 | -0.021895 | -0.021563 | -0.021236 | -0.020912 | -0.020592 | -0.020278
[10 empty] | 0 | -0.00021681 | -0.00056928 | -0.0010043 | -0.0014872 | -0.0019953 | -0.0025139 | -0.0030335 | -0.0033534 | -0.0035425 | -0.003646 | -0.0036937 | -0.0037051 | -0.003693 | -0.0036657 | -0.0036287 | -0.0035857 | -0.003539 | -0.0034902 | -0.0034402 | -0.0033898 | -0.0033394 | -0.0032892 | -0.0032394 | -0.0031902 | -0.0031415 | -0.0030936 | -0.0030463
[10 empty] | 0 | -0.00028168 | -0.00073962 | -0.0013048 | -0.0019322 | -0.0025924 | -0.0032661 | -0.0039412 | -0.0043567 | -0.0046024 | -0.0047369 | -0.004799 | -0.0048138 | -0.004798 | -0.0047625 | -0.0047145 | -0.0046586 | -0.0045979 | -0.0045345 | -0.0044696 | -0.0044041 | -0.0043386 | -0.0042734 | -0.0042087 | -0.0041447 | -0.0040815 | -0.0040192 | -0.0039577
[10 empty] | 0 | -0.0014432 | -0.0023684 | -0.002954 | -0.0033169 | -0.003534 | -0.0036558 | -0.0037152 | -0.0028706 | -0.0025929 | -0.0025858 | -0.002934 | -0.0031436 | -0.0032625 | -0.0033222 | -0.0030849 | -0.0028305 | -0.0026512 | -0.0024848 | -0.002532 | -0.0026436 | -0.0027949 | -0.0028007 | -0.0027135 | -0.002593 | -0.002414 | -0.002307 | -0.0022823
[10 empty] | 0 | -0.034878 | -0.069756 | -0.10464 | -0.13952 | -0.16291 | -0.17864 | -0.18927 | -0.19649 | -0.20145 | -0.20489 | -0.20732 | -0.20909 | -0.2104 | -0.21142 | -0.21224 | -0.21293 | -0.21353 | -0.21407 | -0.21457 | -0.21505 | -0.21551 | -0.21596 | -0.2164 | -0.21684 | -0.21728 | -0.21771 | -0.21815
[10 empty] | 0 | -0.0052396 | -0.010479 | -0.015719 | -0.020959 | -0.024473 | -0.026837 | -0.028433 | -0.029519 | -0.030263 | -0.03078 | -0.031146 | -0.031411 | -0.031608 | -0.031761 | -0.031884 | -0.031988 | -0.032078 | -0.032159 | -0.032235 | -0.032306 | -0.032376 | -0.032443 | -0.03251 | -0.032576 | -0.032641 | -0.032707 | -0.032772
[10 empty] | 0 | -0.0068074 | -0.013615 | -0.020423 | -0.027231 | -0.031796 | -0.034867 | -0.036941 | -0.038351 | -0.039318 | -0.03999 | -0.040465 | -0.040809 | -0.041066 | -0.041265 | -0.041425 | -0.041559 | -0.041676 | -0.041782 | -0.04188 | -0.041973 | -0.042063 | -0.042151 | -0.042237 | -0.042323 | -0.042408 | -0.042493 | -0.042578
[10 empty] | 0 | -0.034878 | -0.034879 | -0.034879 | -0.03488 | -0.035018 | -0.03511 | -0.035172 | -0.042103 | -0.03988 | -0.03843 | -0.037484 | -0.03919 | -0.039579 | -0.039349 | -0.040237 | -0.03959 | -0.039441 | -0.039365 | -0.040135 | -0.040172 | -0.040026 | -0.040124 | -0.040143 | -0.040267 | -0.040315 | -0.040547 | -0.040564
[10 empty] | 0 | -0.017295 | -0.033721 | -0.04931 | -0.064094 | -0.078103 | -0.088323 | -0.095604 | -0.10061 | -0.10386 | -0.10576 | -0.10661 | -0.10668 | -0.10613 | -0.10513 | -0.10379 | -0.1022 | -0.10042 | -0.098511 | -0.096517 | -0.094466 | -0.092384 | -0.090291 | -0.088199 | -0.086121 | -0.084065 | -0.082037 | -0.080041
[10 empty] | 0 | -0.0025982 | -0.0050658 | -0.0074077 | -0.0096287 | -0.011733 | -0.013269 | -0.014362 | -0.015115 | -0.015603 | -0.015888 | -0.016016 | -0.016026 | -0.015944 | -0.015794 | -0.015592 | -0.015353 | -0.015086 | -0.014799 | -0.014499 | -0.014191 | -0.013879 | -0.013564 | -0.01325 | -0.012938 | -0.012629 | -0.012324 | -0.012024
[10 empty] | 0 | -0.0033756 | -0.0065815 | -0.0096241 | -0.01251 | -0.015244 | -0.017239 | -0.01866 | -0.019637 | -0.020271 | -0.020642 | -0.020809 | -0.020821 | -0.020715 | -0.02052 | -0.020258 | -0.019946 | -0.019599 | -0.019227 | -0.018838 | -0.018438 | -0.018031 | -0.017623 | -0.017215 | -0.016809 | -0.016408 | -0.016012 | -0.015622
[10 empty] | 0 | -0.017295 | -0.01686 | -0.016437 | -0.016023 | -0.015621 | -0.015228 | -0.014845 | -0.014472 | -0.014108 | -0.013754 | -0.016923 | -0.015812 | -0.014881 | -0.01409 | -0.013411 | -0.013439 | -0.013265 | -0.012966 | -0.012593 | -0.012183 | -0.012582 | -0.01201 | -0.011541 | -0.011134 | -0.010762 | -0.010684 | -0.01048
[10 empty] | 0 | -0.0075438 | -0.021038 | -0.039214 | -0.06106 | -0.085771 | -0.11271 | -0.14136 | -0.17131 | -0.20225 | -0.22664 | -0.24582 | -0.26083 | -0.27254 | -0.2816 | -0.28857 | -0.29387 | -0.29783 | -0.30073 | -0.30279 | -0.30418 | -0.30503 | -0.30546 | -0.30556 | -0.30538 | -0.305 | -0.30444 | -0.30375
[10 empty] | 0 | -0.0011333 | -0.0031605 | -0.005891 | -0.0091729 | -0.012885 | -0.016932 | -0.021236 | -0.025736 | -0.030384 | -0.034048 | -0.036929 | -0.039184 | -0.040943 | -0.042305 | -0.043351 | -0.044147 | -0.044742 | -0.045178 | -0.045488 | -0.045696 | -0.045825 | -0.045889 | -0.045903 | -0.045877 | -0.045819 | -0.045736 | -0.045632
[10 empty] | 0 | -0.0014724 | -0.0041062 | -0.0076537 | -0.011918 | -0.016741 | -0.021998 | -0.02759 | -0.033437 | -0.039476 | -0.044236 | -0.047978 | -0.050909 | -0.053193 | -0.054963 | -0.056323 | -0.057356 | -0.05813 | -0.058696 | -0.059098 | -0.059369 | -0.059536 | -0.05962 | -0.059638 | -0.059604 | -0.059529 | -0.05942 | -0.059286
[10 empty] | 0 | -0.0075438 | -0.013524 | -0.01826 | -0.022003 | -0.024956 | -0.027279 | -0.0291 | -0.030522 | -0.031626 | -0.026655 | -0.023848 | -0.022524 | -0.022192 | -0.022497 | -0.025058 | -0.02707 | -0.028644 | -0.029871 | -0.029697 | -0.028863 | -0.027822 | -0.026831 | -0.026023 | -0.024368 | -0.023969 | -0.02432 | -0.025081
[10 empty] | 0 | -0.0079432 | -0.015643 | -0.023104 | -0.030333 | -0.037335 | -0.041664 | -0.044243 | -0.045677 | -0.046363 | -0.046563 | -0.046446 | -0.046126 | -0.045676 | -0.045145 | -0.044564 | -0.043953 | -0.043327 | -0.042694 | -0.04206 | -0.041428 | -0.040802 | -0.040182 | -0.03957 | -0.038966 | -0.03837 | -0.037782 | -0.037204
[10 empty] | 0 | -0.0011933 | -0.00235 | -0.0034709 | -0.0045569 | -0.0056088 | -0.0062592 | -0.0066466 | -0.006862 | -0.0069651 | -0.006995 | -0.0069775 | -0.0069294 | -0.0068618 | -0.006782 | -0.0066947 | -0.006603 | -0.0065089 | -0.0064138 | -0.0063186 | -0.0062237 | -0.0061296 | -0.0060365 | -0.0059445 | -0.0058537 | -0.0057642 | -0.005676 | -0.005589
[10 empty] | 0 | -0.0015503 | -0.0030531 | -0.0045095 | -0.0059204 | -0.007287 | -0.008132 | -0.0086353 | -0.0089152 | -0.0090491 | -0.009088 | -0.0090652 | -0.0090028 | -0.008915 | -0.0088113 | -0.0086978 | -0.0085787 | -0.0084564 | -0.0083329 | -0.0082091 | -0.0080859 | -0.0079636 | -0.0078427 | -0.0077232 | -0.0076052 | -0.0074889 | -0.0073743 | -0.0072614
[10 empty] | 0 | -0.0079432 | -0.0078214 | -0.0077014 | -0.0075833 | -0.0074671 | -0.0073526 | -0.0072398 | -0.0071288 | -0.008406 | -0.007822 | -0.0074034 | -0.0070937 | -0.0068562 | -0.0070944 | -0.0070705 | -0.0069257 | -0.0069771 | -0.0066161 | -0.0064799 | -0.0064011 | -0.0063164 | -0.0063591 | -0.0062306 | -0.0060831 | -0.0059957 | -0.0058404 | -0.0057899
[10 empty] | 0 | 0 | 0 | 0 | 0 | 0 | 0 | 0 | 0 | 0 | 0 | 0 | 0 | 0 | 0 | 0 | 0 | 0 | 0 | 0 | 0 | 0 | 0 | 0 | 0 | 0 | 0 | 0
[10 empty] | 0 | 0 | 0 | 0 | 0 | 0 | 0 | 0 | 0 | 0 | 0 | 0 | 0 | 0 | 0 | 0 | 0 | 0 | 0 | 0 | 0 | 0 | 0 | 0 | 0 | 0 | 0 | 0
[10 empty] | 0 | 0 | 0 | 0 | 0 | 0 | 0 | 0 | 0 | 0 | 0 | 0 | 0 | 0 | 0 | 0 | 0 | 0 | 0 | 0 | 0 | 0 | 0 | 0 | 0 | 0 | 0 | 0
[10 empty] | 0 | 0 | 0 | 0 | 0 | 0 | 0 | 0 | 0 | 0 | 0 | 0 | 0 | 0 | 0 | 0 | 0 | 0 | 0 | 0 | 0 | 0 | 0 | 0 | 0 | 0 | 0 | 0
[10 empty] | 0 | 0 | 0 | 0 | 0 | 0 | 0 | 0 | 0 | 0 | 0 | 0 | 0 | 0 | 0 | 0 | 0 | 0 | 0 | 0 | 0 | 0 | 0 | 0 | 0 | 0 | 0 | 0
[10 empty] | 0 | 0 | 0 | 0 | 0 | 0 | 0 | 0 | 0 | 0 | 0 | 0 | 0 | 0 | 0 | 0 | 0 | 0 | 0 | 0 | 0 | 0 | 0 | 0 | 0 | 0 | 0 | 0
[10 empty] | 0 | 0 | 0 | 0 | 0 | 0 | 0 | 0 | 0 | 0 | 0 | 0 | 0 | 0 | 0 | 0 | 0 | 0 | 0 | 0 | 0 | 0 | 0 | 0 | 0 | 0 | 0 | 0
[10 empty] | 0 | 0 | 0 | 0 | 0 | 0 | 0 | 0 | 0 | 0 | 0 | 0 | 0 | 0 | 0 | 0 | 0 | 0 | 0 | 0 | 0 | 0 | 0 | 0 | 0 | 0 | 0 | 0
[10 empty] | 0 | -0.0018002 | -0.0035861 | -0.0053576 | -0.0071148 | -0.008858 | -0.010587 | -0.012302 | -0.014003 | -0.015691 | -0.017364 | -0.018777 | -0.019968 | -0.020968 | -0.021807 | -0.022507 | -0.023089 | -0.023571 | -0.023967 | -0.024289 | -0.024549 | -0.024756 | -0.024917 | -0.025039 | -0.025129 | -0.02519 | -0.025228 | -0.025245
[10 empty] | 0 | -0.00027044 | -0.00053873 | -0.00080486 | -0.0010688 | -0.0013307 | -0.0015905 | -0.0018481 | -0.0021037 | -0.0023572 | -0.0026086 | -0.0028209 | -0.0029997 | -0.0031501 | -0.003276 | -0.0033812 | -0.0034687 | -0.003541 | -0.0036005 | -0.0036489 | -0.003688 | -0.003719 | -0.0037432 | -0.0037616 | -0.0037751 | -0.0037843 | -0.0037899 | -0.0037925
[10 empty] | 0 | -0.00035137 | -0.00069992 | -0.0010457 | -0.0013887 | -0.0017289 | -0.0020664 | -0.0024011 | -0.0027332 | -0.0030625 | -0.0033892 | -0.0036649 | -0.0038973 | -0.0040926 | -0.0042562 | -0.0043929 | -0.0045066 | -0.0046005 | -0.0046778 | -0.0047407 | -0.0047914 | -0.0048318 | -0.0048632 | -0.0048872 | -0.0049046 | -0.0049166 | -0.0049239 | -0.0049273
[10 empty] | 0 | -0.0018002 | -0.001793 | -0.0017859 | -0.0017787 | -0.0017716 | -0.0017645 | -0.0017575 | -0.0017504 | -0.0017434 | -0.0017364 | -0.0017295 | -0.0017226 | -0.0017157 | -0.0017088 | -0.001702 | -0.0016952 | -0.0016884 | -0.0021716 | -0.0020932 | -0.0020253 | -0.0019664 | -0.0019152 | -0.0018705 | -0.0018314 | -0.0017971 | -0.0017668 | -0.0017401
[10 empty] | 0 | -0.0077514 | -0.015441 | -0.023069 | -0.030635 | -0.038141 | -0.045586 | -0.052971 | -0.059219 | -0.064497 | -0.068948 | -0.072692 | -0.075832 | -0.078459 | -0.080646 | -0.082459 | -0.083952 | -0.085172 | -0.08616 | -0.086949 | -0.08757 | -0.088046 | -0.0884 | -0.088649 | -0.088808 | -0.088892 | -0.088911 | -0.088876
[10 empty] | 0 | -0.0011645 | -0.0023196 | -0.0034655 | -0.0046022 | -0.0057298 | -0.0068482 | -0.0079577 | -0.0088963 | -0.0096893 | -0.010358 | -0.01092 | -0.011392 | -0.011787 | -0.012115 | -0.012388 | -0.012612 | -0.012795 | -0.012944 | -0.013062 | -0.013155 | -0.013227 | -0.01328 | -0.013317 | -0.013341 | -0.013354 | -0.013357 | -0.013352
[10 empty] | 0 | -0.0015129 | -0.0030137 | -0.0045025 | -0.0059793 | -0.0074442 | -0.0088973 | -0.010339 | -0.011558 | -0.012588 | -0.013457 | -0.014188 | -0.014801 | -0.015313 | -0.01574 | -0.016094 | -0.016386 | -0.016624 | -0.016817 | -0.016971 | -0.017092 | -0.017185 | -0.017254 | -0.017302 | -0.017333 | -0.01735 | -0.017354 | -0.017347
[10 empty] | 0 | -0.0077514 | -0.0077204 | -0.0076895 | -0.0076588 | -0.0076281 | -0.0075976 | -0.0075672 | -0.007537 | -0.0075068 | -0.0074768 | -0.0074469 | -0.0074171 | -0.0073874 | -0.0073579 | -0.0094636 | -0.009122 | -0.0088261 | -0.0085694 | -0.0083461 | -0.0081513 | -0.0079809 | -0.008128 | -0.0082061 | -0.0082316 | -0.0082178 | -0.008175 | -0.0081113
[10 empty] | 0 | -0.001666 | -0.0033186 | -0.0049581 | -0.0065843 | -0.0078695 | -0.0088831 | -0.0096803 | -0.010305 | -0.010793 | -0.011171 | -0.011462 | -0.011683 | -0.01185 | -0.011972 | -0.012059 | -0.012119 | -0.012156 | -0.012176 | -0.012182 | -0.012177 | -0.012163 | -0.012142 | -0.012115 | -0.012084 | -0.01205 | -0.012013 | -0.011973
[10 empty] | 0 | -0.00025028 | -0.00049855 | -0.00074484 | -0.00098914 | -0.0011822 | -0.0013345 | -0.0014543 | -0.0015481 | -0.0016213 | -0.0016781 | -0.0017219 | -0.0017551 | -0.0017801 | -0.0017985 | -0.0018117 | -0.0018206 | -0.0018262 | -0.0018292 | -0.0018301 | -0.0018293 | -0.0018272 | -0.001824 | -0.00182 | -0.0018154 | -0.0018102 | -0.0018046 | -0.0017988
[10 empty] | 0 | -0.00032516 | -0.00064773 | -0.0009677 | -0.0012851 | -0.001536 | -0.0017338 | -0.0018894 | -0.0020113 | -0.0021065 | -0.0021803 | -0.0022371 | -0.0022803 | -0.0023128 | -0.0023367 | -0.0023537 | -0.0023654 | -0.0023727 | -0.0023765 | -0.0023777 | -0.0023766 | -0.0023739 | -0.0023698 | -0.0023646 | -0.0023586 | -0.0023518 | -0.0023446 | -0.002337
[10 empty] | 0 | -0.001666 | -0.0016593 | -0.0016527 | -0.0016461 | -0.0016395 | -0.0016329 | -0.0016264 | -0.0016199 | -0.0016134 | -0.0020282 | -0.0019362 | -0.0018616 | -0.0018009 | -0.0018341 | -0.0018425 | -0.0018345 | -0.0018162 | -0.0018081 | -0.0019099 | -0.0018616 | -0.0018239 | -0.0017957 | -0.0018169 | -0.0018181 | -0.0018075 | -0.0017908 | -0.0017844
[10 empty] | 0 | 0 | 0 | 0 | 0 | 0 | 0 | 0 | 0 | 0 | 0 | 0 | 0 | 0 | 0 | 0 | 0 | 0 | 0 | 0 | 0 | 0 | 0 | 0 | 0 | 0 | 0 | 0
[10 empty] | 0 | 0 | 0 | 0 | 0 | 0 | 0 | 0 | 0 | 0 | 0 | 0 | 0 | 0 | 0 | 0 | 0 | 0 | 0 | 0 | 0 | 0 | 0 | 0 | 0 | 0 | 0 | 0
[10 empty] | 0 | 0 | 0 | 0 | 0 | 0 | 0 | 0 | 0 | 0 | 0 | 0 | 0 | 0 | 0 | 0 | 0 | 0 | 0 | 0 | 0 | 0 | 0 | 0 | 0 | 0 | 0 | 0
[10 empty] | 0 | 0 | 0 | 0 | 0 | 0 | 0 | 0 | 0 | 0 | 0 | 0 | 0 | 0 | 0 | 0 | 0 | 0 | 0 | 0 | 0 | 0 | 0 | 0 | 0 | 0 | 0 | 0
[10 empty] | 0 | 0 | 0 | 0 | 0 | 0 | 0 | 0 | 0 | 0 | 0 | 0 | 0 | 0 | 0 | 0 | 0 | 0 | 0 | 0 | 0 | 0 | 0 | 0 | 0 | 0 | 0 | 0
[10 empty] | 0 | 0 | 0 | 0 | 0 | 0 | 0 | 0 | 0 | 0 | 0 | 0 | 0 | 0 | 0 | 0 | 0 | 0 | 0 | 0 | 0 | 0 | 0 | 0 | 0 | 0 | 0 | 0
[10 empty] | 0 | 0 | 0 | 0 | 0 | 0 | 0 | 0 | 0 | 0 | 0 | 0 | 0 | 0 | 0 | 0 | 0 | 0 | 0 | 0 | 0 | 0 | 0 | 0 | 0 | 0 | 0 | 0
[10 empty] | 0 | 0 | 0 | 0 | 0 | 0 | 0 | 0 | 0 | 0 | 0 | 0 | 0 | 0 | 0 | 0 | 0 | 0 | 0 | 0 | 0 | 0 | 0 | 0 | 0 | 0 | 0 | 0
[10 empty] | 0 | 0 | 0 | 0 | 0 | 0 | 0 | 0 | 0 | 0 | 0 | 0 | 0 | 0 | 0 | 0 | 0 | 0 | 0 | 0 | 0 | 0 | 0 | 0 | 0 | 0 | 0 | 0
[10 empty] | 0 | 0 | 0 | 0 | 0 | 0 | 0 | 0 | 0 | 0 | 0 | 0 | 0 | 0 | 0 | 0 | 0 | 0 | 0 | 0 | 0 | 0 | 0 | 0 | 0 | 0 | 0 | 0
[10 empty] | 0 | 0 | 0 | 0 | 0 | 0 | 0 | 0 | 0 | 0 | 0 | 0 | 0 | 0 | 0 | 0 | 0 | 0 | 0 | 0 | 0 | 0 | 0 | 0 | 0 | 0 | 0 | 0
[10 empty] | 0 | 0 | 0 | 0 | 0 | 0 | 0 | 0 | 0 | 0 | 0 | 0 | 0 | 0 | 0 | 0 | 0 | 0 | 0 | 0 | 0 | 0 | 0 | 0 | 0 | 0 | 0 | 0
[10 empty] | 0 | 0 | 0 | 0 | 0 | 0 | 0 | 0 | 0 | 0 | 0 | 0 | 0 | 0 | 0 | 0 | 0 | 0 | 0 | 0 | 0 | 0 | 0 | 0 | 0 | 0 | 0 | 0
[10 empty] | 0 | 0 | 0 | 0 | 0 | 0 | 0 | 0 | 0 | 0 | 0 | 0 | 0 | 0 | 0 | 0 | 0 | 0 | 0 | 0 | 0 | 0 | 0 | 0 | 0 | 0 | 0 | 0
[10 empty] | 0 | 0 | 0 | 0 | 0 | 0 | 0 | 0 | 0 | 0 | 0 | 0 | 0 | 0 | 0 | 0 | 0 | 0 | 0 | 0 | 0 | 0 | 0 | 0 | 0 | 0 | 0 | 0
[10 empty] | 0 | 0 | 0 | 0 | 0 | 0 | 0 | 0 | 0 | 0 | 0 | 0 | 0 | 0 | 0 | 0 | 0 | 0 | 0 | 0 | 0 | 0 | 0 | 0 | 0 | 0 | 0 | 0
[10 empty] | 0 | 0 | 0 | 0 | 0 | 0 | 0 | 0 | 0 | 0 | 0 | 0 | 0 | 0 | 0 | 0 | 0 | 0 | 0 | 0 | 0 | 0 | 0 | 0 | 0 | 0 | 0 | 0
[10 empty] | 0 | 0 | 0 | 0 | 0 | 0 | 0 | 0 | 0 | 0 | 0 | 0 | 0 | 0 | 0 | 0 | 0 | 0 | 0 | 0 | 0 | 0 | 0 | 0 | 0 | 0 | 0 | 0
[10 empty] | 0 | 0 | 0 | 0 | 0 | 0 | 0 | 0 | 0 | 0 | 0 | 0 | 0 | 0 | 0 | 0 | 0 | 0 | 0 | 0 | 0 | 0 | 0 | 0 | 0 | 0 | 0 | 0
[10 empty] | 0 | 0 | 0 | 0 | 0 | 0 | 0 | 0 | 0 | 0 | 0 | 0 | 0 | 0 | 0 | 0 | 0 | 0 | 0 | 0 | 0 | 0 | 0 | 0 | 0 | 0 | 0 | 0
[10 empty] | 0 | 0 | 0 | 0 | 0 | 0 | 0 | 0 | 0 | 0 | 0 | 0 | 0 | 0 | 0 | 0 | 0 | 0 | 0 | 0 | 0 | 0 | 0 | 0 | 0 | 0 | 0 | 0
[10 empty] | 0 | 0 | 0 | 0 | 0 | 0 | 0 | 0 | 0 | 0 | 0 | 0 | 0 | 0 | 0 | 0 | 0 | 0 | 0 | 0 | 0 | 0 | 0 | 0 | 0 | 0 | 0 | 0
[10 empty] | 0 | 0 | 0 | 0 | 0 | 0 | 0 | 0 | 0 | 0 | 0 | 0 | 0 | 0 | 0 | 0 | 0 | 0 | 0 | 0 | 0 | 0 | 0 | 0 | 0 | 0 | 0 | 0
[10 empty] | 0 | 0 | 0 | 0 | 0 | 0 | 0 | 0 | 0 | 0 | 0 | 0 | 0 | 0 | 0 | 0 | 0 | 0 | 0 | 0 | 0 | 0 | 0 | 0 | 0 | 0 | 0 | 0
[10 empty] | 0 | 0 | 0 | 0 | 0 | 0 | 0 | 0 | 0 | 0 | 0 | 0 | 0 | 0 | 0 | 0 | 0 | 0 | 0 | 0 | 0 | 0 | 0 | 0 | 0 | 0 | 0 | 0
[10 empty] | 0 | 0 | 0 | 0 | 0 | 0 | 0 | 0 | 0 | 0 | 0 | 0 | 0 | 0 | 0 | 0 | 0 | 0 | 0 | 0 | 0 | 0 | 0 | 0 | 0 | 0 | 0 | 0
[10 empty] | 0 | 0 | 0 | 0 | 0 | 0 | 0 | 0 | 0 | 0 | 0 | 0 | 0 | 0 | 0 | 0 | 0 | 0 | 0 | 0 | 0 | 0 | 0 | 0 | 0 | 0 | 0 | 0
[10 empty] | 0 | 0 | 0 | 0 | 0 | 0 | 0 | 0 | 0 | 0 | 0 | 0 | 0 | 0 | 0 | 0 | 0 | 0 | 0 | 0 | 0 | 0 | 0 | 0 | 0 | 0 | 0 | 0
[10 empty] | 0 | 0 | 0 | 0 | 0 | 0 | 0 | 0 | 0 | 0 | 0 | 0 | 0 | 0 | 0 | 0 | 0 | 0 | 0 | 0 | 0 | 0 | 0 | 0 | 0 | 0 | 0 | 0
[10 empty] | 0 | 0 | 0 | 0 | 0 | 0 | 0 | 0 | 0 | 0 | 0 | 0 | 0 | 0 | 0 | 0 | 0 | 0 | 0 | 0 | 0 | 0 | 0 | 0 | 0 | 0 | 0 | 0
[10 empty] | 0 | 0 | 0 | 0 | 0 | 0 | 0 | 0 | 0 | 0 | 0 | 0 | 0 | 0 | 0 | 0 | 0 | 0 | 0 | 0 | 0 | 0 | 0 | 0 | 0 | 0 | 0 | 0
[10 empty] | 0 | 0 | 0 | 0 | 0 | 0 | 0 | 0 | 0 | 0 | 0 | 0 | 0 | 0 | 0 | 0 | 0 | 0 | 0 | 0 | 0 | 0 | 0 | 0 | 0 | 0 | 0 | 0
[10 empty] | 0 | 0 | 0 | 0 | 0 | 0 | 0 | 0 | 0 | 0 | 0 | 0 | 0 | 0 | 0 | 0 | 0 | 0 | 0 | 0 | 0 | 0 | 0 | 0 | 0 | 0 | 0 | 0
[10 empty] | 0 | 0 | 0 | 0 | 0 | 0 | 0 | 0 | 0 | 0 | 0 | 0 | 0 | 0 | 0 | 0 | 0 | 0 | 0 | 0 | 0 | 0 | 0 | 0 | 0 | 0 | 0 | 0
[10 empty] | 0 | 0 | 0 | 0 | 0 | 0 | 0 | 0 | 0 | 0 | 0 | 0 | 0 | 0 | 0 | 0 | 0 | 0 | 0 | 0 | 0 | 0 | 0 | 0 | 0 | 0 | 0 | 0
[10 empty] | 0 | 0 | 0 | 0 | 0 | 0 | 0 | 0 | 0 | 0 | 0 | 0 | 0 | 0 | 0 | 0 | 0 | 0 | 0 | 0 | 0 | 0 | 0 | 0 | 0 | 0 | 0 | 0
[10 empty] | 0 | 0 | 0 | 0 | 0 | 0 | 0 | 0 | 0 | 0 | 0 | 0 | 0 | 0 | 0 | 0 | 0 | 0 | 0 | 0 | 0 | 0 | 0 | 0 | 0 | 0 | 0 | 0
[10 empty] | 0 | 0 | 0 | 0 | 0 | 0 | 0 | 0 | 0 | 0 | 0 | 0 | 0 | 0 | 0 | 0 | 0 | 0 | 0 | 0 | 0 | 0 | 0 | 0 | 0 | 0 | 0 | 0
[10 empty] | 0 | 0 | 0 | 0 | 0 | 0 | 0 | 0 | 0 | 0 | 0 | 0 | 0 | 0 | 0 | 0 | 0 | 0 | 0 | 0 | 0 | 0 | 0 | 0 | 0 | 0 | 0 | 0
[10 empty] | 0 | 0 | 0 | 0 | 0 | 0 | 0 | 0 | 0 | 0 | 0 | 0 | 0 | 0 | 0 | 0 | 0 | 0 | 0 | 0 | 0 | 0 | 0 | 0 | 0 | 0 | 0 | 0
[10 empty] | 0 | 0 | 0 | 0 | 0 | 0 | 0 | 0 | 0 | 0 | 0 | 0 | 0 | 0 | 0 | 0 | 0 | 0 | 0 | 0 | 0 | 0 | 0 | 0 | 0 | 0 | 0 | 0
[10 empty] | 0 | 0 | 0 | 0 | 0 | 0 | 0 | 0 | 0 | 0 | 0 | 0 | 0 | 0 | 0 | 0 | 0 | 0 | 0 | 0 | 0 | 0 | 0 | 0 | 0 | 0 | 0 | 0
[10 empty] | 0 | 0 | 0 | 0 | 0 | 0 | 0 | 0 | 0 | 0 | 0 | 0 | 0 | 0 | 0 | 0 | 0 | 0 | 0 | 0 | 0 | 0 | 0 | 0 | 0 | 0 | 0 | 0
[10 empty] | 0 | 0 | 0 | 0 | 0 | 0 | 0 | 0 | 0 | 0 | 0 | 0 | 0 | 0 | 0 | 0 | 0 | 0 | 0 | 0 | 0 | 0 | 0 | 0 | 0 | 0 | 0 | 0
[10 empty] | 0 | 0 | 0 | 0 | 0 | 0 | 0 | 0 | 0 | 0 | 0 | 0 | 0 | 0 | 0 | 0 | 0 | 0 | 0 | 0 | 0 | 0 | 0 | 0 | 0 | 0 | 0 | 0
[10 empty] | 0 | 0 | 0 | 0 | 0 | 0 | 0 | 0 | 0 | 0 | 0 | 0 | 0 | 0 | 0 | 0 | 0 | 0 | 0 | 0 | 0 | 0 | 0 | 0 | 0 | 0 | 0 | 0
[10 empty] | 0 | 0 | 0 | 0 | 0 | 0 | 0 | 0 | 0 | 0 | 0 | 0 | 0 | 0 | 0 | 0 | 0 | 0 | 0 | 0 | 0 | 0 | 0 | 0 | 0 | 0 | 0 | 0
[10 empty] | 0 | 0 | 0 | 0 | 0 | 0 | 0 | 0 | 0 | 0 | 0 | 0 | 0 | 0 | 0 | 0 | 0 | 0 | 0 | 0 | 0 | 0 | 0 | 0 | 0 | 0 | 0 | 0
[10 empty] | 0 | 0 | 0 | 0 | 0 | 0 | 0 | 0 | 0 | 0 | 0 | 0 | 0 | 0 | 0 | 0 | 0 | 0 | 0 | 0 | 0 | 0 | 0 | 0 | 0 | 0 | 0 | 0
[10 empty] | 0 | 0 | 0 | 0 | 0 | 0 | 0 | 0 | 0 | 0 | 0 | 0 | 0 | 0 | 0 | 0 | 0 | 0 | 0 | 0 | 0 | 0 | 0 | 0 | 0 | 0 | 0 | 0
[10 empty] | 0 | 0 | 0 | 0 | 0 | 0 | 0 | 0 | 0 | 0 | 0 | 0 | 0 | 0 | 0 | 0 | 0 | 0 | 0 | 0 | 0 | 0 | 0 | 0 | 0 | 0 | 0 | 0
[10 empty] | 0 | 0 | 0 | 0 | 0 | 0 | 0 | 0 | 0 | 0 | 0 | 0 | 0 | 0 | 0 | 0 | 0 | 0 | 0 | 0 | 0 | 0 | 0 | 0 | 0 | 0 | 0 | 0
[10 empty] | 0 | 0 | 0 | 0 | 0 | 0 | 0 | 0 | 0 | 0 | 0 | 0 | 0 | 0 | 0 | 0 | 0 | 0 | 0 | 0 | 0 | 0 | 0 | 0 | 0 | 0 | 0 | 0
[10 empty] | 0 | 0 | 0 | 0 | 0 | 0 | 0 | 0 | 0 | 0 | 0 | 0 | 0 | 0 | 0 | 0 | 0 | 0 | 0 | 0 | 0 | 0 | 0 | 0 | 0 | 0 | 0 | 0
[10 empty] | 0 | 0 | 0 | 0 | 0 | 0 | 0 | 0 | 0 | 0 | 0 | 0 | 0 | 0 | 0 | 0 | 0 | 0 | 0 | 0 | 0 | 0 | 0 | 0 | 0 | 0 | 0 | 0
[10 empty] | 0 | 0 | 0 | 0 | 0 | 0 | 0 | 0 | 0 | 0 | 0 | 0 | 0 | 0 | 0 | 0 | 0 | 0 | 0 | 0 | 0 | 0 | 0 | 0 | 0 | 0 | 0 | 0
[10 empty] | 0 | -0.00056474 | -0.0012332 | -0.0018875 | -0.002529 | -0.0031573 | -0.0037729 | -0.0043769 | -0.0049695 | -0.00555 | -0.0061597 | -0.0067463 | -0.0074909 | -0.0082767 | -0.0090131 | -0.0097344 | -0.01044 | -0.011131 | -0.011807 | -0.012483 | -0.013162 | -0.013786 | -0.014664 | -0.015528 | -0.016336 | -0.017136 | -0.017917 | -0.018678
[10 empty] | 0 | -0.00022135 | -0.00048333 | -0.00073979 | -0.00099121 | -0.0012375 | -0.0014788 | -0.0017155 | -0.0019478 | -0.0021753 | -0.0024142 | -0.0026442 | -0.002936 | -0.003244 | -0.0035326 | -0.0038154 | -0.0040921 | -0.0043627 | -0.0046277 | -0.0048925 | -0.0051588 | -0.0054035 | -0.0057476 | -0.006086 | -0.0064026 | -0.0067164 | -0.0070223 | -0.0073206
[10 empty] | 0 | -0.00015428 | -0.00033689 | -0.00051564 | -0.00069088 | -0.00086254 | -0.0010307 | -0.0011957 | -0.0013576 | -0.0015162 | -0.0016828 | -0.001843 | -0.0020464 | -0.0022611 | -0.0024623 | -0.0026593 | -0.0028522 | -0.0030409 | -0.0032256 | -0.0034101 | -0.0035957 | -0.0037663 | -0.0040061 | -0.004242 | -0.0044627 | -0.0046814 | -0.0048946 | -0.0051025
[10 empty] | 0 | -0.00056474 | -0.00066844 | -0.0006543 | -0.00064148 | -0.00062833 | -0.00061564 | -0.00060399 | -0.00059255 | -0.00058049 | -0.00079795 | -0.00093498 | -0.0011949 | -0.0014114 | -0.0013833 | -0.0013551 | -0.0013273 | -0.0012997 | -0.0012732 | -0.0013373 | -0.0014299 | -0.0015205 | -0.001989 | -0.0020921 | -0.0021301 | -0.0021672 | -0.0021194 | -0.0020724
[10 empty] | 0 | -0.013484 | -0.026951 | -0.040402 | -0.053848 | -0.067341 | -0.08083 | -0.094319 | -0.10781 | -0.12131 | -0.13482 | -0.14834 | -0.16188 | -0.17545 | -0.1891 | -0.20286 | -0.21672 | -0.23069 | -0.24478 | -0.25898 | -0.27331 | -0.28804 | -0.30288 | -0.31766 | -0.3324 | -0.34706 | -0.36166 | -0.37621
[10 empty] | 0 | -0.0052852 | -0.010563 | -0.015835 | -0.021105 | -0.026394 | -0.031681 | -0.036968 | -0.042256 | -0.047546 | -0.05284 | -0.058142 | -0.063449 | -0.068766 | -0.074118 | -0.079508 | -0.08494 | -0.090417 | -0.095939 | -0.10151 | -0.10712 | -0.1129 | -0.11871 | -0.12451 | -0.13028 | -0.13603 | -0.14175 | -0.14745
[10 empty] | 0 | -0.0036838 | -0.0073627 | -0.011037 | -0.014711 | -0.018397 | -0.022082 | -0.025767 | -0.029453 | -0.03314 | -0.03683 | -0.040525 | -0.044225 | -0.047931 | -0.051661 | -0.055418 | -0.059204 | -0.063022 | -0.06687 | -0.070751 | -0.074667 | -0.07869 | -0.082743 | -0.086782 | -0.090807 | -0.094812 | -0.098801 | -0.10278
[10 empty] | 0 | -0.013484 | -0.013466 | -0.013451 | -0.013446 | -0.013494 | -0.013489 | -0.013488 | -0.013492 | -0.013497 | -0.013508 | -0.013525 | -0.013542 | -0.013566 | -0.015581 | -0.017327 | -0.018845 | -0.020168 | -0.021324 | -0.022337 | -0.023227 | -0.028207 | -0.028314 | -0.028265 | -0.028217 | -0.028165 | -0.028116 | -0.028362
[10 empty] | 0 | 0 | 0 | 0 | 0 | 0 | 0 | 0 | 0 | 0 | 0 | 0 | 0 | 0 | 0 | 0 | 0 | 0 | 0 | 0 | 0 | 0 | 0 | 0 | 0 | 0 | 0 | 0
[10 empty] | 0 | 0 | 0 | 0 | 0 | 0 | 0 | 0 | 0 | 0 | 0 | 0 | 0 | 0 | 0 | 0 | 0 | 0 | 0 | 0 | 0 | 0 | 0 | 0 | 0 | 0 | 0 | 0
[10 empty] | 0 | 0 | 0 | 0 | 0 | 0 | 0 | 0 | 0 | 0 | 0 | 0 | 0 | 0 | 0 | 0 | 0 | 0 | 0 | 0 | 0 | 0 | 0 | 0 | 0 | 0 | 0 | 0
[10 empty] | 0 | 0 | 0 | 0 | 0 | 0 | 0 | 0 | 0 | 0 | 0 | 0 | 0 | 0 | 0 | 0 | 0 | 0 | 0 | 0 | 0 | 0 | 0 | 0 | 0 | 0 | 0 | 0
[10 empty] | 0 | -0.0013778 | -0.0027532 | -0.004126 | -0.0054971 | -0.006865 | -0.0082304 | -0.0095935 | -0.010954 | -0.012312 | -0.013668 | -0.015021 | -0.016372 | -0.017721 | -0.019209 | -0.020822 | -0.022402 | -0.023952 | -0.025477 | -0.026977 | -0.028456 | -0.029917 | -0.031359 | -0.033181 | -0.034945 | -0.036261 | -0.037575 | -0.038901
[10 empty] | 0 | -0.00028369 | -0.00056686 | -0.00084952 | -0.0011318 | -0.0014135 | -0.0016946 | -0.0019752 | -0.0022554 | -0.002535 | -0.0028142 | -0.0030928 | -0.003371 | -0.0036486 | -0.0039551 | -0.0042871 | -0.0046124 | -0.0049317 | -0.0052455 | -0.0055545 | -0.005859 | -0.0061597 | -0.0064567 | -0.0068319 | -0.0071949 | -0.0074659 | -0.0077364 | -0.0080095
[10 empty] | 0 | -0.00038245 | -0.0007642 | -0.0011453 | -0.0015258 | -0.0019055 | -0.0022846 | -0.0026629 | -0.0030406 | -0.0034175 | -0.0037939 | -0.0041695 | -0.0045445 | -0.0049188 | -0.005332 | -0.0057796 | -0.0062182 | -0.0066486 | -0.0070717 | -0.0074882 | -0.0078988 | -0.008304 | -0.0087045 | -0.0092102 | -0.0096997 | -0.010065 | -0.01043 | -0.010798
[10 empty] | 0 | -0.0013778 | -0.0013753 | -0.0013728 | -0.0013711 | -0.0013679 | -0.0013655 | -0.001363 | -0.0013606 | -0.0013582 | -0.0013557 | -0.0013533 | -0.0013509 | -0.0013486 | -0.0014993 | -0.0016327 | -0.0017508 | -0.0018553 | -0.0019476 | -0.0020291 | -0.0021011 | -0.0021645 | -0.0022204 | -0.0026938 | -0.0026891 | -0.0026843 | -0.0026798 | -0.0026919
[10 empty] | 0 | -2.4319e-05 | -4.8594e-05 | -7.2825e-05 | -9.7024e-05 | -0.00012117 | -0.00014527 | -0.00016933 | -0.00019334 | -0.00021731 | -0.00024124 | -0.00026513 | -0.00028897 | -0.00031277 | -0.00033976 | -0.00036947 | -0.00039899 | -0.00042825 | -0.00045723 | -0.00048588 | -0.00051419 | -0.00054875 | -0.000582 | -0.0006141 | -0.00064516 | -0.00066834 | -0.00069148 | -0.00071501
[10 empty] | 0 | -5.0071e-06 | -1.0005e-05 | -1.4994e-05 | -1.9977e-05 | -2.4948e-05 | -2.991e-05 | -3.4863e-05 | -3.9808e-05 | -4.4743e-05 | -4.967e-05 | -5.4588e-05 | -5.9498e-05 | -6.4399e-05 | -6.9955e-05 | -7.6072e-05 | -8.2149e-05 | -8.8175e-05 | -9.4141e-05 | -0.00010004 | -0.00010587 | -0.00011298 | -0.00011983 | -0.00012644 | -0.00013284 | -0.00013761 | -0.00014237 | -0.00014722
[10 empty] | 0 | -6.7502e-06 | -1.3488e-05 | -2.0214e-05 | -2.6931e-05 | -3.3633e-05 | -4.0323e-05 | -4.7e-05 | -5.3666e-05 | -6.032e-05 | -6.6962e-05 | -7.3592e-05 | -8.0211e-05 | -8.6818e-05 | -9.4309e-05 | -0.00010256 | -0.00011075 | -0.00011887 | -0.00012691 | -0.00013487 | -0.00014273 | -0.00015232 | -0.00016155 | -0.00017046 | -0.00017908 | -0.00018551 | -0.00019194 | -0.00019847
[10 empty] | 0 | -2.4319e-05 | -2.4275e-05 | -2.4231e-05 | -2.4199e-05 | -2.4144e-05 | -2.4101e-05 | -2.4057e-05 | -2.4014e-05 | -2.3972e-05 | -2.3929e-05 | -2.3887e-05 | -2.3844e-05 | -2.3802e-05 | -2.7234e-05 | -3.0164e-05 | -3.2663e-05 | -3.4795e-05 | -3.6609e-05 | -3.8152e-05 | -3.9462e-05 | -4.7659e-05 | -4.7574e-05 | -4.7491e-05 | -4.7411e-05 | -4.7324e-05 | -4.7241e-05 | -4.7655e-05
[10 empty] | 0 | -0.095497 | -0.12213 | -0.14871 | -0.15493 | -0.17046 | -0.1922 | -0.20839 | -0.24527 | -0.28244 | -0.32021 | -0.35834 | -0.39867 | -0.43929 | -0.47998 | -0.52072 | -0.5616 | -0.60258 | -0.64238 | -0.6814 | -0.71984 | -0.75816 | -0.79651 | -0.83339 | -0.87066 | -0.90827 | -0.94642 | -0.98516
[10 empty] | 0 | -0.034369 | -0.043954 | -0.053522 | -0.055759 | -0.06135 | -0.069173 | -0.075 | -0.088272 | -0.10165 | -0.11524 | -0.12897 | -0.14348 | -0.1581 | -0.17275 | -0.18741 | -0.20212 | -0.21687 | -0.23119 | -0.24523 | -0.25907 | -0.27286 | -0.28666 | -0.29994 | -0.31335 | -0.32689 | -0.34062 | -0.35456
[10 empty] | 0 | -0.04438 | -0.056757 | -0.069111 | -0.072 | -0.07922 | -0.089321 | -0.096846 | -0.11398 | -0.13126 | -0.14881 | -0.16653 | -0.18528 | -0.20415 | -0.22306 | -0.24199 | -0.26099 | -0.28004 | -0.29854 | -0.31667 | -0.33453 | -0.35234 | -0.37016 | -0.3873 | -0.40462 | -0.4221 | -0.43983 | -0.45783
[10 empty] | 0 | -0.095497 | -0.026632 | -0.026584 | -0.035442 | -0.041294 | -0.045173 | -0.059434 | -0.063523 | -0.067606 | -0.076 | -0.082312 | -0.091977 | -0.10003 | -0.10607 | -0.11187 | -0.11931 | -0.12582 | -0.13184 | -0.13884 | -0.14527 | -0.15149 | -0.15828 | -0.16475 | -0.17103 | -0.17765 | -0.18409 | -0.19042
[10 empty] | 0 | -0.0033864 | -0.0062502 | -0.0091089 | -0.011964 | -0.014812 | -0.017655 | -0.021343 | -0.025024 | -0.028699 | -0.032367 | -0.036028 | -0.040235 | -0.044435 | -0.048627 | -0.052812 | -0.056989 | -0.061159 | -0.065322 | -0.069477 | -0.073807 | -0.078376 | -0.083136 | -0.088047 | -0.093076 | -0.098435 | -0.10378 | -0.10899
[10 empty] | 0 | -0.0012188 | -0.0022494 | -0.0032783 | -0.0043058 | -0.0053309 | -0.0063542 | -0.0076814 | -0.0090062 | -0.010329 | -0.011649 | -0.012967 | -0.014481 | -0.015992 | -0.017501 | -0.019007 | -0.02051 | -0.022011 | -0.023509 | -0.025005 | -0.026563 | -0.028208 | -0.029921 | -0.031688 | -0.033498 | -0.035427 | -0.037352 | -0.039225
[10 empty] | 0 | -0.0015738 | -0.0029047 | -0.0042332 | -0.00556 | -0.0068837 | -0.008205 | -0.0099188 | -0.01163 | -0.013337 | -0.015042 | -0.016743 | -0.018699 | -0.02065 | -0.022598 | -0.024543 | -0.026485 | -0.028422 | -0.030357 | -0.032288 | -0.0343 | -0.036424 | -0.038636 | -0.040918 | -0.043255 | -0.045746 | -0.048232 | -0.05065
[10 empty] | 0 | -0.0033864 | -0.0028638 | -0.0028587 | -0.0028549 | -0.0028484 | -0.0028433 | -0.0036877 | -0.0036811 | -0.0036745 | -0.003668 | -0.0036615 | -0.0042069 | -0.0041995 | -0.0041921 | -0.0041847 | -0.0041774 | -0.0041701 | -0.0041628 | -0.0041556 | -0.0050065 | -0.0056842 | -0.0062235 | -0.0066524 | -0.0069921 | -0.0083857 | -0.008371 | -0.0083562
[10 empty] | 0 | -0.018066 | -0.036099 | -0.056532 | -0.078668 | -0.10224 | -0.12786 | -0.15418 | -0.18128 | -0.20872 | -0.23582 | -0.26285 | -0.29002 | -0.31711 | -0.3442 | -0.3698 | -0.3956 | -0.42159 | -0.44766 | -0.47386 | -0.50003 | -0.52603 | -0.55208 | -0.57808 | -0.60396 | -0.62975 | -0.65537 | -0.68094
[10 empty] | 0 | -0.0065018 | -0.012992 | -0.020346 | -0.028313 | -0.036795 | -0.046017 | -0.05549 | -0.065241 | -0.075118 | -0.084872 | -0.094598 | -0.10438 | -0.11413 | -0.12388 | -0.13309 | -0.14238 | -0.15173 | -0.16111 | -0.17054 | -0.17996 | -0.18932 | -0.19869 | -0.20805 | -0.21736 | -0.22665 | -0.23587 | -0.24507
[10 empty] | 0 | -0.0083957 | -0.016776 | -0.026272 | -0.036559 | -0.047512 | -0.059421 | -0.071653 | -0.084245 | -0.096998 | -0.10959 | -0.12215 | -0.13478 | -0.14737 | -0.15996 | -0.17186 | -0.18385 | -0.19592 | -0.20804 | -0.22022 | -0.23238 | -0.24446 | -0.25657 | -0.26865 | -0.28068 | -0.29266 | -0.30457 | -0.31645
[10 empty] | 0 | -0.018066 | -0.018033 | -0.024022 | -0.028003 | -0.032627 | -0.0406 | -0.044501 | -0.050605 | -0.055367 | -0.060695 | -0.066495 | -0.071725 | -0.077368 | -0.082427 | -0.087782 | -0.093123 | -0.098237 | -0.1036 | -0.10875 | -0.11402 | -0.11924 | -0.12442 | -0.12965 | -0.13481 | -0.14001 | -0.14518 | -0.15034
[10 empty] | 0 | -0.016642 | -0.020525 | -0.020929 | -0.023089 | -0.026545 | -0.028892 | -0.035756 | -0.043018 | -0.050354 | -0.057853 | -0.065574 | -0.073946 | -0.082475 | -0.091132 | -0.099893 | -0.10871 | -0.11754 | -0.1264 | -0.13486 | -0.14339 | -0.15188 | -0.16031 | -0.1687 | -0.17704 | -0.18519 | -0.19332 | -0.20141
[10 empty] | 0 | -0.0059896 | -0.0073871 | -0.0075323 | -0.0083096 | -0.0095535 | -0.010398 | -0.012869 | -0.015482 | -0.018122 | -0.020821 | -0.0236 | -0.026613 | -0.029683 | -0.032798 | -0.035952 | -0.039125 | -0.042303 | -0.045492 | -0.048537 | -0.051605 | -0.05466 | -0.057694 | -0.060715 | -0.063718 | -0.066648 | -0.069577 | -0.072488
[10 empty] | 0 | -0.0077342 | -0.0095388 | -0.0097263 | -0.01073 | -0.012336 | -0.013427 | -0.016617 | -0.019992 | -0.023401 | -0.026886 | -0.030474 | -0.034365 | -0.038329 | -0.042352 | -0.046423 | -0.050521 | -0.054625 | -0.058743 | -0.062675 | -0.066637 | -0.070581 | -0.074499 | -0.0784 | -0.082278 | -0.086062 | -0.089843 | -0.093602
[10 empty] | 0 | -0.016642 | -0.0038832 | -0.0051729 | -0.00603 | -0.0070258 | -0.0087428 | -0.010215 | -0.011616 | -0.012709 | -0.013932 | -0.015263 | -0.017149 | -0.018498 | -0.019707 | -0.020988 | -0.022265 | -0.023487 | -0.024769 | -0.026001 | -0.027261 | -0.028508 | -0.029747 | -0.030998 | -0.032232 | -0.033475 | -0.03471 | -0.035944
[10 empty] | 0 | -0.0039517 | -0.0078332 | -0.011653 | -0.015501 | -0.019397 | -0.023311 | -0.027288 | -0.031342 | -0.035422 | -0.039523 | -0.04366 | -0.047869 | -0.052169 | -0.056563 | -0.061026 | -0.065551 | -0.070137 | -0.074799 | -0.079515 | -0.084255 | -0.089197 | -0.09415 | -0.099087 | -0.10398 | -0.10882 | -0.11362 | -0.11836
[10 empty] | 0 | -0.00084118 | -0.0016674 | -0.0024805 | -0.0032996 | -0.0041289 | -0.0049621 | -0.0058087 | -0.0066716 | -0.0075401 | -0.0084131 | -0.0092937 | -0.01019 | -0.011105 | -0.01204 | -0.01299 | -0.013954 | -0.01493 | -0.015922 | -0.016926 | -0.017935 | -0.018987 | -0.020041 | -0.021092 | -0.022134 | -0.023164 | -0.024185 | -0.025195
[10 empty] | 0 | -0.00088955 | -0.0017633 | -0.0026231 | -0.0034894 | -0.0043663 | -0.0052474 | -0.0061427 | -0.0070552 | -0.0079737 | -0.0088969 | -0.0098281 | -0.010776 | -0.011744 | -0.012733 | -0.013737 | -0.014756 | -0.015788 | -0.016838 | -0.017899 | -0.018966 | -0.020079 | -0.021194 | -0.022305 | -0.023406 | -0.024496 | -0.025576 | -0.026644
[10 empty] | 0 | -0.0039517 | -0.0038815 | -0.0038197 | -0.0038481 | -0.0038957 | -0.003914 | -0.0039773 | -0.0040536 | -0.0040802 | -0.0041011 | -0.0041367 | -0.0046489 | -0.0051208 | -0.0055491 | -0.0059171 | -0.0062498 | -0.0065542 | -0.0068543 | -0.0071144 | -0.0073254 | -0.0089129 | -0.0089206 | -0.0089613 | -0.0090464 | -0.0091633 | -0.0093055 | -0.0094652
[10 empty] | 0 | -0.00059884 | -0.0012254 | -0.001881 | -0.0025712 | -0.003298 | -0.0040616 | -0.0048661 | -0.0057743 | -0.0067764 | -0.0078669 | -0.0090431 | -0.01027 | -0.011631 | -0.013034 | -0.014488 | -0.016 | -0.017577 | -0.019226 | -0.02095 | -0.022767 | -0.024586 | -0.026501 | -0.028508 | -0.030605 | -0.032803 | -0.03509 | -0.037471
[10 empty] | 0 | -0.00012747 | -0.00026085 | -0.00040039 | -0.00054732 | -0.00070204 | -0.00086459 | -0.0010358 | -0.0012292 | -0.0014425 | -0.0016746 | -0.001925 | -0.0021862 | -0.0024759 | -0.0027745 | -0.0030839 | -0.0034058 | -0.0037415 | -0.0040926 | -0.0044596 | -0.0048464 | -0.0052336 | -0.0056412 | -0.0060684 | -0.0065148 | -0.0069828 | -0.0074696 | -0.0079763
[10 empty] | 0 | -0.0001348 | -0.00027585 | -0.00042342 | -0.00057879 | -0.0007424 | -0.0009143 | -0.0010954 | -0.0012998 | -0.0015254 | -0.0017709 | -0.0020357 | -0.002312 | -0.0026182 | -0.002934 | -0.0032613 | -0.0036017 | -0.0039567 | -0.0043279 | -0.004716 | -0.005125 | -0.0055345 | -0.0059656 | -0.0064173 | -0.0068894 | -0.0073843 | -0.0078991 | -0.008435
[10 empty] | 0 | -0.00059884 | -0.00062657 | -0.00065556 | -0.0006902 | -0.00072684 | -0.00076362 | -0.00080442 | -0.00096877 | -0.0011144 | -0.0012475 | -0.001373 | -0.0014922 | -0.0017683 | -0.0018568 | -0.0019713 | -0.0021055 | -0.0022535 | -0.0024137 | -0.0025794 | -0.0028128 | -0.0030269 | -0.0032325 | -0.0034345 | -0.0036394 | -0.0038924 | -0.004094 | -0.0043268
[10 empty] | 0 | -0.00023254 | -0.00048789 | -0.000769 | -0.001082 | -0.0014305 | -0.0018177 | -0.0022534 | -0.0027442 | -0.0032884 | -0.0038895 | -0.0045552 | -0.0052922 | -0.0061076 | -0.0070071 | -0.0079942 | -0.0090805 | -0.010275 | -0.011593 | -0.01304 | -0.014621 | -0.016345 | -0.01822 | -0.020262 | -0.022472 | -0.02486 | -0.027438 | -0.030219
[10 empty] | 0 | -4.9499e-05 | -0.00010386 | -0.00016369 | -0.00023031 | -0.0003045 | -0.00038693 | -0.00047967 | -0.00058416 | -0.00069998 | -0.00082794 | -0.00096964 | -0.0011265 | -0.0013001 | -0.0014916 | -0.0017017 | -0.0019329 | -0.0021873 | -0.0024678 | -0.0027759 | -0.0031124 | -0.0034792 | -0.0038784 | -0.0043132 | -0.0047835 | -0.0052919 | -0.0058407 | -0.0064327
[10 empty] | 0 | -5.2346e-05 | -0.00010983 | -0.00017311 | -0.00024356 | -0.00032201 | -0.00040917 | -0.00050725 | -0.00061775 | -0.00074023 | -0.00087554 | -0.0010254 | -0.0011913 | -0.0013749 | -0.0015773 | -0.0017995 | -0.0020441 | -0.002313 | -0.0026097 | -0.0029355 | -0.0032913 | -0.0036793 | -0.0041014 | -0.0045612 | -0.0050586 | -0.0055961 | -0.0061765 | -0.0068025
[10 empty] | 0 | -0.00023254 | -0.00025535 | -0.00028111 | -0.00031297 | -0.00034852 | -0.00038721 | -0.00043569 | -0.00049086 | -0.00054413 | -0.0006011 | -0.00066569 | -0.00073708 | -0.00081537 | -0.00089949 | -0.00098708 | -0.0011196 | -0.0012597 | -0.0014136 | -0.0015742 | -0.0017393 | -0.0019146 | -0.0021014 | -0.0023742 | -0.0025781 | -0.0027975 | -0.0030334 | -0.003287
[10 empty] | 0 | 0 | 0 | 0 | 0 | 0 | 0 | 0 | 0 | 0 | 0 | 0 | 0 | 0 | 0 | 0 | 0 | 0 | 0 | 0 | 0 | 0 | 0 | 0 | 0 | 0 | 0 | 0
[10 empty] | 0 | 0 | 0 | 0 | 0 | 0 | 0 | 0 | 0 | 0 | 0 | 0 | 0 | 0 | 0 | 0 | 0 | 0 | 0 | 0 | 0 | 0 | 0 | 0 | 0 | 0 | 0 | 0
[10 empty] | 0 | 0 | 0 | 0 | 0 | 0 | 0 | 0 | 0 | 0 | 0 | 0 | 0 | 0 | 0 | 0 | 0 | 0 | 0 | 0 | 0 | 0 | 0 | 0 | 0 | 0 | 0 | 0
[10 empty] | 0 | 0 | 0 | 0 | 0 | 0 | 0 | 0 | 0 | 0 | 0 | 0 | 0 | 0 | 0 | 0 | 0 | 0 | 0 | 0 | 0 | 0 | 0 | 0 | 0 | 0 | 0 | 0
[10 empty] | 0 | -4.7031e-05 | -8.9281e-05 | -0.00012781 | -0.00016385 | -0.00019771 | -0.00022959 | -0.00026072 | -0.00029131 | -0.00032008 | -0.00034693 | -0.00037216 | -0.00039722 | -0.00042248 | -0.00044798 | -0.00047315 | -0.00049782 | -0.00052193 | -0.0005456 | -0.0005683 | -0.00058948 | -0.0006168 | -0.00064151 | -0.0006632 | -0.0006818 | -0.00069745 | -0.0007104 | -0.00072051
[10 empty] | 0 | -1.0011e-05 | -1.9005e-05 | -2.7206e-05 | -3.4877e-05 | -4.2086e-05 | -4.8872e-05 | -5.5498e-05 | -6.201e-05 | -6.8135e-05 | -7.385e-05 | -7.9221e-05 | -8.4554e-05 | -8.9931e-05 | -9.5359e-05 | -0.00010072 | -0.00010597 | -0.0001111 | -0.00011614 | -0.00012097 | -0.00012548 | -0.0001313 | -0.00013656 | -0.00014117 | -0.00014513 | -0.00014846 | -0.00015122 | -0.00015337
[10 empty] | 0 | -1.0587e-05 | -2.0098e-05 | -2.8771e-05 | -3.6883e-05 | -4.4506e-05 | -5.1682e-05 | -5.8689e-05 | -6.5575e-05 | -7.2052e-05 | -7.8097e-05 | -8.3776e-05 | -8.9416e-05 | -9.5103e-05 | -0.00010084 | -0.00010651 | -0.00011206 | -0.00011749 | -0.00012282 | -0.00012793 | -0.0001327 | -0.00013885 | -0.00014441 | -0.00014929 | -0.00015348 | -0.000157 | -0.00015991 | -0.00016219
[10 empty] | 0 | -4.7031e-05 | -4.225e-05 | -3.8528e-05 | -3.6037e-05 | -3.3866e-05 | -3.1879e-05 | -3.1125e-05 | -3.0591e-05 | -2.8774e-05 | -2.6852e-05 | -2.5228e-05 | -3.0281e-05 | -3.4601e-05 | -3.8083e-05 | -4.0363e-05 | -4.1934e-05 | -4.2992e-05 | -4.3923e-05 | -4.409e-05 | -4.3405e-05 | -6.4528e-05 | -5.9126e-05 | -5.4496e-05 | -5.0831e-05 | -4.7869e-05 | -4.546e-05 | -4.3442e-05
[10 empty] | 0 | -0.0003273 | -0.00064389 | -0.00095004 | -0.0012462 | -0.0015322 | -0.0018086 | -0.0020755 | -0.0023332 | -0.0025819 | -0.0028219 | -0.0030534 | -0.0032765 | -0.0034916 | -0.0036987 | -0.0038982 | -0.0040902 | -0.0042748 | -0.0044524 | -0.004623 | -0.0047869 | -0.0049442 | -0.0050951 | -0.0052397 | -0.0053783 | -0.005511 | -0.0056379 | -0.0057592
[10 empty] | 0 | -6.9671e-05 | -0.00013706 | -0.00020223 | -0.00026527 | -0.00032616 | -0.00038498 | -0.0004418 | -0.00049666 | -0.00054961 | -0.00060069 | -0.00064996 | -0.00069746 | -0.00074324 | -0.00078734 | -0.0008298 | -0.00087066 | -0.00090997 | -0.00094776 | -0.00098408 | -0.001019 | -0.0010524 | -0.0010846 | -0.0011154 | -0.0011449 | -0.0011731 | -0.0012001 | -0.0012259
[10 empty] | 0 | -7.3677e-05 | -0.00014494 | -0.00021386 | -0.00028052 | -0.00034491 | -0.00040712 | -0.0004672 | -0.00052522 | -0.00058121 | -0.00063523 | -0.00068734 | -0.00073757 | -0.00078598 | -0.00083261 | -0.00087751 | -0.00092072 | -0.00096229 | -0.0010023 | -0.0010407 | -0.0010776 | -0.001113 | -0.0011469 | -0.0011795 | -0.0012107 | -0.0012406 | -0.0012691 | -0.0012964
[10 empty] | 0 | -0.0003273 | -0.00031659 | -0.00030615 | -0.00029613 | -0.00028604 | -0.00027636 | -0.00026692 | -0.00025771 | -0.00024874 | -0.00028675 | -0.00031677 | -0.00034001 | -0.00035752 | -0.00037013 | -0.00037864 | -0.00038368 | -0.00048116 | -0.00046411 | -0.00045416 | -0.00044924 | -0.00044753 | -0.00044792 | -0.00044938 | -0.00045118 | -0.00045281 | -0.00048114 | -0.00049998
[10 empty] | 0 | -8.4842e-05 | -0.00016795 | -0.00024935 | -0.00032911 | -0.00040717 | -0.0004836 | -0.00055843 | -0.00063168 | -0.00070338 | -0.00077354 | -0.0008422 | -0.00090938 | -0.00097511 | -0.0010394 | -0.0011023 | -0.0011638 | -0.0012239 | -0.0012826 | -0.0013401 | -0.0013962 | -0.0014511 | -0.0015047 | -0.0015571 | -0.0016082 | -0.0016581 | -0.0017069 | -0.0017545
[10 empty] | 0 | -1.806e-05 | -3.5751e-05 | -5.3078e-05 | -7.0056e-05 | -8.6672e-05 | -0.00010294 | -0.00011887 | -0.00013446 | -0.00014973 | -0.00016466 | -0.00017928 | -0.00019358 | -0.00020757 | -0.00022125 | -0.00023464 | -0.00024772 | -0.00026052 | -0.00027303 | -0.00028526 | -0.00029721 | -0.00030889 | -0.0003203 | -0.00033145 | -0.00034233 | -0.00035296 | -0.00036334 | -0.00037347
[10 empty] | 0 | -1.9098e-05 | -3.7806e-05 | -5.613e-05 | -7.4084e-05 | -9.1656e-05 | -0.00010886 | -0.00012571 | -0.00014219 | -0.00015833 | -0.00017413 | -0.00018959 | -0.00020471 | -0.0002195 | -0.00023397 | -0.00024813 | -0.00026197 | -0.0002755 | -0.00028873 | -0.00030166 | -0.0003143 | -0.00032665 | -0.00033872 | -0.00035051 | -0.00036202 | -0.00037326 | -0.00038423 | -0.00039495
[10 empty] | 0 | -8.4842e-05 | -8.3107e-05 | -8.1399e-05 | -7.9758e-05 | -7.8062e-05 | -7.6433e-05 | -7.4829e-05 | -7.325e-05 | -7.1696e-05 | -7.0167e-05 | -6.8662e-05 | -6.718e-05 | -6.5722e-05 | -6.4288e-05 | -6.2875e-05 | -6.1486e-05 | -6.0118e-05 | -7.0893e-05 | -7.9709e-05 | -8.6855e-05 | -9.2579e-05 | -9.7082e-05 | -0.00010055 | -0.00010313 | -0.00012969 | -0.00012685 | -0.00012406
[10 empty] | 0 | 0 | 0 | 0 | 0 | 0 | 0 | 0 | 0 | 0 | 0 | 0 | 0 | 0 | 0 | 0 | 0 | 0 | 0 | 0 | 0 | 0 | 0 | 0 | 0 | 0 | 0 | 0
[10 empty] | 0 | 0 | 0 | 0 | 0 | 0 | 0 | 0 | 0 | 0 | 0 | 0 | 0 | 0 | 0 | 0 | 0 | 0 | 0 | 0 | 0 | 0 | 0 | 0 | 0 | 0 | 0 | 0
[10 empty] | 0 | 0 | 0 | 0 | 0 | 0 | 0 | 0 | 0 | 0 | 0 | 0 | 0 | 0 | 0 | 0 | 0 | 0 | 0 | 0 | 0 | 0 | 0 | 0 | 0 | 0 | 0 | 0
[10 empty] | 0 | 0 | 0 | 0 | 0 | 0 | 0 | 0 | 0 | 0 | 0 | 0 | 0 | 0 | 0 | 0 | 0 | 0 | 0 | 0 | 0 | 0 | 0 | 0 | 0 | 0 | 0 | 0
[10 empty] | 0 | -0.0033144 | -0.0065474 | -0.0097005 | -0.012777 | -0.015775 | -0.018697 | -0.021546 | -0.024321 | -0.027026 | -0.02966 | -0.032226 | -0.034725 | -0.037157 | -0.039525 | -0.041829 | -0.044071 | -0.046252 | -0.048373 | -0.050434 | -0.052439 | -0.054386 | -0.056279 | -0.058116 | -0.059901 | -0.061633 | -0.063314 | -0.064945
[10 empty] | 0 | -0.00049791 | -0.0009836 | -0.0014573 | -0.0019194 | -0.0023698 | -0.0028088 | -0.0032367 | -0.0036537 | -0.00406 | -0.0044558 | -0.0048413 | -0.0052166 | -0.0055821 | -0.0059378 | -0.0062839 | -0.0066207 | -0.0069483 | -0.0072669 | -0.0075767 | -0.0078778 | -0.0081704 | -0.0084546 | -0.0087307 | -0.0089988 | -0.009259 | -0.0095116 | -0.0097565
[10 empty] | 0 | -0.00064689 | -0.0012779 | -0.0018933 | -0.0024938 | -0.0030789 | -0.0036493 | -0.0042052 | -0.004747 | -0.0052748 | -0.005789 | -0.0062898 | -0.0067775 | -0.0072523 | -0.0077144 | -0.0081641 | -0.0086017 | -0.0090273 | -0.0094413 | -0.0098437 | -0.010235 | -0.010615 | -0.010984 | -0.011343 | -0.011691 | -0.012029 | -0.012358 | -0.012676
[10 empty] | 0 | -0.0033144 | -0.003233 | -0.0031532 | -0.0030764 | -0.0041027 | -0.0047366 | -0.0051089 | -0.0059629 | -0.0061807 | -0.0065151 | -0.0068408 | -0.0075388 | -0.0079782 | -0.0083101 | -0.0087147 | -0.0090715 | -0.0094593 | -0.0098075 | -0.010229 | -0.01056 | -0.01087 | -0.011189 | -0.011516 | -0.011833 | -0.012123 | -0.012422 | -0.012695
[10 empty] | 0 | -0.00024851 | -0.00049091 | -0.00072733 | -0.00095799 | -0.0011828 | -0.0014019 | -0.0016155 | -0.0018236 | -0.0020264 | -0.0022239 | -0.0024163 | -0.0026036 | -0.002786 | -0.0029635 | -0.0031363 | -0.0033044 | -0.0034679 | -0.0036269 | -0.0037815 | -0.0039318 | -0.0040778 | -0.0042197 | -0.0043575 | -0.0044913 | -0.0046212 | -0.0047472 | -0.0048695
[10 empty] | 0 | -3.7333e-05 | -7.3749e-05 | -0.00010927 | -0.00014392 | -0.00017769 | -0.0002106 | -0.00024269 | -0.00027395 | -0.00030442 | -0.00033409 | -0.00036299 | -0.00039114 | -0.00041854 | -0.00044521 | -0.00047116 | -0.00049641 | -0.00052098 | -0.00054486 | -0.00056809 | -0.00059066 | -0.0006126 | -0.00063392 | -0.00065462 | -0.00067472 | -0.00069423 | -0.00071316 | -0.00073153
[10 empty] | 0 | -4.8503e-05 | -9.5815e-05 | -0.00014196 | -0.00018698 | -0.00023085 | -0.00027362 | -0.0003153 | -0.00035592 | -0.0003955 | -0.00043405 | -0.0004716 | -0.00050817 | -0.00054377 | -0.00057842 | -0.00061214 | -0.00064494 | -0.00067686 | -0.00070789 | -0.00073807 | -0.0007674 | -0.0007959 | -0.00082359 | -0.00085049 | -0.0008766 | -0.00090195 | -0.00092655 | -0.00095042
[10 empty] | 0 | -0.00024851 | -0.00024241 | -0.00023642 | -0.00023066 | -0.00022478 | -0.00021912 | -0.00021357 | -0.00029096 | -0.0003388 | -0.00036702 | -0.00043136 | -0.00042037 | -0.0004096 | -0.00039906 | -0.00041627 | -0.00044225 | -0.00046752 | -0.00052076 | -0.00054534 | -0.00055288 | -0.00056016 | -0.00055455 | -0.0005582 | -0.00056783 | -0.00059622 | -0.00062384 | -0.00064342
[10 empty] | 0 | -0.001919 | -0.0038576 | -0.0058158 | -0.0077949 | -0.0097931 | -0.011811 | -0.01385 | -0.015909 | -0.017989 | -0.02009 | -0.022212 | -0.024355 | -0.026519 | -0.028705 | -0.030913 | -0.033142 | -0.035394 | -0.037667 | -0.039963 | -0.042282 | -0.044624 | -0.046988 | -0.049376 | -0.051787 | -0.054221 | -0.056679 | -0.059162
[10 empty] | 0 | -0.00028829 | -0.00057951 | -0.0008737 | -0.001171 | -0.0014712 | -0.0017744 | -0.0020807 | -0.00239 | -0.0027025 | -0.0030181 | -0.0033368 | -0.0036588 | -0.0039839 | -0.0043123 | -0.0046439 | -0.0049789 | -0.0053171 | -0.0056587 | -0.0060036 | -0.006352 | -0.0067037 | -0.007059 | -0.0074176 | -0.0077798 | -0.0081456 | -0.0085148 | -0.0088877
[10 empty] | 0 | -0.00037455 | -0.00075291 | -0.0011351 | -0.0015214 | -0.0019114 | -0.0023053 | -0.0027032 | -0.0031052 | -0.0035111 | -0.0039211 | -0.0043353 | -0.0047535 | -0.005176 | -0.0056026 | -0.0060335 | -0.0064686 | -0.0069081 | -0.0073518 | -0.0078 | -0.0082526 | -0.0087096 | -0.0091711 | -0.0096371 | -0.010108 | -0.010583 | -0.011063 | -0.011547
[10 empty] | 0 | -0.001919 | -0.0019386 | -0.0019583 | -0.0019791 | -0.0026378 | -0.003091 | -0.0034066 | -0.0040099 | -0.0042635 | -0.0045907 | -0.0049214 | -0.0054761 | -0.0058971 | -0.006267 | -0.0066879 | -0.0070918 | -0.0075234 | -0.0079427 | -0.0084143 | -0.0088446 | -0.009273 | -0.0097162 | -0.010173 | -0.010635 | -0.011091 | -0.011561 | -0.012027
[10 empty] | 0 | -0.0011914 | -0.0023301 | -0.0034179 | -0.004457 | -0.005448 | -0.0063931 | -0.0072937 | -0.0081514 | -0.0089677 | -0.0097439 | -0.010481 | -0.011182 | -0.011846 | -0.012475 | -0.013071 | -0.013635 | -0.014167 | -0.014669 | -0.015142 | -0.015587 | -0.016005 | -0.016397 | -0.016764 | -0.017107 | -0.017427 | -0.017724 | -0.017999
[10 empty] | 0 | -0.00017898 | -0.00035005 | -0.00051346 | -0.00066957 | -0.00081845 | -0.00096042 | -0.0010957 | -0.0012246 | -0.0013472 | -0.0014638 | -0.0015746 | -0.0016798 | -0.0017796 | -0.0018742 | -0.0019637 | -0.0020483 | -0.0021283 | -0.0022037 | -0.0022748 | -0.0023417 | -0.0024045 | -0.0024634 | -0.0025185 | -0.00257 | -0.002618 | -0.0026626 | -0.002704
[10 empty] | 0 | -0.00023253 | -0.00045478 | -0.0006671 | -0.00086991 | -0.0010633 | -0.0012478 | -0.0014236 | -0.001591 | -0.0017503 | -0.0019018 | -0.0020458 | -0.0021824 | -0.0023121 | -0.0024349 | -0.0025512 | -0.0026612 | -0.0027651 | -0.0028631 | -0.0029554 | -0.0030423 | -0.0031239 | -0.0032004 | -0.0032721 | -0.003339 | -0.0034013 | -0.0034593 | -0.0035131
[10 empty] | 0 | -0.0011914 | -0.0011387 | -0.0010878 | -0.0010391 | -0.000991 | -0.0011833 | -0.001319 | -0.00141 | -0.0014659 | -0.0014941 | -0.0018609 | -0.0018489 | -0.0018518 | -0.0018599 | -0.0018665 | -0.0020026 | -0.0020889 | -0.0021416 | -0.0021713 | -0.0021843 | -0.0023061 | -0.0023171 | -0.0023361 | -0.0023545 | -0.0023675 | -0.0024324 | -0.0024698
[10 empty] | 0 | -0.0030144 | -0.0060232 | -0.0090267 | -0.012026 | -0.015019 | -0.018006 | -0.020988 | -0.023965 | -0.026936 | -0.029902 | -0.032863 | -0.035819 | -0.038769 | -0.041714 | -0.044654 | -0.047589 | -0.050518 | -0.053443 | -0.056362 | -0.059277 | -0.062186 | -0.06509 | -0.06799 | -0.070884 | -0.073773 | -0.076658 | -0.079537
[10 empty] | 0 | -0.00045284 | -0.00090486 | -0.0013561 | -0.0018067 | -0.0022563 | -0.002705 | -0.003153 | -0.0036002 | -0.0040466 | -0.0044921 | -0.0049369 | -0.0053809 | -0.0058242 | -0.0062666 | -0.0067083 | -0.0071492 | -0.0075893 | -0.0080286 | -0.0084672 | -0.008905 | -0.0093421 | -0.0097784 | -0.010214 | -0.010649 | -0.011083 | -0.011516 | -0.011949
[10 empty] | 0 | -0.00058834 | -0.0011756 | -0.0017618 | -0.0023473 | -0.0029314 | -0.0035144 | -0.0040964 | -0.0046774 | -0.0052573 | -0.0058363 | -0.0064141 | -0.006991 | -0.0075668 | -0.0081417 | -0.0087155 | -0.0092883 | -0.0098601 | -0.010431 | -0.011001 | -0.01157 | -0.012137 | -0.012704 | -0.01327 | -0.013835 | -0.014399 | -0.014962 | -0.015524
[10 empty] | 0 | -0.0030144 | -0.0030089 | -0.0030035 | -0.0029995 | -0.0029927 | -0.0029873 | -0.002982 | -0.0029766 | -0.0029713 | -0.0035689 | -0.0040449 | -0.0044235 | -0.0047246 | -0.0049631 | -0.005942 | -0.0059314 | -0.0059208 | -0.0059107 | -0.0060204 | -0.0062027 | -0.0064233 | -0.006659 | -0.0068943 | -0.0074353 | -0.0078332 | -0.0081229 | -0.0083313
[10 empty] | 0 | -0.00049373 | -0.00097533 | -0.001445 | -0.0019033 | -0.0023499 | -0.0027852 | -0.0032095 | -0.003623 | -0.0040259 | -0.0044184 | -0.0048006 | -0.0051728 | -0.0055352 | -0.0058879 | -0.0062311 | -0.0065651 | -0.0068899 | -0.0072058 | -0.007513 | -0.0078116 | -0.0081017 | -0.0083836 | -0.0086574 | -0.0089232 | -0.0091812 | -0.0094316 | -0.0096745
[10 empty] | 0 | -7.4171e-05 | -0.00014652 | -0.00021709 | -0.00028593 | -0.00035302 | -0.00041842 | -0.00048216 | -0.00054428 | -0.0006048 | -0.00066376 | -0.00072118 | -0.0007771 | -0.00083153 | -0.00088452 | -0.00093609 | -0.00098626 | -0.0010351 | -0.0010825 | -0.0011287 | -0.0011735 | -0.0012171 | -0.0012594 | -0.0013006 | -0.0013405 | -0.0013793 | -0.0014169 | -0.0014534
[10 empty] | 0 | -9.6364e-05 | -0.00019036 | -0.00028204 | -0.00037149 | -0.00045865 | -0.00054362 | -0.00062643 | -0.00070714 | -0.00078577 | -0.00086237 | -0.00093697 | -0.0010096 | -0.0010803 | -0.0011492 | -0.0012162 | -0.0012814 | -0.0013448 | -0.0014064 | -0.0014664 | -0.0015246 | -0.0015813 | -0.0016363 | -0.0016897 | -0.0017416 | -0.001792 | -0.0018408 | -0.0018883
[10 empty] | 0 | -0.00049373 | -0.00048161 | -0.00046971 | -0.00045827 | -0.00044658 | -0.00059992 | -0.00069456 | -0.00075023 | -0.00087765 | -0.00085543 | -0.00088851 | -0.00093898 | -0.00098798 | -0.0010926 | -0.0011404 | -0.0011725 | -0.0012221 | -0.001239 | -0.0012933 | -0.0013461 | -0.001389 | -0.0014425 | -0.0014699 | -0.0015007 | -0.0015398 | -0.0015712 | -0.001615
[10 empty] | 0 | 0 | 0 | 0 | 0 | 0 | 0 | 0 | 0 | 0 | 0 | 0 | 0 | 0 | 0 | 0 | 0 | 0 | 0 | 0 | 0 | 0 | 0 | 0 | 0 | 0 | 0 | 0
[10 empty] | 0 | 0 | 0 | 0 | 0 | 0 | 0 | 0 | 0 | 0 | 0 | 0 | 0 | 0 | 0 | 0 | 0 | 0 | 0 | 0 | 0 | 0 | 0 | 0 | 0 | 0 | 0 | 0
[10 empty] | 0 | 0 | 0 | 0 | 0 | 0 | 0 | 0 | 0 | 0 | 0 | 0 | 0 | 0 | 0 | 0 | 0 | 0 | 0 | 0 | 0 | 0 | 0 | 0 | 0 | 0 | 0 | 0
[10 empty] | 0 | 0 | 0 | 0 | 0 | 0 | 0 | 0 | 0 | 0 | 0 | 0 | 0 | 0 | 0 | 0 | 0 | 0 | 0 | 0 | 0 | 0 | 0 | 0 | 0 | 0 | 0 | 0
[10 empty] | 0 | 0 | 0 | 0 | 0 | 0 | 0 | 0 | 0 | 0 | 0 | 0 | 0 | 0 | 0 | 0 | 0 | 0 | 0 | 0 | 0 | 0 | 0 | 0 | 0 | 0 | 0 | 0
[10 empty] | 0 | 0 | 0 | 0 | 0 | 0 | 0 | 0 | 0 | 0 | 0 | 0 | 0 | 0 | 0 | 0 | 0 | 0 | 0 | 0 | 0 | 0 | 0 | 0 | 0 | 0 | 0 | 0
[10 empty] | 0 | 0 | 0 | 0 | 0 | 0 | 0 | 0 | 0 | 0 | 0 | 0 | 0 | 0 | 0 | 0 | 0 | 0 | 0 | 0 | 0 | 0 | 0 | 0 | 0 | 0 | 0 | 0
[10 empty] | 0 | 0 | 0 | 0 | 0 | 0 | 0 | 0 | 0 | 0 | 0 | 0 | 0 | 0 | 0 | 0 | 0 | 0 | 0 | 0 | 0 | 0 | 0 | 0 | 0 | 0 | 0 | 0
[10 empty] | 0 | -0.00025576 | -0.00051107 | -0.00076591 | -0.0010204 | -0.0012743 | -0.0015278 | -0.0017808 | -0.0020334 | -0.0022855 | -0.0025372 | -0.0027884 | -0.0030392 | -0.0032895 | -0.0035394 | -0.0037888 | -0.0040379 | -0.0042864 | -0.0045346 | -0.0047823 | -0.0050296 | -0.0052764 | -0.0055229 | -0.0057689 | -0.0060144 | -0.0062596 | -0.0065043 | -0.0067487
[10 empty] | 0 | -3.8423e-05 | -7.6777e-05 | -0.00011506 | -0.0001533 | -0.00019144 | -0.00022952 | -0.00026753 | -0.00030547 | -0.00034335 | -0.00038115 | -0.00041889 | -0.00045657 | -0.00049418 | -0.00053172 | -0.00056919 | -0.0006066 | -0.00064394 | -0.00068122 | -0.00071844 | -0.00075558 | -0.00079267 | -0.00082969 | -0.00086665 | -0.00090354 | -0.00094037 | -0.00097713 | -0.0010138
[10 empty] | 0 | -4.992e-05 | -9.9749e-05 | -0.00014949 | -0.00019916 | -0.00024872 | -0.0002982 | -0.00034758 | -0.00039687 | -0.00044608 | -0.0004952 | -0.00054423 | -0.00059318 | -0.00064204 | -0.00069081 | -0.0007395 | -0.0007881 | -0.00083662 | -0.00088505 | -0.0009334 | -0.00098166 | -0.0010298 | -0.0010779 | -0.001126 | -0.0011739 | -0.0012217 | -0.0012695 | -0.0013172
[10 empty] | 0 | -0.00025576 | -0.0002553 | -0.00025484 | -0.00025451 | -0.00025393 | -0.00025347 | -0.00025302 | -0.00025256 | -0.00025211 | -0.00025167 | -0.00028776 | -0.00031857 | -0.00034484 | -0.00036726 | -0.00038633 | -0.00040255 | -0.00041632 | -0.00050253 | -0.00050164 | -0.00050075 | -0.00050512 | -0.00051314 | -0.00052374 | -0.00053598 | -0.00054913 | -0.00056266 | -0.00057617
[10 empty] | 0 | -0.00089478 | -0.0017879 | -0.0026795 | -0.0035699 | -0.0044582 | -0.005345 | -0.0062302 | -0.0071137 | -0.0079958 | -0.0088762 | -0.0097551 | -0.010632 | -0.011508 | -0.012382 | -0.013255 | -0.014126 | -0.014996 | -0.015864 | -0.016731 | -0.017596 | -0.018459 | -0.019322 | -0.020182 | -0.021041 | -0.021899 | -0.022755 | -0.02361
[10 empty] | 0 | -0.00013442 | -0.0002686 | -0.00040254 | -0.0005363 | -0.00066975 | -0.00080297 | -0.00093594 | -0.0010687 | -0.0012012 | -0.0013335 | -0.0014655 | -0.0015973 | -0.0017289 | -0.0018602 | -0.0019913 | -0.0021222 | -0.0022528 | -0.0023832 | -0.0025134 | -0.0026434 | -0.0027731 | -0.0029026 | -0.0030319 | -0.003161 | -0.0032898 | -0.0034185 | -0.0035469
[10 empty] | 0 | -0.00017464 | -0.00034897 | -0.00052298 | -0.00069676 | -0.00087015 | -0.0010432 | -0.001216 | -0.0013884 | -0.0015606 | -0.0017324 | -0.001904 | -0.0020752 | -0.0022461 | -0.0024168 | -0.0025871 | -0.0027571 | -0.0029269 | -0.0030963 | -0.0032655 | -0.0034343 | -0.0036029 | -0.0037711 | -0.0039391 | -0.0041068 | -0.0042742 | -0.0044413 | -0.0046081
[10 empty] | 0 | -0.00089478 | -0.00089316 | -0.00089155 | -0.00089039 | -0.00088835 | -0.00088675 | -0.00088517 | -0.0010114 | -0.0011192 | -0.0012111 | -0.0012895 | -0.0013562 | -0.0014129 | -0.0014611 | -0.0017809 | -0.001809 | -0.0018461 | -0.0018889 | -0.0019347 | -0.001982 | -0.0020292 | -0.0021524 | -0.0022564 | -0.0023461 | -0.0024249 | -0.0024953 | -0.0025594
[10 empty] | 0 | -0.00011835 | -0.00023648 | -0.0003544 | -0.00047216 | -0.00058966 | -0.00070694 | -0.00082402 | -0.00094088 | -0.0010575 | -0.001174 | -0.0012902 | -0.0014063 | -0.0015221 | -0.0016377 | -0.0017532 | -0.0018684 | -0.0019834 | -0.0020982 | -0.0022128 | -0.0023273 | -0.0024415 | -0.0025555 | -0.0026693 | -0.002783 | -0.0028964 | -0.0030097 | -0.0031227
[10 empty] | 0 | -1.7779e-05 | -3.5526e-05 | -5.324e-05 | -7.0932e-05 | -8.8583e-05 | -0.0001062 | -0.00012379 | -0.00014135 | -0.00015887 | -0.00017637 | -0.00019383 | -0.00021126 | -0.00022866 | -0.00024603 | -0.00026337 | -0.00028068 | -0.00029796 | -0.00031521 | -0.00033243 | -0.00034962 | -0.00036678 | -0.00038391 | -0.00040101 | -0.00041808 | -0.00043512 | -0.00045213 | -0.00046912
[10 empty] | 0 | -2.3099e-05 | -4.6155e-05 | -6.9171e-05 | -9.2156e-05 | -0.00011509 | -0.00013798 | -0.00016083 | -0.00018364 | -0.00020641 | -0.00022914 | -0.00025183 | -0.00027447 | -0.00029708 | -0.00031965 | -0.00034218 | -0.00036467 | -0.00038712 | -0.00040953 | -0.0004319 | -0.00045423 | -0.00047652 | -0.00049878 | -0.000521 | -0.00054318 | -0.00056532 | -0.00058742 | -0.00060948
[10 empty] | 0 | -0.00011835 | -0.00011813 | -0.00011792 | -0.00011777 | -0.00014116 | -0.00015985 | -0.00017471 | -0.00018653 | -0.00020062 | -0.00024661 | -0.00025526 | -0.0002645 | -0.00027468 | -0.00029817 | -0.0003174 | -0.0003336 | -0.00034776 | -0.00036434 | -0.00038977 | -0.00040353 | -0.00041748 | -0.00043217 | -0.00045246 | -0.00047028 | -0.0004865 | -0.00050184 | -0.00051876
[10 empty] | 0 | 0 | 0 | 0 | 0 | 0 | 0 | 0 | 0 | 0 | 0 | 0 | 0 | 0 | 0 | 0 | 0 | 0 | 0 | 0 | 0 | 0 | 0 | 0 | 0 | 0 | 0 | 0
[10 empty] | 0 | 0 | 0 | 0 | 0 | 0 | 0 | 0 | 0 | 0 | 0 | 0 | 0 | 0 | 0 | 0 | 0 | 0 | 0 | 0 | 0 | 0 | 0 | 0 | 0 | 0 | 0 | 0
[10 empty] | 0 | 0 | 0 | 0 | 0 | 0 | 0 | 0 | 0 | 0 | 0 | 0 | 0 | 0 | 0 | 0 | 0 | 0 | 0 | 0 | 0 | 0 | 0 | 0 | 0 | 0 | 0 | 0
[10 empty] | 0 | 0 | 0 | 0 | 0 | 0 | 0 | 0 | 0 | 0 | 0 | 0 | 0 | 0 | 0 | 0 | 0 | 0 | 0 | 0 | 0 | 0 | 0 | 0 | 0 | 0 | 0 | 0
[10 empty] | 0 | 0 | 0 | 0 | 0 | 0 | 0 | 0 | 0 | 0 | 0 | 0 | 0 | 0 | 0 | 0 | 0 | 0 | 0 | 0 | 0 | 0 | 0 | 0 | 0 | 0 | 0 | 0
[10 empty] | 0 | 0 | 0 | 0 | 0 | 0 | 0 | 0 | 0 | 0 | 0 | 0 | 0 | 0 | 0 | 0 | 0 | 0 | 0 | 0 | 0 | 0 | 0 | 0 | 0 | 0 | 0 | 0
[10 empty] | 0 | 0 | 0 | 0 | 0 | 0 | 0 | 0 | 0 | 0 | 0 | 0 | 0 | 0 | 0 | 0 | 0 | 0 | 0 | 0 | 0 | 0 | 0 | 0 | 0 | 0 | 0 | 0
[10 empty] | 0 | 0 | 0 | 0 | 0 | 0 | 0 | 0 | 0 | 0 | 0 | 0 | 0 | 0 | 0 | 0 | 0 | 0 | 0 | 0 | 0 | 0 | 0 | 0 | 0 | 0 | 0 | 0
[10 empty] | 0 | 0 | 0 | 0 | 0 | 0 | 0 | 0 | 0 | 0 | 0 | 0 | 0 | 0 | 0 | 0 | 0 | 0 | 0 | 0 | 0 | 0 | 0 | 0 | 0 | 0 | 0 | 0
[10 empty] | 0 | 0 | 0 | 0 | 0 | 0 | 0 | 0 | 0 | 0 | 0 | 0 | 0 | 0 | 0 | 0 | 0 | 0 | 0 | 0 | 0 | 0 | 0 | 0 | 0 | 0 | 0 | 0
[10 empty] | 0 | 0 | 0 | 0 | 0 | 0 | 0 | 0 | 0 | 0 | 0 | 0 | 0 | 0 | 0 | 0 | 0 | 0 | 0 | 0 | 0 | 0 | 0 | 0 | 0 | 0 | 0 | 0
[10 empty] | 0 | 0 | 0 | 0 | 0 | 0 | 0 | 0 | 0 | 0 | 0 | 0 | 0 | 0 | 0 | 0 | 0 | 0 | 0 | 0 | 0 | 0 | 0 | 0 | 0 | 0 | 0 | 0
[10 empty] | 0 | 0 | 0 | 0 | 0 | 0 | 0 | 0 | 0 | 0 | 0 | 0 | 0 | 0 | 0 | 0 | 0 | 0 | 0 | 0 | 0 | 0 | 0 | 0 | 0 | 0 | 0 | 0
[10 empty] | 0 | 0 | 0 | 0 | 0 | 0 | 0 | 0 | 0 | 0 | 0 | 0 | 0 | 0 | 0 | 0 | 0 | 0 | 0 | 0 | 0 | 0 | 0 | 0 | 0 | 0 | 0 | 0
[10 empty] | 0 | 0 | 0 | 0 | 0 | 0 | 0 | 0 | 0 | 0 | 0 | 0 | 0 | 0 | 0 | 0 | 0 | 0 | 0 | 0 | 0 | 0 | 0 | 0 | 0 | 0 | 0 | 0
[10 empty] | 0 | 0 | 0 | 0 | 0 | 0 | 0 | 0 | 0 | 0 | 0 | 0 | 0 | 0 | 0 | 0 | 0 | 0 | 0 | 0 | 0 | 0 | 0 | 0 | 0 | 0 | 0 | 0
[10 empty] | 0 | 0 | 0 | 0 | 0 | 0 | 0 | 0 | 0 | 0 | 0 | 0 | 0 | 0 | 0 | 0 | 0 | 0 | 0 | 0 | 0 | 0 | 0 | 0 | 0 | 0 | 0 | 0
[10 empty] | 0 | 0 | 0 | 0 | 0 | 0 | 0 | 0 | 0 | 0 | 0 | 0 | 0 | 0 | 0 | 0 | 0 | 0 | 0 | 0 | 0 | 0 | 0 | 0 | 0 | 0 | 0 | 0
[10 empty] | 0 | 0 | 0 | 0 | 0 | 0 | 0 | 0 | 0 | 0 | 0 | 0 | 0 | 0 | 0 | 0 | 0 | 0 | 0 | 0 | 0 | 0 | 0 | 0 | 0 | 0 | 0 | 0
[10 empty] | 0 | 0 | 0 | 0 | 0 | 0 | 0 | 0 | 0 | 0 | 0 | 0 | 0 | 0 | 0 | 0 | 0 | 0 | 0 | 0 | 0 | 0 | 0 | 0 | 0 | 0 | 0 | 0
[10 empty] | 0 | 0 | 0 | 0 | 0 | 0 | 0 | 0 | 0 | 0 | 0 | 0 | 0 | 0 | 0 | 0 | 0 | 0 | 0 | 0 | 0 | 0 | 0 | 0 | 0 | 0 | 0 | 0
[10 empty] | 0 | 0 | 0 | 0 | 0 | 0 | 0 | 0 | 0 | 0 | 0 | 0 | 0 | 0 | 0 | 0 | 0 | 0 | 0 | 0 | 0 | 0 | 0 | 0 | 0 | 0 | 0 | 0
[10 empty] | 0 | 0 | 0 | 0 | 0 | 0 | 0 | 0 | 0 | 0 | 0 | 0 | 0 | 0 | 0 | 0 | 0 | 0 | 0 | 0 | 0 | 0 | 0 | 0 | 0 | 0 | 0 | 0
[10 empty] | 0 | 0 | 0 | 0 | 0 | 0 | 0 | 0 | 0 | 0 | 0 | 0 | 0 | 0 | 0 | 0 | 0 | 0 | 0 | 0 | 0 | 0 | 0 | 0 | 0 | 0 | 0 | 0
[10 empty] | 0 | 0 | 0 | 0 | 0 | 0 | 0 | 0 | 0 | 0 | 0 | 0 | 0 | 0 | 0 | 0 | 0 | 0 | 0 | 0 | 0 | 0 | 0 | 0 | 0 | 0 | 0 | 0
[10 empty] | 0 | 0 | 0 | 0 | 0 | 0 | 0 | 0 | 0 | 0 | 0 | 0 | 0 | 0 | 0 | 0 | 0 | 0 | 0 | 0 | 0 | 0 | 0 | 0 | 0 | 0 | 0 | 0
[10 empty] | 0 | 0 | 0 | 0 | 0 | 0 | 0 | 0 | 0 | 0 | 0 | 0 | 0 | 0 | 0 | 0 | 0 | 0 | 0 | 0 | 0 | 0 | 0 | 0 | 0 | 0 | 0 | 0
[10 empty] | 0 | 0 | 0 | 0 | 0 | 0 | 0 | 0 | 0 | 0 | 0 | 0 | 0 | 0 | 0 | 0 | 0 | 0 | 0 | 0 | 0 | 0 | 0 | 0 | 0 | 0 | 0 | 0
[10 empty] | 0 | 0 | 0 | 0 | 0 | 0 | 0 | 0 | 0 | 0 | 0 | 0 | 0 | 0 | 0 | 0 | 0 | 0 | 0 | 0 | 0 | 0 | 0 | 0 | 0 | 0 | 0 | 0
[10 empty] | 0 | 0 | 0 | 0 | 0 | 0 | 0 | 0 | 0 | 0 | 0 | 0 | 0 | 0 | 0 | 0 | 0 | 0 | 0 | 0 | 0 | 0 | 0 | 0 | 0 | 0 | 0 | 0
[10 empty] | 0 | 0 | 0 | 0 | 0 | 0 | 0 | 0 | 0 | 0 | 0 | 0 | 0 | 0 | 0 | 0 | 0 | 0 | 0 | 0 | 0 | 0 | 0 | 0 | 0 | 0 | 0 | 0
[10 empty] | 0 | 0 | 0 | 0 | 0 | 0 | 0 | 0 | 0 | 0 | 0 | 0 | 0 | 0 | 0 | 0 | 0 | 0 | 0 | 0 | 0 | 0 | 0 | 0 | 0 | 0 | 0 | 0
[10 empty] | 0 | 0 | 0 | 0 | 0 | 0 | 0 | 0 | 0 | 0 | 0 | 0 | 0 | 0 | 0 | 0 | 0 | 0 | 0 | 0 | 0 | 0 | 0 | 0 | 0 | 0 | 0 | 0
[10 empty] | 0 | 0 | 0 | 0 | 0 | 0 | 0 | 0 | 0 | 0 | 0 | 0 | 0 | 0 | 0 | 0 | 0 | 0 | 0 | 0 | 0 | 0 | 0 | 0 | 0 | 0 | 0 | 0
[10 empty] | 0 | 0 | 0 | 0 | 0 | 0 | 0 | 0 | 0 | 0 | 0 | 0 | 0 | 0 | 0 | 0 | 0 | 0 | 0 | 0 | 0 | 0 | 0 | 0 | 0 | 0 | 0 | 0
[10 empty] | 0 | 0 | 0 | 0 | 0 | 0 | 0 | 0 | 0 | 0 | 0 | 0 | 0 | 0 | 0 | 0 | 0 | 0 | 0 | 0 | 0 | 0 | 0 | 0 | 0 | 0 | 0 | 0
[10 empty] | 0 | 0 | 0 | 0 | 0 | 0 | 0 | 0 | 0 | 0 | 0 | 0 | 0 | 0 | 0 | 0 | 0 | 0 | 0 | 0 | 0 | 0 | 0 | 0 | 0 | 0 | 0 | 0
[10 empty] | 0 | 0 | 0 | 0 | 0 | 0 | 0 | 0 | 0 | 0 | 0 | 0 | 0 | 0 | 0 | 0 | 0 | 0 | 0 | 0 | 0 | 0 | 0 | 0 | 0 | 0 | 0 | 0
[10 empty] | 0 | 0 | 0 | 0 | 0 | 0 | 0 | 0 | 0 | 0 | 0 | 0 | 0 | 0 | 0 | 0 | 0 | 0 | 0 | 0 | 0 | 0 | 0 | 0 | 0 | 0 | 0 | 0
[10 empty] | 0 | 0 | 0 | 0 | 0 | 0 | 0 | 0 | 0 | 0 | 0 | 0 | 0 | 0 | 0 | 0 | 0 | 0 | 0 | 0 | 0 | 0 | 0 | 0 | 0 | 0 | 0 | 0
[10 empty] | 0 | 0 | 0 | 0 | 0 | 0 | 0 | 0 | 0 | 0 | 0 | 0 | 0 | 0 | 0 | 0 | 0 | 0 | 0 | 0 | 0 | 0 | 0 | 0 | 0 | 0 | 0 | 0
[10 empty] | 0 | 0 | 0 | 0 | 0 | 0 | 0 | 0 | 0 | 0 | 0 | 0 | 0 | 0 | 0 | 0 | 0 | 0 | 0 | 0 | 0 | 0 | 0 | 0 | 0 | 0 | 0 | 0
[10 empty] | 0 | 0 | 0 | 0 | 0 | 0 | 0 | 0 | 0 | 0 | 0 | 0 | 0 | 0 | 0 | 0 | 0 | 0 | 0 | 0 | 0 | 0 | 0 | 0 | 0 | 0 | 0 | 0
[10 empty] | 0 | 0 | 0 | 0 | 0 | 0 | 0 | 0 | 0 | 0 | 0 | 0 | 0 | 0 | 0 | 0 | 0 | 0 | 0 | 0 | 0 | 0 | 0 | 0 | 0 | 0 | 0 | 0
[10 empty] | 0 | 0 | 0 | 0 | 0 | 0 | 0 | 0 | 0 | 0 | 0 | 0 | 0 | 0 | 0 | 0 | 0 | 0 | 0 | 0 | 0 | 0 | 0 | 0 | 0 | 0 | 0 | 0
[10 empty] | 0 | 0 | 0 | 0 | 0 | 0 | 0 | 0 | 0 | 0 | 0 | 0 | 0 | 0 | 0 | 0 | 0 | 0 | 0 | 0 | 0 | 0 | 0 | 0 | 0 | 0 | 0 | 0
[10 empty] | 0 | 0 | 0 | 0 | 0 | 0 | 0 | 0 | 0 | 0 | 0 | 0 | 0 | 0 | 0 | 0 | 0 | 0 | 0 | 0 | 0 | 0 | 0 | 0 | 0 | 0 | 0 | 0
[10 empty] | 0 | 0 | 0 | 0 | 0 | 0 | 0 | 0 | 0 | 0 | 0 | 0 | 0 | 0 | 0 | 0 | 0 | 0 | 0 | 0 | 0 | 0 | 0 | 0 | 0 | 0 | 0 | 0
[10 empty] | 0 | 0 | 0 | 0 | 0 | 0 | 0 | 0 | 0 | 0 | 0 | 0 | 0 | 0 | 0 | 0 | 0 | 0 | 0 | 0 | 0 | 0 | 0 | 0 | 0 | 0 | 0 | 0
[10 empty] | 0 | 0 | 0 | 0 | 0 | 0 | 0 | 0 | 0 | 0 | 0 | 0 | 0 | 0 | 0 | 0 | 0 | 0 | 0 | 0 | 0 | 0 | 0 | 0 | 0 | 0 | 0 | 0
[10 empty] | 0 | 0 | 0 | 0 | 0 | 0 | 0 | 0 | 0 | 0 | 0 | 0 | 0 | 0 | 0 | 0 | 0 | 0 | 0 | 0 | 0 | 0 | 0 | 0 | 0 | 0 | 0 | 0
[10 empty] | 0 | 0 | 0 | 0 | 0 | 0 | 0 | 0 | 0 | 0 | 0 | 0 | 0 | 0 | 0 | 0 | 0 | 0 | 0 | 0 | 0 | 0 | 0 | 0 | 0 | 0 | 0 | 0
[10 empty] | 0 | -0.0053585 | -0.010604 | -0.015705 | -0.021181 | -0.024246 | -0.027463 | -0.030824 | -0.034316 | -0.038123 | -0.042208 | -0.046956 | -0.052285 | -0.058126 | -0.062995 | -0.067036 | -0.070383 | -0.073117 | -0.075707 | -0.078182 | -0.08054 | -0.082134 | -0.083751 | -0.085398 | -0.087005 | -0.089387 | -0.091682 | -0.093895
[10 empty] | 0 | -0.0021002 | -0.0041563 | -0.0061555 | -0.0083018 | -0.009503 | -0.010764 | -0.012081 | -0.01345 | -0.014942 | -0.016543 | -0.018404 | -0.020493 | -0.022782 | -0.024691 | -0.026274 | -0.027586 | -0.028658 | -0.029673 | -0.030643 | -0.031567 | -0.032192 | -0.032826 | -0.033471 | -0.034101 | -0.035035 | -0.035934 | -0.036801
[10 empty] | 0 | -0.0014639 | -0.002897 | -0.0042904 | -0.0057864 | -0.0066237 | -0.0075026 | -0.0084207 | -0.0093746 | -0.010415 | -0.011531 | -0.012828 | -0.014284 | -0.015879 | -0.01721 | -0.018314 | -0.019228 | -0.019975 | -0.020682 | -0.021358 | -0.022003 | -0.022438 | -0.02288 | -0.02333 | -0.023769 | -0.02442 | -0.025046 | -0.025651
[10 empty] | 0 | -0.0053585 | -0.0052457 | -0.0051007 | -0.0054761 | -0.0030647 | -0.0032174 | -0.0033606 | -0.0034917 | -0.003808 | -0.0040846 | -0.0047481 | -0.0053291 | -0.0058408 | -0.0056348 | -0.0054462 | -0.0052807 | -0.0051735 | -0.0051187 | -0.0051016 | -0.0050907 | -0.0059955 | -0.0059014 | -0.0058597 | -0.0060067 | -0.0062114 | -0.0064553 | -0.0066266
[10 empty] | 0 | -0.015011 | -0.029665 | -0.042011 | -0.052836 | -0.063228 | -0.073344 | -0.085249 | -0.098374 | -0.11232 | -0.12334 | -0.13138 | -0.14016 | -0.14878 | -0.15525 | -0.16092 | -0.16619 | -0.17132 | -0.17643 | -0.18175 | -0.18719 | -0.19177 | -0.19959 | -0.20692 | -0.21321 | -0.21949 | -0.22557 | -0.23162
[10 empty] | 0 | -0.0058836 | -0.011627 | -0.016466 | -0.020709 | -0.024782 | -0.028747 | -0.033413 | -0.038557 | -0.044022 | -0.048341 | -0.051493 | -0.054935 | -0.058315 | -0.06085 | -0.06307 | -0.065137 | -0.067149 | -0.069153 | -0.071235 | -0.073368 | -0.075162 | -0.07823 | -0.081103 | -0.083568 | -0.086028 | -0.088412 | -0.09078
[10 empty] | 0 | -0.0041009 | -0.0081041 | -0.011477 | -0.014434 | -0.017273 | -0.020037 | -0.023289 | -0.026875 | -0.030684 | -0.033694 | -0.035891 | -0.03829 | -0.040646 | -0.042413 | -0.043961 | -0.045401 | -0.046803 | -0.0482 | -0.049652 | -0.051138 | -0.052388 | -0.054527 | -0.056529 | -0.058248 | -0.059963 | -0.061624 | -0.063275
[10 empty] | 0 | -0.015011 | -0.014654 | -0.012346 | -0.010825 | -0.010393 | -0.010116 | -0.011905 | -0.013124 | -0.013944 | -0.016022 | -0.016264 | -0.018377 | -0.021593 | -0.01851 | -0.016607 | -0.016236 | -0.016731 | -0.017438 | -0.019225 | -0.020377 | -0.020822 | -0.026267 | -0.025839 | -0.024584 | -0.024519 | -0.02321 | -0.0229
[10 empty] | 0 | -0.2526 | -0.50729 | -0.76307 | -1.0203 | -1.3122 | -1.6058 | -1.9015 | -2.1992 | -2.4989 | -2.8005 | -3.1043 | -3.4102 | -3.7184 | -4.0037 | -4.2697 | -4.5197 | -4.7563 | -4.9774 | -5.1855 | -5.3825 | -5.5818 | -5.7717 | -5.9537 | -6.1293 | -6.2899 | -6.4477 | -6.6031
[10 empty] | 0 | -0.099005 | -0.19883 | -0.29908 | -0.39992 | -0.51432 | -0.6294 | -0.74527 | -0.86197 | -0.97943 | -1.0977 | -1.2167 | -1.3366 | -1.4574 | -1.5692 | -1.6735 | -1.7715 | -1.8642 | -1.9509 | -2.0324 | -2.1096 | -2.1878 | -2.2622 | -2.3335 | -2.4023 | -2.4653 | -2.5271 | -2.5881
[10 empty] | 0 | -0.069008 | -0.13858 | -0.20846 | -0.27875 | -0.35848 | -0.4387 | -0.51946 | -0.6008 | -0.68267 | -0.76508 | -0.84805 | -0.93162 | -1.0158 | -1.0938 | -1.1664 | -1.2347 | -1.2994 | -1.3598 | -1.4166 | -1.4704 | -1.5249 | -1.5768 | -1.6265 | -1.6745 | -1.7183 | -1.7614 | -1.8039
[10 empty] | 0 | -0.2526 | -0.25468 | -0.25578 | -0.25727 | -0.29188 | -0.29361 | -0.29563 | -0.29776 | -0.29968 | -0.30163 | -0.30373 | -0.30591 | -0.30819 | -0.32144 | -0.33334 | -0.34419 | -0.35415 | -0.36349 | -0.3722 | -0.37978 | -0.4722 | -0.46713 | -0.46313 | -0.46031 | -0.4585 | -0.45758 | -0.45899
[10 empty] | 0 | 0 | 0 | 0 | 0 | 0 | 0 | 0 | 0 | 0 | 0 | 0 | 0 | 0 | 0 | 0 | 0 | 0 | 0 | 0 | 0 | 0 | 0 | 0 | 0 | 0 | 0 | 0
[10 empty] | 0 | 0 | 0 | 0 | 0 | 0 | 0 | 0 | 0 | 0 | 0 | 0 | 0 | 0 | 0 | 0 | 0 | 0 | 0 | 0 | 0 | 0 | 0 | 0 | 0 | 0 | 0 | 0
[10 empty] | 0 | 0 | 0 | 0 | 0 | 0 | 0 | 0 | 0 | 0 | 0 | 0 | 0 | 0 | 0 | 0 | 0 | 0 | 0 | 0 | 0 | 0 | 0 | 0 | 0 | 0 | 0 | 0
[10 empty] | 0 | 0 | 0 | 0 | 0 | 0 | 0 | 0 | 0 | 0 | 0 | 0 | 0 | 0 | 0 | 0 | 0 | 0 | 0 | 0 | 0 | 0 | 0 | 0 | 0 | 0 | 0 | 0
[10 empty] | 0 | -0.005158 | -0.010589 | -0.016255 | -0.022563 | -0.029429 | -0.03678 | -0.044548 | -0.052677 | -0.061008 | -0.06951 | -0.078991 | -0.089324 | -0.10039 | -0.11065 | -0.1202 | -0.12863 | -0.13611 | -0.14278 | -0.14871 | -0.15397 | -0.15864 | -0.16275 | -0.16779 | -0.17238 | -0.17521 | -0.1779 | -0.1803
[10 empty] | 0 | -0.001062 | -0.0021802 | -0.0033467 | -0.0046456 | -0.0060593 | -0.0075727 | -0.0091722 | -0.010846 | -0.012561 | -0.014312 | -0.016264 | -0.018391 | -0.020671 | -0.022781 | -0.024749 | -0.026485 | -0.028024 | -0.029397 | -0.030618 | -0.031702 | -0.032663 | -0.03351 | -0.034548 | -0.035492 | -0.036074 | -0.036629 | -0.037123
[10 empty] | 0 | -0.0014317 | -0.0029392 | -0.0045119 | -0.0062628 | -0.0081688 | -0.010209 | -0.012365 | -0.014622 | -0.016934 | -0.019294 | -0.021926 | -0.024794 | -0.027867 | -0.030712 | -0.033365 | -0.035705 | -0.037781 | -0.039631 | -0.041277 | -0.042739 | -0.044034 | -0.045176 | -0.046575 | -0.047848 | -0.048632 | -0.049381 | -0.050047
[10 empty] | 0 | -0.005158 | -0.0054516 | -0.005708 | -0.0063731 | -0.0069567 | -0.0074681 | -0.0079156 | -0.0083066 | -0.0085421 | -0.0087459 | -0.0097594 | -0.010649 | -0.011428 | -0.010661 | -0.010014 | -0.0094676 | -0.0090542 | -0.0087497 | -0.008534 | -0.0083903 | -0.0083043 | -0.008253 | -0.0096835 | -0.009691 | -0.0097813 | -0.010059 | -0.010202
[10 empty] | 0 | -0.00015443 | -0.00031215 | -0.00047246 | -0.00064801 | -0.00083626 | -0.001035 | -0.0012425 | -0.001457 | -0.0016742 | -0.0018932 | -0.0021388 | -0.0024064 | -0.0026925 | -0.0029548 | -0.0031972 | -0.0034071 | -0.0035905 | -0.0037522 | -0.0038948 | -0.0040206 | -0.0041723 | -0.0043055 | -0.0044217 | -0.0045298 | -0.0045901 | -0.0046487 | -0.0046999
[10 empty] | 0 | -3.1796e-05 | -6.427e-05 | -9.7278e-05 | -0.00013342 | -0.00017218 | -0.00021311 | -0.00025582 | -0.00029999 | -0.0003447 | -0.00038981 | -0.00044036 | -0.00049547 | -0.00055438 | -0.00060838 | -0.00065829 | -0.00070151 | -0.00073927 | -0.00077256 | -0.00080192 | -0.00082782 | -0.00085906 | -0.00088648 | -0.00091041 | -0.00093266 | -0.00094508 | -0.00095715 | -0.00096768
[10 empty] | 0 | -4.2865e-05 | -8.6644e-05 | -0.00013114 | -0.00017987 | -0.00023212 | -0.0002873 | -0.00034488 | -0.00040443 | -0.0004647 | -0.00052551 | -0.00059367 | -0.00066796 | -0.00074737 | -0.00082017 | -0.00088746 | -0.00094573 | -0.00099663 | -0.0010415 | -0.0010811 | -0.001116 | -0.0011581 | -0.0011951 | -0.0012273 | -0.0012573 | -0.0012741 | -0.0012904 | -0.0013046
[10 empty] | 0 | -0.00015443 | -0.00015834 | -0.00016157 | -0.00017744 | -0.00019083 | -0.00020211 | -0.00021158 | -0.00021951 | -0.00022297 | -0.00022578 | -0.00025312 | -0.00027622 | -0.0002957 | -0.00027338 | -0.00025486 | -0.00023949 | -0.00022852 | -0.00022096 | -0.00021605 | -0.00021313 | -0.00025325 | -0.00024766 | -0.00024308 | -0.00024629 | -0.00025151 | -0.00025805 | -0.00026014
[10 empty] | 0 | -0.44415 | -0.561 | -0.67691 | -0.704 | -0.77915 | -0.88574 | -0.97351 | -1.1411 | -1.2968 | -1.4467 | -1.5872 | -1.7229 | -1.8495 | -1.9633 | -2.0659 | -2.1565 | -2.2354 | -2.2962 | -2.3421 | -2.3753 | -2.3947 | -2.4062 | -2.4015 | -2.3926 | -2.382 | -2.3709 | -2.3613
[10 empty] | 0 | -0.15985 | -0.2019 | -0.24362 | -0.25337 | -0.28042 | -0.31878 | -0.35037 | -0.41069 | -0.46673 | -0.52068 | -0.57124 | -0.62008 | -0.66562 | -0.70661 | -0.7435 | -0.77611 | -0.80453 | -0.82639 | -0.84293 | -0.85488 | -0.86187 | -0.86599 | -0.8643 | -0.86111 | -0.85728 | -0.85327 | -0.84982
[10 empty] | 0 | -0.20641 | -0.26071 | -0.31458 | -0.32717 | -0.3621 | -0.41163 | -0.45242 | -0.53032 | -0.60268 | -0.67234 | -0.73764 | -0.8007 | -0.85951 | -0.91243 | -0.96007 | -1.0022 | -1.0389 | -1.0671 | -1.0885 | -1.1039 | -1.1129 | -1.1182 | -1.1161 | -1.1119 | -1.107 | -1.1018 | -1.0974
[10 empty] | 0 | -0.44415 | -0.11862 | -0.11815 | -0.1569 | -0.18232 | -0.19889 | -0.25816 | -0.25777 | -0.25986 | -0.28244 | -0.29215 | -0.3083 | -0.32279 | -0.32426 | -0.32547 | -0.33401 | -0.33659 | -0.33656 | -0.34077 | -0.34129 | -0.34104 | -0.34323 | -0.34332 | -0.34247 | -0.34316 | -0.34269 | -0.34176
[10 empty] | 0 | -0.0060343 | -0.011102 | -0.016129 | -0.021116 | -0.026063 | -0.03097 | -0.03733 | -0.04364 | -0.049898 | -0.056106 | -0.062263 | -0.06933 | -0.076339 | -0.083291 | -0.090186 | -0.097025 | -0.10381 | -0.11053 | -0.11721 | -0.1227 | -0.12743 | -0.13155 | -0.13518 | -0.1384 | -0.1417 | -0.1446 | -0.14696
[10 empty] | 0 | -0.0021717 | -0.0039957 | -0.0058049 | -0.0075997 | -0.00938 | -0.011146 | -0.013435 | -0.015706 | -0.017958 | -0.020192 | -0.022408 | -0.024952 | -0.027474 | -0.029976 | -0.032458 | -0.034919 | -0.03736 | -0.039781 | -0.042182 | -0.044161 | -0.045864 | -0.047345 | -0.04865 | -0.049812 | -0.050997 | -0.05204 | -0.052891
[10 empty] | 0 | -0.0028043 | -0.0051595 | -0.0074958 | -0.0098133 | -0.012112 | -0.014392 | -0.017349 | -0.020281 | -0.023189 | -0.026074 | -0.028936 | -0.03222 | -0.035477 | -0.038708 | -0.041912 | -0.045091 | -0.048243 | -0.051369 | -0.054469 | -0.057024 | -0.059223 | -0.061136 | -0.06282 | -0.064321 | -0.065851 | -0.067198 | -0.068297
[10 empty] | 0 | -0.0060343 | -0.005092 | -0.0050716 | -0.0050513 | -0.0050311 | -0.005011 | -0.0064847 | -0.0064588 | -0.0064329 | -0.0064072 | -0.0063816 | -0.0073159 | -0.0072866 | -0.0072575 | -0.0072284 | -0.0071995 | -0.0071707 | -0.007142 | -0.0071135 | -0.007085 | -0.0070567 | -0.0070285 | -0.0070003 | -0.0069723 | -0.0087649 | -0.0083672 | -0.0080448
[10 empty] | 0 | -0.5012 | -0.99839 | -1.5159 | -2.063 | -2.6293 | -3.0462 | -3.3699 | -3.6154 | -3.7961 | -3.9234 | -4.0094 | -4.0667 | -4.1015 | -4.1206 | -4.1107 | -4.0972 | -4.0828 | -4.0669 | -4.0506 | -4.0388 | -4.0268 | -4.0161 | -4.0046 | -3.9917 | -3.9782 | -3.9636 | -3.9485
[10 empty] | 0 | -0.18038 | -0.35932 | -0.54558 | -0.74248 | -0.9463 | -1.0963 | -1.2128 | -1.3012 | -1.3662 | -1.412 | -1.443 | -1.4636 | -1.4761 | -1.483 | -1.4794 | -1.4746 | -1.4694 | -1.4637 | -1.4578 | -1.4535 | -1.4492 | -1.4454 | -1.4413 | -1.4366 | -1.4317 | -1.4265 | -1.4211
[10 empty] | 0 | -0.23292 | -0.46398 | -0.70449 | -0.95875 | -1.2219 | -1.4157 | -1.5661 | -1.6802 | -1.7641 | -1.8233 | -1.8633 | -1.8899 | -1.9061 | -1.915 | -1.9104 | -1.9041 | -1.8974 | -1.89 | -1.8824 | -1.8769 | -1.8714 | -1.8664 | -1.8611 | -1.8551 | -1.8488 | -1.842 | -1.835
[10 empty] | 0 | -0.5012 | -0.4992 | -0.66293 | -0.77033 | -0.89512 | -0.94613 | -0.93341 | -0.96816 | -0.97303 | -0.99124 | -0.99061 | -0.9872 | -0.99229 | -0.98702 | -0.98781 | -0.98293 | -0.9784 | -0.97644 | -0.97163 | -0.96896 | -0.9645 | -0.96072 | -0.95723 | -0.95311 | -0.94963 | -0.94561 | -0.94192
[10 empty] | 0 | -0.67826 | -0.80893 | -0.76409 | -0.78029 | -0.83652 | -0.81749 | -0.93533 | -1.0342 | -1.1138 | -1.18 | -1.2364 | -1.2832 | -1.3216 | -1.3538 | -1.3804 | -1.4022 | -1.4192 | -1.433 | -1.4435 | -1.4514 | -1.457 | -1.4609 | -1.4633 | -1.4643 | -1.4637 | -1.4624 | -1.4603
[10 empty] | 0 | -0.2441 | -0.29113 | -0.275 | -0.28083 | -0.30106 | -0.29421 | -0.33663 | -0.37222 | -0.40084 | -0.42469 | -0.44496 | -0.46184 | -0.47563 | -0.48722 | -0.49679 | -0.50464 | -0.51078 | -0.51575 | -0.51953 | -0.52235 | -0.52438 | -0.52579 | -0.52662 | -0.52699 | -0.52679 | -0.52633 | -0.52556
[10 empty] | 0 | -0.31521 | -0.37594 | -0.3551 | -0.36263 | -0.38876 | -0.37991 | -0.43468 | -0.48065 | -0.5176 | -0.5484 | -0.57457 | -0.59636 | -0.61417 | -0.62914 | -0.6415 | -0.65163 | -0.65956 | -0.66598 | -0.67085 | -0.6745 | -0.67712 | -0.67894 | -0.68002 | -0.68049 | -0.68024 | -0.67964 | -0.67864
[10 empty] | 0 | -0.67826 | -0.13339 | -0.17714 | -0.20584 | -0.23918 | -0.29657 | -0.29992 | -0.32477 | -0.33567 | -0.34949 | -0.36485 | -0.36866 | -0.37827 | -0.38143 | -0.38627 | -0.38999 | -0.3908 | -0.39343 | -0.39373 | -0.39472 | -0.39493 | -0.39456 | -0.39452 | -0.39372 | -0.39315 | -0.39223 | -0.39121
[10 empty] | 0 | -0.017685 | -0.036956 | -0.057554 | -0.079733 | -0.10347 | -0.12842 | -0.15431 | -0.18116 | -0.21015 | -0.241 | -0.27364 | -0.30277 | -0.32888 | -0.35235 | -0.37337 | -0.39221 | -0.40916 | -0.4245 | -0.43832 | -0.45071 | -0.46259 | -0.47341 | -0.48315 | -0.49174 | -0.49922 | -0.50572 | -0.51123
[10 empty] | 0 | -0.0037646 | -0.0078667 | -0.012251 | -0.016972 | -0.022025 | -0.027337 | -0.032847 | -0.038562 | -0.044733 | -0.051302 | -0.058249 | -0.06445 | -0.070008 | -0.075003 | -0.079478 | -0.083489 | -0.087097 | -0.090362 | -0.093305 | -0.095942 | -0.09847 | -0.10077 | -0.10285 | -0.10468 | -0.10627 | -0.10765 | -0.10882
[10 empty] | 0 | -0.0039811 | -0.0083191 | -0.012956 | -0.017948 | -0.023291 | -0.028908 | -0.034736 | -0.04078 | -0.047305 | -0.054252 | -0.061599 | -0.068156 | -0.074033 | -0.079316 | -0.084048 | -0.08829 | -0.092105 | -0.095558 | -0.09867 | -0.10146 | -0.10413 | -0.10657 | -0.10876 | -0.11069 | -0.11238 | -0.11384 | -0.11508
[10 empty] | 0 | -0.017685 | -0.019342 | -0.020746 | -0.022409 | -0.024054 | -0.025367 | -0.026402 | -0.027465 | -0.029713 | -0.031699 | -0.033602 | -0.032107 | -0.03104 | -0.030281 | -0.029682 | -0.029317 | -0.029161 | -0.029209 | -0.02927 | -0.029475 | -0.03565 | -0.036185 | -0.036286 | -0.036145 | -0.035839 | -0.035426 | -0.034808
[10 empty] | 0 | -0.011458 | -0.022375 | -0.032011 | -0.040685 | -0.049307 | -0.057885 | -0.066467 | -0.074985 | -0.083392 | -0.091595 | -0.099554 | -0.1067 | -0.11473 | -0.1219 | -0.1283 | -0.13408 | -0.13946 | -0.14451 | -0.14933 | -0.15415 | -0.15728 | -0.16067 | -0.16435 | -0.16824 | -0.17239 | -0.1765 | -0.18059
[10 empty] | 0 | -0.002439 | -0.0047629 | -0.006814 | -0.0086604 | -0.010496 | -0.012322 | -0.014148 | -0.015962 | -0.017751 | -0.019497 | -0.021192 | -0.022714 | -0.024423 | -0.025949 | -0.02731 | -0.02854 | -0.029687 | -0.030761 | -0.031788 | -0.032814 | -0.03348 | -0.034201 | -0.034985 | -0.035814 | -0.036696 | -0.03757 | -0.038443
[10 empty] | 0 | -0.0025793 | -0.0050368 | -0.0072058 | -0.0091584 | -0.011099 | -0.01303 | -0.014962 | -0.01688 | -0.018772 | -0.020619 | -0.02241 | -0.02402 | -0.025827 | -0.027442 | -0.02888 | -0.030181 | -0.031394 | -0.03253 | -0.033615 | -0.034701 | -0.035405 | -0.036168 | -0.036997 | -0.037873 | -0.038806 | -0.039731 | -0.040653
[10 empty] | 0 | -0.011458 | -0.010917 | -0.0096353 | -0.0086741 | -0.0086225 | -0.0085777 | -0.0085815 | -0.0096761 | -0.010447 | -0.010824 | -0.010951 | -0.011054 | -0.014223 | -0.013564 | -0.013046 | -0.012868 | -0.013062 | -0.013274 | -0.013476 | -0.01457 | -0.015239 | -0.015574 | -0.015736 | -0.015908 | -0.016911 | -0.016742 | -0.016882
[10 empty] | 0 | -0.0019855 | -0.0042061 | -0.006646 | -0.0093161 | -0.012212 | -0.015187 | -0.018297 | -0.021565 | -0.024952 | -0.028464 | -0.032092 | -0.035855 | -0.039936 | -0.044327 | -0.049003 | -0.053693 | -0.058445 | -0.063325 | -0.068351 | -0.073534 | -0.078893 | -0.084437 | -0.090263 | -0.096298 | -0.10256 | -0.10905 | -0.11578
[10 empty] | 0 | -0.00042264 | -0.00089533 | -0.0014147 | -0.0019831 | -0.0025995 | -0.0032329 | -0.0038949 | -0.0045904 | -0.0053114 | -0.006059 | -0.0068313 | -0.0076323 | -0.008501 | -0.0094356 | -0.010431 | -0.011429 | -0.012441 | -0.01348 | -0.01455 | -0.015653 | -0.016794 | -0.017974 | -0.019214 | -0.020499 | -0.021831 | -0.023212 | -0.024645
[10 empty] | 0 | -0.00044694 | -0.00094681 | -0.0014961 | -0.0020971 | -0.0027489 | -0.0034188 | -0.0041188 | -0.0048543 | -0.0056168 | -0.0064074 | -0.0072241 | -0.0080712 | -0.0089898 | -0.0099782 | -0.011031 | -0.012087 | -0.013156 | -0.014255 | -0.015386 | -0.016553 | -0.017759 | -0.019007 | -0.020319 | -0.021677 | -0.023086 | -0.024547 | -0.026063
[10 empty] | 0 | -0.0019855 | -0.0022206 | -0.00244 | -0.0026701 | -0.0028956 | -0.0029757 | -0.0031098 | -0.0032673 | -0.0033872 | -0.003512 | -0.0036283 | -0.0037629 | -0.0040808 | -0.0043909 | -0.0046766 | -0.0049729 | -0.005313 | -0.0057083 | -0.0061185 | -0.0065328 | -0.0069402 | -0.0073445 | -0.0084147 | -0.0088056 | -0.009199 | -0.0095948 | -0.0099989
[10 empty] | 0 | 0 | 0 | 0 | 0 | 0 | 0 | 0 | 0 | 0 | 0 | 0 | 0 | 0 | 0 | 0 | 0 | 0 | 0 | 0 | 0 | 0 | 0 | 0 | 0 | 0 | 0 | 0
[10 empty] | 0 | 0 | 0 | 0 | 0 | 0 | 0 | 0 | 0 | 0 | 0 | 0 | 0 | 0 | 0 | 0 | 0 | 0 | 0 | 0 | 0 | 0 | 0 | 0 | 0 | 0 | 0 | 0
[10 empty] | 0 | 0 | 0 | 0 | 0 | 0 | 0 | 0 | 0 | 0 | 0 | 0 | 0 | 0 | 0 | 0 | 0 | 0 | 0 | 0 | 0 | 0 | 0 | 0 | 0 | 0 | 0 | 0
[10 empty] | 0 | 0 | 0 | 0 | 0 | 0 | 0 | 0 | 0 | 0 | 0 | 0 | 0 | 0 | 0 | 0 | 0 | 0 | 0 | 0 | 0 | 0 | 0 | 0 | 0 | 0 | 0 | 0
[10 empty] | 0 | -0.00021737 | -0.00048093 | -0.00077802 | -0.0011052 | -0.0014559 | -0.0018238 | -0.0022555 | -0.002748 | -0.0032692 | -0.0038073 | -0.0043619 | -0.0048172 | -0.0051902 | -0.0054928 | -0.0057303 | -0.0059134 | -0.0060518 | -0.006157 | -0.0062309 | -0.0062744 | -0.0063085 | -0.0063238 | -0.0063164 | -0.0062861 | -0.0062341 | -0.0061625 | -0.0060735
[10 empty] | 0 | -4.6271e-05 | -0.00010237 | -0.00016561 | -0.00023526 | -0.00030991 | -0.00038824 | -0.00048012 | -0.00058495 | -0.0006959 | -0.00081044 | -0.0009285 | -0.0010254 | -0.0011048 | -0.0011692 | -0.0012198 | -0.0012588 | -0.0012882 | -0.0013106 | -0.0013263 | -0.0013356 | -0.0013429 | -0.0013461 | -0.0013446 | -0.0013381 | -0.001327 | -0.0013118 | -0.0012928
[10 empty] | 0 | -4.8931e-05 | -0.00010826 | -0.00017514 | -0.00024879 | -0.00032773 | -0.00041056 | -0.00050772 | -0.00061859 | -0.00073591 | -0.00085704 | -0.00098189 | -0.0010844 | -0.0011683 | -0.0012365 | -0.0012899 | -0.0013311 | -0.0013623 | -0.001386 | -0.0014026 | -0.0014124 | -0.0014201 | -0.0014235 | -0.0014219 | -0.001415 | -0.0014033 | -0.0013872 | -0.0013672
[10 empty] | 0 | -0.00021737 | -0.00027199 | -0.00031573 | -0.00035736 | -0.00039355 | -0.00042441 | -0.00050236 | -0.00057995 | -0.00062775 | -0.00066488 | -0.00070224 | -0.00064007 | -0.00059268 | -0.0005547 | -0.00051962 | -0.00049267 | -0.00047289 | -0.00046587 | -0.00046194 | -0.00045795 | -0.00050313 | -0.0005121 | -0.00050695 | -0.00049469 | -0.00047791 | -0.00045851 | -0.00044484
[10 empty] | 0 | -0.0051897 | -0.010178 | -0.014971 | -0.019574 | -0.023993 | -0.028233 | -0.032299 | -0.036198 | -0.039932 | -0.042887 | -0.045189 | -0.046947 | -0.048251 | -0.049176 | -0.049787 | -0.050136 | -0.050268 | -0.050222 | -0.050028 | -0.049714 | -0.049301 | -0.048808 | -0.048251 | -0.047643 | -0.046994 | -0.046313 | -0.045609
[10 empty] | 0 | -0.0011047 | -0.0021666 | -0.0031868 | -0.0041667 | -0.0051073 | -0.0060099 | -0.0068755 | -0.0077053 | -0.0085002 | -0.0091292 | -0.0096193 | -0.0099935 | -0.010271 | -0.010468 | -0.010598 | -0.010672 | -0.0107 | -0.010691 | -0.010649 | -0.010582 | -0.010495 | -0.01039 | -0.010271 | -0.010142 | -0.010003 | -0.0098586 | -0.0097087
[10 empty] | 0 | -0.0011682 | -0.0022912 | -0.0033701 | -0.0044063 | -0.005401 | -0.0063554 | -0.0072708 | -0.0081483 | -0.008989 | -0.0096541 | -0.010172 | -0.010568 | -0.010862 | -0.01107 | -0.011207 | -0.011286 | -0.011316 | -0.011305 | -0.011262 | -0.011191 | -0.011098 | -0.010987 | -0.010862 | -0.010725 | -0.010579 | -0.010425 | -0.010267
[10 empty] | 0 | -0.0051897 | -0.0050891 | -0.0049903 | -0.0048935 | -0.0047986 | -0.0047055 | -0.0046142 | -0.0045247 | -0.0044369 | -0.0043508 | -0.0042664 | -0.0041837 | -0.0041025 | -0.0040229 | -0.0039449 | -0.0038683 | -0.0048985 | -0.0046486 | -0.0044283 | -0.004233 | -0.004059 | -0.003903 | -0.0037623 | -0.0036347 | -0.0035183 | -0.0035439 | -0.0035354
[10 empty] | 0 | -0.00025685 | -0.00049648 | -0.00080194 | -0.0011603 | -0.0015607 | -0.001994 | -0.0024524 | -0.0029128 | -0.0033728 | -0.0038305 | -0.0042842 | -0.0047326 | -0.0051696 | -0.0055952 | -0.0060095 | -0.0064125 | -0.0068044 | -0.0071175 | -0.0073642 | -0.0075549 | -0.0076986 | -0.0078028 | -0.0078737 | -0.0079167 | -0.0079364 | -0.0079365 | -0.0079204
[10 empty] | 0 | -5.4675e-05 | -0.00010568 | -0.00017071 | -0.00024699 | -0.00033222 | -0.00042445 | -0.00052203 | -0.00062004 | -0.00071796 | -0.00081539 | -0.00091196 | -0.0010074 | -0.0011004 | -0.001191 | -0.0012792 | -0.001365 | -0.0014484 | -0.0015151 | -0.0015676 | -0.0016082 | -0.0016388 | -0.0016609 | -0.001676 | -0.0016852 | -0.0016894 | -0.0016894 | -0.001686
[10 empty] | 0 | -5.7818e-05 | -0.00011176 | -0.00018052 | -0.00026119 | -0.00035132 | -0.00044885 | -0.00055205 | -0.00065569 | -0.00075925 | -0.00086227 | -0.0009644 | -0.0010653 | -0.0011637 | -0.0012595 | -0.0013528 | -0.0014435 | -0.0015317 | -0.0016022 | -0.0016577 | -0.0017007 | -0.001733 | -0.0017565 | -0.0017724 | -0.0017821 | -0.0017865 | -0.0017866 | -0.0017829
[10 empty] | 0 | -0.00025685 | -0.00024304 | -0.00031207 | -0.00036903 | -0.00041581 | -0.000454 | -0.00048493 | -0.00049301 | -0.00049875 | -0.00050251 | -0.00050462 | -0.00050534 | -0.00049989 | -0.00049431 | -0.00048864 | -0.00048291 | -0.00047713 | -0.00043276 | -0.00039366 | -0.00036845 | -0.00035361 | -0.00034638 | -0.00034461 | -0.00034664 | -0.00040355 | -0.00039586 | -0.00040725
[10 empty] | 0 | 0 | 0 | 0 | 0 | 0 | 0 | 0 | 0 | 0 | 0 | 0 | 0 | 0 | 0 | 0 | 0 | 0 | 0 | 0 | 0 | 0 | 0 | 0 | 0 | 0 | 0 | 0
[10 empty] | 0 | 0 | 0 | 0 | 0 | 0 | 0 | 0 | 0 | 0 | 0 | 0 | 0 | 0 | 0 | 0 | 0 | 0 | 0 | 0 | 0 | 0 | 0 | 0 | 0 | 0 | 0 | 0
[10 empty] | 0 | 0 | 0 | 0 | 0 | 0 | 0 | 0 | 0 | 0 | 0 | 0 | 0 | 0 | 0 | 0 | 0 | 0 | 0 | 0 | 0 | 0 | 0 | 0 | 0 | 0 | 0 | 0
[10 empty] | 0 | 0 | 0 | 0 | 0 | 0 | 0 | 0 | 0 | 0 | 0 | 0 | 0 | 0 | 0 | 0 | 0 | 0 | 0 | 0 | 0 | 0 | 0 | 0 | 0 | 0 | 0 | 0
[10 empty] | 0 | -0.12396 | -0.23394 | -0.33384 | -0.42625 | -0.48373 | -0.51833 | -0.53797 | -0.54783 | -0.55132 | -0.55067 | -0.54735 | -0.54231 | -0.53621 | -0.52943 | -0.52227 | -0.51488 | -0.5074 | -0.49989 | -0.4924 | -0.48496 | -0.4776 | -0.47033 | -0.46315 | -0.45607 | -0.44909 | -0.44221 | -0.43544
[10 empty] | 0 | -0.018622 | -0.035144 | -0.050153 | -0.064034 | -0.072669 | -0.077868 | -0.080818 | -0.082299 | -0.082823 | -0.082726 | -0.082227 | -0.081471 | -0.080553 | -0.079536 | -0.078459 | -0.07735 | -0.076225 | -0.075097 | -0.073972 | -0.072855 | -0.071749 | -0.070656 | -0.069578 | -0.068514 | -0.067466 | -0.066433 | -0.065415
[10 empty] | 0 | -0.024193 | -0.04566 | -0.065159 | -0.083194 | -0.094413 | -0.10117 | -0.105 | -0.10692 | -0.10761 | -0.10748 | -0.10683 | -0.10585 | -0.10466 | -0.10333 | -0.10193 | -0.10049 | -0.099033 | -0.097567 | -0.096105 | -0.094654 | -0.093217 | -0.091798 | -0.090396 | -0.089015 | -0.087652 | -0.08631 | -0.084988
[10 empty] | 0 | -0.12396 | -0.11188 | -0.10349 | -0.097521 | -0.10286 | -0.10258 | -0.099768 | -0.11803 | -0.10791 | -0.10179 | -0.097308 | -0.10207 | -0.10105 | -0.098009 | -0.098337 | -0.095064 | -0.093278 | -0.091425 | -0.091939 | -0.090237 | -0.088201 | -0.086872 | -0.085523 | -0.084359 | -0.08294 | -0.082006 | -0.08058
[10 empty] | 0 | -0.0023235 | -0.006101 | -0.010763 | -0.015939 | -0.021384 | -0.026942 | -0.03251 | -0.035938 | -0.037965 | -0.039074 | -0.039586 | -0.039708 | -0.039578 | -0.039285 | -0.038889 | -0.038428 | -0.037928 | -0.037404 | -0.036869 | -0.036329 | -0.035788 | -0.03525 | -0.034717 | -0.034189 | -0.033668 | -0.033154 | -0.032647
[10 empty] | 0 | -0.00034906 | -0.00091654 | -0.001617 | -0.0023944 | -0.0032125 | -0.0040474 | -0.0048839 | -0.0053989 | -0.0057033 | -0.0058701 | -0.0059469 | -0.0059653 | -0.0059457 | -0.0059017 | -0.0058422 | -0.005773 | -0.0056978 | -0.0056192 | -0.0055388 | -0.0054576 | -0.0053764 | -0.0052956 | -0.0052155 | -0.0051362 | -0.0050579 | -0.0049806 | -0.0049045
[10 empty] | 0 | -0.0004535 | -0.0011908 | -0.0021008 | -0.0031109 | -0.0041737 | -0.0052585 | -0.0063453 | -0.0070143 | -0.0074099 | -0.0076265 | -0.0077263 | -0.0077502 | -0.0077247 | -0.0076676 | -0.0075903 | -0.0075003 | -0.0074026 | -0.0073005 | -0.007196 | -0.0070906 | -0.0069851 | -0.0068801 | -0.006776 | -0.006673 | -0.0065713 | -0.0064709 | -0.0063719
[10 empty] | 0 | -0.0023235 | -0.0038131 | -0.0047559 | -0.0053402 | -0.0056898 | -0.0058858 | -0.0059815 | -0.0046216 | -0.0041745 | -0.0041631 | -0.0047237 | -0.0050611 | -0.0052526 | -0.0053487 | -0.0049667 | -0.0045572 | -0.0042684 | -0.0040005 | -0.0040765 | -0.0042563 | -0.0044998 | -0.0045091 | -0.0043688 | -0.0041747 | -0.0038865 | -0.0037143 | -0.0036745
[10 empty] | 0 | -0.053818 | -0.10764 | -0.16146 | -0.21528 | -0.25138 | -0.27565 | -0.29205 | -0.3032 | -0.31084 | -0.31616 | -0.31991 | -0.32263 | -0.32466 | -0.32623 | -0.3275 | -0.32856 | -0.32948 | -0.33032 | -0.3311 | -0.33183 | -0.33254 | -0.33324 | -0.33392 | -0.3346 | -0.33527 | -0.33594 | -0.33661
[10 empty] | 0 | -0.008085 | -0.01617 | -0.024256 | -0.032341 | -0.037764 | -0.041411 | -0.043874 | -0.045549 | -0.046697 | -0.047495 | -0.04806 | -0.048469 | -0.048774 | -0.049009 | -0.049199 | -0.049359 | -0.049498 | -0.049623 | -0.04974 | -0.049851 | -0.049957 | -0.050062 | -0.050164 | -0.050266 | -0.050367 | -0.050468 | -0.050569
[10 empty] | 0 | -0.010504 | -0.021009 | -0.031513 | -0.042018 | -0.049063 | -0.053801 | -0.057002 | -0.059177 | -0.06067 | -0.061707 | -0.06244 | -0.062971 | -0.063367 | -0.063674 | -0.063921 | -0.064128 | -0.064308 | -0.064471 | -0.064623 | -0.064766 | -0.064905 | -0.065041 | -0.065174 | -0.065306 | -0.065438 | -0.065569 | -0.065699
[10 empty] | 0 | -0.053818 | -0.05382 | -0.053821 | -0.053822 | -0.054034 | -0.054176 | -0.054272 | -0.064967 | -0.061538 | -0.059299 | -0.057839 | -0.060473 | -0.061072 | -0.060717 | -0.062088 | -0.06109 | -0.06086 | -0.060743 | -0.06193 | -0.061988 | -0.061762 | -0.061913 | -0.061943 | -0.062134 | -0.062208 | -0.062567 | -0.062593
[10 empty] | 0 | -0.02478 | -0.048315 | -0.07065 | -0.091833 | -0.11191 | -0.12655 | -0.13698 | -0.14415 | -0.14881 | -0.15153 | -0.15276 | -0.15284 | -0.15207 | -0.15063 | -0.14871 | -0.14643 | -0.14388 | -0.14115 | -0.13829 | -0.13535 | -0.13237 | -0.12937 | -0.12637 | -0.12339 | -0.12045 | -0.11754 | -0.11468
[10 empty] | 0 | -0.0037227 | -0.0072582 | -0.010614 | -0.013796 | -0.016811 | -0.019011 | -0.020578 | -0.021656 | -0.022356 | -0.022764 | -0.022948 | -0.022962 | -0.022845 | -0.022629 | -0.022341 | -0.021997 | -0.021615 | -0.021204 | -0.020775 | -0.020333 | -0.019885 | -0.019435 | -0.018985 | -0.018537 | -0.018095 | -0.017658 | -0.017228
[10 empty] | 0 | -0.0048365 | -0.00943 | -0.013789 | -0.017924 | -0.021842 | -0.0247 | -0.026736 | -0.028136 | -0.029045 | -0.029575 | -0.029815 | -0.029832 | -0.02968 | -0.0294 | -0.029025 | -0.028579 | -0.028082 | -0.027549 | -0.026991 | -0.026417 | -0.025835 | -0.02525 | -0.024665 | -0.024084 | -0.023509 | -0.022942 | -0.022383
[10 empty] | 0 | -0.02478 | -0.024157 | -0.02355 | -0.022958 | -0.022381 | -0.021819 | -0.02127 | -0.020736 | -0.020215 | -0.019707 | -0.024247 | -0.022656 | -0.021321 | -0.020188 | -0.019215 | -0.019255 | -0.019007 | -0.018578 | -0.018044 | -0.017456 | -0.018028 | -0.017207 | -0.016536 | -0.015952 | -0.01542 | -0.015307 | -0.015016
[10 empty] | 0 | -0.010625 | -0.02963 | -0.055228 | -0.085996 | -0.1208 | -0.15874 | -0.19909 | -0.24128 | -0.28485 | -0.3192 | -0.34621 | -0.36735 | -0.38384 | -0.39661 | -0.40642 | -0.41388 | -0.41946 | -0.42355 | -0.42645 | -0.42841 | -0.42961 | -0.43021 | -0.43035 | -0.4301 | -0.42956 | -0.42877 | -0.42781
[10 empty] | 0 | -0.0015961 | -0.0044512 | -0.0082968 | -0.012919 | -0.018148 | -0.023847 | -0.029908 | -0.036247 | -0.042793 | -0.047953 | -0.05201 | -0.055187 | -0.057663 | -0.059582 | -0.061056 | -0.062176 | -0.063015 | -0.063629 | -0.064065 | -0.064358 | -0.064539 | -0.06463 | -0.06465 | -0.064613 | -0.064531 | -0.064414 | -0.064268
[10 empty] | 0 | -0.0020737 | -0.0057831 | -0.010779 | -0.016785 | -0.023578 | -0.030982 | -0.038857 | -0.047092 | -0.055597 | -0.062302 | -0.067572 | -0.0717 | -0.074917 | -0.07741 | -0.079325 | -0.08078 | -0.08187 | -0.082668 | -0.083234 | -0.083615 | -0.08385 | -0.083968 | -0.083994 | -0.083946 | -0.08384 | -0.083687 | -0.083498
[10 empty] | 0 | -0.010625 | -0.019048 | -0.025717 | -0.030989 | -0.035148 | -0.038419 | -0.040985 | -0.042987 | -0.044542 | -0.03754 | -0.033587 | -0.031723 | -0.031255 | -0.031685 | -0.035291 | -0.038125 | -0.040342 | -0.04207 | -0.041824 | -0.040651 | -0.039184 | -0.037789 | -0.03665 | -0.03432 | -0.033758 | -0.034253 | -0.035324
[10 empty] | 0 | -0.0095245 | -0.018757 | -0.027704 | -0.036372 | -0.044768 | -0.049959 | -0.053051 | -0.054771 | -0.055594 | -0.055832 | -0.055693 | -0.055309 | -0.05477 | -0.054132 | -0.053435 | -0.052703 | -0.051953 | -0.051194 | -0.050433 | -0.049676 | -0.048925 | -0.048182 | -0.047448 | -0.046723 | -0.046009 | -0.045304 | -0.04461
[10 empty] | 0 | -0.0014309 | -0.0028178 | -0.0041619 | -0.0054641 | -0.0067254 | -0.0075053 | -0.0079698 | -0.0082281 | -0.0083517 | -0.0083876 | -0.0083666 | -0.008309 | -0.0082279 | -0.0081322 | -0.0080275 | -0.0079175 | -0.0078047 | -0.0076907 | -0.0075765 | -0.0074627 | -0.0073499 | -0.0072383 | -0.007128 | -0.0070191 | -0.0069118 | -0.006806 | -0.0067017
[10 empty] | 0 | -0.001859 | -0.003661 | -0.0054072 | -0.0070991 | -0.0087378 | -0.009751 | -0.010354 | -0.01069 | -0.010851 | -0.010897 | -0.01087 | -0.010795 | -0.01069 | -0.010565 | -0.010429 | -0.010287 | -0.01014 | -0.0099919 | -0.0098435 | -0.0096957 | -0.0095491 | -0.009404 | -0.0092607 | -0.0091193 | -0.0089799 | -0.0088424 | -0.008707
[10 empty] | 0 | -0.0095245 | -0.0093785 | -0.0092347 | -0.0090931 | -0.0089536 | -0.0088163 | -0.0086812 | -0.008548 | -0.01008 | -0.0093793 | -0.0088773 | -0.008506 | -0.0082212 | -0.0085068 | -0.0084782 | -0.0083045 | -0.0083662 | -0.0079333 | -0.00777 | -0.0076754 | -0.0075739 | -0.0076251 | -0.007471 | -0.0072941 | -0.0071894 | -0.0070032 | -0.0069426
[10 empty] | 0 | 0 | 0 | 0 | 0 | 0 | 0 | 0 | 0 | 0 | 0 | 0 | 0 | 0 | 0 | 0 | 0 | 0 | 0 | 0 | 0 | 0 | 0 | 0 | 0 | 0 | 0 | 0
[10 empty] | 0 | 0 | 0 | 0 | 0 | 0 | 0 | 0 | 0 | 0 | 0 | 0 | 0 | 0 | 0 | 0 | 0 | 0 | 0 | 0 | 0 | 0 | 0 | 0 | 0 | 0 | 0 | 0
[10 empty] | 0 | 0 | 0 | 0 | 0 | 0 | 0 | 0 | 0 | 0 | 0 | 0 | 0 | 0 | 0 | 0 | 0 | 0 | 0 | 0 | 0 | 0 | 0 | 0 | 0 | 0 | 0 | 0
[10 empty] | 0 | 0 | 0 | 0 | 0 | 0 | 0 | 0 | 0 | 0 | 0 | 0 | 0 | 0 | 0 | 0 | 0 | 0 | 0 | 0 | 0 | 0 | 0 | 0 | 0 | 0 | 0 | 0
[10 empty] | 0 | -0.0014538 | -0.0031143 | -0.0050402 | -0.0071978 | -0.0096147 | -0.01256 | -0.015515 | -0.01938 | -0.023814 | -0.028763 | -0.034116 | -0.040116 | -0.045881 | -0.052976 | -0.060572 | -0.068727 | -0.077552 | -0.087072 | -0.096849 | -0.10837 | -0.12201 | -0.13807 | -0.15639 | -0.17732 | -0.20104 | -0.22793 | -0.25841
[10 empty] | 0 | -0.0002184 | -0.00046785 | -0.00075718 | -0.0010813 | -0.0014444 | -0.0018869 | -0.0023308 | -0.0029114 | -0.0035776 | -0.0043211 | -0.0051252 | -0.0060265 | -0.0068927 | -0.0079585 | -0.0090997 | -0.010325 | -0.011651 | -0.013081 | -0.014549 | -0.01628 | -0.01833 | -0.020741 | -0.023494 | -0.026638 | -0.030202 | -0.034242 | -0.038821
[10 empty] | 0 | -0.00028374 | -0.00060783 | -0.00098374 | -0.0014049 | -0.0018766 | -0.0024514 | -0.0030281 | -0.0037825 | -0.0046481 | -0.005614 | -0.0066587 | -0.0078298 | -0.0089551 | -0.01034 | -0.011822 | -0.013414 | -0.015136 | -0.016995 | -0.018903 | -0.021151 | -0.023814 | -0.026948 | -0.030524 | -0.034609 | -0.039239 | -0.044487 | -0.050437
[10 empty] | 0 | -0.0014538 | -0.0016605 | -0.0019259 | -0.0021576 | -0.0024169 | -0.0029453 | -0.0029548 | -0.0038648 | -0.0044348 | -0.0052397 | -0.0059175 | -0.0068368 | -0.0068665 | -0.0084589 | -0.0096578 | -0.010449 | -0.011503 | -0.01261 | -0.013365 | -0.015713 | -0.018367 | -0.021445 | -0.024476 | -0.027995 | -0.031643 | -0.035768 | -0.040114
[10 empty] | 0 | -0.024154 | -0.048114 | -0.071882 | -0.095459 | -0.11885 | -0.14205 | -0.16506 | -0.18788 | -0.21052 | -0.23298 | -0.25194 | -0.26791 | -0.28133 | -0.29258 | -0.30198 | -0.30979 | -0.31625 | -0.32156 | -0.32588 | -0.32937 | -0.33215 | -0.33431 | -0.33595 | -0.33715 | -0.33798 | -0.33848 | -0.33871
[10 empty] | 0 | -0.0036285 | -0.007228 | -0.010799 | -0.014341 | -0.017854 | -0.021339 | -0.024796 | -0.028225 | -0.031626 | -0.035 | -0.037848 | -0.040247 | -0.042264 | -0.043954 | -0.045365 | -0.046539 | -0.04751 | -0.048307 | -0.048957 | -0.049481 | -0.049898 | -0.050223 | -0.050469 | -0.05065 | -0.050774 | -0.050849 | -0.050884
[10 empty] | 0 | -0.0047142 | -0.0093908 | -0.01403 | -0.018632 | -0.023196 | -0.027724 | -0.032216 | -0.036671 | -0.041089 | -0.045472 | -0.049172 | -0.05229 | -0.05491 | -0.057106 | -0.058939 | -0.060464 | -0.061725 | -0.062761 | -0.063606 | -0.064286 | -0.064827 | -0.06525 | -0.065571 | -0.065805 | -0.065966 | -0.066064 | -0.066109
[10 empty] | 0 | -0.024154 | -0.024057 | -0.023961 | -0.023865 | -0.023769 | -0.023674 | -0.02358 | -0.023485 | -0.023391 | -0.023298 | -0.023205 | -0.023112 | -0.023019 | -0.022927 | -0.022836 | -0.022744 | -0.022653 | -0.029136 | -0.028084 | -0.027174 | -0.026383 | -0.025696 | -0.025096 | -0.024571 | -0.024111 | -0.023706 | -0.023347
[10 empty] | 0 | -0.0094255 | -0.018776 | -0.028051 | -0.037251 | -0.046378 | -0.055431 | -0.06441 | -0.072008 | -0.078427 | -0.083838 | -0.088391 | -0.09221 | -0.095403 | -0.098063 | -0.10027 | -0.10208 | -0.10357 | -0.10477 | -0.10573 | -0.10648 | -0.10706 | -0.10749 | -0.10779 | -0.10799 | -0.10809 | -0.10811 | -0.10807
[10 empty] | 0 | -0.001416 | -0.0028206 | -0.004214 | -0.0055962 | -0.0069672 | -0.0083272 | -0.0096763 | -0.010818 | -0.011782 | -0.012595 | -0.013279 | -0.013852 | -0.014332 | -0.014732 | -0.015063 | -0.015336 | -0.015559 | -0.015739 | -0.015883 | -0.015997 | -0.016084 | -0.016148 | -0.016194 | -0.016223 | -0.016238 | -0.016242 | -0.016235
[10 empty] | 0 | -0.0018396 | -0.0036646 | -0.0054749 | -0.0072706 | -0.0090519 | -0.010819 | -0.012572 | -0.014054 | -0.015307 | -0.016363 | -0.017252 | -0.017997 | -0.018621 | -0.01914 | -0.01957 | -0.019924 | -0.020214 | -0.020448 | -0.020636 | -0.020783 | -0.020896 | -0.02098 | -0.021039 | -0.021077 | -0.021097 | -0.021101 | -0.021093
[10 empty] | 0 | -0.0094255 | -0.0093878 | -0.0093502 | -0.0093128 | -0.0092756 | -0.0092384 | -0.0092015 | -0.0091647 | -0.009128 | -0.0090915 | -0.0090552 | -0.0090189 | -0.0089829 | -0.0089469 | -0.011507 | -0.011092 | -0.010732 | -0.01042 | -0.010149 | -0.0099117 | -0.0097046 | -0.0098834 | -0.0099783 | -0.010009 | -0.0099926 | -0.0099405 | -0.0098631
[10 empty] | 0 | -0.0020017 | -0.0039874 | -0.0059572 | -0.0079111 | -0.0094554 | -0.010673 | -0.011631 | -0.012382 | -0.012967 | -0.013422 | -0.013771 | -0.014038 | -0.014237 | -0.014385 | -0.01449 | -0.014561 | -0.014606 | -0.01463 | -0.014637 | -0.014631 | -0.014614 | -0.014588 | -0.014556 | -0.014519 | -0.014478 | -0.014433 | -0.014386
[10 empty] | 0 | -0.00030071 | -0.00059902 | -0.00089493 | -0.0011885 | -0.0014205 | -0.0016034 | -0.0017473 | -0.0018601 | -0.0019481 | -0.0020163 | -0.0020688 | -0.0021088 | -0.0021389 | -0.002161 | -0.0021767 | -0.0021875 | -0.0021942 | -0.0021978 | -0.0021989 | -0.0021979 | -0.0021954 | -0.0021916 | -0.0021868 | -0.0021812 | -0.002175 | -0.0021683 | -0.0021612
[10 empty] | 0 | -0.00039069 | -0.00077825 | -0.0011627 | -0.0015441 | -0.0018455 | -0.0020832 | -0.0022701 | -0.0024166 | -0.002531 | -0.0026196 | -0.0026879 | -0.0027398 | -0.0027788 | -0.0028076 | -0.002828 | -0.002842 | -0.0028508 | -0.0028554 | -0.0028568 | -0.0028556 | -0.0028523 | -0.0028473 | -0.0028411 | -0.0028338 | -0.0028258 | -0.0028171 | -0.0028079
[10 empty] | 0 | -0.0020017 | -0.0019937 | -0.0019857 | -0.0019778 | -0.0019699 | -0.001962 | -0.0019541 | -0.0019463 | -0.0019385 | -0.0024369 | -0.0023264 | -0.0022367 | -0.0021638 | -0.0022037 | -0.0022138 | -0.0022042 | -0.0021822 | -0.0021725 | -0.0022947 | -0.0022368 | -0.0021914 | -0.0021575 | -0.0021831 | -0.0021845 | -0.0021717 | -0.0021517 | -0.0021439
[10 empty] | 0 | 0 | 0 | 0 | 0 | 0 | 0 | 0 | 0 | 0 | 0 | 0 | 0 | 0 | 0 | 0 | 0 | 0 | 0 | 0 | 0 | 0 | 0 | 0 | 0 | 0 | 0 | 0
[10 empty] | 0 | 0 | 0 | 0 | 0 | 0 | 0 | 0 | 0 | 0 | 0 | 0 | 0 | 0 | 0 | 0 | 0 | 0 | 0 | 0 | 0 | 0 | 0 | 0 | 0 | 0 | 0 | 0
[10 empty] | 0 | 0 | 0 | 0 | 0 | 0 | 0 | 0 | 0 | 0 | 0 | 0 | 0 | 0 | 0 | 0 | 0 | 0 | 0 | 0 | 0 | 0 | 0 | 0 | 0 | 0 | 0 | 0
[10 empty] | 0 | 0 | 0 | 0 | 0 | 0 | 0 | 0 | 0 | 0 | 0 | 0 | 0 | 0 | 0 | 0 | 0 | 0 | 0 | 0 | 0 | 0 | 0 | 0 | 0 | 0 | 0 | 0
[10 empty] | 0 | 0 | 0 | 0 | 0 | 0 | 0 | 0 | 0 | 0 | 0 | 0 | 0 | 0 | 0 | 0 | 0 | 0 | 0 | 0 | 0 | 0 | 0 | 0 | 0 | 0 | 0 | 0
[10 empty] | 0 | 0 | 0 | 0 | 0 | 0 | 0 | 0 | 0 | 0 | 0 | 0 | 0 | 0 | 0 | 0 | 0 | 0 | 0 | 0 | 0 | 0 | 0 | 0 | 0 | 0 | 0 | 0
[10 empty] | 0 | 0 | 0 | 0 | 0 | 0 | 0 | 0 | 0 | 0 | 0 | 0 | 0 | 0 | 0 | 0 | 0 | 0 | 0 | 0 | 0 | 0 | 0 | 0 | 0 | 0 | 0 | 0
[10 empty] | 0 | 0 | 0 | 0 | 0 | 0 | 0 | 0 | 0 | 0 | 0 | 0 | 0 | 0 | 0 | 0 | 0 | 0 | 0 | 0 | 0 | 0 | 0 | 0 | 0 | 0 | 0 | 0
[10 empty] | 0 | 0 | 0 | 0 | 0 | 0 | 0 | 0 | 0 | 0 | 0 | 0 | 0 | 0 | 0 | 0 | 0 | 0 | 0 | 0 | 0 | 0 | 0 | 0 | 0 | 0 | 0 | 0
[10 empty] | 0 | 0 | 0 | 0 | 0 | 0 | 0 | 0 | 0 | 0 | 0 | 0 | 0 | 0 | 0 | 0 | 0 | 0 | 0 | 0 | 0 | 0 | 0 | 0 | 0 | 0 | 0 | 0
[10 empty] | 0 | 0 | 0 | 0 | 0 | 0 | 0 | 0 | 0 | 0 | 0 | 0 | 0 | 0 | 0 | 0 | 0 | 0 | 0 | 0 | 0 | 0 | 0 | 0 | 0 | 0 | 0 | 0
[10 empty] | 0 | 0 | 0 | 0 | 0 | 0 | 0 | 0 | 0 | 0 | 0 | 0 | 0 | 0 | 0 | 0 | 0 | 0 | 0 | 0 | 0 | 0 | 0 | 0 | 0 | 0 | 0 | 0
[10 empty] | 0 | 0 | 0 | 0 | 0 | 0 | 0 | 0 | 0 | 0 | 0 | 0 | 0 | 0 | 0 | 0 | 0 | 0 | 0 | 0 | 0 | 0 | 0 | 0 | 0 | 0 | 0 | 0
[10 empty] | 0 | 0 | 0 | 0 | 0 | 0 | 0 | 0 | 0 | 0 | 0 | 0 | 0 | 0 | 0 | 0 | 0 | 0 | 0 | 0 | 0 | 0 | 0 | 0 | 0 | 0 | 0 | 0
[10 empty] | 0 | 0 | 0 | 0 | 0 | 0 | 0 | 0 | 0 | 0 | 0 | 0 | 0 | 0 | 0 | 0 | 0 | 0 | 0 | 0 | 0 | 0 | 0 | 0 | 0 | 0 | 0 | 0
[10 empty] | 0 | 0 | 0 | 0 | 0 | 0 | 0 | 0 | 0 | 0 | 0 | 0 | 0 | 0 | 0 | 0 | 0 | 0 | 0 | 0 | 0 | 0 | 0 | 0 | 0 | 0 | 0 | 0
[10 empty] | 0 | 0 | 0 | 0 | 0 | 0 | 0 | 0 | 0 | 0 | 0 | 0 | 0 | 0 | 0 | 0 | 0 | 0 | 0 | 0 | 0 | 0 | 0 | 0 | 0 | 0 | 0 | 0
[10 empty] | 0 | 0 | 0 | 0 | 0 | 0 | 0 | 0 | 0 | 0 | 0 | 0 | 0 | 0 | 0 | 0 | 0 | 0 | 0 | 0 | 0 | 0 | 0 | 0 | 0 | 0 | 0 | 0
[10 empty] | 0 | 0 | 0 | 0 | 0 | 0 | 0 | 0 | 0 | 0 | 0 | 0 | 0 | 0 | 0 | 0 | 0 | 0 | 0 | 0 | 0 | 0 | 0 | 0 | 0 | 0 | 0 | 0
[10 empty] | 0 | 0 | 0 | 0 | 0 | 0 | 0 | 0 | 0 | 0 | 0 | 0 | 0 | 0 | 0 | 0 | 0 | 0 | 0 | 0 | 0 | 0 | 0 | 0 | 0 | 0 | 0 | 0
[10 empty] | 0 | 0 | 0 | 0 | 0 | 0 | 0 | 0 | 0 | 0 | 0 | 0 | 0 | 0 | 0 | 0 | 0 | 0 | 0 | 0 | 0 | 0 | 0 | 0 | 0 | 0 | 0 | 0
[10 empty] | 0 | 0 | 0 | 0 | 0 | 0 | 0 | 0 | 0 | 0 | 0 | 0 | 0 | 0 | 0 | 0 | 0 | 0 | 0 | 0 | 0 | 0 | 0 | 0 | 0 | 0 | 0 | 0
[10 empty] | 0 | 0 | 0 | 0 | 0 | 0 | 0 | 0 | 0 | 0 | 0 | 0 | 0 | 0 | 0 | 0 | 0 | 0 | 0 | 0 | 0 | 0 | 0 | 0 | 0 | 0 | 0 | 0
[10 empty] | 0 | 0 | 0 | 0 | 0 | 0 | 0 | 0 | 0 | 0 | 0 | 0 | 0 | 0 | 0 | 0 | 0 | 0 | 0 | 0 | 0 | 0 | 0 | 0 | 0 | 0 | 0 | 0
[10 empty] | 0 | 0 | 0 | 0 | 0 | 0 | 0 | 0 | 0 | 0 | 0 | 0 | 0 | 0 | 0 | 0 | 0 | 0 | 0 | 0 | 0 | 0 | 0 | 0 | 0 | 0 | 0 | 0
[10 empty] | 0 | 0 | 0 | 0 | 0 | 0 | 0 | 0 | 0 | 0 | 0 | 0 | 0 | 0 | 0 | 0 | 0 | 0 | 0 | 0 | 0 | 0 | 0 | 0 | 0 | 0 | 0 | 0
[10 empty] | 0 | 0 | 0 | 0 | 0 | 0 | 0 | 0 | 0 | 0 | 0 | 0 | 0 | 0 | 0 | 0 | 0 | 0 | 0 | 0 | 0 | 0 | 0 | 0 | 0 | 0 | 0 | 0
[10 empty] | 0 | 0 | 0 | 0 | 0 | 0 | 0 | 0 | 0 | 0 | 0 | 0 | 0 | 0 | 0 | 0 | 0 | 0 | 0 | 0 | 0 | 0 | 0 | 0 | 0 | 0 | 0 | 0
[10 empty] | 0 | 0 | 0 | 0 | 0 | 0 | 0 | 0 | 0 | 0 | 0 | 0 | 0 | 0 | 0 | 0 | 0 | 0 | 0 | 0 | 0 | 0 | 0 | 0 | 0 | 0 | 0 | 0
[10 empty] | 0 | 0 | 0 | 0 | 0 | 0 | 0 | 0 | 0 | 0 | 0 | 0 | 0 | 0 | 0 | 0 | 0 | 0 | 0 | 0 | 0 | 0 | 0 | 0 | 0 | 0 | 0 | 0
[10 empty] | 0 | 0 | 0 | 0 | 0 | 0 | 0 | 0 | 0 | 0 | 0 | 0 | 0 | 0 | 0 | 0 | 0 | 0 | 0 | 0 | 0 | 0 | 0 | 0 | 0 | 0 | 0 | 0
[10 empty] | 0 | 0 | 0 | 0 | 0 | 0 | 0 | 0 | 0 | 0 | 0 | 0 | 0 | 0 | 0 | 0 | 0 | 0 | 0 | 0 | 0 | 0 | 0 | 0 | 0 | 0 | 0 | 0
[10 empty] | 0 | 0 | 0 | 0 | 0 | 0 | 0 | 0 | 0 | 0 | 0 | 0 | 0 | 0 | 0 | 0 | 0 | 0 | 0 | 0 | 0 | 0 | 0 | 0 | 0 | 0 | 0 | 0
[10 empty] | 0 | 0 | 0 | 0 | 0 | 0 | 0 | 0 | 0 | 0 | 0 | 0 | 0 | 0 | 0 | 0 | 0 | 0 | 0 | 0 | 0 | 0 | 0 | 0 | 0 | 0 | 0 | 0
[10 empty] | 0 | 0 | 0 | 0 | 0 | 0 | 0 | 0 | 0 | 0 | 0 | 0 | 0 | 0 | 0 | 0 | 0 | 0 | 0 | 0 | 0 | 0 | 0 | 0 | 0 | 0 | 0 | 0
[10 empty] | 0 | 0 | 0 | 0 | 0 | 0 | 0 | 0 | 0 | 0 | 0 | 0 | 0 | 0 | 0 | 0 | 0 | 0 | 0 | 0 | 0 | 0 | 0 | 0 | 0 | 0 | 0 | 0
[10 empty] | 0 | 0 | 0 | 0 | 0 | 0 | 0 | 0 | 0 | 0 | 0 | 0 | 0 | 0 | 0 | 0 | 0 | 0 | 0 | 0 | 0 | 0 | 0 | 0 | 0 | 0 | 0 | 0
[10 empty] | 0 | 0 | 0 | 0 | 0 | 0 | 0 | 0 | 0 | 0 | 0 | 0 | 0 | 0 | 0 | 0 | 0 | 0 | 0 | 0 | 0 | 0 | 0 | 0 | 0 | 0 | 0 | 0
[10 empty] | 0 | 0 | 0 | 0 | 0 | 0 | 0 | 0 | 0 | 0 | 0 | 0 | 0 | 0 | 0 | 0 | 0 | 0 | 0 | 0 | 0 | 0 | 0 | 0 | 0 | 0 | 0 | 0
[10 empty] | 0 | 0 | 0 | 0 | 0 | 0 | 0 | 0 | 0 | 0 | 0 | 0 | 0 | 0 | 0 | 0 | 0 | 0 | 0 | 0 | 0 | 0 | 0 | 0 | 0 | 0 | 0 | 0
[10 empty] | 0 | 0 | 0 | 0 | 0 | 0 | 0 | 0 | 0 | 0 | 0 | 0 | 0 | 0 | 0 | 0 | 0 | 0 | 0 | 0 | 0 | 0 | 0 | 0 | 0 | 0 | 0 | 0
[10 empty] | 0 | 0 | 0 | 0 | 0 | 0 | 0 | 0 | 0 | 0 | 0 | 0 | 0 | 0 | 0 | 0 | 0 | 0 | 0 | 0 | 0 | 0 | 0 | 0 | 0 | 0 | 0 | 0
[10 empty] | 0 | 0 | 0 | 0 | 0 | 0 | 0 | 0 | 0 | 0 | 0 | 0 | 0 | 0 | 0 | 0 | 0 | 0 | 0 | 0 | 0 | 0 | 0 | 0 | 0 | 0 | 0 | 0
[10 empty] | 0 | 0 | 0 | 0 | 0 | 0 | 0 | 0 | 0 | 0 | 0 | 0 | 0 | 0 | 0 | 0 | 0 | 0 | 0 | 0 | 0 | 0 | 0 | 0 | 0 | 0 | 0 | 0
[10 empty] | 0 | 0 | 0 | 0 | 0 | 0 | 0 | 0 | 0 | 0 | 0 | 0 | 0 | 0 | 0 | 0 | 0 | 0 | 0 | 0 | 0 | 0 | 0 | 0 | 0 | 0 | 0 | 0
[10 empty] | 0 | 0 | 0 | 0 | 0 | 0 | 0 | 0 | 0 | 0 | 0 | 0 | 0 | 0 | 0 | 0 | 0 | 0 | 0 | 0 | 0 | 0 | 0 | 0 | 0 | 0 | 0 | 0
[10 empty] | 0 | 0 | 0 | 0 | 0 | 0 | 0 | 0 | 0 | 0 | 0 | 0 | 0 | 0 | 0 | 0 | 0 | 0 | 0 | 0 | 0 | 0 | 0 | 0 | 0 | 0 | 0 | 0
[10 empty] | 0 | 0 | 0 | 0 | 0 | 0 | 0 | 0 | 0 | 0 | 0 | 0 | 0 | 0 | 0 | 0 | 0 | 0 | 0 | 0 | 0 | 0 | 0 | 0 | 0 | 0 | 0 | 0
[10 empty] | 0 | -0.00046955 | -0.0014928 | -0.0021772 | -0.0028071 | -0.0033359 | -0.003696 | -0.0040954 | -0.0046067 | -0.0052062 | -0.0059059 | -0.0066183 | -0.0074249 | -0.0082898 | -0.0092311 | -0.010137 | -0.011106 | -0.012089 | -0.013115 | -0.014056 | -0.01504 | -0.016018 | -0.017125 | -0.018187 | -0.019348 | -0.020549 | -0.021783 | -0.022871
[10 empty] | 0 | 0 | 0 | 0 | 0 | 0 | 0 | 0 | 0 | 0 | 0 | 0 | 0 | 0 | 0 | 0 | 0 | 0 | 0 | 0 | 0 | 0 | 0 | 0 | 0 | 0 | 0 | 0
[10 empty] | 0 | 0 | 0 | 0 | 0 | 0 | 0 | 0 | 0 | 0 | 0 | 0 | 0 | 0 | 0 | 0 | 0 | 0 | 0 | 0 | 0 | 0 | 0 | 0 | 0 | 0 | 0 | 0
[10 empty] | 0 | -0.00046955 | -0.0010232 | -0.00068445 | -0.00062987 | -0.00052881 | -0.00036005 | -0.00039941 | -0.00051136 | -0.0005995 | -0.00069964 | -0.00071245 | -0.00080661 | -0.00086481 | -0.00094131 | -0.00090582 | -0.00096871 | -0.00098358 | -0.0010263 | -0.00094069 | -0.00098358 | -0.00097783 | -0.0011506 | -0.0011938 | -0.0013426 | -0.0014241 | -0.0014848 | -0.0013482
[10 empty] | 0 | -0.00012649 | -0.00025822 | -0.00039796 | -0.00054695 | -0.00058606 | -0.0006282 | -0.00067386 | -0.00072369 | -0.00077806 | -0.00083783 | -0.00090392 | -0.00097654 | -0.0010568 | -0.0011376 | -0.0012219 | -0.0013123 | -0.0014109 | -0.001537 | -0.0016908 | -0.0018729 | -0.002083 | -0.0023235 | -0.002571 | -0.0028241 | -0.0031166 | -0.0034096 | -0.003704
[10 empty] | 0 | -4.9578e-05 | -0.00010121 | -0.00015598 | -0.00021438 | -0.0002297 | -0.00024622 | -0.00026412 | -0.00028364 | -0.00030496 | -0.00032838 | -0.00035428 | -0.00038275 | -0.0004142 | -0.00044586 | -0.00047892 | -0.00051435 | -0.00055301 | -0.00060242 | -0.00066271 | -0.00073408 | -0.00081643 | -0.0009107 | -0.0010077 | -0.0011069 | -0.0012215 | -0.0013364 | -0.0014518
[10 empty] | 0 | -3.4556e-05 | -7.0544e-05 | -0.00010872 | -0.00014942 | -0.0001601 | -0.00017162 | -0.00018409 | -0.0001977 | -0.00021256 | -0.00022889 | -0.00024694 | -0.00026678 | -0.0002887 | -0.00031077 | -0.00033381 | -0.00035851 | -0.00038545 | -0.00041989 | -0.00046191 | -0.00051166 | -0.00056906 | -0.00063476 | -0.00070238 | -0.00077152 | -0.00085142 | -0.00093147 | -0.0010119
[10 empty] | 0 | -0.00012649 | -0.00013173 | -0.00013973 | -0.000149 | -3.9102e-05 | -4.2147e-05 | -4.5662e-05 | -4.9822e-05 | -5.4378e-05 | -5.977e-05 | -6.6083e-05 | -7.2623e-05 | -8.0238e-05 | -9.8843e-05 | -0.00011866 | -0.00013976 | -0.00016224 | -0.00018616 | -0.00021136 | -0.00023793 | -0.00030195 | -0.00032852 | -0.00033382 | -0.0003392 | -0.00034462 | -0.00035012 | -0.0003584
[10 empty] | 0 | -0.0011452 | -0.0025006 | -0.0038274 | -0.0051281 | -0.0064022 | -0.0076506 | -0.0088753 | -0.010077 | -0.011254 | -0.01249 | -0.01368 | -0.01519 | -0.016783 | -0.018276 | -0.019739 | -0.021171 | -0.022571 | -0.023942 | -0.025312 | -0.026689 | -0.027955 | -0.029736 | -0.031486 | -0.033125 | -0.034748 | -0.036331 | -0.037874
[10 empty] | 0 | -0.00044884 | -0.00098009 | -0.0015001 | -0.0020099 | -0.0025093 | -0.0029986 | -0.0034786 | -0.0039496 | -0.0044109 | -0.0048955 | -0.0053618 | -0.0059535 | -0.0065781 | -0.0071633 | -0.0077366 | -0.0082977 | -0.0088466 | -0.0093839 | -0.0099209 | -0.010461 | -0.010957 | -0.011655 | -0.012341 | -0.012983 | -0.013619 | -0.01424 | -0.014844
[10 empty] | 0 | -0.00031284 | -0.00068313 | -0.0010456 | -0.0014009 | -0.001749 | -0.0020901 | -0.0024246 | -0.0027529 | -0.0030745 | -0.0034122 | -0.0037372 | -0.0041497 | -0.004585 | -0.0049929 | -0.0053925 | -0.0057836 | -0.0061661 | -0.0065407 | -0.006915 | -0.0072913 | -0.0076371 | -0.0081235 | -0.0086017 | -0.0090493 | -0.0094927 | -0.0099251 | -0.010347
[10 empty] | 0 | -0.0011452 | -0.0013554 | -0.0013268 | -0.0013008 | -0.0012741 | -0.0012484 | -0.0012247 | -0.0012015 | -0.0011771 | -0.001618 | -0.0018959 | -0.0024229 | -0.002862 | -0.0028051 | -0.0027478 | -0.0026914 | -0.0026355 | -0.0025818 | -0.0027118 | -0.0028994 | -0.0030833 | -0.0040332 | -0.0042424 | -0.0043194 | -0.0043946 | -0.0042976 | -0.0042023
[10 empty] | 0 | -0.033363 | -0.06668 | -0.09996 | -0.13323 | -0.16661 | -0.19999 | -0.23336 | -0.26674 | -0.30013 | -0.33355 | -0.36702 | -0.40052 | -0.43409 | -0.46787 | -0.5019 | -0.53619 | -0.57076 | -0.60561 | -0.64076 | -0.67622 | -0.71265 | -0.74936 | -0.78595 | -0.8224 | -0.85867 | -0.8948 | -0.93081
[10 empty] | 0 | -0.013076 | -0.026135 | -0.039179 | -0.052217 | -0.065302 | -0.078383 | -0.091463 | -0.10455 | -0.11764 | -0.13073 | -0.14385 | -0.15698 | -0.17014 | -0.18338 | -0.19672 | -0.21015 | -0.22371 | -0.23737 | -0.25114 | -0.26504 | -0.27932 | -0.29371 | -0.30805 | -0.32233 | -0.33655 | -0.35071 | -0.36482
[10 empty] | 0 | -0.0091143 | -0.018216 | -0.027308 | -0.036396 | -0.045516 | -0.054634 | -0.063751 | -0.07287 | -0.081993 | -0.091124 | -0.10027 | -0.10942 | -0.11859 | -0.12782 | -0.13711 | -0.14648 | -0.15593 | -0.16545 | -0.17505 | -0.18474 | -0.19469 | -0.20472 | -0.21471 | -0.22467 | -0.23458 | -0.24445 | -0.25429
[10 empty] | 0 | -0.033363 | -0.033318 | -0.03328 | -0.033266 | -0.033385 | -0.033375 | -0.033372 | -0.033381 | -0.033394 | -0.033422 | -0.033463 | -0.033506 | -0.033564 | -0.038549 | -0.04287 | -0.046625 | -0.049899 | -0.052759 | -0.055265 | -0.057468 | -0.069788 | -0.070054 | -0.069931 | -0.069813 | -0.069684 | -0.069563 | -0.070172
[10 empty] | 0 | 0 | 0 | 0 | 0 | 0 | 0 | 0 | 0 | 0 | 0 | 0 | 0 | 0 | 0 | 0 | 0 | 0 | 0 | 0 | 0 | 0 | 0 | 0 | 0 | 0 | 0 | 0
[10 empty] | 0 | 0 | 0 | 0 | 0 | 0 | 0 | 0 | 0 | 0 | 0 | 0 | 0 | 0 | 0 | 0 | 0 | 0 | 0 | 0 | 0 | 0 | 0 | 0 | 0 | 0 | 0 | 0
[10 empty] | 0 | 0 | 0 | 0 | 0 | 0 | 0 | 0 | 0 | 0 | 0 | 0 | 0 | 0 | 0 | 0 | 0 | 0 | 0 | 0 | 0 | 0 | 0 | 0 | 0 | 0 | 0 | 0
[10 empty] | 0 | 0 | 0 | 0 | 0 | 0 | 0 | 0 | 0 | 0 | 0 | 0 | 0 | 0 | 0 | 0 | 0 | 0 | 0 | 0 | 0 | 0 | 0 | 0 | 0 | 0 | 0 | 0
[10 empty] | 0 | -0.00035583 | -0.00071101 | -0.0010656 | -0.0014196 | -0.0017729 | -0.0021255 | -0.0024776 | -0.0028289 | -0.0031797 | -0.0035298 | -0.0038793 | -0.0042282 | -0.0045765 | -0.0049631 | -0.0053836 | -0.0057952 | -0.0061989 | -0.0065954 | -0.0069854 | -0.0073697 | -0.0077487 | -0.0081231 | -0.0086012 | -0.0090632 | -0.009403 | -0.0097423 | -0.010085
[10 empty] | 0 | -7.3263e-05 | -0.00014639 | -0.00021939 | -0.0002923 | -0.00036503 | -0.00043764 | -0.00051012 | -0.00058246 | -0.00065468 | -0.00072677 | -0.00079873 | -0.00087056 | -0.00094227 | -0.0010219 | -0.0011085 | -0.0011932 | -0.0012763 | -0.001358 | -0.0014383 | -0.0015174 | -0.0015954 | -0.0016725 | -0.0017709 | -0.0018661 | -0.001936 | -0.0020059 | -0.0020765
[10 empty] | 0 | -9.8769e-05 | -0.00019736 | -0.00029577 | -0.00039405 | -0.00049211 | -0.00058999 | -0.0006877 | -0.00078524 | -0.00088259 | -0.00097978 | -0.0010768 | -0.0011736 | -0.0012703 | -0.0013776 | -0.0014943 | -0.0016086 | -0.0017207 | -0.0018307 | -0.001939 | -0.0020456 | -0.0021508 | -0.0022548 | -0.0023875 | -0.0025157 | -0.00261 | -0.0027042 | -0.0027994
[10 empty] | 0 | -0.00035583 | -0.00035519 | -0.00035454 | -0.00035408 | -0.00035327 | -0.00035264 | -0.00035201 | -0.00035138 | -0.00035075 | -0.00035013 | -0.00034951 | -0.00034889 | -0.00034827 | -0.0003872 | -0.00042166 | -0.00045215 | -0.00047914 | -0.00050298 | -0.00052403 | -0.00054261 | -0.00055899 | -0.00057342 | -0.00069569 | -0.00069446 | -0.00069324 | -0.00069208 | -0.0006952
[10 empty] | 0 | -1.6475e-05 | -3.2919e-05 | -4.9335e-05 | -6.5728e-05 | -8.2084e-05 | -9.8411e-05 | -0.00011471 | -0.00013098 | -0.00014722 | -0.00016343 | -0.00017961 | -0.00019576 | -0.00021189 | -0.0002303 | -0.00025067 | -0.0002709 | -0.00029095 | -0.00031079 | -0.00033041 | -0.00034978 | -0.00037363 | -0.00039655 | -0.00041865 | -0.00044 | -0.0004557 | -0.00047137 | -0.00048734
[10 empty] | 0 | -3.392e-06 | -6.7779e-06 | -1.0158e-05 | -1.3533e-05 | -1.6901e-05 | -2.0262e-05 | -2.3618e-05 | -2.6968e-05 | -3.0311e-05 | -3.3649e-05 | -3.6981e-05 | -4.0307e-05 | -4.3627e-05 | -4.7418e-05 | -5.1611e-05 | -5.5776e-05 | -5.9905e-05 | -6.399e-05 | -6.8029e-05 | -7.2018e-05 | -7.6929e-05 | -8.1649e-05 | -8.6197e-05 | -9.0594e-05 | -9.3826e-05 | -9.7052e-05 | -0.00010034
[10 empty] | 0 | -4.5729e-06 | -9.1376e-06 | -1.3694e-05 | -1.8244e-05 | -2.2784e-05 | -2.7316e-05 | -3.184e-05 | -3.6356e-05 | -4.0863e-05 | -4.5363e-05 | -4.9855e-05 | -5.4338e-05 | -5.8814e-05 | -6.3925e-05 | -6.9578e-05 | -7.5193e-05 | -8.0759e-05 | -8.6268e-05 | -9.1712e-05 | -9.709e-05 | -0.00010371 | -0.00011007 | -0.00011621 | -0.00012213 | -0.00012649 | -0.00013084 | -0.00013527
[10 empty] | 0 | -1.6475e-05 | -1.6445e-05 | -1.6415e-05 | -1.6394e-05 | -1.6356e-05 | -1.6327e-05 | -1.6298e-05 | -1.6268e-05 | -1.6239e-05 | -1.6211e-05 | -1.6182e-05 | -1.6153e-05 | -1.6125e-05 | -1.845e-05 | -2.0435e-05 | -2.2128e-05 | -2.3572e-05 | -2.48e-05 | -2.5846e-05 | -2.6733e-05 | -3.2286e-05 | -3.2229e-05 | -3.2172e-05 | -3.2118e-05 | -3.2059e-05 | -3.2003e-05 | -3.2283e-05
[10 empty] | 0 | -0.058249 | -0.073841 | -0.089404 | -0.093283 | -0.10356 | -0.11808 | -0.13015 | -0.15539 | -0.18116 | -0.208 | -0.23553 | -0.26477 | -0.29468 | -0.32492 | -0.35546 | -0.38602 | -0.41657 | -0.44604 | -0.47477 | -0.50293 | -0.53025 | -0.55741 | -0.5831 | -0.60889 | -0.63486 | -0.66101 | -0.68748
[10 empty] | 0 | -0.020964 | -0.026575 | -0.032177 | -0.033573 | -0.03727 | -0.042498 | -0.046842 | -0.055924 | -0.0652 | -0.074858 | -0.084766 | -0.095289 | -0.10605 | -0.11694 | -0.12793 | -0.13893 | -0.14992 | -0.16053 | -0.17087 | -0.18101 | -0.19084 | -0.20061 | -0.20986 | -0.21914 | -0.22849 | -0.2379 | -0.24742
[10 empty] | 0 | -0.02707 | -0.034316 | -0.041549 | -0.043352 | -0.048126 | -0.054877 | -0.060486 | -0.072214 | -0.084192 | -0.096662 | -0.10946 | -0.12305 | -0.13695 | -0.151 | -0.16519 | -0.1794 | -0.19359 | -0.20729 | -0.22064 | -0.23373 | -0.24642 | -0.25904 | -0.27098 | -0.28297 | -0.29504 | -0.30719 | -0.31949
[10 empty] | 0 | -0.058249 | -0.015591 | -0.015563 | -0.02075 | -0.024176 | -0.026446 | -0.03446 | -0.036831 | -0.039198 | -0.044066 | -0.047725 | -0.052917 | -0.057552 | -0.061023 | -0.064363 | -0.068641 | -0.072391 | -0.075855 | -0.079881 | -0.083576 | -0.087159 | -0.091065 | -0.094787 | -0.098397 | -0.10221 | -0.10591 | -0.10956
[10 empty] | 0 | -0.0014001 | -0.0025842 | -0.0037662 | -0.0049466 | -0.0061243 | -0.0072999 | -0.0088246 | -0.010347 | -0.011866 | -0.013382 | -0.014896 | -0.016636 | -0.018372 | -0.020105 | -0.021836 | -0.023563 | -0.025287 | -0.027008 | -0.028726 | -0.030516 | -0.032406 | -0.034374 | -0.036404 | -0.038483 | -0.040699 | -0.042911 | -0.045062
[10 empty] | 0 | -0.00050391 | -0.00093006 | -0.0013554 | -0.0017803 | -0.0022041 | -0.0026272 | -0.003176 | -0.0037237 | -0.0042705 | -0.0048163 | -0.0053612 | -0.0059872 | -0.0066121 | -0.0072359 | -0.0078586 | -0.0084802 | -0.0091007 | -0.0097202 | -0.010339 | -0.010983 | -0.011663 | -0.012371 | -0.013102 | -0.01385 | -0.014648 | -0.015444 | -0.016218
[10 empty] | 0 | -0.00065069 | -0.001201 | -0.0017503 | -0.0022988 | -0.0028461 | -0.0033925 | -0.004101 | -0.0048084 | -0.0055144 | -0.0062192 | -0.0069227 | -0.0077311 | -0.008538 | -0.0093435 | -0.010148 | -0.01095 | -0.011752 | -0.012551 | -0.01335 | -0.014182 | -0.01506 | -0.015974 | -0.016918 | -0.017884 | -0.018914 | -0.019942 | -0.020942
[10 empty] | 0 | -0.0014001 | -0.0011841 | -0.0011819 | -0.0011804 | -0.0011777 | -0.0011756 | -0.0015247 | -0.001522 | -0.0015193 | -0.0015166 | -0.0015139 | -0.0017394 | -0.0017363 | -0.0017333 | -0.0017302 | -0.0017272 | -0.0017242 | -0.0017212 | -0.0017182 | -0.00207 | -0.0023502 | -0.0025732 | -0.0027505 | -0.002891 | -0.0034672 | -0.0034611 | -0.003455
[10 empty] | 0 | -0.035394 | -0.070723 | -0.10772 | -0.14708 | -0.18804 | -0.23029 | -0.27404 | -0.31808 | -0.36221 | -0.40621 | -0.45013 | -0.49448 | -0.53884 | -0.58317 | -0.62607 | -0.66912 | -0.71237 | -0.75567 | -0.79903 | -0.84229 | -0.88522 | -0.92813 | -0.97093 | -1.0136 | -1.0562 | -1.0985 | -1.1408
[10 empty] | 0 | -0.012738 | -0.025453 | -0.038768 | -0.052934 | -0.067677 | -0.082883 | -0.098626 | -0.11448 | -0.13036 | -0.14619 | -0.162 | -0.17796 | -0.19393 | -0.20988 | -0.22532 | -0.24082 | -0.25638 | -0.27197 | -0.28757 | -0.30314 | -0.31859 | -0.33403 | -0.34944 | -0.36479 | -0.38011 | -0.39536 | -0.41058
[10 empty] | 0 | -0.016449 | -0.032867 | -0.050061 | -0.068353 | -0.08739 | -0.10703 | -0.12735 | -0.14782 | -0.16833 | -0.18878 | -0.20919 | -0.2298 | -0.25042 | -0.27102 | -0.29095 | -0.31096 | -0.33106 | -0.35118 | -0.37133 | -0.39144 | -0.41139 | -0.43133 | -0.45122 | -0.47105 | -0.49083 | -0.51052 | -0.53017
[10 empty] | 0 | -0.035394 | -0.03533 | -0.047064 | -0.054862 | -0.063922 | -0.079543 | -0.086807 | -0.098715 | -0.108 | -0.1184 | -0.12971 | -0.1396 | -0.15058 | -0.16042 | -0.17085 | -0.18124 | -0.19119 | -0.20163 | -0.21165 | -0.22191 | -0.23207 | -0.24215 | -0.25233 | -0.26238 | -0.2725 | -0.28255 | -0.29259
[10 empty] | 0 | -0.075266 | -0.090101 | -0.085393 | -0.087482 | -0.094065 | -0.092152 | -0.10825 | -0.12434 | -0.14011 | -0.15596 | -0.17199 | -0.18819 | -0.20438 | -0.2207 | -0.237 | -0.25328 | -0.2695 | -0.28573 | -0.30191 | -0.31807 | -0.33419 | -0.35031 | -0.36638 | -0.38242 | -0.39836 | -0.41428 | -0.43015
[10 empty] | 0 | -0.027088 | -0.032427 | -0.030733 | -0.031485 | -0.033854 | -0.033166 | -0.038958 | -0.04475 | -0.050426 | -0.056129 | -0.0619 | -0.067728 | -0.073557 | -0.079429 | -0.085295 | -0.091157 | -0.096993 | -0.10284 | -0.10866 | -0.11447 | -0.12028 | -0.12608 | -0.13186 | -0.13763 | -0.14337 | -0.1491 | -0.15481
[10 empty] | 0 | -0.034979 | -0.041873 | -0.039685 | -0.040656 | -0.043715 | -0.042826 | -0.050306 | -0.057785 | -0.065114 | -0.072478 | -0.07993 | -0.087456 | -0.094983 | -0.10256 | -0.11014 | -0.11771 | -0.12525 | -0.13279 | -0.14031 | -0.14781 | -0.15531 | -0.1628 | -0.17027 | -0.17772 | -0.18513 | -0.19253 | -0.1999
[10 empty] | 0 | -0.075266 | -0.014835 | -0.019762 | -0.023036 | -0.02684 | -0.0334 | -0.036348 | -0.041334 | -0.045224 | -0.049576 | -0.054313 | -0.058416 | -0.063011 | -0.067131 | -0.071493 | -0.075842 | -0.080007 | -0.084373 | -0.088569 | -0.092861 | -0.097111 | -0.10133 | -0.10559 | -0.1098 | -0.11403 | -0.11824 | -0.12244
[10 empty] | 0 | -0.0048145 | -0.0095435 | -0.014197 | -0.018886 | -0.023632 | -0.0284 | -0.033246 | -0.038185 | -0.043156 | -0.048152 | -0.053192 | -0.058321 | -0.063559 | -0.068913 | -0.074351 | -0.079863 | -0.08545 | -0.091131 | -0.096877 | -0.10265 | -0.10867 | -0.11471 | -0.12072 | -0.12668 | -0.13258 | -0.13842 | -0.1442
[10 empty] | 0 | -0.0010248 | -0.0020315 | -0.0030221 | -0.0040201 | -0.0050304 | -0.0060455 | -0.007077 | -0.0081283 | -0.0091864 | -0.01025 | -0.011323 | -0.012415 | -0.01353 | -0.014669 | -0.015827 | -0.017 | -0.01819 | -0.019399 | -0.020622 | -0.021851 | -0.023133 | -0.024417 | -0.025698 | -0.026966 | -0.028221 | -0.029466 | -0.030696
[10 empty] | 0 | -0.0010838 | -0.0021483 | -0.0031959 | -0.0042513 | -0.0053197 | -0.0063931 | -0.0074839 | -0.0085957 | -0.0097147 | -0.010839 | -0.011974 | -0.013129 | -0.014308 | -0.015513 | -0.016737 | -0.017978 | -0.019235 | -0.020514 | -0.021808 | -0.023108 | -0.024463 | -0.025821 | -0.027175 | -0.028517 | -0.029844 | -0.03116 | -0.032461
[10 empty] | 0 | -0.0048145 | -0.004729 | -0.0046537 | -0.0046883 | -0.0047463 | -0.0047686 | -0.0048457 | -0.0049387 | -0.0049711 | -0.0049966 | -0.0050399 | -0.005664 | -0.0062389 | -0.0067607 | -0.0072091 | -0.0076144 | -0.0079853 | -0.0083508 | -0.0086678 | -0.0089249 | -0.010859 | -0.010868 | -0.010918 | -0.011022 | -0.011164 | -0.011337 | -0.011532
[10 empty] | 0 | -0.00086744 | -0.001775 | -0.0027246 | -0.0037244 | -0.0047773 | -0.0058834 | -0.0070487 | -0.0083643 | -0.0098159 | -0.011395 | -0.013099 | -0.014877 | -0.016848 | -0.01888 | -0.020986 | -0.023176 | -0.025461 | -0.02785 | -0.030347 | -0.032979 | -0.035614 | -0.038388 | -0.041295 | -0.044333 | -0.047517 | -0.05083 | -0.054278
[10 empty] | 0 | -0.00018465 | -0.00037785 | -0.00057999 | -0.00079281 | -0.0010169 | -0.0012524 | -0.0015004 | -0.0017805 | -0.0020895 | -0.0024257 | -0.0027884 | -0.0031669 | -0.0035864 | -0.004019 | -0.0044672 | -0.0049335 | -0.0054198 | -0.0059282 | -0.0064599 | -0.0070201 | -0.007581 | -0.0081715 | -0.0087903 | -0.009437 | -0.010115 | -0.01082 | -0.011554
[10 empty] | 0 | -0.00019527 | -0.00039957 | -0.00061334 | -0.00083839 | -0.0010754 | -0.0013244 | -0.0015867 | -0.0018829 | -0.0022096 | -0.0025652 | -0.0029487 | -0.0033489 | -0.0037926 | -0.00425 | -0.0047241 | -0.0052171 | -0.0057314 | -0.0062691 | -0.0068313 | -0.0074238 | -0.0080169 | -0.0086413 | -0.0092957 | -0.0099796 | -0.010696 | -0.011442 | -0.012218
[10 empty] | 0 | -0.00086744 | -0.00090761 | -0.0009496 | -0.00099978 | -0.0010529 | -0.0011061 | -0.0011652 | -0.0014033 | -0.0016143 | -0.0018071 | -0.0019888 | -0.0021615 | -0.0025614 | -0.0026896 | -0.0028555 | -0.0030499 | -0.0032643 | -0.0034964 | -0.0037364 | -0.0040744 | -0.0043845 | -0.0046823 | -0.004975 | -0.0052718 | -0.0056382 | -0.0059304 | -0.0062675
[10 empty] | 0 | -0.00025637 | -0.00053789 | -0.00084781 | -0.0011928 | -0.0015771 | -0.002004 | -0.0024843 | -0.0030255 | -0.0036254 | -0.0042881 | -0.005022 | -0.0058346 | -0.0067335 | -0.0077252 | -0.0088134 | -0.010011 | -0.011328 | -0.012781 | -0.014377 | -0.01612 | -0.01802 | -0.020087 | -0.022339 | -0.024775 | -0.027408 | -0.03025 | -0.033316
[10 empty] | 0 | -5.4572e-05 | -0.0001145 | -0.00018047 | -0.00025392 | -0.00033571 | -0.00042658 | -0.00052883 | -0.00064402 | -0.00077172 | -0.00091279 | -0.001069 | -0.001242 | -0.0014333 | -0.0016444 | -0.0018761 | -0.002131 | -0.0024114 | -0.0027207 | -0.0030603 | -0.0034313 | -0.0038358 | -0.0042759 | -0.0047552 | -0.0052737 | -0.0058342 | -0.0064392 | -0.0070919
[10 empty] | 0 | -5.771e-05 | -0.00012108 | -0.00019085 | -0.00026852 | -0.00035501 | -0.00045111 | -0.00055923 | -0.00068105 | -0.00081609 | -0.00096527 | -0.0011305 | -0.0013134 | -0.0015158 | -0.001739 | -0.001984 | -0.0022536 | -0.0025501 | -0.0028771 | -0.0032363 | -0.0036286 | -0.0040563 | -0.0045217 | -0.0050286 | -0.005577 | -0.0061696 | -0.0068095 | -0.0074997
[10 empty] | 0 | -0.00025637 | -0.00028152 | -0.00030992 | -0.00034504 | -0.00038424 | -0.00042689 | -0.00048034 | -0.00054116 | -0.00059989 | -0.0006627 | -0.00073392 | -0.00081261 | -0.00089893 | -0.00099167 | -0.0010882 | -0.0012343 | -0.0013888 | -0.0015585 | -0.0017355 | -0.0019175 | -0.0021108 | -0.0023168 | -0.0026175 | -0.0028423 | -0.0030842 | -0.0033443 | -0.0036239
[10 empty] | 0 | 0 | 0 | 0 | 0 | 0 | 0 | 0 | 0 | 0 | 0 | 0 | 0 | 0 | 0 | 0 | 0 | 0 | 0 | 0 | 0 | 0 | 0 | 0 | 0 | 0 | 0 | 0
[10 empty] | 0 | 0 | 0 | 0 | 0 | 0 | 0 | 0 | 0 | 0 | 0 | 0 | 0 | 0 | 0 | 0 | 0 | 0 | 0 | 0 | 0 | 0 | 0 | 0 | 0 | 0 | 0 | 0
[10 empty] | 0 | 0 | 0 | 0 | 0 | 0 | 0 | 0 | 0 | 0 | 0 | 0 | 0 | 0 | 0 | 0 | 0 | 0 | 0 | 0 | 0 | 0 | 0 | 0 | 0 | 0 | 0 | 0
[10 empty] | 0 | 0 | 0 | 0 | 0 | 0 | 0 | 0 | 0 | 0 | 0 | 0 | 0 | 0 | 0 | 0 | 0 | 0 | 0 | 0 | 0 | 0 | 0 | 0 | 0 | 0 | 0 | 0
[10 empty] | 0 | -8.8547e-05 | -0.00016809 | -0.00024063 | -0.00030848 | -0.00037224 | -0.00043226 | -0.00049086 | -0.00054845 | -0.00060263 | -0.00065318 | -0.00070068 | -0.00074785 | -0.00079541 | -0.00084342 | -0.00089082 | -0.00093727 | -0.00098265 | -0.0010272 | -0.00107 | -0.0011098 | -0.0011613 | -0.0012078 | -0.0012486 | -0.0012836 | -0.0013131 | -0.0013375 | -0.0013565
[10 empty] | 0 | -1.8849e-05 | -3.5781e-05 | -5.1222e-05 | -6.5665e-05 | -7.9237e-05 | -9.2013e-05 | -0.00010449 | -0.00011675 | -0.00012828 | -0.00013904 | -0.00014915 | -0.00015919 | -0.00016932 | -0.00017954 | -0.00018963 | -0.00019951 | -0.00020917 | -0.00021866 | -0.00022776 | -0.00023625 | -0.00024719 | -0.0002571 | -0.00026579 | -0.00027324 | -0.00027952 | -0.00028471 | -0.00028876
[10 empty] | 0 | -1.9933e-05 | -3.7839e-05 | -5.4167e-05 | -6.9441e-05 | -8.3793e-05 | -9.7304e-05 | -0.0001105 | -0.00012346 | -0.00013566 | -0.00014704 | -0.00015773 | -0.00016835 | -0.00017905 | -0.00018986 | -0.00020053 | -0.00021099 | -0.0002212 | -0.00023123 | -0.00024085 | -0.00024983 | -0.00026141 | -0.00027188 | -0.00028108 | -0.00028896 | -0.00029559 | -0.00030108 | -0.00030536
[10 empty] | 0 | -8.8547e-05 | -7.9546e-05 | -7.2538e-05 | -6.7849e-05 | -6.376e-05 | -6.002e-05 | -5.8601e-05 | -5.7595e-05 | -5.4174e-05 | -5.0555e-05 | -4.7498e-05 | -5.7011e-05 | -6.5145e-05 | -7.1699e-05 | -7.5992e-05 | -7.8951e-05 | -8.0943e-05 | -8.2694e-05 | -8.3011e-05 | -8.1721e-05 | -0.00012149 | -0.00011132 | -0.0001026 | -9.57e-05 | -9.0125e-05 | -8.5589e-05 | -8.179e-05
[10 empty] | 0 | -0.00062033 | -0.0012204 | -0.0018006 | -0.0023619 | -0.002904 | -0.0034278 | -0.0039337 | -0.0044222 | -0.0048936 | -0.0053485 | -0.0057872 | -0.0062101 | -0.0066177 | -0.0070103 | -0.0073884 | -0.0077522 | -0.0081022 | -0.0084387 | -0.0087621 | -0.0090727 | -0.0093708 | -0.0096568 | -0.009931 | -0.010194 | -0.010445 | -0.010686 | -0.010916
[10 empty] | 0 | -0.00013205 | -0.00025978 | -0.0003833 | -0.00050277 | -0.00061817 | -0.00072967 | -0.00083736 | -0.00094133 | -0.0010417 | -0.0011385 | -0.0012319 | -0.0013219 | -0.0014087 | -0.0014923 | -0.0015727 | -0.0016502 | -0.0017247 | -0.0017963 | -0.0018652 | -0.0019313 | -0.0019947 | -0.0020556 | -0.002114 | -0.0021699 | -0.0022234 | -0.0022746 | -0.0023236
[10 empty] | 0 | -0.00013964 | -0.00027472 | -0.00040534 | -0.00053168 | -0.00065372 | -0.00077162 | -0.0008855 | -0.00099546 | -0.0011016 | -0.001204 | -0.0013027 | -0.0013979 | -0.0014897 | -0.0015781 | -0.0016632 | -0.0017451 | -0.0018239 | -0.0018996 | -0.0019724 | -0.0020423 | -0.0021094 | -0.0021738 | -0.0022355 | -0.0022947 | -0.0023513 | -0.0024054 | -0.0024572
[10 empty] | 0 | -0.00062033 | -0.00060005 | -0.00058026 | -0.00056125 | -0.00054214 | -0.00052379 | -0.00050589 | -0.00048845 | -0.00047144 | -0.00054348 | -0.00060038 | -0.00064442 | -0.00067761 | -0.00070152 | -0.00071764 | -0.00072719 | -0.00091196 | -0.00087963 | -0.00086078 | -0.00085145 | -0.00084821 | -0.00084895 | -0.00085171 | -0.00085514 | -0.00085823 | -0.00091191 | -0.00094763
[10 empty] | 0 | -0.00010633 | -0.00021049 | -0.00031251 | -0.00041248 | -0.00051031 | -0.00060611 | -0.00069989 | -0.0007917 | -0.00088156 | -0.0009695 | -0.0010556 | -0.0011398 | -0.0012221 | -0.0013027 | -0.0013815 | -0.0014586 | -0.0015339 | -0.0016076 | -0.0016796 | -0.0017499 | -0.0018187 | -0.0018859 | -0.0019515 | -0.0020156 | -0.0020782 | -0.0021393 | -0.0021989
[10 empty] | 0 | -2.2635e-05 | -4.4807e-05 | -6.6524e-05 | -8.7802e-05 | -0.00010863 | -0.00012902 | -0.00014898 | -0.00016853 | -0.00018765 | -0.00020637 | -0.00022469 | -0.00024262 | -0.00026015 | -0.0002773 | -0.00029408 | -0.00031048 | -0.00032652 | -0.0003422 | -0.00035752 | -0.0003725 | -0.00038714 | -0.00040144 | -0.00041541 | -0.00042905 | -0.00044238 | -0.00045538 | -0.00046808
[10 empty] | 0 | -2.3937e-05 | -4.7384e-05 | -7.0349e-05 | -9.2851e-05 | -0.00011487 | -0.00013644 | -0.00015755 | -0.00017822 | -0.00019844 | -0.00021824 | -0.00023761 | -0.00025657 | -0.00027511 | -0.00029325 | -0.00031098 | -0.00032833 | -0.00034529 | -0.00036187 | -0.00037808 | -0.00039392 | -0.0004094 | -0.00042452 | -0.0004393 | -0.00045372 | -0.00046781 | -0.00048157 | -0.000495
[10 empty] | 0 | -0.00010633 | -0.00010416 | -0.00010202 | -9.9963e-05 | -9.7837e-05 | -9.5795e-05 | -9.3785e-05 | -9.1806e-05 | -8.9859e-05 | -8.7942e-05 | -8.6056e-05 | -8.4199e-05 | -8.2371e-05 | -8.0573e-05 | -7.8803e-05 | -7.7061e-05 | -7.5347e-05 | -8.8851e-05 | -9.9902e-05 | -0.00010886 | -0.00011603 | -0.00012167 | -0.00012602 | -0.00012926 | -0.00016254 | -0.00015898 | -0.00015548
[10 empty] | 0 | 0 | 0 | 0 | 0 | 0 | 0 | 0 | 0 | 0 | 0 | 0 | 0 | 0 | 0 | 0 | 0 | 0 | 0 | 0 | 0 | 0 | 0 | 0 | 0 | 0 | 0 | 0
[10 empty] | 0 | 0 | 0 | 0 | 0 | 0 | 0 | 0 | 0 | 0 | 0 | 0 | 0 | 0 | 0 | 0 | 0 | 0 | 0 | 0 | 0 | 0 | 0 | 0 | 0 | 0 | 0 | 0
[10 empty] | 0 | 0 | 0 | 0 | 0 | 0 | 0 | 0 | 0 | 0 | 0 | 0 | 0 | 0 | 0 | 0 | 0 | 0 | 0 | 0 | 0 | 0 | 0 | 0 | 0 | 0 | 0 | 0
[10 empty] | 0 | 0 | 0 | 0 | 0 | 0 | 0 | 0 | 0 | 0 | 0 | 0 | 0 | 0 | 0 | 0 | 0 | 0 | 0 | 0 | 0 | 0 | 0 | 0 | 0 | 0 | 0 | 0
[10 empty] | 0 | -0.0053361 | -0.010541 | -0.015618 | -0.020571 | -0.025397 | -0.030102 | -0.034688 | -0.039157 | -0.043511 | -0.047753 | -0.051884 | -0.055907 | -0.059823 | -0.063635 | -0.067345 | -0.070954 | -0.074465 | -0.07788 | -0.081199 | -0.084426 | -0.087562 | -0.090609 | -0.093567 | -0.096441 | -0.099229 | -0.10194 | -0.10456
[10 empty] | 0 | -0.00080163 | -0.0015836 | -0.0023462 | -0.0030903 | -0.0038154 | -0.0045222 | -0.0052112 | -0.0058825 | -0.0065366 | -0.0071738 | -0.0077944 | -0.0083988 | -0.0089871 | -0.0095598 | -0.010117 | -0.010659 | -0.011187 | -0.0117 | -0.012198 | -0.012683 | -0.013154 | -0.013612 | -0.014056 | -0.014488 | -0.014907 | -0.015314 | -0.015708
[10 empty] | 0 | -0.0010415 | -0.0020574 | -0.0030483 | -0.004015 | -0.004957 | -0.0058753 | -0.0067704 | -0.0076426 | -0.0084925 | -0.0093203 | -0.010127 | -0.010912 | -0.011676 | -0.01242 | -0.013144 | -0.013849 | -0.014534 | -0.0152 | -0.015848 | -0.016478 | -0.01709 | -0.017685 | -0.018262 | -0.018823 | -0.019367 | -0.019896 | -0.020408
[10 empty] | 0 | -0.0053361 | -0.0052051 | -0.0050766 | -0.004953 | -0.0066053 | -0.0076259 | -0.0082253 | -0.0096002 | -0.0099509 | -0.010489 | -0.011014 | -0.012138 | -0.012845 | -0.013379 | -0.014031 | -0.014605 | -0.015229 | -0.01579 | -0.016469 | -0.017001 | -0.017501 | -0.018015 | -0.018541 | -0.019052 | -0.019519 | -0.019999 | -0.020439
[10 empty] | 0 | -0.00040009 | -0.00079037 | -0.001171 | -0.0015424 | -0.0019043 | -0.002257 | -0.0026009 | -0.002936 | -0.0032624 | -0.0035805 | -0.0038902 | -0.0041918 | -0.0044855 | -0.0047713 | -0.0050494 | -0.0053201 | -0.0055833 | -0.0058393 | -0.0060882 | -0.0063302 | -0.0065653 | -0.0067937 | -0.0070156 | -0.007231 | -0.0074401 | -0.007643 | -0.0078399
[10 empty] | 0 | -6.0105e-05 | -0.00011874 | -0.00017592 | -0.00023171 | -0.00028607 | -0.00033907 | -0.00039073 | -0.00044106 | -0.00049011 | -0.00053788 | -0.00058442 | -0.00062973 | -0.00067384 | -0.00071678 | -0.00075857 | -0.00079922 | -0.00083877 | -0.00087723 | -0.00091462 | -0.00095097 | -0.00098629 | -0.0010206 | -0.0010539 | -0.0010863 | -0.0011177 | -0.0011482 | -0.0011778
[10 empty] | 0 | -7.809e-05 | -0.00015426 | -0.00022855 | -0.00030104 | -0.00037167 | -0.00044053 | -0.00050764 | -0.00057304 | -0.00063676 | -0.00069883 | -0.00075928 | -0.00081815 | -0.00087546 | -0.00093125 | -0.00098554 | -0.0010384 | -0.0010897 | -0.0011397 | -0.0011883 | -0.0012355 | -0.0012814 | -0.001326 | -0.0013693 | -0.0014113 | -0.0014521 | -0.0014917 | -0.0015302
[10 empty] | 0 | -0.00040009 | -0.00039027 | -0.00038063 | -0.00037137 | -0.00036189 | -0.00035278 | -0.00034384 | -0.00046844 | -0.00054547 | -0.00059091 | -0.00069448 | -0.0006768 | -0.00065946 | -0.00064248 | -0.0006702 | -0.00071202 | -0.00075271 | -0.00083842 | -0.000878 | -0.00089013 | -0.00090186 | -0.00089283 | -0.0008987 | -0.0009142 | -0.00095991 | -0.0010044 | -0.0010359
[10 empty] | 0 | -0.0029611 | -0.0059524 | -0.0089741 | -0.012028 | -0.015111 | -0.018226 | -0.021372 | -0.024549 | -0.027758 | -0.031 | -0.034274 | -0.037581 | -0.040921 | -0.044293 | -0.0477 | -0.05114 | -0.054614 | -0.058123 | -0.061666 | -0.065244 | -0.068857 | -0.072505 | -0.07619 | -0.07991 | -0.083666 | -0.08746 | -0.091289
[10 empty] | 0 | -0.00044485 | -0.00089422 | -0.0013482 | -0.0018069 | -0.0022701 | -0.002738 | -0.0032106 | -0.003688 | -0.0041701 | -0.0046571 | -0.0051489 | -0.0056457 | -0.0061474 | -0.0066541 | -0.0071659 | -0.0076827 | -0.0082046 | -0.0087317 | -0.0092639 | -0.0098014 | -0.010344 | -0.010892 | -0.011446 | -0.012005 | -0.012569 | -0.013139 | -0.013714
[10 empty] | 0 | -0.00057795 | -0.0011618 | -0.0017516 | -0.0023476 | -0.0029494 | -0.0035573 | -0.0041713 | -0.0047914 | -0.0054178 | -0.0060505 | -0.0066896 | -0.007335 | -0.0079868 | -0.0086451 | -0.00931 | -0.0099814 | -0.01066 | -0.011344 | -0.012036 | -0.012734 | -0.013439 | -0.014151 | -0.014871 | -0.015597 | -0.01633 | -0.01707 | -0.017818
[10 empty] | 0 | -0.0029611 | -0.0029913 | -0.0030217 | -0.0030539 | -0.0040703 | -0.0047696 | -0.0052565 | -0.0061875 | -0.0065788 | -0.0070837 | -0.007594 | -0.00845 | -0.0090996 | -0.0096703 | -0.01032 | -0.010943 | -0.011609 | -0.012256 | -0.012984 | -0.013648 | -0.014309 | -0.014993 | -0.015698 | -0.01641 | -0.017114 | -0.017839 | -0.018558
[10 empty] | 0 | -0.001707 | -0.0033385 | -0.0048971 | -0.006386 | -0.0078059 | -0.0091599 | -0.01045 | -0.011679 | -0.012849 | -0.013961 | -0.015018 | -0.016021 | -0.016973 | -0.017875 | -0.018728 | -0.019536 | -0.020299 | -0.021018 | -0.021696 | -0.022333 | -0.022932 | -0.023494 | -0.02402 | -0.024511 | -0.024969 | -0.025395 | -0.025789
[10 empty] | 0 | -0.00025644 | -0.00050154 | -0.00073569 | -0.00095936 | -0.0011727 | -0.0013761 | -0.0015699 | -0.0017546 | -0.0019303 | -0.0020973 | -0.0022561 | -0.0024068 | -0.0025498 | -0.0026853 | -0.0028135 | -0.0029348 | -0.0030494 | -0.0031575 | -0.0032593 | -0.0033551 | -0.0034451 | -0.0035295 | -0.0036085 | -0.0036823 | -0.003751 | -0.003815 | -0.0038743
[10 empty] | 0 | -0.00033317 | -0.00065161 | -0.00095581 | -0.0012464 | -0.0015235 | -0.0017878 | -0.0020397 | -0.0022795 | -0.0025078 | -0.0027249 | -0.0029311 | -0.003127 | -0.0033127 | -0.0034887 | -0.0036554 | -0.003813 | -0.0039618 | -0.0041022 | -0.0042345 | -0.004359 | -0.0044759 | -0.0045856 | -0.0046882 | -0.004784 | -0.0048734 | -0.0049565 | -0.0050335
[10 empty] | 0 | -0.001707 | -0.0016315 | -0.0015586 | -0.0014889 | -0.0014199 | -0.0016954 | -0.0018898 | -0.0020202 | -0.0021003 | -0.0021408 | -0.0026663 | -0.0026491 | -0.0026532 | -0.0026649 | -0.0026743 | -0.0028693 | -0.0029929 | -0.0030685 | -0.003111 | -0.0031297 | -0.0033042 | -0.00332 | -0.0033472 | -0.0033735 | -0.0033921 | -0.0034851 | -0.0035387
[10 empty] | 0 | -0.0042454 | -0.0084831 | -0.012713 | -0.016938 | -0.021153 | -0.02536 | -0.02956 | -0.033752 | -0.037937 | -0.042114 | -0.046284 | -0.050447 | -0.054602 | -0.05875 | -0.06289 | -0.067024 | -0.07115 | -0.075269 | -0.079381 | -0.083485 | -0.087583 | -0.091673 | -0.095756 | -0.099833 | -0.1039 | -0.10796 | -0.11202
[10 empty] | 0 | -0.00063778 | -0.0012744 | -0.0019099 | -0.0025445 | -0.0031777 | -0.0038098 | -0.0044407 | -0.0050705 | -0.0056992 | -0.0063267 | -0.0069532 | -0.0075785 | -0.0082027 | -0.0088259 | -0.0094479 | -0.010069 | -0.010689 | -0.011307 | -0.011925 | -0.012542 | -0.013157 | -0.013772 | -0.014385 | -0.014998 | -0.015609 | -0.016219 | -0.016828
[10 empty] | 0 | -0.00082861 | -0.0016557 | -0.0024813 | -0.0033059 | -0.0041285 | -0.0049497 | -0.0057694 | -0.0065876 | -0.0074044 | -0.0082198 | -0.0090336 | -0.0098461 | -0.010657 | -0.011467 | -0.012275 | -0.013082 | -0.013887 | -0.014691 | -0.015493 | -0.016294 | -0.017094 | -0.017893 | -0.01869 | -0.019485 | -0.020279 | -0.021072 | -0.021864
[10 empty] | 0 | -0.0042454 | -0.0042377 | -0.0042301 | -0.0042245 | -0.0042149 | -0.0042073 | -0.0041998 | -0.0041923 | -0.0041848 | -0.0050264 | -0.0056968 | -0.00623 | -0.0066541 | -0.00699 | -0.0083686 | -0.0083537 | -0.0083389 | -0.0083246 | -0.0084791 | -0.0087358 | -0.0090465 | -0.0093785 | -0.0097098 | -0.010472 | -0.011032 | -0.01144 | -0.011734
[10 empty] | 0 | -0.00059202 | -0.0011695 | -0.0017327 | -0.0022822 | -0.0028177 | -0.0033397 | -0.0038485 | -0.0043443 | -0.0048274 | -0.005298 | -0.0057563 | -0.0062026 | -0.0066371 | -0.0070601 | -0.0074716 | -0.0078721 | -0.0082616 | -0.0086404 | -0.0090087 | -0.0093667 | -0.0097146 | -0.010053 | -0.010381 | -0.0107 | -0.011009 | -0.011309 | -0.011601
[10 empty] | 0 | -8.8938e-05 | -0.00017569 | -0.0002603 | -0.00034286 | -0.0004233 | -0.00050172 | -0.00057816 | -0.00065264 | -0.00072521 | -0.00079591 | -0.00086476 | -0.00093181 | -0.00099708 | -0.0010606 | -0.0011224 | -0.0011826 | -0.0012411 | -0.001298 | -0.0013534 | -0.0014071 | -0.0014594 | -0.0015102 | -0.0015595 | -0.0016074 | -0.0016539 | -0.001699 | -0.0017427
[10 empty] | 0 | -0.00011555 | -0.00022826 | -0.00033819 | -0.00044544 | -0.00054996 | -0.00065184 | -0.00075115 | -0.00084792 | -0.0009422 | -0.0010341 | -0.0011235 | -0.0012106 | -0.0012954 | -0.001378 | -0.0014583 | -0.0015365 | -0.0016125 | -0.0016864 | -0.0017583 | -0.0018282 | -0.0018961 | -0.0019621 | -0.0020261 | -0.0020883 | -0.0021487 | -0.0022073 | -0.0022642
[10 empty] | 0 | -0.00059202 | -0.00057749 | -0.00056322 | -0.00054951 | -0.00053549 | -0.00071935 | -0.00083284 | -0.00089959 | -0.0010524 | -0.0010257 | -0.0010654 | -0.0011259 | -0.0011847 | -0.0013102 | -0.0013674 | -0.001406 | -0.0014654 | -0.0014857 | -0.0015508 | -0.0016141 | -0.0016655 | -0.0017297 | -0.0017626 | -0.0017995 | -0.0018463 | -0.0018841 | -0.0019366
[10 empty] | 0 | 0 | 0 | 0 | 0 | 0 | 0 | 0 | 0 | 0 | 0 | 0 | 0 | 0 | 0 | 0 | 0 | 0 | 0 | 0 | 0 | 0 | 0 | 0 | 0 | 0 | 0 | 0
[10 empty] | 0 | 0 | 0 | 0 | 0 | 0 | 0 | 0 | 0 | 0 | 0 | 0 | 0 | 0 | 0 | 0 | 0 | 0 | 0 | 0 | 0 | 0 | 0 | 0 | 0 | 0 | 0 | 0
[10 empty] | 0 | 0 | 0 | 0 | 0 | 0 | 0 | 0 | 0 | 0 | 0 | 0 | 0 | 0 | 0 | 0 | 0 | 0 | 0 | 0 | 0 | 0 | 0 | 0 | 0 | 0 | 0 | 0
[10 empty] | 0 | 0 | 0 | 0 | 0 | 0 | 0 | 0 | 0 | 0 | 0 | 0 | 0 | 0 | 0 | 0 | 0 | 0 | 0 | 0 | 0 | 0 | 0 | 0 | 0 | 0 | 0 | 0
[10 empty] | 0 | -5.4837e-05 | -0.00013259 | -0.00024057 | -0.00038506 | -0.00057377 | -0.00082876 | -0.0011321 | -0.0015499 | -0.0020802 | -0.0027417 | -0.0035393 | -0.0045124 | -0.0055753 | -0.0069246 | -0.008485 | -0.010281 | -0.012347 | -0.01471 | -0.017313 | -0.020446 | -0.024238 | -0.028816 | -0.034224 | -0.040614 | -0.048112 | -0.056904 | -0.067203
[10 empty] | 0 | -8.2381e-06 | -1.9918e-05 | -3.6141e-05 | -5.7847e-05 | -8.6197e-05 | -0.0001245 | -0.00017007 | -0.00023283 | -0.0003125 | -0.00041188 | -0.00053169 | -0.00067789 | -0.00083757 | -0.0010403 | -0.0012747 | -0.0015444 | -0.0018549 | -0.0022099 | -0.0026009 | -0.0030715 | -0.0036412 | -0.0043289 | -0.0051415 | -0.0061013 | -0.0072278 | -0.0085486 | -0.010096
[10 empty] | 0 | -1.0703e-05 | -2.5878e-05 | -4.6955e-05 | -7.5155e-05 | -0.00011199 | -0.00016175 | -0.00022096 | -0.0003025 | -0.000406 | -0.00053512 | -0.00069078 | -0.00088073 | -0.0010882 | -0.0013515 | -0.0016561 | -0.0020066 | -0.0024099 | -0.0028711 | -0.0033791 | -0.0039906 | -0.0047307 | -0.0056242 | -0.0066798 | -0.0079269 | -0.0093905 | -0.011106 | -0.013117
[10 empty] | 0 | -5.4837e-05 | -7.7749e-05 | -0.00010799 | -0.00014448 | -0.00018872 | -0.00025498 | -0.00030334 | -0.00041778 | -0.00053028 | -0.00067249 | -0.0008219 | -0.0010142 | -0.0011246 | -0.0014365 | -0.0016954 | -0.0019704 | -0.0022979 | -0.0026634 | -0.0029897 | -0.0036239 | -0.0044005 | -0.0053194 | -0.0063186 | -0.0074938 | -0.0088154 | -0.010355 | -0.012112
[10 empty] | 0 | -0.0034316 | -0.006857 | -0.010276 | -0.013691 | -0.017098 | -0.020499 | -0.023893 | -0.027282 | -0.030664 | -0.034041 | -0.037412 | -0.040776 | -0.044135 | -0.047488 | -0.050835 | -0.054176 | -0.057511 | -0.06084 | -0.064164 | -0.067482 | -0.070794 | -0.0741 | -0.0774 | -0.080695 | -0.083985 | -0.087268 | -0.090546
[10 empty] | 0 | -0.00051552 | -0.0010301 | -0.0015438 | -0.0020568 | -0.0025686 | -0.0030795 | -0.0035894 | -0.0040985 | -0.0046067 | -0.0051139 | -0.0056203 | -0.0061257 | -0.0066303 | -0.007134 | -0.0076368 | -0.0081387 | -0.0086397 | -0.0091399 | -0.0096392 | -0.010138 | -0.010635 | -0.011132 | -0.011628 | -0.012123 | -0.012617 | -0.01311 | -0.013603
[10 empty] | 0 | -0.00066977 | -0.0013383 | -0.0020057 | -0.0026722 | -0.0033371 | -0.0040009 | -0.0046634 | -0.0053248 | -0.005985 | -0.0066441 | -0.0073019 | -0.0079586 | -0.0086142 | -0.0092686 | -0.0099218 | -0.010574 | -0.011225 | -0.011875 | -0.012523 | -0.013171 | -0.013817 | -0.014463 | -0.015107 | -0.01575 | -0.016392 | -0.017033 | -0.017673
[10 empty] | 0 | -0.0034316 | -0.0034254 | -0.0034192 | -0.0034147 | -0.0034069 | -0.0034008 | -0.0033947 | -0.0033886 | -0.0033826 | -0.0033766 | -0.0038608 | -0.0042742 | -0.0046268 | -0.0049275 | -0.0051834 | -0.005401 | -0.0055858 | -0.0067424 | -0.0067304 | -0.0067185 | -0.0067772 | -0.0068847 | -0.007027 | -0.0071911 | -0.0073676 | -0.0075491 | -0.0077304
[10 empty] | 0 | -0.001088 | -0.0021741 | -0.0032582 | -0.0043409 | -0.0054211 | -0.0064993 | -0.0075757 | -0.0086501 | -0.0097226 | -0.010793 | -0.011862 | -0.012929 | -0.013994 | -0.015057 | -0.016118 | -0.017177 | -0.018235 | -0.01929 | -0.020344 | -0.021396 | -0.022446 | -0.023494 | -0.024541 | -0.025586 | -0.026628 | -0.02767 | -0.028709
[10 empty] | 0 | -0.00016345 | -0.00032661 | -0.00048947 | -0.00065212 | -0.0008144 | -0.00097638 | -0.0011381 | -0.0012995 | -0.0014606 | -0.0016214 | -0.001782 | -0.0019422 | -0.0021022 | -0.0022619 | -0.0024213 | -0.0025805 | -0.0027393 | -0.0028979 | -0.0030562 | -0.0032143 | -0.003372 | -0.0035295 | -0.0036867 | -0.0038437 | -0.0040003 | -0.0041567 | -0.0043129
[10 empty] | 0 | -0.00021236 | -0.00042433 | -0.00063593 | -0.00084724 | -0.0010581 | -0.0012685 | -0.0014786 | -0.0016883 | -0.0018976 | -0.0021066 | -0.0023152 | -0.0025234 | -0.0027312 | -0.0029387 | -0.0031458 | -0.0033526 | -0.003559 | -0.003765 | -0.0039707 | -0.004176 | -0.004381 | -0.0045856 | -0.0047898 | -0.0049937 | -0.0051973 | -0.0054005 | -0.0056033
[10 empty] | 0 | -0.001088 | -0.0010861 | -0.0010841 | -0.0010827 | -0.0010802 | -0.0010783 | -0.0010763 | -0.0012298 | -0.0013609 | -0.0014726 | -0.001568 | -0.0016491 | -0.001718 | -0.0017766 | -0.0021655 | -0.0021997 | -0.0022448 | -0.0022969 | -0.0023526 | -0.0024101 | -0.0024675 | -0.0026173 | -0.0027437 | -0.0028527 | -0.0029485 | -0.0030342 | -0.0031121
[10 empty] | 0 | -0.00014219 | -0.00028413 | -0.00042581 | -0.00056731 | -0.00070848 | -0.0008494 | -0.00099007 | -0.0011305 | -0.0012706 | -0.0014106 | -0.0015502 | -0.0016897 | -0.0018288 | -0.0019678 | -0.0021064 | -0.0022449 | -0.0023831 | -0.002521 | -0.0026588 | -0.0027962 | -0.0029335 | -0.0030705 | -0.0032073 | -0.0033438 | -0.0034801 | -0.0036161 | -0.003752
[10 empty] | 0 | -2.1362e-05 | -4.2685e-05 | -6.3969e-05 | -8.5226e-05 | -0.00010643 | -0.0001276 | -0.00014874 | -0.00016983 | -0.00019089 | -0.00021191 | -0.00023289 | -0.00025383 | -0.00027474 | -0.00029561 | -0.00031645 | -0.00033724 | -0.00035801 | -0.00037873 | -0.00039942 | -0.00042007 | -0.00044069 | -0.00046127 | -0.00048182 | -0.00050233 | -0.00052281 | -0.00054325 | -0.00056365
[10 empty] | 0 | -2.7753e-05 | -5.5456e-05 | -8.311e-05 | -0.00011073 | -0.00013828 | -0.00016578 | -0.00019324 | -0.00022065 | -0.000248 | -0.00027531 | -0.00030257 | -0.00032978 | -0.00035695 | -0.00038406 | -0.00041113 | -0.00043815 | -0.00046513 | -0.00049205 | -0.00051893 | -0.00054577 | -0.00057255 | -0.00059929 | -0.00062599 | -0.00065263 | -0.00067924 | -0.00070579 | -0.0007323
[10 empty] | 0 | -0.00014219 | -0.00014194 | -0.00014168 | -0.0001415 | -0.00016961 | -0.00019206 | -0.00020991 | -0.00022411 | -0.00024105 | -0.00029631 | -0.0003067 | -0.0003178 | -0.00033004 | -0.00035825 | -0.00038137 | -0.00040083 | -0.00041784 | -0.00043776 | -0.00046832 | -0.00048485 | -0.00050161 | -0.00051926 | -0.00054363 | -0.00056505 | -0.00058454 | -0.00060297 | -0.0006233
[10 empty] | 0 | 0 | 0 | 0 | 0 | 0 | 0 | 0 | 0 | 0 | 0 | 0 | 0 | 0 | 0 | 0 | 0 | 0 | 0 | 0 | 0 | 0 | 0 | 0 | 0 | 0 | 0 | 0
[10 empty] | 0 | 0 | 0 | 0 | 0 | 0 | 0 | 0 | 0 | 0 | 0 | 0 | 0 | 0 | 0 | 0 | 0 | 0 | 0 | 0 | 0 | 0 | 0 | 0 | 0 | 0 | 0 | 0
[10 empty] | 0 | 0 | 0 | 0 | 0 | 0 | 0 | 0 | 0 | 0 | 0 | 0 | 0 | 0 | 0 | 0 | 0 | 0 | 0 | 0 | 0 | 0 | 0 | 0 | 0 | 0 | 0 | 0
[10 empty] | 0 | 0 | 0 | 0 | 0 | 0 | 0 | 0 | 0 | 0 | 0 | 0 | 0 | 0 | 0 | 0 | 0 | 0 | 0 | 0 | 0 | 0 | 0 | 0 | 0 | 0 | 0 | 0
[10 empty] | 0 | 0 | 0 | 0 | 0 | 0 | 0 | 0 | 0 | 0 | 0 | 0 | 0 | 0 | 0 | 0 | 0 | 0 | 0 | 0 | 0 | 0 | 0 | 0 | 0 | 0 | 0 | 0
[10 empty] | 0 | 0 | 0 | 0 | 0 | 0 | 0 | 0 | 0 | 0 | 0 | 0 | 0 | 0 | 0 | 0 | 0 | 0 | 0 | 0 | 0 | 0 | 0 | 0 | 0 | 0 | 0 | 0
[10 empty] | 0 | 0 | 0 | 0 | 0 | 0 | 0 | 0 | 0 | 0 | 0 | 0 | 0 | 0 | 0 | 0 | 0 | 0 | 0 | 0 | 0 | 0 | 0 | 0 | 0 | 0 | 0 | 0
[10 empty] | 0 | 0 | 0 | 0 | 0 | 0 | 0 | 0 | 0 | 0 | 0 | 0 | 0 | 0 | 0 | 0 | 0 | 0 | 0 | 0 | 0 | 0 | 0 | 0 | 0 | 0 | 0 | 0
[10 empty] | 0 | 0 | 0 | 0 | 0 | 0 | 0 | 0 | 0 | 0 | 0 | 0 | 0 | 0 | 0 | 0 | 0 | 0 | 0 | 0 | 0 | 0 | 0 | 0 | 0 | 0 | 0 | 0
[10 empty] | 0 | 0 | 0 | 0 | 0 | 0 | 0 | 0 | 0 | 0 | 0 | 0 | 0 | 0 | 0 | 0 | 0 | 0 | 0 | 0 | 0 | 0 | 0 | 0 | 0 | 0 | 0 | 0
[10 empty] | 0 | 0 | 0 | 0 | 0 | 0 | 0 | 0 | 0 | 0 | 0 | 0 | 0 | 0 | 0 | 0 | 0 | 0 | 0 | 0 | 0 | 0 | 0 | 0 | 0 | 0 | 0 | 0
[10 empty] | 0 | 0 | 0 | 0 | 0 | 0 | 0 | 0 | 0 | 0 | 0 | 0 | 0 | 0 | 0 | 0 | 0 | 0 | 0 | 0 | 0 | 0 | 0 | 0 | 0 | 0 | 0 | 0
[10 empty] | 0 | 0 | 0 | 0 | 0 | 0 | 0 | 0 | 0 | 0 | 0 | 0 | 0 | 0 | 0 | 0 | 0 | 0 | 0 | 0 | 0 | 0 | 0 | 0 | 0 | 0 | 0 | 0
[10 empty] | 0 | 0 | 0 | 0 | 0 | 0 | 0 | 0 | 0 | 0 | 0 | 0 | 0 | 0 | 0 | 0 | 0 | 0 | 0 | 0 | 0 | 0 | 0 | 0 | 0 | 0 | 0 | 0
[10 empty] | 0 | 0 | 0 | 0 | 0 | 0 | 0 | 0 | 0 | 0 | 0 | 0 | 0 | 0 | 0 | 0 | 0 | 0 | 0 | 0 | 0 | 0 | 0 | 0 | 0 | 0 | 0 | 0
[10 empty] | 0 | 0 | 0 | 0 | 0 | 0 | 0 | 0 | 0 | 0 | 0 | 0 | 0 | 0 | 0 | 0 | 0 | 0 | 0 | 0 | 0 | 0 | 0 | 0 | 0 | 0 | 0 | 0
[10 empty] | 0 | 0 | 0 | 0 | 0 | 0 | 0 | 0 | 0 | 0 | 0 | 0 | 0 | 0 | 0 | 0 | 0 | 0 | 0 | 0 | 0 | 0 | 0 | 0 | 0 | 0 | 0 | 0
[10 empty] | 0 | 0 | 0 | 0 | 0 | 0 | 0 | 0 | 0 | 0 | 0 | 0 | 0 | 0 | 0 | 0 | 0 | 0 | 0 | 0 | 0 | 0 | 0 | 0 | 0 | 0 | 0 | 0
[10 empty] | 0 | 0 | 0 | 0 | 0 | 0 | 0 | 0 | 0 | 0 | 0 | 0 | 0 | 0 | 0 | 0 | 0 | 0 | 0 | 0 | 0 | 0 | 0 | 0 | 0 | 0 | 0 | 0
[10 empty] | 0 | 0 | 0 | 0 | 0 | 0 | 0 | 0 | 0 | 0 | 0 | 0 | 0 | 0 | 0 | 0 | 0 | 0 | 0 | 0 | 0 | 0 | 0 | 0 | 0 | 0 | 0 | 0
[10 empty] | 0 | 0 | 0 | 0 | 0 | 0 | 0 | 0 | 0 | 0 | 0 | 0 | 0 | 0 | 0 | 0 | 0 | 0 | 0 | 0 | 0 | 0 | 0 | 0 | 0 | 0 | 0 | 0
[10 empty] | 0 | 0 | 0 | 0 | 0 | 0 | 0 | 0 | 0 | 0 | 0 | 0 | 0 | 0 | 0 | 0 | 0 | 0 | 0 | 0 | 0 | 0 | 0 | 0 | 0 | 0 | 0 | 0
[10 empty] | 0 | 0 | 0 | 0 | 0 | 0 | 0 | 0 | 0 | 0 | 0 | 0 | 0 | 0 | 0 | 0 | 0 | 0 | 0 | 0 | 0 | 0 | 0 | 0 | 0 | 0 | 0 | 0
[10 empty] | 0 | 0 | 0 | 0 | 0 | 0 | 0 | 0 | 0 | 0 | 0 | 0 | 0 | 0 | 0 | 0 | 0 | 0 | 0 | 0 | 0 | 0 | 0 | 0 | 0 | 0 | 0 | 0
[10 empty] | 0 | 0 | 0 | 0 | 0 | 0 | 0 | 0 | 0 | 0 | 0 | 0 | 0 | 0 | 0 | 0 | 0 | 0 | 0 | 0 | 0 | 0 | 0 | 0 | 0 | 0 | 0 | 0
[10 empty] | 0 | 0 | 0 | 0 | 0 | 0 | 0 | 0 | 0 | 0 | 0 | 0 | 0 | 0 | 0 | 0 | 0 | 0 | 0 | 0 | 0 | 0 | 0 | 0 | 0 | 0 | 0 | 0
[10 empty] | 0 | 0 | 0 | 0 | 0 | 0 | 0 | 0 | 0 | 0 | 0 | 0 | 0 | 0 | 0 | 0 | 0 | 0 | 0 | 0 | 0 | 0 | 0 | 0 | 0 | 0 | 0 | 0
[10 empty] | 0 | 0 | 0 | 0 | 0 | 0 | 0 | 0 | 0 | 0 | 0 | 0 | 0 | 0 | 0 | 0 | 0 | 0 | 0 | 0 | 0 | 0 | 0 | 0 | 0 | 0 | 0 | 0
[10 empty] | 0 | 0 | 0 | 0 | 0 | 0 | 0 | 0 | 0 | 0 | 0 | 0 | 0 | 0 | 0 | 0 | 0 | 0 | 0 | 0 | 0 | 0 | 0 | 0 | 0 | 0 | 0 | 0
[10 empty] | 0 | 0 | 0 | 0 | 0 | 0 | 0 | 0 | 0 | 0 | 0 | 0 | 0 | 0 | 0 | 0 | 0 | 0 | 0 | 0 | 0 | 0 | 0 | 0 | 0 | 0 | 0 | 0
[10 empty] | 0 | 0 | 0 | 0 | 0 | 0 | 0 | 0 | 0 | 0 | 0 | 0 | 0 | 0 | 0 | 0 | 0 | 0 | 0 | 0 | 0 | 0 | 0 | 0 | 0 | 0 | 0 | 0
[10 empty] | 0 | 0 | 0 | 0 | 0 | 0 | 0 | 0 | 0 | 0 | 0 | 0 | 0 | 0 | 0 | 0 | 0 | 0 | 0 | 0 | 0 | 0 | 0 | 0 | 0 | 0 | 0 | 0
[10 empty] | 0 | 0 | 0 | 0 | 0 | 0 | 0 | 0 | 0 | 0 | 0 | 0 | 0 | 0 | 0 | 0 | 0 | 0 | 0 | 0 | 0 | 0 | 0 | 0 | 0 | 0 | 0 | 0
[10 empty] | 0 | 0 | 0 | 0 | 0 | 0 | 0 | 0 | 0 | 0 | 0 | 0 | 0 | 0 | 0 | 0 | 0 | 0 | 0 | 0 | 0 | 0 | 0 | 0 | 0 | 0 | 0 | 0
[10 empty] | 0 | 0 | 0 | 0 | 0 | 0 | 0 | 0 | 0 | 0 | 0 | 0 | 0 | 0 | 0 | 0 | 0 | 0 | 0 | 0 | 0 | 0 | 0 | 0 | 0 | 0 | 0 | 0
[10 empty] | 0 | 0 | 0 | 0 | 0 | 0 | 0 | 0 | 0 | 0 | 0 | 0 | 0 | 0 | 0 | 0 | 0 | 0 | 0 | 0 | 0 | 0 | 0 | 0 | 0 | 0 | 0 | 0
[10 empty] | 0 | 0 | 0 | 0 | 0 | 0 | 0 | 0 | 0 | 0 | 0 | 0 | 0 | 0 | 0 | 0 | 0 | 0 | 0 | 0 | 0 | 0 | 0 | 0 | 0 | 0 | 0 | 0
[10 empty] | 0 | 0 | 0 | 0 | 0 | 0 | 0 | 0 | 0 | 0 | 0 | 0 | 0 | 0 | 0 | 0 | 0 | 0 | 0 | 0 | 0 | 0 | 0 | 0 | 0 | 0 | 0 | 0
[10 empty] | 0 | 0 | 0 | 0 | 0 | 0 | 0 | 0 | 0 | 0 | 0 | 0 | 0 | 0 | 0 | 0 | 0 | 0 | 0 | 0 | 0 | 0 | 0 | 0 | 0 | 0 | 0 | 0
[10 empty] | 0 | 0 | 0 | 0 | 0 | 0 | 0 | 0 | 0 | 0 | 0 | 0 | 0 | 0 | 0 | 0 | 0 | 0 | 0 | 0 | 0 | 0 | 0 | 0 | 0 | 0 | 0 | 0
[10 empty] | 0 | 0 | 0 | 0 | 0 | 0 | 0 | 0 | 0 | 0 | 0 | 0 | 0 | 0 | 0 | 0 | 0 | 0 | 0 | 0 | 0 | 0 | 0 | 0 | 0 | 0 | 0 | 0
[10 empty] | 0 | 0 | 0 | 0 | 0 | 0 | 0 | 0 | 0 | 0 | 0 | 0 | 0 | 0 | 0 | 0 | 0 | 0 | 0 | 0 | 0 | 0 | 0 | 0 | 0 | 0 | 0 | 0
[10 empty] | 0 | 0 | 0 | 0 | 0 | 0 | 0 | 0 | 0 | 0 | 0 | 0 | 0 | 0 | 0 | 0 | 0 | 0 | 0 | 0 | 0 | 0 | 0 | 0 | 0 | 0 | 0 | 0
[10 empty] | 0 | 0 | 0 | 0 | 0 | 0 | 0 | 0 | 0 | 0 | 0 | 0 | 0 | 0 | 0 | 0 | 0 | 0 | 0 | 0 | 0 | 0 | 0 | 0 | 0 | 0 | 0 | 0
[10 empty] | 0 | 0 | 0 | 0 | 0 | 0 | 0 | 0 | 0 | 0 | 0 | 0 | 0 | 0 | 0 | 0 | 0 | 0 | 0 | 0 | 0 | 0 | 0 | 0 | 0 | 0 | 0 | 0
[10 empty] | 0 | 0 | 0 | 0 | 0 | 0 | 0 | 0 | 0 | 0 | 0 | 0 | 0 | 0 | 0 | 0 | 0 | 0 | 0 | 0 | 0 | 0 | 0 | 0 | 0 | 0 | 0 | 0
[10 empty] | 0 | 0 | 0 | 0 | 0 | 0 | 0 | 0 | 0 | 0 | 0 | 0 | 0 | 0 | 0 | 0 | 0 | 0 | 0 | 0 | 0 | 0 | 0 | 0 | 0 | 0 | 0 | 0
[10 empty] | 0 | 0 | 0 | 0 | 0 | 0 | 0 | 0 | 0 | 0 | 0 | 0 | 0 | 0 | 0 | 0 | 0 | 0 | 0 | 0 | 0 | 0 | 0 | 0 | 0 | 0 | 0 | 0
[10 empty] | 0 | -8.385e-06 | -4.1265e-05 | -8.0314e-05 | -0.00013012 | -0.0002227 | -0.00031606 | -0.00041856 | -0.00053654 | -0.00067117 | -0.00082605 | -0.00099526 | -0.0011874 | -0.0014007 | -0.0016393 | -0.0018898 | -0.0021658 | -0.0024626 | -0.0027854 | -0.0031128 | -0.0034666 | -0.0038386 | -0.0042407 | -0.004642 | -0.0050767 | -0.0055362 | -0.0060297 | -0.0065121
[10 empty] | 0 | 0 | 0 | 0 | 0 | 0 | 0 | 0 | 0 | 0 | 0 | 0 | 0 | 0 | 0 | 0 | 0 | 0 | 0 | 0 | 0 | 0 | 0 | 0 | 0 | 0 | 0 | 0
[10 empty] | 0 | 0 | 0 | 0 | 0 | 0 | 0 | 0 | 0 | 0 | 0 | 0 | 0 | 0 | 0 | 0 | 0 | 0 | 0 | 0 | 0 | 0 | 0 | 0 | 0 | 0 | 0 | 0
[10 empty] | 0 | -8.385e-06 | -3.288e-05 | -3.9049e-05 | -4.981e-05 | -9.2574e-05 | -9.3364e-05 | -0.0001025 | -0.00011798 | -0.00013463 | -0.00015488 | -0.00016921 | -0.0001921 | -0.00021333 | -0.00023859 | -0.00025049 | -0.00027605 | -0.00029679 | -0.00032283 | -0.0003274 | -0.00035379 | -0.00037198 | -0.00040288 | -0.00040493 | -0.00044164 | -0.00047024 | -0.00051174 | -0.00050748
[10 empty] | 0 | 0 | 0 | 0 | 0 | 0 | 0 | 0 | 0 | 0 | 0 | 0 | 0 | 0 | 0 | 0 | 0 | 0 | 0 | 0 | 0 | 0 | 0 | 0 | 0 | 0 | 0 | 0
[10 empty] | 0 | 0 | 0 | 0 | 0 | 0 | 0 | 0 | 0 | 0 | 0 | 0 | 0 | 0 | 0 | 0 | 0 | 0 | 0 | 0 | 0 | 0 | 0 | 0 | 0 | 0 | 0 | 0
[10 empty] | 0 | 0 | 0 | 0 | 0 | 0 | 0 | 0 | 0 | 0 | 0 | 0 | 0 | 0 | 0 | 0 | 0 | 0 | 0 | 0 | 0 | 0 | 0 | 0 | 0 | 0 | 0 | 0
[10 empty] | 0 | 0 | 0 | 0 | 0 | 0 | 0 | 0 | 0 | 0 | 0 | 0 | 0 | 0 | 0 | 0 | 0 | 0 | 0 | 0 | 0 | 0 | 0 | 0 | 0 | 0 | 0 | 0
[10 empty] | 0 | -0.014522 | -0.028698 | -0.040642 | -0.051113 | -0.061167 | -0.070953 | -0.08247 | -0.095167 | -0.10866 | -0.11931 | -0.1271 | -0.13559 | -0.14393 | -0.15019 | -0.15567 | -0.16077 | -0.16574 | -0.17068 | -0.17582 | -0.18109 | -0.18551 | -0.19309 | -0.20018 | -0.20626 | -0.21234 | -0.21822 | -0.22406
[10 empty] | 0 | -0.0056918 | -0.011248 | -0.015929 | -0.020034 | -0.023974 | -0.02781 | -0.032324 | -0.0373 | -0.042587 | -0.046765 | -0.049815 | -0.053144 | -0.056414 | -0.058867 | -0.061014 | -0.063013 | -0.06496 | -0.066898 | -0.068913 | -0.070976 | -0.072711 | -0.07568 | -0.078459 | -0.080844 | -0.083224 | -0.085529 | -0.087821
[10 empty] | 0 | -0.0039672 | -0.0078399 | -0.011103 | -0.013964 | -0.01671 | -0.019384 | -0.02253 | -0.025998 | -0.029684 | -0.032596 | -0.034721 | -0.037042 | -0.039321 | -0.041031 | -0.042528 | -0.043921 | -0.045278 | -0.046629 | -0.048033 | -0.049471 | -0.050681 | -0.05275 | -0.054687 | -0.056349 | -0.058008 | -0.059615 | -0.061212
[10 empty] | 0 | -0.014522 | -0.014176 | -0.011944 | -0.010472 | -0.010054 | -0.0097861 | -0.011517 | -0.012696 | -0.013489 | -0.0155 | -0.015734 | -0.017778 | -0.020889 | -0.017907 | -0.016066 | -0.015707 | -0.016186 | -0.016869 | -0.018598 | -0.019713 | -0.020143 | -0.025411 | -0.024997 | -0.023783 | -0.02372 | -0.022453 | -0.022153
[10 empty] | 0 | -0.20028 | -0.40221 | -0.60501 | -0.80899 | -1.0404 | -1.2732 | -1.5076 | -1.7437 | -1.9813 | -2.2204 | -2.4613 | -2.7038 | -2.9482 | -3.1744 | -3.3853 | -3.5835 | -3.7711 | -3.9464 | -4.1114 | -4.2676 | -4.4256 | -4.5762 | -4.7205 | -4.8597 | -4.9871 | -5.1121 | -5.2354
[10 empty] | 0 | -0.078498 | -0.15764 | -0.23713 | -0.31708 | -0.40778 | -0.49902 | -0.59089 | -0.68343 | -0.77656 | -0.87029 | -0.96468 | -1.0597 | -1.1555 | -1.2442 | -1.3269 | -1.4045 | -1.4781 | -1.5468 | -1.6114 | -1.6727 | -1.7346 | -1.7936 | -1.8502 | -1.9047 | -1.9546 | -2.0037 | -2.052
[10 empty] | 0 | -0.054714 | -0.10988 | -0.16528 | -0.22101 | -0.28423 | -0.34783 | -0.41186 | -0.47636 | -0.54127 | -0.6066 | -0.67239 | -0.73865 | -0.8054 | -0.86721 | -0.92483 | -0.97897 | -1.0302 | -1.0781 | -1.1232 | -1.1659 | -1.209 | -1.2502 | -1.2896 | -1.3276 | -1.3624 | -1.3966 | -1.4302
[10 empty] | 0 | -0.20028 | -0.20193 | -0.2028 | -0.20398 | -0.23142 | -0.23279 | -0.2344 | -0.23609 | -0.23761 | -0.23915 | -0.24081 | -0.24254 | -0.24435 | -0.25486 | -0.26429 | -0.2729 | -0.28079 | -0.2882 | -0.29511 | -0.30111 | -0.37439 | -0.37037 | -0.3672 | -0.36496 | -0.36353 | -0.36279 | -0.36391
[10 empty] | 0 | 0 | 0 | 0 | 0 | 0 | 0 | 0 | 0 | 0 | 0 | 0 | 0 | 0 | 0 | 0 | 0 | 0 | 0 | 0 | 0 | 0 | 0 | 0 | 0 | 0 | 0 | 0
[10 empty] | 0 | 0 | 0 | 0 | 0 | 0 | 0 | 0 | 0 | 0 | 0 | 0 | 0 | 0 | 0 | 0 | 0 | 0 | 0 | 0 | 0 | 0 | 0 | 0 | 0 | 0 | 0 | 0
[10 empty] | 0 | 0 | 0 | 0 | 0 | 0 | 0 | 0 | 0 | 0 | 0 | 0 | 0 | 0 | 0 | 0 | 0 | 0 | 0 | 0 | 0 | 0 | 0 | 0 | 0 | 0 | 0 | 0
[10 empty] | 0 | 0 | 0 | 0 | 0 | 0 | 0 | 0 | 0 | 0 | 0 | 0 | 0 | 0 | 0 | 0 | 0 | 0 | 0 | 0 | 0 | 0 | 0 | 0 | 0 | 0 | 0 | 0
[10 empty] | 0 | -0.03918 | -0.080432 | -0.12347 | -0.17138 | -0.22354 | -0.27937 | -0.33838 | -0.40012 | -0.46341 | -0.52798 | -0.6 | -0.67849 | -0.76258 | -0.84022 | -0.91236 | -0.976 | -1.0324 | -1.0826 | -1.1272 | -1.1668 | -1.2019 | -1.2328 | -1.2701 | -1.304 | -1.3251 | -1.3452 | -1.363
[10 empty] | 0 | -0.0080669 | -0.016561 | -0.025421 | -0.035287 | -0.046026 | -0.057521 | -0.069671 | -0.082383 | -0.095413 | -0.10871 | -0.12354 | -0.1397 | -0.15701 | -0.173 | -0.18785 | -0.20095 | -0.21256 | -0.2229 | -0.23209 | -0.24025 | -0.24746 | -0.25382 | -0.2615 | -0.26848 | -0.27283 | -0.27696 | -0.28063
[10 empty] | 0 | -0.010875 | -0.022326 | -0.034271 | -0.047571 | -0.062048 | -0.077546 | -0.093925 | -0.11106 | -0.12863 | -0.14655 | -0.16654 | -0.18833 | -0.21167 | -0.23322 | -0.25325 | -0.27091 | -0.28656 | -0.3005 | -0.31289 | -0.32388 | -0.33361 | -0.34218 | -0.35254 | -0.36195 | -0.36781 | -0.37338 | -0.37832
[10 empty] | 0 | -0.03918 | -0.04141 | -0.043357 | -0.048409 | -0.052842 | -0.056726 | -0.060126 | -0.063096 | -0.064885 | -0.066432 | -0.07413 | -0.080885 | -0.086803 | -0.080982 | -0.076063 | -0.071914 | -0.068774 | -0.066461 | -0.064823 | -0.063732 | -0.063078 | -0.062689 | -0.073554 | -0.073611 | -0.074297 | -0.076406 | -0.077491
[10 empty] | 0 | -0.00044718 | -0.00090388 | -0.0013681 | -0.0018764 | -0.0024215 | -0.0029971 | -0.0035978 | -0.004219 | -0.0048478 | -0.0054822 | -0.0061932 | -0.0069683 | -0.0077966 | -0.0085528 | -0.0092485 | -0.0098501 | -0.010375 | -0.010836 | -0.011242 | -0.0116 | -0.012026 | -0.012399 | -0.012724 | -0.013025 | -0.013195 | -0.013358 | -0.0135
[10 empty] | 0 | -9.2071e-05 | -0.0001861 | -0.00028169 | -0.00038635 | -0.00049858 | -0.00061709 | -0.00074076 | -0.00086868 | -0.00099814 | -0.0011288 | -0.0012752 | -0.0014347 | -0.0016053 | -0.001761 | -0.0019042 | -0.0020281 | -0.0021361 | -0.0022311 | -0.0023147 | -0.0023883 | -0.002476 | -0.0025528 | -0.0026197 | -0.0026818 | -0.0027167 | -0.0027504 | -0.0027797
[10 empty] | 0 | -0.00012412 | -0.00025089 | -0.00037975 | -0.00052085 | -0.00067215 | -0.00083191 | -0.00099865 | -0.0011711 | -0.0013456 | -0.0015217 | -0.0017191 | -0.0019342 | -0.0021641 | -0.002374 | -0.0025671 | -0.0027341 | -0.0028797 | -0.0030078 | -0.0031206 | -0.0032197 | -0.003338 | -0.0034415 | -0.0035317 | -0.0036154 | -0.0036624 | -0.0037079 | -0.0037473
[10 empty] | 0 | -0.00044718 | -0.00045849 | -0.00046784 | -0.00051381 | -0.00055259 | -0.00058525 | -0.00061268 | -0.00063564 | -0.00064565 | -0.00065378 | -0.00073295 | -0.00079983 | -0.00085624 | -0.00079162 | -0.00073799 | -0.00069348 | -0.00066171 | -0.00063984 | -0.0006256 | -0.00061717 | -0.00073333 | -0.00071713 | -0.00070389 | -0.00071318 | -0.00072829 | -0.00074724 | -0.00075328
[10 empty] | 0 | -0.73114 | -0.92349 | -1.1143 | -1.1589 | -1.2826 | -1.4581 | -1.6025 | -1.8785 | -2.1348 | -2.3815 | -2.6128 | -2.8362 | -3.0445 | -3.2319 | -3.4007 | -3.5498 | -3.6798 | -3.7798 | -3.8554 | -3.9101 | -3.9421 | -3.9609 | -3.9532 | -3.9386 | -3.9211 | -3.9028 | -3.887
[10 empty] | 0 | -0.26314 | -0.33236 | -0.40103 | -0.41708 | -0.4616 | -0.52475 | -0.57675 | -0.67606 | -0.7683 | -0.8571 | -0.94035 | -1.0207 | -1.0957 | -1.1632 | -1.2239 | -1.2776 | -1.3244 | -1.3603 | -1.3876 | -1.4072 | -1.4187 | -1.4255 | -1.4228 | -1.4175 | -1.4112 | -1.4046 | -1.3989
[10 empty] | 0 | -0.33978 | -0.42917 | -0.51784 | -0.53857 | -0.59606 | -0.6776 | -0.74475 | -0.87298 | -0.99209 | -1.1068 | -1.2142 | -1.3181 | -1.4149 | -1.502 | -1.5804 | -1.6497 | -1.7101 | -1.7566 | -1.7917 | -1.8171 | -1.832 | -1.8408 | -1.8372 | -1.8304 | -1.8222 | -1.8137 | -1.8064
[10 empty] | 0 | -0.73114 | -0.19527 | -0.19449 | -0.25828 | -0.30013 | -0.3274 | -0.42497 | -0.42433 | -0.42777 | -0.46493 | -0.48092 | -0.5075 | -0.53136 | -0.53377 | -0.53577 | -0.54983 | -0.55408 | -0.55403 | -0.56095 | -0.5618 | -0.5614 | -0.565 | -0.56515 | -0.56375 | -0.56488 | -0.56412 | -0.56258
[10 empty] | 0 | -0.0099333 | -0.018276 | -0.026551 | -0.03476 | -0.042903 | -0.05098 | -0.061451 | -0.071837 | -0.082139 | -0.092358 | -0.10249 | -0.11413 | -0.12566 | -0.13711 | -0.14846 | -0.15972 | -0.17088 | -0.18196 | -0.19294 | -0.20199 | -0.20978 | -0.21655 | -0.22252 | -0.22783 | -0.23325 | -0.23802 | -0.24192
[10 empty] | 0 | -0.003575 | -0.0065774 | -0.0095557 | -0.01251 | -0.015441 | -0.018348 | -0.022116 | -0.025854 | -0.029562 | -0.03324 | -0.036887 | -0.041074 | -0.045227 | -0.049345 | -0.05343 | -0.057482 | -0.0615 | -0.065486 | -0.069438 | -0.072695 | -0.075498 | -0.077937 | -0.080084 | -0.081997 | -0.083948 | -0.085665 | -0.087065
[10 empty] | 0 | -0.0046163 | -0.0084932 | -0.012339 | -0.016154 | -0.019938 | -0.023692 | -0.028558 | -0.033385 | -0.038173 | -0.042922 | -0.047632 | -0.053038 | -0.0584 | -0.063719 | -0.068994 | -0.074225 | -0.079414 | -0.08456 | -0.089664 | -0.09387 | -0.097489 | -0.10064 | -0.10341 | -0.10588 | -0.1084 | -0.11062 | -0.11243
[10 empty] | 0 | -0.0099333 | -0.0083821 | -0.0083486 | -0.0083152 | -0.0082819 | -0.0082488 | -0.010675 | -0.010632 | -0.010589 | -0.010547 | -0.010505 | -0.012043 | -0.011995 | -0.011947 | -0.011899 | -0.011851 | -0.011804 | -0.011757 | -0.01171 | -0.011663 | -0.011616 | -0.01157 | -0.011524 | -0.011477 | -0.014428 | -0.013774 | -0.013243
[10 empty] | 0 | -0.82505 | -1.6435 | -2.4954 | -3.396 | -4.3283 | -5.0144 | -5.5474 | -5.9515 | -6.2488 | -6.4585 | -6.6 | -6.6943 | -6.7516 | -6.7831 | -6.7667 | -6.7446 | -6.7208 | -6.6947 | -6.6678 | -6.6483 | -6.6286 | -6.6111 | -6.5922 | -6.571 | -6.5486 | -6.5246 | -6.4998
[10 empty] | 0 | -0.29693 | -0.59149 | -0.89809 | -1.2222 | -1.5577 | -1.8047 | -1.9965 | -2.1419 | -2.249 | -2.3244 | -2.3753 | -2.4093 | -2.4299 | -2.4412 | -2.4353 | -2.4274 | -2.4188 | -2.4094 | -2.3997 | -2.3927 | -2.3856 | -2.3793 | -2.3725 | -2.3649 | -2.3569 | -2.3482 | -2.3393
[10 empty] | 0 | -0.38342 | -0.76378 | -1.1597 | -1.5782 | -2.0115 | -2.3304 | -2.578 | -2.7658 | -2.904 | -3.0015 | -3.0672 | -3.1111 | -3.1377 | -3.1523 | -3.1447 | -3.1344 | -3.1234 | -3.1112 | -3.0987 | -3.0897 | -3.0805 | -3.0724 | -3.0636 | -3.0537 | -3.0434 | -3.0322 | -3.0207
[10 empty] | 0 | -0.82505 | -0.82175 | -1.0913 | -1.2681 | -1.4735 | -1.5575 | -1.5365 | -1.5937 | -1.6017 | -1.6317 | -1.6307 | -1.6251 | -1.6334 | -1.6248 | -1.6261 | -1.618 | -1.6106 | -1.6074 | -1.5994 | -1.595 | -1.5877 | -1.5815 | -1.5757 | -1.569 | -1.5632 | -1.5566 | -1.5505
[10 empty] | 0 | -1.1165 | -1.3316 | -1.2578 | -1.2845 | -1.377 | -1.3457 | -1.5397 | -1.7025 | -1.8334 | -1.9425 | -2.0352 | -2.1124 | -2.1755 | -2.2285 | -2.2723 | -2.3082 | -2.3363 | -2.359 | -2.3762 | -2.3892 | -2.3984 | -2.4049 | -2.4087 | -2.4104 | -2.4095 | -2.4074 | -2.4038
[10 empty] | 0 | -0.40183 | -0.47925 | -0.45268 | -0.46228 | -0.49559 | -0.48431 | -0.55413 | -0.61273 | -0.65984 | -0.6991 | -0.73247 | -0.76025 | -0.78295 | -0.80203 | -0.81779 | -0.8307 | -0.84082 | -0.84899 | -0.85521 | -0.85986 | -0.8632 | -0.86552 | -0.86689 | -0.86749 | -0.86717 | -0.86641 | -0.86514
[10 empty] | 0 | -0.51887 | -0.61884 | -0.58454 | -0.59693 | -0.63995 | -0.62539 | -0.71554 | -0.79121 | -0.85204 | -0.90274 | -0.94582 | -0.98169 | -1.011 | -1.0356 | -1.056 | -1.0727 | -1.0857 | -1.0963 | -1.1043 | -1.1103 | -1.1146 | -1.1176 | -1.1194 | -1.1202 | -1.1198 | -1.1188 | -1.1171
[10 empty] | 0 | -1.1165 | -0.21958 | -0.2916 | -0.33884 | -0.39373 | -0.48819 | -0.49372 | -0.53461 | -0.55256 | -0.57531 | -0.60059 | -0.60686 | -0.62268 | -0.62789 | -0.63585 | -0.64198 | -0.6433 | -0.64765 | -0.64813 | -0.64976 | -0.65011 | -0.64951 | -0.64943 | -0.64812 | -0.64718 | -0.64567 | -0.64399
[10 empty] | 0 | -0.028475 | -0.059503 | -0.092668 | -0.12838 | -0.16659 | -0.20677 | -0.24845 | -0.29168 | -0.33836 | -0.38804 | -0.44059 | -0.4875 | -0.52953 | -0.56732 | -0.60116 | -0.6315 | -0.65879 | -0.68349 | -0.70575 | -0.7257 | -0.74482 | -0.76224 | -0.77792 | -0.79175 | -0.80379 | -0.81426 | -0.82312
[10 empty] | 0 | -0.0060614 | -0.012666 | -0.019726 | -0.027327 | -0.035462 | -0.044015 | -0.052888 | -0.062089 | -0.072025 | -0.082601 | -0.093787 | -0.10377 | -0.11272 | -0.12076 | -0.12797 | -0.13443 | -0.14023 | -0.14549 | -0.15023 | -0.15448 | -0.15855 | -0.16226 | -0.16559 | -0.16854 | -0.1711 | -0.17333 | -0.17522
[10 empty] | 0 | -0.00641 | -0.013395 | -0.02086 | -0.028899 | -0.037501 | -0.046545 | -0.055929 | -0.06566 | -0.076166 | -0.087351 | -0.09918 | -0.10974 | -0.1192 | -0.12771 | -0.13533 | -0.14216 | -0.1483 | -0.15386 | -0.15887 | -0.16336 | -0.16766 | -0.17159 | -0.17512 | -0.17823 | -0.18094 | -0.18329 | -0.18529
[10 empty] | 0 | -0.028475 | -0.031142 | -0.033403 | -0.03608 | -0.038729 | -0.040844 | -0.04251 | -0.044222 | -0.04784 | -0.051039 | -0.054102 | -0.051695 | -0.049977 | -0.048756 | -0.047791 | -0.047203 | -0.046952 | -0.04703 | -0.047128 | -0.047458 | -0.0574 | -0.058261 | -0.058425 | -0.058198 | -0.057704 | -0.057039 | -0.056045
[10 empty] | 0 | -0.015517 | -0.030301 | -0.04335 | -0.055097 | -0.066774 | -0.07839 | -0.090011 | -0.10155 | -0.11293 | -0.12404 | -0.13482 | -0.1445 | -0.15538 | -0.16509 | -0.17374 | -0.18157 | -0.18886 | -0.1957 | -0.20223 | -0.20876 | -0.21299 | -0.21758 | -0.22257 | -0.22784 | -0.23346 | -0.23902 | -0.24457
[10 empty] | 0 | -0.003303 | -0.0064501 | -0.0092277 | -0.011728 | -0.014214 | -0.016687 | -0.01916 | -0.021616 | -0.02404 | -0.026404 | -0.028699 | -0.030759 | -0.033074 | -0.035142 | -0.036984 | -0.03865 | -0.040203 | -0.041658 | -0.043048 | -0.044438 | -0.045339 | -0.046316 | -0.047378 | -0.0485 | -0.049695 | -0.050879 | -0.05206
[10 empty] | 0 | -0.0034929 | -0.006821 | -0.0097583 | -0.012403 | -0.015031 | -0.017646 | -0.020262 | -0.022859 | -0.025422 | -0.027922 | -0.030349 | -0.032528 | -0.034976 | -0.037162 | -0.039111 | -0.040873 | -0.042514 | -0.044053 | -0.045523 | -0.046993 | -0.047946 | -0.04898 | -0.050103 | -0.051289 | -0.052552 | -0.053805 | -0.055054
[10 empty] | 0 | -0.015517 | -0.014785 | -0.013048 | -0.011747 | -0.011677 | -0.011616 | -0.011621 | -0.013104 | -0.014147 | -0.014658 | -0.01483 | -0.01497 | -0.019261 | -0.018368 | -0.017667 | -0.017427 | -0.017688 | -0.017976 | -0.018249 | -0.019731 | -0.020638 | -0.021091 | -0.021311 | -0.021543 | -0.022901 | -0.022673 | -0.022862
[10 empty] | 0 | -0.0035328 | -0.0074839 | -0.011825 | -0.016576 | -0.021728 | -0.027023 | -0.032557 | -0.03837 | -0.044397 | -0.050646 | -0.057102 | -0.063797 | -0.071058 | -0.078871 | -0.087192 | -0.095536 | -0.10399 | -0.11267 | -0.12162 | -0.13084 | -0.14037 | -0.15024 | -0.16061 | -0.17134 | -0.18248 | -0.19403 | -0.20601
[10 empty] | 0 | -0.00075201 | -0.0015931 | -0.0025172 | -0.0035285 | -0.0046253 | -0.0057523 | -0.0069302 | -0.0081677 | -0.0094506 | -0.010781 | -0.012155 | -0.01358 | -0.015126 | -0.016789 | -0.01856 | -0.020336 | -0.022136 | -0.023985 | -0.025888 | -0.027852 | -0.029881 | -0.031981 | -0.034188 | -0.036473 | -0.038844 | -0.041302 | -0.043852
[10 empty] | 0 | -0.00079525 | -0.0016847 | -0.002662 | -0.0037314 | -0.0048912 | -0.0060831 | -0.0073287 | -0.0086373 | -0.009994 | -0.011401 | -0.012854 | -0.014361 | -0.015996 | -0.017754 | -0.019627 | -0.021506 | -0.023409 | -0.025364 | -0.027377 | -0.029453 | -0.031599 | -0.03382 | -0.036154 | -0.038571 | -0.041077 | -0.043676 | -0.046373
[10 empty] | 0 | -0.0035328 | -0.0039511 | -0.0043415 | -0.0047509 | -0.0051522 | -0.0052948 | -0.0055332 | -0.0058136 | -0.0060268 | -0.0062489 | -0.0064559 | -0.0066954 | -0.007261 | -0.0078127 | -0.0083212 | -0.0088483 | -0.0094534 | -0.010157 | -0.010887 | -0.011624 | -0.012349 | -0.013068 | -0.014972 | -0.015668 | -0.016368 | -0.017072 | -0.017791
[10 empty] | 0 | 0 | 0 | 0 | 0 | 0 | 0 | 0 | 0 | 0 | 0 | 0 | 0 | 0 | 0 | 0 | 0 | 0 | 0 | 0 | 0 | 0 | 0 | 0 | 0 | 0 | 0 | 0
[10 empty] | 0 | 0 | 0 | 0 | 0 | 0 | 0 | 0 | 0 | 0 | 0 | 0 | 0 | 0 | 0 | 0 | 0 | 0 | 0 | 0 | 0 | 0 | 0 | 0 | 0 | 0 | 0 | 0
[10 empty] | 0 | 0 | 0 | 0 | 0 | 0 | 0 | 0 | 0 | 0 | 0 | 0 | 0 | 0 | 0 | 0 | 0 | 0 | 0 | 0 | 0 | 0 | 0 | 0 | 0 | 0 | 0 | 0
[10 empty] | 0 | 0 | 0 | 0 | 0 | 0 | 0 | 0 | 0 | 0 | 0 | 0 | 0 | 0 | 0 | 0 | 0 | 0 | 0 | 0 | 0 | 0 | 0 | 0 | 0 | 0 | 0 | 0
[10 empty] | 0 | -0.00022648 | -0.00050109 | -0.00081063 | -0.0011515 | -0.0015169 | -0.0019003 | -0.00235 | -0.0028632 | -0.0034062 | -0.0039669 | -0.0045447 | -0.0050191 | -0.0054077 | -0.005723 | -0.0059705 | -0.0061613 | -0.0063055 | -0.0064151 | -0.0064921 | -0.0065375 | -0.0065729 | -0.0065889 | -0.0065812 | -0.0065496 | -0.0064954 | -0.0064209 | -0.006328
[10 empty] | 0 | -4.821e-05 | -0.00010667 | -0.00017256 | -0.00024512 | -0.0003229 | -0.00040451 | -0.00050024 | -0.00060947 | -0.00072507 | -0.00084441 | -0.00096742 | -0.0010684 | -0.0011511 | -0.0012182 | -0.0012709 | -0.0013115 | -0.0013422 | -0.0013656 | -0.0013819 | -0.0013916 | -0.0013992 | -0.0014025 | -0.0014009 | -0.0013942 | -0.0013827 | -0.0013668 | -0.001347
[10 empty] | 0 | -5.0982e-05 | -0.0001128 | -0.00018248 | -0.00025922 | -0.00034147 | -0.00042777 | -0.00052901 | -0.00064452 | -0.00076676 | -0.00089297 | -0.001023 | -0.0011298 | -0.0012173 | -0.0012883 | -0.001344 | -0.0013869 | -0.0014194 | -0.0014441 | -0.0014614 | -0.0014716 | -0.0014796 | -0.0014832 | -0.0014815 | -0.0014744 | -0.0014622 | -0.0014454 | -0.0014245
[10 empty] | 0 | -0.00022648 | -0.0002834 | -0.00032896 | -0.00037234 | -0.00041004 | -0.0004422 | -0.00052341 | -0.00060426 | -0.00065406 | -0.00069275 | -0.00073167 | -0.0006669 | -0.00061752 | -0.00057795 | -0.0005414 | -0.00051332 | -0.00049271 | -0.00048539 | -0.0004813 | -0.00047714 | -0.00052422 | -0.00053357 | -0.0005282 | -0.00051543 | -0.00049795 | -0.00047773 | -0.00046348
[10 empty] | 0 | -0.0053714 | -0.010534 | -0.015495 | -0.020259 | -0.024833 | -0.029221 | -0.03343 | -0.037464 | -0.04133 | -0.044388 | -0.046771 | -0.04859 | -0.04994 | -0.050897 | -0.051529 | -0.05189 | -0.052027 | -0.05198 | -0.051779 | -0.051454 | -0.051027 | -0.050517 | -0.04994 | -0.04931 | -0.048638 | -0.047934 | -0.047206
[10 empty] | 0 | -0.0011434 | -0.0022424 | -0.0032984 | -0.0043125 | -0.005286 | -0.0062202 | -0.0071161 | -0.0079749 | -0.0087977 | -0.0094487 | -0.009956 | -0.010343 | -0.01063 | -0.010834 | -0.010969 | -0.011046 | -0.011075 | -0.011065 | -0.011022 | -0.010953 | -0.010862 | -0.010753 | -0.010631 | -0.010496 | -0.010353 | -0.010204 | -0.010049
[10 empty] | 0 | -0.0012091 | -0.0023713 | -0.003488 | -0.0045605 | -0.00559 | -0.0065779 | -0.0075253 | -0.0084335 | -0.0093036 | -0.009992 | -0.010528 | -0.010938 | -0.011242 | -0.011457 | -0.0116 | -0.011681 | -0.011712 | -0.011701 | -0.011656 | -0.011583 | -0.011486 | -0.011372 | -0.011242 | -0.0111 | -0.010949 | -0.01079 | -0.010626
[10 empty] | 0 | -0.0053714 | -0.0052672 | -0.005165 | -0.0050648 | -0.0049665 | -0.0048702 | -0.0047757 | -0.0046831 | -0.0045922 | -0.0045031 | -0.0044158 | -0.0043301 | -0.0042461 | -0.0041637 | -0.0040829 | -0.0040037 | -0.0050699 | -0.0048113 | -0.0045833 | -0.0043812 | -0.004201 | -0.0040396 | -0.003894 | -0.0037619 | -0.0036415 | -0.0036679 | -0.0036592
[10 empty] | 0 | -0.00040201 | -0.00077707 | -0.0012552 | -0.0018161 | -0.0024428 | -0.0031209 | -0.0038384 | -0.004559 | -0.005279 | -0.0059954 | -0.0067055 | -0.0074073 | -0.0080913 | -0.0087574 | -0.0094058 | -0.010037 | -0.01065 | -0.01114 | -0.011526 | -0.011825 | -0.01205 | -0.012213 | -0.012324 | -0.012391 | -0.012422 | -0.012422 | -0.012397
[10 empty] | 0 | -8.5575e-05 | -0.00016541 | -0.00026718 | -0.00038658 | -0.00051998 | -0.00066433 | -0.00081706 | -0.00097046 | -0.0011237 | -0.0012762 | -0.0014274 | -0.0015768 | -0.0017224 | -0.0018642 | -0.0020022 | -0.0021365 | -0.002267 | -0.0023713 | -0.0024535 | -0.0025171 | -0.002565 | -0.0025997 | -0.0026233 | -0.0026376 | -0.0026442 | -0.0026442 | -0.0026388
[10 empty] | 0 | -9.0495e-05 | -0.00017492 | -0.00028255 | -0.00040881 | -0.00054988 | -0.00070253 | -0.00086404 | -0.0010263 | -0.0011883 | -0.0013496 | -0.0015094 | -0.0016674 | -0.0018214 | -0.0019713 | -0.0021173 | -0.0022593 | -0.0023974 | -0.0025077 | -0.0025946 | -0.0026618 | -0.0027124 | -0.0027491 | -0.0027741 | -0.0027893 | -0.0027962 | -0.0027963 | -0.0027906
[10 empty] | 0 | -0.00040201 | -0.0003804 | -0.00048844 | -0.00057759 | -0.00065081 | -0.00071058 | -0.000759 | -0.00077165 | -0.00078062 | -0.00078651 | -0.00078981 | -0.00079095 | -0.0007824 | -0.00077367 | -0.0007648 | -0.00075583 | -0.00074679 | -0.00067734 | -0.00061615 | -0.00057669 | -0.00055346 | -0.00054214 | -0.00053938 | -0.00054254 | -0.00063162 | -0.00061958 | -0.00063741
[10 empty] | 0 | 0 | 0 | 0 | 0 | 0 | 0 | 0 | 0 | 0 | 0 | 0 | 0 | 0 | 0 | 0 | 0 | 0 | 0 | 0 | 0 | 0 | 0 | 0 | 0 | 0 | 0 | 0
[10 empty] | 0 | 0 | 0 | 0 | 0 | 0 | 0 | 0 | 0 | 0 | 0 | 0 | 0 | 0 | 0 | 0 | 0 | 0 | 0 | 0 | 0 | 0 | 0 | 0 | 0 | 0 | 0 | 0
[10 empty] | 0 | 0 | 0 | 0 | 0 | 0 | 0 | 0 | 0 | 0 | 0 | 0 | 0 | 0 | 0 | 0 | 0 | 0 | 0 | 0 | 0 | 0 | 0 | 0 | 0 | 0 | 0 | 0
[10 empty] | 0 | 0 | 0 | 0 | 0 | 0 | 0 | 0 | 0 | 0 | 0 | 0 | 0 | 0 | 0 | 0 | 0 | 0 | 0 | 0 | 0 | 0 | 0 | 0 | 0 | 0 | 0 | 0
[10 empty] | 0 | -0.15103 | -0.28504 | -0.40676 | -0.51935 | -0.58938 | -0.63155 | -0.65547 | -0.66749 | -0.67174 | -0.67094 | -0.6669 | -0.66077 | -0.65332 | -0.64507 | -0.63634 | -0.62734 | -0.61822 | -0.60907 | -0.59995 | -0.59089 | -0.58192 | -0.57306 | -0.56431 | -0.55568 | -0.54718 | -0.5388 | -0.53055
[10 empty] | 0 | -0.022689 | -0.04282 | -0.061107 | -0.07802 | -0.088542 | -0.094876 | -0.098471 | -0.10028 | -0.10091 | -0.10079 | -0.10019 | -0.099266 | -0.098148 | -0.096908 | -0.095596 | -0.094244 | -0.092874 | -0.091499 | -0.090129 | -0.088768 | -0.087421 | -0.086089 | -0.084775 | -0.083479 | -0.082202 | -0.080943 | -0.079703
[10 empty] | 0 | -0.029478 | -0.055633 | -0.079391 | -0.10136 | -0.11503 | -0.12326 | -0.12793 | -0.13028 | -0.13111 | -0.13095 | -0.13016 | -0.12897 | -0.12751 | -0.1259 | -0.1242 | -0.12244 | -0.12066 | -0.11888 | -0.1171 | -0.11533 | -0.11358 | -0.11185 | -0.11014 | -0.10846 | -0.1068 | -0.10516 | -0.10355
[10 empty] | 0 | -0.15103 | -0.13632 | -0.1261 | -0.11882 | -0.12533 | -0.12499 | -0.12156 | -0.1438 | -0.13147 | -0.12403 | -0.11856 | -0.12437 | -0.12312 | -0.11942 | -0.11982 | -0.11583 | -0.11365 | -0.11139 | -0.11202 | -0.10995 | -0.10747 | -0.10585 | -0.1042 | -0.10278 | -0.10106 | -0.099918 | -0.09818
[10 empty] | 0 | -0.002831 | -0.0074336 | -0.013114 | -0.01942 | -0.026055 | -0.032827 | -0.039611 | -0.043788 | -0.046257 | -0.047609 | -0.048232 | -0.048381 | -0.048222 | -0.047866 | -0.047383 | -0.046822 | -0.046212 | -0.045574 | -0.044922 | -0.044264 | -0.043605 | -0.04295 | -0.0423 | -0.041657 | -0.041022 | -0.040395 | -0.039778
[10 empty] | 0 | -0.0004253 | -0.0011167 | -0.0019701 | -0.0029174 | -0.0039141 | -0.0049315 | -0.0059507 | -0.0065782 | -0.0069491 | -0.0071522 | -0.0072459 | -0.0072682 | -0.0072444 | -0.0071908 | -0.0071183 | -0.0070339 | -0.0069423 | -0.0068465 | -0.0067486 | -0.0066497 | -0.0065507 | -0.0064523 | -0.0063546 | -0.006258 | -0.0061626 | -0.0060685 | -0.0059757
[10 empty] | 0 | -0.00055255 | -0.0014509 | -0.0025596 | -0.0037903 | -0.0050853 | -0.006407 | -0.0077312 | -0.0085464 | -0.0090283 | -0.0092923 | -0.0094139 | -0.0094429 | -0.009412 | -0.0093424 | -0.0092481 | -0.0091385 | -0.0090195 | -0.0088951 | -0.0087678 | -0.0086393 | -0.0085108 | -0.0083829 | -0.008256 | -0.0081305 | -0.0080066 | -0.0078843 | -0.0077637
[10 empty] | 0 | -0.002831 | -0.004646 | -0.0057947 | -0.0065067 | -0.0069326 | -0.0071714 | -0.0072879 | -0.005631 | -0.0050864 | -0.0050724 | -0.0057554 | -0.0061666 | -0.0063999 | -0.0065169 | -0.0060515 | -0.0055525 | -0.0052007 | -0.0048743 | -0.0049669 | -0.0051859 | -0.0054826 | -0.0054939 | -0.005323 | -0.0050865 | -0.0047353 | -0.0045256 | -0.0044771
[10 empty] | 0 | -0.068418 | -0.13684 | -0.20526 | -0.27368 | -0.31957 | -0.35043 | -0.37128 | -0.38545 | -0.39517 | -0.40192 | -0.4067 | -0.41016 | -0.41274 | -0.41474 | -0.41634 | -0.41769 | -0.41887 | -0.41993 | -0.42092 | -0.42185 | -0.42276 | -0.42364 | -0.42451 | -0.42537 | -0.42623 | -0.42708 | -0.42793
[10 empty] | 0 | -0.010278 | -0.020557 | -0.030836 | -0.041115 | -0.048008 | -0.052645 | -0.055776 | -0.057905 | -0.059365 | -0.06038 | -0.061097 | -0.061617 | -0.062005 | -0.062305 | -0.062546 | -0.062749 | -0.062926 | -0.063085 | -0.063233 | -0.063374 | -0.06351 | -0.063642 | -0.063773 | -0.063902 | -0.064031 | -0.064159 | -0.064287
[10 empty] | 0 | -0.013354 | -0.026708 | -0.040062 | -0.053417 | -0.062373 | -0.068397 | -0.072465 | -0.075231 | -0.077128 | -0.078446 | -0.079379 | -0.080054 | -0.080558 | -0.080947 | -0.081261 | -0.081524 | -0.081754 | -0.081961 | -0.082154 | -0.082336 | -0.082513 | -0.082685 | -0.082855 | -0.083023 | -0.08319 | -0.083356 | -0.083522
[10 empty] | 0 | -0.068418 | -0.06842 | -0.068421 | -0.068423 | -0.068692 | -0.068873 | -0.068994 | -0.082591 | -0.078232 | -0.075386 | -0.07353 | -0.076878 | -0.07764 | -0.077188 | -0.078931 | -0.077662 | -0.07737 | -0.077221 | -0.078731 | -0.078804 | -0.078517 | -0.078709 | -0.078746 | -0.078989 | -0.079084 | -0.07954 | -0.079573
[10 empty] | 0 | -0.033927 | -0.066148 | -0.096728 | -0.12573 | -0.15321 | -0.17326 | -0.18754 | -0.19736 | -0.20374 | -0.20746 | -0.20914 | -0.20926 | -0.2082 | -0.20623 | -0.2036 | -0.20047 | -0.19699 | -0.19325 | -0.18933 | -0.18531 | -0.18123 | -0.17712 | -0.17302 | -0.16894 | -0.16491 | -0.16093 | -0.15701
[10 empty] | 0 | -0.0050967 | -0.0099373 | -0.014531 | -0.018888 | -0.023017 | -0.026028 | -0.028174 | -0.02965 | -0.030607 | -0.031166 | -0.031419 | -0.031437 | -0.031277 | -0.030982 | -0.030587 | -0.030117 | -0.029593 | -0.029031 | -0.028443 | -0.027839 | -0.027225 | -0.026608 | -0.025992 | -0.02538 | -0.024774 | -0.024176 | -0.023588
[10 empty] | 0 | -0.0066218 | -0.012911 | -0.018879 | -0.02454 | -0.029904 | -0.033816 | -0.036604 | -0.038521 | -0.039766 | -0.040492 | -0.04082 | -0.040843 | -0.040635 | -0.040252 | -0.039739 | -0.039128 | -0.038447 | -0.037717 | -0.036954 | -0.036168 | -0.035371 | -0.03457 | -0.033769 | -0.032973 | -0.032186 | -0.03141 | -0.030645
[10 empty] | 0 | -0.033927 | -0.033074 | -0.032243 | -0.031432 | -0.030642 | -0.029872 | -0.029121 | -0.02839 | -0.027676 | -0.02698 | -0.033197 | -0.031019 | -0.029191 | -0.027639 | -0.026307 | -0.026363 | -0.026022 | -0.025435 | -0.024704 | -0.023899 | -0.024682 | -0.023559 | -0.022639 | -0.02184 | -0.021112 | -0.020957 | -0.020559
[10 empty] | 0 | -0.014798 | -0.041269 | -0.076924 | -0.11978 | -0.16825 | -0.22109 | -0.27729 | -0.33606 | -0.39675 | -0.4446 | -0.48221 | -0.51166 | -0.53462 | -0.55241 | -0.56608 | -0.57646 | -0.58424 | -0.58993 | -0.59397 | -0.5967 | -0.59837 | -0.59922 | -0.5994 | -0.59906 | -0.5983 | -0.59721 | -0.59586
[10 empty] | 0 | -0.0022231 | -0.0061998 | -0.011556 | -0.017994 | -0.025276 | -0.033214 | -0.041657 | -0.050485 | -0.059603 | -0.066791 | -0.072441 | -0.076866 | -0.080315 | -0.082987 | -0.085041 | -0.086601 | -0.087769 | -0.088624 | -0.089231 | -0.08964 | -0.089892 | -0.090019 | -0.090046 | -0.089995 | -0.089881 | -0.089718 | -0.089515
[10 empty] | 0 | -0.0028883 | -0.0080549 | -0.015014 | -0.023378 | -0.032839 | -0.043152 | -0.054122 | -0.065591 | -0.077437 | -0.086776 | -0.094116 | -0.099865 | -0.10435 | -0.10782 | -0.11049 | -0.11251 | -0.11403 | -0.11514 | -0.11593 | -0.11646 | -0.11679 | -0.11695 | -0.11699 | -0.11692 | -0.11677 | -0.11656 | -0.1163
[10 empty] | 0 | -0.014798 | -0.02653 | -0.035819 | -0.043162 | -0.048955 | -0.053512 | -0.057085 | -0.059874 | -0.062039 | -0.052287 | -0.046781 | -0.044185 | -0.043533 | -0.044131 | -0.049155 | -0.053101 | -0.05619 | -0.058596 | -0.058254 | -0.05662 | -0.054577 | -0.052633 | -0.051047 | -0.047802 | -0.04702 | -0.047708 | -0.0492
[10 empty] | 0 | -0.015582 | -0.030686 | -0.045323 | -0.059504 | -0.073239 | -0.081731 | -0.08679 | -0.089603 | -0.090949 | -0.09134 | -0.091111 | -0.090483 | -0.089601 | -0.088559 | -0.087418 | -0.086221 | -0.084992 | -0.083751 | -0.082507 | -0.081268 | -0.080039 | -0.078823 | -0.077622 | -0.076437 | -0.075268 | -0.074116 | -0.072981
[10 empty] | 0 | -0.0023408 | -0.0046098 | -0.0068087 | -0.0089391 | -0.011003 | -0.012278 | -0.013038 | -0.013461 | -0.013663 | -0.013722 | -0.013687 | -0.013593 | -0.013461 | -0.013304 | -0.013133 | -0.012953 | -0.012768 | -0.012582 | -0.012395 | -0.012209 | -0.012024 | -0.011841 | -0.011661 | -0.011483 | -0.011307 | -0.011134 | -0.010964
[10 empty] | 0 | -0.0030412 | -0.0059892 | -0.008846 | -0.011614 | -0.014295 | -0.015952 | -0.01694 | -0.017488 | -0.017751 | -0.017827 | -0.017783 | -0.01766 | -0.017488 | -0.017285 | -0.017062 | -0.016828 | -0.016589 | -0.016346 | -0.016104 | -0.015862 | -0.015622 | -0.015385 | -0.01515 | -0.014919 | -0.014691 | -0.014466 | -0.014244
[10 empty] | 0 | -0.015582 | -0.015343 | -0.015108 | -0.014876 | -0.014648 | -0.014423 | -0.014202 | -0.013984 | -0.01649 | -0.015344 | -0.014523 | -0.013915 | -0.01345 | -0.013917 | -0.01387 | -0.013586 | -0.013687 | -0.012979 | -0.012711 | -0.012557 | -0.012391 | -0.012474 | -0.012222 | -0.011933 | -0.011762 | -0.011457 | -0.011358
[10 empty] | 0 | 0 | 0 | 0 | 0 | 0 | 0 | 0 | 0 | 0 | 0 | 0 | 0 | 0 | 0 | 0 | 0 | 0 | 0 | 0 | 0 | 0 | 0 | 0 | 0 | 0 | 0 | 0
[10 empty] | 0 | 0 | 0 | 0 | 0 | 0 | 0 | 0 | 0 | 0 | 0 | 0 | 0 | 0 | 0 | 0 | 0 | 0 | 0 | 0 | 0 | 0 | 0 | 0 | 0 | 0 | 0 | 0
[10 empty] | 0 | 0 | 0 | 0 | 0 | 0 | 0 | 0 | 0 | 0 | 0 | 0 | 0 | 0 | 0 | 0 | 0 | 0 | 0 | 0 | 0 | 0 | 0 | 0 | 0 | 0 | 0 | 0
[10 empty] | 0 | 0 | 0 | 0 | 0 | 0 | 0 | 0 | 0 | 0 | 0 | 0 | 0 | 0 | 0 | 0 | 0 | 0 | 0 | 0 | 0 | 0 | 0 | 0 | 0 | 0 | 0 | 0
[10 empty] | 0 | 0 | 0 | 0 | 0 | 0 | 0 | 0 | 0 | 0 | 0 | 0 | 0 | 0 | 0 | 0 | 0 | 0 | 0 | 0 | 0 | 0 | 0 | 0 | 0 | 0 | 0 | 0
[10 empty] | 0 | 0 | 0 | 0 | 0 | 0 | 0 | 0 | 0 | 0 | 0 | 0 | 0 | 0 | 0 | 0 | 0 | 0 | 0 | 0 | 0 | 0 | 0 | 0 | 0 | 0 | 0 | 0
[10 empty] | 0 | 0 | 0 | 0 | 0 | 0 | 0 | 0 | 0 | 0 | 0 | 0 | 0 | 0 | 0 | 0 | 0 | 0 | 0 | 0 | 0 | 0 | 0 | 0 | 0 | 0 | 0 | 0
[10 empty] | 0 | 0 | 0 | 0 | 0 | 0 | 0 | 0 | 0 | 0 | 0 | 0 | 0 | 0 | 0 | 0 | 0 | 0 | 0 | 0 | 0 | 0 | 0 | 0 | 0 | 0 | 0 | 0
[10 empty] | 0 | -0.0035314 | -0.0070346 | -0.01051 | -0.013957 | -0.017376 | -0.020768 | -0.024133 | -0.02747 | -0.03078 | -0.034063 | -0.036835 | -0.03917 | -0.041133 | -0.042778 | -0.044151 | -0.045294 | -0.046238 | -0.047014 | -0.047647 | -0.048157 | -0.048562 | -0.048878 | -0.049119 | -0.049294 | -0.049415 | -0.049488 | -0.049522
[10 empty] | 0 | -0.00053052 | -0.0010568 | -0.0015789 | -0.0020967 | -0.0026104 | -0.00312 | -0.0036254 | -0.0041267 | -0.004624 | -0.0051172 | -0.0055336 | -0.0058845 | -0.0061793 | -0.0064264 | -0.0066328 | -0.0068044 | -0.0069463 | -0.0070629 | -0.0071579 | -0.0072345 | -0.0072954 | -0.0073429 | -0.007379 | -0.0074054 | -0.0074235 | -0.0074345 | -0.0074396
[10 empty] | 0 | -0.00068926 | -0.001373 | -0.0020513 | -0.0027241 | -0.0033915 | -0.0040535 | -0.0047102 | -0.0053615 | -0.0060076 | -0.0066484 | -0.0071894 | -0.0076452 | -0.0080282 | -0.0083493 | -0.0086174 | -0.0088403 | -0.0090247 | -0.0091762 | -0.0092996 | -0.0093991 | -0.0094783 | -0.00954 | -0.0095869 | -0.0096212 | -0.0096447 | -0.0096591 | -0.0096656
[10 empty] | 0 | -0.0035314 | -0.0035173 | -0.0035032 | -0.0034892 | -0.0034753 | -0.0034614 | -0.0034475 | -0.0034337 | -0.00342 | -0.0034063 | -0.0033927 | -0.0033791 | -0.0033656 | -0.0033521 | -0.0033387 | -0.0033254 | -0.0033121 | -0.00426 | -0.0041062 | -0.003973 | -0.0038574 | -0.0037569 | -0.0036692 | -0.0035925 | -0.0035252 | -0.0034659 | -0.0034135
[10 empty] | 0 | -0.015206 | -0.03029 | -0.045253 | -0.060095 | -0.074819 | -0.089423 | -0.10391 | -0.11617 | -0.12652 | -0.13525 | -0.1426 | -0.14876 | -0.15391 | -0.1582 | -0.16176 | -0.16468 | -0.16708 | -0.16902 | -0.17056 | -0.17178 | -0.17272 | -0.17341 | -0.1739 | -0.17421 | -0.17438 | -0.17441 | -0.17434
[10 empty] | 0 | -0.0022843 | -0.0045503 | -0.0067982 | -0.009028 | -0.01124 | -0.013434 | -0.01561 | -0.017452 | -0.019007 | -0.020319 | -0.021422 | -0.022347 | -0.023121 | -0.023766 | -0.0243 | -0.02474 | -0.0251 | -0.025391 | -0.025624 | -0.025806 | -0.025947 | -0.026051 | -0.026124 | -0.026171 | -0.026196 | -0.026202 | -0.026191
[10 empty] | 0 | -0.0029678 | -0.0059119 | -0.0088323 | -0.011729 | -0.014603 | -0.017454 | -0.020281 | -0.022673 | -0.024694 | -0.026398 | -0.027832 | -0.029034 | -0.03004 | -0.030877 | -0.031571 | -0.032143 | -0.03261 | -0.032988 | -0.03329 | -0.033528 | -0.03371 | -0.033846 | -0.033941 | -0.034002 | -0.034034 | -0.034042 | -0.034028
[10 empty] | 0 | -0.015206 | -0.015145 | -0.015084 | -0.015024 | -0.014964 | -0.014904 | -0.014844 | -0.014785 | -0.014726 | -0.014667 | -0.014608 | -0.01455 | -0.014492 | -0.014434 | -0.018564 | -0.017894 | -0.017314 | -0.01681 | -0.016372 | -0.01599 | -0.015656 | -0.015944 | -0.016097 | -0.016148 | -0.01612 | -0.016036 | -0.015912
[10 empty] | 0 | -0.0032681 | -0.00651 | -0.009726 | -0.012916 | -0.015437 | -0.017426 | -0.018989 | -0.020215 | -0.021171 | -0.021913 | -0.022484 | -0.022918 | -0.023245 | -0.023485 | -0.023656 | -0.023773 | -0.023847 | -0.023886 | -0.023897 | -0.023887 | -0.023859 | -0.023818 | -0.023766 | -0.023705 | -0.023637 | -0.023565 | -0.023488
[10 empty] | 0 | -0.00049096 | -0.00097799 | -0.0014611 | -0.0019404 | -0.0023191 | -0.0026178 | -0.0028527 | -0.0030369 | -0.0031805 | -0.0032919 | -0.0033777 | -0.003443 | -0.003492 | -0.0035281 | -0.0035539 | -0.0035714 | -0.0035824 | -0.0035883 | -0.00359 | -0.0035884 | -0.0035843 | -0.0035781 | -0.0035703 | -0.0035611 | -0.003551 | -0.0035401 | -0.0035285
[10 empty] | 0 | -0.00063786 | -0.0012706 | -0.0018983 | -0.0025209 | -0.003013 | -0.0034011 | -0.0037063 | -0.0039455 | -0.0041322 | -0.0042769 | -0.0043883 | -0.0044732 | -0.0045369 | -0.0045838 | -0.0046172 | -0.00464 | -0.0046544 | -0.0046619 | -0.0046642 | -0.0046622 | -0.0046568 | -0.0046487 | -0.0046385 | -0.0046267 | -0.0046135 | -0.0045993 | -0.0045843
[10 empty] | 0 | -0.0032681 | -0.003255 | -0.003242 | -0.003229 | -0.0032161 | -0.0032032 | -0.0031904 | -0.0031777 | -0.003165 | -0.0039787 | -0.0037981 | -0.0036518 | -0.0035327 | -0.0035979 | -0.0036144 | -0.0035987 | -0.0035627 | -0.0035469 | -0.0037465 | -0.0036519 | -0.0035779 | -0.0035225 | -0.0035642 | -0.0035665 | -0.0035457 | -0.003513 | -0.0035003
[10 empty] | 0 | 0 | 0 | 0 | 0 | 0 | 0 | 0 | 0 | 0 | 0 | 0 | 0 | 0 | 0 | 0 | 0 | 0 | 0 | 0 | 0 | 0 | 0 | 0 | 0 | 0 | 0 | 0
[10 empty] | 0 | 0 | 0 | 0 | 0 | 0 | 0 | 0 | 0 | 0 | 0 | 0 | 0 | 0 | 0 | 0 | 0 | 0 | 0 | 0 | 0 | 0 | 0 | 0 | 0 | 0 | 0 | 0
[10 empty] | 0 | 0 | 0 | 0 | 0 | 0 | 0 | 0 | 0 | 0 | 0 | 0 | 0 | 0 | 0 | 0 | 0 | 0 | 0 | 0 | 0 | 0 | 0 | 0 | 0 | 0 | 0 | 0
[10 empty] | 0 | 0 | 0 | 0 | 0 | 0 | 0 | 0 | 0 | 0 | 0 | 0 | 0 | 0 | 0 | 0 | 0 | 0 | 0 | 0 | 0 | 0 | 0 | 0 | 0 | 0 | 0 | 0
[10 empty] | 0 | 0 | 0 | 0 | 0 | 0 | 0 | 0 | 0 | 0 | 0 | 0 | 0 | 0 | 0 | 0 | 0 | 0 | 0 | 0 | 0 | 0 | 0 | 0 | 0 | 0 | 0 | 0
[10 empty] | 0 | 0 | 0 | 0 | 0 | 0 | 0 | 0 | 0 | 0 | 0 | 0 | 0 | 0 | 0 | 0 | 0 | 0 | 0 | 0 | 0 | 0 | 0 | 0 | 0 | 0 | 0 | 0
[10 empty] | 0 | 0 | 0 | 0 | 0 | 0 | 0 | 0 | 0 | 0 | 0 | 0 | 0 | 0 | 0 | 0 | 0 | 0 | 0 | 0 | 0 | 0 | 0 | 0 | 0 | 0 | 0 | 0
[10 empty] | 0 | 0 | 0 | 0 | 0 | 0 | 0 | 0 | 0 | 0 | 0 | 0 | 0 | 0 | 0 | 0 | 0 | 0 | 0 | 0 | 0 | 0 | 0 | 0 | 0 | 0 | 0 | 0
[10 empty] | 0 | 0 | 0 | 0 | 0 | 0 | 0 | 0 | 0 | 0 | 0 | 0 | 0 | 0 | 0 | 0 | 0 | 0 | 0 | 0 | 0 | 0 | 0 | 0 | 0 | 0 | 0 | 0
[10 empty] | 0 | 0 | 0 | 0 | 0 | 0 | 0 | 0 | 0 | 0 | 0 | 0 | 0 | 0 | 0 | 0 | 0 | 0 | 0 | 0 | 0 | 0 | 0 | 0 | 0 | 0 | 0 | 0
[10 empty] | 0 | 0 | 0 | 0 | 0 | 0 | 0 | 0 | 0 | 0 | 0 | 0 | 0 | 0 | 0 | 0 | 0 | 0 | 0 | 0 | 0 | 0 | 0 | 0 | 0 | 0 | 0 | 0
[10 empty] | 0 | 0 | 0 | 0 | 0 | 0 | 0 | 0 | 0 | 0 | 0 | 0 | 0 | 0 | 0 | 0 | 0 | 0 | 0 | 0 | 0 | 0 | 0 | 0 | 0 | 0 | 0 | 0
[10 empty] | 0 | 0 | 0 | 0 | 0 | 0 | 0 | 0 | 0 | 0 | 0 | 0 | 0 | 0 | 0 | 0 | 0 | 0 | 0 | 0 | 0 | 0 | 0 | 0 | 0 | 0 | 0 | 0
[10 empty] | 0 | 0 | 0 | 0 | 0 | 0 | 0 | 0 | 0 | 0 | 0 | 0 | 0 | 0 | 0 | 0 | 0 | 0 | 0 | 0 | 0 | 0 | 0 | 0 | 0 | 0 | 0 | 0
[10 empty] | 0 | 0 | 0 | 0 | 0 | 0 | 0 | 0 | 0 | 0 | 0 | 0 | 0 | 0 | 0 | 0 | 0 | 0 | 0 | 0 | 0 | 0 | 0 | 0 | 0 | 0 | 0 | 0
[10 empty] | 0 | 0 | 0 | 0 | 0 | 0 | 0 | 0 | 0 | 0 | 0 | 0 | 0 | 0 | 0 | 0 | 0 | 0 | 0 | 0 | 0 | 0 | 0 | 0 | 0 | 0 | 0 | 0
[10 empty] | 0 | 0 | 0 | 0 | 0 | 0 | 0 | 0 | 0 | 0 | 0 | 0 | 0 | 0 | 0 | 0 | 0 | 0 | 0 | 0 | 0 | 0 | 0 | 0 | 0 | 0 | 0 | 0
[10 empty] | 0 | 0 | 0 | 0 | 0 | 0 | 0 | 0 | 0 | 0 | 0 | 0 | 0 | 0 | 0 | 0 | 0 | 0 | 0 | 0 | 0 | 0 | 0 | 0 | 0 | 0 | 0 | 0
[10 empty] | 0 | 0 | 0 | 0 | 0 | 0 | 0 | 0 | 0 | 0 | 0 | 0 | 0 | 0 | 0 | 0 | 0 | 0 | 0 | 0 | 0 | 0 | 0 | 0 | 0 | 0 | 0 | 0
[10 empty] | 0 | 0 | 0 | 0 | 0 | 0 | 0 | 0 | 0 | 0 | 0 | 0 | 0 | 0 | 0 | 0 | 0 | 0 | 0 | 0 | 0 | 0 | 0 | 0 | 0 | 0 | 0 | 0
[10 empty] | 0 | 0 | 0 | 0 | 0 | 0 | 0 | 0 | 0 | 0 | 0 | 0 | 0 | 0 | 0 | 0 | 0 | 0 | 0 | 0 | 0 | 0 | 0 | 0 | 0 | 0 | 0 | 0
[10 empty] | 0 | 0 | 0 | 0 | 0 | 0 | 0 | 0 | 0 | 0 | 0 | 0 | 0 | 0 | 0 | 0 | 0 | 0 | 0 | 0 | 0 | 0 | 0 | 0 | 0 | 0 | 0 | 0
[10 empty] | 0 | 0 | 0 | 0 | 0 | 0 | 0 | 0 | 0 | 0 | 0 | 0 | 0 | 0 | 0 | 0 | 0 | 0 | 0 | 0 | 0 | 0 | 0 | 0 | 0 | 0 | 0 | 0
[10 empty] | 0 | 0 | 0 | 0 | 0 | 0 | 0 | 0 | 0 | 0 | 0 | 0 | 0 | 0 | 0 | 0 | 0 | 0 | 0 | 0 | 0 | 0 | 0 | 0 | 0 | 0 | 0 | 0
[10 empty] | 0 | 0 | 0 | 0 | 0 | 0 | 0 | 0 | 0 | 0 | 0 | 0 | 0 | 0 | 0 | 0 | 0 | 0 | 0 | 0 | 0 | 0 | 0 | 0 | 0 | 0 | 0 | 0
[10 empty] | 0 | 0 | 0 | 0 | 0 | 0 | 0 | 0 | 0 | 0 | 0 | 0 | 0 | 0 | 0 | 0 | 0 | 0 | 0 | 0 | 0 | 0 | 0 | 0 | 0 | 0 | 0 | 0
[10 empty] | 0 | 0 | 0 | 0 | 0 | 0 | 0 | 0 | 0 | 0 | 0 | 0 | 0 | 0 | 0 | 0 | 0 | 0 | 0 | 0 | 0 | 0 | 0 | 0 | 0 | 0 | 0 | 0
[10 empty] | 0 | 0 | 0 | 0 | 0 | 0 | 0 | 0 | 0 | 0 | 0 | 0 | 0 | 0 | 0 | 0 | 0 | 0 | 0 | 0 | 0 | 0 | 0 | 0 | 0 | 0 | 0 | 0
[10 empty] | 0 | 0 | 0 | 0 | 0 | 0 | 0 | 0 | 0 | 0 | 0 | 0 | 0 | 0 | 0 | 0 | 0 | 0 | 0 | 0 | 0 | 0 | 0 | 0 | 0 | 0 | 0 | 0
[10 empty] | 0 | 0 | 0 | 0 | 0 | 0 | 0 | 0 | 0 | 0 | 0 | 0 | 0 | 0 | 0 | 0 | 0 | 0 | 0 | 0 | 0 | 0 | 0 | 0 | 0 | 0 | 0 | 0
[10 empty] | 0 | 0 | 0 | 0 | 0 | 0 | 0 | 0 | 0 | 0 | 0 | 0 | 0 | 0 | 0 | 0 | 0 | 0 | 0 | 0 | 0 | 0 | 0 | 0 | 0 | 0 | 0 | 0
[10 empty] | 0 | 0 | 0 | 0 | 0 | 0 | 0 | 0 | 0 | 0 | 0 | 0 | 0 | 0 | 0 | 0 | 0 | 0 | 0 | 0 | 0 | 0 | 0 | 0 | 0 | 0 | 0 | 0
[10 empty] | 0 | 0 | 0 | 0 | 0 | 0 | 0 | 0 | 0 | 0 | 0 | 0 | 0 | 0 | 0 | 0 | 0 | 0 | 0 | 0 | 0 | 0 | 0 | 0 | 0 | 0 | 0 | 0
[10 empty] | 0 | 0 | 0 | 0 | 0 | 0 | 0 | 0 | 0 | 0 | 0 | 0 | 0 | 0 | 0 | 0 | 0 | 0 | 0 | 0 | 0 | 0 | 0 | 0 | 0 | 0 | 0 | 0
[10 empty] | 0 | 0 | 0 | 0 | 0 | 0 | 0 | 0 | 0 | 0 | 0 | 0 | 0 | 0 | 0 | 0 | 0 | 0 | 0 | 0 | 0 | 0 | 0 | 0 | 0 | 0 | 0 | 0
[10 empty] | 0 | 0 | 0 | 0 | 0 | 0 | 0 | 0 | 0 | 0 | 0 | 0 | 0 | 0 | 0 | 0 | 0 | 0 | 0 | 0 | 0 | 0 | 0 | 0 | 0 | 0 | 0 | 0
[10 empty] | 0 | 0 | 0 | 0 | 0 | 0 | 0 | 0 | 0 | 0 | 0 | 0 | 0 | 0 | 0 | 0 | 0 | 0 | 0 | 0 | 0 | 0 | 0 | 0 | 0 | 0 | 0 | 0
[10 empty] | 0 | 0 | 0 | 0 | 0 | 0 | 0 | 0 | 0 | 0 | 0 | 0 | 0 | 0 | 0 | 0 | 0 | 0 | 0 | 0 | 0 | 0 | 0 | 0 | 0 | 0 | 0 | 0
[10 empty] | 0 | 0 | 0 | 0 | 0 | 0 | 0 | 0 | 0 | 0 | 0 | 0 | 0 | 0 | 0 | 0 | 0 | 0 | 0 | 0 | 0 | 0 | 0 | 0 | 0 | 0 | 0 | 0
[10 empty] | 0 | 0 | 0 | 0 | 0 | 0 | 0 | 0 | 0 | 0 | 0 | 0 | 0 | 0 | 0 | 0 | 0 | 0 | 0 | 0 | 0 | 0 | 0 | 0 | 0 | 0 | 0 | 0
[10 empty] | 0 | 0 | 0 | 0 | 0 | 0 | 0 | 0 | 0 | 0 | 0 | 0 | 0 | 0 | 0 | 0 | 0 | 0 | 0 | 0 | 0 | 0 | 0 | 0 | 0 | 0 | 0 | 0
[10 empty] | 0 | 0 | 0 | 0 | 0 | 0 | 0 | 0 | 0 | 0 | 0 | 0 | 0 | 0 | 0 | 0 | 0 | 0 | 0 | 0 | 0 | 0 | 0 | 0 | 0 | 0 | 0 | 0
[10 empty] | 0 | 0 | 0 | 0 | 0 | 0 | 0 | 0 | 0 | 0 | 0 | 0 | 0 | 0 | 0 | 0 | 0 | 0 | 0 | 0 | 0 | 0 | 0 | 0 | 0 | 0 | 0 | 0
[10 empty] | 0 | 0 | 0 | 0 | 0 | 0 | 0 | 0 | 0 | 0 | 0 | 0 | 0 | 0 | 0 | 0 | 0 | 0 | 0 | 0 | 0 | 0 | 0 | 0 | 0 | 0 | 0 | 0
[10 empty] | 0 | 0 | 0 | 0 | 0 | 0 | 0 | 0 | 0 | 0 | 0 | 0 | 0 | 0 | 0 | 0 | 0 | 0 | 0 | 0 | 0 | 0 | 0 | 0 | 0 | 0 | 0 | 0
[10 empty] | 0 | 0 | 0 | 0 | 0 | 0 | 0 | 0 | 0 | 0 | 0 | 0 | 0 | 0 | 0 | 0 | 0 | 0 | 0 | 0 | 0 | 0 | 0 | 0 | 0 | 0 | 0 | 0
[10 empty] | 0 | 0 | 0 | 0 | 0 | 0 | 0 | 0 | 0 | 0 | 0 | 0 | 0 | 0 | 0 | 0 | 0 | 0 | 0 | 0 | 0 | 0 | 0 | 0 | 0 | 0 | 0 | 0
[10 empty] | 0 | 0 | 0 | 0 | 0 | 0 | 0 | 0 | 0 | 0 | 0 | 0 | 0 | 0 | 0 | 0 | 0 | 0 | 0 | 0 | 0 | 0 | 0 | 0 | 0 | 0 | 0 | 0
[10 empty] | 0 | 0 | 0 | 0 | 0 | 0 | 0 | 0 | 0 | 0 | 0 | 0 | 0 | 0 | 0 | 0 | 0 | 0 | 0 | 0 | 0 | 0 | 0 | 0 | 0 | 0 | 0 | 0
[10 empty] | 0 | 0 | 0 | 0 | 0 | 0 | 0 | 0 | 0 | 0 | 0 | 0 | 0 | 0 | 0 | 0 | 0 | 0 | 0 | 0 | 0 | 0 | 0 | 0 | 0 | 0 | 0 | 0
[10 empty] | 0 | 0 | 0 | 0 | 0 | 0 | 0 | 0 | 0 | 0 | 0 | 0 | 0 | 0 | 0 | 0 | 0 | 0 | 0 | 0 | 0 | 0 | 0 | 0 | 0 | 0 | 0 | 0
[10 empty] | 0 | 0 | 0 | 0 | 0 | 0 | 0 | 0 | 0 | 0 | 0 | 0 | 0 | 0 | 0 | 0 | 0 | 0 | 0 | 0 | 0 | 0 | 0 | 0 | 0 | 0 | 0 | 0
[10 empty] | 0 | 0 | 0 | 0 | 0 | 0 | 0 | 0 | 0 | 0 | 0 | 0 | 0 | 0 | 0 | 0 | 0 | 0 | 0 | 0 | 0 | 0 | 0 | 0 | 0 | 0 | 0 | 0
[10 empty] | 0 | 0 | 0 | 0 | 0 | 0 | 0 | 0 | 0 | 0 | 0 | 0 | 0 | 0 | 0 | 0 | 0 | 0 | 0 | 0 | 0 | 0 | 0 | 0 | 0 | 0 | 0 | 0
[10 empty] | 0 | 0 | 0 | 0 | 0 | 0 | 0 | 0 | 0 | 0 | 0 | 0 | 0 | 0 | 0 | 0 | 0 | 0 | 0 | 0 | 0 | 0 | 0 | 0 | 0 | 0 | 0 | 0
[10 empty] | 0 | 0 | 0 | 0 | 0 | 0 | 0 | 0 | 0 | 0 | 0 | 0 | 0 | 0 | 0 | 0 | 0 | 0 | 0 | 0 | 0 | 0 | 0 | 0 | 0 | 0 | 0 | 0
[10 empty] | 0 | -0.0011078 | -0.0024191 | -0.0037026 | -0.004961 | -0.0061935 | -0.0074012 | -0.008586 | -0.0097484 | -0.010887 | -0.012083 | -0.013234 | -0.014695 | -0.016236 | -0.017681 | -0.019096 | -0.02048 | -0.021835 | -0.023162 | -0.024487 | -0.025819 | -0.027044 | -0.028766 | -0.03046 | -0.032045 | -0.033615 | -0.035146 | -0.036639
[10 empty] | 0 | -0.0004342 | -0.00094814 | -0.0014512 | -0.0019444 | -0.0024275 | -0.0029009 | -0.0033652 | -0.0038208 | -0.0042671 | -0.0047359 | -0.005187 | -0.0057595 | -0.0063636 | -0.0069298 | -0.0074844 | -0.0080272 | -0.0085582 | -0.009078 | -0.0095975 | -0.01012 | -0.0106 | -0.011275 | -0.011939 | -0.01256 | -0.013175 | -0.013775 | -0.01436
[10 empty] | 0 | -0.00030264 | -0.00066086 | -0.0010115 | -0.0013553 | -0.001692 | -0.0020219 | -0.0023456 | -0.0026632 | -0.0029742 | -0.003301 | -0.0036154 | -0.0040144 | -0.0044355 | -0.0048301 | -0.0052167 | -0.005595 | -0.0059651 | -0.0063275 | -0.0066895 | -0.0070536 | -0.0073881 | -0.0078587 | -0.0083213 | -0.0087543 | -0.0091833 | -0.0096016 | -0.010009
[10 empty] | 0 | -0.0011078 | -0.0013112 | -0.0012835 | -0.0012584 | -0.0012326 | -0.0012077 | -0.0011848 | -0.0011624 | -0.0011387 | -0.0015653 | -0.0018341 | -0.0023439 | -0.0027687 | -0.0027136 | -0.0026582 | -0.0026036 | -0.0025496 | -0.0024976 | -0.0026234 | -0.0028049 | -0.0029828 | -0.0039017 | -0.0041041 | -0.0041786 | -0.0042513 | -0.0041575 | -0.0040653
[10 empty] | 0 | -0.026452 | -0.052868 | -0.079255 | -0.10563 | -0.1321 | -0.15856 | -0.18502 | -0.21149 | -0.23796 | -0.26446 | -0.29099 | -0.31756 | -0.34417 | -0.37096 | -0.39793 | -0.42512 | -0.45253 | -0.48017 | -0.50804 | -0.53615 | -0.56504 | -0.59414 | -0.62315 | -0.65205 | -0.68081 | -0.70945 | -0.738
[10 empty] | 0 | -0.010368 | -0.020721 | -0.031063 | -0.041401 | -0.051776 | -0.062147 | -0.072518 | -0.082891 | -0.093269 | -0.10365 | -0.11405 | -0.12447 | -0.1349 | -0.14539 | -0.15597 | -0.16662 | -0.17737 | -0.1882 | -0.19912 | -0.21014 | -0.22146 | -0.23287 | -0.24424 | -0.25557 | -0.26684 | -0.27807 | -0.28926
[10 empty] | 0 | -0.0072264 | -0.014443 | -0.021651 | -0.028857 | -0.036088 | -0.043317 | -0.050546 | -0.057776 | -0.065009 | -0.072248 | -0.079497 | -0.086754 | -0.094024 | -0.10134 | -0.10871 | -0.11614 | -0.12363 | -0.13118 | -0.13879 | -0.14647 | -0.15436 | -0.16231 | -0.17024 | -0.17813 | -0.18599 | -0.19381 | -0.20161
[10 empty] | 0 | -0.026452 | -0.026416 | -0.026386 | -0.026376 | -0.02647 | -0.026462 | -0.02646 | -0.026466 | -0.026477 | -0.026499 | -0.026532 | -0.026565 | -0.026611 | -0.030564 | -0.03399 | -0.036967 | -0.039563 | -0.041831 | -0.043817 | -0.045564 | -0.055332 | -0.055543 | -0.055445 | -0.055352 | -0.05525 | -0.055154 | -0.055637
[10 empty] | 0 | 0 | 0 | 0 | 0 | 0 | 0 | 0 | 0 | 0 | 0 | 0 | 0 | 0 | 0 | 0 | 0 | 0 | 0 | 0 | 0 | 0 | 0 | 0 | 0 | 0 | 0 | 0
[10 empty] | 0 | 0 | 0 | 0 | 0 | 0 | 0 | 0 | 0 | 0 | 0 | 0 | 0 | 0 | 0 | 0 | 0 | 0 | 0 | 0 | 0 | 0 | 0 | 0 | 0 | 0 | 0 | 0
[10 empty] | 0 | 0 | 0 | 0 | 0 | 0 | 0 | 0 | 0 | 0 | 0 | 0 | 0 | 0 | 0 | 0 | 0 | 0 | 0 | 0 | 0 | 0 | 0 | 0 | 0 | 0 | 0 | 0
[10 empty] | 0 | 0 | 0 | 0 | 0 | 0 | 0 | 0 | 0 | 0 | 0 | 0 | 0 | 0 | 0 | 0 | 0 | 0 | 0 | 0 | 0 | 0 | 0 | 0 | 0 | 0 | 0 | 0
[10 empty] | 0 | -0.0027028 | -0.0054007 | -0.0080938 | -0.010783 | -0.013467 | -0.016145 | -0.018819 | -0.021488 | -0.024152 | -0.026812 | -0.029467 | -0.032117 | -0.034762 | -0.037682 | -0.040846 | -0.043945 | -0.046987 | -0.049977 | -0.05292 | -0.055822 | -0.058686 | -0.061516 | -0.06509 | -0.068549 | -0.071131 | -0.073709 | -0.07631
[10 empty] | 0 | -0.0005565 | -0.001112 | -0.0016665 | -0.0022202 | -0.0027727 | -0.0033242 | -0.0038747 | -0.0044243 | -0.0049728 | -0.0055204 | -0.006067 | -0.0066127 | -0.0071573 | -0.0077586 | -0.0084099 | -0.009048 | -0.0096743 | -0.01029 | -0.010896 | -0.011493 | -0.012083 | -0.012666 | -0.013402 | -0.014114 | -0.014645 | -0.015176 | -0.015712
[10 empty] | 0 | -0.00075023 | -0.0014991 | -0.0022466 | -0.0029932 | -0.003738 | -0.0044815 | -0.0052237 | -0.0059645 | -0.006704 | -0.0074422 | -0.0081791 | -0.0089147 | -0.009649 | -0.01046 | -0.011338 | -0.012198 | -0.013042 | -0.013872 | -0.014689 | -0.015495 | -0.01629 | -0.017075 | -0.018067 | -0.019027 | -0.019744 | -0.02046 | -0.021182
[10 empty] | 0 | -0.0027028 | -0.0026979 | -0.0026931 | -0.0026895 | -0.0026834 | -0.0026786 | -0.0026738 | -0.002669 | -0.0026642 | -0.0026595 | -0.0026548 | -0.0026501 | -0.0026454 | -0.0029411 | -0.0032028 | -0.0034345 | -0.0036395 | -0.0038205 | -0.0039804 | -0.0041216 | -0.004246 | -0.0043556 | -0.0052843 | -0.005275 | -0.0052657 | -0.0052569 | -0.0052806
[10 empty] | 0 | -4.7705e-05 | -9.5324e-05 | -0.00014286 | -0.00019033 | -0.00023769 | -0.00028497 | -0.00033216 | -0.00037927 | -0.00042629 | -0.00047323 | -0.00052009 | -0.00056686 | -0.00061356 | -0.0006665 | -0.00072477 | -0.00078267 | -0.00084009 | -0.00089692 | -0.00095313 | -0.0010087 | -0.0010765 | -0.0011417 | -0.0012046 | -0.0012656 | -0.001311 | -0.0013564 | -0.0014026
[10 empty] | 0 | -9.8222e-06 | -1.9627e-05 | -2.9413e-05 | -3.9187e-05 | -4.8939e-05 | -5.8673e-05 | -6.839e-05 | -7.8089e-05 | -8.7771e-05 | -9.7436e-05 | -0.00010708 | -0.00011671 | -0.00012633 | -0.00013723 | -0.00014923 | -0.00016115 | -0.00017297 | -0.00018467 | -0.00019624 | -0.00020768 | -0.00022164 | -0.00023507 | -0.00024803 | -0.00026058 | -0.00026994 | -0.00027928 | -0.00028879
[10 empty] | 0 | -1.3242e-05 | -2.6459e-05 | -3.9653e-05 | -5.283e-05 | -6.5976e-05 | -7.9099e-05 | -9.2198e-05 | -0.00010527 | -0.00011833 | -0.00013136 | -0.00014436 | -0.00015735 | -0.00017031 | -0.000185 | -0.00020118 | -0.00021725 | -0.00023319 | -0.00024896 | -0.00026456 | -0.00027998 | -0.00029879 | -0.0003169 | -0.00033438 | -0.00035129 | -0.00036391 | -0.00037651 | -0.00038932
[10 empty] | 0 | -4.7705e-05 | -4.7619e-05 | -4.7533e-05 | -4.7471e-05 | -4.7362e-05 | -4.7277e-05 | -4.7192e-05 | -4.7108e-05 | -4.7024e-05 | -4.6941e-05 | -4.6857e-05 | -4.6775e-05 | -4.6692e-05 | -5.3425e-05 | -5.9172e-05 | -6.4074e-05 | -6.8256e-05 | -7.1814e-05 | -7.484e-05 | -7.7411e-05 | -9.349e-05 | -9.3325e-05 | -9.316e-05 | -9.3003e-05 | -9.2832e-05 | -9.267e-05 | -9.3482e-05
[10 empty] | 0 | -0.095886 | -0.12155 | -0.14717 | -0.15356 | -0.17047 | -0.19438 | -0.21425 | -0.25579 | -0.29822 | -0.34239 | -0.38771 | -0.43584 | -0.48508 | -0.53486 | -0.58513 | -0.63544 | -0.68573 | -0.73424 | -0.78154 | -0.8279 | -0.87286 | -0.91757 | -0.95986 | -1.0023 | -1.0451 | -1.0881 | -1.1317
[10 empty] | 0 | -0.034509 | -0.043747 | -0.052967 | -0.055265 | -0.061351 | -0.069958 | -0.077108 | -0.092059 | -0.10733 | -0.12323 | -0.13954 | -0.15686 | -0.17458 | -0.1925 | -0.21059 | -0.2287 | -0.24679 | -0.26425 | -0.28127 | -0.29796 | -0.31414 | -0.33023 | -0.34545 | -0.36074 | -0.37612 | -0.39161 | -0.40729
[10 empty] | 0 | -0.044561 | -0.056489 | -0.068395 | -0.071363 | -0.079222 | -0.090335 | -0.099568 | -0.11887 | -0.13859 | -0.15912 | -0.18018 | -0.20255 | -0.22543 | -0.24857 | -0.27193 | -0.29531 | -0.31868 | -0.34123 | -0.3632 | -0.38475 | -0.40564 | -0.42642 | -0.44607 | -0.46581 | -0.48568 | -0.50568 | -0.52593
[10 empty] | 0 | -0.095886 | -0.025666 | -0.025619 | -0.034157 | -0.039796 | -0.043534 | -0.056726 | -0.060629 | -0.064526 | -0.072538 | -0.078563 | -0.087109 | -0.094738 | -0.10045 | -0.10595 | -0.11299 | -0.11917 | -0.12487 | -0.1315 | -0.13758 | -0.14348 | -0.14991 | -0.15603 | -0.16198 | -0.16825 | -0.17435 | -0.18034
[10 empty] | 0 | -0.0023048 | -0.004254 | -0.0061996 | -0.0081427 | -0.010081 | -0.012017 | -0.014526 | -0.017032 | -0.019533 | -0.022029 | -0.024521 | -0.027385 | -0.030243 | -0.033096 | -0.035944 | -0.038787 | -0.041626 | -0.044459 | -0.047287 | -0.050234 | -0.053344 | -0.056584 | -0.059926 | -0.063349 | -0.066996 | -0.070637 | -0.074178
[10 empty] | 0 | -0.0008295 | -0.001531 | -0.0022312 | -0.0029306 | -0.0036283 | -0.0043248 | -0.0052281 | -0.0061297 | -0.0070298 | -0.0079283 | -0.0088252 | -0.0098557 | -0.010884 | -0.011911 | -0.012936 | -0.01396 | -0.014981 | -0.016001 | -0.017019 | -0.018079 | -0.019198 | -0.020364 | -0.021567 | -0.022799 | -0.024112 | -0.025422 | -0.026697
[10 empty] | 0 | -0.0010711 | -0.001977 | -0.0028812 | -0.0037842 | -0.0046851 | -0.0055845 | -0.0067509 | -0.0079152 | -0.0090775 | -0.010238 | -0.011396 | -0.012726 | -0.014055 | -0.015381 | -0.016704 | -0.018026 | -0.019345 | -0.020661 | -0.021976 | -0.023345 | -0.024791 | -0.026296 | -0.027849 | -0.02944 | -0.031135 | -0.032827 | -0.034473
[10 empty] | 0 | -0.0023048 | -0.0019492 | -0.0019456 | -0.0019431 | -0.0019387 | -0.0019352 | -0.0025099 | -0.0025054 | -0.0025009 | -0.0024965 | -0.0024921 | -0.0028633 | -0.0028582 | -0.0028532 | -0.0028482 | -0.0028432 | -0.0028382 | -0.0028333 | -0.0028283 | -0.0034075 | -0.0038688 | -0.0042358 | -0.0045277 | -0.0047589 | -0.0057075 | -0.0056974 | -0.0056874
[10 empty] | 0 | -0.058263 | -0.11642 | -0.17732 | -0.24211 | -0.30955 | -0.3791 | -0.4511 | -0.52361 | -0.59625 | -0.66868 | -0.74097 | -0.81399 | -0.887 | -0.95999 | -1.0306 | -1.1015 | -1.1727 | -1.2439 | -1.3153 | -1.3865 | -1.4572 | -1.5278 | -1.5983 | -1.6685 | -1.7386 | -1.8083 | -1.8779
[10 empty] | 0 | -0.020969 | -0.0419 | -0.063818 | -0.087137 | -0.11141 | -0.13644 | -0.16235 | -0.18845 | -0.21459 | -0.24066 | -0.26668 | -0.29295 | -0.31923 | -0.3455 | -0.37091 | -0.39642 | -0.42204 | -0.44769 | -0.47338 | -0.49901 | -0.52444 | -0.54987 | -0.57522 | -0.6005 | -0.62572 | -0.65081 | -0.67586
[10 empty] | 0 | -0.027077 | -0.054104 | -0.082407 | -0.11252 | -0.14386 | -0.17618 | -0.20964 | -0.24334 | -0.2771 | -0.31075 | -0.34435 | -0.37829 | -0.41222 | -0.44613 | -0.47895 | -0.51188 | -0.54497 | -0.5781 | -0.61126 | -0.64436 | -0.6772 | -0.71003 | -0.74277 | -0.77541 | -0.80798 | -0.84038 | -0.87273
[10 empty] | 0 | -0.058263 | -0.058157 | -0.077473 | -0.09031 | -0.10522 | -0.13094 | -0.1429 | -0.1625 | -0.17779 | -0.1949 | -0.21352 | -0.22979 | -0.24787 | -0.26408 | -0.28124 | -0.29835 | -0.31473 | -0.3319 | -0.34841 | -0.3653 | -0.38201 | -0.39861 | -0.41537 | -0.43191 | -0.44857 | -0.46512 | -0.48165
[10 empty] | 0 | -0.1239 | -0.14832 | -0.14057 | -0.14401 | -0.15484 | -0.1517 | -0.17819 | -0.20468 | -0.23064 | -0.25673 | -0.28312 | -0.30978 | -0.33644 | -0.3633 | -0.39013 | -0.41694 | -0.44364 | -0.47036 | -0.49698 | -0.52358 | -0.55013 | -0.57666 | -0.60311 | -0.62952 | -0.65576 | -0.68196 | -0.70809
[10 empty] | 0 | -0.044591 | -0.05338 | -0.050591 | -0.051828 | -0.055728 | -0.054595 | -0.064131 | -0.073665 | -0.083008 | -0.092396 | -0.1019 | -0.11149 | -0.12108 | -0.13075 | -0.14041 | -0.15006 | -0.15966 | -0.16928 | -0.17886 | -0.18844 | -0.19799 | -0.20754 | -0.21706 | -0.22656 | -0.23601 | -0.24544 | -0.25484
[10 empty] | 0 | -0.05758 | -0.068928 | -0.065327 | -0.066925 | -0.071961 | -0.070497 | -0.08281 | -0.095122 | -0.10719 | -0.11931 | -0.13158 | -0.14396 | -0.15635 | -0.16883 | -0.18131 | -0.19376 | -0.20617 | -0.21859 | -0.23096 | -0.24332 | -0.25566 | -0.26799 | -0.28028 | -0.29255 | -0.30475 | -0.31693 | -0.32907
[10 empty] | 0 | -0.1239 | -0.02442 | -0.032531 | -0.037921 | -0.044183 | -0.054981 | -0.059834 | -0.068042 | -0.074445 | -0.081609 | -0.089407 | -0.09616 | -0.10372 | -0.11051 | -0.11769 | -0.12485 | -0.1317 | -0.13889 | -0.1458 | -0.15286 | -0.15986 | -0.1668 | -0.17382 | -0.18074 | -0.18771 | -0.19463 | -0.20155
[10 empty] | 0 | -0.0077518 | -0.015366 | -0.022859 | -0.030408 | -0.03805 | -0.045728 | -0.05353 | -0.061481 | -0.069485 | -0.07753 | -0.085645 | -0.093903 | -0.10234 | -0.11096 | -0.11971 | -0.12859 | -0.13758 | -0.14673 | -0.15598 | -0.16528 | -0.17497 | -0.18469 | -0.19438 | -0.20397 | -0.21346 | -0.22288 | -0.23218
[10 empty] | 0 | -0.0016501 | -0.0032709 | -0.0048659 | -0.0064728 | -0.0080995 | -0.0097339 | -0.011395 | -0.013087 | -0.014791 | -0.016504 | -0.018231 | -0.019989 | -0.021784 | -0.023619 | -0.025483 | -0.027372 | -0.029287 | -0.031234 | -0.033203 | -0.035182 | -0.037246 | -0.039314 | -0.041376 | -0.043419 | -0.045439 | -0.047443 | -0.049424
[10 empty] | 0 | -0.001745 | -0.003459 | -0.0051457 | -0.0068449 | -0.0085652 | -0.010294 | -0.01205 | -0.01384 | -0.015642 | -0.017453 | -0.019279 | -0.021138 | -0.023037 | -0.024977 | -0.026948 | -0.028946 | -0.030971 | -0.03303 | -0.035112 | -0.037205 | -0.039388 | -0.041575 | -0.043755 | -0.045915 | -0.048052 | -0.050171 | -0.052266
[10 empty] | 0 | -0.0077518 | -0.0076142 | -0.007493 | -0.0075486 | -0.0076421 | -0.0076779 | -0.0078021 | -0.0079518 | -0.0080039 | -0.008045 | -0.0081148 | -0.0091196 | -0.010045 | -0.010885 | -0.011607 | -0.01226 | -0.012857 | -0.013446 | -0.013956 | -0.01437 | -0.017484 | -0.017499 | -0.017579 | -0.017746 | -0.017975 | -0.018254 | -0.018567
[10 empty] | 0 | -0.0011747 | -0.0024038 | -0.0036898 | -0.0050437 | -0.0064696 | -0.0079675 | -0.0095455 | -0.011327 | -0.013293 | -0.015432 | -0.017739 | -0.020147 | -0.022816 | -0.025568 | -0.02842 | -0.031386 | -0.03448 | -0.037715 | -0.041097 | -0.044661 | -0.04823 | -0.051986 | -0.055923 | -0.060037 | -0.064349 | -0.068835 | -0.073505
[10 empty] | 0 | -0.00025006 | -0.0005117 | -0.00078544 | -0.0010736 | -0.0013772 | -0.001696 | -0.0020319 | -0.0024112 | -0.0028296 | -0.003285 | -0.0037761 | -0.0042887 | -0.0048568 | -0.0054426 | -0.0060496 | -0.0066811 | -0.0073396 | -0.0080282 | -0.0087482 | -0.0095069 | -0.010266 | -0.011066 | -0.011904 | -0.01278 | -0.013698 | -0.014653 | -0.015647
[10 empty] | 0 | -0.00026444 | -0.00054112 | -0.0008306 | -0.0011354 | -0.0014563 | -0.0017935 | -0.0021488 | -0.0025498 | -0.0029924 | -0.0034739 | -0.0039933 | -0.0045353 | -0.0051361 | -0.0057556 | -0.0063975 | -0.0070652 | -0.0077617 | -0.0084899 | -0.0092512 | -0.010054 | -0.010857 | -0.011702 | -0.012589 | -0.013515 | -0.014485 | -0.015495 | -0.016547
[10 empty] | 0 | -0.0011747 | -0.0012291 | -0.001286 | -0.0013539 | -0.0014258 | -0.001498 | -0.001578 | -0.0019004 | -0.0021861 | -0.0024472 | -0.0026933 | -0.0029272 | -0.0034687 | -0.0036424 | -0.003867 | -0.0041302 | -0.0044206 | -0.0047349 | -0.00506 | -0.0055177 | -0.0059377 | -0.006341 | -0.0067373 | -0.0071392 | -0.0076355 | -0.0080311 | -0.0084877
[10 empty] | 0 | -0.00045616 | -0.00095708 | -0.0015085 | -0.0021224 | -0.0028061 | -0.0035657 | -0.0044204 | -0.0053833 | -0.0064507 | -0.0076298 | -0.0089357 | -0.010382 | -0.011981 | -0.013746 | -0.015682 | -0.017813 | -0.020157 | -0.022742 | -0.025581 | -0.028682 | -0.032063 | -0.035741 | -0.039748 | -0.044082 | -0.048767 | -0.053824 | -0.05928
[10 empty] | 0 | -9.7101e-05 | -0.00020373 | -0.00032111 | -0.0004518 | -0.00059733 | -0.00075902 | -0.00094095 | -0.0011459 | -0.0013731 | -0.0016241 | -0.0019021 | -0.0022099 | -0.0025504 | -0.002926 | -0.0033381 | -0.0037918 | -0.0042907 | -0.0048409 | -0.0054453 | -0.0061054 | -0.006825 | -0.0076081 | -0.008461 | -0.0093836 | -0.010381 | -0.011457 | -0.012619
[10 empty] | 0 | -0.00010268 | -0.00021544 | -0.00033958 | -0.00047778 | -0.00063168 | -0.00080266 | -0.00099505 | -0.0012118 | -0.0014521 | -0.0017175 | -0.0020115 | -0.002337 | -0.002697 | -0.0030942 | -0.0035301 | -0.0040098 | -0.0045374 | -0.0051193 | -0.0057584 | -0.0064565 | -0.0072175 | -0.0080456 | -0.0089475 | -0.0099232 | -0.010978 | -0.012116 | -0.013344
[10 empty] | 0 | -0.00045616 | -0.00050092 | -0.00055144 | -0.00061394 | -0.00068367 | -0.00075957 | -0.00085467 | -0.0009629 | -0.0010674 | -0.0011791 | -0.0013059 | -0.0014459 | -0.0015995 | -0.0017645 | -0.0019363 | -0.0021963 | -0.0024711 | -0.002773 | -0.0030881 | -0.0034119 | -0.0037558 | -0.0041223 | -0.0046574 | -0.0050574 | -0.0054877 | -0.0059505 | -0.006448
[10 empty] | 0 | 0 | 0 | 0 | 0 | 0 | 0 | 0 | 0 | 0 | 0 | 0 | 0 | 0 | 0 | 0 | 0 | 0 | 0 | 0 | 0 | 0 | 0 | 0 | 0 | 0 | 0 | 0
[10 empty] | 0 | 0 | 0 | 0 | 0 | 0 | 0 | 0 | 0 | 0 | 0 | 0 | 0 | 0 | 0 | 0 | 0 | 0 | 0 | 0 | 0 | 0 | 0 | 0 | 0 | 0 | 0 | 0
[10 empty] | 0 | 0 | 0 | 0 | 0 | 0 | 0 | 0 | 0 | 0 | 0 | 0 | 0 | 0 | 0 | 0 | 0 | 0 | 0 | 0 | 0 | 0 | 0 | 0 | 0 | 0 | 0 | 0
[10 empty] | 0 | 0 | 0 | 0 | 0 | 0 | 0 | 0 | 0 | 0 | 0 | 0 | 0 | 0 | 0 | 0 | 0 | 0 | 0 | 0 | 0 | 0 | 0 | 0 | 0 | 0 | 0 | 0
[10 empty] | 0 | -9.2259e-05 | -0.00017514 | -0.00025072 | -0.00032141 | -0.00038784 | -0.00045038 | -0.00051144 | -0.00057144 | -0.00062789 | -0.00068056 | -0.00073005 | -0.0007792 | -0.00082876 | -0.00087878 | -0.00092816 | -0.00097656 | -0.0010238 | -0.0010703 | -0.0011148 | -0.0011564 | -0.0012099 | -0.0012584 | -0.001301 | -0.0013375 | -0.0013682 | -0.0013936 | -0.0014134
[10 empty] | 0 | -1.9639e-05 | -3.7281e-05 | -5.3369e-05 | -6.8417e-05 | -8.2559e-05 | -9.587e-05 | -0.00010887 | -0.00012164 | -0.00013366 | -0.00014487 | -0.0001554 | -0.00016587 | -0.00017641 | -0.00018706 | -0.00019757 | -0.00020788 | -0.00021794 | -0.00022783 | -0.0002373 | -0.00024615 | -0.00025756 | -0.00026788 | -0.00027693 | -0.0002847 | -0.00029123 | -0.00029664 | -0.00030086
[10 empty] | 0 | -2.0768e-05 | -3.9425e-05 | -5.6438e-05 | -7.2351e-05 | -8.7306e-05 | -0.00010138 | -0.00011513 | -0.00012864 | -0.00014134 | -0.0001532 | -0.00016434 | -0.0001754 | -0.00018656 | -0.00019782 | -0.00020894 | -0.00021983 | -0.00023047 | -0.00024093 | -0.00025095 | -0.00026031 | -0.00027237 | -0.00028328 | -0.00029286 | -0.00030107 | -0.00030798 | -0.0003137 | -0.00031816
[10 empty] | 0 | -9.2259e-05 | -8.288e-05 | -7.5578e-05 | -7.0693e-05 | -6.6432e-05 | -6.2536e-05 | -6.1057e-05 | -6.0009e-05 | -5.6444e-05 | -5.2674e-05 | -4.9489e-05 | -5.9401e-05 | -6.7876e-05 | -7.4705e-05 | -7.9178e-05 | -8.2261e-05 | -8.4336e-05 | -8.6161e-05 | -8.649e-05 | -8.5146e-05 | -0.00012658 | -0.00011599 | -0.0001069 | -9.9712e-05 | -9.3902e-05 | -8.9176e-05 | -8.5219e-05
[10 empty] | 0 | -0.00064205 | -0.0012631 | -0.0018637 | -0.0024446 | -0.0030057 | -0.0035478 | -0.0040714 | -0.0045769 | -0.0050649 | -0.0055356 | -0.0059897 | -0.0064274 | -0.0068493 | -0.0072557 | -0.0076469 | -0.0080235 | -0.0083858 | -0.0087341 | -0.0090688 | -0.0093902 | -0.0096988 | -0.0099948 | -0.010279 | -0.01055 | -0.010811 | -0.01106 | -0.011298
[10 empty] | 0 | -0.00013667 | -0.00026887 | -0.00039671 | -0.00052036 | -0.00063981 | -0.0007552 | -0.00086666 | -0.00097427 | -0.0010781 | -0.0011784 | -0.001275 | -0.0013682 | -0.001458 | -0.0015445 | -0.0016278 | -0.0017079 | -0.001785 | -0.0018592 | -0.0019304 | -0.0019989 | -0.0020645 | -0.0021276 | -0.002188 | -0.0022458 | -0.0023012 | -0.0023542 | -0.0024049
[10 empty] | 0 | -0.00014453 | -0.00028433 | -0.00041952 | -0.00055029 | -0.0006766 | -0.00079863 | -0.00091649 | -0.0010303 | -0.0011401 | -0.0012461 | -0.0013483 | -0.0014469 | -0.0015418 | -0.0016333 | -0.0017214 | -0.0018061 | -0.0018877 | -0.0019661 | -0.0020414 | -0.0021138 | -0.0021833 | -0.0022499 | -0.0023138 | -0.002375 | -0.0024336 | -0.0024896 | -0.0025432
[10 empty] | 0 | -0.00064205 | -0.00062105 | -0.00060057 | -0.0005809 | -0.00056111 | -0.00054212 | -0.0005236 | -0.00050554 | -0.00048794 | -0.0005625 | -0.00062139 | -0.00066697 | -0.00070132 | -0.00072607 | -0.00074275 | -0.00075264 | -0.00094387 | -0.00091042 | -0.00089091 | -0.00088125 | -0.0008779 | -0.00087866 | -0.00088152 | -0.00088507 | -0.00088826 | -0.00094383 | -0.0009808
[10 empty] | 0 | -0.00016643 | -0.00032946 | -0.00048913 | -0.00064559 | -0.00079872 | -0.00094866 | -0.0010954 | -0.0012391 | -0.0013798 | -0.0015174 | -0.0016521 | -0.0017839 | -0.0019128 | -0.0020389 | -0.0021623 | -0.0022829 | -0.0024008 | -0.0025161 | -0.0026288 | -0.0027389 | -0.0028466 | -0.0029517 | -0.0030544 | -0.0031547 | -0.0032527 | -0.0033483 | -0.0034417
[10 empty] | 0 | -3.5427e-05 | -7.013e-05 | -0.00010412 | -0.00013742 | -0.00017002 | -0.00020194 | -0.00023318 | -0.00026377 | -0.00029371 | -0.00032301 | -0.00035168 | -0.00037973 | -0.00040718 | -0.00043402 | -0.00046028 | -0.00048595 | -0.00051105 | -0.0005356 | -0.00055958 | -0.00058303 | -0.00060594 | -0.00062832 | -0.00065018 | -0.00067154 | -0.00069239 | -0.00071275 | -0.00073262
[10 empty] | 0 | -3.7465e-05 | -7.4163e-05 | -0.00011011 | -0.00014533 | -0.0001798 | -0.00021355 | -0.00024659 | -0.00027894 | -0.0003106 | -0.00034158 | -0.0003719 | -0.00040157 | -0.00043059 | -0.00045898 | -0.00048674 | -0.00051389 | -0.00054044 | -0.00056639 | -0.00059176 | -0.00061655 | -0.00064078 | -0.00066445 | -0.00068757 | -0.00071015 | -0.0007322 | -0.00075373 | -0.00077475
[10 empty] | 0 | -0.00016643 | -0.00016303 | -0.00015968 | -0.00015646 | -0.00015313 | -0.00014993 | -0.00014679 | -0.00014369 | -0.00014064 | -0.00013764 | -0.00013469 | -0.00013178 | -0.00012892 | -0.00012611 | -0.00012334 | -0.00012061 | -0.00011793 | -0.00013907 | -0.00015636 | -0.00017038 | -0.00018161 | -0.00019044 | -0.00019724 | -0.00020231 | -0.0002544 | -0.00024883 | -0.00024336
[10 empty] | 0 | 0 | 0 | 0 | 0 | 0 | 0 | 0 | 0 | 0 | 0 | 0 | 0 | 0 | 0 | 0 | 0 | 0 | 0 | 0 | 0 | 0 | 0 | 0 | 0 | 0 | 0 | 0
[10 empty] | 0 | 0 | 0 | 0 | 0 | 0 | 0 | 0 | 0 | 0 | 0 | 0 | 0 | 0 | 0 | 0 | 0 | 0 | 0 | 0 | 0 | 0 | 0 | 0 | 0 | 0 | 0 | 0
[10 empty] | 0 | 0 | 0 | 0 | 0 | 0 | 0 | 0 | 0 | 0 | 0 | 0 | 0 | 0 | 0 | 0 | 0 | 0 | 0 | 0 | 0 | 0 | 0 | 0 | 0 | 0 | 0 | 0
[10 empty] | 0 | 0 | 0 | 0 | 0 | 0 | 0 | 0 | 0 | 0 | 0 | 0 | 0 | 0 | 0 | 0 | 0 | 0 | 0 | 0 | 0 | 0 | 0 | 0 | 0 | 0 | 0 | 0
[10 empty] | 0 | -0.0065016 | -0.012844 | -0.019029 | -0.025064 | -0.030945 | -0.036677 | -0.042265 | -0.04771 | -0.053015 | -0.058183 | -0.063217 | -0.068118 | -0.07289 | -0.077534 | -0.082054 | -0.086452 | -0.09073 | -0.09489 | -0.098935 | -0.10287 | -0.10669 | -0.1104 | -0.114 | -0.11751 | -0.1209 | -0.1242 | -0.1274
[10 empty] | 0 | -0.00097673 | -0.0019295 | -0.0028587 | -0.0037653 | -0.0046488 | -0.00551 | -0.0063494 | -0.0071674 | -0.0079644 | -0.0087407 | -0.0094969 | -0.010233 | -0.01095 | -0.011648 | -0.012327 | -0.012988 | -0.01363 | -0.014255 | -0.014863 | -0.015453 | -0.016027 | -0.016585 | -0.017127 | -0.017653 | -0.018163 | -0.018658 | -0.019139
[10 empty] | 0 | -0.001269 | -0.0025068 | -0.0037141 | -0.0048919 | -0.0060397 | -0.0071586 | -0.0082492 | -0.009312 | -0.010347 | -0.011356 | -0.012338 | -0.013295 | -0.014226 | -0.015133 | -0.016015 | -0.016874 | -0.017709 | -0.018521 | -0.01931 | -0.020077 | -0.020823 | -0.021548 | -0.022251 | -0.022934 | -0.023598 | -0.024241 | -0.024866
[10 empty] | 0 | -0.0065016 | -0.006342 | -0.0061854 | -0.0060348 | -0.008048 | -0.0092916 | -0.010022 | -0.011697 | -0.012124 | -0.01278 | -0.013419 | -0.014789 | -0.01565 | -0.016302 | -0.017095 | -0.017795 | -0.018556 | -0.019239 | -0.020066 | -0.020715 | -0.021323 | -0.02195 | -0.022591 | -0.023213 | -0.023782 | -0.024367 | -0.024903
[10 empty] | 0 | -0.00048748 | -0.000963 | -0.0014268 | -0.0018793 | -0.0023202 | -0.00275 | -0.003169 | -0.0035772 | -0.003975 | -0.0043625 | -0.0047399 | -0.0051074 | -0.0054652 | -0.0058134 | -0.0061523 | -0.0064821 | -0.0068028 | -0.0071148 | -0.007418 | -0.0077128 | -0.0079993 | -0.0082776 | -0.0085479 | -0.0088104 | -0.0090652 | -0.0093124 | -0.0095522
[10 empty] | 0 | -7.3234e-05 | -0.00014467 | -0.00021434 | -0.00028232 | -0.00034856 | -0.00041313 | -0.00047607 | -0.0005374 | -0.00059716 | -0.00065537 | -0.00071207 | -0.00076727 | -0.00082102 | -0.00087334 | -0.00092425 | -0.00097379 | -0.001022 | -0.0010688 | -0.0011144 | -0.0011587 | -0.0012017 | -0.0012435 | -0.0012841 | -0.0013236 | -0.0013618 | -0.001399 | -0.001435
[10 empty] | 0 | -9.5146e-05 | -0.00018796 | -0.00027848 | -0.00036679 | -0.00045285 | -0.00053675 | -0.00061851 | -0.0006982 | -0.00077584 | -0.00085146 | -0.00092512 | -0.00099685 | -0.0010667 | -0.0011347 | -0.0012008 | -0.0012652 | -0.0013278 | -0.0013886 | -0.0014478 | -0.0015054 | -0.0015613 | -0.0016156 | -0.0016684 | -0.0017196 | -0.0017693 | -0.0018176 | -0.0018644
[10 empty] | 0 | -0.00048748 | -0.00047552 | -0.00046377 | -0.00045248 | -0.00044094 | -0.00042984 | -0.00041895 | -0.00057076 | -0.00066461 | -0.00071997 | -0.00084617 | -0.00082463 | -0.0008035 | -0.00078281 | -0.00081659 | -0.00086754 | -0.00091712 | -0.0010216 | -0.0010698 | -0.0010846 | -0.0010988 | -0.0010878 | -0.001095 | -0.0011139 | -0.0011696 | -0.0012238 | -0.0012622
[10 empty] | 0 | -0.0037644 | -0.0075672 | -0.011409 | -0.015291 | -0.019211 | -0.02317 | -0.027169 | -0.031209 | -0.035289 | -0.03941 | -0.043572 | -0.047776 | -0.052021 | -0.056309 | -0.06064 | -0.065013 | -0.06943 | -0.07389 | -0.078395 | -0.082943 | -0.087536 | -0.092175 | -0.096858 | -0.10159 | -0.10636 | -0.11119 | -0.11605
[10 empty] | 0 | -0.00056552 | -0.0011368 | -0.0017139 | -0.0022971 | -0.002886 | -0.0034808 | -0.0040816 | -0.0046884 | -0.0053014 | -0.0059205 | -0.0065457 | -0.0071773 | -0.0078151 | -0.0084592 | -0.0091098 | -0.0097668 | -0.01043 | -0.0111 | -0.011777 | -0.01246 | -0.01315 | -0.013847 | -0.014551 | -0.015261 | -0.015979 | -0.016703 | -0.017435
[10 empty] | 0 | -0.00073473 | -0.001477 | -0.0022267 | -0.0029845 | -0.0037495 | -0.0045223 | -0.0053028 | -0.0060913 | -0.0068876 | -0.0076919 | -0.0085043 | -0.0093248 | -0.010153 | -0.01099 | -0.011836 | -0.012689 | -0.013551 | -0.014422 | -0.015301 | -0.016189 | -0.017085 | -0.01799 | -0.018905 | -0.019828 | -0.02076 | -0.021701 | -0.022651
[10 empty] | 0 | -0.0037644 | -0.0038028 | -0.0038414 | -0.0038823 | -0.0051745 | -0.0060635 | -0.0066825 | -0.007866 | -0.0083635 | -0.0090054 | -0.0096541 | -0.010742 | -0.011568 | -0.012294 | -0.013119 | -0.013912 | -0.014758 | -0.015581 | -0.016506 | -0.01735 | -0.01819 | -0.01906 | -0.019957 | -0.020862 | -0.021757 | -0.022679 | -0.023592
[10 empty] | 0 | -0.0023371 | -0.0045708 | -0.0067047 | -0.0087431 | -0.010687 | -0.012541 | -0.014308 | -0.01599 | -0.017591 | -0.019114 | -0.020561 | -0.021935 | -0.023238 | -0.024472 | -0.025641 | -0.026747 | -0.027791 | -0.028776 | -0.029704 | -0.030577 | -0.031397 | -0.032166 | -0.032886 | -0.033559 | -0.034185 | -0.034768 | -0.035309
[10 empty] | 0 | -0.00035109 | -0.00068667 | -0.0010072 | -0.0013135 | -0.0016055 | -0.001884 | -0.0021494 | -0.0024022 | -0.0026427 | -0.0028715 | -0.0030888 | -0.0032952 | -0.003491 | -0.0036764 | -0.0038521 | -0.0040181 | -0.004175 | -0.004323 | -0.0044624 | -0.0045935 | -0.0047167 | -0.0048323 | -0.0049404 | -0.0050414 | -0.0051356 | -0.0052232 | -0.0053044
[10 empty] | 0 | -0.00045615 | -0.00089213 | -0.0013086 | -0.0017065 | -0.0020859 | -0.0024477 | -0.0027925 | -0.0031209 | -0.0034335 | -0.0037307 | -0.0040131 | -0.0042812 | -0.0045355 | -0.0047765 | -0.0050046 | -0.0052204 | -0.0054242 | -0.0056164 | -0.0057976 | -0.005968 | -0.006128 | -0.0062781 | -0.0064186 | -0.0065499 | -0.0066722 | -0.006786 | -0.0068915
[10 empty] | 0 | -0.0023371 | -0.0022338 | -0.0021339 | -0.0020384 | -0.001944 | -0.0023212 | -0.0025874 | -0.0027659 | -0.0028756 | -0.002931 | -0.0036504 | -0.0036269 | -0.0036325 | -0.0036485 | -0.0036614 | -0.0039283 | -0.0040976 | -0.0042011 | -0.0042594 | -0.0042849 | -0.0045238 | -0.0045454 | -0.0045826 | -0.0046187 | -0.0046442 | -0.0047715 | -0.0048449
[10 empty] | 0 | -0.0059131 | -0.011816 | -0.017707 | -0.023591 | -0.029462 | -0.035322 | -0.041172 | -0.047011 | -0.052839 | -0.058658 | -0.064466 | -0.070264 | -0.076051 | -0.081829 | -0.087596 | -0.093353 | -0.0991 | -0.10484 | -0.11056 | -0.11628 | -0.12199 | -0.12769 | -0.13337 | -0.13905 | -0.14472 | -0.15038 | -0.15602
[10 empty] | 0 | -0.00088832 | -0.001775 | -0.0026601 | -0.0035441 | -0.004426 | -0.0053064 | -0.0061851 | -0.0070623 | -0.007938 | -0.008812 | -0.0096846 | -0.010556 | -0.011425 | -0.012293 | -0.013159 | -0.014024 | -0.014888 | -0.015749 | -0.01661 | -0.017469 | -0.018326 | -0.019182 | -0.020036 | -0.020889 | -0.021741 | -0.022591 | -0.023439
[10 empty] | 0 | -0.0011541 | -0.0023061 | -0.0034561 | -0.0046045 | -0.0057503 | -0.0068941 | -0.0080358 | -0.0091755 | -0.010313 | -0.011449 | -0.012582 | -0.013714 | -0.014844 | -0.015971 | -0.017097 | -0.01822 | -0.019342 | -0.020462 | -0.02158 | -0.022695 | -0.023809 | -0.024921 | -0.026031 | -0.02714 | -0.028246 | -0.02935 | -0.030453
[10 empty] | 0 | -0.0059131 | -0.0059024 | -0.0058918 | -0.0058841 | -0.0058706 | -0.0058601 | -0.0058496 | -0.0058391 | -0.0058287 | -0.007001 | -0.0079346 | -0.0086774 | -0.009268 | -0.0097359 | -0.011656 | -0.011635 | -0.011615 | -0.011595 | -0.01181 | -0.012168 | -0.0126 | -0.013063 | -0.013524 | -0.014586 | -0.015366 | -0.015934 | -0.016343
[10 empty] | 0 | -0.00096852 | -0.0019133 | -0.0028347 | -0.0037337 | -0.0046097 | -0.0054637 | -0.006296 | -0.0071072 | -0.0078974 | -0.0086673 | -0.0094171 | -0.010147 | -0.010858 | -0.01155 | -0.012223 | -0.012878 | -0.013516 | -0.014135 | -0.014738 | -0.015324 | -0.015893 | -0.016446 | -0.016983 | -0.017504 | -0.01801 | -0.018502 | -0.018978
[10 empty] | 0 | -0.0001455 | -0.00028743 | -0.00042585 | -0.0005609 | -0.0006925 | -0.0008208 | -0.00094584 | -0.0010677 | -0.0011864 | -0.0013021 | -0.0014147 | -0.0015244 | -0.0016312 | -0.0017351 | -0.0018363 | -0.0019347 | -0.0020304 | -0.0021235 | -0.002214 | -0.002302 | -0.0023875 | -0.0024706 | -0.0025513 | -0.0026296 | -0.0027057 | -0.0027795 | -0.002851
[10 empty] | 0 | -0.00018903 | -0.00037343 | -0.00055327 | -0.00072873 | -0.00089971 | -0.0010664 | -0.0012288 | -0.0013872 | -0.0015414 | -0.0016917 | -0.001838 | -0.0019805 | -0.0021193 | -0.0022543 | -0.0023857 | -0.0025136 | -0.002638 | -0.0027589 | -0.0028765 | -0.0029908 | -0.0031019 | -0.0032098 | -0.0033147 | -0.0034164 | -0.0035152 | -0.0036111 | -0.0037041
[10 empty] | 0 | -0.00096852 | -0.00094474 | -0.00092141 | -0.00089898 | -0.00087604 | -0.0011768 | -0.0013625 | -0.0014717 | -0.0017216 | -0.0016781 | -0.0017429 | -0.001842 | -0.0019381 | -0.0021434 | -0.002237 | -0.0023001 | -0.0023973 | -0.0024305 | -0.002537 | -0.0026405 | -0.0027248 | -0.0028297 | -0.0028835 | -0.0029439 | -0.0030205 | -0.0030822 | -0.0031681
[10 empty] | 0 | 0 | 0 | 0 | 0 | 0 | 0 | 0 | 0 | 0 | 0 | 0 | 0 | 0 | 0 | 0 | 0 | 0 | 0 | 0 | 0 | 0 | 0 | 0 | 0 | 0 | 0 | 0
[10 empty] | 0 | 0 | 0 | 0 | 0 | 0 | 0 | 0 | 0 | 0 | 0 | 0 | 0 | 0 | 0 | 0 | 0 | 0 | 0 | 0 | 0 | 0 | 0 | 0 | 0 | 0 | 0 | 0
[10 empty] | 0 | 0 | 0 | 0 | 0 | 0 | 0 | 0 | 0 | 0 | 0 | 0 | 0 | 0 | 0 | 0 | 0 | 0 | 0 | 0 | 0 | 0 | 0 | 0 | 0 | 0 | 0 | 0
[10 empty] | 0 | 0 | 0 | 0 | 0 | 0 | 0 | 0 | 0 | 0 | 0 | 0 | 0 | 0 | 0 | 0 | 0 | 0 | 0 | 0 | 0 | 0 | 0 | 0 | 0 | 0 | 0 | 0
[10 empty] | 0 | 0 | 0 | 0 | 0 | 0 | 0 | 0 | 0 | 0 | 0 | 0 | 0 | 0 | 0 | 0 | 0 | 0 | 0 | 0 | 0 | 0 | 0 | 0 | 0 | 0 | 0 | 0
[10 empty] | 0 | 0 | 0 | 0 | 0 | 0 | 0 | 0 | 0 | 0 | 0 | 0 | 0 | 0 | 0 | 0 | 0 | 0 | 0 | 0 | 0 | 0 | 0 | 0 | 0 | 0 | 0 | 0
[10 empty] | 0 | 0 | 0 | 0 | 0 | 0 | 0 | 0 | 0 | 0 | 0 | 0 | 0 | 0 | 0 | 0 | 0 | 0 | 0 | 0 | 0 | 0 | 0 | 0 | 0 | 0 | 0 | 0
[10 empty] | 0 | 0 | 0 | 0 | 0 | 0 | 0 | 0 | 0 | 0 | 0 | 0 | 0 | 0 | 0 | 0 | 0 | 0 | 0 | 0 | 0 | 0 | 0 | 0 | 0 | 0 | 0 | 0
[10 empty] | 0 | -0.00050172 | -0.0010025 | -0.0015024 | -0.0020017 | -0.0024998 | -0.002997 | -0.0034934 | -0.0039888 | -0.0044834 | -0.0049771 | -0.0054699 | -0.0059618 | -0.0064529 | -0.0069431 | -0.0074324 | -0.0079209 | -0.0084085 | -0.0088953 | -0.0093812 | -0.0098663 | -0.010351 | -0.010834 | -0.011317 | -0.011798 | -0.012279 | -0.012759 | -0.013239
[10 empty] | 0 | -7.5373e-05 | -0.00015061 | -0.00022571 | -0.00030071 | -0.00037554 | -0.00045024 | -0.0005248 | -0.00059923 | -0.00067353 | -0.00074769 | -0.00082173 | -0.00089563 | -0.0009694 | -0.001043 | -0.0011166 | -0.0011899 | -0.0012632 | -0.0013363 | -0.0014093 | -0.0014822 | -0.0015549 | -0.0016276 | -0.0017001 | -0.0017724 | -0.0018447 | -0.0019168 | -0.0019888
[10 empty] | 0 | -9.7925e-05 | -0.00019567 | -0.00029325 | -0.00039069 | -0.00048791 | -0.00058496 | -0.00068183 | -0.00077853 | -0.00087506 | -0.00097141 | -0.0010676 | -0.0011636 | -0.0012595 | -0.0013551 | -0.0014506 | -0.001546 | -0.0016412 | -0.0017362 | -0.001831 | -0.0019257 | -0.0020202 | -0.0021146 | -0.0022087 | -0.0023028 | -0.0023966 | -0.0024903 | -0.0025839
[10 empty] | 0 | -0.00050172 | -0.00050082 | -0.00049991 | -0.00049926 | -0.00049811 | -0.00049722 | -0.00049633 | -0.00049544 | -0.00049456 | -0.00049368 | -0.00056448 | -0.00062492 | -0.00067647 | -0.00072044 | -0.00075784 | -0.00078966 | -0.00081668 | -0.00098578 | -0.00098404 | -0.0009823 | -0.00099088 | -0.0010066 | -0.0010274 | -0.0010514 | -0.0010772 | -0.0011037 | -0.0011302
[10 empty] | 0 | -0.0017553 | -0.0035073 | -0.0052563 | -0.0070029 | -0.0087455 | -0.010485 | -0.012221 | -0.013955 | -0.015685 | -0.017412 | -0.019136 | -0.020857 | -0.022575 | -0.02429 | -0.026002 | -0.027711 | -0.029417 | -0.03112 | -0.03282 | -0.034517 | -0.036211 | -0.037902 | -0.03959 | -0.041276 | -0.042958 | -0.044638 | -0.046314
[10 empty] | 0 | -0.00026369 | -0.0005269 | -0.00078964 | -0.001052 | -0.0013138 | -0.0015751 | -0.001836 | -0.0020964 | -0.0023563 | -0.0026158 | -0.0028748 | -0.0031333 | -0.0033914 | -0.003649 | -0.0039062 | -0.004163 | -0.0044192 | -0.0046751 | -0.0049305 | -0.0051854 | -0.0054399 | -0.005694 | -0.0059476 | -0.0062008 | -0.0064535 | -0.0067058 | -0.0069577
[10 empty] | 0 | -0.00034259 | -0.00068456 | -0.0010259 | -0.0013668 | -0.0017069 | -0.0020464 | -0.0023854 | -0.0027237 | -0.0030614 | -0.0033985 | -0.003735 | -0.0040709 | -0.0044062 | -0.0047409 | -0.005075 | -0.0054086 | -0.0057415 | -0.0060739 | -0.0064057 | -0.0067369 | -0.0070676 | -0.0073977 | -0.0077272 | -0.0080561 | -0.0083845 | -0.0087123 | -0.0090396
[10 empty] | 0 | -0.0017553 | -0.0017521 | -0.0017489 | -0.0017466 | -0.0017426 | -0.0017395 | -0.0017364 | -0.001984 | -0.0021954 | -0.0023757 | -0.0025295 | -0.0026604 | -0.0027716 | -0.0028661 | -0.0034935 | -0.0035487 | -0.0036214 | -0.0037055 | -0.0037953 | -0.0038881 | -0.0039807 | -0.0042223 | -0.0044263 | -0.0046022 | -0.0047567 | -0.004895 | -0.0050206
[10 empty] | 0 | -0.00023215 | -0.00046389 | -0.00069521 | -0.00092622 | -0.0011567 | -0.0013868 | -0.0016164 | -0.0018457 | -0.0020745 | -0.002303 | -0.002531 | -0.0027586 | -0.0029858 | -0.0032127 | -0.0034391 | -0.0036651 | -0.0038908 | -0.004116 | -0.0043408 | -0.0045653 | -0.0047894 | -0.005013 | -0.0052363 | -0.0054592 | -0.0056818 | -0.0059039 | -0.0061257
[10 empty] | 0 | -3.4876e-05 | -6.9689e-05 | -0.00010444 | -0.00013914 | -0.00017377 | -0.00020833 | -0.00024283 | -0.00027727 | -0.00031165 | -0.00034597 | -0.00038023 | -0.00041442 | -0.00044856 | -0.00048263 | -0.00051665 | -0.0005506 | -0.0005845 | -0.00061834 | -0.00065212 | -0.00068583 | -0.0007195 | -0.0007531 | -0.00078664 | -0.00082013 | -0.00085356 | -0.00088693 | -0.00092025
[10 empty] | 0 | -4.5312e-05 | -9.0541e-05 | -0.00013569 | -0.00018078 | -0.00022576 | -0.00027067 | -0.00031549 | -0.00036024 | -0.0004049 | -0.00044949 | -0.00049399 | -0.00053842 | -0.00058277 | -0.00062704 | -0.00067124 | -0.00071535 | -0.00075939 | -0.00080335 | -0.00084724 | -0.00089105 | -0.00093478 | -0.00097844 | -0.001022 | -0.0010655 | -0.001109 | -0.0011523 | -0.0011956
[10 empty] | 0 | -0.00023215 | -0.00023173 | -0.00023132 | -0.00023101 | -0.00027692 | -0.00031356 | -0.00034272 | -0.0003659 | -0.00039354 | -0.00048377 | -0.00050073 | -0.00051885 | -0.00053884 | -0.0005849 | -0.00062264 | -0.00065441 | -0.00068218 | -0.00071471 | -0.0007646 | -0.00079159 | -0.00081896 | -0.00084777 | -0.00088756 | -0.00092254 | -0.00095435 | -0.00098444 | -0.0010176
[10 empty] | 0 | 0 | 0 | 0 | 0 | 0 | 0 | 0 | 0 | 0 | 0 | 0 | 0 | 0 | 0 | 0 | 0 | 0 | 0 | 0 | 0 | 0 | 0 | 0 | 0 | 0 | 0 | 0
[10 empty] | 0 | 0 | 0 | 0 | 0 | 0 | 0 | 0 | 0 | 0 | 0 | 0 | 0 | 0 | 0 | 0 | 0 | 0 | 0 | 0 | 0 | 0 | 0 | 0 | 0 | 0 | 0 | 0
[10 empty] | 0 | 0 | 0 | 0 | 0 | 0 | 0 | 0 | 0 | 0 | 0 | 0 | 0 | 0 | 0 | 0 | 0 | 0 | 0 | 0 | 0 | 0 | 0 | 0 | 0 | 0 | 0 | 0
[10 empty] | 0 | 0 | 0 | 0 | 0 | 0 | 0 | 0 | 0 | 0 | 0 | 0 | 0 | 0 | 0 | 0 | 0 | 0 | 0 | 0 | 0 | 0 | 0 | 0 | 0 | 0 | 0 | 0
[10 empty] | 0 | 0 | 0 | 0 | 0 | 0 | 0 | 0 | 0 | 0 | 0 | 0 | 0 | 0 | 0 | 0 | 0 | 0 | 0 | 0 | 0 | 0 | 0 | 0 | 0 | 0 | 0 | 0
[10 empty] | 0 | 0 | 0 | 0 | 0 | 0 | 0 | 0 | 0 | 0 | 0 | 0 | 0 | 0 | 0 | 0 | 0 | 0 | 0 | 0 | 0 | 0 | 0 | 0 | 0 | 0 | 0 | 0
[10 empty] | 0 | 0 | 0 | 0 | 0 | 0 | 0 | 0 | 0 | 0 | 0 | 0 | 0 | 0 | 0 | 0 | 0 | 0 | 0 | 0 | 0 | 0 | 0 | 0 | 0 | 0 | 0 | 0
[10 empty] | 0 | 0 | 0 | 0 | 0 | 0 | 0 | 0 | 0 | 0 | 0 | 0 | 0 | 0 | 0 | 0 | 0 | 0 | 0 | 0 | 0 | 0 | 0 | 0 | 0 | 0 | 0 | 0
[10 empty] | 0 | 0 | 0 | 0 | 0 | 0 | 0 | 0 | 0 | 0 | 0 | 0 | 0 | 0 | 0 | 0 | 0 | 0 | 0 | 0 | 0 | 0 | 0 | 0 | 0 | 0 | 0 | 0
[10 empty] | 0 | 0 | 0 | 0 | 0 | 0 | 0 | 0 | 0 | 0 | 0 | 0 | 0 | 0 | 0 | 0 | 0 | 0 | 0 | 0 | 0 | 0 | 0 | 0 | 0 | 0 | 0 | 0
[10 empty] | 0 | 0 | 0 | 0 | 0 | 0 | 0 | 0 | 0 | 0 | 0 | 0 | 0 | 0 | 0 | 0 | 0 | 0 | 0 | 0 | 0 | 0 | 0 | 0 | 0 | 0 | 0 | 0
[10 empty] | 0 | 0 | 0 | 0 | 0 | 0 | 0 | 0 | 0 | 0 | 0 | 0 | 0 | 0 | 0 | 0 | 0 | 0 | 0 | 0 | 0 | 0 | 0 | 0 | 0 | 0 | 0 | 0
[10 empty] | 0 | 0 | 0 | 0 | 0 | 0 | 0 | 0 | 0 | 0 | 0 | 0 | 0 | 0 | 0 | 0 | 0 | 0 | 0 | 0 | 0 | 0 | 0 | 0 | 0 | 0 | 0 | 0
[10 empty] | 0 | 0 | 0 | 0 | 0 | 0 | 0 | 0 | 0 | 0 | 0 | 0 | 0 | 0 | 0 | 0 | 0 | 0 | 0 | 0 | 0 | 0 | 0 | 0 | 0 | 0 | 0 | 0
[10 empty] | 0 | 0 | 0 | 0 | 0 | 0 | 0 | 0 | 0 | 0 | 0 | 0 | 0 | 0 | 0 | 0 | 0 | 0 | 0 | 0 | 0 | 0 | 0 | 0 | 0 | 0 | 0 | 0
[10 empty] | 0 | 0 | 0 | 0 | 0 | 0 | 0 | 0 | 0 | 0 | 0 | 0 | 0 | 0 | 0 | 0 | 0 | 0 | 0 | 0 | 0 | 0 | 0 | 0 | 0 | 0 | 0 | 0
[10 empty] | 0 | 0 | 0 | 0 | 0 | 0 | 0 | 0 | 0 | 0 | 0 | 0 | 0 | 0 | 0 | 0 | 0 | 0 | 0 | 0 | 0 | 0 | 0 | 0 | 0 | 0 | 0 | 0
[10 empty] | 0 | 0 | 0 | 0 | 0 | 0 | 0 | 0 | 0 | 0 | 0 | 0 | 0 | 0 | 0 | 0 | 0 | 0 | 0 | 0 | 0 | 0 | 0 | 0 | 0 | 0 | 0 | 0
[10 empty] | 0 | 0 | 0 | 0 | 0 | 0 | 0 | 0 | 0 | 0 | 0 | 0 | 0 | 0 | 0 | 0 | 0 | 0 | 0 | 0 | 0 | 0 | 0 | 0 | 0 | 0 | 0 | 0
[10 empty] | 0 | 0 | 0 | 0 | 0 | 0 | 0 | 0 | 0 | 0 | 0 | 0 | 0 | 0 | 0 | 0 | 0 | 0 | 0 | 0 | 0 | 0 | 0 | 0 | 0 | 0 | 0 | 0
[10 empty] | 0 | 0 | 0 | 0 | 0 | 0 | 0 | 0 | 0 | 0 | 0 | 0 | 0 | 0 | 0 | 0 | 0 | 0 | 0 | 0 | 0 | 0 | 0 | 0 | 0 | 0 | 0 | 0
[10 empty] | 0 | 0 | 0 | 0 | 0 | 0 | 0 | 0 | 0 | 0 | 0 | 0 | 0 | 0 | 0 | 0 | 0 | 0 | 0 | 0 | 0 | 0 | 0 | 0 | 0 | 0 | 0 | 0
[10 empty] | 0 | 0 | 0 | 0 | 0 | 0 | 0 | 0 | 0 | 0 | 0 | 0 | 0 | 0 | 0 | 0 | 0 | 0 | 0 | 0 | 0 | 0 | 0 | 0 | 0 | 0 | 0 | 0
[10 empty] | 0 | 0 | 0 | 0 | 0 | 0 | 0 | 0 | 0 | 0 | 0 | 0 | 0 | 0 | 0 | 0 | 0 | 0 | 0 | 0 | 0 | 0 | 0 | 0 | 0 | 0 | 0 | 0
[10 empty] | 0 | 0 | 0 | 0 | 0 | 0 | 0 | 0 | 0 | 0 | 0 | 0 | 0 | 0 | 0 | 0 | 0 | 0 | 0 | 0 | 0 | 0 | 0 | 0 | 0 | 0 | 0 | 0
[10 empty] | 0 | 0 | 0 | 0 | 0 | 0 | 0 | 0 | 0 | 0 | 0 | 0 | 0 | 0 | 0 | 0 | 0 | 0 | 0 | 0 | 0 | 0 | 0 | 0 | 0 | 0 | 0 | 0
[10 empty] | 0 | 0 | 0 | 0 | 0 | 0 | 0 | 0 | 0 | 0 | 0 | 0 | 0 | 0 | 0 | 0 | 0 | 0 | 0 | 0 | 0 | 0 | 0 | 0 | 0 | 0 | 0 | 0
[10 empty] | 0 | 0 | 0 | 0 | 0 | 0 | 0 | 0 | 0 | 0 | 0 | 0 | 0 | 0 | 0 | 0 | 0 | 0 | 0 | 0 | 0 | 0 | 0 | 0 | 0 | 0 | 0 | 0
[10 empty] | 0 | 0 | 0 | 0 | 0 | 0 | 0 | 0 | 0 | 0 | 0 | 0 | 0 | 0 | 0 | 0 | 0 | 0 | 0 | 0 | 0 | 0 | 0 | 0 | 0 | 0 | 0 | 0
[10 empty] | 0 | 0 | 0 | 0 | 0 | 0 | 0 | 0 | 0 | 0 | 0 | 0 | 0 | 0 | 0 | 0 | 0 | 0 | 0 | 0 | 0 | 0 | 0 | 0 | 0 | 0 | 0 | 0
[10 empty] | 0 | 0 | 0 | 0 | 0 | 0 | 0 | 0 | 0 | 0 | 0 | 0 | 0 | 0 | 0 | 0 | 0 | 0 | 0 | 0 | 0 | 0 | 0 | 0 | 0 | 0 | 0 | 0
[10 empty] | 0 | 0 | 0 | 0 | 0 | 0 | 0 | 0 | 0 | 0 | 0 | 0 | 0 | 0 | 0 | 0 | 0 | 0 | 0 | 0 | 0 | 0 | 0 | 0 | 0 | 0 | 0 | 0
[10 empty] | 0 | 0 | 0 | 0 | 0 | 0 | 0 | 0 | 0 | 0 | 0 | 0 | 0 | 0 | 0 | 0 | 0 | 0 | 0 | 0 | 0 | 0 | 0 | 0 | 0 | 0 | 0 | 0
[10 empty] | 0 | 0 | 0 | 0 | 0 | 0 | 0 | 0 | 0 | 0 | 0 | 0 | 0 | 0 | 0 | 0 | 0 | 0 | 0 | 0 | 0 | 0 | 0 | 0 | 0 | 0 | 0 | 0
[10 empty] | 0 | 0 | 0 | 0 | 0 | 0 | 0 | 0 | 0 | 0 | 0 | 0 | 0 | 0 | 0 | 0 | 0 | 0 | 0 | 0 | 0 | 0 | 0 | 0 | 0 | 0 | 0 | 0
[10 empty] | 0 | 0 | 0 | 0 | 0 | 0 | 0 | 0 | 0 | 0 | 0 | 0 | 0 | 0 | 0 | 0 | 0 | 0 | 0 | 0 | 0 | 0 | 0 | 0 | 0 | 0 | 0 | 0
[10 empty] | 0 | 0 | 0 | 0 | 0 | 0 | 0 | 0 | 0 | 0 | 0 | 0 | 0 | 0 | 0 | 0 | 0 | 0 | 0 | 0 | 0 | 0 | 0 | 0 | 0 | 0 | 0 | 0
[10 empty] | 0 | 0 | 0 | 0 | 0 | 0 | 0 | 0 | 0 | 0 | 0 | 0 | 0 | 0 | 0 | 0 | 0 | 0 | 0 | 0 | 0 | 0 | 0 | 0 | 0 | 0 | 0 | 0
[10 empty] | 0 | 0 | 0 | 0 | 0 | 0 | 0 | 0 | 0 | 0 | 0 | 0 | 0 | 0 | 0 | 0 | 0 | 0 | 0 | 0 | 0 | 0 | 0 | 0 | 0 | 0 | 0 | 0
[10 empty] | 0 | 0 | 0 | 0 | 0 | 0 | 0 | 0 | 0 | 0 | 0 | 0 | 0 | 0 | 0 | 0 | 0 | 0 | 0 | 0 | 0 | 0 | 0 | 0 | 0 | 0 | 0 | 0
[10 empty] | 0 | 0 | 0 | 0 | 0 | 0 | 0 | 0 | 0 | 0 | 0 | 0 | 0 | 0 | 0 | 0 | 0 | 0 | 0 | 0 | 0 | 0 | 0 | 0 | 0 | 0 | 0 | 0
[10 empty] | 0 | 0 | 0 | 0 | 0 | 0 | 0 | 0 | 0 | 0 | 0 | 0 | 0 | 0 | 0 | 0 | 0 | 0 | 0 | 0 | 0 | 0 | 0 | 0 | 0 | 0 | 0 | 0
[10 empty] | 0 | 0 | 0 | 0 | 0 | 0 | 0 | 0 | 0 | 0 | 0 | 0 | 0 | 0 | 0 | 0 | 0 | 0 | 0 | 0 | 0 | 0 | 0 | 0 | 0 | 0 | 0 | 0
[10 empty] | 0 | 0 | 0 | 0 | 0 | 0 | 0 | 0 | 0 | 0 | 0 | 0 | 0 | 0 | 0 | 0 | 0 | 0 | 0 | 0 | 0 | 0 | 0 | 0 | 0 | 0 | 0 | 0
[10 empty] | 0 | 0 | 0 | 0 | 0 | 0 | 0 | 0 | 0 | 0 | 0 | 0 | 0 | 0 | 0 | 0 | 0 | 0 | 0 | 0 | 0 | 0 | 0 | 0 | 0 | 0 | 0 | 0
[10 empty] | 0 | 0 | 0 | 0 | 0 | 0 | 0 | 0 | 0 | 0 | 0 | 0 | 0 | 0 | 0 | 0 | 0 | 0 | 0 | 0 | 0 | 0 | 0 | 0 | 0 | 0 | 0 | 0
[10 empty] | 0 | 0 | 0 | 0 | 0 | 0 | 0 | 0 | 0 | 0 | 0 | 0 | 0 | 0 | 0 | 0 | 0 | 0 | 0 | 0 | 0 | 0 | 0 | 0 | 0 | 0 | 0 | 0
[10 empty] | 0 | 0 | 0 | 0 | 0 | 0 | 0 | 0 | 0 | 0 | 0 | 0 | 0 | 0 | 0 | 0 | 0 | 0 | 0 | 0 | 0 | 0 | 0 | 0 | 0 | 0 | 0 | 0
[10 empty] | 0 | 0 | 0 | 0 | 0 | 0 | 0 | 0 | 0 | 0 | 0 | 0 | 0 | 0 | 0 | 0 | 0 | 0 | 0 | 0 | 0 | 0 | 0 | 0 | 0 | 0 | 0 | 0
[10 empty] | 0 | 0 | 0 | 0 | 0 | 0 | 0 | 0 | 0 | 0 | 0 | 0 | 0 | 0 | 0 | 0 | 0 | 0 | 0 | 0 | 0 | 0 | 0 | 0 | 0 | 0 | 0 | 0
[10 empty] | 0 | 0 | 0 | 0 | 0 | 0 | 0 | 0 | 0 | 0 | 0 | 0 | 0 | 0 | 0 | 0 | 0 | 0 | 0 | 0 | 0 | 0 | 0 | 0 | 0 | 0 | 0 | 0
[10 empty] | 0 | 0 | 0 | 0 | 0 | 0 | 0 | 0 | 0 | 0 | 0 | 0 | 0 | 0 | 0 | 0 | 0 | 0 | 0 | 0 | 0 | 0 | 0 | 0 | 0 | 0 | 0 | 0
[10 empty] | 0 | -0.0010619 | -0.0021015 | -0.0031124 | -0.0041976 | -0.004805 | -0.0054426 | -0.0061086 | -0.0068006 | -0.0075553 | -0.0083648 | -0.0093057 | -0.010362 | -0.011519 | -0.012484 | -0.013285 | -0.013948 | -0.01449 | -0.015004 | -0.015494 | -0.015961 | -0.016277 | -0.016598 | -0.016924 | -0.017243 | -0.017715 | -0.018169 | -0.018608
[10 empty] | 0 | -0.00041622 | -0.00082368 | -0.0012199 | -0.0016452 | -0.0018833 | -0.0021332 | -0.0023942 | -0.0026655 | -0.0029612 | -0.0032785 | -0.0036473 | -0.0040613 | -0.004515 | -0.0048932 | -0.005207 | -0.005467 | -0.0056794 | -0.0058806 | -0.0060728 | -0.006256 | -0.0063798 | -0.0065054 | -0.0066333 | -0.0067582 | -0.0069432 | -0.0071214 | -0.0072933
[10 empty] | 0 | -0.00029011 | -0.00057412 | -0.00085027 | -0.0011467 | -0.0013127 | -0.0014869 | -0.0016688 | -0.0018579 | -0.002064 | -0.0022852 | -0.0025422 | -0.0028307 | -0.003147 | -0.0034106 | -0.0036294 | -0.0038106 | -0.0039586 | -0.0040988 | -0.0042328 | -0.0043605 | -0.0044468 | -0.0045343 | -0.0046235 | -0.0047105 | -0.0048395 | -0.0049637 | -0.0050835
[10 empty] | 0 | -0.0010619 | -0.0010396 | -0.0010109 | -0.0010853 | -0.00060736 | -0.00063762 | -0.000666 | -0.00069198 | -0.00075466 | -0.00080948 | -0.00094097 | -0.0010561 | -0.0011575 | -0.0011167 | -0.0010793 | -0.0010465 | -0.0010253 | -0.0010144 | -0.001011 | -0.0010089 | -0.0011882 | -0.0011695 | -0.0011613 | -0.0011904 | -0.001231 | -0.0012793 | -0.0013132
[10 empty] | 0 | -0.016841 | -0.033281 | -0.047132 | -0.059277 | -0.070936 | -0.082285 | -0.095641 | -0.11037 | -0.12601 | -0.13837 | -0.14739 | -0.15725 | -0.16692 | -0.17418 | -0.18053 | -0.18645 | -0.19221 | -0.19794 | -0.2039 | -0.21001 | -0.21514 | -0.22393 | -0.23215 | -0.23921 | -0.24625 | -0.25307 | -0.25985
[10 empty] | 0 | -0.0066008 | -0.013044 | -0.018473 | -0.023233 | -0.027803 | -0.032251 | -0.037486 | -0.043257 | -0.049388 | -0.054233 | -0.05777 | -0.061632 | -0.065423 | -0.068268 | -0.070759 | -0.073077 | -0.075334 | -0.077582 | -0.079919 | -0.082311 | -0.084324 | -0.087766 | -0.090989 | -0.093755 | -0.096515 | -0.099189 | -0.10185
[10 empty] | 0 | -0.0046008 | -0.009092 | -0.012876 | -0.016194 | -0.019379 | -0.022479 | -0.026128 | -0.030151 | -0.034424 | -0.037801 | -0.040266 | -0.042958 | -0.045601 | -0.047584 | -0.04932 | -0.050935 | -0.052509 | -0.054076 | -0.055704 | -0.057372 | -0.058775 | -0.061174 | -0.06342 | -0.065348 | -0.067272 | -0.069136 | -0.070988
[10 empty] | 0 | -0.016841 | -0.01644 | -0.013851 | -0.012144 | -0.011659 | -0.011349 | -0.013356 | -0.014724 | -0.015644 | -0.017975 | -0.018246 | -0.020617 | -0.024226 | -0.020767 | -0.018632 | -0.018215 | -0.018771 | -0.019564 | -0.021569 | -0.022861 | -0.02336 | -0.029469 | -0.028989 | -0.027581 | -0.027508 | -0.026039 | -0.025691
[10 empty] | 0 | -0.0277 | -0.055629 | -0.083678 | -0.11189 | -0.1439 | -0.1761 | -0.20851 | -0.24117 | -0.27403 | -0.30711 | -0.34041 | -0.37396 | -0.40776 | -0.43905 | -0.46822 | -0.49563 | -0.52158 | -0.54582 | -0.56865 | -0.59024 | -0.61211 | -0.63292 | -0.65289 | -0.67214 | -0.68975 | -0.70705 | -0.7241
[10 empty] | 0 | -0.010857 | -0.021803 | -0.032797 | -0.043855 | -0.0564 | -0.06902 | -0.081726 | -0.094524 | -0.1074 | -0.12037 | -0.13342 | -0.14657 | -0.15982 | -0.17208 | -0.18352 | -0.19426 | -0.20443 | -0.21393 | -0.22288 | -0.23134 | -0.23991 | -0.24807 | -0.2559 | -0.26344 | -0.27035 | -0.27712 | -0.28381
[10 empty] | 0 | -0.0075674 | -0.015197 | -0.02286 | -0.030567 | -0.039311 | -0.048107 | -0.056964 | -0.065884 | -0.074862 | -0.083898 | -0.092997 | -0.10216 | -0.11139 | -0.11994 | -0.12791 | -0.1354 | -0.14249 | -0.14911 | -0.15535 | -0.16125 | -0.16722 | -0.17291 | -0.17836 | -0.18362 | -0.18843 | -0.19316 | -0.19782
[10 empty] | 0 | -0.0277 | -0.027929 | -0.028049 | -0.028212 | -0.032008 | -0.032198 | -0.032419 | -0.032653 | -0.032863 | -0.033077 | -0.033307 | -0.033546 | -0.033796 | -0.035249 | -0.036554 | -0.037744 | -0.038836 | -0.03986 | -0.040816 | -0.041647 | -0.051782 | -0.051225 | -0.050787 | -0.050478 | -0.050279 | -0.050178 | -0.050333
[10 empty] | 0 | 0 | 0 | 0 | 0 | 0 | 0 | 0 | 0 | 0 | 0 | 0 | 0 | 0 | 0 | 0 | 0 | 0 | 0 | 0 | 0 | 0 | 0 | 0 | 0 | 0 | 0 | 0
[10 empty] | 0 | 0 | 0 | 0 | 0 | 0 | 0 | 0 | 0 | 0 | 0 | 0 | 0 | 0 | 0 | 0 | 0 | 0 | 0 | 0 | 0 | 0 | 0 | 0 | 0 | 0 | 0 | 0
[10 empty] | 0 | 0 | 0 | 0 | 0 | 0 | 0 | 0 | 0 | 0 | 0 | 0 | 0 | 0 | 0 | 0 | 0 | 0 | 0 | 0 | 0 | 0 | 0 | 0 | 0 | 0 | 0 | 0
[10 empty] | 0 | 0 | 0 | 0 | 0 | 0 | 0 | 0 | 0 | 0 | 0 | 0 | 0 | 0 | 0 | 0 | 0 | 0 | 0 | 0 | 0 | 0 | 0 | 0 | 0 | 0 | 0 | 0
[10 empty] | 0 | -0.0004157 | -0.0008534 | -0.00131 | -0.0018184 | -0.0023718 | -0.0029642 | -0.0035903 | -0.0042454 | -0.0049168 | -0.005602 | -0.0063662 | -0.0071989 | -0.0080911 | -0.0089173 | -0.0096874 | -0.010367 | -0.01097 | -0.011507 | -0.011985 | -0.012409 | -0.012785 | -0.013117 | -0.013523 | -0.013893 | -0.01412 | -0.014338 | -0.014531
[10 empty] | 0 | -8.5591e-05 | -0.00017571 | -0.00026973 | -0.0003744 | -0.00048834 | -0.00061031 | -0.00073922 | -0.0008741 | -0.0010124 | -0.0011534 | -0.0013108 | -0.0014822 | -0.0016659 | -0.001836 | -0.0019946 | -0.0021345 | -0.0022586 | -0.0023692 | -0.0024676 | -0.002555 | -0.0026324 | -0.0027007 | -0.0027843 | -0.0028604 | -0.0029073 | -0.0029521 | -0.0029919
[10 empty] | 0 | -0.00011539 | -0.00023688 | -0.00036363 | -0.00050474 | -0.00065835 | -0.00082278 | -0.00099657 | -0.0011784 | -0.0013648 | -0.001555 | -0.0017671 | -0.0019982 | -0.0022459 | -0.0024752 | -0.002689 | -0.0028776 | -0.0030449 | -0.003194 | -0.0033266 | -0.0034445 | -0.0035489 | -0.0036409 | -0.0037536 | -0.0038562 | -0.0039194 | -0.0039798 | -0.0040335
[10 empty] | 0 | -0.0004157 | -0.00043936 | -0.00046003 | -0.00051363 | -0.00056066 | -0.00060188 | -0.00063795 | -0.00066946 | -0.00068844 | -0.00070486 | -0.00078654 | -0.0008582 | -0.000921 | -0.00085924 | -0.00080705 | -0.00076303 | -0.00072971 | -0.00070517 | -0.00068779 | -0.00067621 | -0.00066927 | -0.00066514 | -0.00078042 | -0.00078103 | -0.00078831 | -0.00081069 | -0.00082219
[10 empty] | 0 | -1.2627e-05 | -2.5523e-05 | -3.8632e-05 | -5.2986e-05 | -6.8378e-05 | -8.4631e-05 | -0.00010159 | -0.00011914 | -0.00013689 | -0.0001548 | -0.00017488 | -0.00019677 | -0.00022016 | -0.00024161 | -0.00026143 | -0.00027859 | -0.00029359 | -0.00030681 | -0.00031847 | -0.00032875 | -0.00034116 | -0.00035205 | -0.00036155 | -0.00037039 | -0.00037532 | -0.00038011 | -0.0003843
[10 empty] | 0 | -2.5999e-06 | -5.2551e-06 | -7.9541e-06 | -1.091e-05 | -1.4079e-05 | -1.7425e-05 | -2.0918e-05 | -2.4529e-05 | -2.8185e-05 | -3.1873e-05 | -3.6007e-05 | -4.0514e-05 | -4.533e-05 | -4.9745e-05 | -5.3827e-05 | -5.7361e-05 | -6.0448e-05 | -6.317e-05 | -6.5571e-05 | -6.7689e-05 | -7.0243e-05 | -7.2485e-05 | -7.4441e-05 | -7.6261e-05 | -7.7277e-05 | -7.8263e-05 | -7.9125e-05
[10 empty] | 0 | -3.505e-06 | -7.0846e-06 | -1.0723e-05 | -1.4708e-05 | -1.898e-05 | -2.3491e-05 | -2.82e-05 | -3.3069e-05 | -3.7997e-05 | -4.297e-05 | -4.8543e-05 | -5.4618e-05 | -6.111e-05 | -6.7063e-05 | -7.2565e-05 | -7.733e-05 | -8.1492e-05 | -8.5161e-05 | -8.8398e-05 | -9.1253e-05 | -9.4697e-05 | -9.7719e-05 | -0.00010036 | -0.00010281 | -0.00010418 | -0.00010551 | -0.00010667
[10 empty] | 0 | -1.2627e-05 | -1.2947e-05 | -1.3211e-05 | -1.4509e-05 | -1.5604e-05 | -1.6526e-05 | -1.7301e-05 | -1.7949e-05 | -1.8232e-05 | -1.8461e-05 | -2.0697e-05 | -2.2585e-05 | -2.4178e-05 | -2.2354e-05 | -2.0839e-05 | -1.9582e-05 | -1.8685e-05 | -1.8068e-05 | -1.7666e-05 | -1.7427e-05 | -2.0708e-05 | -2.025e-05 | -1.9876e-05 | -2.0138e-05 | -2.0565e-05 | -2.11e-05 | -2.1271e-05
[10 empty] | 0 | -0.069334 | -0.08835 | -0.10721 | -0.11134 | -0.12213 | -0.13729 | -0.14845 | -0.17131 | -0.1918 | -0.2105 | -0.2273 | -0.24304 | -0.25703 | -0.26913 | -0.27957 | -0.28863 | -0.29643 | -0.30228 | -0.30657 | -0.3096 | -0.31177 | -0.31331 | -0.31331 | -0.31306 | -0.31277 | -0.31269 | -0.31296
[10 empty] | 0 | -0.024953 | -0.031797 | -0.038586 | -0.04007 | -0.043955 | -0.049411 | -0.053427 | -0.061654 | -0.069027 | -0.07576 | -0.081805 | -0.08747 | -0.092505 | -0.096859 | -0.10062 | -0.10388 | -0.10669 | -0.10879 | -0.11034 | -0.11142 | -0.11221 | -0.11276 | -0.11276 | -0.11267 | -0.11257 | -0.11254 | -0.11263
[10 empty] | 0 | -0.032222 | -0.041059 | -0.049825 | -0.051742 | -0.056759 | -0.063803 | -0.068989 | -0.079612 | -0.089134 | -0.097827 | -0.10563 | -0.11295 | -0.11945 | -0.12507 | -0.12992 | -0.13414 | -0.13776 | -0.14048 | -0.14247 | -0.14388 | -0.14489 | -0.14561 | -0.1456 | -0.14549 | -0.14535 | -0.14532 | -0.14544
[10 empty] | 0 | -0.069334 | -0.019293 | -0.019216 | -0.025519 | -0.029653 | -0.032347 | -0.042396 | -0.042332 | -0.042675 | -0.046382 | -0.047978 | -0.051023 | -0.053422 | -0.053665 | -0.053866 | -0.055279 | -0.055706 | -0.055701 | -0.056397 | -0.056483 | -0.056442 | -0.056804 | -0.056819 | -0.056678 | -0.056792 | -0.056716 | -0.056561
[10 empty] | 0 | -0.0013897 | -0.0025568 | -0.0037145 | -0.0048629 | -0.0060021 | -0.0071321 | -0.0085969 | -0.01005 | -0.011491 | -0.012921 | -0.014339 | -0.015966 | -0.01758 | -0.019181 | -0.020769 | -0.022344 | -0.023906 | -0.025455 | -0.026992 | -0.028258 | -0.029347 | -0.030296 | -0.03113 | -0.031874 | -0.032632 | -0.0333 | -0.033844
[10 empty] | 0 | -0.00050014 | -0.00092017 | -0.0013368 | -0.0017502 | -0.0021602 | -0.0025668 | -0.003094 | -0.003617 | -0.0041357 | -0.0046502 | -0.0051605 | -0.0057462 | -0.0063272 | -0.0069034 | -0.0074749 | -0.0080417 | -0.0086039 | -0.0091614 | -0.0097143 | -0.01017 | -0.010562 | -0.010903 | -0.011204 | -0.011471 | -0.011744 | -0.011984 | -0.01218
[10 empty] | 0 | -0.00064582 | -0.0011882 | -0.0017262 | -0.0022599 | -0.0027894 | -0.0033145 | -0.0039953 | -0.0046705 | -0.0053403 | -0.0060047 | -0.0066637 | -0.00742 | -0.0081702 | -0.0089142 | -0.0096522 | -0.010384 | -0.01111 | -0.01183 | -0.012544 | -0.013132 | -0.013639 | -0.014079 | -0.014467 | -0.014813 | -0.015165 | -0.015475 | -0.015728
[10 empty] | 0 | -0.0013897 | -0.0011726 | -0.001168 | -0.0011633 | -0.0011586 | -0.001154 | -0.0014934 | -0.0014874 | -0.0014815 | -0.0014755 | -0.0014696 | -0.0016848 | -0.0016781 | -0.0016713 | -0.0016647 | -0.001658 | -0.0016514 | -0.0016448 | -0.0016382 | -0.0016316 | -0.0016251 | -0.0016186 | -0.0016121 | -0.0016057 | -0.0020185 | -0.0019269 | -0.0018527
[10 empty] | 0 | -0.024359 | -0.048523 | -0.075748 | -0.10506 | -0.1361 | -0.16171 | -0.18261 | -0.19978 | -0.21349 | -0.22349 | -0.23031 | -0.2349 | -0.2376 | -0.23893 | -0.23761 | -0.23611 | -0.23465 | -0.23322 | -0.2319 | -0.23119 | -0.23063 | -0.23031 | -0.22999 | -0.2295 | -0.22891 | -0.22818 | -0.22736
[10 empty] | 0 | -0.0087668 | -0.017463 | -0.027262 | -0.037811 | -0.048982 | -0.058198 | -0.065721 | -0.071902 | -0.076834 | -0.080434 | -0.082889 | -0.084542 | -0.085512 | -0.085991 | -0.085516 | -0.084976 | -0.08445 | -0.083936 | -0.083462 | -0.083203 | -0.083005 | -0.082888 | -0.082772 | -0.082596 | -0.082384 | -0.082121 | -0.081826
[10 empty] | 0 | -0.01132 | -0.02255 | -0.035202 | -0.048824 | -0.06325 | -0.07515 | -0.084864 | -0.092846 | -0.099214 | -0.10386 | -0.10703 | -0.10917 | -0.11042 | -0.11104 | -0.11043 | -0.10973 | -0.10905 | -0.10839 | -0.10777 | -0.10744 | -0.10718 | -0.10703 | -0.10688 | -0.10665 | -0.10638 | -0.10604 | -0.10566
[10 empty] | 0 | -0.024359 | -0.024261 | -0.032219 | -0.037439 | -0.043504 | -0.045983 | -0.045562 | -0.047258 | -0.047495 | -0.048384 | -0.048354 | -0.048297 | -0.048546 | -0.048289 | -0.048327 | -0.048089 | -0.047867 | -0.047771 | -0.047536 | -0.047405 | -0.047187 | -0.047002 | -0.046831 | -0.04663 | -0.046459 | -0.046263 | -0.046082
[10 empty] | 0 | -0.01428 | -0.017547 | -0.017833 | -0.01961 | -0.022476 | -0.024394 | -0.029507 | -0.034432 | -0.038868 | -0.042928 | -0.046686 | -0.0503 | -0.053554 | -0.056448 | -0.059022 | -0.061284 | -0.063228 | -0.064913 | -0.066029 | -0.066975 | -0.067718 | -0.068265 | -0.06866 | -0.068908 | -0.068976 | -0.069016 | -0.068998
[10 empty] | 0 | -0.0051393 | -0.0063153 | -0.0064179 | -0.0070575 | -0.0080891 | -0.0087795 | -0.010619 | -0.012392 | -0.013989 | -0.01545 | -0.016802 | -0.018103 | -0.019274 | -0.020316 | -0.021242 | -0.022056 | -0.022756 | -0.023362 | -0.023764 | -0.024104 | -0.024372 | -0.024569 | -0.024711 | -0.0248 | -0.024825 | -0.024839 | -0.024832
[10 empty] | 0 | -0.0066363 | -0.0081548 | -0.0082873 | -0.0091131 | -0.010445 | -0.011337 | -0.013713 | -0.016001 | -0.018063 | -0.01995 | -0.021696 | -0.023376 | -0.024888 | -0.026233 | -0.02743 | -0.028481 | -0.029384 | -0.030167 | -0.030686 | -0.031125 | -0.03147 | -0.031725 | -0.031908 | -0.032024 | -0.032055 | -0.032074 | -0.032065
[10 empty] | 0 | -0.01428 | -0.0033246 | -0.0044151 | -0.0051303 | -0.0059614 | -0.0073917 | -0.0080254 | -0.00869 | -0.0089819 | -0.0093516 | -0.0097626 | -0.010305 | -0.010574 | -0.010662 | -0.010797 | -0.010901 | -0.010924 | -0.010998 | -0.011006 | -0.011033 | -0.011039 | -0.011029 | -0.011028 | -0.011005 | -0.01099 | -0.010964 | -0.010935
[10 empty] | 0 | -0.0014131 | -0.0029529 | -0.0045987 | -0.0063708 | -0.0082673 | -0.010261 | -0.01233 | -0.014475 | -0.016791 | -0.019257 | -0.021865 | -0.024192 | -0.026278 | -0.028153 | -0.029833 | -0.031339 | -0.032693 | -0.033919 | -0.035023 | -0.036013 | -0.036962 | -0.037827 | -0.038605 | -0.039291 | -0.039889 | -0.040408 | -0.040848
[10 empty] | 0 | -0.0003008 | -0.00062857 | -0.00097891 | -0.0013561 | -0.0017598 | -0.0021843 | -0.0026246 | -0.0030812 | -0.0035743 | -0.0040991 | -0.0046543 | -0.0051497 | -0.0055938 | -0.0059929 | -0.0063504 | -0.006671 | -0.0069592 | -0.0072202 | -0.0074553 | -0.007666 | -0.007868 | -0.008052 | -0.0082177 | -0.0083638 | -0.0084909 | -0.0086015 | -0.0086952
[10 empty] | 0 | -0.0003181 | -0.00066472 | -0.0010352 | -0.0014341 | -0.001861 | -0.0023099 | -0.0027755 | -0.0032584 | -0.0037798 | -0.0043348 | -0.0049219 | -0.0054459 | -0.0059154 | -0.0063375 | -0.0067156 | -0.0070546 | -0.0073594 | -0.0076353 | -0.0078839 | -0.0081068 | -0.0083204 | -0.008515 | -0.0086902 | -0.0088447 | -0.0089792 | -0.0090961 | -0.0091952
[10 empty] | 0 | -0.0014131 | -0.0015454 | -0.0016576 | -0.0017905 | -0.001922 | -0.0020269 | -0.0021096 | -0.0021945 | -0.0023741 | -0.0025328 | -0.0026849 | -0.0025654 | -0.0024802 | -0.0024196 | -0.0023716 | -0.0023425 | -0.00233 | -0.0023339 | -0.0023388 | -0.0023551 | -0.0028485 | -0.0028913 | -0.0028994 | -0.0028881 | -0.0028636 | -0.0028306 | -0.0027813
[10 empty] | 0 | -0.00091552 | -0.0017878 | -0.0025577 | -0.0032508 | -0.0039398 | -0.0046252 | -0.0053108 | -0.0059915 | -0.0066632 | -0.0073187 | -0.0079546 | -0.0085258 | -0.0091674 | -0.0097405 | -0.010251 | -0.010713 | -0.011143 | -0.011547 | -0.011932 | -0.012317 | -0.012567 | -0.012838 | -0.013132 | -0.013443 | -0.013774 | -0.014103 | -0.01443
[10 empty] | 0 | -0.00019488 | -0.00038057 | -0.00054445 | -0.00069199 | -0.00083865 | -0.00098454 | -0.0011305 | -0.0012754 | -0.0014184 | -0.0015579 | -0.0016933 | -0.0018149 | -0.0019514 | -0.0020734 | -0.0021821 | -0.0022804 | -0.002372 | -0.0024579 | -0.0025399 | -0.0026219 | -0.0026751 | -0.0027327 | -0.0027954 | -0.0028616 | -0.0029321 | -0.003002 | -0.0030716
[10 empty] | 0 | -0.00020609 | -0.00040245 | -0.00057576 | -0.00073178 | -0.00088687 | -0.0010412 | -0.0011955 | -0.0013487 | -0.0014999 | -0.0016475 | -0.0017906 | -0.0019192 | -0.0020637 | -0.0021926 | -0.0023076 | -0.0024116 | -0.0025084 | -0.0025992 | -0.002686 | -0.0027727 | -0.0028289 | -0.0028899 | -0.0029562 | -0.0030261 | -0.0031007 | -0.0031746 | -0.0032483
[10 empty] | 0 | -0.00091552 | -0.00087231 | -0.00076989 | -0.00069308 | -0.00068896 | -0.00068538 | -0.00068568 | -0.00077315 | -0.00083473 | -0.00086485 | -0.00087499 | -0.00088328 | -0.0011365 | -0.0010838 | -0.0010424 | -0.0010282 | -0.0010437 | -0.0010606 | -0.0010767 | -0.0011642 | -0.0012177 | -0.0012444 | -0.0012574 | -0.0012711 | -0.0013512 | -0.0013377 | -0.0013489
[10 empty] | 0 | -0.00015864 | -0.00033607 | -0.00053103 | -0.00074438 | -0.00097575 | -0.0012135 | -0.001462 | -0.0017231 | -0.0019937 | -0.0022743 | -0.0025642 | -0.0028649 | -0.003191 | -0.0035418 | -0.0039155 | -0.0042902 | -0.0046699 | -0.0050598 | -0.0054614 | -0.0058756 | -0.0063037 | -0.0067467 | -0.0072123 | -0.0076945 | -0.0081945 | -0.008713 | -0.009251
[10 empty] | 0 | -3.377e-05 | -7.1539e-05 | -0.00011304 | -0.00015845 | -0.0002077 | -0.00025832 | -0.00031121 | -0.00036678 | -0.00042439 | -0.00048413 | -0.00054584 | -0.00060984 | -0.00067925 | -0.00075393 | -0.00083347 | -0.00091323 | -0.00099407 | -0.0010771 | -0.0011626 | -0.0012507 | -0.0013418 | -0.0014362 | -0.0015352 | -0.0016379 | -0.0017443 | -0.0018547 | -0.0019692
[10 empty] | 0 | -3.5712e-05 | -7.5652e-05 | -0.00011954 | -0.00016756 | -0.00021965 | -0.00027317 | -0.0003291 | -0.00038787 | -0.0004488 | -0.00051196 | -0.00057722 | -0.00064491 | -0.00071831 | -0.00079728 | -0.0008814 | -0.00096574 | -0.0010512 | -0.001139 | -0.0012294 | -0.0013226 | -0.001419 | -0.0015187 | -0.0016235 | -0.0017321 | -0.0018446 | -0.0019613 | -0.0020825
[10 empty] | 0 | -0.00015864 | -0.00017743 | -0.00019496 | -0.00021335 | -0.00023137 | -0.00023777 | -0.00024848 | -0.00026107 | -0.00027064 | -0.00028062 | -0.00028991 | -0.00030067 | -0.00032606 | -0.00035084 | -0.00037367 | -0.00039735 | -0.00042452 | -0.00045611 | -0.00048888 | -0.00052199 | -0.00055454 | -0.00058684 | -0.00067236 | -0.00070359 | -0.00073502 | -0.00076665 | -0.00079893
[10 empty] | 0 | 0 | 0 | 0 | 0 | 0 | 0 | 0 | 0 | 0 | 0 | 0 | 0 | 0 | 0 | 0 | 0 | 0 | 0 | 0 | 0 | 0 | 0 | 0 | 0 | 0 | 0 | 0
[10 empty] | 0 | 0 | 0 | 0 | 0 | 0 | 0 | 0 | 0 | 0 | 0 | 0 | 0 | 0 | 0 | 0 | 0 | 0 | 0 | 0 | 0 | 0 | 0 | 0 | 0 | 0 | 0 | 0
[10 empty] | 0 | 0 | 0 | 0 | 0 | 0 | 0 | 0 | 0 | 0 | 0 | 0 | 0 | 0 | 0 | 0 | 0 | 0 | 0 | 0 | 0 | 0 | 0 | 0 | 0 | 0 | 0 | 0
[10 empty] | 0 | 0 | 0 | 0 | 0 | 0 | 0 | 0 | 0 | 0 | 0 | 0 | 0 | 0 | 0 | 0 | 0 | 0 | 0 | 0 | 0 | 0 | 0 | 0 | 0 | 0 | 0 | 0
[10 empty] | 0 | -1.7368e-05 | -3.8428e-05 | -6.2165e-05 | -8.8308e-05 | -0.00011633 | -0.00014573 | -0.00018022 | -0.00021957 | -0.00026121 | -0.00030421 | -0.00034853 | -0.00038491 | -0.00041471 | -0.00043889 | -0.00045786 | -0.00047249 | -0.00048355 | -0.00049196 | -0.00049786 | -0.00050134 | -0.00050406 | -0.00050529 | -0.0005047 | -0.00050228 | -0.00049812 | -0.0004924 | -0.00048528
[10 empty] | 0 | -3.6971e-06 | -8.18e-06 | -1.3233e-05 | -1.8798e-05 | -2.4763e-05 | -3.1021e-05 | -3.8363e-05 | -4.6739e-05 | -5.5604e-05 | -6.4756e-05 | -7.4189e-05 | -8.1933e-05 | -8.8277e-05 | -9.3424e-05 | -9.7464e-05 | -0.00010058 | -0.00010293 | -0.00010472 | -0.00010598 | -0.00010672 | -0.0001073 | -0.00010756 | -0.00010743 | -0.00010692 | -0.00010603 | -0.00010482 | -0.0001033
[10 empty] | 0 | -3.9097e-06 | -8.6504e-06 | -1.3994e-05 | -1.9879e-05 | -2.6187e-05 | -3.2805e-05 | -4.0568e-05 | -4.9427e-05 | -5.8801e-05 | -6.848e-05 | -7.8455e-05 | -8.6645e-05 | -9.3353e-05 | -9.8796e-05 | -0.00010307 | -0.00010636 | -0.00010885 | -0.00011074 | -0.00011207 | -0.00011286 | -0.00011347 | -0.00011374 | -0.00011361 | -0.00011307 | -0.00011213 | -0.00011084 | -0.00010924
[10 empty] | 0 | -1.7368e-05 | -2.1733e-05 | -2.5228e-05 | -2.8554e-05 | -3.1445e-05 | -3.3911e-05 | -4.014e-05 | -4.6339e-05 | -5.0159e-05 | -5.3125e-05 | -5.611e-05 | -5.1143e-05 | -4.7356e-05 | -4.4322e-05 | -4.1519e-05 | -3.9366e-05 | -3.7785e-05 | -3.7224e-05 | -3.691e-05 | -3.6591e-05 | -4.0201e-05 | -4.0918e-05 | -4.0507e-05 | -3.9527e-05 | -3.8187e-05 | -3.6636e-05 | -3.5543e-05
[10 empty] | 0 | -0.00041467 | -0.00081326 | -0.0011962 | -0.001564 | -0.0019171 | -0.0022559 | -0.0025808 | -0.0028923 | -0.0031907 | -0.0034268 | -0.0036107 | -0.0037512 | -0.0038554 | -0.0039293 | -0.0039781 | -0.004006 | -0.0040165 | -0.0040129 | -0.0039974 | -0.0039723 | -0.0039393 | -0.0038999 | -0.0038554 | -0.0038068 | -0.0037549 | -0.0037006 | -0.0036443
[10 empty] | 0 | -8.827e-05 | -0.00017312 | -0.00025464 | -0.00033293 | -0.00040809 | -0.0004802 | -0.00054937 | -0.00061567 | -0.00067919 | -0.00072944 | -0.00076861 | -0.00079851 | -0.00082068 | -0.00083641 | -0.0008468 | -0.00085273 | -0.00085499 | -0.0008542 | -0.00085091 | -0.00084556 | -0.00083854 | -0.00083016 | -0.00082068 | -0.00081033 | -0.00079929 | -0.00078772 | -0.00077575
[10 empty] | 0 | -9.3346e-05 | -0.00018307 | -0.00026928 | -0.00035207 | -0.00043155 | -0.00050781 | -0.00058096 | -0.00065107 | -0.00071824 | -0.00077139 | -0.0008128 | -0.00084442 | -0.00086787 | -0.00088451 | -0.00089549 | -0.00090177 | -0.00090415 | -0.00090332 | -0.00089984 | -0.00089418 | -0.00088676 | -0.0008779 | -0.00086787 | -0.00085693 | -0.00084525 | -0.00083302 | -0.00082036
[10 empty] | 0 | -0.00041467 | -0.00040663 | -0.00039874 | -0.000391 | -0.00038342 | -0.00037598 | -0.00036869 | -0.00036153 | -0.00035452 | -0.00034764 | -0.0003409 | -0.00033429 | -0.0003278 | -0.00032144 | -0.0003152 | -0.00030909 | -0.0003914 | -0.00037144 | -0.00035383 | -0.00033823 | -0.00032432 | -0.00031186 | -0.00030062 | -0.00029042 | -0.00028112 | -0.00028316 | -0.00028249
[10 empty] | 0 | -2.0523e-05 | -3.967e-05 | -6.4077e-05 | -9.2712e-05 | -0.0001247 | -0.00015932 | -0.00019595 | -0.00023274 | -0.0002695 | -0.00030607 | -0.00034232 | -0.00037815 | -0.00041306 | -0.00044707 | -0.00048017 | -0.00051237 | -0.00054369 | -0.0005687 | -0.00058841 | -0.00060366 | -0.00061514 | -0.00062346 | -0.00062912 | -0.00063256 | -0.00063414 | -0.00063415 | -0.00063286
[10 empty] | 0 | -4.3686e-06 | -8.4443e-06 | -1.364e-05 | -1.9735e-05 | -2.6545e-05 | -3.3914e-05 | -4.1711e-05 | -4.9542e-05 | -5.7367e-05 | -6.5151e-05 | -7.2868e-05 | -8.0495e-05 | -8.7927e-05 | -9.5166e-05 | -0.00010221 | -0.00010907 | -0.00011573 | -0.00012106 | -0.00012525 | -0.0001285 | -0.00013094 | -0.00013271 | -0.00013392 | -0.00013465 | -0.00013499 | -0.00013499 | -0.00013471
[10 empty] | 0 | -4.6198e-06 | -8.9299e-06 | -1.4424e-05 | -2.087e-05 | -2.8072e-05 | -3.5864e-05 | -4.411e-05 | -5.2391e-05 | -6.0666e-05 | -6.8898e-05 | -7.7058e-05 | -8.5123e-05 | -9.2983e-05 | -0.00010064 | -0.00010809 | -0.00011534 | -0.00012239 | -0.00012802 | -0.00013246 | -0.00013589 | -0.00013847 | -0.00014034 | -0.00014162 | -0.00014239 | -0.00014275 | -0.00014275 | -0.00014246
[10 empty] | 0 | -2.0523e-05 | -1.942e-05 | -2.4935e-05 | -2.9486e-05 | -3.3224e-05 | -3.6275e-05 | -3.8747e-05 | -3.9393e-05 | -3.9851e-05 | -4.0152e-05 | -4.032e-05 | -4.0378e-05 | -3.9942e-05 | -3.9496e-05 | -3.9043e-05 | -3.8585e-05 | -3.8124e-05 | -3.4579e-05 | -3.1455e-05 | -2.944e-05 | -2.8254e-05 | -2.7677e-05 | -2.7535e-05 | -2.7697e-05 | -3.2245e-05 | -3.163e-05 | -3.254e-05
[10 empty] | 0 | 0 | 0 | 0 | 0 | 0 | 0 | 0 | 0 | 0 | 0 | 0 | 0 | 0 | 0 | 0 | 0 | 0 | 0 | 0 | 0 | 0 | 0 | 0 | 0 | 0 | 0 | 0
[10 empty] | 0 | 0 | 0 | 0 | 0 | 0 | 0 | 0 | 0 | 0 | 0 | 0 | 0 | 0 | 0 | 0 | 0 | 0 | 0 | 0 | 0 | 0 | 0 | 0 | 0 | 0 | 0 | 0
[10 empty] | 0 | 0 | 0 | 0 | 0 | 0 | 0 | 0 | 0 | 0 | 0 | 0 | 0 | 0 | 0 | 0 | 0 | 0 | 0 | 0 | 0 | 0 | 0 | 0 | 0 | 0 | 0 | 0
[10 empty] | 0 | 0 | 0 | 0 | 0 | 0 | 0 | 0 | 0 | 0 | 0 | 0 | 0 | 0 | 0 | 0 | 0 | 0 | 0 | 0 | 0 | 0 | 0 | 0 | 0 | 0 | 0 | 0
[10 empty] | 0 | -0.0099044 | -0.018692 | -0.026675 | -0.034058 | -0.038651 | -0.041416 | -0.042985 | -0.043773 | -0.044052 | -0.044 | -0.043734 | -0.043332 | -0.042844 | -0.042303 | -0.04173 | -0.04114 | -0.040542 | -0.039942 | -0.039344 | -0.03875 | -0.038162 | -0.03758 | -0.037007 | -0.036441 | -0.035883 | -0.035334 | -0.034792
[10 empty] | 0 | -0.0014879 | -0.0028081 | -0.0040073 | -0.0051165 | -0.0058064 | -0.0062218 | -0.0064576 | -0.0065759 | -0.0066178 | -0.00661 | -0.0065701 | -0.0065097 | -0.0064364 | -0.0063551 | -0.0062691 | -0.0061804 | -0.0060906 | -0.0060004 | -0.0059105 | -0.0058213 | -0.0057329 | -0.0056456 | -0.0055594 | -0.0054745 | -0.0053907 | -0.0053081 | -0.0052268
[10 empty] | 0 | -0.0019331 | -0.0036483 | -0.0052063 | -0.0066474 | -0.0075438 | -0.0080835 | -0.0083898 | -0.0085435 | -0.0085979 | -0.0085878 | -0.008536 | -0.0084575 | -0.0083622 | -0.0082566 | -0.0081448 | -0.0080297 | -0.0079129 | -0.0077958 | -0.007679 | -0.0075631 | -0.0074483 | -0.0073349 | -0.0072229 | -0.0071125 | -0.0070036 | -0.0068964 | -0.0067907
[10 empty] | 0 | -0.0099044 | -0.0089398 | -0.0082692 | -0.0077922 | -0.0082187 | -0.0081964 | -0.0079717 | -0.0094305 | -0.0086219 | -0.0081336 | -0.0077751 | -0.0081558 | -0.0080739 | -0.0078312 | -0.0078574 | -0.0075959 | -0.0074531 | -0.007305 | -0.0073461 | -0.0072102 | -0.0070474 | -0.0069412 | -0.0068335 | -0.0067405 | -0.0066271 | -0.0065525 | -0.0064385
[10 empty] | 0 | -0.00018565 | -0.00048749 | -0.00086002 | -0.0012735 | -0.0017086 | -0.0021527 | -0.0025976 | -0.0028715 | -0.0030335 | -0.0031221 | -0.003163 | -0.0031728 | -0.0031624 | -0.003139 | -0.0031073 | -0.0030705 | -0.0030305 | -0.0029887 | -0.0029459 | -0.0029028 | -0.0028596 | -0.0028166 | -0.002774 | -0.0027318 | -0.0026902 | -0.0026491 | -0.0026086
[10 empty] | 0 | -2.789e-05 | -7.3234e-05 | -0.0001292 | -0.00019132 | -0.00025668 | -0.0003234 | -0.00039024 | -0.00043139 | -0.00045571 | -0.00046903 | -0.00047517 | -0.00047664 | -0.00047508 | -0.00047156 | -0.00046681 | -0.00046127 | -0.00045527 | -0.00044899 | -0.00044256 | -0.00043608 | -0.00042959 | -0.00042313 | -0.00041673 | -0.00041039 | -0.00040414 | -0.00039796 | -0.00039188
[10 empty] | 0 | -3.6236e-05 | -9.5147e-05 | -0.00016786 | -0.00024857 | -0.00033349 | -0.00042016 | -0.000507 | -0.00056046 | -0.00059207 | -0.00060937 | -0.00061735 | -0.00061926 | -0.00061722 | -0.00061266 | -0.00060648 | -0.00059929 | -0.00059149 | -0.00058333 | -0.00057498 | -0.00056656 | -0.00055813 | -0.00054974 | -0.00054142 | -0.00053319 | -0.00052506 | -0.00051704 | -0.00050913
[10 empty] | 0 | -0.00018565 | -0.00030468 | -0.00038001 | -0.0004267 | -0.00045463 | -0.00047029 | -0.00047793 | -0.00036928 | -0.00033356 | -0.00033264 | -0.00037743 | -0.0004044 | -0.00041969 | -0.00042737 | -0.00039685 | -0.00036413 | -0.00034106 | -0.00031965 | -0.00032572 | -0.00034008 | -0.00035954 | -0.00036028 | -0.00034908 | -0.00033357 | -0.00031054 | -0.00029678 | -0.0002936
[10 empty] | 0 | -0.0043002 | -0.0086005 | -0.012901 | -0.017201 | -0.020086 | -0.022025 | -0.023336 | -0.024226 | -0.024837 | -0.025262 | -0.025562 | -0.025779 | -0.025941 | -0.026067 | -0.026168 | -0.026253 | -0.026327 | -0.026393 | -0.026455 | -0.026514 | -0.026571 | -0.026627 | -0.026681 | -0.026735 | -0.026789 | -0.026843 | -0.026896
[10 empty] | 0 | -0.00064601 | -0.001292 | -0.0019381 | -0.0025841 | -0.0030174 | -0.0033088 | -0.0035057 | -0.0036394 | -0.0037312 | -0.003795 | -0.0038401 | -0.0038728 | -0.0038971 | -0.003916 | -0.0039312 | -0.0039439 | -0.003955 | -0.003965 | -0.0039743 | -0.0039832 | -0.0039917 | -0.0040001 | -0.0040083 | -0.0040164 | -0.0040245 | -0.0040325 | -0.0040406
[10 empty] | 0 | -0.00083931 | -0.0016786 | -0.002518 | -0.0033574 | -0.0039203 | -0.0042989 | -0.0045546 | -0.0047284 | -0.0048477 | -0.0049305 | -0.0049891 | -0.0050315 | -0.0050632 | -0.0050877 | -0.0051074 | -0.0051239 | -0.0051384 | -0.0051514 | -0.0051635 | -0.005175 | -0.0051861 | -0.0051969 | -0.0052076 | -0.0052181 | -0.0052286 | -0.0052391 | -0.0052495
[10 empty] | 0 | -0.0043002 | -0.0043003 | -0.0043004 | -0.0043005 | -0.0043174 | -0.0043288 | -0.0043364 | -0.005191 | -0.004917 | -0.0047381 | -0.0046215 | -0.0048319 | -0.0048798 | -0.0048514 | -0.004961 | -0.0048812 | -0.0048629 | -0.0048535 | -0.0049484 | -0.004953 | -0.0049349 | -0.004947 | -0.0049494 | -0.0049646 | -0.0049706 | -0.0049992 | -0.0050013
[10 empty] | 0 | -0.00198 | -0.0038605 | -0.0056451 | -0.0073377 | -0.0089416 | -0.010112 | -0.010945 | -0.011518 | -0.01189 | -0.012108 | -0.012206 | -0.012213 | -0.01215 | -0.012036 | -0.011882 | -0.0117 | -0.011496 | -0.011278 | -0.01105 | -0.010815 | -0.010576 | -0.010337 | -0.010097 | -0.0098595 | -0.0096241 | -0.0093919 | -0.0091633
[10 empty] | 0 | -0.00029745 | -0.00057995 | -0.00084806 | -0.0011023 | -0.0013433 | -0.001519 | -0.0016443 | -0.0017304 | -0.0017863 | -0.0018189 | -0.0018336 | -0.0018347 | -0.0018253 | -0.0018081 | -0.0017851 | -0.0017576 | -0.0017271 | -0.0016943 | -0.00166 | -0.0016247 | -0.0015889 | -0.0015529 | -0.0015169 | -0.0014812 | -0.0014458 | -0.0014109 | -0.0013766
[10 empty] | 0 | -0.00038645 | -0.00075348 | -0.0011018 | -0.0014322 | -0.0017452 | -0.0019735 | -0.0021362 | -0.0022481 | -0.0023207 | -0.0023631 | -0.0023823 | -0.0023836 | -0.0023715 | -0.0023492 | -0.0023192 | -0.0022835 | -0.0022438 | -0.0022012 | -0.0021566 | -0.0021108 | -0.0020643 | -0.0020175 | -0.0019708 | -0.0019244 | -0.0018784 | -0.0018331 | -0.0017885
[10 empty] | 0 | -0.00198 | -0.0019302 | -0.0018817 | -0.0018344 | -0.0017883 | -0.0017434 | -0.0016996 | -0.0016568 | -0.0016152 | -0.0015746 | -0.0019374 | -0.0018103 | -0.0017036 | -0.001613 | -0.0015353 | -0.0015385 | -0.0015187 | -0.0014844 | -0.0014417 | -0.0013948 | -0.0014405 | -0.0013749 | -0.0013213 | -0.0012746 | -0.0012321 | -0.0012231 | -0.0011998
[10 empty] | 0 | -0.00084893 | -0.0023675 | -0.0044129 | -0.0068713 | -0.0096522 | -0.012683 | -0.015907 | -0.019279 | -0.02276 | -0.025505 | -0.027663 | -0.029353 | -0.03067 | -0.03169 | -0.032474 | -0.03307 | -0.033516 | -0.033843 | -0.034074 | -0.034231 | -0.034327 | -0.034375 | -0.034386 | -0.034366 | -0.034323 | -0.03426 | -0.034183
[10 empty] | 0 | -0.00012753 | -0.00035566 | -0.00066294 | -0.0010323 | -0.00145 | -0.0019054 | -0.0023897 | -0.0028962 | -0.0034193 | -0.0038316 | -0.0041557 | -0.0044096 | -0.0046074 | -0.0047607 | -0.0048785 | -0.004968 | -0.005035 | -0.0050841 | -0.0051189 | -0.0051424 | -0.0051568 | -0.0051641 | -0.0051657 | -0.0051627 | -0.0051562 | -0.0051468 | -0.0051352
[10 empty] | 0 | -0.00016569 | -0.00046208 | -0.0008613 | -0.0013411 | -0.0018839 | -0.0024755 | -0.0031048 | -0.0037628 | -0.0044423 | -0.0049781 | -0.0053992 | -0.005729 | -0.0059861 | -0.0061852 | -0.0063382 | -0.0064545 | -0.0065416 | -0.0066053 | -0.0066506 | -0.0066811 | -0.0066998 | -0.0067093 | -0.0067113 | -0.0067075 | -0.006699 | -0.0066868 | -0.0066717
[10 empty] | 0 | -0.00084893 | -0.001522 | -0.0020549 | -0.0024761 | -0.0028084 | -0.0030698 | -0.0032748 | -0.0034348 | -0.003559 | -0.0029996 | -0.0026837 | -0.0025348 | -0.0024974 | -0.0025317 | -0.0028198 | -0.0030462 | -0.0032234 | -0.0033615 | -0.0033419 | -0.0032481 | -0.0031309 | -0.0030194 | -0.0029284 | -0.0027422 | -0.0026974 | -0.0027369 | -0.0028225
[10 empty] | 0 | -0.00076103 | -0.0014987 | -0.0022136 | -0.0029062 | -0.0035771 | -0.0039919 | -0.0042389 | -0.0043763 | -0.0044421 | -0.0044611 | -0.00445 | -0.0044193 | -0.0043762 | -0.0043253 | -0.0042696 | -0.0042111 | -0.0041511 | -0.0040905 | -0.0040297 | -0.0039692 | -0.0039092 | -0.0038498 | -0.0037912 | -0.0037333 | -0.0036762 | -0.0036199 | -0.0035645
[10 empty] | 0 | -0.00011433 | -0.00022515 | -0.00033255 | -0.0004366 | -0.00053738 | -0.00059969 | -0.00063681 | -0.00065744 | -0.00066732 | -0.00067019 | -0.00066851 | -0.00066391 | -0.00065743 | -0.00064978 | -0.00064142 | -0.00063263 | -0.00062362 | -0.00061451 | -0.00060538 | -0.00059629 | -0.00058728 | -0.00057835 | -0.00056954 | -0.00056084 | -0.00055227 | -0.00054381 | -0.00053549
[10 empty] | 0 | -0.00014854 | -0.00029252 | -0.00043205 | -0.00056723 | -0.00069817 | -0.00077913 | -0.00082735 | -0.00085416 | -0.00086699 | -0.00087072 | -0.00086854 | -0.00086256 | -0.00085414 | -0.00084421 | -0.00083334 | -0.00082192 | -0.00081021 | -0.00079837 | -0.00078652 | -0.00077471 | -0.000763 | -0.0007514 | -0.00073995 | -0.00072865 | -0.00071751 | -0.00070653 | -0.00069571
[10 empty] | 0 | -0.00076103 | -0.00074936 | -0.00073787 | -0.00072656 | -0.00071542 | -0.00070445 | -0.00069365 | -0.00068301 | -0.00080538 | -0.00074943 | -0.00070931 | -0.00067965 | -0.00065689 | -0.00067971 | -0.00067743 | -0.00066355 | -0.00066848 | -0.00063389 | -0.00062084 | -0.00061329 | -0.00060517 | -0.00060926 | -0.00059695 | -0.00058282 | -0.00057445 | -0.00055957 | -0.00055473
[10 empty] | 0 | 0 | 0 | 0 | 0 | 0 | 0 | 0 | 0 | 0 | 0 | 0 | 0 | 0 | 0 | 0 | 0 | 0 | 0 | 0 | 0 | 0 | 0 | 0 | 0 | 0 | 0 | 0
[10 empty] | 0 | 0 | 0 | 0 | 0 | 0 | 0 | 0 | 0 | 0 | 0 | 0 | 0 | 0 | 0 | 0 | 0 | 0 | 0 | 0 | 0 | 0 | 0 | 0 | 0 | 0 | 0 | 0
[10 empty] | 0 | 0 | 0 | 0 | 0 | 0 | 0 | 0 | 0 | 0 | 0 | 0 | 0 | 0 | 0 | 0 | 0 | 0 | 0 | 0 | 0 | 0 | 0 | 0 | 0 | 0 | 0 | 0
[10 empty] | 0 | 0 | 0 | 0 | 0 | 0 | 0 | 0 | 0 | 0 | 0 | 0 | 0 | 0 | 0 | 0 | 0 | 0 | 0 | 0 | 0 | 0 | 0 | 0 | 0 | 0 | 0 | 0
[10 empty] | 0 | -0.00011616 | -0.00024884 | -0.00040272 | -0.00057512 | -0.00076824 | -0.0010036 | -0.0012397 | -0.0015485 | -0.0019028 | -0.0022983 | -0.002726 | -0.0032054 | -0.003666 | -0.0042329 | -0.0048399 | -0.0054914 | -0.0061966 | -0.0069573 | -0.0077385 | -0.008659 | -0.0097491 | -0.011032 | -0.012496 | -0.014168 | -0.016064 | -0.018212 | -0.020648
[10 empty] | 0 | -1.745e-05 | -3.7382e-05 | -6.05e-05 | -8.64e-05 | -0.00011541 | -0.00015076 | -0.00018623 | -0.00023262 | -0.00028586 | -0.00034526 | -0.00040952 | -0.00048154 | -0.00055074 | -0.0006359 | -0.00072708 | -0.00082497 | -0.0009309 | -0.0010452 | -0.0011625 | -0.0013008 | -0.0014646 | -0.0016573 | -0.0018772 | -0.0021285 | -0.0024132 | -0.002736 | -0.0031019
[10 empty] | 0 | -2.2672e-05 | -4.8567e-05 | -7.8603e-05 | -0.00011225 | -0.00014994 | -0.00019588 | -0.00024196 | -0.00030223 | -0.00037139 | -0.00044857 | -0.00053205 | -0.00062562 | -0.00071553 | -0.00082617 | -0.00094464 | -0.0010718 | -0.0012094 | -0.0013579 | -0.0015104 | -0.00169 | -0.0019028 | -0.0021532 | -0.0024389 | -0.0027653 | -0.0031353 | -0.0035546 | -0.00403
[10 empty] | 0 | -0.00011616 | -0.00013268 | -0.00015389 | -0.0001724 | -0.00019311 | -0.00023534 | -0.0002361 | -0.00030881 | -0.00035435 | -0.00041866 | -0.00047282 | -0.00054627 | -0.00054865 | -0.00067588 | -0.00077168 | -0.00083489 | -0.00091915 | -0.0010076 | -0.0010679 | -0.0012555 | -0.0014676 | -0.0017135 | -0.0019557 | -0.0022369 | -0.0025284 | -0.002858 | -0.0032052
[10 empty] | 0 | -0.0019299 | -0.0038444 | -0.0057435 | -0.0076274 | -0.0094962 | -0.01135 | -0.013188 | -0.015012 | -0.016821 | -0.018615 | -0.02013 | -0.021406 | -0.022479 | -0.023378 | -0.024129 | -0.024753 | -0.025269 | -0.025693 | -0.026039 | -0.026318 | -0.026539 | -0.026712 | -0.026843 | -0.026939 | -0.027005 | -0.027045 | -0.027064
[10 empty] | 0 | -0.00028993 | -0.00057754 | -0.00086284 | -0.0011459 | -0.0014266 | -0.0017051 | -0.0019813 | -0.0022553 | -0.002527 | -0.0027966 | -0.0030241 | -0.0032159 | -0.003377 | -0.003512 | -0.0036248 | -0.0037186 | -0.0037961 | -0.0038599 | -0.0039118 | -0.0039536 | -0.0039869 | -0.0040129 | -0.0040326 | -0.0040471 | -0.0040569 | -0.004063 | -0.0040657
[10 empty] | 0 | -0.00037668 | -0.00075034 | -0.001121 | -0.0014887 | -0.0018534 | -0.0022152 | -0.0025741 | -0.0029301 | -0.0032831 | -0.0036333 | -0.003929 | -0.0041781 | -0.0043874 | -0.0045629 | -0.0047094 | -0.0048312 | -0.004932 | -0.0050148 | -0.0050822 | -0.0051366 | -0.0051799 | -0.0052136 | -0.0052392 | -0.005258 | -0.0052708 | -0.0052787 | -0.0052823
[10 empty] | 0 | -0.0019299 | -0.0019222 | -0.0019145 | -0.0019069 | -0.0018992 | -0.0018916 | -0.0018841 | -0.0018765 | -0.001869 | -0.0018615 | -0.0018541 | -0.0018467 | -0.0018393 | -0.0018319 | -0.0018246 | -0.0018173 | -0.00181 | -0.0023281 | -0.002244 | -0.0021712 | -0.0021081 | -0.0020531 | -0.0020052 | -0.0019633 | -0.0019265 | -0.0018941 | -0.0018655
[10 empty] | 0 | -0.00075312 | -0.0015002 | -0.0022413 | -0.0029765 | -0.0037057 | -0.004429 | -0.0051466 | -0.0057536 | -0.0062665 | -0.0066989 | -0.0070626 | -0.0073678 | -0.0076229 | -0.0078355 | -0.0080116 | -0.0081566 | -0.0082752 | -0.0083712 | -0.0084479 | -0.0085082 | -0.0085544 | -0.0085888 | -0.008613 | -0.0086285 | -0.0086366 | -0.0086385 | -0.0086351
[10 empty] | 0 | -0.00011314 | -0.00022537 | -0.00033671 | -0.00044715 | -0.0005567 | -0.00066537 | -0.00077316 | -0.00086436 | -0.0009414 | -0.0010064 | -0.001061 | -0.0011068 | -0.0011452 | -0.0011771 | -0.0012036 | -0.0012254 | -0.0012432 | -0.0012576 | -0.0012691 | -0.0012782 | -0.0012851 | -0.0012903 | -0.0012939 | -0.0012962 | -0.0012975 | -0.0012977 | -0.0012972
[10 empty] | 0 | -0.00014699 | -0.00029281 | -0.00043745 | -0.00058094 | -0.00072327 | -0.00086445 | -0.0010045 | -0.001123 | -0.0012231 | -0.0013075 | -0.0013785 | -0.001438 | -0.0014878 | -0.0015293 | -0.0015637 | -0.001592 | -0.0016151 | -0.0016339 | -0.0016488 | -0.0016606 | -0.0016696 | -0.0016763 | -0.0016811 | -0.0016841 | -0.0016857 | -0.0016861 | -0.0016854
[10 empty] | 0 | -0.00075312 | -0.0007501 | -0.0007471 | -0.00074412 | -0.00074114 | -0.00073817 | -0.00073522 | -0.00073228 | -0.00072935 | -0.00072643 | -0.00072353 | -0.00072063 | -0.00071775 | -0.00071488 | -0.00091947 | -0.00088628 | -0.00085753 | -0.00083259 | -0.00081089 | -0.00079197 | -0.00077542 | -0.0007897 | -0.00079729 | -0.00079977 | -0.00079843 | -0.00079427 | -0.00078809
[10 empty] | 0 | -0.00015994 | -0.0003186 | -0.00047599 | -0.00063212 | -0.00075551 | -0.00085282 | -0.00092935 | -0.00098933 | -0.0010361 | -0.0010724 | -0.0011004 | -0.0011216 | -0.0011376 | -0.0011494 | -0.0011578 | -0.0011635 | -0.0011671 | -0.001169 | -0.0011695 | -0.001169 | -0.0011677 | -0.0011656 | -0.0011631 | -0.0011601 | -0.0011568 | -0.0011533 | -0.0011495
[10 empty] | 0 | -2.4028e-05 | -4.7863e-05 | -7.1507e-05 | -9.4962e-05 | -0.0001135 | -0.00012812 | -0.00013961 | -0.00014863 | -0.00015566 | -0.00016111 | -0.00016531 | -0.0001685 | -0.0001709 | -0.00017267 | -0.00017393 | -0.00017479 | -0.00017533 | -0.00017561 | -0.0001757 | -0.00017562 | -0.00017542 | -0.00017511 | -0.00017473 | -0.00017428 | -0.00017379 | -0.00017325 | -0.00017269
[10 empty] | 0 | -3.1217e-05 | -6.2184e-05 | -9.2903e-05 | -0.00012338 | -0.00014746 | -0.00016645 | -0.00018139 | -0.0001931 | -0.00020223 | -0.00020931 | -0.00021477 | -0.00021892 | -0.00022204 | -0.00022433 | -0.00022597 | -0.00022708 | -0.00022779 | -0.00022816 | -0.00022827 | -0.00022817 | -0.0002279 | -0.00022751 | -0.00022701 | -0.00022643 | -0.00022579 | -0.00022509 | -0.00022436
[10 empty] | 0 | -0.00015994 | -0.0001593 | -0.00015866 | -0.00015803 | -0.0001574 | -0.00015677 | -0.00015614 | -0.00015552 | -0.00015489 | -0.00019472 | -0.00018588 | -0.00017872 | -0.00017289 | -0.00017608 | -0.00017689 | -0.00017612 | -0.00017436 | -0.00017359 | -0.00018335 | -0.00017872 | -0.0001751 | -0.00017239 | -0.00017443 | -0.00017455 | -0.00017353 | -0.00017193 | -0.00017131
[10 empty] | 0 | 0 | 0 | 0 | 0 | 0 | 0 | 0 | 0 | 0 | 0 | 0 | 0 | 0 | 0 | 0 | 0 | 0 | 0 | 0 | 0 | 0 | 0 | 0 | 0 | 0 | 0 | 0
[10 empty] | 0 | 0 | 0 | 0 | 0 | 0 | 0 | 0 | 0 | 0 | 0 | 0 | 0 | 0 | 0 | 0 | 0 | 0 | 0 | 0 | 0 | 0 | 0 | 0 | 0 | 0 | 0 | 0
[10 empty] | 0 | 0 | 0 | 0 | 0 | 0 | 0 | 0 | 0 | 0 | 0 | 0 | 0 | 0 | 0 | 0 | 0 | 0 | 0 | 0 | 0 | 0 | 0 | 0 | 0 | 0 | 0 | 0
[10 empty] | 0 | 0 | 0 | 0 | 0 | 0 | 0 | 0 | 0 | 0 | 0 | 0 | 0 | 0 | 0 | 0 | 0 | 0 | 0 | 0 | 0 | 0 | 0 | 0 | 0 | 0 | 0 | 0
[10 empty] | 0 | 0 | 0 | 0 | 0 | 0 | 0 | 0 | 0 | 0 | 0 | 0 | 0 | 0 | 0 | 0 | 0 | 0 | 0 | 0 | 0 | 0 | 0 | 0 | 0 | 0 | 0 | 0
[10 empty] | 0 | 0 | 0 | 0 | 0 | 0 | 0 | 0 | 0 | 0 | 0 | 0 | 0 | 0 | 0 | 0 | 0 | 0 | 0 | 0 | 0 | 0 | 0 | 0 | 0 | 0 | 0 | 0
[10 empty] | 0 | 0 | 0 | 0 | 0 | 0 | 0 | 0 | 0 | 0 | 0 | 0 | 0 | 0 | 0 | 0 | 0 | 0 | 0 | 0 | 0 | 0 | 0 | 0 | 0 | 0 | 0 | 0
[10 empty] | 0 | 0 | 0 | 0 | 0 | 0 | 0 | 0 | 0 | 0 | 0 | 0 | 0 | 0 | 0 | 0 | 0 | 0 | 0 | 0 | 0 | 0 | 0 | 0 | 0 | 0 | 0 | 0
[10 empty] | 0 | 0 | 0 | 0 | 0 | 0 | 0 | 0 | 0 | 0 | 0 | 0 | 0 | 0 | 0 | 0 | 0 | 0 | 0 | 0 | 0 | 0 | 0 | 0 | 0 | 0 | 0 | 0
[10 empty] | 0 | 0 | 0 | 0 | 0 | 0 | 0 | 0 | 0 | 0 | 0 | 0 | 0 | 0 | 0 | 0 | 0 | 0 | 0 | 0 | 0 | 0 | 0 | 0 | 0 | 0 | 0 | 0
[10 empty] | 0 | 0 | 0 | 0 | 0 | 0 | 0 | 0 | 0 | 0 | 0 | 0 | 0 | 0 | 0 | 0 | 0 | 0 | 0 | 0 | 0 | 0 | 0 | 0 | 0 | 0 | 0 | 0
[10 empty] | 0 | 0 | 0 | 0 | 0 | 0 | 0 | 0 | 0 | 0 | 0 | 0 | 0 | 0 | 0 | 0 | 0 | 0 | 0 | 0 | 0 | 0 | 0 | 0 | 0 | 0 | 0 | 0
[10 empty] | 0 | 0 | 0 | 0 | 0 | 0 | 0 | 0 | 0 | 0 | 0 | 0 | 0 | 0 | 0 | 0 | 0 | 0 | 0 | 0 | 0 | 0 | 0 | 0 | 0 | 0 | 0 | 0
[10 empty] | 0 | 0 | 0 | 0 | 0 | 0 | 0 | 0 | 0 | 0 | 0 | 0 | 0 | 0 | 0 | 0 | 0 | 0 | 0 | 0 | 0 | 0 | 0 | 0 | 0 | 0 | 0 | 0
[10 empty] | 0 | 0 | 0 | 0 | 0 | 0 | 0 | 0 | 0 | 0 | 0 | 0 | 0 | 0 | 0 | 0 | 0 | 0 | 0 | 0 | 0 | 0 | 0 | 0 | 0 | 0 | 0 | 0
[10 empty] | 0 | 0 | 0 | 0 | 0 | 0 | 0 | 0 | 0 | 0 | 0 | 0 | 0 | 0 | 0 | 0 | 0 | 0 | 0 | 0 | 0 | 0 | 0 | 0 | 0 | 0 | 0 | 0
[10 empty] | 0 | 0 | 0 | 0 | 0 | 0 | 0 | 0 | 0 | 0 | 0 | 0 | 0 | 0 | 0 | 0 | 0 | 0 | 0 | 0 | 0 | 0 | 0 | 0 | 0 | 0 | 0 | 0
[10 empty] | 0 | 0 | 0 | 0 | 0 | 0 | 0 | 0 | 0 | 0 | 0 | 0 | 0 | 0 | 0 | 0 | 0 | 0 | 0 | 0 | 0 | 0 | 0 | 0 | 0 | 0 | 0 | 0
[10 empty] | 0 | 0 | 0 | 0 | 0 | 0 | 0 | 0 | 0 | 0 | 0 | 0 | 0 | 0 | 0 | 0 | 0 | 0 | 0 | 0 | 0 | 0 | 0 | 0 | 0 | 0 | 0 | 0
[10 empty] | 0 | 0 | 0 | 0 | 0 | 0 | 0 | 0 | 0 | 0 | 0 | 0 | 0 | 0 | 0 | 0 | 0 | 0 | 0 | 0 | 0 | 0 | 0 | 0 | 0 | 0 | 0 | 0
[10 empty] | 0 | 0 | 0 | 0 | 0 | 0 | 0 | 0 | 0 | 0 | 0 | 0 | 0 | 0 | 0 | 0 | 0 | 0 | 0 | 0 | 0 | 0 | 0 | 0 | 0 | 0 | 0 | 0
[10 empty] | 0 | 0 | 0 | 0 | 0 | 0 | 0 | 0 | 0 | 0 | 0 | 0 | 0 | 0 | 0 | 0 | 0 | 0 | 0 | 0 | 0 | 0 | 0 | 0 | 0 | 0 | 0 | 0
[10 empty] | 0 | 0 | 0 | 0 | 0 | 0 | 0 | 0 | 0 | 0 | 0 | 0 | 0 | 0 | 0 | 0 | 0 | 0 | 0 | 0 | 0 | 0 | 0 | 0 | 0 | 0 | 0 | 0
[10 empty] | 0 | 0 | 0 | 0 | 0 | 0 | 0 | 0 | 0 | 0 | 0 | 0 | 0 | 0 | 0 | 0 | 0 | 0 | 0 | 0 | 0 | 0 | 0 | 0 | 0 | 0 | 0 | 0
[10 empty] | 0 | 0 | 0 | 0 | 0 | 0 | 0 | 0 | 0 | 0 | 0 | 0 | 0 | 0 | 0 | 0 | 0 | 0 | 0 | 0 | 0 | 0 | 0 | 0 | 0 | 0 | 0 | 0
[10 empty] | 0 | 0 | 0 | 0 | 0 | 0 | 0 | 0 | 0 | 0 | 0 | 0 | 0 | 0 | 0 | 0 | 0 | 0 | 0 | 0 | 0 | 0 | 0 | 0 | 0 | 0 | 0 | 0
[10 empty] | 0 | 0 | 0 | 0 | 0 | 0 | 0 | 0 | 0 | 0 | 0 | 0 | 0 | 0 | 0 | 0 | 0 | 0 | 0 | 0 | 0 | 0 | 0 | 0 | 0 | 0 | 0 | 0
[10 empty] | 0 | 0 | 0 | 0 | 0 | 0 | 0 | 0 | 0 | 0 | 0 | 0 | 0 | 0 | 0 | 0 | 0 | 0 | 0 | 0 | 0 | 0 | 0 | 0 | 0 | 0 | 0 | 0
[10 empty] | 0 | 0 | 0 | 0 | 0 | 0 | 0 | 0 | 0 | 0 | 0 | 0 | 0 | 0 | 0 | 0 | 0 | 0 | 0 | 0 | 0 | 0 | 0 | 0 | 0 | 0 | 0 | 0
[10 empty] | 0 | 0 | 0 | 0 | 0 | 0 | 0 | 0 | 0 | 0 | 0 | 0 | 0 | 0 | 0 | 0 | 0 | 0 | 0 | 0 | 0 | 0 | 0 | 0 | 0 | 0 | 0 | 0
[10 empty] | 0 | 0 | 0 | 0 | 0 | 0 | 0 | 0 | 0 | 0 | 0 | 0 | 0 | 0 | 0 | 0 | 0 | 0 | 0 | 0 | 0 | 0 | 0 | 0 | 0 | 0 | 0 | 0
[10 empty] | 0 | 0 | 0 | 0 | 0 | 0 | 0 | 0 | 0 | 0 | 0 | 0 | 0 | 0 | 0 | 0 | 0 | 0 | 0 | 0 | 0 | 0 | 0 | 0 | 0 | 0 | 0 | 0
[10 empty] | 0 | 0 | 0 | 0 | 0 | 0 | 0 | 0 | 0 | 0 | 0 | 0 | 0 | 0 | 0 | 0 | 0 | 0 | 0 | 0 | 0 | 0 | 0 | 0 | 0 | 0 | 0 | 0
[10 empty] | 0 | 0 | 0 | 0 | 0 | 0 | 0 | 0 | 0 | 0 | 0 | 0 | 0 | 0 | 0 | 0 | 0 | 0 | 0 | 0 | 0 | 0 | 0 | 0 | 0 | 0 | 0 | 0
[10 empty] | 0 | 0 | 0 | 0 | 0 | 0 | 0 | 0 | 0 | 0 | 0 | 0 | 0 | 0 | 0 | 0 | 0 | 0 | 0 | 0 | 0 | 0 | 0 | 0 | 0 | 0 | 0 | 0
[10 empty] | 0 | 0 | 0 | 0 | 0 | 0 | 0 | 0 | 0 | 0 | 0 | 0 | 0 | 0 | 0 | 0 | 0 | 0 | 0 | 0 | 0 | 0 | 0 | 0 | 0 | 0 | 0 | 0
[10 empty] | 0 | 0 | 0 | 0 | 0 | 0 | 0 | 0 | 0 | 0 | 0 | 0 | 0 | 0 | 0 | 0 | 0 | 0 | 0 | 0 | 0 | 0 | 0 | 0 | 0 | 0 | 0 | 0
[10 empty] | 0 | 0 | 0 | 0 | 0 | 0 | 0 | 0 | 0 | 0 | 0 | 0 | 0 | 0 | 0 | 0 | 0 | 0 | 0 | 0 | 0 | 0 | 0 | 0 | 0 | 0 | 0 | 0
[10 empty] | 0 | 0 | 0 | 0 | 0 | 0 | 0 | 0 | 0 | 0 | 0 | 0 | 0 | 0 | 0 | 0 | 0 | 0 | 0 | 0 | 0 | 0 | 0 | 0 | 0 | 0 | 0 | 0
[10 empty] | 0 | 0 | 0 | 0 | 0 | 0 | 0 | 0 | 0 | 0 | 0 | 0 | 0 | 0 | 0 | 0 | 0 | 0 | 0 | 0 | 0 | 0 | 0 | 0 | 0 | 0 | 0 | 0
[10 empty] | 0 | 0 | 0 | 0 | 0 | 0 | 0 | 0 | 0 | 0 | 0 | 0 | 0 | 0 | 0 | 0 | 0 | 0 | 0 | 0 | 0 | 0 | 0 | 0 | 0 | 0 | 0 | 0
[10 empty] | 0 | 0 | 0 | 0 | 0 | 0 | 0 | 0 | 0 | 0 | 0 | 0 | 0 | 0 | 0 | 0 | 0 | 0 | 0 | 0 | 0 | 0 | 0 | 0 | 0 | 0 | 0 | 0
[10 empty] | 0 | 0 | 0 | 0 | 0 | 0 | 0 | 0 | 0 | 0 | 0 | 0 | 0 | 0 | 0 | 0 | 0 | 0 | 0 | 0 | 0 | 0 | 0 | 0 | 0 | 0 | 0 | 0
[10 empty] | 0 | 0 | 0 | 0 | 0 | 0 | 0 | 0 | 0 | 0 | 0 | 0 | 0 | 0 | 0 | 0 | 0 | 0 | 0 | 0 | 0 | 0 | 0 | 0 | 0 | 0 | 0 | 0
[10 empty] | 0 | 0 | 0 | 0 | 0 | 0 | 0 | 0 | 0 | 0 | 0 | 0 | 0 | 0 | 0 | 0 | 0 | 0 | 0 | 0 | 0 | 0 | 0 | 0 | 0 | 0 | 0 | 0
[10 empty] | 0 | 0 | 0 | 0 | 0 | 0 | 0 | 0 | 0 | 0 | 0 | 0 | 0 | 0 | 0 | 0 | 0 | 0 | 0 | 0 | 0 | 0 | 0 | 0 | 0 | 0 | 0 | 0
[10 empty] | 0 | 0 | 0 | 0 | 0 | 0 | 0 | 0 | 0 | 0 | 0 | 0 | 0 | 0 | 0 | 0 | 0 | 0 | 0 | 0 | 0 | 0 | 0 | 0 | 0 | 0 | 0 | 0
[10 empty] | 0 | 0 | 0 | 0 | 0 | 0 | 0 | 0 | 0 | 0 | 0 | 0 | 0 | 0 | 0 | 0 | 0 | 0 | 0 | 0 | 0 | 0 | 0 | 0 | 0 | 0 | 0 | 0
[10 empty] | 0 | -0.00059908 | -0.00104 | -0.0014814 | -0.001925 | -0.00237 | -0.0028226 | -0.0034416 | -0.0042262 | -0.0051495 | -0.0062094 | -0.0073435 | -0.008915 | -0.010857 | -0.013156 | -0.015672 | -0.018466 | -0.021234 | -0.024035 | -0.026687 | -0.029367 | -0.032014 | -0.034435 | -0.036403 | -0.038205 | -0.039779 | -0.041252 | -0.042337
[10 empty] | 0 | 0 | 0 | 0 | 0 | 0 | 0 | 0 | 0 | 0 | 0 | 0 | 0 | 0 | 0 | 0 | 0 | 0 | 0 | 0 | 0 | 0 | 0 | 0 | 0 | 0 | 0 | 0
[10 empty] | 0 | 0 | 0 | 0 | 0 | 0 | 0 | 0 | 0 | 0 | 0 | 0 | 0 | 0 | 0 | 0 | 0 | 0 | 0 | 0 | 0 | 0 | 0 | 0 | 0 | 0 | 0 | 0
[10 empty] | 0 | -0.00059908 | -0.00044213 | -0.00045021 | -0.00045683 | -0.00046233 | -0.00046799 | -0.00065132 | -0.00081547 | -0.0009613 | -0.0010934 | -0.0012052 | -0.0016375 | -0.0020221 | -0.0023695 | -0.0026665 | -0.0029345 | -0.0029344 | -0.0029391 | -0.0029268 | -0.0029197 | -0.0029108 | -0.0026745 | -0.0024368 | -0.0022292 | -0.0020427 | -0.0018798 | -0.0017245
[10 empty] | 0 | -1.1338e-05 | -2.3119e-05 | -3.559e-05 | -4.8852e-05 | -5.2327e-05 | -5.6064e-05 | -6.0105e-05 | -6.4504e-05 | -6.9296e-05 | -7.4552e-05 | -8.0352e-05 | -8.6712e-05 | -9.3726e-05 | -0.00010075 | -0.00010806 | -0.00011587 | -0.00012438 | -0.00013527 | -0.00014857 | -0.00016433 | -0.0001825 | -0.0002033 | -0.00022466 | -0.00024647 | -0.00027173 | -0.00029699 | -0.0003223
[10 empty] | 0 | -4.4438e-06 | -9.0615e-06 | -1.3949e-05 | -1.9147e-05 | -2.0509e-05 | -2.1974e-05 | -2.3558e-05 | -2.5282e-05 | -2.716e-05 | -2.922e-05 | -3.1493e-05 | -3.3986e-05 | -3.6735e-05 | -3.9489e-05 | -4.2355e-05 | -4.5416e-05 | -4.8748e-05 | -5.3017e-05 | -5.8233e-05 | -6.4408e-05 | -7.1531e-05 | -7.9681e-05 | -8.8055e-05 | -9.6604e-05 | -0.0001065 | -0.0001164 | -0.00012632
[10 empty] | 0 | -3.0973e-06 | -6.316e-06 | -9.7228e-06 | -1.3346e-05 | -1.4295e-05 | -1.5316e-05 | -1.642e-05 | -1.7622e-05 | -1.8931e-05 | -2.0367e-05 | -2.1951e-05 | -2.3689e-05 | -2.5605e-05 | -2.7525e-05 | -2.9522e-05 | -3.1655e-05 | -3.3978e-05 | -3.6954e-05 | -4.0589e-05 | -4.4893e-05 | -4.9858e-05 | -5.5539e-05 | -6.1376e-05 | -6.7334e-05 | -7.4234e-05 | -8.1133e-05 | -8.8049e-05
[10 empty] | 0 | -1.1338e-05 | -1.1782e-05 | -1.247e-05 | -1.3262e-05 | -3.4747e-06 | -3.7374e-06 | -4.0406e-06 | -4.3995e-06 | -4.7919e-06 | -5.2562e-06 | -5.7995e-06 | -6.3605e-06 | -7.0133e-06 | -8.6468e-06 | -1.0382e-05 | -1.2224e-05 | -1.418e-05 | -1.6256e-05 | -1.8438e-05 | -2.0731e-05 | -2.637e-05 | -2.8633e-05 | -2.9037e-05 | -2.9445e-05 | -2.9859e-05 | -3.0276e-05 | -3.0941e-05
[10 empty] | 0 | -0.00058106 | -0.0012673 | -0.0019375 | -0.0025928 | -0.0032335 | -0.0038598 | -0.0044728 | -0.0050727 | -0.005659 | -0.0062742 | -0.0068646 | -0.0076135 | -0.0084035 | -0.009141 | -0.0098617 | -0.010565 | -0.011251 | -0.011922 | -0.01259 | -0.013261 | -0.013875 | -0.014742 | -0.015593 | -0.016386 | -0.01717 | -0.017932 | -0.018673
[10 empty] | 0 | -0.00022774 | -0.00049671 | -0.0007594 | -0.0010162 | -0.0012673 | -0.0015128 | -0.0017531 | -0.0019882 | -0.002218 | -0.0024591 | -0.0026905 | -0.0029841 | -0.0032937 | -0.0035828 | -0.0038652 | -0.0041409 | -0.0044099 | -0.0046726 | -0.0049346 | -0.0051976 | -0.0054382 | -0.0057781 | -0.0061115 | -0.0064224 | -0.0067297 | -0.0070285 | -0.007319
[10 empty] | 0 | -0.00015874 | -0.00034621 | -0.00052931 | -0.00070832 | -0.00088335 | -0.0010544 | -0.0012219 | -0.0013858 | -0.001546 | -0.001714 | -0.0018753 | -0.0020799 | -0.0022957 | -0.0024972 | -0.0026941 | -0.0028863 | -0.0030738 | -0.0032569 | -0.0034394 | -0.0036228 | -0.0037905 | -0.0040274 | -0.0042598 | -0.0044765 | -0.0046907 | -0.004899 | -0.0051014
[10 empty] | 0 | -0.00058106 | -0.00068624 | -0.00067022 | -0.00065527 | -0.00064069 | -0.00062628 | -0.00061299 | -0.00059995 | -0.00058631 | -0.00080888 | -0.00094822 | -0.001211 | -0.0014311 | -0.0013994 | -0.0013675 | -0.001336 | -0.0013051 | -0.0012753 | -0.0013388 | -0.0014314 | -0.001522 | -0.0019933 | -0.0020956 | -0.0021307 | -0.0021647 | -0.0021115 | -0.0020592
[10 empty] | 0 | -0.0016547 | -0.0033035 | -0.0049468 | -0.0065851 | -0.0082264 | -0.0098635 | -0.011497 | -0.013127 | -0.014754 | -0.016379 | -0.018003 | -0.019624 | -0.021245 | -0.022873 | -0.02451 | -0.026155 | -0.027811 | -0.029477 | -0.031153 | -0.032841 | -0.034572 | -0.036314 | -0.038045 | -0.039766 | -0.041474 | -0.043172 | -0.04486
[10 empty] | 0 | -0.00064854 | -0.0012948 | -0.0019389 | -0.002581 | -0.0032243 | -0.0038659 | -0.0045061 | -0.0051451 | -0.0057829 | -0.0064197 | -0.007056 | -0.0076916 | -0.0083269 | -0.008965 | -0.0096064 | -0.010251 | -0.0109 | -0.011553 | -0.01221 | -0.012872 | -0.01355 | -0.014233 | -0.014911 | -0.015586 | -0.016256 | -0.016921 | -0.017582
[10 empty] | 0 | -0.00045204 | -0.00090248 | -0.0013514 | -0.001799 | -0.0022474 | -0.0026946 | -0.0031408 | -0.0035862 | -0.0040307 | -0.0044746 | -0.0049181 | -0.0053611 | -0.0058039 | -0.0062487 | -0.0066957 | -0.0071453 | -0.0075976 | -0.0080527 | -0.0085106 | -0.0089717 | -0.0094448 | -0.0099205 | -0.010393 | -0.010864 | -0.01133 | -0.011794 | -0.012255
[10 empty] | 0 | -0.0016547 | -0.0016488 | -0.0016433 | -0.0016382 | -0.0016413 | -0.0016371 | -0.0016334 | -0.0016302 | -0.0016272 | -0.0016249 | -0.0016233 | -0.0016217 | -0.0016209 | -0.0018644 | -0.0020745 | -0.0022559 | -0.0024129 | -0.0025492 | -0.0026675 | -0.0027705 | -0.003375 | -0.0033803 | -0.0033668 | -0.0033533 | -0.0033399 | -0.0033266 | -0.0033495
[10 empty] | 0 | 0 | 0 | 0 | 0 | 0 | 0 | 0 | 0 | 0 | 0 | 0 | 0 | 0 | 0 | 0 | 0 | 0 | 0 | 0 | 0 | 0 | 0 | 0 | 0 | 0 | 0 | 0
[10 empty] | 0 | 0 | 0 | 0 | 0 | 0 | 0 | 0 | 0 | 0 | 0 | 0 | 0 | 0 | 0 | 0 | 0 | 0 | 0 | 0 | 0 | 0 | 0 | 0 | 0 | 0 | 0 | 0
[10 empty] | 0 | 0 | 0 | 0 | 0 | 0 | 0 | 0 | 0 | 0 | 0 | 0 | 0 | 0 | 0 | 0 | 0 | 0 | 0 | 0 | 0 | 0 | 0 | 0 | 0 | 0 | 0 | 0
[10 empty] | 0 | 0 | 0 | 0 | 0 | 0 | 0 | 0 | 0 | 0 | 0 | 0 | 0 | 0 | 0 | 0 | 0 | 0 | 0 | 0 | 0 | 0 | 0 | 0 | 0 | 0 | 0 | 0
[10 empty] | 0 | -1.297e-05 | -2.5889e-05 | -3.8755e-05 | -5.157e-05 | -6.4334e-05 | -7.7047e-05 | -8.9709e-05 | -0.00010232 | -0.00011488 | -0.00012739 | -0.00013985 | -0.00015226 | -0.00016463 | -0.00017836 | -0.00019329 | -0.00020788 | -0.00022213 | -0.0002361 | -0.0002498 | -0.00026326 | -0.0002765 | -0.00028954 | -0.00030633 | -0.0003225 | -0.00033418 | -0.00034581 | -0.00035756
[10 empty] | 0 | -2.6705e-06 | -5.3303e-06 | -7.9795e-06 | -1.0618e-05 | -1.3246e-05 | -1.5864e-05 | -1.8471e-05 | -2.1067e-05 | -2.3654e-05 | -2.6229e-05 | -2.8795e-05 | -3.135e-05 | -3.3895e-05 | -3.6723e-05 | -3.9798e-05 | -4.28e-05 | -4.5736e-05 | -4.8611e-05 | -5.1432e-05 | -5.4203e-05 | -5.6929e-05 | -5.9614e-05 | -6.3072e-05 | -6.6401e-05 | -6.8806e-05 | -7.1201e-05 | -7.3619e-05
[10 empty] | 0 | -3.6002e-06 | -7.186e-06 | -1.0757e-05 | -1.4315e-05 | -1.7858e-05 | -2.1386e-05 | -2.4901e-05 | -2.8402e-05 | -3.1888e-05 | -3.5361e-05 | -3.8819e-05 | -4.2264e-05 | -4.5696e-05 | -4.9507e-05 | -5.3653e-05 | -5.7701e-05 | -6.1658e-05 | -6.5535e-05 | -6.9337e-05 | -7.3073e-05 | -7.6748e-05 | -8.0368e-05 | -8.5029e-05 | -8.9517e-05 | -9.276e-05 | -9.5989e-05 | -9.9248e-05
[10 empty] | 0 | -1.297e-05 | -1.2918e-05 | -1.2867e-05 | -1.2815e-05 | -1.2764e-05 | -1.2713e-05 | -1.2662e-05 | -1.2611e-05 | -1.2561e-05 | -1.2511e-05 | -1.2461e-05 | -1.2411e-05 | -1.2361e-05 | -1.3753e-05 | -1.4979e-05 | -1.6058e-05 | -1.7006e-05 | -1.7837e-05 | -1.8566e-05 | -1.9202e-05 | -1.9757e-05 | -2.024e-05 | -2.4652e-05 | -2.4554e-05 | -2.4456e-05 | -2.4358e-05 | -2.442e-05
[10 empty] | 0 | -6.0926e-07 | -1.2161e-06 | -1.8205e-06 | -2.4224e-06 | -3.022e-06 | -3.6192e-06 | -4.214e-06 | -4.8064e-06 | -5.3964e-06 | -5.9841e-06 | -6.5694e-06 | -7.1524e-06 | -7.733e-06 | -8.397e-06 | -9.1318e-06 | -9.8599e-06 | -1.058e-05 | -1.129e-05 | -1.1991e-05 | -1.2681e-05 | -1.3536e-05 | -1.4354e-05 | -1.5139e-05 | -1.5896e-05 | -1.6441e-05 | -1.6985e-05 | -1.7538e-05
[10 empty] | 0 | -1.2544e-07 | -2.5038e-07 | -3.7483e-07 | -4.9877e-07 | -6.2222e-07 | -7.4517e-07 | -8.6763e-07 | -9.8961e-07 | -1.1111e-06 | -1.2321e-06 | -1.3526e-06 | -1.4726e-06 | -1.5922e-06 | -1.7289e-06 | -1.8802e-06 | -2.0301e-06 | -2.1783e-06 | -2.3247e-06 | -2.4689e-06 | -2.611e-06 | -2.7869e-06 | -2.9554e-06 | -3.1171e-06 | -3.2728e-06 | -3.3852e-06 | -3.4971e-06 | -3.611e-06
[10 empty] | 0 | -1.6911e-07 | -3.3755e-07 | -5.0531e-07 | -6.7241e-07 | -8.3883e-07 | -1.0046e-06 | -1.1697e-06 | -1.3341e-06 | -1.4979e-06 | -1.661e-06 | -1.8235e-06 | -1.9853e-06 | -2.1465e-06 | -2.3308e-06 | -2.5347e-06 | -2.7368e-06 | -2.9367e-06 | -3.1339e-06 | -3.3284e-06 | -3.52e-06 | -3.7571e-06 | -3.9842e-06 | -4.2022e-06 | -4.4122e-06 | -4.5637e-06 | -4.7145e-06 | -4.8681e-06
[10 empty] | 0 | -6.0926e-07 | -6.0682e-07 | -6.0439e-07 | -6.0198e-07 | -5.9957e-07 | -5.9717e-07 | -5.9478e-07 | -5.924e-07 | -5.9003e-07 | -5.8767e-07 | -5.8532e-07 | -5.8298e-07 | -5.8065e-07 | -6.6536e-07 | -7.373e-07 | -7.983e-07 | -8.4992e-07 | -8.935e-07 | -9.3019e-07 | -9.6099e-07 | -1.1642e-06 | -1.1596e-06 | -1.1549e-06 | -1.1503e-06 | -1.1457e-06 | -1.1411e-06 | -1.149e-06
[10 empty] | 0 | -0.0041126 | -0.005257 | -0.0063968 | -0.0066564 | -0.0073151 | -0.0082381 | -0.0089182 | -0.010486 | -0.012062 | -0.013662 | -0.015273 | -0.016973 | -0.018683 | -0.020391 | -0.022098 | -0.023808 | -0.025517 | -0.027173 | -0.02879 | -0.03038 | -0.031961 | -0.03354 | -0.035052 | -0.036577 | -0.038115 | -0.039672 | -0.041251
[10 empty] | 0 | -0.0014801 | -0.001892 | -0.0023022 | -0.0023956 | -0.0026327 | -0.0029649 | -0.0032096 | -0.0037738 | -0.0043413 | -0.0049168 | -0.0054967 | -0.0061087 | -0.0067239 | -0.0073388 | -0.0079531 | -0.0085684 | -0.0091836 | -0.0097794 | -0.010362 | -0.010934 | -0.011503 | -0.012071 | -0.012615 | -0.013164 | -0.013717 | -0.014278 | -0.014846
[10 empty] | 0 | -0.0019112 | -0.0024431 | -0.0029728 | -0.0030934 | -0.0033996 | -0.0038285 | -0.0041445 | -0.004873 | -0.0056058 | -0.006349 | -0.0070977 | -0.0078881 | -0.0086824 | -0.0094764 | -0.01027 | -0.011064 | -0.011859 | -0.012628 | -0.01338 | -0.014119 | -0.014853 | -0.015587 | -0.01629 | -0.016999 | -0.017713 | -0.018437 | -0.019171
[10 empty] | 0 | -0.0041126 | -0.0011444 | -0.0011398 | -0.0015182 | -0.0017675 | -0.0019306 | -0.0025392 | -0.0027098 | -0.0028797 | -0.0032348 | -0.0034997 | -0.0039055 | -0.0042437 | -0.0044943 | -0.0047345 | -0.0050442 | -0.0053139 | -0.0055616 | -0.0058507 | -0.0061145 | -0.0063693 | -0.0066477 | -0.0069118 | -0.0071669 | -0.0074364 | -0.0076975 | -0.0079533
[10 empty] | 0 | -0.00014583 | -0.00026889 | -0.00039146 | -0.00051354 | -0.00063513 | -0.00075623 | -0.00091295 | -0.001069 | -0.0012245 | -0.0013794 | -0.0015336 | -0.0017104 | -0.0018865 | -0.0020619 | -0.0022366 | -0.0024106 | -0.0025839 | -0.0027565 | -0.0029284 | -0.0031074 | -0.0032964 | -0.0034931 | -0.0036959 | -0.0039034 | -0.0041245 | -0.0043449 | -0.0045586
[10 empty] | 0 | -5.2486e-05 | -9.6775e-05 | -0.00014089 | -0.00018482 | -0.00022858 | -0.00027217 | -0.00032857 | -0.00038475 | -0.0004407 | -0.00049643 | -0.00055194 | -0.00061557 | -0.00067895 | -0.00074207 | -0.00080494 | -0.00086756 | -0.00092993 | -0.00099206 | -0.0010539 | -0.0011184 | -0.0011864 | -0.0012572 | -0.0013302 | -0.0014048 | -0.0014844 | -0.0015637 | -0.0016406
[10 empty] | 0 | -6.7774e-05 | -0.00012496 | -0.00018192 | -0.00023866 | -0.00029516 | -0.00035144 | -0.00042428 | -0.00049682 | -0.00056907 | -0.00064103 | -0.0007127 | -0.00079487 | -0.00087671 | -0.00095822 | -0.0010394 | -0.0011203 | -0.0012008 | -0.001281 | -0.0013609 | -0.0014441 | -0.0015319 | -0.0016234 | -0.0017176 | -0.001814 | -0.0019168 | -0.0020192 | -0.0021185
[10 empty] | 0 | -0.00014583 | -0.00012306 | -0.00012257 | -0.00012208 | -0.00012159 | -0.0001211 | -0.00015672 | -0.00015609 | -0.00015547 | -0.00015485 | -0.00015423 | -0.00017681 | -0.0001761 | -0.00017539 | -0.00017469 | -0.00017399 | -0.0001733 | -0.00017261 | -0.00017192 | -0.00020818 | -0.00023691 | -0.00025962 | -0.0002775 | -0.00029153 | -0.00035091 | -0.0003495 | -0.00034811
[10 empty] | 0 | -0.000778 | -0.0015529 | -0.0024294 | -0.003377 | -0.0043846 | -0.0054785 | -0.0065997 | -0.0077519 | -0.0089165 | -0.010064 | -0.011206 | -0.012351 | -0.01349 | -0.014627 | -0.015697 | -0.016773 | -0.017855 | -0.018939 | -0.020025 | -0.021108 | -0.022181 | -0.023254 | -0.024323 | -0.025384 | -0.026439 | -0.027484 | -0.028525
[10 empty] | 0 | -0.00028 | -0.00055888 | -0.00087435 | -0.0012154 | -0.001578 | -0.0019717 | -0.0023752 | -0.0027899 | -0.003209 | -0.003622 | -0.0040329 | -0.004445 | -0.0048551 | -0.0052641 | -0.0056492 | -0.0060366 | -0.006426 | -0.006816 | -0.0072069 | -0.0075968 | -0.0079829 | -0.0083692 | -0.0087538 | -0.0091356 | -0.0095153 | -0.0098915 | -0.010266
[10 empty] | 0 | -0.00036156 | -0.00072167 | -0.001129 | -0.0015694 | -0.0020377 | -0.002546 | -0.0030671 | -0.0036025 | -0.0041438 | -0.004677 | -0.0052075 | -0.0057397 | -0.0062693 | -0.0067974 | -0.0072947 | -0.0077949 | -0.0082978 | -0.0088013 | -0.0093061 | -0.0098095 | -0.010308 | -0.010807 | -0.011304 | -0.011797 | -0.012287 | -0.012773 | -0.013257
[10 empty] | 0 | -0.000778 | -0.00077489 | -0.0010311 | -0.0011999 | -0.0013968 | -0.001737 | -0.001901 | -0.0021596 | -0.0023599 | -0.0025843 | -0.0028284 | -0.0030471 | -0.0032834 | -0.0034941 | -0.0037171 | -0.0039389 | -0.0041505 | -0.0043723 | -0.0045846 | -0.0048015 | -0.0050157 | -0.0052278 | -0.0054416 | -0.005652 | -0.0058635 | -0.0060732 | -0.0062821
[10 empty] | 0 | -0.0007167 | -0.00088356 | -0.00090021 | -0.00099196 | -0.0011392 | -0.0012381 | -0.0015307 | -0.0018399 | -0.0021515 | -0.0024695 | -0.0027964 | -0.0031502 | -0.0035099 | -0.0038745 | -0.0042426 | -0.0046125 | -0.0049821 | -0.0053522 | -0.0057044 | -0.0060585 | -0.0064102 | -0.0067588 | -0.0071052 | -0.0074487 | -0.0077828 | -0.008116 | -0.0084463
[10 empty] | 0 | -0.00025794 | -0.00031799 | -0.00032398 | -0.000357 | -0.00040999 | -0.00044559 | -0.00055092 | -0.00066216 | -0.00077432 | -0.00088878 | -0.0010064 | -0.0011337 | -0.0012632 | -0.0013944 | -0.0015269 | -0.00166 | -0.0017931 | -0.0019263 | -0.002053 | -0.0021804 | -0.002307 | -0.0024325 | -0.0025572 | -0.0026808 | -0.002801 | -0.0029209 | -0.0030398
[10 empty] | 0 | -0.00033307 | -0.00041062 | -0.00041835 | -0.00046099 | -0.00052941 | -0.00057538 | -0.00071139 | -0.00085504 | -0.00099986 | -0.0011477 | -0.0012996 | -0.001464 | -0.0016312 | -0.0018006 | -0.0019717 | -0.0021435 | -0.0023153 | -0.0024873 | -0.002651 | -0.0028156 | -0.002979 | -0.003141 | -0.003302 | -0.0034616 | -0.0036169 | -0.0037717 | -0.0039253
[10 empty] | 0 | -0.0007167 | -0.00016686 | -0.00022204 | -0.00025838 | -0.00030078 | -0.00037403 | -0.00043634 | -0.00049572 | -0.00054169 | -0.0005932 | -0.00064922 | -0.00072854 | -0.00078503 | -0.0008354 | -0.00088872 | -0.00094176 | -0.00099235 | -0.0010454 | -0.0010961 | -0.001148 | -0.0011992 | -0.0012499 | -0.001301 | -0.0013513 | -0.0014019 | -0.001452 | -0.001502
[10 empty] | 0 | -0.00017399 | -0.00034451 | -0.00051195 | -0.00068018 | -0.0008502 | -0.0010206 | -0.0011934 | -0.0013692 | -0.0015457 | -0.0017227 | -0.0019008 | -0.0020818 | -0.0022662 | -0.0024543 | -0.002645 | -0.0028379 | -0.0030331 | -0.0032312 | -0.0034311 | -0.0036316 | -0.0038406 | -0.0040496 | -0.0042574 | -0.0044628 | -0.0046655 | -0.004866 | -0.0050637
[10 empty] | 0 | -3.7036e-05 | -7.3335e-05 | -0.00010898 | -0.00014479 | -0.00018098 | -0.00021726 | -0.00025404 | -0.00029145 | -0.00032902 | -0.0003667 | -0.00040462 | -0.00044314 | -0.00048239 | -0.00052244 | -0.00056303 | -0.0006041 | -0.00064565 | -0.00068781 | -0.00073037 | -0.00077305 | -0.00081754 | -0.00086202 | -0.00090626 | -0.00094999 | -0.00099313 | -0.0010358 | -0.0010779
[10 empty] | 0 | -3.9166e-05 | -7.7551e-05 | -0.00011524 | -0.00015311 | -0.00019138 | -0.00022975 | -0.00026865 | -0.00030821 | -0.00034794 | -0.00038779 | -0.00042789 | -0.00046862 | -0.00051013 | -0.00055248 | -0.00059541 | -0.00063884 | -0.00068278 | -0.00072736 | -0.00077237 | -0.00081751 | -0.00086455 | -0.00091159 | -0.00095837 | -0.0010046 | -0.0010502 | -0.0010954 | -0.0011399
[10 empty] | 0 | -0.00017399 | -0.00017052 | -0.00016744 | -0.00016823 | -0.00017002 | -0.00017044 | -0.00017281 | -0.00017574 | -0.0001765 | -0.00017701 | -0.00017814 | -0.00020026 | -0.00022054 | -0.00023885 | -0.00025448 | -0.00026853 | -0.0002813 | -0.00029382 | -0.00030456 | -0.00031315 | -0.00038233 | -0.0003818 | -0.00038276 | -0.00038563 | -0.00038997 | -0.00039538 | -0.00040154
[10 empty] | 0 | -3.1348e-05 | -6.4077e-05 | -9.8249e-05 | -0.00013414 | -0.00017187 | -0.00021143 | -0.00025303 | -0.00029996 | -0.00035167 | -0.00040787 | -0.0004684 | -0.00053145 | -0.00060129 | -0.00067315 | -0.00074746 | -0.00082461 | -0.00090494 | -0.00098878 | -0.0010763 | -0.0011684 | -0.0012603 | -0.001357 | -0.0014581 | -0.0015637 | -0.0016741 | -0.0017889 | -0.0019082
[10 empty] | 0 | -6.6729e-06 | -1.364e-05 | -2.0914e-05 | -2.8553e-05 | -3.6585e-05 | -4.5007e-05 | -5.3862e-05 | -6.3851e-05 | -7.4859e-05 | -8.6822e-05 | -9.9707e-05 | -0.00011313 | -0.00012799 | -0.00014329 | -0.00015911 | -0.00017553 | -0.00019263 | -0.00021048 | -0.00022911 | -0.00024871 | -0.00026828 | -0.00028885 | -0.00031038 | -0.00033285 | -0.00035637 | -0.0003808 | -0.00040619
[10 empty] | 0 | -7.0565e-06 | -1.4424e-05 | -2.2116e-05 | -3.0195e-05 | -3.8689e-05 | -4.7595e-05 | -5.6959e-05 | -6.7522e-05 | -7.9163e-05 | -9.1814e-05 | -0.00010544 | -0.00011963 | -0.00013535 | -0.00015153 | -0.00016826 | -0.00018563 | -0.00020371 | -0.00022258 | -0.00024228 | -0.00026301 | -0.0002837 | -0.00030546 | -0.00032823 | -0.00035199 | -0.00037686 | -0.00040269 | -0.00042954
[10 empty] | 0 | -3.1348e-05 | -3.2729e-05 | -3.4172e-05 | -3.5887e-05 | -3.7733e-05 | -3.9565e-05 | -4.1599e-05 | -5.0091e-05 | -5.7585e-05 | -6.4402e-05 | -7.0792e-05 | -7.6843e-05 | -9.1084e-05 | -9.547e-05 | -0.0001012 | -0.00010794 | -0.00011538 | -0.00012343 | -0.00013174 | -0.00014357 | -0.00015436 | -0.00016466 | -0.00017474 | -0.00018494 | -0.00019762 | -0.00020757 | -0.00021911
[10 empty] | 0 | -9.2647e-06 | -1.9417e-05 | -3.0572e-05 | -4.2961e-05 | -5.6738e-05 | -7.2017e-05 | -8.918e-05 | -0.00010848 | -0.00012985 | -0.00015341 | -0.00017946 | -0.00020827 | -0.00024008 | -0.00027513 | -0.00031353 | -0.00035574 | -0.0004021 | -0.00045317 | -0.00050919 | -0.00057029 | -0.00063681 | -0.00070911 | -0.00078776 | -0.00087273 | -0.00096444 | -0.0010633 | -0.0011698
[10 empty] | 0 | -1.9721e-06 | -4.1333e-06 | -6.5077e-06 | -9.145e-06 | -1.2078e-05 | -1.533e-05 | -1.8983e-05 | -2.3093e-05 | -2.764e-05 | -3.2656e-05 | -3.8202e-05 | -4.4333e-05 | -5.1106e-05 | -5.8566e-05 | -6.6741e-05 | -7.5726e-05 | -8.5594e-05 | -9.6465e-05 | -0.00010839 | -0.00012139 | -0.00013556 | -0.00015095 | -0.00016769 | -0.00018577 | -0.0002053 | -0.00022635 | -0.00024902
[10 empty] | 0 | -2.0855e-06 | -4.371e-06 | -6.8819e-06 | -9.6708e-06 | -1.2772e-05 | -1.6212e-05 | -2.0075e-05 | -2.442e-05 | -2.923e-05 | -3.4534e-05 | -4.0399e-05 | -4.6883e-05 | -5.4044e-05 | -6.1933e-05 | -7.0578e-05 | -8.008e-05 | -9.0516e-05 | -0.00010201 | -0.00011462 | -0.00012838 | -0.00014335 | -0.00015963 | -0.00017733 | -0.00019646 | -0.0002171 | -0.00023936 | -0.00026334
[10 empty] | 0 | -9.2647e-06 | -1.0153e-05 | -1.1154e-05 | -1.239e-05 | -1.3777e-05 | -1.5279e-05 | -1.7163e-05 | -1.9304e-05 | -2.1364e-05 | -2.3563e-05 | -2.6054e-05 | -2.8804e-05 | -3.1815e-05 | -3.5046e-05 | -3.8403e-05 | -4.3533e-05 | -4.8945e-05 | -5.4876e-05 | -6.1052e-05 | -6.7384e-05 | -7.4096e-05 | -8.1235e-05 | -9.1772e-05 | -9.9522e-05 | -0.00010785 | -0.00011679 | -0.00012639
[10 empty] | 0 | 0 | 0 | 0 | 0 | 0 | 0 | 0 | 0 | 0 | 0 | 0 | 0 | 0 | 0 | 0 | 0 | 0 | 0 | 0 | 0 | 0 | 0 | 0 | 0 | 0 | 0 | 0
[10 empty] | 0 | 0 | 0 | 0 | 0 | 0 | 0 | 0 | 0 | 0 | 0 | 0 | 0 | 0 | 0 | 0 | 0 | 0 | 0 | 0 | 0 | 0 | 0 | 0 | 0 | 0 | 0 | 0
[10 empty] | 0 | 0 | 0 | 0 | 0 | 0 | 0 | 0 | 0 | 0 | 0 | 0 | 0 | 0 | 0 | 0 | 0 | 0 | 0 | 0 | 0 | 0 | 0 | 0 | 0 | 0 | 0 | 0
[10 empty] | 0 | 0 | 0 | 0 | 0 | 0 | 0 | 0 | 0 | 0 | 0 | 0 | 0 | 0 | 0 | 0 | 0 | 0 | 0 | 0 | 0 | 0 | 0 | 0 | 0 | 0 | 0 | 0
[10 empty] | 0 | -3.1999e-06 | -6.068e-06 | -8.6772e-06 | -1.111e-05 | -1.3392e-05 | -1.5534e-05 | -1.762e-05 | -1.9663e-05 | -2.1578e-05 | -2.336e-05 | -2.5027e-05 | -2.6678e-05 | -2.834e-05 | -3.0015e-05 | -3.1665e-05 | -3.3278e-05 | -3.4851e-05 | -3.6391e-05 | -3.7862e-05 | -3.923e-05 | -4.1014e-05 | -4.262e-05 | -4.402e-05 | -4.521e-05 | -4.6201e-05 | -4.7011e-05 | -4.7629e-05
[10 empty] | 0 | -6.8116e-07 | -1.2917e-06 | -1.8471e-06 | -2.365e-06 | -2.8507e-06 | -3.3067e-06 | -3.7506e-06 | -4.1856e-06 | -4.5933e-06 | -4.9725e-06 | -5.3273e-06 | -5.6789e-06 | -6.0327e-06 | -6.3893e-06 | -6.7405e-06 | -7.0839e-06 | -7.4185e-06 | -7.7464e-06 | -8.0595e-06 | -8.3507e-06 | -8.7304e-06 | -9.0723e-06 | -9.3704e-06 | -9.6237e-06 | -9.8347e-06 | -1.0007e-05 | -1.0139e-05
[10 empty] | 0 | -7.2033e-07 | -1.366e-06 | -1.9533e-06 | -2.501e-06 | -3.0147e-06 | -3.4969e-06 | -3.9663e-06 | -4.4262e-06 | -4.8574e-06 | -5.2584e-06 | -5.6336e-06 | -6.0055e-06 | -6.3796e-06 | -6.7566e-06 | -7.1281e-06 | -7.4912e-06 | -7.8451e-06 | -8.1918e-06 | -8.523e-06 | -8.8309e-06 | -9.2324e-06 | -9.594e-06 | -9.9092e-06 | -1.0177e-05 | -1.04e-05 | -1.0582e-05 | -1.0722e-05
[10 empty] | 0 | -3.1999e-06 | -2.8681e-06 | -2.6092e-06 | -2.4331e-06 | -2.2818e-06 | -2.1421e-06 | -2.0854e-06 | -2.0432e-06 | -1.9155e-06 | -1.7812e-06 | -1.667e-06 | -2.0073e-06 | -2.2969e-06 | -2.529e-06 | -2.6795e-06 | -2.7819e-06 | -2.849e-06 | -2.9067e-06 | -2.913e-06 | -2.8623e-06 | -4.2958e-06 | -3.9218e-06 | -3.602e-06 | -3.348e-06 | -3.144e-06 | -2.9774e-06 | -2.8378e-06
[10 empty] | 0 | -2.2418e-05 | -4.4054e-05 | -6.4929e-05 | -8.5064e-05 | -0.00010448 | -0.00012319 | -0.00014121 | -0.00015858 | -0.00017529 | -0.00019137 | -0.00020684 | -0.00022172 | -0.00023601 | -0.00024974 | -0.00026292 | -0.00027556 | -0.00028769 | -0.00029931 | -0.00031044 | -0.00032109 | -0.00033127 | -0.00034101 | -0.0003503 | -0.00035917 | -0.00036763 | -0.00037568 | -0.00038334
[10 empty] | 0 | -4.772e-06 | -9.3776e-06 | -1.3821e-05 | -1.8107e-05 | -2.224e-05 | -2.6222e-05 | -3.006e-05 | -3.3755e-05 | -3.7313e-05 | -4.0737e-05 | -4.403e-05 | -4.7196e-05 | -5.0239e-05 | -5.3161e-05 | -5.5966e-05 | -5.8658e-05 | -6.1239e-05 | -6.3712e-05 | -6.6081e-05 | -6.8348e-05 | -7.0517e-05 | -7.2589e-05 | -7.4568e-05 | -7.6456e-05 | -7.8255e-05 | -7.997e-05 | -8.1601e-05
[10 empty] | 0 | -5.0464e-06 | -9.9169e-06 | -1.4616e-05 | -1.9148e-05 | -2.3518e-05 | -2.773e-05 | -3.1788e-05 | -3.5696e-05 | -3.9459e-05 | -4.3079e-05 | -4.6562e-05 | -4.991e-05 | -5.3128e-05 | -5.6218e-05 | -5.9185e-05 | -6.2031e-05 | -6.476e-05 | -6.7376e-05 | -6.9881e-05 | -7.2278e-05 | -7.4571e-05 | -7.6763e-05 | -7.8855e-05 | -8.0852e-05 | -8.2755e-05 | -8.4568e-05 | -8.6293e-05
[10 empty] | 0 | -2.2418e-05 | -2.1636e-05 | -2.0875e-05 | -2.0134e-05 | -1.9413e-05 | -1.8711e-05 | -1.8027e-05 | -1.7362e-05 | -1.6714e-05 | -1.9286e-05 | -2.1306e-05 | -2.2858e-05 | -2.4013e-05 | -2.4833e-05 | -2.537e-05 | -2.567e-05 | -3.2301e-05 | -3.1073e-05 | -3.0336e-05 | -2.9942e-05 | -2.9777e-05 | -2.9753e-05 | -2.9803e-05 | -2.9877e-05 | -2.994e-05 | -3.1832e-05 | -3.3072e-05
[10 empty] | 0 | -3.8427e-06 | -7.5985e-06 | -1.1269e-05 | -1.4855e-05 | -1.8359e-05 | -2.1782e-05 | -2.5125e-05 | -2.839e-05 | -3.1578e-05 | -3.469e-05 | -3.7728e-05 | -4.0692e-05 | -4.3585e-05 | -4.6408e-05 | -4.9161e-05 | -5.1847e-05 | -5.4465e-05 | -5.7018e-05 | -5.9506e-05 | -6.1931e-05 | -6.4294e-05 | -6.6595e-05 | -6.8837e-05 | -7.1019e-05 | -7.3144e-05 | -7.5212e-05 | -7.7224e-05
[10 empty] | 0 | -8.1799e-07 | -1.6175e-06 | -2.3988e-06 | -3.1622e-06 | -3.9081e-06 | -4.6366e-06 | -5.3483e-06 | -6.0432e-06 | -6.7218e-06 | -7.3843e-06 | -8.0309e-06 | -8.662e-06 | -9.2779e-06 | -9.8787e-06 | -1.0465e-05 | -1.1036e-05 | -1.1594e-05 | -1.2137e-05 | -1.2667e-05 | -1.3183e-05 | -1.3686e-05 | -1.4176e-05 | -1.4653e-05 | -1.5118e-05 | -1.557e-05 | -1.601e-05 | -1.6438e-05
[10 empty] | 0 | -8.6502e-07 | -1.7105e-06 | -2.5367e-06 | -3.344e-06 | -4.1328e-06 | -4.9033e-06 | -5.6558e-06 | -6.3907e-06 | -7.1083e-06 | -7.8089e-06 | -8.4927e-06 | -9.1601e-06 | -9.8114e-06 | -1.0447e-05 | -1.1067e-05 | -1.1671e-05 | -1.226e-05 | -1.2835e-05 | -1.3395e-05 | -1.3941e-05 | -1.4473e-05 | -1.4991e-05 | -1.5496e-05 | -1.5987e-05 | -1.6465e-05 | -1.6931e-05 | -1.7384e-05
[10 empty] | 0 | -3.8427e-06 | -3.7558e-06 | -3.6704e-06 | -3.5864e-06 | -3.5039e-06 | -3.4228e-06 | -3.3431e-06 | -3.2647e-06 | -3.1878e-06 | -3.1121e-06 | -3.0378e-06 | -2.9648e-06 | -2.8931e-06 | -2.8226e-06 | -2.7533e-06 | -2.6853e-06 | -2.6184e-06 | -3.1017e-06 | -3.4954e-06 | -3.8125e-06 | -4.0644e-06 | -4.2607e-06 | -4.4098e-06 | -4.5186e-06 | -5.713e-06 | -5.5736e-06 | -5.4366e-06
[10 empty] | 0 | 0 | 0 | 0 | 0 | 0 | 0 | 0 | 0 | 0 | 0 | 0 | 0 | 0 | 0 | 0 | 0 | 0 | 0 | 0 | 0 | 0 | 0 | 0 | 0 | 0 | 0 | 0
[10 empty] | 0 | 0 | 0 | 0 | 0 | 0 | 0 | 0 | 0 | 0 | 0 | 0 | 0 | 0 | 0 | 0 | 0 | 0 | 0 | 0 | 0 | 0 | 0 | 0 | 0 | 0 | 0 | 0
[10 empty] | 0 | 0 | 0 | 0 | 0 | 0 | 0 | 0 | 0 | 0 | 0 | 0 | 0 | 0 | 0 | 0 | 0 | 0 | 0 | 0 | 0 | 0 | 0 | 0 | 0 | 0 | 0 | 0
[10 empty] | 0 | 0 | 0 | 0 | 0 | 0 | 0 | 0 | 0 | 0 | 0 | 0 | 0 | 0 | 0 | 0 | 0 | 0 | 0 | 0 | 0 | 0 | 0 | 0 | 0 | 0 | 0 | 0
[10 empty] | 0 | -0.00019284 | -0.00038052 | -0.00056316 | -0.00074086 | -0.0009137 | -0.0010818 | -0.0012453 | -0.0014042 | -0.0015586 | -0.0017087 | -0.0018544 | -0.001996 | -0.0021335 | -0.002267 | -0.0023965 | -0.0025222 | -0.0026441 | -0.0027623 | -0.0028768 | -0.0029879 | -0.0030954 | -0.0031996 | -0.0033005 | -0.0033981 | -0.0034925 | -0.0035838 | -0.003672
[10 empty] | 0 | -2.897e-05 | -5.7165e-05 | -8.4603e-05 | -0.0001113 | -0.00013726 | -0.00016252 | -0.00018707 | -0.00021094 | -0.00023414 | -0.00025669 | -0.00027859 | -0.00029986 | -0.00032051 | -0.00034056 | -0.00036002 | -0.0003789 | -0.00039721 | -0.00041497 | -0.00043218 | -0.00044886 | -0.00046502 | -0.00048067 | -0.00049582 | -0.00051049 | -0.00052467 | -0.00053839 | -0.00055164
[10 empty] | 0 | -3.7638e-05 | -7.427e-05 | -0.00010992 | -0.0001446 | -0.00017834 | -0.00021114 | -0.00024305 | -0.00027406 | -0.0003042 | -0.00033349 | -0.00036195 | -0.00038958 | -0.00041641 | -0.00044246 | -0.00046774 | -0.00049227 | -0.00051606 | -0.00053913 | -0.0005615 | -0.00058317 | -0.00060416 | -0.0006245 | -0.00064418 | -0.00066323 | -0.00068166 | -0.00069948 | -0.0007167
[10 empty] | 0 | -0.00019284 | -0.00018769 | -0.00018264 | -0.00017769 | -0.00023713 | -0.00027352 | -0.00029461 | -0.00034366 | -0.00035563 | -0.00037437 | -0.00039255 | -0.00043239 | -0.00045708 | -0.00047549 | -0.00049808 | -0.00051787 | -0.00053942 | -0.00055864 | -0.0005821 | -0.00060022 | -0.00061713 | -0.00063456 | -0.00065238 | -0.00066962 | -0.00068527 | -0.00070136 | -0.000716
[10 empty] | 0 | -1.4459e-05 | -2.8531e-05 | -4.2225e-05 | -5.5548e-05 | -6.8508e-05 | -8.1112e-05 | -9.3368e-05 | -0.00010528 | -0.00011686 | -0.00012811 | -0.00013904 | -0.00014966 | -0.00015997 | -0.00016997 | -0.00017969 | -0.00018911 | -0.00019825 | -0.00020711 | -0.0002157 | -0.00022403 | -0.00023209 | -0.0002399 | -0.00024747 | -0.00025478 | -0.00026186 | -0.00026871 | -0.00027532
[10 empty] | 0 | -2.1721e-06 | -4.2862e-06 | -6.3434e-06 | -8.3449e-06 | -1.0292e-05 | -1.2185e-05 | -1.4026e-05 | -1.5816e-05 | -1.7556e-05 | -1.9246e-05 | -2.0888e-05 | -2.2483e-05 | -2.4032e-05 | -2.5535e-05 | -2.6994e-05 | -2.8409e-05 | -2.9782e-05 | -3.1114e-05 | -3.2404e-05 | -3.3655e-05 | -3.4867e-05 | -3.604e-05 | -3.7176e-05 | -3.8276e-05 | -3.9339e-05 | -4.0367e-05 | -4.1361e-05
[10 empty] | 0 | -2.822e-06 | -5.5687e-06 | -8.2414e-06 | -1.0842e-05 | -1.3371e-05 | -1.5831e-05 | -1.8223e-05 | -2.0549e-05 | -2.2809e-05 | -2.5005e-05 | -2.7138e-05 | -2.921e-05 | -3.1222e-05 | -3.3175e-05 | -3.5071e-05 | -3.691e-05 | -3.8694e-05 | -4.0424e-05 | -4.21e-05 | -4.3725e-05 | -4.5299e-05 | -4.6824e-05 | -4.83e-05 | -4.9728e-05 | -5.111e-05 | -5.2446e-05 | -5.3737e-05
[10 empty] | 0 | -1.4459e-05 | -1.4072e-05 | -1.3694e-05 | -1.3323e-05 | -1.296e-05 | -1.2604e-05 | -1.2255e-05 | -1.6733e-05 | -1.9483e-05 | -2.1086e-05 | -2.4784e-05 | -2.4095e-05 | -2.3421e-05 | -2.2761e-05 | -2.372e-05 | -2.5186e-05 | -2.6608e-05 | -2.9654e-05 | -3.1027e-05 | -3.1406e-05 | -3.177e-05 | -3.1385e-05 | -3.154e-05 | -3.2042e-05 | -3.3636e-05 | -3.5182e-05 | -3.6258e-05
[10 empty] | 0 | -0.00010701 | -0.00021487 | -0.0003236 | -0.00043319 | -0.00054365 | -0.00065499 | -0.00076721 | -0.00088031 | -0.00099431 | -0.0011092 | -0.001225 | -0.0013417 | -0.0014594 | -0.0015779 | -0.0016974 | -0.0018178 | -0.0019392 | -0.0020615 | -0.0021848 | -0.002309 | -0.0024342 | -0.0025604 | -0.0026875 | -0.0028156 | -0.0029447 | -0.0030748 | -0.003206
[10 empty] | 0 | -1.6076e-05 | -3.228e-05 | -4.8614e-05 | -6.5077e-05 | -8.1671e-05 | -9.8397e-05 | -0.00011526 | -0.00013225 | -0.00014937 | -0.00016664 | -0.00018403 | -0.00020157 | -0.00021924 | -0.00023705 | -0.000255 | -0.00027309 | -0.00029132 | -0.0003097 | -0.00032822 | -0.00034688 | -0.00036568 | -0.00038464 | -0.00040374 | -0.00042298 | -0.00044238 | -0.00046193 | -0.00048163
[10 empty] | 0 | -2.0886e-05 | -4.1939e-05 | -6.3159e-05 | -8.4549e-05 | -0.00010611 | -0.00012784 | -0.00014974 | -0.00017182 | -0.00019407 | -0.00021649 | -0.0002391 | -0.00026188 | -0.00028484 | -0.00030798 | -0.0003313 | -0.0003548 | -0.00037849 | -0.00040236 | -0.00042642 | -0.00045067 | -0.0004751 | -0.00049973 | -0.00052454 | -0.00054955 | -0.00057475 | -0.00060014 | -0.00062573
[10 empty] | 0 | -0.00010701 | -0.00010786 | -0.00010872 | -0.00010959 | -0.00014613 | -0.00017107 | -0.00018828 | -0.00022148 | -0.00023513 | -0.00025285 | -0.0002707 | -0.00030103 | -0.00032381 | -0.00034369 | -0.00036637 | -0.00038805 | -0.00041122 | -0.00043364 | -0.00045893 | -0.00048185 | -0.00050461 | -0.00052813 | -0.00055238 | -0.00057681 | -0.00060087 | -0.00062566 | -0.00065013
[10 empty] | 0 | -6.1688e-05 | -0.00012052 | -0.00017659 | -0.00022999 | -0.00028083 | -0.00032919 | -0.00037515 | -0.00041881 | -0.00046025 | -0.00049954 | -0.00053676 | -0.000572 | -0.00060531 | -0.00063678 | -0.00066646 | -0.00069443 | -0.00072075 | -0.00074547 | -0.00076867 | -0.00079039 | -0.0008107 | -0.00082964 | -0.00084727 | -0.00086365 | -0.00087881 | -0.00089281 | -0.00090569
[10 empty] | 0 | -9.2673e-06 | -1.8105e-05 | -2.6528e-05 | -3.4551e-05 | -4.2188e-05 | -4.9453e-05 | -5.6358e-05 | -6.2917e-05 | -6.9142e-05 | -7.5045e-05 | -8.0637e-05 | -8.593e-05 | -9.0935e-05 | -9.5662e-05 | -0.00010012 | -0.00010432 | -0.00010828 | -0.00011199 | -0.00011548 | -0.00011874 | -0.00012179 | -0.00012464 | -0.00012728 | -0.00012974 | -0.00013202 | -0.00013412 | -0.00013606
[10 empty] | 0 | -1.204e-05 | -2.3522e-05 | -3.4466e-05 | -4.4889e-05 | -5.4811e-05 | -6.425e-05 | -7.3221e-05 | -8.1743e-05 | -8.983e-05 | -9.7499e-05 | -0.00010476 | -0.00011164 | -0.00011814 | -0.00012429 | -0.00013008 | -0.00013554 | -0.00014067 | -0.0001455 | -0.00015003 | -0.00015427 | -0.00015823 | -0.00016193 | -0.00016537 | -0.00016857 | -0.00017152 | -0.00017426 | -0.00017677
[10 empty] | 0 | -6.1688e-05 | -5.8829e-05 | -5.6069e-05 | -5.3406e-05 | -5.0836e-05 | -6.0695e-05 | -6.7602e-05 | -7.2182e-05 | -7.4935e-05 | -7.6259e-05 | -9.5109e-05 | -9.4311e-05 | -9.4289e-05 | -9.4534e-05 | -9.4717e-05 | -0.0001016 | -0.0001059 | -0.00010845 | -0.0001098 | -0.0001103 | -0.00011643 | -0.00011681 | -0.00011761 | -0.00011838 | -0.00011888 | -0.00012206 | -0.00012382
[10 empty] | 0 | -0.00015342 | -0.00030623 | -0.00045842 | -0.00061001 | -0.00076099 | -0.00091137 | -0.0010611 | -0.0012103 | -0.0013589 | -0.0015069 | -0.0016543 | -0.0018011 | -0.0019473 | -0.0020929 | -0.002238 | -0.0023825 | -0.0025263 | -0.0026697 | -0.0028124 | -0.0029546 | -0.0030962 | -0.0032372 | -0.0033777 | -0.0035176 | -0.0036569 | -0.0037957 | -0.003934
[10 empty] | 0 | -2.3048e-05 | -4.6004e-05 | -6.8868e-05 | -9.1641e-05 | -0.00011432 | -0.00013691 | -0.00015941 | -0.00018182 | -0.00020415 | -0.00022638 | -0.00024852 | -0.00027057 | -0.00029254 | -0.00031442 | -0.00033621 | -0.00035791 | -0.00037953 | -0.00040106 | -0.0004225 | -0.00044386 | -0.00046513 | -0.00048632 | -0.00050742 | -0.00052844 | -0.00054938 | -0.00057023 | -0.00059099
[10 empty] | 0 | -2.9944e-05 | -5.9769e-05 | -8.9474e-05 | -0.00011906 | -0.00014853 | -0.00017788 | -0.00020711 | -0.00023623 | -0.00026523 | -0.00029411 | -0.00032288 | -0.00035153 | -0.00038007 | -0.00040849 | -0.00043681 | -0.000465 | -0.00049309 | -0.00052106 | -0.00054892 | -0.00057667 | -0.00060431 | -0.00063183 | -0.00065925 | -0.00068656 | -0.00071376 | -0.00074085 | -0.00076783
[10 empty] | 0 | -0.00015342 | -0.00015281 | -0.0001522 | -0.00015159 | -0.00015098 | -0.00015038 | -0.00014978 | -0.00014918 | -0.00014858 | -0.00017867 | -0.0002025 | -0.00022133 | -0.00023616 | -0.00024778 | -0.00029706 | -0.00029587 | -0.00029469 | -0.00029351 | -0.00029847 | -0.0003071 | -0.00031765 | -0.00032895 | -0.0003402 | -0.00036699 | -0.00038644 | -0.00040034 | -0.00041006
[10 empty] | 0 | -2.1395e-05 | -4.2218e-05 | -6.2481e-05 | -8.2195e-05 | -0.00010137 | -0.00012002 | -0.00013816 | -0.00015578 | -0.00017292 | -0.00018957 | -0.00020574 | -0.00022145 | -0.0002367 | -0.00025151 | -0.00026588 | -0.00027982 | -0.00029335 | -0.00030646 | -0.00031917 | -0.00033149 | -0.00034343 | -0.00035498 | -0.00036617 | -0.000377 | -0.00038748 | -0.00039761 | -0.0004074
[10 empty] | 0 | -3.2141e-06 | -6.3423e-06 | -9.3863e-06 | -1.2348e-05 | -1.5229e-05 | -1.8031e-05 | -2.0755e-05 | -2.3403e-05 | -2.5977e-05 | -2.8478e-05 | -3.0908e-05 | -3.3268e-05 | -3.556e-05 | -3.7784e-05 | -3.9943e-05 | -4.2037e-05 | -4.4069e-05 | -4.6039e-05 | -4.7949e-05 | -4.9799e-05 | -5.1592e-05 | -5.3329e-05 | -5.501e-05 | -5.6636e-05 | -5.821e-05 | -5.9732e-05 | -6.1202e-05
[10 empty] | 0 | -4.1757e-06 | -8.2399e-06 | -1.2195e-05 | -1.6043e-05 | -1.9786e-05 | -2.3426e-05 | -2.6965e-05 | -3.0406e-05 | -3.375e-05 | -3.6999e-05 | -4.0156e-05 | -4.3222e-05 | -4.6199e-05 | -4.9089e-05 | -5.1894e-05 | -5.4616e-05 | -5.7255e-05 | -5.9815e-05 | -6.2296e-05 | -6.47e-05 | -6.7029e-05 | -6.9285e-05 | -7.1469e-05 | -7.3582e-05 | -7.5627e-05 | -7.7604e-05 | -7.9515e-05
[10 empty] | 0 | -2.1395e-05 | -2.0823e-05 | -2.0263e-05 | -1.9714e-05 | -1.9177e-05 | -2.5782e-05 | -2.983e-05 | -3.218e-05 | -3.7632e-05 | -3.6594e-05 | -3.7954e-05 | -4.0064e-05 | -4.211e-05 | -4.6561e-05 | -4.8537e-05 | -4.9836e-05 | -5.1884e-05 | -5.2519e-05 | -5.4771e-05 | -5.6954e-05 | -5.8707e-05 | -6.0913e-05 | -6.1989e-05 | -6.3209e-05 | -6.4785e-05 | -6.603e-05 | -6.7808e-05
[10 empty] | 0 | 0 | 0 | 0 | 0 | 0 | 0 | 0 | 0 | 0 | 0 | 0 | 0 | 0 | 0 | 0 | 0 | 0 | 0 | 0 | 0 | 0 | 0 | 0 | 0 | 0 | 0 | 0
[10 empty] | 0 | 0 | 0 | 0 | 0 | 0 | 0 | 0 | 0 | 0 | 0 | 0 | 0 | 0 | 0 | 0 | 0 | 0 | 0 | 0 | 0 | 0 | 0 | 0 | 0 | 0 | 0 | 0
[10 empty] | 0 | 0 | 0 | 0 | 0 | 0 | 0 | 0 | 0 | 0 | 0 | 0 | 0 | 0 | 0 | 0 | 0 | 0 | 0 | 0 | 0 | 0 | 0 | 0 | 0 | 0 | 0 | 0
[10 empty] | 0 | 0 | 0 | 0 | 0 | 0 | 0 | 0 | 0 | 0 | 0 | 0 | 0 | 0 | 0 | 0 | 0 | 0 | 0 | 0 | 0 | 0 | 0 | 0 | 0 | 0 | 0 | 0
[10 empty] | 0 | -1.9817e-06 | -4.7862e-06 | -8.6749e-06 | -1.3868e-05 | -2.0642e-05 | -2.9783e-05 | -4.064e-05 | -5.5578e-05 | -7.4512e-05 | -9.81e-05 | -0.0001265 | -0.00016111 | -0.00019884 | -0.00024669 | -0.00030194 | -0.00036544 | -0.00043842 | -0.00052174 | -0.00061339 | -0.00072359 | -0.00085685 | -0.0010176 | -0.0012072 | -0.001431 | -0.0016934 | -0.0020006 | -0.0023601
[10 empty] | 0 | -2.9771e-07 | -7.1902e-07 | -1.3032e-06 | -2.0833e-06 | -3.1011e-06 | -4.4743e-06 | -6.1053e-06 | -8.3493e-06 | -1.1194e-05 | -1.4737e-05 | -1.9004e-05 | -2.4203e-05 | -2.9871e-05 | -3.7059e-05 | -4.536e-05 | -5.4899e-05 | -6.5863e-05 | -7.838e-05 | -9.2148e-05 | -0.0001087 | -0.00012872 | -0.00015287 | -0.00018136 | -0.00021498 | -0.00025439 | -0.00030055 | -0.00035455
[10 empty] | 0 | -3.8679e-07 | -9.3416e-07 | -1.6931e-06 | -2.7067e-06 | -4.0289e-06 | -5.8131e-06 | -7.9321e-06 | -1.0848e-05 | -1.4543e-05 | -1.9147e-05 | -2.469e-05 | -3.1444e-05 | -3.8808e-05 | -4.8148e-05 | -5.8932e-05 | -7.1326e-05 | -8.557e-05 | -0.00010183 | -0.00011972 | -0.00014123 | -0.00016724 | -0.00019861 | -0.00023562 | -0.0002793 | -0.00033051 | -0.00039047 | -0.00046064
[10 empty] | 0 | -1.9817e-06 | -2.8045e-06 | -3.8887e-06 | -5.193e-06 | -6.7745e-06 | -9.1411e-06 | -1.0857e-05 | -1.4937e-05 | -1.8934e-05 | -2.3985e-05 | -2.9277e-05 | -3.6087e-05 | -3.9952e-05 | -5.0985e-05 | -6.0109e-05 | -6.9768e-05 | -8.1266e-05 | -9.408e-05 | -0.00010547 | -0.00012773 | -0.00015495 | -0.00018713 | -0.00022203 | -0.00026305 | -0.00030908 | -0.00036267 | -0.00042366
[10 empty] | 0 | -0.00012401 | -0.00024753 | -0.00037055 | -0.00049308 | -0.00061512 | -0.00073667 | -0.00085773 | -0.00097831 | -0.0010984 | -0.001218 | -0.0013372 | -0.0014558 | -0.001574 | -0.0016917 | -0.001809 | -0.0019258 | -0.0020421 | -0.0021579 | -0.0022733 | -0.0023882 | -0.0025027 | -0.0026167 | -0.0027302 | -0.0028433 | -0.0029559 | -0.0030681 | -0.0031799
[10 empty] | 0 | -1.863e-05 | -3.7185e-05 | -5.5667e-05 | -7.4074e-05 | -9.2408e-05 | -0.00011067 | -0.00012886 | -0.00014697 | -0.00016501 | -0.00018298 | -0.00020088 | -0.00021871 | -0.00023646 | -0.00025415 | -0.00027176 | -0.0002893 | -0.00030677 | -0.00032418 | -0.00034151 | -0.00035877 | -0.00037597 | -0.0003931 | -0.00041015 | -0.00042714 | -0.00044406 | -0.00046092 | -0.0004777
[10 empty] | 0 | -2.4204e-05 | -4.8312e-05 | -7.2323e-05 | -9.6238e-05 | -0.00012006 | -0.00014378 | -0.00016741 | -0.00019094 | -0.00021439 | -0.00023773 | -0.00026099 | -0.00028415 | -0.00030721 | -0.00033019 | -0.00035307 | -0.00037586 | -0.00039857 | -0.00042118 | -0.00044369 | -0.00046612 | -0.00048846 | -0.00051071 | -0.00053288 | -0.00055495 | -0.00057693 | -0.00059883 | -0.00062064
[10 empty] | 0 | -0.00012401 | -0.00012352 | -0.00012302 | -0.00012253 | -0.00012204 | -0.00012155 | -0.00012106 | -0.00012058 | -0.0001201 | -0.00011962 | -0.00013685 | -0.00015149 | -0.0001639 | -0.0001744 | -0.00018327 | -0.00019073 | -0.00019699 | -0.00023836 | -0.00023741 | -0.00023646 | -0.00023804 | -0.00024143 | -0.00024604 | -0.00025143 | -0.00025726 | -0.00026325 | -0.00026923
[10 empty] | 0 | -3.9319e-05 | -7.8481e-05 | -0.00011749 | -0.00015634 | -0.00019503 | -0.00023357 | -0.00027195 | -0.00031019 | -0.00034826 | -0.00038619 | -0.00042397 | -0.00046159 | -0.00049906 | -0.00053639 | -0.00057356 | -0.00061058 | -0.00064746 | -0.00068419 | -0.00072077 | -0.00075721 | -0.0007935 | -0.00082965 | -0.00086565 | -0.0009015 | -0.00093722 | -0.00097279 | -0.0010082
[10 empty] | 0 | -5.9069e-06 | -1.179e-05 | -1.765e-05 | -2.3486e-05 | -2.9299e-05 | -3.5089e-05 | -4.0855e-05 | -4.6599e-05 | -5.2319e-05 | -5.8017e-05 | -6.3691e-05 | -6.9344e-05 | -7.4973e-05 | -8.058e-05 | -8.6165e-05 | -9.1727e-05 | -9.7267e-05 | -0.00010278 | -0.00010828 | -0.00011375 | -0.00011921 | -0.00012464 | -0.00013004 | -0.00013543 | -0.0001408 | -0.00014614 | -0.00015146
[10 empty] | 0 | -7.6743e-06 | -1.5318e-05 | -2.2931e-05 | -3.0513e-05 | -3.8066e-05 | -4.5588e-05 | -5.308e-05 | -6.0542e-05 | -6.7974e-05 | -7.5376e-05 | -8.2749e-05 | -9.0092e-05 | -9.7406e-05 | -0.00010469 | -0.00011195 | -0.00011917 | -0.00012637 | -0.00013354 | -0.00014068 | -0.00014779 | -0.00015487 | -0.00016193 | -0.00016896 | -0.00017595 | -0.00018292 | -0.00018987 | -0.00019678
[10 empty] | 0 | -3.9319e-05 | -3.9162e-05 | -3.9005e-05 | -3.8849e-05 | -3.8694e-05 | -3.8539e-05 | -3.8385e-05 | -4.3849e-05 | -4.8488e-05 | -5.2421e-05 | -5.5748e-05 | -5.8557e-05 | -6.0922e-05 | -6.2906e-05 | -7.6822e-05 | -7.789e-05 | -7.9347e-05 | -8.1051e-05 | -8.2893e-05 | -8.4788e-05 | -8.6677e-05 | -9.19e-05 | -9.6269e-05 | -9.9997e-05 | -0.00010324 | -0.00010611 | -0.00010869
[10 empty] | 0 | -5.1387e-06 | -1.0257e-05 | -1.5354e-05 | -2.0432e-05 | -2.5489e-05 | -3.0525e-05 | -3.5542e-05 | -4.0538e-05 | -4.5515e-05 | -5.0472e-05 | -5.5408e-05 | -6.0325e-05 | -6.5223e-05 | -7.0101e-05 | -7.4959e-05 | -7.9798e-05 | -8.4617e-05 | -8.9417e-05 | -9.4198e-05 | -9.896e-05 | -0.0001037 | -0.00010843 | -0.00011313 | -0.00011782 | -0.00012249 | -0.00012713 | -0.00013176
[10 empty] | 0 | -7.7197e-07 | -1.5409e-06 | -2.3067e-06 | -3.0694e-06 | -3.8291e-06 | -4.5858e-06 | -5.3394e-06 | -6.09e-06 | -6.8376e-06 | -7.5822e-06 | -8.3239e-06 | -9.0626e-06 | -9.7983e-06 | -1.0531e-05 | -1.1261e-05 | -1.1988e-05 | -1.2712e-05 | -1.3433e-05 | -1.4151e-05 | -1.4867e-05 | -1.5579e-05 | -1.6289e-05 | -1.6996e-05 | -1.77e-05 | -1.8401e-05 | -1.9099e-05 | -1.9795e-05
[10 empty] | 0 | -1.003e-06 | -2.0019e-06 | -2.9968e-06 | -3.9878e-06 | -4.9748e-06 | -5.9579e-06 | -6.937e-06 | -7.9122e-06 | -8.8835e-06 | -9.8509e-06 | -1.0814e-05 | -1.1774e-05 | -1.273e-05 | -1.3682e-05 | -1.463e-05 | -1.5575e-05 | -1.6515e-05 | -1.7452e-05 | -1.8385e-05 | -1.9315e-05 | -2.0241e-05 | -2.1163e-05 | -2.2081e-05 | -2.2995e-05 | -2.3906e-05 | -2.4814e-05 | -2.5717e-05
[10 empty] | 0 | -5.1387e-06 | -5.1181e-06 | -5.0976e-06 | -5.0773e-06 | -6.0847e-06 | -6.8825e-06 | -7.5127e-06 | -8.0089e-06 | -8.6034e-06 | -1.0582e-05 | -1.0934e-05 | -1.1311e-05 | -1.1728e-05 | -1.2723e-05 | -1.353e-05 | -1.4204e-05 | -1.4787e-05 | -1.5475e-05 | -1.6545e-05 | -1.7106e-05 | -1.7675e-05 | -1.8274e-05 | -1.9115e-05 | -1.9847e-05 | -2.0507e-05 | -2.1128e-05 | -2.1817e-05
[10 empty] | 0 | 0 | 0 | 0 | 0 | 0 | 0 | 0 | 0 | 0 | 0 | 0 | 0 | 0 | 0 | 0 | 0 | 0 | 0 | 0 | 0 | 0 | 0 | 0 | 0 | 0 | 0 | 0
[10 empty] | 0 | 0 | 0 | 0 | 0 | 0 | 0 | 0 | 0 | 0 | 0 | 0 | 0 | 0 | 0 | 0 | 0 | 0 | 0 | 0 | 0 | 0 | 0 | 0 | 0 | 0 | 0 | 0
[10 empty] | 0 | 0 | 0 | 0 | 0 | 0 | 0 | 0 | 0 | 0 | 0 | 0 | 0 | 0 | 0 | 0 | 0 | 0 | 0 | 0 | 0 | 0 | 0 | 0 | 0 | 0 | 0 | 0
[10 empty] | 0 | 0 | 0 | 0 | 0 | 0 | 0 | 0 | 0 | 0 | 0 | 0 | 0 | 0 | 0 | 0 | 0 | 0 | 0 | 0 | 0 | 0 | 0 | 0 | 0 | 0 | 0 | 0
[10 empty] | 0 | 0 | 0 | 0 | 0 | 0 | 0 | 0 | 0 | 0 | 0 | 0 | 0 | 0 | 0 | 0 | 0 | 0 | 0 | 0 | 0 | 0 | 0 | 0 | 0 | 0 | 0 | 0
[10 empty] | 0 | 0 | 0 | 0 | 0 | 0 | 0 | 0 | 0 | 0 | 0 | 0 | 0 | 0 | 0 | 0 | 0 | 0 | 0 | 0 | 0 | 0 | 0 | 0 | 0 | 0 | 0 | 0
[10 empty] | 0 | 0 | 0 | 0 | 0 | 0 | 0 | 0 | 0 | 0 | 0 | 0 | 0 | 0 | 0 | 0 | 0 | 0 | 0 | 0 | 0 | 0 | 0 | 0 | 0 | 0 | 0 | 0
[10 empty] | 0 | 0 | 0 | 0 | 0 | 0 | 0 | 0 | 0 | 0 | 0 | 0 | 0 | 0 | 0 | 0 | 0 | 0 | 0 | 0 | 0 | 0 | 0 | 0 | 0 | 0 | 0 | 0
[10 empty] | 0 | 0 | 0 | 0 | 0 | 0 | 0 | 0 | 0 | 0 | 0 | 0 | 0 | 0 | 0 | 0 | 0 | 0 | 0 | 0 | 0 | 0 | 0 | 0 | 0 | 0 | 0 | 0
[10 empty] | 0 | 0 | 0 | 0 | 0 | 0 | 0 | 0 | 0 | 0 | 0 | 0 | 0 | 0 | 0 | 0 | 0 | 0 | 0 | 0 | 0 | 0 | 0 | 0 | 0 | 0 | 0 | 0
[10 empty] | 0 | 0 | 0 | 0 | 0 | 0 | 0 | 0 | 0 | 0 | 0 | 0 | 0 | 0 | 0 | 0 | 0 | 0 | 0 | 0 | 0 | 0 | 0 | 0 | 0 | 0 | 0 | 0
[10 empty] | 0 | 0 | 0 | 0 | 0 | 0 | 0 | 0 | 0 | 0 | 0 | 0 | 0 | 0 | 0 | 0 | 0 | 0 | 0 | 0 | 0 | 0 | 0 | 0 | 0 | 0 | 0 | 0
[10 empty] | 0 | 0 | 0 | 0 | 0 | 0 | 0 | 0 | 0 | 0 | 0 | 0 | 0 | 0 | 0 | 0 | 0 | 0 | 0 | 0 | 0 | 0 | 0 | 0 | 0 | 0 | 0 | 0
[10 empty] | 0 | 0 | 0 | 0 | 0 | 0 | 0 | 0 | 0 | 0 | 0 | 0 | 0 | 0 | 0 | 0 | 0 | 0 | 0 | 0 | 0 | 0 | 0 | 0 | 0 | 0 | 0 | 0
[10 empty] | 0 | 0 | 0 | 0 | 0 | 0 | 0 | 0 | 0 | 0 | 0 | 0 | 0 | 0 | 0 | 0 | 0 | 0 | 0 | 0 | 0 | 0 | 0 | 0 | 0 | 0 | 0 | 0
[10 empty] | 0 | 0 | 0 | 0 | 0 | 0 | 0 | 0 | 0 | 0 | 0 | 0 | 0 | 0 | 0 | 0 | 0 | 0 | 0 | 0 | 0 | 0 | 0 | 0 | 0 | 0 | 0 | 0
[10 empty] | 0 | 0 | 0 | 0 | 0 | 0 | 0 | 0 | 0 | 0 | 0 | 0 | 0 | 0 | 0 | 0 | 0 | 0 | 0 | 0 | 0 | 0 | 0 | 0 | 0 | 0 | 0 | 0
[10 empty] | 0 | 0 | 0 | 0 | 0 | 0 | 0 | 0 | 0 | 0 | 0 | 0 | 0 | 0 | 0 | 0 | 0 | 0 | 0 | 0 | 0 | 0 | 0 | 0 | 0 | 0 | 0 | 0
[10 empty] | 0 | 0 | 0 | 0 | 0 | 0 | 0 | 0 | 0 | 0 | 0 | 0 | 0 | 0 | 0 | 0 | 0 | 0 | 0 | 0 | 0 | 0 | 0 | 0 | 0 | 0 | 0 | 0
[10 empty] | 0 | 0 | 0 | 0 | 0 | 0 | 0 | 0 | 0 | 0 | 0 | 0 | 0 | 0 | 0 | 0 | 0 | 0 | 0 | 0 | 0 | 0 | 0 | 0 | 0 | 0 | 0 | 0
[10 empty] | 0 | 0 | 0 | 0 | 0 | 0 | 0 | 0 | 0 | 0 | 0 | 0 | 0 | 0 | 0 | 0 | 0 | 0 | 0 | 0 | 0 | 0 | 0 | 0 | 0 | 0 | 0 | 0
[10 empty] | 0 | 0 | 0 | 0 | 0 | 0 | 0 | 0 | 0 | 0 | 0 | 0 | 0 | 0 | 0 | 0 | 0 | 0 | 0 | 0 | 0 | 0 | 0 | 0 | 0 | 0 | 0 | 0
[10 empty] | 0 | 0 | 0 | 0 | 0 | 0 | 0 | 0 | 0 | 0 | 0 | 0 | 0 | 0 | 0 | 0 | 0 | 0 | 0 | 0 | 0 | 0 | 0 | 0 | 0 | 0 | 0 | 0
[10 empty] | 0 | 0 | 0 | 0 | 0 | 0 | 0 | 0 | 0 | 0 | 0 | 0 | 0 | 0 | 0 | 0 | 0 | 0 | 0 | 0 | 0 | 0 | 0 | 0 | 0 | 0 | 0 | 0
[10 empty] | 0 | 0 | 0 | 0 | 0 | 0 | 0 | 0 | 0 | 0 | 0 | 0 | 0 | 0 | 0 | 0 | 0 | 0 | 0 | 0 | 0 | 0 | 0 | 0 | 0 | 0 | 0 | 0
[10 empty] | 0 | 0 | 0 | 0 | 0 | 0 | 0 | 0 | 0 | 0 | 0 | 0 | 0 | 0 | 0 | 0 | 0 | 0 | 0 | 0 | 0 | 0 | 0 | 0 | 0 | 0 | 0 | 0
[10 empty] | 0 | 0 | 0 | 0 | 0 | 0 | 0 | 0 | 0 | 0 | 0 | 0 | 0 | 0 | 0 | 0 | 0 | 0 | 0 | 0 | 0 | 0 | 0 | 0 | 0 | 0 | 0 | 0
[10 empty] | 0 | 0 | 0 | 0 | 0 | 0 | 0 | 0 | 0 | 0 | 0 | 0 | 0 | 0 | 0 | 0 | 0 | 0 | 0 | 0 | 0 | 0 | 0 | 0 | 0 | 0 | 0 | 0
[10 empty] | 0 | 0 | 0 | 0 | 0 | 0 | 0 | 0 | 0 | 0 | 0 | 0 | 0 | 0 | 0 | 0 | 0 | 0 | 0 | 0 | 0 | 0 | 0 | 0 | 0 | 0 | 0 | 0
[10 empty] | 0 | 0 | 0 | 0 | 0 | 0 | 0 | 0 | 0 | 0 | 0 | 0 | 0 | 0 | 0 | 0 | 0 | 0 | 0 | 0 | 0 | 0 | 0 | 0 | 0 | 0 | 0 | 0
[10 empty] | 0 | 0 | 0 | 0 | 0 | 0 | 0 | 0 | 0 | 0 | 0 | 0 | 0 | 0 | 0 | 0 | 0 | 0 | 0 | 0 | 0 | 0 | 0 | 0 | 0 | 0 | 0 | 0
[10 empty] | 0 | 0 | 0 | 0 | 0 | 0 | 0 | 0 | 0 | 0 | 0 | 0 | 0 | 0 | 0 | 0 | 0 | 0 | 0 | 0 | 0 | 0 | 0 | 0 | 0 | 0 | 0 | 0
[10 empty] | 0 | 0 | 0 | 0 | 0 | 0 | 0 | 0 | 0 | 0 | 0 | 0 | 0 | 0 | 0 | 0 | 0 | 0 | 0 | 0 | 0 | 0 | 0 | 0 | 0 | 0 | 0 | 0
[10 empty] | 0 | 0 | 0 | 0 | 0 | 0 | 0 | 0 | 0 | 0 | 0 | 0 | 0 | 0 | 0 | 0 | 0 | 0 | 0 | 0 | 0 | 0 | 0 | 0 | 0 | 0 | 0 | 0
[10 empty] | 0 | 0 | 0 | 0 | 0 | 0 | 0 | 0 | 0 | 0 | 0 | 0 | 0 | 0 | 0 | 0 | 0 | 0 | 0 | 0 | 0 | 0 | 0 | 0 | 0 | 0 | 0 | 0
[10 empty] | 0 | 0 | 0 | 0 | 0 | 0 | 0 | 0 | 0 | 0 | 0 | 0 | 0 | 0 | 0 | 0 | 0 | 0 | 0 | 0 | 0 | 0 | 0 | 0 | 0 | 0 | 0 | 0
[10 empty] | 0 | 0 | 0 | 0 | 0 | 0 | 0 | 0 | 0 | 0 | 0 | 0 | 0 | 0 | 0 | 0 | 0 | 0 | 0 | 0 | 0 | 0 | 0 | 0 | 0 | 0 | 0 | 0
[10 empty] | 0 | 0 | 0 | 0 | 0 | 0 | 0 | 0 | 0 | 0 | 0 | 0 | 0 | 0 | 0 | 0 | 0 | 0 | 0 | 0 | 0 | 0 | 0 | 0 | 0 | 0 | 0 | 0
[10 empty] | 0 | 0 | 0 | 0 | 0 | 0 | 0 | 0 | 0 | 0 | 0 | 0 | 0 | 0 | 0 | 0 | 0 | 0 | 0 | 0 | 0 | 0 | 0 | 0 | 0 | 0 | 0 | 0
[10 empty] | 0 | 0 | 0 | 0 | 0 | 0 | 0 | 0 | 0 | 0 | 0 | 0 | 0 | 0 | 0 | 0 | 0 | 0 | 0 | 0 | 0 | 0 | 0 | 0 | 0 | 0 | 0 | 0
[10 empty] | 0 | 0 | 0 | 0 | 0 | 0 | 0 | 0 | 0 | 0 | 0 | 0 | 0 | 0 | 0 | 0 | 0 | 0 | 0 | 0 | 0 | 0 | 0 | 0 | 0 | 0 | 0 | 0
[10 empty] | 0 | 0 | 0 | 0 | 0 | 0 | 0 | 0 | 0 | 0 | 0 | 0 | 0 | 0 | 0 | 0 | 0 | 0 | 0 | 0 | 0 | 0 | 0 | 0 | 0 | 0 | 0 | 0
[10 empty] | 0 | 0 | 0 | 0 | 0 | 0 | 0 | 0 | 0 | 0 | 0 | 0 | 0 | 0 | 0 | 0 | 0 | 0 | 0 | 0 | 0 | 0 | 0 | 0 | 0 | 0 | 0 | 0
[10 empty] | 0 | 0 | 0 | 0 | 0 | 0 | 0 | 0 | 0 | 0 | 0 | 0 | 0 | 0 | 0 | 0 | 0 | 0 | 0 | 0 | 0 | 0 | 0 | 0 | 0 | 0 | 0 | 0
[10 empty] | 0 | 0 | 0 | 0 | 0 | 0 | 0 | 0 | 0 | 0 | 0 | 0 | 0 | 0 | 0 | 0 | 0 | 0 | 0 | 0 | 0 | 0 | 0 | 0 | 0 | 0 | 0 | 0
[10 empty] | 0 | 0 | 0 | 0 | 0 | 0 | 0 | 0 | 0 | 0 | 0 | 0 | 0 | 0 | 0 | 0 | 0 | 0 | 0 | 0 | 0 | 0 | 0 | 0 | 0 | 0 | 0 | 0
[10 empty] | 0 | 0 | 0 | 0 | 0 | 0 | 0 | 0 | 0 | 0 | 0 | 0 | 0 | 0 | 0 | 0 | 0 | 0 | 0 | 0 | 0 | 0 | 0 | 0 | 0 | 0 | 0 | 0
[10 empty] | 0 | 0 | 0 | 0 | 0 | 0 | 0 | 0 | 0 | 0 | 0 | 0 | 0 | 0 | 0 | 0 | 0 | 0 | 0 | 0 | 0 | 0 | 0 | 0 | 0 | 0 | 0 | 0
[10 empty] | 0 | -0.00029179 | -0.00058357 | -0.00086969 | -0.0011515 | -0.0014293 | -0.0017075 | -0.0019732 | -0.0022394 | -0.0025017 | -0.0027672 | -0.0030151 | -0.0032663 | -0.0035138 | -0.0037671 | -0.003998 | -0.0042348 | -0.0044681 | -0.0047097 | -0.0049244 | -0.0051475 | -0.0053672 | -0.0055976 | -0.0057968 | -0.0060068 | -0.0062135 | -0.0064331 | -0.0066175
[10 empty] | 0 | 0 | 0 | 0 | 0 | 0 | 0 | 0 | 0 | 0 | 0 | 0 | 0 | 0 | 0 | 0 | 0 | 0 | 0 | 0 | 0 | 0 | 0 | 0 | 0 | 0 | 0 | 0
[10 empty] | 0 | 0 | 0 | 0 | 0 | 0 | 0 | 0 | 0 | 0 | 0 | 0 | 0 | 0 | 0 | 0 | 0 | 0 | 0 | 0 | 0 | 0 | 0 | 0 | 0 | 0 | 0 | 0
[10 empty] | 0 | -0.00029179 | -0.00029178 | -0.00028612 | -0.00028183 | -0.00027782 | -0.00027814 | -0.00026574 | -0.00026614 | -0.00026233 | -0.00026546 | -0.00024794 | -0.00025115 | -0.00024751 | -0.00025329 | -0.00023095 | -0.0002368 | -0.00023331 | -0.0002416 | -0.00021471 | -0.00022307 | -0.00021973 | -0.0002569 | -0.00024985 | -0.00028198 | -0.00029785 | -0.0003277 | -0.00030797
[10 empty] | 0 | -0.0051687 | -0.010229 | -0.015149 | -0.020431 | -0.023387 | -0.02649 | -0.029732 | -0.0331 | -0.036773 | -0.040713 | -0.045293 | -0.050433 | -0.056067 | -0.060764 | -0.064661 | -0.06789 | -0.070527 | -0.073025 | -0.075412 | -0.077687 | -0.079224 | -0.080784 | -0.082372 | -0.083923 | -0.086221 | -0.088434 | -0.090568
[10 empty] | 0 | -0.0020258 | -0.004009 | -0.0059374 | -0.0080077 | -0.0091663 | -0.010383 | -0.011653 | -0.012973 | -0.014413 | -0.015957 | -0.017752 | -0.019767 | -0.021975 | -0.023816 | -0.025344 | -0.026609 | -0.027643 | -0.028622 | -0.029557 | -0.030449 | -0.031052 | -0.031663 | -0.032285 | -0.032893 | -0.033794 | -0.034661 | -0.035498
[10 empty] | 0 | -0.001412 | -0.0027943 | -0.0041384 | -0.0055814 | -0.006389 | -0.0072369 | -0.0081224 | -0.0090425 | -0.010046 | -0.011122 | -0.012373 | -0.013778 | -0.015317 | -0.0166 | -0.017665 | -0.018547 | -0.019267 | -0.01995 | -0.020602 | -0.021223 | -0.021643 | -0.022069 | -0.022503 | -0.022927 | -0.023555 | -0.024159 | -0.024742
[10 empty] | 0 | -0.0051687 | -0.0050599 | -0.00492 | -0.0052821 | -0.0029561 | -0.0031034 | -0.0032416 | -0.003368 | -0.0036731 | -0.0039399 | -0.0045799 | -0.0051404 | -0.0056339 | -0.0054352 | -0.0052532 | -0.0050936 | -0.0049903 | -0.0049374 | -0.0049209 | -0.0049103 | -0.0057831 | -0.0056923 | -0.0056521 | -0.0057939 | -0.0059914 | -0.0062266 | -0.0063918
[10 empty] | 0 | -0.029003 | -0.057315 | -0.081169 | -0.10208 | -0.12216 | -0.14171 | -0.16471 | -0.19006 | -0.217 | -0.23829 | -0.25383 | -0.2708 | -0.28746 | -0.29996 | -0.3109 | -0.32109 | -0.33101 | -0.34088 | -0.35115 | -0.36166 | -0.37051 | -0.38563 | -0.39979 | -0.41195 | -0.42407 | -0.43582 | -0.4475
[10 empty] | 0 | -0.011367 | -0.022464 | -0.031814 | -0.040011 | -0.047881 | -0.055541 | -0.064556 | -0.074495 | -0.085054 | -0.093398 | -0.099488 | -0.10614 | -0.11267 | -0.11757 | -0.12186 | -0.12585 | -0.12974 | -0.13361 | -0.13763 | -0.14175 | -0.14522 | -0.15115 | -0.1567 | -0.16146 | -0.16621 | -0.17082 | -0.17539
[10 empty] | 0 | -0.0079232 | -0.015658 | -0.022174 | -0.027888 | -0.033373 | -0.038713 | -0.044996 | -0.051924 | -0.059283 | -0.065099 | -0.069344 | -0.073979 | -0.078531 | -0.081945 | -0.084935 | -0.087718 | -0.090427 | -0.093126 | -0.095931 | -0.098802 | -0.10122 | -0.10535 | -0.10922 | -0.11254 | -0.11585 | -0.11906 | -0.12225
[10 empty] | 0 | -0.029003 | -0.028312 | -0.023854 | -0.020914 | -0.020079 | -0.019545 | -0.023001 | -0.025357 | -0.02694 | -0.030956 | -0.031423 | -0.035506 | -0.04172 | -0.035763 | -0.032086 | -0.031369 | -0.032326 | -0.033691 | -0.037144 | -0.039369 | -0.040229 | -0.050749 | -0.049923 | -0.047498 | -0.047373 | -0.044843 | -0.044244
[10 empty] | 0 | -0.32047 | -0.64358 | -0.96808 | -1.2945 | -1.6648 | -2.0373 | -2.4123 | -2.7901 | -3.1703 | -3.553 | -3.9383 | -4.3264 | -4.7174 | -5.0794 | -5.4169 | -5.734 | -6.0342 | -6.3146 | -6.5787 | -6.8286 | -7.0815 | -7.3223 | -7.5533 | -7.776 | -7.9798 | -8.1799 | -8.3772
[10 empty] | 0 | -0.12561 | -0.25225 | -0.37943 | -0.50736 | -0.6525 | -0.79849 | -0.9455 | -1.0936 | -1.2426 | -1.3926 | -1.5436 | -1.6957 | -1.8489 | -1.9908 | -2.1231 | -2.2474 | -2.3651 | -2.475 | -2.5785 | -2.6764 | -2.7756 | -2.87 | -2.9605 | -3.0478 | -3.1276 | -3.2061 | -3.2834
[10 empty] | 0 | -0.087548 | -0.17582 | -0.26447 | -0.35364 | -0.4548 | -0.55656 | -0.65902 | -0.76222 | -0.86609 | -0.97063 | -1.0759 | -1.1819 | -1.2887 | -1.3876 | -1.4798 | -1.5665 | -1.6485 | -1.7251 | -1.7972 | -1.8655 | -1.9346 | -2.0004 | -2.0635 | -2.1243 | -2.18 | -2.2347 | -2.2886
[10 empty] | 0 | -0.32047 | -0.32311 | -0.3245 | -0.32639 | -0.3703 | -0.3725 | -0.37506 | -0.37776 | -0.3802 | -0.38267 | -0.38533 | -0.38809 | -0.39099 | -0.4078 | -0.42289 | -0.43667 | -0.4493 | -0.46114 | -0.4722 | -0.48181 | -0.59907 | -0.59263 | -0.58756 | -0.58398 | -0.58169 | -0.58051 | -0.5823
[10 empty] | 0 | 0 | 0 | 0 | 0 | 0 | 0 | 0 | 0 | 0 | 0 | 0 | 0 | 0 | 0 | 0 | 0 | 0 | 0 | 0 | 0 | 0 | 0 | 0 | 0 | 0 | 0 | 0
[10 empty] | 0 | 0 | 0 | 0 | 0 | 0 | 0 | 0 | 0 | 0 | 0 | 0 | 0 | 0 | 0 | 0 | 0 | 0 | 0 | 0 | 0 | 0 | 0 | 0 | 0 | 0 | 0 | 0
[10 empty] | 0 | 0 | 0 | 0 | 0 | 0 | 0 | 0 | 0 | 0 | 0 | 0 | 0 | 0 | 0 | 0 | 0 | 0 | 0 | 0 | 0 | 0 | 0 | 0 | 0 | 0 | 0 | 0
[10 empty] | 0 | 0 | 0 | 0 | 0 | 0 | 0 | 0 | 0 | 0 | 0 | 0 | 0 | 0 | 0 | 0 | 0 | 0 | 0 | 0 | 0 | 0 | 0 | 0 | 0 | 0 | 0 | 0
[10 empty] | 0 | -0.0082092 | -0.016853 | -0.02587 | -0.03591 | -0.046838 | -0.058536 | -0.0709 | -0.083837 | -0.097097 | -0.11063 | -0.12572 | -0.14216 | -0.15978 | -0.1761 | -0.19131 | -0.20473 | -0.21663 | -0.22723 | -0.23667 | -0.24505 | -0.25248 | -0.25903 | -0.26705 | -0.27435 | -0.27885 | -0.28314 | -0.28696
[10 empty] | 0 | -0.0016902 | -0.0034699 | -0.0053265 | -0.0073936 | -0.0096436 | -0.012052 | -0.014598 | -0.017262 | -0.019992 | -0.022778 | -0.025885 | -0.029271 | -0.032898 | -0.036258 | -0.039389 | -0.042152 | -0.044602 | -0.046786 | -0.048729 | -0.050455 | -0.051985 | -0.053333 | -0.054984 | -0.056487 | -0.057413 | -0.058297 | -0.059083
[10 empty] | 0 | -0.0022787 | -0.0046779 | -0.0071808 | -0.0099675 | -0.013001 | -0.016248 | -0.01968 | -0.023271 | -0.026951 | -0.030707 | -0.034896 | -0.03946 | -0.044351 | -0.04888 | -0.053101 | -0.056826 | -0.060129 | -0.063074 | -0.065694 | -0.06802 | -0.070082 | -0.0719 | -0.074126 | -0.076152 | -0.0774 | -0.078592 | -0.079652
[10 empty] | 0 | -0.0082092 | -0.0086765 | -0.0090845 | -0.010143 | -0.011072 | -0.011886 | -0.012598 | -0.01322 | -0.013595 | -0.013919 | -0.015532 | -0.016948 | -0.018188 | -0.016968 | -0.015937 | -0.015068 | -0.01441 | -0.013925 | -0.013582 | -0.013354 | -0.013217 | -0.013135 | -0.015412 | -0.015424 | -0.015567 | -0.016009 | -0.016236
[10 empty] | 0 | -0.0001815 | -0.00036686 | -0.00055528 | -0.00076159 | -0.00098283 | -0.0012164 | -0.0014602 | -0.0017124 | -0.0019676 | -0.0022251 | -0.0025137 | -0.0028282 | -0.0031644 | -0.0034727 | -0.0037576 | -0.0040043 | -0.0042198 | -0.0044099 | -0.0045775 | -0.0047253 | -0.0049036 | -0.0050601 | -0.0051967 | -0.0053237 | -0.0053947 | -0.0054635 | -0.0055237
[10 empty] | 0 | -3.7369e-05 | -7.5534e-05 | -0.00011433 | -0.00015681 | -0.00020236 | -0.00025046 | -0.00030066 | -0.00035257 | -0.00040512 | -0.00045813 | -0.00051755 | -0.00058232 | -0.00065154 | -0.00071501 | -0.00077367 | -0.00082447 | -0.00086884 | -0.00090797 | -0.00094248 | -0.00097292 | -0.0010096 | -0.0010419 | -0.00107 | -0.0010961 | -0.0011107 | -0.0011249 | -0.0011373
[10 empty] | 0 | -5.0379e-05 | -0.00010183 | -0.00015413 | -0.0002114 | -0.00027281 | -0.00033765 | -0.00040532 | -0.00047531 | -0.00054615 | -0.00061762 | -0.00069772 | -0.00078504 | -0.00087837 | -0.00096393 | -0.001043 | -0.0011115 | -0.0011713 | -0.0012241 | -0.0012706 | -0.0013116 | -0.0013611 | -0.0014046 | -0.0014425 | -0.0014777 | -0.0014974 | -0.0015165 | -0.0015332
[10 empty] | 0 | -0.0001815 | -0.00018609 | -0.00018988 | -0.00020854 | -0.00022428 | -0.00023754 | -0.00024867 | -0.00025799 | -0.00026205 | -0.00026535 | -0.00029748 | -0.00032463 | -0.00034752 | -0.0003213 | -0.00029953 | -0.00028146 | -0.00026857 | -0.00025969 | -0.00025392 | -0.00025049 | -0.00029764 | -0.00029106 | -0.00028569 | -0.00028946 | -0.00029559 | -0.00030328 | -0.00030574
[10 empty] | 0 | -1.4177 | -1.8065 | -2.1922 | -2.2766 | -2.4973 | -2.8073 | -3.0354 | -3.5028 | -3.9217 | -4.3042 | -4.6477 | -4.9695 | -5.2556 | -5.503 | -5.7164 | -5.9018 | -6.0613 | -6.1808 | -6.2686 | -6.3304 | -6.3749 | -6.4064 | -6.4063 | -6.4013 | -6.3954 | -6.3938 | -6.3992
[10 empty] | 0 | -0.51023 | -0.65017 | -0.78898 | -0.81934 | -0.89878 | -1.0103 | -1.0924 | -1.2607 | -1.4114 | -1.5491 | -1.6727 | -1.7885 | -1.8915 | -1.9805 | -2.0573 | -2.1241 | -2.1815 | -2.2245 | -2.2561 | -2.2783 | -2.2943 | -2.3057 | -2.3056 | -2.3038 | -2.3017 | -2.3011 | -2.3031
[10 empty] | 0 | -0.65885 | -0.83955 | -1.0188 | -1.058 | -1.1606 | -1.3046 | -1.4107 | -1.6279 | -1.8226 | -2.0003 | -2.1599 | -2.3095 | -2.4425 | -2.5574 | -2.6566 | -2.7427 | -2.8169 | -2.8724 | -2.9132 | -2.942 | -2.9626 | -2.9773 | -2.9772 | -2.9749 | -2.9721 | -2.9714 | -2.9739
[10 empty] | 0 | -1.4177 | -0.3945 | -0.39292 | -0.5218 | -0.60633 | -0.66142 | -0.86689 | -0.86558 | -0.87259 | -0.9484 | -0.98103 | -1.0433 | -1.0924 | -1.0973 | -1.1014 | -1.1303 | -1.139 | -1.1389 | -1.1532 | -1.1549 | -1.1541 | -1.1615 | -1.1618 | -1.1589 | -1.1613 | -1.1597 | -1.1565
[10 empty] | 0 | -0.028415 | -0.052279 | -0.075952 | -0.099434 | -0.12273 | -0.14583 | -0.17579 | -0.2055 | -0.23497 | -0.2642 | -0.29319 | -0.32647 | -0.35947 | -0.39221 | -0.42468 | -0.45688 | -0.48882 | -0.5205 | -0.55191 | -0.5778 | -0.60008 | -0.61947 | -0.63653 | -0.65173 | -0.66724 | -0.68089 | -0.69202
[10 empty] | 0 | -0.010227 | -0.018815 | -0.027335 | -0.035786 | -0.04417 | -0.052485 | -0.063265 | -0.073958 | -0.084564 | -0.095085 | -0.10552 | -0.1175 | -0.12937 | -0.14116 | -0.15284 | -0.16443 | -0.17593 | -0.18733 | -0.19863 | -0.20795 | -0.21597 | -0.22295 | -0.22909 | -0.23456 | -0.24014 | -0.24505 | -0.24906
[10 empty] | 0 | -0.013205 | -0.024296 | -0.035297 | -0.04621 | -0.057035 | -0.067773 | -0.081693 | -0.0955 | -0.1092 | -0.12278 | -0.13625 | -0.15172 | -0.16706 | -0.18227 | -0.19736 | -0.21233 | -0.22717 | -0.24189 | -0.25649 | -0.26852 | -0.27888 | -0.28789 | -0.29582 | -0.30288 | -0.31009 | -0.31643 | -0.3216
[10 empty] | 0 | -0.028415 | -0.023978 | -0.023882 | -0.023786 | -0.023691 | -0.023596 | -0.030536 | -0.030414 | -0.030292 | -0.030171 | -0.03005 | -0.03445 | -0.034312 | -0.034175 | -0.034038 | -0.033902 | -0.033766 | -0.033631 | -0.033497 | -0.033363 | -0.033229 | -0.033096 | -0.032964 | -0.032832 | -0.041273 | -0.039401 | -0.037882
[10 empty] | 0 | -0.49808 | -0.99217 | -1.5488 | -2.1482 | -2.7829 | -3.3065 | -3.7339 | -4.0851 | -4.3653 | -4.5698 | -4.7093 | -4.8032 | -4.8583 | -4.8855 | -4.8586 | -4.8279 | -4.798 | -4.7688 | -4.7419 | -4.7271 | -4.7158 | -4.7092 | -4.7026 | -4.6926 | -4.6806 | -4.6657 | -4.6489
[10 empty] | 0 | -0.17926 | -0.35708 | -0.55743 | -0.77313 | -1.0016 | -1.19 | -1.3438 | -1.4702 | -1.5711 | -1.6447 | -1.6949 | -1.7287 | -1.7485 | -1.7583 | -1.7486 | -1.7375 | -1.7268 | -1.7163 | -1.7066 | -1.7013 | -1.6972 | -1.6948 | -1.6925 | -1.6889 | -1.6846 | -1.6792 | -1.6731
[10 empty] | 0 | -0.23147 | -0.46109 | -0.7198 | -0.99833 | -1.2933 | -1.5366 | -1.7353 | -1.8985 | -2.0287 | -2.1237 | -2.1886 | -2.2322 | -2.2578 | -2.2705 | -2.2579 | -2.2437 | -2.2298 | -2.2162 | -2.2037 | -2.1969 | -2.1916 | -2.1885 | -2.1855 | -2.1808 | -2.1752 | -2.1683 | -2.1605
[10 empty] | 0 | -0.49808 | -0.49609 | -0.6588 | -0.76553 | -0.88954 | -0.94023 | -0.93162 | -0.9663 | -0.97116 | -0.98934 | -0.98871 | -0.98755 | -0.99265 | -0.98738 | -0.98816 | -0.98329 | -0.97876 | -0.97679 | -0.97198 | -0.96931 | -0.96485 | -0.96107 | -0.95758 | -0.95346 | -0.94998 | -0.94595 | -0.94226
[10 empty] | 0 | -0.29199 | -0.3588 | -0.36463 | -0.40096 | -0.45958 | -0.4988 | -0.60334 | -0.70404 | -0.79476 | -0.87777 | -0.9546 | -1.0285 | -1.095 | -1.1542 | -1.2069 | -1.2531 | -1.2929 | -1.3273 | -1.3501 | -1.3695 | -1.3847 | -1.3959 | -1.4039 | -1.409 | -1.4104 | -1.4112 | -1.4108
[10 empty] | 0 | -0.10509 | -0.12913 | -0.13123 | -0.14431 | -0.1654 | -0.17952 | -0.21714 | -0.25338 | -0.28603 | -0.31591 | -0.34356 | -0.37016 | -0.39411 | -0.4154 | -0.43435 | -0.45099 | -0.4653 | -0.4777 | -0.48591 | -0.49287 | -0.49834 | -0.50237 | -0.50527 | -0.5071 | -0.5076 | -0.50789 | -0.50776
[10 empty] | 0 | -0.13569 | -0.16674 | -0.16945 | -0.18634 | -0.21358 | -0.23181 | -0.28039 | -0.32719 | -0.36935 | -0.40793 | -0.44363 | -0.47798 | -0.5089 | -0.5364 | -0.56086 | -0.58235 | -0.60083 | -0.61684 | -0.62744 | -0.63643 | -0.64349 | -0.64869 | -0.65244 | -0.65481 | -0.65545 | -0.65583 | -0.65565
[10 empty] | 0 | -0.29199 | -0.06798 | -0.090277 | -0.1049 | -0.1219 | -0.15114 | -0.1641 | -0.17769 | -0.18366 | -0.19122 | -0.19962 | -0.21071 | -0.2162 | -0.21801 | -0.22078 | -0.2229 | -0.22336 | -0.22487 | -0.22504 | -0.22561 | -0.22573 | -0.22552 | -0.22549 | -0.22503 | -0.22471 | -0.22418 | -0.2236
[10 empty] | 0 | -0.028609 | -0.059782 | -0.093103 | -0.12898 | -0.16737 | -0.20774 | -0.24962 | -0.29305 | -0.33994 | -0.38986 | -0.44266 | -0.48978 | -0.53202 | -0.56998 | -0.60398 | -0.63447 | -0.66188 | -0.6867 | -0.70906 | -0.7291 | -0.74831 | -0.76582 | -0.78157 | -0.79547 | -0.80756 | -0.81808 | -0.82699
[10 empty] | 0 | -0.0060899 | -0.012726 | -0.019818 | -0.027455 | -0.035628 | -0.044221 | -0.053136 | -0.062381 | -0.072362 | -0.082988 | -0.094227 | -0.10426 | -0.11325 | -0.12133 | -0.12857 | -0.13506 | -0.14089 | -0.14617 | -0.15093 | -0.1552 | -0.15929 | -0.16302 | -0.16637 | -0.16933 | -0.1719 | -0.17414 | -0.17604
[10 empty] | 0 | -0.00644 | -0.013457 | -0.020958 | -0.029034 | -0.037677 | -0.046764 | -0.056191 | -0.065968 | -0.076523 | -0.08776 | -0.099645 | -0.11025 | -0.11976 | -0.12831 | -0.13596 | -0.14282 | -0.14899 | -0.15458 | -0.15961 | -0.16413 | -0.16845 | -0.17239 | -0.17594 | -0.17906 | -0.18179 | -0.18415 | -0.18616
[10 empty] | 0 | -0.028609 | -0.031288 | -0.033559 | -0.03625 | -0.038911 | -0.041036 | -0.04271 | -0.044429 | -0.048065 | -0.051278 | -0.054356 | -0.051938 | -0.050212 | -0.048985 | -0.048015 | -0.047424 | -0.047172 | -0.04725 | -0.047349 | -0.047681 | -0.057669 | -0.058534 | -0.058699 | -0.058471 | -0.057974 | -0.057307 | -0.056308
[10 empty] | 0 | -0.017221 | -0.03363 | -0.048112 | -0.061149 | -0.074109 | -0.087001 | -0.0999 | -0.1127 | -0.12534 | -0.13767 | -0.14963 | -0.16038 | -0.17244 | -0.18322 | -0.19283 | -0.20152 | -0.20961 | -0.2172 | -0.22445 | -0.23169 | -0.23639 | -0.24149 | -0.24702 | -0.25287 | -0.2591 | -0.26528 | -0.27143
[10 empty] | 0 | -0.0036659 | -0.0071587 | -0.010241 | -0.013017 | -0.015775 | -0.01852 | -0.021265 | -0.023991 | -0.02668 | -0.029305 | -0.031851 | -0.034139 | -0.036708 | -0.039002 | -0.041047 | -0.042896 | -0.044619 | -0.046234 | -0.047777 | -0.049319 | -0.05032 | -0.051404 | -0.052583 | -0.053828 | -0.055154 | -0.056469 | -0.057779
[10 empty] | 0 | -0.0038767 | -0.0075704 | -0.01083 | -0.013765 | -0.016682 | -0.019585 | -0.022488 | -0.02537 | -0.028215 | -0.03099 | -0.033683 | -0.036102 | -0.038818 | -0.041245 | -0.043407 | -0.045363 | -0.047185 | -0.048893 | -0.050524 | -0.052155 | -0.053214 | -0.05436 | -0.055607 | -0.056923 | -0.058325 | -0.059715 | -0.061102
[10 empty] | 0 | -0.017221 | -0.016409 | -0.014482 | -0.013037 | -0.01296 | -0.012892 | -0.012898 | -0.014543 | -0.015702 | -0.016268 | -0.016459 | -0.016615 | -0.021377 | -0.020386 | -0.019608 | -0.019341 | -0.019632 | -0.019951 | -0.020254 | -0.021899 | -0.022905 | -0.023408 | -0.023652 | -0.023909 | -0.025417 | -0.025164 | -0.025374
[10 empty] | 0 | -0.0033623 | -0.0071228 | -0.011255 | -0.015777 | -0.02068 | -0.02572 | -0.030986 | -0.036519 | -0.042255 | -0.048203 | -0.054347 | -0.060719 | -0.06763 | -0.075066 | -0.082986 | -0.090927 | -0.098975 | -0.10724 | -0.11575 | -0.12453 | -0.1336 | -0.14299 | -0.15286 | -0.16308 | -0.17368 | -0.18467 | -0.19607
[10 empty] | 0 | -0.00071573 | -0.0015162 | -0.0023958 | -0.0033583 | -0.0044021 | -0.0054748 | -0.0065959 | -0.0077737 | -0.0089947 | -0.010261 | -0.011569 | -0.012925 | -0.014396 | -0.015979 | -0.017665 | -0.019355 | -0.021069 | -0.022827 | -0.024639 | -0.026508 | -0.02844 | -0.030438 | -0.032539 | -0.034714 | -0.03697 | -0.039309 | -0.041736
[10 empty] | 0 | -0.00075688 | -0.0016034 | -0.0025335 | -0.0035514 | -0.0046553 | -0.0057897 | -0.0069751 | -0.0082207 | -0.0095119 | -0.010851 | -0.012234 | -0.013668 | -0.015224 | -0.016898 | -0.018681 | -0.020468 | -0.02228 | -0.02414 | -0.026056 | -0.028032 | -0.030075 | -0.032188 | -0.034409 | -0.03671 | -0.039096 | -0.041569 | -0.044136
[10 empty] | 0 | -0.0033623 | -0.0037605 | -0.0041321 | -0.0045217 | -0.0049037 | -0.0050393 | -0.0052663 | -0.0055331 | -0.0057361 | -0.0059475 | -0.0061444 | -0.0063724 | -0.0069107 | -0.0074358 | -0.0079198 | -0.0084215 | -0.0089974 | -0.0096668 | -0.010361 | -0.011063 | -0.011753 | -0.012438 | -0.01425 | -0.014912 | -0.015578 | -0.016249 | -0.016933
[10 empty] | 0 | 0 | 0 | 0 | 0 | 0 | 0 | 0 | 0 | 0 | 0 | 0 | 0 | 0 | 0 | 0 | 0 | 0 | 0 | 0 | 0 | 0 | 0 | 0 | 0 | 0 | 0 | 0
[10 empty] | 0 | 0 | 0 | 0 | 0 | 0 | 0 | 0 | 0 | 0 | 0 | 0 | 0 | 0 | 0 | 0 | 0 | 0 | 0 | 0 | 0 | 0 | 0 | 0 | 0 | 0 | 0 | 0
[10 empty] | 0 | 0 | 0 | 0 | 0 | 0 | 0 | 0 | 0 | 0 | 0 | 0 | 0 | 0 | 0 | 0 | 0 | 0 | 0 | 0 | 0 | 0 | 0 | 0 | 0 | 0 | 0 | 0
[10 empty] | 0 | 0 | 0 | 0 | 0 | 0 | 0 | 0 | 0 | 0 | 0 | 0 | 0 | 0 | 0 | 0 | 0 | 0 | 0 | 0 | 0 | 0 | 0 | 0 | 0 | 0 | 0 | 0
[10 empty] | 0 | -0.00029629 | -0.00065554 | -0.0010605 | -0.0015065 | -0.0019845 | -0.002486 | -0.0030744 | -0.0037457 | -0.0044561 | -0.0051896 | -0.0059455 | -0.0065661 | -0.0070745 | -0.007487 | -0.0078107 | -0.0080603 | -0.008249 | -0.0083924 | -0.0084931 | -0.0085525 | -0.0085989 | -0.0086197 | -0.0086097 | -0.0085684 | -0.0084975 | -0.0083999 | -0.0082785
[10 empty] | 0 | -6.307e-05 | -0.00013954 | -0.00022574 | -0.00032067 | -0.00042243 | -0.00052919 | -0.00065443 | -0.00079732 | -0.00094855 | -0.0011047 | -0.0012656 | -0.0013977 | -0.0015059 | -0.0015937 | -0.0016626 | -0.0017158 | -0.0017559 | -0.0017865 | -0.0018079 | -0.0018205 | -0.0018304 | -0.0018348 | -0.0018327 | -0.0018239 | -0.0018088 | -0.0017881 | -0.0017622
[10 empty] | 0 | -6.6696e-05 | -0.00014757 | -0.00023872 | -0.00033911 | -0.00044672 | -0.00055962 | -0.00069206 | -0.00084317 | -0.0010031 | -0.0011682 | -0.0013384 | -0.0014781 | -0.0015925 | -0.0016854 | -0.0017582 | -0.0018144 | -0.0018569 | -0.0018892 | -0.0019118 | -0.0019252 | -0.0019357 | -0.0019403 | -0.0019381 | -0.0019288 | -0.0019128 | -0.0018909 | -0.0018635
[10 empty] | 0 | -0.00029629 | -0.00037074 | -0.00043036 | -0.0004871 | -0.00053643 | -0.00057849 | -0.00068474 | -0.0007905 | -0.00085566 | -0.00090627 | -0.00095719 | -0.00087246 | -0.00080786 | -0.00075609 | -0.00070828 | -0.00067154 | -0.00064457 | -0.000635 | -0.00062965 | -0.00062421 | -0.00068579 | -0.00069803 | -0.00069101 | -0.0006743 | -0.00065143 | -0.00062497 | -0.00060634
[10 empty] | 0 | -0.0070579 | -0.013842 | -0.02036 | -0.02662 | -0.032629 | -0.038396 | -0.043926 | -0.049227 | -0.054306 | -0.058324 | -0.061456 | -0.063847 | -0.065619 | -0.066878 | -0.067708 | -0.068182 | -0.068363 | -0.0683 | -0.068037 | -0.067609 | -0.067048 | -0.066378 | -0.06562 | -0.064792 | -0.06391 | -0.062984 | -0.062027
[10 empty] | 0 | -0.0015024 | -0.0029465 | -0.004334 | -0.0056665 | -0.0069457 | -0.0081732 | -0.0093504 | -0.010479 | -0.01156 | -0.012415 | -0.013082 | -0.013591 | -0.013968 | -0.014236 | -0.014413 | -0.014514 | -0.014552 | -0.014539 | -0.014483 | -0.014392 | -0.014272 | -0.01413 | -0.013968 | -0.013792 | -0.013604 | -0.013407 | -0.013203
[10 empty] | 0 | -0.0015888 | -0.0031159 | -0.0045832 | -0.0059923 | -0.0073451 | -0.0086431 | -0.009888 | -0.011081 | -0.012225 | -0.013129 | -0.013834 | -0.014372 | -0.014771 | -0.015055 | -0.015241 | -0.015348 | -0.015389 | -0.015375 | -0.015315 | -0.015219 | -0.015093 | -0.014942 | -0.014771 | -0.014585 | -0.014386 | -0.014178 | -0.013963
[10 empty] | 0 | -0.0070579 | -0.0069209 | -0.0067867 | -0.006655 | -0.0065259 | -0.0063993 | -0.0062751 | -0.0061534 | -0.006034 | -0.005917 | -0.0058022 | -0.0056896 | -0.0055792 | -0.005471 | -0.0053649 | -0.0052608 | -0.0066618 | -0.006322 | -0.0060224 | -0.0057568 | -0.0055201 | -0.0053079 | -0.0051166 | -0.0049431 | -0.0047848 | -0.0048195 | -0.004808
[10 empty] | 0 | -0.00041032 | -0.00079313 | -0.0012811 | -0.0018536 | -0.0024933 | -0.0031854 | -0.0039177 | -0.0046532 | -0.0053882 | -0.0061193 | -0.0068441 | -0.0075604 | -0.0082585 | -0.0089384 | -0.0096002 | -0.010244 | -0.01087 | -0.01137 | -0.011764 | -0.012069 | -0.012299 | -0.012465 | -0.012578 | -0.012647 | -0.012678 | -0.012679 | -0.012653
[10 empty] | 0 | -8.7344e-05 | -0.00016883 | -0.00027271 | -0.00039457 | -0.00053073 | -0.00067806 | -0.00083395 | -0.00099052 | -0.001147 | -0.0013026 | -0.0014569 | -0.0016094 | -0.001758 | -0.0019027 | -0.0020436 | -0.0021806 | -0.0023139 | -0.0024204 | -0.0025042 | -0.0025691 | -0.002618 | -0.0026534 | -0.0026775 | -0.0026921 | -0.0026988 | -0.0026989 | -0.0026934
[10 empty] | 0 | -9.2366e-05 | -0.00017854 | -0.00028839 | -0.00041726 | -0.00056125 | -0.00071705 | -0.0008819 | -0.0010475 | -0.0012129 | -0.0013775 | -0.0015407 | -0.0017019 | -0.001859 | -0.0020121 | -0.0021611 | -0.002306 | -0.0024469 | -0.0025595 | -0.0026482 | -0.0027168 | -0.0027685 | -0.002806 | -0.0028315 | -0.0028469 | -0.002854 | -0.0028541 | -0.0028483
[10 empty] | 0 | -0.00041032 | -0.00038826 | -0.00049853 | -0.00058953 | -0.00066426 | -0.00072527 | -0.00077469 | -0.0007876 | -0.00079676 | -0.00080277 | -0.00080614 | -0.0008073 | -0.00079858 | -0.00078967 | -0.00078061 | -0.00077145 | -0.00076223 | -0.00069134 | -0.00062889 | -0.00058861 | -0.0005649 | -0.00055335 | -0.00055053 | -0.00055376 | -0.00064468 | -0.00063239 | -0.00065059
[10 empty] | 0 | 0 | 0 | 0 | 0 | 0 | 0 | 0 | 0 | 0 | 0 | 0 | 0 | 0 | 0 | 0 | 0 | 0 | 0 | 0 | 0 | 0 | 0 | 0 | 0 | 0 | 0 | 0
[10 empty] | 0 | 0 | 0 | 0 | 0 | 0 | 0 | 0 | 0 | 0 | 0 | 0 | 0 | 0 | 0 | 0 | 0 | 0 | 0 | 0 | 0 | 0 | 0 | 0 | 0 | 0 | 0 | 0
[10 empty] | 0 | 0 | 0 | 0 | 0 | 0 | 0 | 0 | 0 | 0 | 0 | 0 | 0 | 0 | 0 | 0 | 0 | 0 | 0 | 0 | 0 | 0 | 0 | 0 | 0 | 0 | 0 | 0
[10 empty] | 0 | 0 | 0 | 0 | 0 | 0 | 0 | 0 | 0 | 0 | 0 | 0 | 0 | 0 | 0 | 0 | 0 | 0 | 0 | 0 | 0 | 0 | 0 | 0 | 0 | 0 | 0 | 0
[10 empty] | 0 | -0.17876 | -0.33737 | -0.48145 | -0.61471 | -0.69761 | -0.74751 | -0.77583 | -0.79005 | -0.79508 | -0.79414 | -0.78935 | -0.7821 | -0.77329 | -0.76352 | -0.75319 | -0.74254 | -0.73174 | -0.72091 | -0.71011 | -0.69939 | -0.68877 | -0.67828 | -0.66793 | -0.65772 | -0.64765 | -0.63774 | -0.62797
[10 empty] | 0 | -0.026855 | -0.050683 | -0.072327 | -0.092347 | -0.1048 | -0.1123 | -0.11655 | -0.11869 | -0.11944 | -0.1193 | -0.11858 | -0.11749 | -0.11617 | -0.1147 | -0.11315 | -0.11155 | -0.10993 | -0.1083 | -0.10668 | -0.10507 | -0.10347 | -0.1019 | -0.10034 | -0.098808 | -0.097296 | -0.095806 | -0.094338
[10 empty] | 0 | -0.034891 | -0.065848 | -0.093969 | -0.11998 | -0.13616 | -0.1459 | -0.15143 | -0.1542 | -0.15518 | -0.155 | -0.15406 | -0.15265 | -0.15093 | -0.14902 | -0.14701 | -0.14493 | -0.14282 | -0.14071 | -0.1386 | -0.13651 | -0.13443 | -0.13239 | -0.13037 | -0.12837 | -0.12641 | -0.12447 | -0.12257
[10 empty] | 0 | -0.17876 | -0.16135 | -0.14925 | -0.14064 | -0.14834 | -0.14794 | -0.14388 | -0.17021 | -0.15562 | -0.1468 | -0.14033 | -0.1472 | -0.14573 | -0.14134 | -0.14182 | -0.1371 | -0.13452 | -0.13185 | -0.13259 | -0.13014 | -0.1272 | -0.12528 | -0.12334 | -0.12166 | -0.11961 | -0.11827 | -0.11621
[10 empty] | 0 | -0.0033509 | -0.0087986 | -0.015522 | -0.022986 | -0.030839 | -0.038854 | -0.046885 | -0.051828 | -0.054751 | -0.056351 | -0.057089 | -0.057265 | -0.057077 | -0.056655 | -0.056084 | -0.055419 | -0.054697 | -0.053943 | -0.053171 | -0.052392 | -0.051612 | -0.050836 | -0.050067 | -0.049306 | -0.048554 | -0.047813 | -0.047082
[10 empty] | 0 | -0.00050339 | -0.0013218 | -0.0023319 | -0.0034531 | -0.0046329 | -0.005837 | -0.0070434 | -0.007786 | -0.0082251 | -0.0084655 | -0.0085764 | -0.0086028 | -0.0085746 | -0.0085112 | -0.0084253 | -0.0083255 | -0.0082171 | -0.0081037 | -0.0079877 | -0.0078707 | -0.0077536 | -0.007637 | -0.0075215 | -0.0074072 | -0.0072942 | -0.0071828 | -0.007073
[10 empty] | 0 | -0.00065401 | -0.0017173 | -0.0030296 | -0.0044863 | -0.0060191 | -0.0075835 | -0.0091508 | -0.010116 | -0.010686 | -0.010999 | -0.011143 | -0.011177 | -0.01114 | -0.011058 | -0.010946 | -0.010817 | -0.010676 | -0.010528 | -0.010378 | -0.010226 | -0.010074 | -0.0099221 | -0.009772 | -0.0096235 | -0.0094768 | -0.009332 | -0.0091893
[10 empty] | 0 | -0.0033509 | -0.0054991 | -0.0068587 | -0.0077014 | -0.0082056 | -0.0084882 | -0.0086262 | -0.006665 | -0.0060203 | -0.0060038 | -0.0068123 | -0.0072989 | -0.007575 | -0.0077136 | -0.0071627 | -0.0065721 | -0.0061557 | -0.0057693 | -0.0058789 | -0.0061382 | -0.0064893 | -0.0065027 | -0.0063004 | -0.0060205 | -0.0056049 | -0.0053566 | -0.0052992
[10 empty] | 0 | -0.078889 | -0.15778 | -0.23667 | -0.31557 | -0.36848 | -0.40406 | -0.4281 | -0.44444 | -0.45564 | -0.46343 | -0.46894 | -0.47293 | -0.4759 | -0.47821 | -0.48006 | -0.48161 | -0.48297 | -0.48419 | -0.48533 | -0.48641 | -0.48745 | -0.48847 | -0.48947 | -0.49047 | -0.49145 | -0.49244 | -0.49342
[10 empty] | 0 | -0.011851 | -0.023703 | -0.035555 | -0.047407 | -0.055355 | -0.060701 | -0.064312 | -0.066767 | -0.068451 | -0.06962 | -0.070448 | -0.071047 | -0.071494 | -0.07184 | -0.072118 | -0.072352 | -0.072556 | -0.07274 | -0.07291 | -0.073073 | -0.073229 | -0.073382 | -0.073533 | -0.073682 | -0.07383 | -0.073978 | -0.074125
[10 empty] | 0 | -0.015397 | -0.030795 | -0.046193 | -0.061592 | -0.071918 | -0.078864 | -0.083555 | -0.086744 | -0.088932 | -0.090452 | -0.091527 | -0.092305 | -0.092886 | -0.093335 | -0.093697 | -0.094 | -0.094265 | -0.094504 | -0.094726 | -0.094937 | -0.09514 | -0.095339 | -0.095535 | -0.095728 | -0.095921 | -0.096113 | -0.096305
[10 empty] | 0 | -0.078889 | -0.078891 | -0.078893 | -0.078894 | -0.079205 | -0.079413 | -0.079553 | -0.095231 | -0.090204 | -0.086923 | -0.084783 | -0.088643 | -0.089522 | -0.089001 | -0.09101 | -0.089548 | -0.089211 | -0.089039 | -0.09078 | -0.090864 | -0.090533 | -0.090755 | -0.090798 | -0.091078 | -0.091187 | -0.091712 | -0.09175
[10 empty] | 0 | -0.03741 | -0.072939 | -0.10666 | -0.13864 | -0.16894 | -0.19105 | -0.2068 | -0.21763 | -0.22466 | -0.22876 | -0.23061 | -0.23075 | -0.22957 | -0.22741 | -0.2245 | -0.22106 | -0.21721 | -0.21309 | -0.20877 | -0.20433 | -0.19983 | -0.1953 | -0.19078 | -0.18628 | -0.18184 | -0.17745 | -0.17313
[10 empty] | 0 | -0.00562 | -0.010958 | -0.016023 | -0.020827 | -0.02538 | -0.028701 | -0.031067 | -0.032694 | -0.03375 | -0.034366 | -0.034644 | -0.034664 | -0.034488 | -0.034163 | -0.033727 | -0.033209 | -0.032631 | -0.032011 | -0.031363 | -0.030697 | -0.03002 | -0.02934 | -0.02866 | -0.027985 | -0.027317 | -0.026658 | -0.026009
[10 empty] | 0 | -0.0073016 | -0.014236 | -0.020817 | -0.027059 | -0.032974 | -0.037288 | -0.040362 | -0.042476 | -0.043848 | -0.044649 | -0.04501 | -0.045036 | -0.044807 | -0.044385 | -0.043818 | -0.043145 | -0.042395 | -0.04159 | -0.040747 | -0.039882 | -0.039003 | -0.038119 | -0.037236 | -0.036359 | -0.035491 | -0.034634 | -0.033791
[10 empty] | 0 | -0.03741 | -0.03647 | -0.035553 | -0.034659 | -0.033788 | -0.032939 | -0.032111 | -0.031304 | -0.030517 | -0.02975 | -0.036605 | -0.034203 | -0.032187 | -0.030477 | -0.029008 | -0.029069 | -0.028694 | -0.028046 | -0.02724 | -0.026353 | -0.027216 | -0.025978 | -0.024964 | -0.024083 | -0.02328 | -0.023109 | -0.022669
[10 empty] | 0 | -0.016153 | -0.045046 | -0.083964 | -0.13074 | -0.18365 | -0.24133 | -0.30267 | -0.36681 | -0.43306 | -0.48529 | -0.52634 | -0.55849 | -0.58355 | -0.60297 | -0.61788 | -0.62922 | -0.63771 | -0.64392 | -0.64833 | -0.6513 | -0.65313 | -0.65405 | -0.65425 | -0.65388 | -0.65305 | -0.65187 | -0.65039
[10 empty] | 0 | -0.0024266 | -0.0067672 | -0.012614 | -0.019641 | -0.02759 | -0.036254 | -0.04547 | -0.055106 | -0.065058 | -0.072904 | -0.079071 | -0.083901 | -0.087666 | -0.090582 | -0.092823 | -0.094526 | -0.095801 | -0.096735 | -0.097397 | -0.097844 | -0.098119 | -0.098257 | -0.098287 | -0.098231 | -0.098107 | -0.097928 | -0.097707
[10 empty] | 0 | -0.0031526 | -0.008792 | -0.016388 | -0.025518 | -0.035845 | -0.047102 | -0.059075 | -0.071594 | -0.084524 | -0.094717 | -0.10273 | -0.109 | -0.1139 | -0.11769 | -0.1206 | -0.12281 | -0.12447 | -0.12568 | -0.12654 | -0.12712 | -0.12748 | -0.12766 | -0.1277 | -0.12762 | -0.12746 | -0.12723 | -0.12694
[10 empty] | 0 | -0.016153 | -0.028958 | -0.039098 | -0.047112 | -0.053435 | -0.058409 | -0.062309 | -0.065353 | -0.067717 | -0.057073 | -0.051062 | -0.048229 | -0.047517 | -0.04817 | -0.053653 | -0.057961 | -0.061332 | -0.063958 | -0.063586 | -0.061801 | -0.059572 | -0.05745 | -0.055719 | -0.052177 | -0.051323 | -0.052074 | -0.053703
[10 empty] | 0 | -0.015518 | -0.03056 | -0.045137 | -0.059259 | -0.072938 | -0.081396 | -0.086434 | -0.089235 | -0.090575 | -0.090964 | -0.090737 | -0.090112 | -0.089233 | -0.088195 | -0.087059 | -0.085867 | -0.084643 | -0.083407 | -0.082168 | -0.080934 | -0.079711 | -0.0785 | -0.077304 | -0.076123 | -0.074959 | -0.073812 | -0.072681
[10 empty] | 0 | -0.0023312 | -0.0045909 | -0.0067808 | -0.0089024 | -0.010957 | -0.012228 | -0.012985 | -0.013406 | -0.013607 | -0.013665 | -0.013631 | -0.013537 | -0.013405 | -0.013249 | -0.013079 | -0.0129 | -0.012716 | -0.01253 | -0.012344 | -0.012159 | -0.011975 | -0.011793 | -0.011613 | -0.011436 | -0.011261 | -0.011089 | -0.010919
[10 empty] | 0 | -0.0030287 | -0.0059646 | -0.0088097 | -0.011566 | -0.014236 | -0.015887 | -0.01687 | -0.017417 | -0.017678 | -0.017754 | -0.01771 | -0.017588 | -0.017416 | -0.017214 | -0.016992 | -0.016759 | -0.016521 | -0.016279 | -0.016037 | -0.015797 | -0.015558 | -0.015321 | -0.015088 | -0.014858 | -0.01463 | -0.014406 | -0.014186
[10 empty] | 0 | -0.015518 | -0.01528 | -0.015046 | -0.014815 | -0.014588 | -0.014364 | -0.014144 | -0.013927 | -0.016422 | -0.015281 | -0.014463 | -0.013858 | -0.013394 | -0.01386 | -0.013813 | -0.01353 | -0.013631 | -0.012925 | -0.012659 | -0.012505 | -0.01234 | -0.012423 | -0.012172 | -0.011884 | -0.011713 | -0.01141 | -0.011311
[10 empty] | 0 | 0 | 0 | 0 | 0 | 0 | 0 | 0 | 0 | 0 | 0 | 0 | 0 | 0 | 0 | 0 | 0 | 0 | 0 | 0 | 0 | 0 | 0 | 0 | 0 | 0 | 0 | 0
[10 empty] | 0 | 0 | 0 | 0 | 0 | 0 | 0 | 0 | 0 | 0 | 0 | 0 | 0 | 0 | 0 | 0 | 0 | 0 | 0 | 0 | 0 | 0 | 0 | 0 | 0 | 0 | 0 | 0
[10 empty] | 0 | 0 | 0 | 0 | 0 | 0 | 0 | 0 | 0 | 0 | 0 | 0 | 0 | 0 | 0 | 0 | 0 | 0 | 0 | 0 | 0 | 0 | 0 | 0 | 0 | 0 | 0 | 0
[10 empty] | 0 | 0 | 0 | 0 | 0 | 0 | 0 | 0 | 0 | 0 | 0 | 0 | 0 | 0 | 0 | 0 | 0 | 0 | 0 | 0 | 0 | 0 | 0 | 0 | 0 | 0 | 0 | 0
[10 empty] | 0 | -0.0013029 | -0.002791 | -0.004517 | -0.0064507 | -0.0086167 | -0.011256 | -0.013904 | -0.017368 | -0.021342 | -0.025778 | -0.030575 | -0.035952 | -0.041119 | -0.047477 | -0.054285 | -0.061593 | -0.069502 | -0.078034 | -0.086796 | -0.09712 | -0.10935 | -0.12373 | -0.14016 | -0.15891 | -0.18017 | -0.20427 | -0.23159
[10 empty] | 0 | -0.00019573 | -0.00041928 | -0.00067858 | -0.00096907 | -0.0012945 | -0.001691 | -0.0020888 | -0.0026091 | -0.0032062 | -0.0038725 | -0.0045932 | -0.005401 | -0.0061772 | -0.0071324 | -0.0081551 | -0.0092529 | -0.010441 | -0.011723 | -0.013039 | -0.01459 | -0.016427 | -0.018588 | -0.021055 | -0.023873 | -0.027067 | -0.030687 | -0.034791
[10 empty] | 0 | -0.00025429 | -0.00054474 | -0.00088162 | -0.001259 | -0.0016818 | -0.002197 | -0.0027138 | -0.0033898 | -0.0041656 | -0.0050312 | -0.0059675 | -0.007017 | -0.0080255 | -0.0092665 | -0.010595 | -0.012022 | -0.013565 | -0.01523 | -0.016941 | -0.018956 | -0.021342 | -0.02415 | -0.027355 | -0.031016 | -0.035166 | -0.039869 | -0.045201
[10 empty] | 0 | -0.0013029 | -0.0014881 | -0.001726 | -0.0019337 | -0.002166 | -0.0026396 | -0.0026481 | -0.0034636 | -0.0039745 | -0.0046958 | -0.0053033 | -0.0061271 | -0.0061537 | -0.0075808 | -0.0086553 | -0.0093642 | -0.010309 | -0.011301 | -0.011978 | -0.014082 | -0.016461 | -0.019218 | -0.021935 | -0.025089 | -0.028358 | -0.032055 | -0.03595
[10 empty] | 0 | -0.023229 | -0.046272 | -0.06913 | -0.091804 | -0.1143 | -0.13661 | -0.15874 | -0.18069 | -0.20246 | -0.22406 | -0.24229 | -0.25765 | -0.27056 | -0.28138 | -0.29041 | -0.29793 | -0.30414 | -0.30925 | -0.31341 | -0.31676 | -0.31943 | -0.32151 | -0.32309 | -0.32424 | -0.32504 | -0.32552 | -0.32574
[10 empty] | 0 | -0.0034896 | -0.0069513 | -0.010385 | -0.013792 | -0.01717 | -0.020522 | -0.023847 | -0.027144 | -0.030415 | -0.03366 | -0.036399 | -0.038706 | -0.040646 | -0.042271 | -0.043628 | -0.044757 | -0.04569 | -0.046457 | -0.047082 | -0.047586 | -0.047987 | -0.048299 | -0.048537 | -0.048711 | -0.04883 | -0.048902 | -0.048935
[10 empty] | 0 | -0.0045337 | -0.0090312 | -0.013493 | -0.017918 | -0.022308 | -0.026663 | -0.030982 | -0.035266 | -0.039516 | -0.043731 | -0.047289 | -0.050288 | -0.052807 | -0.054919 | -0.056683 | -0.058149 | -0.059362 | -0.060358 | -0.06117 | -0.061825 | -0.062345 | -0.062751 | -0.06306 | -0.063285 | -0.06344 | -0.063534 | -0.063577
[10 empty] | 0 | -0.023229 | -0.023136 | -0.023043 | -0.022951 | -0.022859 | -0.022768 | -0.022677 | -0.022586 | -0.022496 | -0.022406 | -0.022316 | -0.022227 | -0.022138 | -0.022049 | -0.021961 | -0.021873 | -0.021786 | -0.028021 | -0.027009 | -0.026133 | -0.025373 | -0.024712 | -0.024135 | -0.023631 | -0.023188 | -0.022798 | -0.022453
[10 empty] | 0 | -0.01526 | -0.030399 | -0.045416 | -0.060312 | -0.075089 | -0.089746 | -0.10428 | -0.11659 | -0.12698 | -0.13574 | -0.14311 | -0.14929 | -0.15446 | -0.15877 | -0.16234 | -0.16528 | -0.16768 | -0.16963 | -0.17118 | -0.1724 | -0.17334 | -0.17403 | -0.17452 | -0.17484 | -0.175 | -0.17504 | -0.17497
[10 empty] | 0 | -0.0022925 | -0.0045667 | -0.0068227 | -0.0090606 | -0.01128 | -0.013482 | -0.015666 | -0.017514 | -0.019076 | -0.020392 | -0.021499 | -0.022428 | -0.023205 | -0.023852 | -0.024388 | -0.024829 | -0.02519 | -0.025482 | -0.025716 | -0.025899 | -0.02604 | -0.026145 | -0.026219 | -0.026266 | -0.026291 | -0.026296 | -0.026286
[10 empty] | 0 | -0.0029785 | -0.0059332 | -0.0088642 | -0.011772 | -0.014656 | -0.017516 | -0.020354 | -0.022755 | -0.024783 | -0.026493 | -0.027932 | -0.029139 | -0.030148 | -0.030988 | -0.031685 | -0.032259 | -0.032728 | -0.033107 | -0.033411 | -0.033649 | -0.033832 | -0.033968 | -0.034063 | -0.034125 | -0.034157 | -0.034164 | -0.034151
[10 empty] | 0 | -0.01526 | -0.015199 | -0.015139 | -0.015078 | -0.015018 | -0.014958 | -0.014898 | -0.014838 | -0.014779 | -0.01472 | -0.014661 | -0.014602 | -0.014544 | -0.014486 | -0.018631 | -0.017959 | -0.017376 | -0.016871 | -0.016431 | -0.016048 | -0.015712 | -0.016002 | -0.016156 | -0.016206 | -0.016179 | -0.016094 | -0.015969
[10 empty] | 0 | -0.0032583 | -0.0064905 | -0.0096968 | -0.012877 | -0.015391 | -0.017373 | -0.018933 | -0.020154 | -0.021108 | -0.021847 | -0.022416 | -0.02285 | -0.023175 | -0.023415 | -0.023586 | -0.023702 | -0.023775 | -0.023814 | -0.023825 | -0.023815 | -0.023788 | -0.023746 | -0.023694 | -0.023634 | -0.023567 | -0.023494 | -0.023417
[10 empty] | 0 | -0.00048949 | -0.00097506 | -0.0014567 | -0.0019345 | -0.0023122 | -0.00261 | -0.0028442 | -0.0030278 | -0.003171 | -0.0032821 | -0.0033676 | -0.0034327 | -0.0034816 | -0.0035175 | -0.0035432 | -0.0035607 | -0.0035717 | -0.0035775 | -0.0035792 | -0.0035777 | -0.0035736 | -0.0035674 | -0.0035596 | -0.0035505 | -0.0035404 | -0.0035295 | -0.003518
[10 empty] | 0 | -0.00063595 | -0.0012668 | -0.0018926 | -0.0025134 | -0.003004 | -0.0033909 | -0.0036952 | -0.0039337 | -0.0041198 | -0.0042641 | -0.0043752 | -0.0044598 | -0.0045233 | -0.00457 | -0.0046034 | -0.0046261 | -0.0046404 | -0.004648 | -0.0046502 | -0.0046482 | -0.0046428 | -0.0046348 | -0.0046246 | -0.0046128 | -0.0045997 | -0.0045855 | -0.0045706
[10 empty] | 0 | -0.0032583 | -0.0032453 | -0.0032323 | -0.0032194 | -0.0032065 | -0.0031936 | -0.0031809 | -0.0031681 | -0.0031555 | -0.0039667 | -0.0037868 | -0.0036408 | -0.0035221 | -0.0035871 | -0.0036035 | -0.0035879 | -0.003552 | -0.0035363 | -0.0037353 | -0.0036409 | -0.0035671 | -0.0035119 | -0.0035535 | -0.0035558 | -0.003535 | -0.0035025 | -0.0034898
[10 empty] | 0 | 0 | 0 | 0 | 0 | 0 | 0 | 0 | 0 | 0 | 0 | 0 | 0 | 0 | 0 | 0 | 0 | 0 | 0 | 0 | 0 | 0 | 0 | 0 | 0 | 0 | 0 | 0
[10 empty] | 0 | 0 | 0 | 0 | 0 | 0 | 0 | 0 | 0 | 0 | 0 | 0 | 0 | 0 | 0 | 0 | 0 | 0 | 0 | 0 | 0 | 0 | 0 | 0 | 0 | 0 | 0 | 0
[10 empty] | 0 | 0 | 0 | 0 | 0 | 0 | 0 | 0 | 0 | 0 | 0 | 0 | 0 | 0 | 0 | 0 | 0 | 0 | 0 | 0 | 0 | 0 | 0 | 0 | 0 | 0 | 0 | 0
[10 empty] | 0 | 0 | 0 | 0 | 0 | 0 | 0 | 0 | 0 | 0 | 0 | 0 | 0 | 0 | 0 | 0 | 0 | 0 | 0 | 0 | 0 | 0 | 0 | 0 | 0 | 0 | 0 | 0
[10 empty] | 0 | 0 | 0 | 0 | 0 | 0 | 0 | 0 | 0 | 0 | 0 | 0 | 0 | 0 | 0 | 0 | 0 | 0 | 0 | 0 | 0 | 0 | 0 | 0 | 0 | 0 | 0 | 0
[10 empty] | 0 | 0 | 0 | 0 | 0 | 0 | 0 | 0 | 0 | 0 | 0 | 0 | 0 | 0 | 0 | 0 | 0 | 0 | 0 | 0 | 0 | 0 | 0 | 0 | 0 | 0 | 0 | 0
[10 empty] | 0 | 0 | 0 | 0 | 0 | 0 | 0 | 0 | 0 | 0 | 0 | 0 | 0 | 0 | 0 | 0 | 0 | 0 | 0 | 0 | 0 | 0 | 0 | 0 | 0 | 0 | 0 | 0
[10 empty] | 0 | 0 | 0 | 0 | 0 | 0 | 0 | 0 | 0 | 0 | 0 | 0 | 0 | 0 | 0 | 0 | 0 | 0 | 0 | 0 | 0 | 0 | 0 | 0 | 0 | 0 | 0 | 0
[10 empty] | 0 | 0 | 0 | 0 | 0 | 0 | 0 | 0 | 0 | 0 | 0 | 0 | 0 | 0 | 0 | 0 | 0 | 0 | 0 | 0 | 0 | 0 | 0 | 0 | 0 | 0 | 0 | 0
[10 empty] | 0 | 0 | 0 | 0 | 0 | 0 | 0 | 0 | 0 | 0 | 0 | 0 | 0 | 0 | 0 | 0 | 0 | 0 | 0 | 0 | 0 | 0 | 0 | 0 | 0 | 0 | 0 | 0
[10 empty] | 0 | 0 | 0 | 0 | 0 | 0 | 0 | 0 | 0 | 0 | 0 | 0 | 0 | 0 | 0 | 0 | 0 | 0 | 0 | 0 | 0 | 0 | 0 | 0 | 0 | 0 | 0 | 0
[10 empty] | 0 | 0 | 0 | 0 | 0 | 0 | 0 | 0 | 0 | 0 | 0 | 0 | 0 | 0 | 0 | 0 | 0 | 0 | 0 | 0 | 0 | 0 | 0 | 0 | 0 | 0 | 0 | 0
[10 empty] | 0 | 0 | 0 | 0 | 0 | 0 | 0 | 0 | 0 | 0 | 0 | 0 | 0 | 0 | 0 | 0 | 0 | 0 | 0 | 0 | 0 | 0 | 0 | 0 | 0 | 0 | 0 | 0
[10 empty] | 0 | 0 | 0 | 0 | 0 | 0 | 0 | 0 | 0 | 0 | 0 | 0 | 0 | 0 | 0 | 0 | 0 | 0 | 0 | 0 | 0 | 0 | 0 | 0 | 0 | 0 | 0 | 0
[10 empty] | 0 | 0 | 0 | 0 | 0 | 0 | 0 | 0 | 0 | 0 | 0 | 0 | 0 | 0 | 0 | 0 | 0 | 0 | 0 | 0 | 0 | 0 | 0 | 0 | 0 | 0 | 0 | 0
[10 empty] | 0 | 0 | 0 | 0 | 0 | 0 | 0 | 0 | 0 | 0 | 0 | 0 | 0 | 0 | 0 | 0 | 0 | 0 | 0 | 0 | 0 | 0 | 0 | 0 | 0 | 0 | 0 | 0
[10 empty] | 0 | 0 | 0 | 0 | 0 | 0 | 0 | 0 | 0 | 0 | 0 | 0 | 0 | 0 | 0 | 0 | 0 | 0 | 0 | 0 | 0 | 0 | 0 | 0 | 0 | 0 | 0 | 0
[10 empty] | 0 | 0 | 0 | 0 | 0 | 0 | 0 | 0 | 0 | 0 | 0 | 0 | 0 | 0 | 0 | 0 | 0 | 0 | 0 | 0 | 0 | 0 | 0 | 0 | 0 | 0 | 0 | 0
[10 empty] | 0 | 0 | 0 | 0 | 0 | 0 | 0 | 0 | 0 | 0 | 0 | 0 | 0 | 0 | 0 | 0 | 0 | 0 | 0 | 0 | 0 | 0 | 0 | 0 | 0 | 0 | 0 | 0
[10 empty] | 0 | 0 | 0 | 0 | 0 | 0 | 0 | 0 | 0 | 0 | 0 | 0 | 0 | 0 | 0 | 0 | 0 | 0 | 0 | 0 | 0 | 0 | 0 | 0 | 0 | 0 | 0 | 0
[10 empty] | 0 | 0 | 0 | 0 | 0 | 0 | 0 | 0 | 0 | 0 | 0 | 0 | 0 | 0 | 0 | 0 | 0 | 0 | 0 | 0 | 0 | 0 | 0 | 0 | 0 | 0 | 0 | 0
[10 empty] | 0 | 0 | 0 | 0 | 0 | 0 | 0 | 0 | 0 | 0 | 0 | 0 | 0 | 0 | 0 | 0 | 0 | 0 | 0 | 0 | 0 | 0 | 0 | 0 | 0 | 0 | 0 | 0
[10 empty] | 0 | 0 | 0 | 0 | 0 | 0 | 0 | 0 | 0 | 0 | 0 | 0 | 0 | 0 | 0 | 0 | 0 | 0 | 0 | 0 | 0 | 0 | 0 | 0 | 0 | 0 | 0 | 0
[10 empty] | 0 | 0 | 0 | 0 | 0 | 0 | 0 | 0 | 0 | 0 | 0 | 0 | 0 | 0 | 0 | 0 | 0 | 0 | 0 | 0 | 0 | 0 | 0 | 0 | 0 | 0 | 0 | 0
[10 empty] | 0 | 0 | 0 | 0 | 0 | 0 | 0 | 0 | 0 | 0 | 0 | 0 | 0 | 0 | 0 | 0 | 0 | 0 | 0 | 0 | 0 | 0 | 0 | 0 | 0 | 0 | 0 | 0
[10 empty] | 0 | 0 | 0 | 0 | 0 | 0 | 0 | 0 | 0 | 0 | 0 | 0 | 0 | 0 | 0 | 0 | 0 | 0 | 0 | 0 | 0 | 0 | 0 | 0 | 0 | 0 | 0 | 0
[10 empty] | 0 | 0 | 0 | 0 | 0 | 0 | 0 | 0 | 0 | 0 | 0 | 0 | 0 | 0 | 0 | 0 | 0 | 0 | 0 | 0 | 0 | 0 | 0 | 0 | 0 | 0 | 0 | 0
[10 empty] | 0 | 0 | 0 | 0 | 0 | 0 | 0 | 0 | 0 | 0 | 0 | 0 | 0 | 0 | 0 | 0 | 0 | 0 | 0 | 0 | 0 | 0 | 0 | 0 | 0 | 0 | 0 | 0
[10 empty] | 0 | 0 | 0 | 0 | 0 | 0 | 0 | 0 | 0 | 0 | 0 | 0 | 0 | 0 | 0 | 0 | 0 | 0 | 0 | 0 | 0 | 0 | 0 | 0 | 0 | 0 | 0 | 0
[10 empty] | 0 | 0 | 0 | 0 | 0 | 0 | 0 | 0 | 0 | 0 | 0 | 0 | 0 | 0 | 0 | 0 | 0 | 0 | 0 | 0 | 0 | 0 | 0 | 0 | 0 | 0 | 0 | 0
[10 empty] | 0 | 0 | 0 | 0 | 0 | 0 | 0 | 0 | 0 | 0 | 0 | 0 | 0 | 0 | 0 | 0 | 0 | 0 | 0 | 0 | 0 | 0 | 0 | 0 | 0 | 0 | 0 | 0
[10 empty] | 0 | 0 | 0 | 0 | 0 | 0 | 0 | 0 | 0 | 0 | 0 | 0 | 0 | 0 | 0 | 0 | 0 | 0 | 0 | 0 | 0 | 0 | 0 | 0 | 0 | 0 | 0 | 0
[10 empty] | 0 | 0 | 0 | 0 | 0 | 0 | 0 | 0 | 0 | 0 | 0 | 0 | 0 | 0 | 0 | 0 | 0 | 0 | 0 | 0 | 0 | 0 | 0 | 0 | 0 | 0 | 0 | 0
[10 empty] | 0 | 0 | 0 | 0 | 0 | 0 | 0 | 0 | 0 | 0 | 0 | 0 | 0 | 0 | 0 | 0 | 0 | 0 | 0 | 0 | 0 | 0 | 0 | 0 | 0 | 0 | 0 | 0
[10 empty] | 0 | 0 | 0 | 0 | 0 | 0 | 0 | 0 | 0 | 0 | 0 | 0 | 0 | 0 | 0 | 0 | 0 | 0 | 0 | 0 | 0 | 0 | 0 | 0 | 0 | 0 | 0 | 0
[10 empty] | 0 | 0 | 0 | 0 | 0 | 0 | 0 | 0 | 0 | 0 | 0 | 0 | 0 | 0 | 0 | 0 | 0 | 0 | 0 | 0 | 0 | 0 | 0 | 0 | 0 | 0 | 0 | 0
[10 empty] | 0 | 0 | 0 | 0 | 0 | 0 | 0 | 0 | 0 | 0 | 0 | 0 | 0 | 0 | 0 | 0 | 0 | 0 | 0 | 0 | 0 | 0 | 0 | 0 | 0 | 0 | 0 | 0
[10 empty] | 0 | 0 | 0 | 0 | 0 | 0 | 0 | 0 | 0 | 0 | 0 | 0 | 0 | 0 | 0 | 0 | 0 | 0 | 0 | 0 | 0 | 0 | 0 | 0 | 0 | 0 | 0 | 0
[10 empty] | 0 | 0 | 0 | 0 | 0 | 0 | 0 | 0 | 0 | 0 | 0 | 0 | 0 | 0 | 0 | 0 | 0 | 0 | 0 | 0 | 0 | 0 | 0 | 0 | 0 | 0 | 0 | 0
[10 empty] | 0 | 0 | 0 | 0 | 0 | 0 | 0 | 0 | 0 | 0 | 0 | 0 | 0 | 0 | 0 | 0 | 0 | 0 | 0 | 0 | 0 | 0 | 0 | 0 | 0 | 0 | 0 | 0
[10 empty] | 0 | 0 | 0 | 0 | 0 | 0 | 0 | 0 | 0 | 0 | 0 | 0 | 0 | 0 | 0 | 0 | 0 | 0 | 0 | 0 | 0 | 0 | 0 | 0 | 0 | 0 | 0 | 0
[10 empty] | 0 | 0 | 0 | 0 | 0 | 0 | 0 | 0 | 0 | 0 | 0 | 0 | 0 | 0 | 0 | 0 | 0 | 0 | 0 | 0 | 0 | 0 | 0 | 0 | 0 | 0 | 0 | 0
[10 empty] | 0 | 0 | 0 | 0 | 0 | 0 | 0 | 0 | 0 | 0 | 0 | 0 | 0 | 0 | 0 | 0 | 0 | 0 | 0 | 0 | 0 | 0 | 0 | 0 | 0 | 0 | 0 | 0
[10 empty] | 0 | 0 | 0 | 0 | 0 | 0 | 0 | 0 | 0 | 0 | 0 | 0 | 0 | 0 | 0 | 0 | 0 | 0 | 0 | 0 | 0 | 0 | 0 | 0 | 0 | 0 | 0 | 0
[10 empty] | 0 | 0 | 0 | 0 | 0 | 0 | 0 | 0 | 0 | 0 | 0 | 0 | 0 | 0 | 0 | 0 | 0 | 0 | 0 | 0 | 0 | 0 | 0 | 0 | 0 | 0 | 0 | 0
[10 empty] | 0 | 0 | 0 | 0 | 0 | 0 | 0 | 0 | 0 | 0 | 0 | 0 | 0 | 0 | 0 | 0 | 0 | 0 | 0 | 0 | 0 | 0 | 0 | 0 | 0 | 0 | 0 | 0
[10 empty] | 0 | 0 | 0 | 0 | 0 | 0 | 0 | 0 | 0 | 0 | 0 | 0 | 0 | 0 | 0 | 0 | 0 | 0 | 0 | 0 | 0 | 0 | 0 | 0 | 0 | 0 | 0 | 0
[10 empty] | 0 | 0 | 0 | 0 | 0 | 0 | 0 | 0 | 0 | 0 | 0 | 0 | 0 | 0 | 0 | 0 | 0 | 0 | 0 | 0 | 0 | 0 | 0 | 0 | 0 | 0 | 0 | 0
[10 empty] | 0 | -0.013408 | -0.042627 | -0.062171 | -0.080157 | -0.095258 | -0.10554 | -0.11694 | -0.13155 | -0.14867 | -0.16864 | -0.18899 | -0.21202 | -0.23672 | -0.26359 | -0.28946 | -0.31712 | -0.34521 | -0.37451 | -0.40138 | -0.42946 | -0.45738 | -0.48902 | -0.51934 | -0.55248 | -0.58679 | -0.62203 | -0.65309
[10 empty] | 0 | 0 | 0 | 0 | 0 | 0 | 0 | 0 | 0 | 0 | 0 | 0 | 0 | 0 | 0 | 0 | 0 | 0 | 0 | 0 | 0 | 0 | 0 | 0 | 0 | 0 | 0 | 0
[10 empty] | 0 | 0 | 0 | 0 | 0 | 0 | 0 | 0 | 0 | 0 | 0 | 0 | 0 | 0 | 0 | 0 | 0 | 0 | 0 | 0 | 0 | 0 | 0 | 0 | 0 | 0 | 0 | 0
[10 empty] | 0 | -0.013408 | -0.029218 | -0.019545 | -0.017986 | -0.0151 | -0.010281 | -0.011405 | -0.014602 | -0.017119 | -0.019978 | -0.020344 | -0.023033 | -0.024695 | -0.026879 | -0.025866 | -0.027662 | -0.028086 | -0.029305 | -0.026862 | -0.028086 | -0.027922 | -0.032856 | -0.034088 | -0.038338 | -0.040665 | -0.042399 | -0.038498
[10 empty] | 0 | -0.00012201 | -0.00024908 | -0.00038386 | -0.00052758 | -0.00056529 | -0.00060595 | -0.00064999 | -0.00069805 | -0.0007505 | -0.00080815 | -0.00087189 | -0.00094194 | -0.0010193 | -0.0010973 | -0.0011786 | -0.0012658 | -0.001361 | -0.0014825 | -0.0016309 | -0.0018066 | -0.0020092 | -0.0022412 | -0.00248 | -0.0027241 | -0.0030062 | -0.0032888 | -0.0035728
[10 empty] | 0 | -4.7821e-05 | -9.7624e-05 | -0.00015045 | -0.00020678 | -0.00022156 | -0.0002375 | -0.00025476 | -0.0002736 | -0.00029415 | -0.00031675 | -0.00034173 | -0.00036919 | -0.00039952 | -0.00043006 | -0.00046195 | -0.00049613 | -0.00053342 | -0.00058108 | -0.00063923 | -0.00070807 | -0.00078751 | -0.00087843 | -0.00097201 | -0.0010677 | -0.0011783 | -0.001289 | -0.0014003
[10 empty] | 0 | -3.3332e-05 | -6.8045e-05 | -0.00010487 | -0.00014413 | -0.00015443 | -0.00016554 | -0.00017757 | -0.0001907 | -0.00020503 | -0.00022078 | -0.00023819 | -0.00025733 | -0.00027847 | -0.00029976 | -0.00032199 | -0.00034581 | -0.0003718 | -0.00040502 | -0.00044555 | -0.00049353 | -0.0005489 | -0.00061228 | -0.0006775 | -0.00074419 | -0.00082125 | -0.00089848 | -0.00097604
[10 empty] | 0 | -0.00012201 | -0.00012706 | -0.00013478 | -0.00014372 | -3.7717e-05 | -4.0653e-05 | -4.4044e-05 | -4.8057e-05 | -5.2451e-05 | -5.7653e-05 | -6.3742e-05 | -7.005e-05 | -7.7396e-05 | -9.5342e-05 | -0.00011446 | -0.00013481 | -0.0001565 | -0.00017956 | -0.00020388 | -0.0002295 | -0.00029125 | -0.00031688 | -0.00032199 | -0.00032719 | -0.00033241 | -0.00033772 | -0.00034571
[10 empty] | 0 | -0.0022125 | -0.0048313 | -0.0073947 | -0.0099079 | -0.01237 | -0.014781 | -0.017148 | -0.019469 | -0.021743 | -0.024132 | -0.026431 | -0.029348 | -0.032426 | -0.035311 | -0.038137 | -0.040903 | -0.043609 | -0.046258 | -0.048904 | -0.051566 | -0.054012 | -0.057451 | -0.060834 | -0.063999 | -0.067135 | -0.070193 | -0.073175
[10 empty] | 0 | -0.00086718 | -0.0018936 | -0.0028983 | -0.0038833 | -0.0048482 | -0.0057935 | -0.006721 | -0.0076309 | -0.0085222 | -0.0094584 | -0.010359 | -0.011503 | -0.012709 | -0.01384 | -0.014948 | -0.016032 | -0.017092 | -0.01813 | -0.019168 | -0.020211 | -0.02117 | -0.022518 | -0.023843 | -0.025084 | -0.026313 | -0.027512 | -0.02868
[10 empty] | 0 | -0.00060443 | -0.0013199 | -0.0020202 | -0.0027067 | -0.0033792 | -0.0040381 | -0.0046846 | -0.0053188 | -0.0059401 | -0.0065926 | -0.0072205 | -0.0080174 | -0.0088585 | -0.0096466 | -0.010419 | -0.011174 | -0.011913 | -0.012637 | -0.01336 | -0.014087 | -0.014755 | -0.015695 | -0.016619 | -0.017484 | -0.018341 | -0.019176 | -0.019991
[10 empty] | 0 | -0.0022125 | -0.0026188 | -0.0025634 | -0.0025132 | -0.0024617 | -0.0024119 | -0.0023663 | -0.0023215 | -0.0022742 | -0.0031262 | -0.003663 | -0.0046813 | -0.0055296 | -0.0054196 | -0.0053089 | -0.0051999 | -0.0050919 | -0.0049882 | -0.0052393 | -0.0056019 | -0.0059571 | -0.0077923 | -0.0081965 | -0.0083454 | -0.0084906 | -0.0083033 | -0.0081191
[10 empty] | 0 | -0.042326 | -0.084595 | -0.12682 | -0.16902 | -0.21137 | -0.25372 | -0.29605 | -0.3384 | -0.38077 | -0.42317 | -0.46562 | -0.50813 | -0.55071 | -0.59357 | -0.63674 | -0.68024 | -0.7241 | -0.76832 | -0.81291 | -0.8579 | -0.90412 | -0.95069 | -0.9971 | -1.0434 | -1.0894 | -1.1352 | -1.1809
[10 empty] | 0 | -0.016589 | -0.033156 | -0.049705 | -0.066246 | -0.082847 | -0.099442 | -0.11604 | -0.13264 | -0.14924 | -0.16586 | -0.1825 | -0.19916 | -0.21585 | -0.23265 | -0.24957 | -0.26662 | -0.28381 | -0.30114 | -0.31862 | -0.33625 | -0.35437 | -0.37262 | -0.39081 | -0.40894 | -0.42697 | -0.44494 | -0.46284
[10 empty] | 0 | -0.011563 | -0.02311 | -0.034645 | -0.046174 | -0.057745 | -0.069312 | -0.080879 | -0.092448 | -0.10402 | -0.11561 | -0.1272 | -0.13882 | -0.15045 | -0.16216 | -0.17395 | -0.18583 | -0.19782 | -0.2099 | -0.22208 | -0.23437 | -0.247 | -0.25972 | -0.2724 | -0.28503 | -0.2976 | -0.31012 | -0.3226
[10 empty] | 0 | -0.042326 | -0.042269 | -0.042221 | -0.042204 | -0.042354 | -0.042341 | -0.042338 | -0.042349 | -0.042366 | -0.042401 | -0.042454 | -0.042507 | -0.042581 | -0.048906 | -0.054388 | -0.059152 | -0.063306 | -0.066934 | -0.070112 | -0.072908 | -0.088538 | -0.088875 | -0.088719 | -0.088569 | -0.088406 | -0.088252 | -0.089025
[10 empty] | 0 | 0 | 0 | 0 | 0 | 0 | 0 | 0 | 0 | 0 | 0 | 0 | 0 | 0 | 0 | 0 | 0 | 0 | 0 | 0 | 0 | 0 | 0 | 0 | 0 | 0 | 0 | 0
[10 empty] | 0 | 0 | 0 | 0 | 0 | 0 | 0 | 0 | 0 | 0 | 0 | 0 | 0 | 0 | 0 | 0 | 0 | 0 | 0 | 0 | 0 | 0 | 0 | 0 | 0 | 0 | 0 | 0
[10 empty] | 0 | 0 | 0 | 0 | 0 | 0 | 0 | 0 | 0 | 0 | 0 | 0 | 0 | 0 | 0 | 0 | 0 | 0 | 0 | 0 | 0 | 0 | 0 | 0 | 0 | 0 | 0 | 0
[10 empty] | 0 | 0 | 0 | 0 | 0 | 0 | 0 | 0 | 0 | 0 | 0 | 0 | 0 | 0 | 0 | 0 | 0 | 0 | 0 | 0 | 0 | 0 | 0 | 0 | 0 | 0 | 0 | 0
[10 empty] | 0 | -0.00056632 | -0.0011316 | -0.0016959 | -0.0022594 | -0.0028217 | -0.0033829 | -0.0039431 | -0.0045024 | -0.0050606 | -0.0056178 | -0.0061741 | -0.0067294 | -0.0072836 | -0.0078989 | -0.0085683 | -0.0092234 | -0.0098658 | -0.010497 | -0.011118 | -0.011729 | -0.012332 | -0.012928 | -0.013689 | -0.014424 | -0.014965 | -0.015505 | -0.016051
[10 empty] | 0 | -0.0001166 | -0.00023299 | -0.00034917 | -0.0004652 | -0.00058097 | -0.00069652 | -0.00081187 | -0.00092701 | -0.0010419 | -0.0011567 | -0.0012712 | -0.0013855 | -0.0014997 | -0.0016264 | -0.0017642 | -0.001899 | -0.0020313 | -0.0021612 | -0.0022891 | -0.002415 | -0.0025392 | -0.0026619 | -0.0028185 | -0.0029699 | -0.0030813 | -0.0031925 | -0.0033048
[10 empty] | 0 | -0.00015719 | -0.0003141 | -0.00047073 | -0.00062715 | -0.00078322 | -0.000939 | -0.0010945 | -0.0012497 | -0.0014047 | -0.0015594 | -0.0017138 | -0.0018679 | -0.0020217 | -0.0021925 | -0.0023783 | -0.0025602 | -0.0027385 | -0.0029136 | -0.0030859 | -0.0032557 | -0.0034232 | -0.0035885 | -0.0037997 | -0.0040039 | -0.004154 | -0.0043039 | -0.0044554
[10 empty] | 0 | -0.00056632 | -0.00056529 | -0.00056427 | -0.00056354 | -0.00056224 | -0.00056123 | -0.00056023 | -0.00055923 | -0.00055823 | -0.00055724 | -0.00055625 | -0.00055527 | -0.00055429 | -0.00061624 | -0.00067108 | -0.00071962 | -0.00076257 | -0.00080051 | -0.00083402 | -0.00086359 | -0.00088966 | -0.00091262 | -0.0011072 | -0.0011053 | -0.0011033 | -0.0011015 | -0.0011064
[10 empty] | 0 | -1.9362e-05 | -3.8689e-05 | -5.7982e-05 | -7.7249e-05 | -9.6472e-05 | -0.00011566 | -0.00013481 | -0.00015393 | -0.00017302 | -0.00019207 | -0.00021109 | -0.00023007 | -0.00024903 | -0.00027067 | -0.0002946 | -0.00031838 | -0.00034194 | -0.00036527 | -0.00038832 | -0.00041109 | -0.00043912 | -0.00046606 | -0.00049202 | -0.00051712 | -0.00053557 | -0.00055398 | -0.00057275
[10 empty] | 0 | -3.9866e-06 | -7.9659e-06 | -1.1938e-05 | -1.5905e-05 | -1.9863e-05 | -2.3814e-05 | -2.7758e-05 | -3.1694e-05 | -3.5624e-05 | -3.9547e-05 | -4.3462e-05 | -4.7371e-05 | -5.1273e-05 | -5.5729e-05 | -6.0657e-05 | -6.5552e-05 | -7.0404e-05 | -7.5206e-05 | -7.9953e-05 | -8.4641e-05 | -9.0413e-05 | -9.5959e-05 | -0.00010131 | -0.00010647 | -0.00011027 | -0.00011406 | -0.00011793
[10 empty] | 0 | -5.3744e-06 | -1.0739e-05 | -1.6094e-05 | -2.1442e-05 | -2.6778e-05 | -3.2104e-05 | -3.7421e-05 | -4.2728e-05 | -4.8026e-05 | -5.3314e-05 | -5.8593e-05 | -6.3863e-05 | -6.9123e-05 | -7.513e-05 | -8.1773e-05 | -8.8373e-05 | -9.4914e-05 | -0.00010139 | -0.00010779 | -0.00011411 | -0.00012189 | -0.00012937 | -0.00013657 | -0.00014354 | -0.00014866 | -0.00015377 | -0.00015898
[10 empty] | 0 | -1.9362e-05 | -1.9327e-05 | -1.9292e-05 | -1.9267e-05 | -1.9223e-05 | -1.9188e-05 | -1.9154e-05 | -1.912e-05 | -1.9086e-05 | -1.9052e-05 | -1.9018e-05 | -1.8985e-05 | -1.8951e-05 | -2.1684e-05 | -2.4016e-05 | -2.6006e-05 | -2.7703e-05 | -2.9147e-05 | -3.0376e-05 | -3.1419e-05 | -3.7945e-05 | -3.7878e-05 | -3.7811e-05 | -3.7748e-05 | -3.7678e-05 | -3.7612e-05 | -3.7942e-05
[10 empty] | 0 | -0.18593 | -0.23778 | -0.28954 | -0.30164 | -0.33189 | -0.37421 | -0.40573 | -0.47753 | -0.54989 | -0.62344 | -0.69768 | -0.7762 | -0.85529 | -0.9345 | -1.0138 | -1.0934 | -1.1732 | -1.2507 | -1.3266 | -1.4015 | -1.4761 | -1.5508 | -1.6226 | -1.6951 | -1.7684 | -1.8426 | -1.9181
[10 empty] | 0 | -0.066916 | -0.085577 | -0.1042 | -0.10856 | -0.11945 | -0.13468 | -0.14602 | -0.17186 | -0.19791 | -0.22437 | -0.25109 | -0.27935 | -0.30782 | -0.33633 | -0.36487 | -0.39352 | -0.42223 | -0.45012 | -0.47746 | -0.5044 | -0.53125 | -0.55812 | -0.58397 | -0.61008 | -0.63643 | -0.66316 | -0.69031
[10 empty] | 0 | -0.086407 | -0.1105 | -0.13456 | -0.14018 | -0.15424 | -0.1739 | -0.18855 | -0.22192 | -0.25555 | -0.28973 | -0.32423 | -0.36072 | -0.39748 | -0.43429 | -0.47115 | -0.50815 | -0.54522 | -0.58123 | -0.61653 | -0.65132 | -0.68599 | -0.72069 | -0.75406 | -0.78778 | -0.82181 | -0.85633 | -0.89138
[10 empty] | 0 | -0.18593 | -0.051851 | -0.051757 | -0.069005 | -0.080398 | -0.087949 | -0.11571 | -0.12368 | -0.13163 | -0.14797 | -0.16026 | -0.17908 | -0.19476 | -0.20651 | -0.21781 | -0.23228 | -0.24497 | -0.2567 | -0.27032 | -0.28283 | -0.29495 | -0.30817 | -0.32076 | -0.33298 | -0.34587 | -0.35842 | -0.37074
[10 empty] | 0 | -0.0065931 | -0.012169 | -0.017735 | -0.023293 | -0.028839 | -0.034374 | -0.041554 | -0.048721 | -0.055875 | -0.063017 | -0.070145 | -0.078336 | -0.086512 | -0.094674 | -0.10282 | -0.11095 | -0.11907 | -0.12718 | -0.13527 | -0.1437 | -0.1526 | -0.16186 | -0.17142 | -0.18121 | -0.19165 | -0.20206 | -0.21219
[10 empty] | 0 | -0.0023729 | -0.0043796 | -0.0063827 | -0.0083831 | -0.010379 | -0.012371 | -0.014955 | -0.017535 | -0.020109 | -0.02268 | -0.025245 | -0.028193 | -0.031136 | -0.034073 | -0.037005 | -0.039933 | -0.042855 | -0.045772 | -0.048683 | -0.051717 | -0.054919 | -0.058254 | -0.061695 | -0.065219 | -0.068974 | -0.072722 | -0.076369
[10 empty] | 0 | -0.003064 | -0.0056553 | -0.0082418 | -0.010825 | -0.013402 | -0.015975 | -0.019311 | -0.022642 | -0.025967 | -0.029286 | -0.032599 | -0.036405 | -0.040205 | -0.043998 | -0.047784 | -0.051564 | -0.055337 | -0.059104 | -0.062864 | -0.066781 | -0.070916 | -0.075223 | -0.079666 | -0.084216 | -0.089065 | -0.093905 | -0.098613
[10 empty] | 0 | -0.0065931 | -0.0055758 | -0.0055657 | -0.0055584 | -0.0055457 | -0.0055357 | -0.0071797 | -0.0071669 | -0.0071541 | -0.0071414 | -0.0071287 | -0.0081907 | -0.0081763 | -0.0081619 | -0.0081475 | -0.0081332 | -0.008119 | -0.0081048 | -0.0080907 | -0.0097474 | -0.011067 | -0.012117 | -0.012952 | -0.013613 | -0.016327 | -0.016298 | -0.016269
[10 empty] | 0 | -0.035173 | -0.070283 | -0.11007 | -0.15316 | -0.19905 | -0.24894 | -0.30018 | -0.35294 | -0.40637 | -0.45913 | -0.51175 | -0.56465 | -0.61741 | -0.67014 | -0.71999 | -0.77021 | -0.82081 | -0.87158 | -0.92258 | -0.97355 | -1.0242 | -1.0749 | -1.1255 | -1.1759 | -1.2261 | -1.276 | -1.3258
[10 empty] | 0 | -0.012659 | -0.025295 | -0.039612 | -0.055123 | -0.071638 | -0.089594 | -0.10804 | -0.12702 | -0.14625 | -0.16524 | -0.18418 | -0.20322 | -0.2222 | -0.24118 | -0.25912 | -0.2772 | -0.29541 | -0.31368 | -0.33203 | -0.35038 | -0.36859 | -0.38685 | -0.40507 | -0.4232 | -0.44127 | -0.45922 | -0.47714
[10 empty] | 0 | -0.016346 | -0.032662 | -0.051151 | -0.07118 | -0.092504 | -0.11569 | -0.1395 | -0.16402 | -0.18885 | -0.21337 | -0.23783 | -0.26241 | -0.28693 | -0.31144 | -0.3346 | -0.35794 | -0.38145 | -0.40505 | -0.42875 | -0.45244 | -0.47596 | -0.49953 | -0.52306 | -0.54647 | -0.5698 | -0.59298 | -0.61612
[10 empty] | 0 | -0.035173 | -0.035109 | -0.04677 | -0.05452 | -0.063523 | -0.079047 | -0.086641 | -0.098525 | -0.1078 | -0.11817 | -0.12946 | -0.13965 | -0.15063 | -0.16048 | -0.17091 | -0.18131 | -0.19126 | -0.2017 | -0.21173 | -0.22199 | -0.23215 | -0.24224 | -0.25242 | -0.26247 | -0.27259 | -0.28265 | -0.2927
[10 empty] | 0 | -0.032402 | -0.039962 | -0.040748 | -0.044953 | -0.051682 | -0.056251 | -0.069616 | -0.083754 | -0.098036 | -0.11264 | -0.12767 | -0.14397 | -0.16058 | -0.17743 | -0.19449 | -0.21165 | -0.22885 | -0.2461 | -0.26257 | -0.27917 | -0.29569 | -0.31211 | -0.32845 | -0.3447 | -0.36055 | -0.37639 | -0.39214
[10 empty] | 0 | -0.011661 | -0.014382 | -0.014665 | -0.016178 | -0.0186 | -0.020245 | -0.025055 | -0.030143 | -0.035283 | -0.040538 | -0.045948 | -0.051815 | -0.057791 | -0.063857 | -0.069996 | -0.076174 | -0.082362 | -0.088571 | -0.0945 | -0.10047 | -0.10642 | -0.11233 | -0.11821 | -0.12406 | -0.12976 | -0.13546 | -0.14113
[10 empty] | 0 | -0.015058 | -0.018572 | -0.018937 | -0.020891 | -0.024018 | -0.026142 | -0.032353 | -0.038923 | -0.04556 | -0.052346 | -0.059332 | -0.066907 | -0.074624 | -0.082457 | -0.090384 | -0.098362 | -0.10635 | -0.11437 | -0.12203 | -0.12974 | -0.13742 | -0.14505 | -0.15264 | -0.16019 | -0.16756 | -0.17492 | -0.18224
[10 empty] | 0 | -0.032402 | -0.0075604 | -0.010071 | -0.01174 | -0.013679 | -0.017022 | -0.019887 | -0.022615 | -0.024744 | -0.027125 | -0.029717 | -0.033388 | -0.036014 | -0.038369 | -0.040862 | -0.043348 | -0.045729 | -0.048224 | -0.050623 | -0.053076 | -0.055505 | -0.057916 | -0.060351 | -0.062755 | -0.065175 | -0.06758 | -0.069982
[10 empty] | 0 | -0.0077882 | -0.015438 | -0.022966 | -0.03055 | -0.038228 | -0.045942 | -0.053781 | -0.06177 | -0.069811 | -0.077894 | -0.086047 | -0.094344 | -0.10282 | -0.11148 | -0.12027 | -0.12919 | -0.13823 | -0.14742 | -0.15671 | -0.16605 | -0.1758 | -0.18556 | -0.19529 | -0.20493 | -0.21446 | -0.22392 | -0.23327
[10 empty] | 0 | -0.0016578 | -0.0032862 | -0.0048887 | -0.0065031 | -0.0081375 | -0.0097795 | -0.011448 | -0.013149 | -0.01486 | -0.016581 | -0.018317 | -0.020083 | -0.021886 | -0.02373 | -0.025602 | -0.0275 | -0.029424 | -0.03138 | -0.033359 | -0.035347 | -0.037421 | -0.039499 | -0.04157 | -0.043622 | -0.045652 | -0.047665 | -0.049656
[10 empty] | 0 | -0.0017532 | -0.0034752 | -0.0051698 | -0.0068771 | -0.0086054 | -0.010342 | -0.012106 | -0.013905 | -0.015715 | -0.017534 | -0.01937 | -0.021237 | -0.023145 | -0.025094 | -0.027074 | -0.029082 | -0.031116 | -0.033185 | -0.035277 | -0.03738 | -0.039573 | -0.04177 | -0.04396 | -0.046131 | -0.048277 | -0.050406 | -0.052511
[10 empty] | 0 | -0.0077882 | -0.0076499 | -0.0075282 | -0.007584 | -0.0076779 | -0.007714 | -0.0078387 | -0.0079891 | -0.0080415 | -0.0080827 | -0.0081529 | -0.0091623 | -0.010092 | -0.010936 | -0.011662 | -0.012317 | -0.012917 | -0.013509 | -0.014021 | -0.014437 | -0.017566 | -0.017581 | -0.017661 | -0.017829 | -0.01806 | -0.01834 | -0.018655
[10 empty] | 0 | -0.0013038 | -0.0026679 | -0.0040952 | -0.0055978 | -0.0071803 | -0.0088428 | -0.010594 | -0.012572 | -0.014753 | -0.017127 | -0.019688 | -0.02236 | -0.025323 | -0.028377 | -0.031542 | -0.034834 | -0.038268 | -0.041858 | -0.045612 | -0.049568 | -0.053528 | -0.057697 | -0.062066 | -0.066632 | -0.071418 | -0.076397 | -0.08158
[10 empty] | 0 | -0.00027753 | -0.00056791 | -0.00087172 | -0.0011916 | -0.0015284 | -0.0018823 | -0.0022551 | -0.0026761 | -0.0031405 | -0.0036459 | -0.004191 | -0.0047598 | -0.0053903 | -0.0060405 | -0.0067142 | -0.007415 | -0.0081459 | -0.0089102 | -0.0097092 | -0.010551 | -0.011394 | -0.012282 | -0.013212 | -0.014184 | -0.015203 | -0.016262 | -0.017366
[10 empty] | 0 | -0.00029348 | -0.00060056 | -0.00092185 | -0.0012601 | -0.0016163 | -0.0019906 | -0.0023848 | -0.0028299 | -0.0033211 | -0.0038555 | -0.0044319 | -0.0050335 | -0.0057003 | -0.0063878 | -0.0071003 | -0.0078414 | -0.0086143 | -0.0094225 | -0.010267 | -0.011158 | -0.012049 | -0.012988 | -0.013972 | -0.014999 | -0.016077 | -0.017198 | -0.018364
[10 empty] | 0 | -0.0013038 | -0.0013641 | -0.0014273 | -0.0015027 | -0.0015824 | -0.0016625 | -0.0017514 | -0.0021092 | -0.0024263 | -0.0027161 | -0.0029891 | -0.0032488 | -0.0038498 | -0.0040425 | -0.0042918 | -0.004584 | -0.0049063 | -0.0052551 | -0.0056158 | -0.0061239 | -0.00659 | -0.0070376 | -0.0074775 | -0.0079235 | -0.0084743 | -0.0089134 | -0.0094201
[10 empty] | 0 | -0.00043415 | -0.00091091 | -0.0014357 | -0.0020201 | -0.0026708 | -0.0033937 | -0.0042071 | -0.0051236 | -0.0061395 | -0.0072617 | -0.0085046 | -0.0098807 | -0.011403 | -0.013082 | -0.014925 | -0.016954 | -0.019184 | -0.021645 | -0.024347 | -0.027298 | -0.030516 | -0.034017 | -0.03783 | -0.041956 | -0.046414 | -0.051228 | -0.05642
[10 empty] | 0 | -9.2417e-05 | -0.0001939 | -0.00030562 | -0.00043 | -0.00056851 | -0.0007224 | -0.00089555 | -0.0010906 | -0.0013069 | -0.0015458 | -0.0018103 | -0.0021033 | -0.0024273 | -0.0027848 | -0.0031771 | -0.0036089 | -0.0040837 | -0.0046074 | -0.0051826 | -0.0058109 | -0.0064958 | -0.0072411 | -0.0080528 | -0.0089309 | -0.00988 | -0.010905 | -0.01201
[10 empty] | 0 | -9.7731e-05 | -0.00020505 | -0.00032319 | -0.00045473 | -0.0006012 | -0.00076394 | -0.00094705 | -0.0011533 | -0.001382 | -0.0016347 | -0.0019144 | -0.0022242 | -0.0025669 | -0.0029449 | -0.0033598 | -0.0038164 | -0.0043185 | -0.0048723 | -0.0054806 | -0.006145 | -0.0068693 | -0.0076575 | -0.0085159 | -0.0094445 | -0.010448 | -0.011532 | -0.0127
[10 empty] | 0 | -0.00043415 | -0.00047675 | -0.00052483 | -0.00058432 | -0.00065069 | -0.00072293 | -0.00081344 | -0.00091645 | -0.0010159 | -0.0011223 | -0.0012429 | -0.0013761 | -0.0015223 | -0.0016794 | -0.0018429 | -0.0020903 | -0.0023519 | -0.0026392 | -0.0029391 | -0.0032473 | -0.0035746 | -0.0039234 | -0.0044327 | -0.0048134 | -0.0052229 | -0.0056635 | -0.0061369
[10 empty] | 0 | 0 | 0 | 0 | 0 | 0 | 0 | 0 | 0 | 0 | 0 | 0 | 0 | 0 | 0 | 0 | 0 | 0 | 0 | 0 | 0 | 0 | 0 | 0 | 0 | 0 | 0 | 0
[10 empty] | 0 | 0 | 0 | 0 | 0 | 0 | 0 | 0 | 0 | 0 | 0 | 0 | 0 | 0 | 0 | 0 | 0 | 0 | 0 | 0 | 0 | 0 | 0 | 0 | 0 | 0 | 0 | 0
[10 empty] | 0 | 0 | 0 | 0 | 0 | 0 | 0 | 0 | 0 | 0 | 0 | 0 | 0 | 0 | 0 | 0 | 0 | 0 | 0 | 0 | 0 | 0 | 0 | 0 | 0 | 0 | 0 | 0
[10 empty] | 0 | 0 | 0 | 0 | 0 | 0 | 0 | 0 | 0 | 0 | 0 | 0 | 0 | 0 | 0 | 0 | 0 | 0 | 0 | 0 | 0 | 0 | 0 | 0 | 0 | 0 | 0 | 0
[10 empty] | 0 | -0.0001207 | -0.00022912 | -0.00032799 | -0.00042048 | -0.00050738 | -0.0005892 | -0.00066907 | -0.00074758 | -0.00082142 | -0.00089033 | -0.00095507 | -0.0010194 | -0.0010842 | -0.0011496 | -0.0012142 | -0.0012776 | -0.0013394 | -0.0014002 | -0.0014584 | -0.0015128 | -0.0015829 | -0.0016463 | -0.001702 | -0.0017497 | -0.0017898 | -0.0018231 | -0.001849
[10 empty] | 0 | -2.5692e-05 | -4.8772e-05 | -6.9819e-05 | -8.9505e-05 | -0.00010801 | -0.00012542 | -0.00014242 | -0.00015913 | -0.00017485 | -0.00018952 | -0.0002033 | -0.00021699 | -0.00023079 | -0.00024472 | -0.00025847 | -0.00027195 | -0.00028512 | -0.00029805 | -0.00031045 | -0.00032202 | -0.00033694 | -0.00035044 | -0.00036229 | -0.00037245 | -0.000381 | -0.00038807 | -0.0003936
[10 empty] | 0 | -2.7169e-05 | -5.1577e-05 | -7.3834e-05 | -9.4652e-05 | -0.00011422 | -0.00013263 | -0.00015061 | -0.00016828 | -0.00018491 | -0.00020042 | -0.00021499 | -0.00022947 | -0.00024406 | -0.00025879 | -0.00027333 | -0.00028759 | -0.00030151 | -0.00031519 | -0.0003283 | -0.00034054 | -0.00035632 | -0.00037059 | -0.00038312 | -0.00039387 | -0.00040291 | -0.00041039 | -0.00041623
[10 empty] | 0 | -0.0001207 | -0.00010843 | -9.8873e-05 | -9.2482e-05 | -8.6909e-05 | -8.1811e-05 | -7.9876e-05 | -7.8505e-05 | -7.3842e-05 | -6.8909e-05 | -6.4743e-05 | -7.7709e-05 | -8.8796e-05 | -9.7731e-05 | -0.00010358 | -0.00010762 | -0.00011033 | -0.00011272 | -0.00011315 | -0.00011139 | -0.0001656 | -0.00015173 | -0.00013985 | -0.00013045 | -0.00012285 | -0.00011666 | -0.00011148
[10 empty] | 0 | -0.00084363 | -0.0016597 | -0.0024488 | -0.0032121 | -0.0039494 | -0.0046617 | -0.0053497 | -0.006014 | -0.0066551 | -0.0072737 | -0.0078703 | -0.0084455 | -0.0089998 | -0.0095337 | -0.010048 | -0.010543 | -0.011019 | -0.011476 | -0.011916 | -0.012338 | -0.012744 | -0.013133 | -0.013506 | -0.013863 | -0.014205 | -0.014532 | -0.014845
[10 empty] | 0 | -0.00017958 | -0.00035329 | -0.00052127 | -0.00068375 | -0.00084069 | -0.00099232 | -0.0011388 | -0.0012802 | -0.0014166 | -0.0015483 | -0.0016753 | -0.0017978 | -0.0019158 | -0.0020294 | -0.0021389 | -0.0022442 | -0.0023455 | -0.0024429 | -0.0025365 | -0.0026265 | -0.0027128 | -0.0027955 | -0.0028749 | -0.002951 | -0.0030238 | -0.0030934 | -0.00316
[10 empty] | 0 | -0.00018991 | -0.0003736 | -0.00055124 | -0.00072306 | -0.00088903 | -0.0010494 | -0.0012043 | -0.0013538 | -0.0014981 | -0.0016374 | -0.0017717 | -0.0019011 | -0.0020259 | -0.0021461 | -0.0022618 | -0.0023732 | -0.0024804 | -0.0025834 | -0.0026824 | -0.0027775 | -0.0028687 | -0.0029563 | -0.0030402 | -0.0031206 | -0.0031976 | -0.0032713 | -0.0033417
[10 empty] | 0 | -0.00084363 | -0.00081604 | -0.00078913 | -0.00076328 | -0.00073729 | -0.00071233 | -0.00068799 | -0.00066427 | -0.00064114 | -0.00073911 | -0.00081649 | -0.00087639 | -0.00092152 | -0.00095404 | -0.00097596 | -0.00098895 | -0.0012402 | -0.0011963 | -0.0011706 | -0.0011579 | -0.0011535 | -0.0011545 | -0.0011583 | -0.001163 | -0.0011672 | -0.0012402 | -0.0012887
[10 empty] | 0 | -0.00016987 | -0.00033627 | -0.00049925 | -0.00065894 | -0.00081523 | -0.00096827 | -0.0011181 | -0.0012648 | -0.0014083 | -0.0015488 | -0.0016863 | -0.0018208 | -0.0019524 | -0.0020811 | -0.002207 | -0.0023301 | -0.0024504 | -0.0025681 | -0.0026831 | -0.0027956 | -0.0029054 | -0.0030127 | -0.0031176 | -0.00322 | -0.0033199 | -0.0034176 | -0.0035129
[10 empty] | 0 | -3.616e-05 | -7.158e-05 | -0.00010627 | -0.00014027 | -0.00017354 | -0.00020611 | -0.000238 | -0.00026922 | -0.00029978 | -0.00032969 | -0.00035895 | -0.00038758 | -0.00041559 | -0.00044299 | -0.00046979 | -0.000496 | -0.00052162 | -0.00054667 | -0.00057115 | -0.00059508 | -0.00061846 | -0.00064131 | -0.00066363 | -0.00068542 | -0.0007067 | -0.00072748 | -0.00074777
[10 empty] | 0 | -3.8239e-05 | -7.5696e-05 | -0.00011238 | -0.00014833 | -0.00018351 | -0.00021796 | -0.00025169 | -0.0002847 | -0.00031702 | -0.00034864 | -0.00037959 | -0.00040987 | -0.00043949 | -0.00046847 | -0.0004968 | -0.00052452 | -0.00055161 | -0.0005781 | -0.00060399 | -0.0006293 | -0.00065403 | -0.00067818 | -0.00070178 | -0.00072483 | -0.00074734 | -0.00076931 | -0.00079077
[10 empty] | 0 | -0.00016987 | -0.0001664 | -0.00016298 | -0.00015969 | -0.0001563 | -0.00015303 | -0.00014982 | -0.00014666 | -0.00014355 | -0.00014049 | -0.00013748 | -0.00013451 | -0.00013159 | -0.00012872 | -0.00012589 | -0.00012311 | -0.00012037 | -0.00014194 | -0.00015959 | -0.0001739 | -0.00018536 | -0.00019438 | -0.00020132 | -0.00020649 | -0.00025966 | -0.00025398 | -0.00024839
[10 empty] | 0 | 0 | 0 | 0 | 0 | 0 | 0 | 0 | 0 | 0 | 0 | 0 | 0 | 0 | 0 | 0 | 0 | 0 | 0 | 0 | 0 | 0 | 0 | 0 | 0 | 0 | 0 | 0
[10 empty] | 0 | 0 | 0 | 0 | 0 | 0 | 0 | 0 | 0 | 0 | 0 | 0 | 0 | 0 | 0 | 0 | 0 | 0 | 0 | 0 | 0 | 0 | 0 | 0 | 0 | 0 | 0 | 0
[10 empty] | 0 | 0 | 0 | 0 | 0 | 0 | 0 | 0 | 0 | 0 | 0 | 0 | 0 | 0 | 0 | 0 | 0 | 0 | 0 | 0 | 0 | 0 | 0 | 0 | 0 | 0 | 0 | 0
[10 empty] | 0 | 0 | 0 | 0 | 0 | 0 | 0 | 0 | 0 | 0 | 0 | 0 | 0 | 0 | 0 | 0 | 0 | 0 | 0 | 0 | 0 | 0 | 0 | 0 | 0 | 0 | 0 | 0
[10 empty] | 0 | -0.0076955 | -0.015202 | -0.022523 | -0.029666 | -0.036627 | -0.043412 | -0.050026 | -0.056471 | -0.06275 | -0.068867 | -0.074825 | -0.080626 | -0.086274 | -0.091771 | -0.097121 | -0.10233 | -0.10739 | -0.11231 | -0.1171 | -0.12176 | -0.12628 | -0.13067 | -0.13494 | -0.13908 | -0.1431 | -0.14701 | -0.15079
[10 empty] | 0 | -0.0011561 | -0.0022838 | -0.0033836 | -0.0044567 | -0.0055024 | -0.0065217 | -0.0075153 | -0.0084835 | -0.0094268 | -0.010346 | -0.011241 | -0.012112 | -0.012961 | -0.013787 | -0.01459 | -0.015372 | -0.016133 | -0.016873 | -0.017592 | -0.018291 | -0.01897 | -0.01963 | -0.020272 | -0.020894 | -0.021498 | -0.022084 | -0.022653
[10 empty] | 0 | -0.001502 | -0.0029671 | -0.004396 | -0.0057902 | -0.0071487 | -0.0084731 | -0.0097639 | -0.011022 | -0.012247 | -0.013441 | -0.014604 | -0.015736 | -0.016839 | -0.017912 | -0.018956 | -0.019972 | -0.02096 | -0.021921 | -0.022856 | -0.023764 | -0.024647 | -0.025504 | -0.026337 | -0.027146 | -0.027931 | -0.028692 | -0.029431
[10 empty] | 0 | -0.0076955 | -0.0075066 | -0.0073212 | -0.0071429 | -0.0095258 | -0.010998 | -0.011862 | -0.013845 | -0.014351 | -0.015127 | -0.015883 | -0.017504 | -0.018524 | -0.019295 | -0.020234 | -0.021063 | -0.021963 | -0.022772 | -0.023751 | -0.024518 | -0.025239 | -0.02598 | -0.026739 | -0.027475 | -0.028149 | -0.028841 | -0.029476
[10 empty] | 0 | -0.000577 | -0.0011398 | -0.0016888 | -0.0022243 | -0.0027462 | -0.003255 | -0.0037509 | -0.0042341 | -0.0047049 | -0.0051636 | -0.0056102 | -0.0060452 | -0.0064687 | -0.0068809 | -0.007282 | -0.0076723 | -0.008052 | -0.0084212 | -0.0087801 | -0.0091291 | -0.0094681 | -0.0097976 | -0.010117 | -0.010428 | -0.01073 | -0.011022 | -0.011306
[10 empty] | 0 | -8.6681e-05 | -0.00017123 | -0.0002537 | -0.00033416 | -0.00041256 | -0.00048899 | -0.00056349 | -0.00063608 | -0.00070681 | -0.00077571 | -0.00084282 | -0.00090816 | -0.00097178 | -0.0010337 | -0.001094 | -0.0011526 | -0.0012096 | -0.0012651 | -0.001319 | -0.0013714 | -0.0014224 | -0.0014719 | -0.0015199 | -0.0015666 | -0.0016119 | -0.0016559 | -0.0016985
[10 empty] | 0 | -0.00011262 | -0.00022247 | -0.00032961 | -0.00043414 | -0.000536 | -0.0006353 | -0.00073209 | -0.0008264 | -0.0009183 | -0.0010078 | -0.001095 | -0.0011799 | -0.0012625 | -0.001343 | -0.0014213 | -0.0014975 | -0.0015716 | -0.0016436 | -0.0017137 | -0.0017818 | -0.001848 | -0.0019123 | -0.0019747 | -0.0020353 | -0.0020942 | -0.0021513 | -0.0022067
[10 empty] | 0 | -0.000577 | -0.00056283 | -0.00054893 | -0.00053557 | -0.0005219 | -0.00050876 | -0.00049587 | -0.00067556 | -0.00078665 | -0.00085217 | -0.0010015 | -0.00097605 | -0.00095104 | -0.00092656 | -0.00096653 | -0.0010268 | -0.0010855 | -0.0012091 | -0.0012662 | -0.0012837 | -0.0013006 | -0.0012876 | -0.0012961 | -0.0013184 | -0.0013843 | -0.0014485 | -0.0014939
[10 empty] | 0 | -0.0043405 | -0.0087253 | -0.013155 | -0.017631 | -0.022151 | -0.026716 | -0.031327 | -0.035985 | -0.040689 | -0.045441 | -0.05024 | -0.055087 | -0.059983 | -0.064927 | -0.06992 | -0.074963 | -0.080055 | -0.085198 | -0.090392 | -0.095637 | -0.10093 | -0.10628 | -0.11168 | -0.11713 | -0.12264 | -0.1282 | -0.13382
[10 empty] | 0 | -0.00065207 | -0.0013108 | -0.0019762 | -0.0026487 | -0.0033276 | -0.0040135 | -0.0047062 | -0.0054059 | -0.0061127 | -0.0068265 | -0.0075475 | -0.0082757 | -0.0090111 | -0.0097538 | -0.010504 | -0.011262 | -0.012027 | -0.012799 | -0.013579 | -0.014367 | -0.015163 | -0.015966 | -0.016778 | -0.017597 | -0.018424 | -0.019259 | -0.020103
[10 empty] | 0 | -0.00084718 | -0.001703 | -0.0025675 | -0.0034412 | -0.0043233 | -0.0052144 | -0.0061144 | -0.0070235 | -0.0079417 | -0.0088691 | -0.0098058 | -0.010752 | -0.011707 | -0.012672 | -0.013647 | -0.014631 | -0.015625 | -0.016629 | -0.017643 | -0.018666 | -0.0197 | -0.020744 | -0.021798 | -0.022862 | -0.023937 | -0.025022 | -0.026118
[10 empty] | 0 | -0.0043405 | -0.0043847 | -0.0044293 | -0.0044764 | -0.0059664 | -0.0069914 | -0.0077052 | -0.0090698 | -0.0096434 | -0.010384 | -0.011131 | -0.012386 | -0.013338 | -0.014175 | -0.015127 | -0.016041 | -0.017017 | -0.017965 | -0.019032 | -0.020005 | -0.020974 | -0.021977 | -0.023011 | -0.024055 | -0.025086 | -0.026149 | -0.027203
[10 empty] | 0 | -0.002577 | -0.0050401 | -0.0073931 | -0.0096408 | -0.011784 | -0.013828 | -0.015777 | -0.017632 | -0.019397 | -0.021077 | -0.022672 | -0.024187 | -0.025623 | -0.026985 | -0.028274 | -0.029493 | -0.030644 | -0.03173 | -0.032754 | -0.033716 | -0.034621 | -0.035469 | -0.036262 | -0.037004 | -0.037695 | -0.038338 | -0.038934
[10 empty] | 0 | -0.00038714 | -0.00075716 | -0.0011106 | -0.0014483 | -0.0017703 | -0.0020774 | -0.0023701 | -0.0026488 | -0.002914 | -0.0031663 | -0.003406 | -0.0036335 | -0.0038493 | -0.0040539 | -0.0042475 | -0.0044306 | -0.0046036 | -0.0047668 | -0.0049205 | -0.0050651 | -0.005201 | -0.0053284 | -0.0054476 | -0.005559 | -0.0056628 | -0.0057594 | -0.0058489
[10 empty] | 0 | -0.00050298 | -0.00098372 | -0.001443 | -0.0018817 | -0.0023 | -0.002699 | -0.0030792 | -0.0034414 | -0.003786 | -0.0041137 | -0.0044251 | -0.0047207 | -0.0050011 | -0.0052669 | -0.0055184 | -0.0057563 | -0.0059811 | -0.006193 | -0.0063928 | -0.0065807 | -0.0067572 | -0.0069227 | -0.0070776 | -0.0072223 | -0.0073572 | -0.0074827 | -0.007599
[10 empty] | 0 | -0.002577 | -0.0024631 | -0.002353 | -0.0022477 | -0.0021436 | -0.0025596 | -0.002853 | -0.0030498 | -0.0031708 | -0.0032319 | -0.0040252 | -0.0039992 | -0.0040055 | -0.0040231 | -0.0040373 | -0.0043316 | -0.0045183 | -0.0046324 | -0.0046966 | -0.0047248 | -0.0049883 | -0.005012 | -0.0050531 | -0.0050929 | -0.005121 | -0.0052614 | -0.0053423
[10 empty] | 0 | -0.0064543 | -0.012897 | -0.019328 | -0.02575 | -0.032158 | -0.038555 | -0.04494 | -0.051313 | -0.057675 | -0.064026 | -0.070366 | -0.076694 | -0.083011 | -0.089317 | -0.095612 | -0.1019 | -0.10817 | -0.11443 | -0.12068 | -0.12692 | -0.13315 | -0.13937 | -0.14558 | -0.15178 | -0.15796 | -0.16414 | -0.1703
[10 empty] | 0 | -0.00096961 | -0.0019375 | -0.0029036 | -0.0038684 | -0.0048311 | -0.005792 | -0.0067512 | -0.0077087 | -0.0086644 | -0.0096185 | -0.010571 | -0.011522 | -0.012471 | -0.013418 | -0.014364 | -0.015308 | -0.01625 | -0.017191 | -0.01813 | -0.019067 | -0.020003 | -0.020937 | -0.02187 | -0.022801 | -0.02373 | -0.024658 | -0.025584
[10 empty] | 0 | -0.0012597 | -0.0025172 | -0.0037724 | -0.0050259 | -0.0062766 | -0.007525 | -0.0087712 | -0.010015 | -0.011257 | -0.012496 | -0.013734 | -0.014969 | -0.016202 | -0.017433 | -0.018661 | -0.019888 | -0.021112 | -0.022334 | -0.023555 | -0.024772 | -0.025988 | -0.027202 | -0.028414 | -0.029623 | -0.030831 | -0.032036 | -0.03324
[10 empty] | 0 | -0.0064543 | -0.0064426 | -0.006431 | -0.0064226 | -0.0064078 | -0.0063964 | -0.0063849 | -0.0063735 | -0.0063622 | -0.0076417 | -0.0086608 | -0.0094715 | -0.010116 | -0.010627 | -0.012723 | -0.0127 | -0.012678 | -0.012656 | -0.012891 | -0.013281 | -0.013753 | -0.014258 | -0.014762 | -0.01592 | -0.016772 | -0.017393 | -0.017839
[10 empty] | 0 | -0.00096454 | -0.0019054 | -0.002823 | -0.0037183 | -0.0045908 | -0.0054412 | -0.0062702 | -0.007078 | -0.007865 | -0.0086317 | -0.0093784 | -0.010106 | -0.010813 | -0.011503 | -0.012173 | -0.012826 | -0.01346 | -0.014077 | -0.014677 | -0.015261 | -0.015827 | -0.016378 | -0.016913 | -0.017432 | -0.017936 | -0.018426 | -0.0189
[10 empty] | 0 | -0.0001449 | -0.00028625 | -0.0004241 | -0.0005586 | -0.00068966 | -0.00081743 | -0.00094196 | -0.0010633 | -0.0011815 | -0.0012967 | -0.0014089 | -0.0015181 | -0.0016245 | -0.001728 | -0.0018287 | -0.0019268 | -0.0020221 | -0.0021148 | -0.002205 | -0.0022926 | -0.0023777 | -0.0024605 | -0.0025408 | -0.0026188 | -0.0026946 | -0.002768 | -0.0028393
[10 empty] | 0 | -0.00018826 | -0.00037189 | -0.00055099 | -0.00072573 | -0.00089602 | -0.001062 | -0.0012238 | -0.0013815 | -0.0015351 | -0.0016847 | -0.0018305 | -0.0019724 | -0.0021106 | -0.002245 | -0.0023759 | -0.0025033 | -0.0026271 | -0.0027476 | -0.0028647 | -0.0029786 | -0.0030892 | -0.0031967 | -0.003301 | -0.0034024 | -0.0035008 | -0.0035963 | -0.0036889
[10 empty] | 0 | -0.00096454 | -0.00094086 | -0.00091763 | -0.00089528 | -0.00087244 | -0.001172 | -0.0013569 | -0.0014656 | -0.0017146 | -0.0016712 | -0.0017358 | -0.0018344 | -0.0019301 | -0.0021346 | -0.0022278 | -0.0022907 | -0.0023874 | -0.0024205 | -0.0025266 | -0.0026297 | -0.0027136 | -0.002818 | -0.0028717 | -0.0029318 | -0.0030081 | -0.0030696 | -0.0031551
[10 empty] | 0 | 0 | 0 | 0 | 0 | 0 | 0 | 0 | 0 | 0 | 0 | 0 | 0 | 0 | 0 | 0 | 0 | 0 | 0 | 0 | 0 | 0 | 0 | 0 | 0 | 0 | 0 | 0
[10 empty] | 0 | 0 | 0 | 0 | 0 | 0 | 0 | 0 | 0 | 0 | 0 | 0 | 0 | 0 | 0 | 0 | 0 | 0 | 0 | 0 | 0 | 0 | 0 | 0 | 0 | 0 | 0 | 0
[10 empty] | 0 | 0 | 0 | 0 | 0 | 0 | 0 | 0 | 0 | 0 | 0 | 0 | 0 | 0 | 0 | 0 | 0 | 0 | 0 | 0 | 0 | 0 | 0 | 0 | 0 | 0 | 0 | 0
[10 empty] | 0 | 0 | 0 | 0 | 0 | 0 | 0 | 0 | 0 | 0 | 0 | 0 | 0 | 0 | 0 | 0 | 0 | 0 | 0 | 0 | 0 | 0 | 0 | 0 | 0 | 0 | 0 | 0
[10 empty] | 0 | -4.9145e-05 | -0.00011882 | -0.0002156 | -0.00034509 | -0.00051421 | -0.00074273 | -0.0010146 | -0.001389 | -0.0018642 | -0.0024571 | -0.0031719 | -0.004044 | -0.0049966 | -0.0062058 | -0.0076042 | -0.0092135 | -0.011066 | -0.013183 | -0.015516 | -0.018324 | -0.021722 | -0.025825 | -0.030672 | -0.036398 | -0.043118 | -0.050997 | -0.060228
[10 empty] | 0 | -7.383e-06 | -1.7851e-05 | -3.239e-05 | -5.1842e-05 | -7.7249e-05 | -0.00011158 | -0.00015242 | -0.00020867 | -0.00028006 | -0.00036912 | -0.0004765 | -0.00060753 | -0.00075062 | -0.00093229 | -0.0011424 | -0.0013841 | -0.0016624 | -0.0019805 | -0.0023309 | -0.0027527 | -0.0032633 | -0.0038796 | -0.0046078 | -0.005468 | -0.0064775 | -0.0076612 | -0.0090479
[10 empty] | 0 | -9.592e-06 | -2.3192e-05 | -4.2081e-05 | -6.7354e-05 | -0.00010036 | -0.00014496 | -0.00019802 | -0.0002711 | -0.00036386 | -0.00047957 | -0.00061908 | -0.0007893 | -0.00097522 | -0.0012112 | -0.0014842 | -0.0017983 | -0.0021598 | -0.002573 | -0.0030284 | -0.0035764 | -0.0042397 | -0.0050404 | -0.0059865 | -0.0071041 | -0.0084157 | -0.0099536 | -0.011755
[10 empty] | 0 | -4.9145e-05 | -6.9678e-05 | -9.6779e-05 | -0.00012949 | -0.00016913 | -0.00022851 | -0.00027185 | -0.00037441 | -0.00047524 | -0.00060268 | -0.00073658 | -0.00090895 | -0.0010079 | -0.0012874 | -0.0015194 | -0.0017659 | -0.0020593 | -0.0023869 | -0.0026793 | -0.0032477 | -0.0039437 | -0.0047672 | -0.0056627 | -0.0067159 | -0.0079003 | -0.0092805 | -0.010854
[10 empty] | 0 | -0.0033002 | -0.0065944 | -0.0098827 | -0.013167 | -0.016443 | -0.019714 | -0.022978 | -0.026237 | -0.02949 | -0.032738 | -0.035979 | -0.039215 | -0.042445 | -0.045669 | -0.048888 | -0.052101 | -0.055309 | -0.058511 | -0.061707 | -0.064898 | -0.068083 | -0.071263 | -0.074437 | -0.077605 | -0.080769 | -0.083927 | -0.087079
[10 empty] | 0 | -0.00049578 | -0.00099066 | -0.0014847 | -0.001978 | -0.0024702 | -0.0029615 | -0.003452 | -0.0039416 | -0.0044303 | -0.0049181 | -0.0054051 | -0.0058912 | -0.0063764 | -0.0068608 | -0.0073444 | -0.0078271 | -0.0083089 | -0.0087899 | -0.0092701 | -0.0097494 | -0.010228 | -0.010706 | -0.011182 | -0.011659 | -0.012134 | -0.012608 | -0.013082
[10 empty] | 0 | -0.00064412 | -0.0012871 | -0.0019289 | -0.0025698 | -0.0032093 | -0.0038477 | -0.0044849 | -0.0051209 | -0.0057559 | -0.0063897 | -0.0070223 | -0.0076539 | -0.0082843 | -0.0089137 | -0.0095419 | -0.010169 | -0.010795 | -0.01142 | -0.012044 | -0.012667 | -0.013288 | -0.013909 | -0.014528 | -0.015147 | -0.015764 | -0.016381 | -0.016996
[10 empty] | 0 | -0.0033002 | -0.0032942 | -0.0032883 | -0.003284 | -0.0032764 | -0.0032706 | -0.0032647 | -0.0032589 | -0.0032531 | -0.0032473 | -0.003713 | -0.0041105 | -0.0044496 | -0.0047388 | -0.0049849 | -0.0051941 | -0.0053719 | -0.0064842 | -0.0064727 | -0.0064613 | -0.0065177 | -0.0066211 | -0.0067579 | -0.0069158 | -0.0070855 | -0.0072601 | -0.0074344
[10 empty] | 0 | -0.0017616 | -0.00352 | -0.0052752 | -0.0070281 | -0.0087771 | -0.010523 | -0.012265 | -0.014005 | -0.015741 | -0.017475 | -0.019205 | -0.020932 | -0.022657 | -0.024378 | -0.026096 | -0.027811 | -0.029523 | -0.031232 | -0.032938 | -0.034641 | -0.036342 | -0.038039 | -0.039733 | -0.041425 | -0.043113 | -0.044799 | -0.046481
[10 empty] | 0 | -0.00026464 | -0.0005288 | -0.00079248 | -0.0010558 | -0.0013186 | -0.0015808 | -0.0018426 | -0.0021039 | -0.0023648 | -0.0026252 | -0.0028851 | -0.0031446 | -0.0034036 | -0.0036622 | -0.0039203 | -0.004178 | -0.0044352 | -0.0046919 | -0.0049482 | -0.0052041 | -0.0054595 | -0.0057145 | -0.005969 | -0.0062231 | -0.0064768 | -0.00673 | -0.0069828
[10 empty] | 0 | -0.00034382 | -0.00068702 | -0.0010296 | -0.0013717 | -0.0017131 | -0.0020538 | -0.002394 | -0.0027335 | -0.0030724 | -0.0034107 | -0.0037484 | -0.0040855 | -0.0044221 | -0.004758 | -0.0050933 | -0.0054281 | -0.0057622 | -0.0060958 | -0.0064288 | -0.0067612 | -0.0070931 | -0.0074243 | -0.007755 | -0.0080852 | -0.0084147 | -0.0087437 | -0.0090722
[10 empty] | 0 | -0.0017616 | -0.0017584 | -0.0017552 | -0.0017529 | -0.0017489 | -0.0017458 | -0.0017427 | -0.0019912 | -0.0022033 | -0.0023843 | -0.0025387 | -0.00267 | -0.0027816 | -0.0028765 | -0.0035061 | -0.0035615 | -0.0036344 | -0.0037188 | -0.003809 | -0.0039021 | -0.003995 | -0.0042375 | -0.0044423 | -0.0046187 | -0.0047739 | -0.0049126 | -0.0050387
[10 empty] | 0 | -0.00023146 | -0.0004625 | -0.00069312 | -0.00092344 | -0.0011532 | -0.0013826 | -0.0016116 | -0.0018402 | -0.0020683 | -0.0022961 | -0.0025234 | -0.0027504 | -0.0029769 | -0.003203 | -0.0034288 | -0.0036541 | -0.0038791 | -0.0041037 | -0.0043278 | -0.0045516 | -0.004775 | -0.004998 | -0.0052206 | -0.0054429 | -0.0056647 | -0.0058862 | -0.0061073
[10 empty] | 0 | -3.4772e-05 | -6.948e-05 | -0.00010413 | -0.00013873 | -0.00017325 | -0.00020771 | -0.00024211 | -0.00027644 | -0.00031072 | -0.00034493 | -0.00037909 | -0.00041318 | -0.00044721 | -0.00048119 | -0.0005151 | -0.00054895 | -0.00058275 | -0.00061648 | -0.00065016 | -0.00068378 | -0.00071734 | -0.00075084 | -0.00078429 | -0.00081767 | -0.000851 | -0.00088427 | -0.00091749
[10 empty] | 0 | -4.5176e-05 | -9.027e-05 | -0.00013528 | -0.00018024 | -0.00022509 | -0.00026986 | -0.00031455 | -0.00035916 | -0.00040369 | -0.00044814 | -0.00049251 | -0.00053681 | -0.00058102 | -0.00062516 | -0.00066922 | -0.00071321 | -0.00075711 | -0.00080094 | -0.0008447 | -0.00088837 | -0.00093198 | -0.0009755 | -0.001019 | -0.0010623 | -0.0011056 | -0.0011489 | -0.001192
[10 empty] | 0 | -0.00023146 | -0.00023104 | -0.00023062 | -0.00023032 | -0.00027609 | -0.00031262 | -0.00034169 | -0.0003648 | -0.00039236 | -0.00048232 | -0.00049923 | -0.0005173 | -0.00053722 | -0.00058315 | -0.00062077 | -0.00065245 | -0.00068014 | -0.00071257 | -0.00076231 | -0.00078922 | -0.00081651 | -0.00084523 | -0.0008849 | -0.00091977 | -0.00095149 | -0.00098149 | -0.0010146
[10 empty] | 0 | 0 | 0 | 0 | 0 | 0 | 0 | 0 | 0 | 0 | 0 | 0 | 0 | 0 | 0 | 0 | 0 | 0 | 0 | 0 | 0 | 0 | 0 | 0 | 0 | 0 | 0 | 0
[10 empty] | 0 | 0 | 0 | 0 | 0 | 0 | 0 | 0 | 0 | 0 | 0 | 0 | 0 | 0 | 0 | 0 | 0 | 0 | 0 | 0 | 0 | 0 | 0 | 0 | 0 | 0 | 0 | 0
[10 empty] | 0 | 0 | 0 | 0 | 0 | 0 | 0 | 0 | 0 | 0 | 0 | 0 | 0 | 0 | 0 | 0 | 0 | 0 | 0 | 0 | 0 | 0 | 0 | 0 | 0 | 0 | 0 | 0
[10 empty] | 0 | 0 | 0 | 0 | 0 | 0 | 0 | 0 | 0 | 0 | 0 | 0 | 0 | 0 | 0 | 0 | 0 | 0 | 0 | 0 | 0 | 0 | 0 | 0 | 0 | 0 | 0 | 0
[10 empty] | 0 | 0 | 0 | 0 | 0 | 0 | 0 | 0 | 0 | 0 | 0 | 0 | 0 | 0 | 0 | 0 | 0 | 0 | 0 | 0 | 0 | 0 | 0 | 0 | 0 | 0 | 0 | 0
[10 empty] | 0 | 0 | 0 | 0 | 0 | 0 | 0 | 0 | 0 | 0 | 0 | 0 | 0 | 0 | 0 | 0 | 0 | 0 | 0 | 0 | 0 | 0 | 0 | 0 | 0 | 0 | 0 | 0
[10 empty] | 0 | 0 | 0 | 0 | 0 | 0 | 0 | 0 | 0 | 0 | 0 | 0 | 0 | 0 | 0 | 0 | 0 | 0 | 0 | 0 | 0 | 0 | 0 | 0 | 0 | 0 | 0 | 0
[10 empty] | 0 | 0 | 0 | 0 | 0 | 0 | 0 | 0 | 0 | 0 | 0 | 0 | 0 | 0 | 0 | 0 | 0 | 0 | 0 | 0 | 0 | 0 | 0 | 0 | 0 | 0 | 0 | 0
[10 empty] | 0 | 0 | 0 | 0 | 0 | 0 | 0 | 0 | 0 | 0 | 0 | 0 | 0 | 0 | 0 | 0 | 0 | 0 | 0 | 0 | 0 | 0 | 0 | 0 | 0 | 0 | 0 | 0
[10 empty] | 0 | 0 | 0 | 0 | 0 | 0 | 0 | 0 | 0 | 0 | 0 | 0 | 0 | 0 | 0 | 0 | 0 | 0 | 0 | 0 | 0 | 0 | 0 | 0 | 0 | 0 | 0 | 0
[10 empty] | 0 | 0 | 0 | 0 | 0 | 0 | 0 | 0 | 0 | 0 | 0 | 0 | 0 | 0 | 0 | 0 | 0 | 0 | 0 | 0 | 0 | 0 | 0 | 0 | 0 | 0 | 0 | 0
[10 empty] | 0 | 0 | 0 | 0 | 0 | 0 | 0 | 0 | 0 | 0 | 0 | 0 | 0 | 0 | 0 | 0 | 0 | 0 | 0 | 0 | 0 | 0 | 0 | 0 | 0 | 0 | 0 | 0
[10 empty] | 0 | 0 | 0 | 0 | 0 | 0 | 0 | 0 | 0 | 0 | 0 | 0 | 0 | 0 | 0 | 0 | 0 | 0 | 0 | 0 | 0 | 0 | 0 | 0 | 0 | 0 | 0 | 0
[10 empty] | 0 | 0 | 0 | 0 | 0 | 0 | 0 | 0 | 0 | 0 | 0 | 0 | 0 | 0 | 0 | 0 | 0 | 0 | 0 | 0 | 0 | 0 | 0 | 0 | 0 | 0 | 0 | 0
[10 empty] | 0 | 0 | 0 | 0 | 0 | 0 | 0 | 0 | 0 | 0 | 0 | 0 | 0 | 0 | 0 | 0 | 0 | 0 | 0 | 0 | 0 | 0 | 0 | 0 | 0 | 0 | 0 | 0
[10 empty] | 0 | 0 | 0 | 0 | 0 | 0 | 0 | 0 | 0 | 0 | 0 | 0 | 0 | 0 | 0 | 0 | 0 | 0 | 0 | 0 | 0 | 0 | 0 | 0 | 0 | 0 | 0 | 0
[10 empty] | 0 | 0 | 0 | 0 | 0 | 0 | 0 | 0 | 0 | 0 | 0 | 0 | 0 | 0 | 0 | 0 | 0 | 0 | 0 | 0 | 0 | 0 | 0 | 0 | 0 | 0 | 0 | 0
[10 empty] | 0 | 0 | 0 | 0 | 0 | 0 | 0 | 0 | 0 | 0 | 0 | 0 | 0 | 0 | 0 | 0 | 0 | 0 | 0 | 0 | 0 | 0 | 0 | 0 | 0 | 0 | 0 | 0
[10 empty] | 0 | 0 | 0 | 0 | 0 | 0 | 0 | 0 | 0 | 0 | 0 | 0 | 0 | 0 | 0 | 0 | 0 | 0 | 0 | 0 | 0 | 0 | 0 | 0 | 0 | 0 | 0 | 0
[10 empty] | 0 | 0 | 0 | 0 | 0 | 0 | 0 | 0 | 0 | 0 | 0 | 0 | 0 | 0 | 0 | 0 | 0 | 0 | 0 | 0 | 0 | 0 | 0 | 0 | 0 | 0 | 0 | 0
[10 empty] | 0 | 0 | 0 | 0 | 0 | 0 | 0 | 0 | 0 | 0 | 0 | 0 | 0 | 0 | 0 | 0 | 0 | 0 | 0 | 0 | 0 | 0 | 0 | 0 | 0 | 0 | 0 | 0
[10 empty] | 0 | 0 | 0 | 0 | 0 | 0 | 0 | 0 | 0 | 0 | 0 | 0 | 0 | 0 | 0 | 0 | 0 | 0 | 0 | 0 | 0 | 0 | 0 | 0 | 0 | 0 | 0 | 0
[10 empty] | 0 | 0 | 0 | 0 | 0 | 0 | 0 | 0 | 0 | 0 | 0 | 0 | 0 | 0 | 0 | 0 | 0 | 0 | 0 | 0 | 0 | 0 | 0 | 0 | 0 | 0 | 0 | 0
[10 empty] | 0 | 0 | 0 | 0 | 0 | 0 | 0 | 0 | 0 | 0 | 0 | 0 | 0 | 0 | 0 | 0 | 0 | 0 | 0 | 0 | 0 | 0 | 0 | 0 | 0 | 0 | 0 | 0
[10 empty] | 0 | 0 | 0 | 0 | 0 | 0 | 0 | 0 | 0 | 0 | 0 | 0 | 0 | 0 | 0 | 0 | 0 | 0 | 0 | 0 | 0 | 0 | 0 | 0 | 0 | 0 | 0 | 0
[10 empty] | 0 | 0 | 0 | 0 | 0 | 0 | 0 | 0 | 0 | 0 | 0 | 0 | 0 | 0 | 0 | 0 | 0 | 0 | 0 | 0 | 0 | 0 | 0 | 0 | 0 | 0 | 0 | 0
[10 empty] | 0 | 0 | 0 | 0 | 0 | 0 | 0 | 0 | 0 | 0 | 0 | 0 | 0 | 0 | 0 | 0 | 0 | 0 | 0 | 0 | 0 | 0 | 0 | 0 | 0 | 0 | 0 | 0
[10 empty] | 0 | 0 | 0 | 0 | 0 | 0 | 0 | 0 | 0 | 0 | 0 | 0 | 0 | 0 | 0 | 0 | 0 | 0 | 0 | 0 | 0 | 0 | 0 | 0 | 0 | 0 | 0 | 0
[10 empty] | 0 | 0 | 0 | 0 | 0 | 0 | 0 | 0 | 0 | 0 | 0 | 0 | 0 | 0 | 0 | 0 | 0 | 0 | 0 | 0 | 0 | 0 | 0 | 0 | 0 | 0 | 0 | 0
[10 empty] | 0 | 0 | 0 | 0 | 0 | 0 | 0 | 0 | 0 | 0 | 0 | 0 | 0 | 0 | 0 | 0 | 0 | 0 | 0 | 0 | 0 | 0 | 0 | 0 | 0 | 0 | 0 | 0
[10 empty] | 0 | 0 | 0 | 0 | 0 | 0 | 0 | 0 | 0 | 0 | 0 | 0 | 0 | 0 | 0 | 0 | 0 | 0 | 0 | 0 | 0 | 0 | 0 | 0 | 0 | 0 | 0 | 0
[10 empty] | 0 | 0 | 0 | 0 | 0 | 0 | 0 | 0 | 0 | 0 | 0 | 0 | 0 | 0 | 0 | 0 | 0 | 0 | 0 | 0 | 0 | 0 | 0 | 0 | 0 | 0 | 0 | 0
[10 empty] | 0 | 0 | 0 | 0 | 0 | 0 | 0 | 0 | 0 | 0 | 0 | 0 | 0 | 0 | 0 | 0 | 0 | 0 | 0 | 0 | 0 | 0 | 0 | 0 | 0 | 0 | 0 | 0
[10 empty] | 0 | 0 | 0 | 0 | 0 | 0 | 0 | 0 | 0 | 0 | 0 | 0 | 0 | 0 | 0 | 0 | 0 | 0 | 0 | 0 | 0 | 0 | 0 | 0 | 0 | 0 | 0 | 0
[10 empty] | 0 | 0 | 0 | 0 | 0 | 0 | 0 | 0 | 0 | 0 | 0 | 0 | 0 | 0 | 0 | 0 | 0 | 0 | 0 | 0 | 0 | 0 | 0 | 0 | 0 | 0 | 0 | 0
[10 empty] | 0 | 0 | 0 | 0 | 0 | 0 | 0 | 0 | 0 | 0 | 0 | 0 | 0 | 0 | 0 | 0 | 0 | 0 | 0 | 0 | 0 | 0 | 0 | 0 | 0 | 0 | 0 | 0
[10 empty] | 0 | 0 | 0 | 0 | 0 | 0 | 0 | 0 | 0 | 0 | 0 | 0 | 0 | 0 | 0 | 0 | 0 | 0 | 0 | 0 | 0 | 0 | 0 | 0 | 0 | 0 | 0 | 0
[10 empty] | 0 | 0 | 0 | 0 | 0 | 0 | 0 | 0 | 0 | 0 | 0 | 0 | 0 | 0 | 0 | 0 | 0 | 0 | 0 | 0 | 0 | 0 | 0 | 0 | 0 | 0 | 0 | 0
[10 empty] | 0 | 0 | 0 | 0 | 0 | 0 | 0 | 0 | 0 | 0 | 0 | 0 | 0 | 0 | 0 | 0 | 0 | 0 | 0 | 0 | 0 | 0 | 0 | 0 | 0 | 0 | 0 | 0
[10 empty] | 0 | 0 | 0 | 0 | 0 | 0 | 0 | 0 | 0 | 0 | 0 | 0 | 0 | 0 | 0 | 0 | 0 | 0 | 0 | 0 | 0 | 0 | 0 | 0 | 0 | 0 | 0 | 0
[10 empty] | 0 | 0 | 0 | 0 | 0 | 0 | 0 | 0 | 0 | 0 | 0 | 0 | 0 | 0 | 0 | 0 | 0 | 0 | 0 | 0 | 0 | 0 | 0 | 0 | 0 | 0 | 0 | 0
[10 empty] | 0 | 0 | 0 | 0 | 0 | 0 | 0 | 0 | 0 | 0 | 0 | 0 | 0 | 0 | 0 | 0 | 0 | 0 | 0 | 0 | 0 | 0 | 0 | 0 | 0 | 0 | 0 | 0
[10 empty] | 0 | 0 | 0 | 0 | 0 | 0 | 0 | 0 | 0 | 0 | 0 | 0 | 0 | 0 | 0 | 0 | 0 | 0 | 0 | 0 | 0 | 0 | 0 | 0 | 0 | 0 | 0 | 0
[10 empty] | 0 | 0 | 0 | 0 | 0 | 0 | 0 | 0 | 0 | 0 | 0 | 0 | 0 | 0 | 0 | 0 | 0 | 0 | 0 | 0 | 0 | 0 | 0 | 0 | 0 | 0 | 0 | 0
[10 empty] | 0 | 0 | 0 | 0 | 0 | 0 | 0 | 0 | 0 | 0 | 0 | 0 | 0 | 0 | 0 | 0 | 0 | 0 | 0 | 0 | 0 | 0 | 0 | 0 | 0 | 0 | 0 | 0
[10 empty] | 0 | 0 | 0 | 0 | 0 | 0 | 0 | 0 | 0 | 0 | 0 | 0 | 0 | 0 | 0 | 0 | 0 | 0 | 0 | 0 | 0 | 0 | 0 | 0 | 0 | 0 | 0 | 0
[10 empty] | 0 | 0 | 0 | 0 | 0 | 0 | 0 | 0 | 0 | 0 | 0 | 0 | 0 | 0 | 0 | 0 | 0 | 0 | 0 | 0 | 0 | 0 | 0 | 0 | 0 | 0 | 0 | 0
[10 empty] | 0 | 0 | 0 | 0 | 0 | 0 | 0 | 0 | 0 | 0 | 0 | 0 | 0 | 0 | 0 | 0 | 0 | 0 | 0 | 0 | 0 | 0 | 0 | 0 | 0 | 0 | 0 | 0
[10 empty] | 0 | -0.00023943 | -0.0011783 | -0.0022934 | -0.0037157 | -0.0063592 | -0.0090252 | -0.011952 | -0.015321 | -0.019165 | -0.023588 | -0.02842 | -0.033905 | -0.039997 | -0.04681 | -0.053963 | -0.061845 | -0.07032 | -0.079539 | -0.088888 | -0.09899 | -0.10961 | -0.12109 | -0.13255 | -0.14497 | -0.15809 | -0.17218 | -0.18595
[10 empty] | 0 | 0 | 0 | 0 | 0 | 0 | 0 | 0 | 0 | 0 | 0 | 0 | 0 | 0 | 0 | 0 | 0 | 0 | 0 | 0 | 0 | 0 | 0 | 0 | 0 | 0 | 0 | 0
[10 empty] | 0 | 0 | 0 | 0 | 0 | 0 | 0 | 0 | 0 | 0 | 0 | 0 | 0 | 0 | 0 | 0 | 0 | 0 | 0 | 0 | 0 | 0 | 0 | 0 | 0 | 0 | 0 | 0
[10 empty] | 0 | -0.00023943 | -0.00093889 | -0.001115 | -0.0014223 | -0.0026435 | -0.002666 | -0.0029269 | -0.0033689 | -0.0038444 | -0.0044226 | -0.0048318 | -0.0054855 | -0.0060917 | -0.0068129 | -0.0071528 | -0.0078827 | -0.008475 | -0.0092183 | -0.009349 | -0.010103 | -0.010622 | -0.011504 | -0.011563 | -0.012611 | -0.013428 | -0.014613 | -0.014491
[10 empty] | 0 | -0.057309 | -0.11771 | -0.17927 | -0.24259 | -0.39011 | -0.54062 | -0.69415 | -0.85062 | -1.0154 | -1.1875 | -1.3735 | -1.5718 | -1.7809 | -1.9841 | -2.1826 | -2.3779 | -2.5708 | -2.7508 | -2.92 | -3.0802 | -3.2563 | -3.4233 | -3.5833 | -3.7375 | -3.8629 | -3.9878 | -4.1125
[10 empty] | 0 | -0.022462 | -0.046135 | -0.070266 | -0.095082 | -0.1529 | -0.21189 | -0.27207 | -0.3334 | -0.39797 | -0.46544 | -0.53834 | -0.61604 | -0.69802 | -0.77767 | -0.85548 | -0.93199 | -1.0076 | -1.0782 | -1.1445 | -1.2072 | -1.2763 | -1.3418 | -1.4045 | -1.4649 | -1.5141 | -1.563 | -1.6119
[10 empty] | 0 | -0.015656 | -0.032157 | -0.048976 | -0.066273 | -0.10657 | -0.14769 | -0.18963 | -0.23238 | -0.27739 | -0.32442 | -0.37523 | -0.42939 | -0.48652 | -0.54204 | -0.59627 | -0.6496 | -0.70232 | -0.75149 | -0.79771 | -0.84146 | -0.88958 | -0.93522 | -0.97893 | -1.021 | -1.0553 | -1.0894 | -1.1235
[10 empty] | 0 | -0.057309 | -0.0604 | -0.061566 | -0.063315 | -0.14752 | -0.15052 | -0.15353 | -0.15647 | -0.16475 | -0.17216 | -0.186 | -0.19824 | -0.20915 | -0.2114 | -0.21417 | -0.21742 | -0.22106 | -0.22511 | -0.22938 | -0.2337 | -0.27819 | -0.279 | -0.28088 | -0.28484 | -0.29032 | -0.29691 | -0.30323
[10 empty] | 0 | -0.43514 | -0.83004 | -1.1377 | -1.3875 | -1.6371 | -1.8864 | -2.1849 | -2.5163 | -2.8689 | -3.133 | -3.3084 | -3.4891 | -3.6598 | -3.7653 | -3.846 | -3.9143 | -3.9781 | -4.0404 | -4.1067 | -4.1745 | -4.2196 | -4.3311 | -4.4259 | -4.4917 | -4.5545 | -4.6104 | -4.6641
[10 empty] | 0 | -0.17055 | -0.32533 | -0.44593 | -0.54381 | -0.64163 | -0.73935 | -0.85637 | -0.98624 | -1.1245 | -1.228 | -1.2967 | -1.3675 | -1.4344 | -1.4758 | -1.5074 | -1.5342 | -1.5592 | -1.5836 | -1.6096 | -1.6362 | -1.6539 | -1.6976 | -1.7347 | -1.7605 | -1.7851 | -1.807 | -1.8281
[10 empty] | 0 | -0.11888 | -0.22676 | -0.31082 | -0.37904 | -0.44723 | -0.51534 | -0.5969 | -0.68742 | -0.78376 | -0.8559 | -0.90381 | -0.95317 | -0.99981 | -1.0286 | -1.0507 | -1.0693 | -1.0868 | -1.1038 | -1.1219 | -1.1404 | -1.1528 | -1.1832 | -1.2091 | -1.2271 | -1.2442 | -1.2595 | -1.2742
[10 empty] | 0 | -0.43514 | -0.3956 | -0.30902 | -0.25155 | -0.25181 | -0.25194 | -0.30157 | -0.33483 | -0.35668 | -0.41164 | -0.40554 | -0.43737 | -0.5106 | -0.40904 | -0.35108 | -0.33833 | -0.35592 | -0.37621 | -0.42245 | -0.44685 | -0.44776 | -0.56038 | -0.52932 | -0.47905 | -0.46595 | -0.42405 | -0.41382
[10 empty] | 0 | -1.225 | -2.4669 | -3.7112 | -4.9628 | -6.3711 | -7.787 | -9.213 | -10.6497 | -12.0951 | -13.5491 | -15.0126 | -16.4859 | -17.9694 | -19.3359 | -20.6016 | -21.783 | -22.8938 | -23.9251 | -24.8895 | -25.796 | -26.7153 | -27.5819 | -28.4063 | -29.1939 | -29.9074 | -30.6015 | -31.279
[10 empty] | 0 | -0.48013 | -0.96688 | -1.4546 | -1.9452 | -2.4971 | -3.0521 | -3.611 | -4.1741 | -4.7406 | -5.3105 | -5.8841 | -6.4615 | -7.043 | -7.5786 | -8.0747 | -8.5377 | -8.9731 | -9.3773 | -9.7553 | -10.1106 | -10.4709 | -10.8105 | -11.1337 | -11.4424 | -11.722 | -11.9941 | -12.2596
[10 empty] | 0 | -0.33466 | -0.67392 | -1.0139 | -1.3558 | -1.7405 | -2.1273 | -2.5169 | -2.9094 | -3.3043 | -3.7015 | -4.1013 | -4.5038 | -4.909 | -5.2824 | -5.6281 | -5.9509 | -6.2543 | -6.5361 | -6.7995 | -7.0472 | -7.2983 | -7.5351 | -7.7603 | -7.9755 | -8.1704 | -8.36 | -8.5451
[10 empty] | 0 | -1.225 | -1.2419 | -1.2443 | -1.2516 | -1.4083 | -1.4159 | -1.4259 | -1.4368 | -1.4454 | -1.454 | -1.4635 | -1.4732 | -1.4835 | -1.5416 | -1.593 | -1.6399 | -1.6825 | -1.7225 | -1.7592 | -1.7914 | -2.2399 | -2.21 | -2.1843 | -2.1645 | -2.1497 | -2.1393 | -2.1395
[10 empty] | 0 | 0 | 0 | 0 | 0 | 0 | 0 | 0 | 0 | 0 | 0 | 0 | 0 | 0 | 0 | 0 | 0 | 0 | 0 | 0 | 0 | 0 | 0 | 0 | 0 | 0 | 0 | 0
[10 empty] | 0 | 0 | 0 | 0 | 0 | 0 | 0 | 0 | 0 | 0 | 0 | 0 | 0 | 0 | 0 | 0 | 0 | 0 | 0 | 0 | 0 | 0 | 0 | 0 | 0 | 0 | 0 | 0
[10 empty] | 0 | 0 | 0 | 0 | 0 | 0 | 0 | 0 | 0 | 0 | 0 | 0 | 0 | 0 | 0 | 0 | 0 | 0 | 0 | 0 | 0 | 0 | 0 | 0 | 0 | 0 | 0 | 0
[10 empty] | 0 | 0 | 0 | 0 | 0 | 0 | 0 | 0 | 0 | 0 | 0 | 0 | 0 | 0 | 0 | 0 | 0 | 0 | 0 | 0 | 0 | 0 | 0 | 0 | 0 | 0 | 0 | 0
[10 empty] | 0 | -1.403 | -2.8485 | -4.331 | -5.8438 | -7.3827 | -8.9442 | -10.5252 | -12.1228 | -13.712 | -15.2932 | -16.9375 | -18.6372 | -20.3851 | -22.036 | -23.6042 | -24.996 | -26.2306 | -27.3247 | -28.2936 | -29.151 | -29.9088 | -30.5764 | -31.4512 | -32.2352 | -32.6541 | -33.0255 | -33.3436
[10 empty] | 0 | -0.28888 | -0.5865 | -0.89174 | -1.2032 | -1.5201 | -1.8416 | -2.1671 | -2.496 | -2.8232 | -3.1488 | -3.4874 | -3.8373 | -4.1972 | -4.5371 | -4.86 | -5.1466 | -5.4007 | -5.626 | -5.8255 | -6.002 | -6.1581 | -6.2955 | -6.4756 | -6.6371 | -6.7233 | -6.7998 | -6.8653
[10 empty] | 0 | -0.38944 | -0.79067 | -1.2022 | -1.6221 | -2.0492 | -2.4827 | -2.9215 | -3.365 | -3.8061 | -4.245 | -4.7014 | -5.1732 | -5.6584 | -6.1166 | -6.5519 | -6.9382 | -7.2809 | -7.5846 | -7.8536 | -8.0915 | -8.3019 | -8.4872 | -8.73 | -8.9476 | -9.0639 | -9.167 | -9.2553
[10 empty] | 0 | -1.403 | -1.4477 | -1.4871 | -1.5197 | -1.5483 | -1.5733 | -1.5953 | -1.6144 | -1.6086 | -1.6032 | -1.6688 | -1.7267 | -1.7777 | -1.7304 | -1.6932 | -1.6645 | -1.6425 | -1.6262 | -1.6144 | -1.6063 | -1.6012 | -1.5961 | -2.008 | -1.9776 | -1.9554 | -1.9392 | -1.9185
[10 empty] | 0 | -0.17679 | -0.35332 | -0.52955 | -0.7052 | -0.88026 | -1.0547 | -1.2287 | -1.402 | -1.5719 | -1.7389 | -1.9121 | -2.0907 | -2.2736 | -2.4465 | -2.6107 | -2.7542 | -2.8796 | -2.989 | -3.0845 | -3.1677 | -3.2746 | -3.3667 | -3.4459 | -3.5145 | -3.5387 | -3.5595 | -3.5762
[10 empty] | 0 | -0.036399 | -0.072747 | -0.10903 | -0.1452 | -0.18124 | -0.21717 | -0.25297 | -0.28866 | -0.32365 | -0.35802 | -0.3937 | -0.43046 | -0.46813 | -0.50372 | -0.53753 | -0.56708 | -0.5929 | -0.61543 | -0.63508 | -0.65221 | -0.67421 | -0.69319 | -0.70949 | -0.72363 | -0.72859 | -0.73288 | -0.73631
[10 empty] | 0 | -0.049071 | -0.098072 | -0.14699 | -0.19574 | -0.24434 | -0.29277 | -0.34104 | -0.38915 | -0.43632 | -0.48266 | -0.53075 | -0.58031 | -0.6311 | -0.67909 | -0.72466 | -0.7645 | -0.7993 | -0.82968 | -0.85618 | -0.87927 | -0.90893 | -0.93451 | -0.95648 | -0.97554 | -0.98224 | -0.98802 | -0.99265
[10 empty] | 0 | -0.17679 | -0.17682 | -0.1768 | -0.17649 | -0.17619 | -0.17589 | -0.17559 | -0.1753 | -0.17218 | -0.16947 | -0.17603 | -0.1816 | -0.18632 | -0.18418 | -0.18236 | -0.18079 | -0.17941 | -0.17819 | -0.1771 | -0.17612 | -0.22513 | -0.21684 | -0.20935 | -0.20378 | -0.19979 | -0.19704 | -0.19439
[10 empty] | 0 | -5.1641 | -11.3868 | -17.5896 | -24.237 | -30.8155 | -37.3413 | -44.2151 | -49.8684 | -54.7495 | -58.9806 | -62.6345 | -65.8356 | -68.5915 | -70.9445 | -72.9513 | -74.672 | -76.1435 | -77.3498 | -78.3375 | -79.1421 | -79.8171 | -80.3778 | -80.7796 | -81.1086 | -81.3836 | -81.6295 | -81.8589
[10 empty] | 0 | -1.8586 | -4.0981 | -6.3305 | -8.7229 | -11.0905 | -13.4391 | -15.913 | -17.9476 | -19.7043 | -21.2271 | -22.5421 | -23.6942 | -24.686 | -25.5329 | -26.2551 | -26.8744 | -27.404 | -27.8382 | -28.1936 | -28.4832 | -28.7261 | -28.928 | -29.0726 | -29.1909 | -29.2899 | -29.3784 | -29.461
[10 empty] | 0 | -2.3999 | -5.2918 | -8.1744 | -11.2637 | -14.3209 | -17.3537 | -20.5481 | -23.1754 | -25.4438 | -27.4101 | -29.1082 | -30.5958 | -31.8766 | -32.9701 | -33.9027 | -34.7024 | -35.3862 | -35.9469 | -36.4058 | -36.7798 | -37.0935 | -37.3541 | -37.5408 | -37.6937 | -37.8215 | -37.9358 | -38.0423
[10 empty] | 0 | -5.1641 | -6.231 | -6.221 | -8.2814 | -9.6462 | -10.548 | -13.235 | -13.2469 | -13.3863 | -14.5844 | -15.1225 | -15.5183 | -16.2872 | -16.4005 | -16.5017 | -16.9753 | -17.1478 | -17.1875 | -17.4442 | -17.5129 | -17.5425 | -17.6974 | -17.7448 | -17.7434 | -17.822 | -17.8409 | -17.8349
[10 empty] | 0 | -0.063661 | -0.15673 | -0.24951 | -0.34198 | -0.43416 | -0.52605 | -0.63362 | -0.74085 | -0.84774 | -0.95428 | -1.0605 | -1.1767 | -1.2926 | -1.4081 | -1.5233 | -1.638 | -1.7524 | -1.8664 | -1.9801 | -2.081 | -2.166 | -2.2383 | -2.3003 | -2.3542 | -2.4158 | -2.4587 | -2.4941
[10 empty] | 0 | -0.022912 | -0.056408 | -0.089797 | -0.12308 | -0.15625 | -0.18932 | -0.22804 | -0.26663 | -0.3051 | -0.34345 | -0.38167 | -0.42351 | -0.46521 | -0.50678 | -0.54822 | -0.58952 | -0.63069 | -0.67173 | -0.71263 | -0.74896 | -0.77955 | -0.80555 | -0.82788 | -0.84728 | -0.86944 | -0.88488 | -0.89764
[10 empty] | 0 | -0.029585 | -0.072839 | -0.11595 | -0.15893 | -0.20177 | -0.24447 | -0.29446 | -0.3443 | -0.39397 | -0.44348 | -0.49284 | -0.54687 | -0.60072 | -0.6544 | -0.70791 | -0.76124 | -0.8144 | -0.86739 | -0.9202 | -0.96711 | -1.0066 | -1.0402 | -1.069 | -1.0941 | -1.1227 | -1.1426 | -1.1591
[10 empty] | 0 | -0.063661 | -0.093173 | -0.093024 | -0.092875 | -0.092727 | -0.092578 | -0.10842 | -0.10825 | -0.10807 | -0.1079 | -0.10773 | -0.11795 | -0.11776 | -0.11757 | -0.11739 | -0.1172 | -0.11701 | -0.11682 | -0.11664 | -0.11645 | -0.11626 | -0.11608 | -0.11589 | -0.11571 | -0.14581 | -0.13952 | -0.13447
[10 empty] | 0 | -1.191 | -2.3782 | -3.7516 | -5.2485 | -6.8562 | -8.2273 | -9.3722 | -10.3426 | -11.1344 | -11.732 | -12.1579 | -12.4591 | -12.6544 | -12.7712 | -12.7339 | -12.6842 | -12.6317 | -12.5792 | -12.532 | -12.5173 | -12.5143 | -12.5255 | -12.5375 | -12.5419 | -12.5417 | -12.5335 | -12.5203
[10 empty] | 0 | -0.42864 | -0.8559 | -1.3502 | -1.8889 | -2.4675 | -2.961 | -3.373 | -3.7223 | -4.0073 | -4.2223 | -4.3756 | -4.484 | -4.5543 | -4.5964 | -4.5829 | -4.565 | -4.5461 | -4.5272 | -4.5103 | -4.505 | -4.5039 | -4.5079 | -4.5123 | -4.5138 | -4.5138 | -4.5108 | -4.506
[10 empty] | 0 | -0.55349 | -1.1052 | -1.7435 | -2.4392 | -3.1863 | -3.8235 | -4.3555 | -4.8065 | -5.1745 | -5.4522 | -5.6502 | -5.7901 | -5.8809 | -5.9352 | -5.9178 | -5.8947 | -5.8703 | -5.8459 | -5.824 | -5.8172 | -5.8158 | -5.821 | -5.8266 | -5.8286 | -5.8285 | -5.8247 | -5.8186
[10 empty] | 0 | -1.191 | -1.1891 | -1.5829 | -1.8438 | -2.1476 | -2.2755 | -2.261 | -2.3508 | -2.3683 | -2.4185 | -2.4227 | -2.4263 | -2.4447 | -2.4375 | -2.4454 | -2.4392 | -2.4338 | -2.4347 | -2.4286 | -2.4277 | -2.4224 | -2.4187 | -2.4157 | -2.4111 | -2.4081 | -2.4037 | -2.4001
[10 empty] | 0 | -2.1009 | -4.9587 | -8.1213 | -11.2286 | -14.3024 | -17.5421 | -20.1737 | -22.4184 | -24.3315 | -25.9429 | -27.3023 | -28.4848 | -29.4787 | -30.3147 | -31.0154 | -31.5961 | -32.0773 | -32.4766 | -32.7716 | -33.0143 | -33.2156 | -33.3797 | -33.5134 | -33.6261 | -33.6959 | -33.7584 | -33.8107
[10 empty] | 0 | -0.75613 | -1.7846 | -2.9228 | -4.0412 | -5.1474 | -6.3134 | -7.2605 | -8.0684 | -8.7569 | -9.3368 | -9.8261 | -10.2517 | -10.6094 | -10.9103 | -11.1624 | -11.3714 | -11.5446 | -11.6883 | -11.7945 | -11.8818 | -11.9543 | -12.0134 | -12.0615 | -12.102 | -12.1271 | -12.1496 | -12.1684
[10 empty] | 0 | -0.97637 | -2.3045 | -3.7742 | -5.2183 | -6.6467 | -8.1523 | -9.3753 | -10.4185 | -11.3076 | -12.0564 | -12.6882 | -13.2378 | -13.6997 | -14.0882 | -14.4138 | -14.6837 | -14.9073 | -15.0929 | -15.23 | -15.3428 | -15.4363 | -15.5126 | -15.5747 | -15.6271 | -15.6595 | -15.6886 | -15.7129
[10 empty] | 0 | -2.1009 | -2.8611 | -3.8087 | -4.4364 | -5.1675 | -6.4227 | -6.6156 | -7.1808 | -7.4399 | -7.7648 | -8.1256 | -8.3149 | -8.5523 | -8.6446 | -8.7753 | -8.8812 | -8.9209 | -9.0028 | -9.0312 | -9.0758 | -9.1026 | -9.116 | -9.1368 | -9.1404 | -9.1492 | -9.1498 | -9.148
[10 empty] | 0 | -0.099875 | -0.20267 | -0.30793 | -0.41755 | -0.53186 | -0.64959 | -0.77046 | -0.89477 | -1.031 | -1.1779 | -1.335 | -1.4764 | -1.6042 | -1.7201 | -1.825 | -1.92 | -2.0063 | -2.0852 | -2.1571 | -2.2223 | -2.2862 | -2.3449 | -2.3984 | -2.4463 | -2.4887 | -2.5264 | -2.5594
[10 empty] | 0 | -0.02126 | -0.043142 | -0.065547 | -0.088883 | -0.11321 | -0.13828 | -0.16401 | -0.19047 | -0.21947 | -0.25075 | -0.28418 | -0.31427 | -0.34148 | -0.36616 | -0.38849 | -0.40871 | -0.42707 | -0.44387 | -0.45917 | -0.47306 | -0.48665 | -0.49915 | -0.51054 | -0.52073 | -0.52977 | -0.5378 | -0.54481
[10 empty] | 0 | -0.022482 | -0.045623 | -0.069316 | -0.093993 | -0.11972 | -0.14623 | -0.17344 | -0.20142 | -0.23209 | -0.26516 | -0.30052 | -0.33234 | -0.36111 | -0.38721 | -0.41083 | -0.43221 | -0.45163 | -0.46939 | -0.48558 | -0.50026 | -0.51463 | -0.52785 | -0.5399 | -0.55067 | -0.56023 | -0.56872 | -0.57613
[10 empty] | 0 | -0.099875 | -0.10296 | -0.10558 | -0.11012 | -0.11497 | -0.11858 | -0.12191 | -0.12553 | -0.1377 | -0.14856 | -0.15895 | -0.15439 | -0.15109 | -0.14862 | -0.14637 | -0.14481 | -0.14393 | -0.14387 | -0.14374 | -0.14452 | -0.18069 | -0.18127 | -0.18043 | -0.17893 | -0.17698 | -0.17475 | -0.17191
[10 empty] | 0 | -0.14869 | -0.28233 | -0.3987 | -0.50192 | -0.59578 | -0.68193 | -0.76214 | -0.84065 | -0.91617 | -0.98764 | -1.0546 | -1.1092 | -1.1726 | -1.2218 | -1.2593 | -1.2877 | -1.3092 | -1.3252 | -1.3373 | -1.3488 | -1.3387 | -1.3319 | -1.3277 | -1.3248 | -1.3247 | -1.3235 | -1.3216
[10 empty] | 0 | -0.03165 | -0.060098 | -0.08487 | -0.10684 | -0.12682 | -0.14516 | -0.16223 | -0.17895 | -0.19502 | -0.21024 | -0.22449 | -0.23611 | -0.24961 | -0.26008 | -0.26806 | -0.27412 | -0.2787 | -0.2821 | -0.28466 | -0.28711 | -0.28496 | -0.28351 | -0.28262 | -0.282 | -0.28199 | -0.28173 | -0.28132
[10 empty] | 0 | -0.03347 | -0.063553 | -0.08975 | -0.11299 | -0.13411 | -0.15351 | -0.17156 | -0.18924 | -0.20624 | -0.22232 | -0.2374 | -0.24968 | -0.26396 | -0.27504 | -0.28347 | -0.28988 | -0.29472 | -0.29832 | -0.30102 | -0.30362 | -0.30134 | -0.29981 | -0.29887 | -0.29821 | -0.2982 | -0.29793 | -0.29749
[10 empty] | 0 | -0.14869 | -0.13405 | -0.11715 | -0.10431 | -0.09524 | -0.087786 | -0.082077 | -0.095343 | -0.103 | -0.10586 | -0.10566 | -0.10368 | -0.13927 | -0.12436 | -0.11424 | -0.1085 | -0.10545 | -0.10353 | -0.10191 | -0.11251 | -0.11656 | -0.11649 | -0.11437 | -0.11157 | -0.11859 | -0.11082 | -0.10795
[10 empty] | 0 | -0.0068683 | -0.014235 | -0.022046 | -0.030333 | -0.039068 | -0.048538 | -0.058808 | -0.069859 | -0.081473 | -0.093577 | -0.1063 | -0.11959 | -0.13394 | -0.14924 | -0.1653 | -0.1797 | -0.1927 | -0.2046 | -0.21553 | -0.2256 | -0.23494 | -0.24364 | -0.25209 | -0.26002 | -0.2675 | -0.27454 | -0.28119
[10 empty] | 0 | -0.001462 | -0.0030301 | -0.0046929 | -0.0064568 | -0.0083162 | -0.010332 | -0.012518 | -0.014871 | -0.017343 | -0.019919 | -0.022627 | -0.025457 | -0.028512 | -0.031767 | -0.035187 | -0.038251 | -0.04102 | -0.043552 | -0.045879 | -0.048023 | -0.050012 | -0.051863 | -0.053661 | -0.05535 | -0.056941 | -0.05844 | -0.059855
[10 empty] | 0 | -0.0015461 | -0.0032043 | -0.0049628 | -0.0068281 | -0.0087944 | -0.010926 | -0.013238 | -0.015726 | -0.01834 | -0.021065 | -0.023928 | -0.026921 | -0.030152 | -0.033594 | -0.037211 | -0.040451 | -0.043378 | -0.046056 | -0.048517 | -0.050784 | -0.052887 | -0.054846 | -0.056747 | -0.058533 | -0.060215 | -0.061801 | -0.063297
[10 empty] | 0 | -0.0068683 | -0.0073662 | -0.0078118 | -0.0082865 | -0.0087347 | -0.0094703 | -0.01027 | -0.011051 | -0.011614 | -0.012104 | -0.012721 | -0.013294 | -0.014353 | -0.015292 | -0.016066 | -0.015375 | -0.014898 | -0.014635 | -0.014465 | -0.014345 | -0.014358 | -0.014467 | -0.016969 | -0.017042 | -0.017144 | -0.017285 | -0.017453
[10 empty] | 0 | 0 | 0 | 0 | 0 | 0 | 0 | 0 | 0 | 0 | 0 | 0 | 0 | 0 | 0 | 0 | 0 | 0 | 0 | 0 | 0 | 0 | 0 | 0 | 0 | 0 | 0 | 0
[10 empty] | 0 | 0 | 0 | 0 | 0 | 0 | 0 | 0 | 0 | 0 | 0 | 0 | 0 | 0 | 0 | 0 | 0 | 0 | 0 | 0 | 0 | 0 | 0 | 0 | 0 | 0 | 0 | 0
[10 empty] | 0 | 0 | 0 | 0 | 0 | 0 | 0 | 0 | 0 | 0 | 0 | 0 | 0 | 0 | 0 | 0 | 0 | 0 | 0 | 0 | 0 | 0 | 0 | 0 | 0 | 0 | 0 | 0
[10 empty] | 0 | 0 | 0 | 0 | 0 | 0 | 0 | 0 | 0 | 0 | 0 | 0 | 0 | 0 | 0 | 0 | 0 | 0 | 0 | 0 | 0 | 0 | 0 | 0 | 0 | 0 | 0 | 0
[10 empty] | 0 | -0.0039065 | -0.0077701 | -0.011642 | -0.015632 | -0.019766 | -0.024048 | -0.028868 | -0.03429 | -0.040091 | -0.046233 | -0.05277 | -0.058931 | -0.064808 | -0.070446 | -0.075805 | -0.080921 | -0.085837 | -0.090639 | -0.095287 | -0.09973 | -0.10465 | -0.10938 | -0.11382 | -0.11793 | -0.12172 | -0.12521 | -0.12837
[10 empty] | 0 | -0.00083157 | -0.001654 | -0.0024781 | -0.0033274 | -0.0042075 | -0.005119 | -0.006145 | -0.0072992 | -0.0085341 | -0.0098414 | -0.011233 | -0.012544 | -0.013795 | -0.014996 | -0.016136 | -0.017225 | -0.018272 | -0.019294 | -0.020283 | -0.021229 | -0.022277 | -0.023283 | -0.024228 | -0.025104 | -0.025911 | -0.026652 | -0.027326
[10 empty] | 0 | -0.00087939 | -0.0017491 | -0.0026206 | -0.0035188 | -0.0044495 | -0.0054134 | -0.0064984 | -0.0077189 | -0.0090248 | -0.010407 | -0.011879 | -0.013266 | -0.014589 | -0.015858 | -0.017064 | -0.018216 | -0.019322 | -0.020404 | -0.02145 | -0.02245 | -0.023558 | -0.024621 | -0.025621 | -0.026547 | -0.027401 | -0.028185 | -0.028897
[10 empty] | 0 | -0.0039065 | -0.0038635 | -0.0038716 | -0.0039898 | -0.0041345 | -0.0042821 | -0.0048199 | -0.0054218 | -0.0058015 | -0.0061415 | -0.0065373 | -0.0065946 | -0.0066923 | -0.0067929 | -0.0068287 | -0.006882 | -0.0069611 | -0.0071564 | -0.007342 | -0.0074827 | -0.0095084 | -0.0095164 | -0.009433 | -0.0093356 | -0.0092301 | -0.0091208 | -0.0091063
[10 empty] | 0 | -0.043435 | -0.087126 | -0.13108 | -0.1753 | -0.21979 | -0.26456 | -0.30962 | -0.35498 | -0.40063 | -0.44197 | -0.47967 | -0.5143 | -0.54636 | -0.57625 | -0.60436 | -0.63099 | -0.6564 | -0.68084 | -0.7045 | -0.72756 | -0.75017 | -0.77245 | -0.79453 | -0.81649 | -0.83842 | -0.8604 | -0.8825
[10 empty] | 0 | -0.0092459 | -0.018546 | -0.027902 | -0.037315 | -0.046786 | -0.056317 | -0.065909 | -0.075563 | -0.08528 | -0.094081 | -0.10211 | -0.10948 | -0.1163 | -0.12267 | -0.12865 | -0.13432 | -0.13973 | -0.14493 | -0.14997 | -0.15487 | -0.15969 | -0.16443 | -0.16913 | -0.1738 | -0.17847 | -0.18315 | -0.18786
[10 empty] | 0 | -0.0097776 | -0.019613 | -0.029507 | -0.039461 | -0.049476 | -0.059555 | -0.069698 | -0.079908 | -0.090184 | -0.099491 | -0.10798 | -0.11577 | -0.12299 | -0.12972 | -0.13605 | -0.14204 | -0.14776 | -0.15326 | -0.15859 | -0.16378 | -0.16887 | -0.17388 | -0.17885 | -0.1838 | -0.18873 | -0.19368 | -0.19866
[10 empty] | 0 | -0.043435 | -0.043691 | -0.043952 | -0.04422 | -0.044493 | -0.044773 | -0.04506 | -0.045352 | -0.045652 | -0.047548 | -0.049261 | -0.050819 | -0.052245 | -0.053561 | -0.054785 | -0.055931 | -0.06967 | -0.068967 | -0.068698 | -0.068776 | -0.069132 | -0.069707 | -0.070457 | -0.071344 | -0.072341 | -0.075694 | -0.078488
[10 empty] | 0 | -0.0018676 | -0.0036371 | -0.0055604 | -0.0076106 | -0.0097652 | -0.012005 | -0.014313 | -0.016719 | -0.019204 | -0.021752 | -0.02435 | -0.026986 | -0.029495 | -0.031893 | -0.034194 | -0.036409 | -0.038549 | -0.040337 | -0.041826 | -0.04306 | -0.044076 | -0.044907 | -0.045579 | -0.046118 | -0.046542 | -0.046868 | -0.047111
[10 empty] | 0 | -0.00039754 | -0.00077422 | -0.0011836 | -0.0016201 | -0.0020787 | -0.0025554 | -0.0030467 | -0.0035588 | -0.0040878 | -0.0046303 | -0.0051833 | -0.0057444 | -0.0062784 | -0.0067889 | -0.0072787 | -0.0077503 | -0.0082057 | -0.0085864 | -0.0089033 | -0.0091659 | -0.0093822 | -0.0095591 | -0.0097023 | -0.0098169 | -0.0099072 | -0.0099766 | -0.010028
[10 empty] | 0 | -0.0004204 | -0.00081873 | -0.0012517 | -0.0017132 | -0.0021982 | -0.0027023 | -0.0032219 | -0.0037635 | -0.0043229 | -0.0048965 | -0.0054813 | -0.0060747 | -0.0066395 | -0.0071793 | -0.0076972 | -0.0081959 | -0.0086775 | -0.0090801 | -0.0094153 | -0.009693 | -0.0099217 | -0.010109 | -0.01026 | -0.010381 | -0.010477 | -0.01055 | -0.010605
[10 empty] | 0 | -0.0018676 | -0.0017787 | -0.001941 | -0.0020775 | -0.0021918 | -0.0022872 | -0.0023666 | -0.0024759 | -0.0025668 | -0.0026422 | -0.0027042 | -0.0027549 | -0.002641 | -0.0025423 | -0.0024568 | -0.0023824 | -0.0023176 | -0.0022222 | -0.0021293 | -0.0020713 | -0.0020398 | -0.0020279 | -0.0020303 | -0.0020428 | -0.0025516 | -0.0024931 | -0.0025181
[10 empty] | 0 | 0 | 0 | 0 | 0 | 0 | 0 | 0 | 0 | 0 | 0 | 0 | 0 | 0 | 0 | 0 | 0 | 0 | 0 | 0 | 0 | 0 | 0 | 0 | 0 | 0 | 0 | 0
[10 empty] | 0 | 0 | 0 | 0 | 0 | 0 | 0 | 0 | 0 | 0 | 0 | 0 | 0 | 0 | 0 | 0 | 0 | 0 | 0 | 0 | 0 | 0 | 0 | 0 | 0 | 0 | 0 | 0
[10 empty] | 0 | 0 | 0 | 0 | 0 | 0 | 0 | 0 | 0 | 0 | 0 | 0 | 0 | 0 | 0 | 0 | 0 | 0 | 0 | 0 | 0 | 0 | 0 | 0 | 0 | 0 | 0 | 0
[10 empty] | 0 | 0 | 0 | 0 | 0 | 0 | 0 | 0 | 0 | 0 | 0 | 0 | 0 | 0 | 0 | 0 | 0 | 0 | 0 | 0 | 0 | 0 | 0 | 0 | 0 | 0 | 0 | 0
[10 empty] | 0 | -0.65322 | -1.2258 | -1.7393 | -2.2081 | -2.4916 | -2.6547 | -2.7396 | -2.7739 | -2.7757 | -2.7567 | -2.7245 | -2.6841 | -2.6387 | -2.5906 | -2.541 | -2.4908 | -2.4406 | -2.3908 | -2.3416 | -2.2931 | -2.2455 | -2.1987 | -2.1528 | -2.1079 | -2.0638 | -2.0206 | -1.9784
[10 empty] | 0 | -0.098132 | -0.18415 | -0.26129 | -0.33172 | -0.37431 | -0.39881 | -0.41156 | -0.41672 | -0.41699 | -0.41413 | -0.40929 | -0.40322 | -0.39641 | -0.38918 | -0.38173 | -0.37419 | -0.36665 | -0.35917 | -0.35178 | -0.34449 | -0.33734 | -0.33031 | -0.32342 | -0.31666 | -0.31004 | -0.30356 | -0.29721
[10 empty] | 0 | -0.12749 | -0.23925 | -0.33948 | -0.43097 | -0.48631 | -0.51814 | -0.53471 | -0.54141 | -0.54176 | -0.53804 | -0.53175 | -0.52387 | -0.51502 | -0.50563 | -0.49594 | -0.48615 | -0.47636 | -0.46664 | -0.45703 | -0.44757 | -0.43827 | -0.42914 | -0.42019 | -0.41141 | -0.40281 | -0.39439 | -0.38614
[10 empty] | 0 | -0.65322 | -0.58625 | -0.53919 | -0.5052 | -0.52982 | -0.52538 | -0.50806 | -0.59762 | -0.54327 | -0.50959 | -0.48436 | -0.50518 | -0.49727 | -0.47957 | -0.47844 | -0.45989 | -0.44868 | -0.43726 | -0.43722 | -0.42669 | -0.41468 | -0.40611 | -0.39753 | -0.38989 | -0.38115 | -0.37472 | -0.36611
[10 empty] | 0 | -0.012244 | -0.031968 | -0.056077 | -0.082568 | -0.11015 | -0.13799 | -0.16556 | -0.18197 | -0.19114 | -0.19561 | -0.19704 | -0.19653 | -0.19477 | -0.19223 | -0.18921 | -0.1859 | -0.18244 | -0.1789 | -0.17533 | -0.17178 | -0.16826 | -0.16479 | -0.16137 | -0.15802 | -0.15472 | -0.15149 | -0.14833
[10 empty] | 0 | -0.0018394 | -0.0048025 | -0.0084243 | -0.012404 | -0.016547 | -0.020729 | -0.024871 | -0.027337 | -0.028715 | -0.029386 | -0.029601 | -0.029524 | -0.02926 | -0.028878 | -0.028424 | -0.027927 | -0.027407 | -0.026875 | -0.02634 | -0.025806 | -0.025278 | -0.024756 | -0.024243 | -0.023739 | -0.023244 | -0.022759 | -0.022283
[10 empty] | 0 | -0.0023898 | -0.0062395 | -0.010945 | -0.016115 | -0.021498 | -0.026932 | -0.032313 | -0.035517 | -0.037306 | -0.038179 | -0.038458 | -0.038358 | -0.038014 | -0.037519 | -0.036929 | -0.036284 | -0.035608 | -0.034917 | -0.034221 | -0.033528 | -0.032841 | -0.032164 | -0.031497 | -0.030842 | -0.030199 | -0.029568 | -0.02895
[10 empty] | 0 | -0.012244 | -0.01998 | -0.024778 | -0.027664 | -0.029308 | -0.030145 | -0.03046 | -0.023401 | -0.021018 | -0.020841 | -0.023513 | -0.025049 | -0.025849 | -0.026172 | -0.024165 | -0.022046 | -0.020532 | -0.019133 | -0.019386 | -0.020126 | -0.021156 | -0.021079 | -0.020307 | -0.019295 | -0.01786 | -0.016972 | -0.016695
[10 empty] | 0 | -0.317 | -0.634 | -0.951 | -1.268 | -1.4797 | -1.6211 | -1.7157 | -1.7791 | -1.8217 | -1.8504 | -1.8699 | -1.8832 | -1.8924 | -1.8989 | -1.9035 | -1.907 | -1.9096 | -1.9116 | -1.9133 | -1.9148 | -1.9161 | -1.9173 | -1.9185 | -1.9195 | -1.9206 | -1.9216 | -1.9226
[10 empty] | 0 | -0.047622 | -0.095244 | -0.14287 | -0.19049 | -0.22229 | -0.24353 | -0.25775 | -0.26727 | -0.27367 | -0.27799 | -0.28091 | -0.28291 | -0.2843 | -0.28527 | -0.28597 | -0.28648 | -0.28687 | -0.28718 | -0.28744 | -0.28766 | -0.28786 | -0.28804 | -0.28821 | -0.28837 | -0.28853 | -0.28868 | -0.28884
[10 empty] | 0 | -0.061871 | -0.12374 | -0.18561 | -0.24749 | -0.2888 | -0.3164 | -0.33487 | -0.34724 | -0.35556 | -0.36117 | -0.36497 | -0.36757 | -0.36936 | -0.37062 | -0.37153 | -0.3722 | -0.37271 | -0.37311 | -0.37344 | -0.37373 | -0.37399 | -0.37422 | -0.37444 | -0.37465 | -0.37486 | -0.37506 | -0.37526
[10 empty] | 0 | -0.317 | -0.317 | -0.317 | -0.317 | -0.31733 | -0.31755 | -0.31769 | -0.38041 | -0.35971 | -0.34598 | -0.33688 | -0.35178 | -0.35479 | -0.35221 | -0.35982 | -0.35338 | -0.35147 | -0.35025 | -0.35671 | -0.35652 | -0.35466 | -0.35502 | -0.35464 | -0.35522 | -0.35512 | -0.3567 | -0.35631
[10 empty] | 0 | -0.16458 | -0.32498 | -0.48128 | -0.63356 | -0.78189 | -0.89547 | -0.98165 | -1.0462 | -1.0938 | -1.128 | -1.1516 | -1.167 | -1.1759 | -1.1796 | -1.1794 | -1.1761 | -1.1704 | -1.1628 | -1.1538 | -1.1437 | -1.1327 | -1.1212 | -1.1092 | -1.0969 | -1.0843 | -1.0717 | -1.0589
[10 empty] | 0 | -0.024725 | -0.048821 | -0.072302 | -0.095178 | -0.11746 | -0.13452 | -0.14747 | -0.15717 | -0.16432 | -0.16946 | -0.17301 | -0.17531 | -0.17665 | -0.17721 | -0.17718 | -0.17669 | -0.17583 | -0.17469 | -0.17333 | -0.17181 | -0.17017 | -0.16843 | -0.16663 | -0.16478 | -0.1629 | -0.16099 | -0.15908
[10 empty] | 0 | -0.032123 | -0.063429 | -0.093935 | -0.12366 | -0.15261 | -0.17478 | -0.1916 | -0.2042 | -0.21349 | -0.22016 | -0.22477 | -0.22777 | -0.2295 | -0.23024 | -0.2302 | -0.22955 | -0.22844 | -0.22695 | -0.22519 | -0.22322 | -0.22109 | -0.21883 | -0.21649 | -0.21408 | -0.21164 | -0.20917 | -0.20668
[10 empty] | 0 | -0.16458 | -0.16249 | -0.16043 | -0.15839 | -0.15638 | -0.15439 | -0.15243 | -0.15049 | -0.14858 | -0.1467 | -0.1828 | -0.17298 | -0.16486 | -0.15809 | -0.15239 | -0.15466 | -0.15461 | -0.15305 | -0.15055 | -0.1475 | -0.15428 | -0.14913 | -0.14514 | -0.1418 | -0.13882 | -0.13956 | -0.13865
[10 empty] | 0 | -0.089939 | -0.25143 | -0.46977 | -0.73325 | -1.0325 | -1.36 | -1.7098 | -2.0771 | -2.4582 | -2.7613 | -3.0021 | -3.1931 | -3.3445 | -3.4641 | -3.5583 | -3.6323 | -3.6902 | -3.7352 | -3.7698 | -3.7962 | -3.816 | -3.8306 | -3.841 | -3.8481 | -3.8525 | -3.8547 | -3.8553
[10 empty] | 0 | -0.013511 | -0.037771 | -0.070573 | -0.11015 | -0.15511 | -0.20431 | -0.25686 | -0.31205 | -0.36929 | -0.41482 | -0.451 | -0.4797 | -0.50243 | -0.5204 | -0.53456 | -0.54568 | -0.55437 | -0.56112 | -0.56633 | -0.5703 | -0.57328 | -0.57547 | -0.57703 | -0.57809 | -0.57875 | -0.57909 | -0.57917
[10 empty] | 0 | -0.017554 | -0.049073 | -0.091689 | -0.14311 | -0.20152 | -0.26544 | -0.33372 | -0.40541 | -0.47979 | -0.53894 | -0.58594 | -0.62323 | -0.65277 | -0.67611 | -0.69451 | -0.70895 | -0.72025 | -0.72902 | -0.73578 | -0.74094 | -0.74481 | -0.74766 | -0.74969 | -0.75106 | -0.75192 | -0.75236 | -0.75247
[10 empty] | 0 | -0.089939 | -0.16163 | -0.21875 | -0.26423 | -0.30041 | -0.32916 | -0.35199 | -0.37008 | -0.38438 | -0.32474 | -0.29124 | -0.27575 | -0.27233 | -0.27674 | -0.30898 | -0.33459 | -0.35491 | -0.371 | -0.36973 | -0.36022 | -0.34806 | -0.33647 | -0.32712 | -0.30706 | -0.30276 | -0.30794 | -0.31833
[10 empty] | 0 | -0.079077 | -0.15484 | -0.2274 | -0.29686 | -0.3633 | -0.40312 | -0.42564 | -0.43693 | -0.44097 | -0.44035 | -0.43675 | -0.43127 | -0.42464 | -0.41731 | -0.40959 | -0.40169 | -0.39371 | -0.38575 | -0.37786 | -0.37007 | -0.3624 | -0.35487 | -0.34747 | -0.34022 | -0.33311 | -0.32615 | -0.31933
[10 empty] | 0 | -0.01188 | -0.023262 | -0.034162 | -0.044596 | -0.054578 | -0.06056 | -0.063943 | -0.065639 | -0.066247 | -0.066153 | -0.065612 | -0.064789 | -0.063793 | -0.062692 | -0.061533 | -0.060344 | -0.059146 | -0.057951 | -0.056765 | -0.055595 | -0.054443 | -0.053311 | -0.0522 | -0.051111 | -0.050043 | -0.048997 | -0.047972
[10 empty] | 0 | -0.015434 | -0.030222 | -0.044384 | -0.05794 | -0.070908 | -0.078681 | -0.083075 | -0.08528 | -0.086068 | -0.085947 | -0.085244 | -0.084175 | -0.08288 | -0.08145 | -0.079944 | -0.0784 | -0.076844 | -0.07529 | -0.07375 | -0.07223 | -0.070733 | -0.069262 | -0.067819 | -0.066404 | -0.065016 | -0.063657 | -0.062325
[10 empty] | 0 | -0.079077 | -0.077422 | -0.075801 | -0.074214 | -0.07266 | -0.071139 | -0.06965 | -0.068192 | -0.079952 | -0.073974 | -0.069617 | -0.066326 | -0.06374 | -0.065579 | -0.064987 | -0.063294 | -0.063401 | -0.059779 | -0.058215 | -0.05718 | -0.056102 | -0.05616 | -0.054713 | -0.053113 | -0.052053 | -0.050416 | -0.049696
[10 empty] | 0 | 0 | 0 | 0 | 0 | 0 | 0 | 0 | 0 | 0 | 0 | 0 | 0 | 0 | 0 | 0 | 0 | 0 | 0 | 0 | 0 | 0 | 0 | 0 | 0 | 0 | 0 | 0
[10 empty] | 0 | 0 | 0 | 0 | 0 | 0 | 0 | 0 | 0 | 0 | 0 | 0 | 0 | 0 | 0 | 0 | 0 | 0 | 0 | 0 | 0 | 0 | 0 | 0 | 0 | 0 | 0 | 0
[10 empty] | 0 | 0 | 0 | 0 | 0 | 0 | 0 | 0 | 0 | 0 | 0 | 0 | 0 | 0 | 0 | 0 | 0 | 0 | 0 | 0 | 0 | 0 | 0 | 0 | 0 | 0 | 0 | 0
[10 empty] | 0 | 0 | 0 | 0 | 0 | 0 | 0 | 0 | 0 | 0 | 0 | 0 | 0 | 0 | 0 | 0 | 0 | 0 | 0 | 0 | 0 | 0 | 0 | 0 | 0 | 0 | 0 | 0
[10 empty] | 0 | -0.01531 | -0.032839 | -0.053219 | -0.076116 | -0.10184 | -0.13325 | -0.1649 | -0.20635 | -0.25405 | -0.30746 | -0.36546 | -0.43068 | -0.4937 | -0.57135 | -0.6548 | -0.7447 | -0.84231 | -0.94795 | -1.0569 | -1.1855 | -1.3379 | -1.5176 | -1.7231 | -1.9584 | -2.2257 | -2.5295 | -2.8747
[10 empty] | 0 | -0.0023 | -0.0049333 | -0.007995 | -0.011435 | -0.015299 | -0.020018 | -0.024772 | -0.030999 | -0.038165 | -0.04619 | -0.054903 | -0.064701 | -0.074168 | -0.085833 | -0.098369 | -0.11187 | -0.12654 | -0.14241 | -0.15878 | -0.17809 | -0.20099 | -0.22798 | -0.25886 | -0.2942 | -0.33437 | -0.38 | -0.43186
[10 empty] | 0 | -0.0029881 | -0.0064094 | -0.010387 | -0.014856 | -0.019877 | -0.026008 | -0.032184 | -0.040274 | -0.049584 | -0.06001 | -0.07133 | -0.08406 | -0.096359 | -0.11152 | -0.1278 | -0.14535 | -0.1644 | -0.18502 | -0.20629 | -0.23138 | -0.26113 | -0.2962 | -0.33631 | -0.38223 | -0.43441 | -0.4937 | -0.56108
[10 empty] | 0 | -0.01531 | -0.017529 | -0.02038 | -0.022897 | -0.025722 | -0.031414 | -0.031646 | -0.041448 | -0.0477 | -0.05648 | -0.063954 | -0.074062 | -0.074667 | -0.092117 | -0.10532 | -0.1143 | -0.12618 | -0.13869 | -0.14743 | -0.17361 | -0.20337 | -0.23791 | -0.27217 | -0.31199 | -0.35352 | -0.4006 | -0.45054
[10 empty] | 0 | -0.075334 | -0.15043 | -0.22528 | -0.29989 | -0.37427 | -0.4484 | -0.5223 | -0.59596 | -0.66938 | -0.74257 | -0.80492 | -0.85802 | -0.90318 | -0.94156 | -0.97414 | -1.0017 | -1.0251 | -1.0448 | -1.0614 | -1.0754 | -1.087 | -1.0968 | -1.1048 | -1.1114 | -1.1168 | -1.1212 | -1.1247
[10 empty] | 0 | -0.011317 | -0.022598 | -0.033843 | -0.045052 | -0.056225 | -0.067363 | -0.078464 | -0.08953 | -0.10056 | -0.11155 | -0.12092 | -0.1289 | -0.13568 | -0.14145 | -0.14634 | -0.15049 | -0.154 | -0.15696 | -0.15946 | -0.16155 | -0.1633 | -0.16476 | -0.16597 | -0.16697 | -0.16778 | -0.16843 | -0.16895
[10 empty] | 0 | -0.014704 | -0.02936 | -0.04397 | -0.058533 | -0.073049 | -0.087518 | -0.10194 | -0.11632 | -0.13065 | -0.14493 | -0.1571 | -0.16747 | -0.17628 | -0.18377 | -0.19013 | -0.19552 | -0.20008 | -0.20393 | -0.20717 | -0.20989 | -0.21217 | -0.21406 | -0.21563 | -0.21693 | -0.21798 | -0.21883 | -0.21951
[10 empty] | 0 | -0.075334 | -0.075214 | -0.075094 | -0.074973 | -0.074853 | -0.074734 | -0.074614 | -0.074495 | -0.074376 | -0.074257 | -0.074138 | -0.074019 | -0.073901 | -0.073782 | -0.073664 | -0.073547 | -0.073429 | -0.094671 | -0.091473 | -0.08872 | -0.086347 | -0.084299 | -0.08253 | -0.081 | -0.079674 | -0.078522 | -0.07752
[10 empty] | 0 | -0.075261 | -0.15028 | -0.22506 | -0.2996 | -0.3739 | -0.44797 | -0.52179 | -0.58475 | -0.6384 | -0.6841 | -0.72298 | -0.75604 | -0.7841 | -0.80791 | -0.82805 | -0.84508 | -0.85943 | -0.87149 | -0.8816 | -0.89003 | -0.89703 | -0.9028 | -0.90752 | -0.91135 | -0.91441 | -0.91681 | -0.91865
[10 empty] | 0 | -0.011306 | -0.022576 | -0.033811 | -0.045009 | -0.056171 | -0.067297 | -0.078388 | -0.087845 | -0.095906 | -0.10277 | -0.10861 | -0.11358 | -0.11779 | -0.12137 | -0.1244 | -0.12695 | -0.12911 | -0.13092 | -0.13244 | -0.13371 | -0.13476 | -0.13563 | -0.13634 | -0.13691 | -0.13737 | -0.13773 | -0.13801
[10 empty] | 0 | -0.014689 | -0.029332 | -0.043927 | -0.058476 | -0.072978 | -0.087433 | -0.10184 | -0.11413 | -0.1246 | -0.13352 | -0.14111 | -0.14756 | -0.15304 | -0.15769 | -0.16162 | -0.16494 | -0.16774 | -0.1701 | -0.17207 | -0.17371 | -0.17508 | -0.17621 | -0.17713 | -0.17788 | -0.17847 | -0.17894 | -0.1793
[10 empty] | 0 | -0.075261 | -0.075141 | -0.07502 | -0.0749 | -0.074781 | -0.074661 | -0.074541 | -0.074422 | -0.074303 | -0.074184 | -0.074066 | -0.073947 | -0.073829 | -0.073711 | -0.095034 | -0.091824 | -0.08906 | -0.086678 | -0.084623 | -0.082847 | -0.081311 | -0.083009 | -0.084008 | -0.084473 | -0.084534 | -0.084296 | -0.083841
[10 empty] | 0 | -0.0094137 | -0.018797 | -0.028151 | -0.037474 | -0.044897 | -0.050802 | -0.055494 | -0.059219 | -0.062169 | -0.064502 | -0.066342 | -0.067787 | -0.068918 | -0.069798 | -0.070477 | -0.070996 | -0.071387 | -0.071675 | -0.071883 | -0.072025 | -0.072115 | -0.072163 | -0.072179 | -0.072168 | -0.072136 | -0.072087 | -0.072025
[10 empty] | 0 | -0.0014142 | -0.0028239 | -0.004229 | -0.0056297 | -0.0067448 | -0.0076319 | -0.0083368 | -0.0088963 | -0.0093396 | -0.00969 | -0.0099664 | -0.010184 | -0.010353 | -0.010486 | -0.010588 | -0.010666 | -0.010724 | -0.010768 | -0.010799 | -0.01082 | -0.010834 | -0.010841 | -0.010843 | -0.010842 | -0.010837 | -0.01083 | -0.01082
[10 empty] | 0 | -0.0018373 | -0.0036688 | -0.0054944 | -0.0073142 | -0.0087629 | -0.0099154 | -0.010831 | -0.011558 | -0.012134 | -0.012589 | -0.012948 | -0.013231 | -0.013451 | -0.013623 | -0.013756 | -0.013857 | -0.013933 | -0.013989 | -0.01403 | -0.014058 | -0.014075 | -0.014085 | -0.014088 | -0.014086 | -0.014079 | -0.01407 | -0.014058
[10 empty] | 0 | -0.0094137 | -0.0093986 | -0.0093836 | -0.0093686 | -0.0093536 | -0.0093386 | -0.0093237 | -0.0093088 | -0.0092939 | -0.011711 | -0.011207 | -0.010801 | -0.010474 | -0.010693 | -0.010768 | -0.010747 | -0.010665 | -0.010643 | -0.01127 | -0.011011 | -0.010814 | -0.010673 | -0.010825 | -0.010858 | -0.010821 | -0.010747 | -0.010734
[10 empty] | 0 | -0.20314 | -0.40792 | -1.4734 | -2.5478 | -3.6313 | -4.7243 | -5.8271 | -6.9398 | -8.0763 | -9.2359 | -10.2955 | -11.2712 | -12.1768 | -13.0244 | -13.8243 | -14.8315 | -15.7745 | -16.4142 | -17.0446 | -17.6693 | -18.2915 | -18.914 | -19.5393 | -20.1697 | -20.807 | -21.453 | -22.1093
[10 empty] | 0 | -0.030518 | -0.061282 | -0.22134 | -0.38274 | -0.54553 | -0.70973 | -0.87539 | -1.0425 | -1.2133 | -1.3875 | -1.5467 | -1.6932 | -1.8293 | -1.9566 | -2.0768 | -2.2281 | -2.3698 | -2.4659 | -2.5606 | -2.6544 | -2.7479 | -2.8414 | -2.9354 | -3.03 | -3.1258 | -3.2228 | -3.3214
[10 empty] | 0 | -0.039649 | -0.079618 | -0.28757 | -0.49727 | -0.70876 | -0.92209 | -1.1373 | -1.3545 | -1.5763 | -1.8027 | -2.0095 | -2.1999 | -2.3766 | -2.5421 | -2.6982 | -2.8948 | -3.0788 | -3.2037 | -3.3267 | -3.4487 | -3.5701 | -3.6916 | -3.8137 | -3.9367 | -4.0611 | -4.1872 | -4.3152
[10 empty] | 0 | -0.20314 | -0.20478 | -1.0655 | -1.0744 | -1.0836 | -1.093 | -1.1027 | -1.1127 | -1.1655 | -1.2138 | -1.2582 | -1.2994 | -1.3379 | -1.3742 | -1.4088 | -1.7474 | -1.7443 | -1.7508 | -1.7651 | -1.7856 | -1.8111 | -1.8407 | -1.8737 | -1.9654 | -2.0448 | -2.1155 | -2.1801
[10 empty] | 0 | -0.023358 | -0.046721 | -0.070089 | -0.093461 | -0.11684 | -0.14022 | -0.16361 | -0.18454 | -0.20329 | -0.22011 | -0.2352 | -0.24876 | -0.26097 | -0.27196 | -0.28189 | -0.29086 | -0.29898 | -0.30635 | -0.31306 | -0.31917 | -0.32475 | -0.32987 | -0.33457 | -0.3389 | -0.34291 | -0.34663 | -0.35009
[10 empty] | 0 | -0.0035091 | -0.0070188 | -0.010529 | -0.01404 | -0.017552 | -0.021065 | -0.024578 | -0.027723 | -0.03054 | -0.033066 | -0.035334 | -0.037371 | -0.039205 | -0.040857 | -0.042347 | -0.043695 | -0.044916 | -0.046023 | -0.04703 | -0.047948 | -0.048787 | -0.049556 | -0.050262 | -0.050913 | -0.051515 | -0.052073 | -0.052593
[10 empty] | 0 | -0.004559 | -0.009119 | -0.01368 | -0.018242 | -0.022804 | -0.027368 | -0.031932 | -0.036018 | -0.039678 | -0.04296 | -0.045906 | -0.048553 | -0.050935 | -0.053081 | -0.055018 | -0.056769 | -0.058355 | -0.059794 | -0.061102 | -0.062295 | -0.063385 | -0.064383 | -0.065301 | -0.066147 | -0.066929 | -0.067654 | -0.068329
[10 empty] | 0 | -0.023358 | -0.023363 | -0.023368 | -0.023372 | -0.023377 | -0.023381 | -0.023386 | -0.023528 | -0.023655 | -0.02377 | -0.023872 | -0.023964 | -0.024047 | -0.024122 | -0.024205 | -0.024294 | -0.031579 | -0.030874 | -0.030259 | -0.029722 | -0.029254 | -0.028847 | -0.028496 | -0.029036 | -0.029434 | -0.029716 | -0.029904
[10 empty] | 0 | -0.0032173 | -0.0064242 | -0.0096209 | -0.012807 | -0.015984 | -0.01915 | -0.022305 | -0.025451 | -0.028587 | -0.031712 | -0.034828 | -0.037933 | -0.041028 | -0.044114 | -0.047189 | -0.050254 | -0.053025 | -0.055527 | -0.057787 | -0.059826 | -0.061665 | -0.063322 | -0.064815 | -0.066158 | -0.067365 | -0.068449 | -0.069421
[10 empty] | 0 | -0.00048332 | -0.0009651 | -0.0014453 | -0.001924 | -0.0024012 | -0.0028768 | -0.0033509 | -0.0038235 | -0.0042945 | -0.0047641 | -0.0052321 | -0.0056986 | -0.0061636 | -0.0066271 | -0.0070891 | -0.0075496 | -0.0079658 | -0.0083418 | -0.0086812 | -0.0089876 | -0.0092638 | -0.0095128 | -0.009737 | -0.0099388 | -0.01012 | -0.010283 | -0.010429
[10 empty] | 0 | -0.00062794 | -0.0012539 | -0.0018778 | -0.0024997 | -0.0031196 | -0.0037376 | -0.0043535 | -0.0049675 | -0.0055795 | -0.0061895 | -0.0067976 | -0.0074037 | -0.0080078 | -0.00861 | -0.0092103 | -0.0098085 | -0.010349 | -0.010838 | -0.011279 | -0.011677 | -0.012036 | -0.012359 | -0.01265 | -0.012913 | -0.013148 | -0.01336 | -0.013549
[10 empty] | 0 | -0.0032173 | -0.0032121 | -0.003207 | -0.0032018 | -0.0031967 | -0.0031916 | -0.0031865 | -0.0031814 | -0.0031763 | -0.0031712 | -0.0031661 | -0.0031611 | -0.003156 | -0.003151 | -0.0031459 | -0.0031409 | -0.0031359 | -0.0031309 | -0.0031258 | -0.0031208 | -0.0031158 | -0.0031109 | -0.0031059 | -0.0031009 | -0.003096 | -0.003091 | -0.0030861
[10 empty] | 0 | 0 | 0 | 0 | 0 | 0 | 0 | 0 | 0 | 0 | 0 | 0 | 0 | 0 | 0 | 0 | 0 | 0 | 0 | 0 | 0 | 0 | 0 | 0 | 0 | 0 | 0 | 0
[10 empty] | 0 | 0 | 0 | 0 | 0 | 0 | 0 | 0 | 0 | 0 | 0 | 0 | 0 | 0 | 0 | 0 | 0 | 0 | 0 | 0 | 0 | 0 | 0 | 0 | 0 | 0 | 0 | 0
[10 empty] | 0 | 0 | 0 | 0 | 0 | 0 | 0 | 0 | 0 | 0 | 0 | 0 | 0 | 0 | 0 | 0 | 0 | 0 | 0 | 0 | 0 | 0 | 0 | 0 | 0 | 0 | 0 | 0
[10 empty] | 0 | 0 | 0 | 0 | 0 | 0 | 0 | 0 | 0 | 0 | 0 | 0 | 0 | 0 | 0 | 0 | 0 | 0 | 0 | 0 | 0 | 0 | 0 | 0 | 0 | 0 | 0 | 0
[10 empty] | 0 | 0 | 0 | 0 | 0 | 0 | 0 | 0 | 0 | 0 | 0 | 0 | 0 | 0 | 0 | 0 | 0 | 0 | 0 | 0 | 0 | 0 | 0 | 0 | 0 | 0 | 0 | 0
[10 empty] | 0 | 0 | 0 | 0 | 0 | 0 | 0 | 0 | 0 | 0 | 0 | 0 | 0 | 0 | 0 | 0 | 0 | 0 | 0 | 0 | 0 | 0 | 0 | 0 | 0 | 0 | 0 | 0
[10 empty] | 0 | 0 | 0 | 0 | 0 | 0 | 0 | 0 | 0 | 0 | 0 | 0 | 0 | 0 | 0 | 0 | 0 | 0 | 0 | 0 | 0 | 0 | 0 | 0 | 0 | 0 | 0 | 0
[10 empty] | 0 | 0 | 0 | 0 | 0 | 0 | 0 | 0 | 0 | 0 | 0 | 0 | 0 | 0 | 0 | 0 | 0 | 0 | 0 | 0 | 0 | 0 | 0 | 0 | 0 | 0 | 0 | 0
[10 empty] | 0 | 0 | 0 | 0 | 0 | 0 | 0 | 0 | 0 | 0 | 0 | 0 | 0 | 0 | 0 | 0 | 0 | 0 | 0 | 0 | 0 | 0 | 0 | 0 | 0 | 0 | 0 | 0
[10 empty] | 0 | 0 | 0 | 0 | 0 | 0 | 0 | 0 | 0 | 0 | 0 | 0 | 0 | 0 | 0 | 0 | 0 | 0 | 0 | 0 | 0 | 0 | 0 | 0 | 0 | 0 | 0 | 0
[10 empty] | 0 | 0 | 0 | 0 | 0 | 0 | 0 | 0 | 0 | 0 | 0 | 0 | 0 | 0 | 0 | 0 | 0 | 0 | 0 | 0 | 0 | 0 | 0 | 0 | 0 | 0 | 0 | 0
[10 empty] | 0 | 0 | 0 | 0 | 0 | 0 | 0 | 0 | 0 | 0 | 0 | 0 | 0 | 0 | 0 | 0 | 0 | 0 | 0 | 0 | 0 | 0 | 0 | 0 | 0 | 0 | 0 | 0
[10 empty] | 0 | 0 | 0 | 0 | 0 | 0 | 0 | 0 | 0 | 0 | 0 | 0 | 0 | 0 | 0 | 0 | 0 | 0 | 0 | 0 | 0 | 0 | 0 | 0 | 0 | 0 | 0 | 0
[10 empty] | 0 | 0 | 0 | 0 | 0 | 0 | 0 | 0 | 0 | 0 | 0 | 0 | 0 | 0 | 0 | 0 | 0 | 0 | 0 | 0 | 0 | 0 | 0 | 0 | 0 | 0 | 0 | 0
[10 empty] | 0 | 0 | 0 | 0 | 0 | 0 | 0 | 0 | 0 | 0 | 0 | 0 | 0 | 0 | 0 | 0 | 0 | 0 | 0 | 0 | 0 | 0 | 0 | 0 | 0 | 0 | 0 | 0
[10 empty] | 0 | 0 | 0 | 0 | 0 | 0 | 0 | 0 | 0 | 0 | 0 | 0 | 0 | 0 | 0 | 0 | 0 | 0 | 0 | 0 | 0 | 0 | 0 | 0 | 0 | 0 | 0 | 0
[10 empty] | 0 | 0 | 0 | 0 | 0 | 0 | 0 | 0 | 0 | 0 | 0 | 0 | 0 | 0 | 0 | 0 | 0 | 0 | 0 | 0 | 0 | 0 | 0 | 0 | 0 | 0 | 0 | 0
[10 empty] | 0 | 0 | 0 | 0 | 0 | 0 | 0 | 0 | 0 | 0 | 0 | 0 | 0 | 0 | 0 | 0 | 0 | 0 | 0 | 0 | 0 | 0 | 0 | 0 | 0 | 0 | 0 | 0
[10 empty] | 0 | 0 | 0 | 0 | 0 | 0 | 0 | 0 | 0 | 0 | 0 | 0 | 0 | 0 | 0 | 0 | 0 | 0 | 0 | 0 | 0 | 0 | 0 | 0 | 0 | 0 | 0 | 0
[10 empty] | 0 | 0 | 0 | 0 | 0 | 0 | 0 | 0 | 0 | 0 | 0 | 0 | 0 | 0 | 0 | 0 | 0 | 0 | 0 | 0 | 0 | 0 | 0 | 0 | 0 | 0 | 0 | 0
[10 empty] | 0 | 0 | 0 | 0 | 0 | 0 | 0 | 0 | 0 | 0 | 0 | 0 | 0 | 0 | 0 | 0 | 0 | 0 | 0 | 0 | 0 | 0 | 0 | 0 | 0 | 0 | 0 | 0
[10 empty] | 0 | 0 | 0 | 0 | 0 | 0 | 0 | 0 | 0 | 0 | 0 | 0 | 0 | 0 | 0 | 0 | 0 | 0 | 0 | 0 | 0 | 0 | 0 | 0 | 0 | 0 | 0 | 0
[10 empty] | 0 | 0 | 0 | 0 | 0 | 0 | 0 | 0 | 0 | 0 | 0 | 0 | 0 | 0 | 0 | 0 | 0 | 0 | 0 | 0 | 0 | 0 | 0 | 0 | 0 | 0 | 0 | 0
[10 empty] | 0 | 0 | 0 | 0 | 0 | 0 | 0 | 0 | 0 | 0 | 0 | 0 | 0 | 0 | 0 | 0 | 0 | 0 | 0 | 0 | 0 | 0 | 0 | 0 | 0 | 0 | 0 | 0
[10 empty] | 0 | 0 | 0 | 0 | 0 | 0 | 0 | 0 | 0 | 0 | 0 | 0 | 0 | 0 | 0 | 0 | 0 | 0 | 0 | 0 | 0 | 0 | 0 | 0 | 0 | 0 | 0 | 0
[10 empty] | 0 | 0 | 0 | 0 | 0 | 0 | 0 | 0 | 0 | 0 | 0 | 0 | 0 | 0 | 0 | 0 | 0 | 0 | 0 | 0 | 0 | 0 | 0 | 0 | 0 | 0 | 0 | 0
[10 empty] | 0 | 0 | 0 | 0 | 0 | 0 | 0 | 0 | 0 | 0 | 0 | 0 | 0 | 0 | 0 | 0 | 0 | 0 | 0 | 0 | 0 | 0 | 0 | 0 | 0 | 0 | 0 | 0
[10 empty] | 0 | 0 | 0 | 0 | 0 | 0 | 0 | 0 | 0 | 0 | 0 | 0 | 0 | 0 | 0 | 0 | 0 | 0 | 0 | 0 | 0 | 0 | 0 | 0 | 0 | 0 | 0 | 0
[10 empty] | 0 | 0 | 0 | 0 | 0 | 0 | 0 | 0 | 0 | 0 | 0 | 0 | 0 | 0 | 0 | 0 | 0 | 0 | 0 | 0 | 0 | 0 | 0 | 0 | 0 | 0 | 0 | 0
[10 empty] | 0 | 0 | 0 | 0 | 0 | 0 | 0 | 0 | 0 | 0 | 0 | 0 | 0 | 0 | 0 | 0 | 0 | 0 | 0 | 0 | 0 | 0 | 0 | 0 | 0 | 0 | 0 | 0
[10 empty] | 0 | 0 | 0 | 0 | 0 | 0 | 0 | 0 | 0 | 0 | 0 | 0 | 0 | 0 | 0 | 0 | 0 | 0 | 0 | 0 | 0 | 0 | 0 | 0 | 0 | 0 | 0 | 0
[10 empty] | 0 | 0 | 0 | 0 | 0 | 0 | 0 | 0 | 0 | 0 | 0 | 0 | 0 | 0 | 0 | 0 | 0 | 0 | 0 | 0 | 0 | 0 | 0 | 0 | 0 | 0 | 0 | 0
[10 empty] | 0 | 0 | 0 | 0 | 0 | 0 | 0 | 0 | 0 | 0 | 0 | 0 | 0 | 0 | 0 | 0 | 0 | 0 | 0 | 0 | 0 | 0 | 0 | 0 | 0 | 0 | 0 | 0
[10 empty] | 0 | 0 | 0 | 0 | 0 | 0 | 0 | 0 | 0 | 0 | 0 | 0 | 0 | 0 | 0 | 0 | 0 | 0 | 0 | 0 | 0 | 0 | 0 | 0 | 0 | 0 | 0 | 0
[10 empty] | 0 | 0 | 0 | 0 | 0 | 0 | 0 | 0 | 0 | 0 | 0 | 0 | 0 | 0 | 0 | 0 | 0 | 0 | 0 | 0 | 0 | 0 | 0 | 0 | 0 | 0 | 0 | 0
[10 empty] | 0 | 0 | 0 | 0 | 0 | 0 | 0 | 0 | 0 | 0 | 0 | 0 | 0 | 0 | 0 | 0 | 0 | 0 | 0 | 0 | 0 | 0 | 0 | 0 | 0 | 0 | 0 | 0
[10 empty] | 0 | -0.10383 | -0.33097 | -0.48392 | -0.62548 | -0.74731 | -0.83203 | -0.92593 | -1.0454 | -1.1851 | -1.3481 | -1.5147 | -1.7033 | -1.9059 | -2.1268 | -2.3405 | -2.5695 | -2.8029 | -3.0471 | -3.2727 | -3.5092 | -3.7453 | -4.0118 | -4.268 | -4.5477 | -4.8378 | -5.1369 | -5.403
[10 empty] | 0 | 0 | 0 | 0 | 0 | 0 | 0 | 0 | 0 | 0 | 0 | 0 | 0 | 0 | 0 | 0 | 0 | 0 | 0 | 0 | 0 | 0 | 0 | 0 | 0 | 0 | 0 | 0
[10 empty] | 0 | 0 | 0 | 0 | 0 | 0 | 0 | 0 | 0 | 0 | 0 | 0 | 0 | 0 | 0 | 0 | 0 | 0 | 0 | 0 | 0 | 0 | 0 | 0 | 0 | 0 | 0 | 0
[10 empty] | 0 | -0.10383 | -0.22714 | -0.15295 | -0.14156 | -0.12183 | -0.084718 | -0.093898 | -0.11942 | -0.13977 | -0.16297 | -0.16659 | -0.18862 | -0.20262 | -0.22088 | -0.21371 | -0.22898 | -0.23339 | -0.24423 | -0.22559 | -0.23647 | -0.23617 | -0.27589 | -0.28543 | -0.32021 | -0.3397 | -0.35534 | -0.32494
[10 empty] | 0 | -0.00037951 | -0.00076655 | -0.0011786 | -0.0016147 | -0.018724 | -0.036287 | -0.054312 | -0.07281 | -0.091792 | -0.11127 | -0.13126 | -0.15176 | -0.17279 | -0.19652 | -0.22271 | -0.25115 | -0.28168 | -0.31178 | -0.34162 | -0.37132 | -0.40543 | -0.43914 | -0.47256 | -0.50586 | -0.53429 | -0.56338 | -0.59316
[10 empty] | 0 | -0.00014875 | -0.00030044 | -0.00046193 | -0.00063288 | -0.0073389 | -0.014222 | -0.021287 | -0.028538 | -0.035977 | -0.04361 | -0.051445 | -0.059481 | -0.067726 | -0.077025 | -0.087288 | -0.098436 | -0.1104 | -0.1222 | -0.13389 | -0.14554 | -0.15891 | -0.17212 | -0.18522 | -0.19827 | -0.20941 | -0.22082 | -0.23249
[10 empty] | 0 | -0.00010368 | -0.00020941 | -0.00032197 | -0.00044113 | -0.0051153 | -0.0099131 | -0.014837 | -0.019891 | -0.025076 | -0.030397 | -0.035857 | -0.041459 | -0.047205 | -0.053687 | -0.060841 | -0.068611 | -0.076952 | -0.085175 | -0.093326 | -0.10144 | -0.11076 | -0.11997 | -0.1291 | -0.13819 | -0.14596 | -0.15391 | -0.16205
[10 empty] | 0 | -0.00037951 | -0.00038704 | -0.00041202 | -0.00043616 | -0.01711 | -0.017562 | -0.018026 | -0.018498 | -0.018981 | -0.019475 | -0.019989 | -0.020505 | -0.021034 | -0.023781 | -0.026286 | -0.028588 | -0.03072 | -0.032707 | -0.034575 | -0.036344 | -0.042555 | -0.043657 | -0.044745 | -0.045859 | -0.046987 | -0.048141 | -0.049634
[10 empty] | 0 | -0.023019 | -0.05005 | -0.076314 | -0.10187 | -0.1267 | -0.15084 | -0.17433 | -0.19719 | -0.2194 | -0.24265 | -0.2648 | -0.29287 | -0.32242 | -0.34977 | -0.37632 | -0.40208 | -0.42704 | -0.45125 | -0.47528 | -0.49931 | -0.52107 | -0.55209 | -0.58239 | -0.61036 | -0.63787 | -0.66442 | -0.69003
[10 empty] | 0 | -0.0090222 | -0.019617 | -0.029911 | -0.039927 | -0.049659 | -0.059121 | -0.068329 | -0.077288 | -0.085994 | -0.095104 | -0.10379 | -0.11479 | -0.12637 | -0.13709 | -0.1475 | -0.15759 | -0.16738 | -0.17686 | -0.18628 | -0.1957 | -0.20423 | -0.21639 | -0.22826 | -0.23923 | -0.25001 | -0.26042 | -0.27046
[10 empty] | 0 | -0.0062886 | -0.013673 | -0.020848 | -0.02783 | -0.034613 | -0.041208 | -0.047626 | -0.053871 | -0.059938 | -0.066289 | -0.072341 | -0.080009 | -0.088082 | -0.095553 | -0.10281 | -0.10984 | -0.11666 | -0.12328 | -0.12984 | -0.13641 | -0.14235 | -0.15083 | -0.1591 | -0.16674 | -0.17426 | -0.18151 | -0.18851
[10 empty] | 0 | -0.023019 | -0.027031 | -0.026264 | -0.025555 | -0.02483 | -0.024141 | -0.023492 | -0.022859 | -0.022211 | -0.030917 | -0.036281 | -0.046238 | -0.05473 | -0.053205 | -0.051685 | -0.050202 | -0.048739 | -0.047324 | -0.04962 | -0.053057 | -0.056394 | -0.074081 | -0.077794 | -0.078833 | -0.079831 | -0.077372 | -0.074968
[10 empty] | 0 | -0.10804 | -0.21604 | -0.324 | -0.43201 | -0.54002 | -0.64803 | -0.75603 | -0.86404 | -0.97206 | -1.0801 | -1.1883 | -1.2964 | -1.4047 | -1.5131 | -1.6218 | -1.7306 | -1.8397 | -1.9491 | -2.0586 | -2.1685 | -2.2791 | -2.39 | -2.5008 | -2.6115 | -2.7221 | -2.8325 | -2.9429
[10 empty] | 0 | -0.042345 | -0.084674 | -0.12699 | -0.16932 | -0.21166 | -0.25399 | -0.29632 | -0.33866 | -0.38099 | -0.42334 | -0.46573 | -0.50813 | -0.55057 | -0.59307 | -0.63565 | -0.67831 | -0.72107 | -0.76392 | -0.80687 | -0.84993 | -0.89329 | -0.93675 | -0.98018 | -1.0236 | -1.0669 | -1.1102 | -1.1535
[10 empty] | 0 | -0.029515 | -0.059019 | -0.088513 | -0.11802 | -0.14753 | -0.17703 | -0.20654 | -0.23605 | -0.26556 | -0.29507 | -0.32462 | -0.35417 | -0.38375 | -0.41337 | -0.44305 | -0.47279 | -0.50259 | -0.53246 | -0.5624 | -0.59241 | -0.62263 | -0.65292 | -0.68319 | -0.71344 | -0.74364 | -0.77382 | -0.80397
[10 empty] | 0 | -0.10804 | -0.108 | -0.10796 | -0.10801 | -0.10802 | -0.108 | -0.10801 | -0.10801 | -0.10802 | -0.10803 | -0.10816 | -0.10819 | -0.10826 | -0.12387 | -0.1373 | -0.14884 | -0.1588 | -0.16737 | -0.17475 | -0.18114 | -0.21865 | -0.21889 | -0.2188 | -0.21874 | -0.21863 | -0.21854 | -0.2207
[10 empty] | 0 | 0 | 0 | 0 | 0 | 0 | 0 | 0 | 0 | 0 | 0 | 0 | 0 | 0 | 0 | 0 | 0 | 0 | 0 | 0 | 0 | 0 | 0 | 0 | 0 | 0 | 0 | 0
[10 empty] | 0 | 0 | 0 | 0 | 0 | 0 | 0 | 0 | 0 | 0 | 0 | 0 | 0 | 0 | 0 | 0 | 0 | 0 | 0 | 0 | 0 | 0 | 0 | 0 | 0 | 0 | 0 | 0
[10 empty] | 0 | 0 | 0 | 0 | 0 | 0 | 0 | 0 | 0 | 0 | 0 | 0 | 0 | 0 | 0 | 0 | 0 | 0 | 0 | 0 | 0 | 0 | 0 | 0 | 0 | 0 | 0 | 0
[10 empty] | 0 | 0 | 0 | 0 | 0 | 0 | 0 | 0 | 0 | 0 | 0 | 0 | 0 | 0 | 0 | 0 | 0 | 0 | 0 | 0 | 0 | 0 | 0 | 0 | 0 | 0 | 0 | 0
[10 empty] | 0 | -0.74318 | -1.4861 | -2.2287 | -2.9715 | -3.7135 | -4.4552 | -5.1966 | -5.9377 | -6.6785 | -7.4191 | -8.1593 | -8.8993 | -9.6389 | -10.3783 | -11.1174 | -11.8562 | -12.5947 | -13.333 | -14.0709 | -14.8085 | -15.5459 | -16.283 | -17.0198 | -17.7563 | -18.4925 | -19.2284 | -19.9641
[10 empty] | 0 | -0.15302 | -0.30597 | -0.45887 | -0.61181 | -0.76458 | -0.9173 | -1.0699 | -1.2225 | -1.3751 | -1.5275 | -1.68 | -1.8323 | -1.9846 | -2.1368 | -2.289 | -2.4411 | -2.5932 | -2.7452 | -2.8971 | -3.049 | -3.2008 | -3.3526 | -3.5043 | -3.6559 | -3.8075 | -3.959 | -4.1105
[10 empty] | 0 | -0.20629 | -0.41249 | -0.61861 | -0.8248 | -1.0308 | -1.2366 | -1.4424 | -1.6481 | -1.8538 | -2.0593 | -2.2648 | -2.4702 | -2.6755 | -2.8807 | -3.0859 | -3.291 | -3.496 | -3.7009 | -3.9057 | -4.1105 | -4.3151 | -4.5197 | -4.7242 | -4.9287 | -5.133 | -5.3373 | -5.5415
[10 empty] | 0 | -0.74318 | -0.74288 | -0.74259 | -0.7428 | -0.742 | -0.74171 | -0.74142 | -0.74112 | -0.74083 | -0.74054 | -0.74025 | -0.73996 | -0.73967 | -0.82195 | -0.89503 | -0.95993 | -1.0176 | -1.0687 | -1.1141 | -1.1544 | -1.1902 | -1.2219 | -1.4789 | -1.4783 | -1.4777 | -1.4773 | -1.4857
[10 empty] | 0 | -0.071914 | -0.1438 | -0.21566 | -0.28753 | -0.35933 | -0.43111 | -0.50285 | -0.57456 | -0.64625 | -0.71791 | -0.78954 | -0.86114 | -0.93272 | -1.0043 | -1.0758 | -1.1473 | -1.2187 | -1.2902 | -1.3616 | -1.433 | -1.5043 | -1.5756 | -1.6469 | -1.7182 | -1.7894 | -1.8606 | -1.9318
[10 empty] | 0 | -0.014807 | -0.029608 | -0.044403 | -0.059202 | -0.073985 | -0.088762 | -0.10353 | -0.1183 | -0.13306 | -0.14781 | -0.16256 | -0.1773 | -0.19204 | -0.20677 | -0.2215 | -0.23622 | -0.25093 | -0.26564 | -0.28034 | -0.29504 | -0.30973 | -0.32441 | -0.33909 | -0.35377 | -0.36844 | -0.3831 | -0.39775
[10 empty] | 0 | -0.019961 | -0.039915 | -0.05986 | -0.079812 | -0.099741 | -0.11966 | -0.13958 | -0.15948 | -0.17938 | -0.19927 | -0.21916 | -0.23903 | -0.2589 | -0.27876 | -0.29861 | -0.31845 | -0.33829 | -0.35812 | -0.37794 | -0.39775 | -0.41755 | -0.43735 | -0.45714 | -0.47692 | -0.4967 | -0.51647 | -0.53623
[10 empty] | 0 | -0.071914 | -0.071885 | -0.071857 | -0.071877 | -0.0718 | -0.071772 | -0.071743 | -0.071715 | -0.071687 | -0.071659 | -0.07163 | -0.071602 | -0.071574 | -0.08182 | -0.090593 | -0.098106 | -0.10454 | -0.11005 | -0.11476 | -0.11878 | -0.14318 | -0.14313 | -0.14307 | -0.14303 | -0.14295 | -0.1429 | -0.14431
[10 empty] | 0 | -0.49228 | -1.087 | -1.6815 | -2.3206 | -2.9545 | -3.5851 | -4.251 | -4.8874 | -5.5245 | -6.1634 | -6.8033 | -7.4532 | -8.1039 | -8.7547 | -9.4054 | -10.0573 | -10.7101 | -11.3586 | -12.0044 | -12.6483 | -13.2933 | -13.9389 | -14.5792 | -15.2212 | -15.8647 | -16.5105 | -17.1588
[10 empty] | 0 | -0.17717 | -0.39121 | -0.60516 | -0.83518 | -1.0633 | -1.2903 | -1.5299 | -1.759 | -1.9883 | -2.2182 | -2.4485 | -2.6824 | -2.9166 | -3.1508 | -3.385 | -3.6196 | -3.8546 | -4.088 | -4.3204 | -4.5521 | -4.7843 | -5.0166 | -5.247 | -5.4781 | -5.7097 | -5.9421 | -6.1755
[10 empty] | 0 | -0.22878 | -0.50516 | -0.78143 | -1.0784 | -1.3731 | -1.6661 | -1.9756 | -2.2713 | -2.5674 | -2.8643 | -3.1617 | -3.4637 | -3.7661 | -4.0686 | -4.371 | -4.674 | -4.9773 | -5.2787 | -5.5788 | -5.8781 | -6.1778 | -6.4779 | -6.7754 | -7.0738 | -7.3728 | -7.6729 | -7.9742
[10 empty] | 0 | -0.49228 | -0.59471 | -0.59447 | -0.79295 | -0.92444 | -1.0122 | -1.2722 | -1.361 | -1.4498 | -1.6306 | -1.7673 | -1.9025 | -2.0703 | -2.1968 | -2.3188 | -2.4744 | -2.6114 | -2.7384 | -2.8856 | -3.0211 | -3.1529 | -3.2963 | -3.4334 | -3.5666 | -3.7072 | -3.8442 | -3.9791
[10 empty] | 0 | -0.010737 | -0.02647 | -0.042197 | -0.057929 | -0.073644 | -0.089352 | -0.10777 | -0.12618 | -0.14459 | -0.16298 | -0.18137 | -0.20153 | -0.22168 | -0.24183 | -0.26196 | -0.28209 | -0.30221 | -0.32232 | -0.34242 | -0.36442 | -0.38693 | -0.40985 | -0.4331 | -0.4566 | -0.4828 | -0.50681 | -0.53037
[10 empty] | 0 | -0.0038642 | -0.0095266 | -0.015187 | -0.020849 | -0.026504 | -0.032158 | -0.038786 | -0.045413 | -0.052036 | -0.058657 | -0.065275 | -0.072531 | -0.079783 | -0.087033 | -0.094279 | -0.10152 | -0.10876 | -0.116 | -0.12324 | -0.13116 | -0.13926 | -0.14751 | -0.15587 | -0.16433 | -0.17376 | -0.1824 | -0.19088
[10 empty] | 0 | -0.0049898 | -0.012302 | -0.01961 | -0.026921 | -0.034224 | -0.041525 | -0.050084 | -0.05864 | -0.067193 | -0.075743 | -0.084289 | -0.093657 | -0.10302 | -0.11238 | -0.12174 | -0.1311 | -0.14045 | -0.14979 | -0.15914 | -0.16936 | -0.17982 | -0.19047 | -0.20127 | -0.2122 | -0.22437 | -0.23553 | -0.24648
[10 empty] | 0 | -0.010737 | -0.015733 | -0.015727 | -0.015732 | -0.015715 | -0.015708 | -0.018418 | -0.018411 | -0.018404 | -0.018397 | -0.018389 | -0.020159 | -0.020151 | -0.020143 | -0.020136 | -0.020128 | -0.02012 | -0.020112 | -0.020104 | -0.024146 | -0.027376 | -0.029957 | -0.032021 | -0.033667 | -0.040288 | -0.040272 | -0.040256
[10 empty] | 0 | -0.061134 | -0.12224 | -0.19312 | -0.2706 | -0.35398 | -0.44574 | -0.54004 | -0.63795 | -0.73726 | -0.83563 | -0.93403 | -1.033 | -1.1319 | -1.2308 | -1.3241 | -1.4184 | -1.5133 | -1.6087 | -1.7046 | -1.8006 | -1.896 | -1.9919 | -2.0877 | -2.1832 | -2.2785 | -2.3734 | -2.4682
[10 empty] | 0 | -0.022002 | -0.043995 | -0.069503 | -0.097389 | -0.1274 | -0.16042 | -0.19436 | -0.2296 | -0.26534 | -0.30074 | -0.33616 | -0.37176 | -0.40735 | -0.44296 | -0.47655 | -0.51048 | -0.54464 | -0.57896 | -0.61349 | -0.64802 | -0.68239 | -0.71688 | -0.75136 | -0.78573 | -0.82004 | -0.85417 | -0.8883
[10 empty] | 0 | -0.028411 | -0.05681 | -0.089747 | -0.12576 | -0.1645 | -0.20715 | -0.25097 | -0.29647 | -0.34263 | -0.38834 | -0.43407 | -0.48005 | -0.52601 | -0.57199 | -0.61536 | -0.65917 | -0.70328 | -0.7476 | -0.79219 | -0.83677 | -0.88115 | -0.92569 | -0.97021 | -1.0146 | -1.0589 | -1.103 | -1.147
[10 empty] | 0 | -0.061134 | -0.06111 | -0.081464 | -0.095058 | -0.11083 | -0.13797 | -0.15143 | -0.17231 | -0.18867 | -0.20696 | -0.22689 | -0.24497 | -0.26442 | -0.28191 | -0.30043 | -0.31892 | -0.33668 | -0.35528 | -0.37321 | -0.39156 | -0.40976 | -0.42785 | -0.44614 | -0.46423 | -0.48245 | -0.50059 | -0.51873
[10 empty] | 0 | -0.16947 | -0.40053 | -0.65691 | -0.90969 | -1.1603 | -1.4251 | -1.6806 | -1.9379 | -2.1969 | -2.4559 | -2.7151 | -2.9813 | -3.2479 | -3.5152 | -3.7831 | -4.0508 | -4.3185 | -4.5861 | -4.8506 | -5.1155 | -5.3806 | -5.6455 | -5.9103 | -6.1755 | -6.4379 | -6.7005 | -6.9631
[10 empty] | 0 | -0.060991 | -0.14415 | -0.23642 | -0.3274 | -0.41759 | -0.5129 | -0.60484 | -0.69745 | -0.79067 | -0.88386 | -0.97718 | -1.073 | -1.1689 | -1.2651 | -1.3615 | -1.4579 | -1.5542 | -1.6505 | -1.7457 | -1.8411 | -1.9365 | -2.0318 | -2.1271 | -2.2225 | -2.317 | -2.4115 | -2.506
[10 empty] | 0 | -0.078756 | -0.18614 | -0.30528 | -0.42276 | -0.53923 | -0.6623 | -0.78102 | -0.90061 | -1.021 | -1.1413 | -1.2618 | -1.3855 | -1.5094 | -1.6336 | -1.7581 | -1.8826 | -2.0069 | -2.1313 | -2.2542 | -2.3773 | -2.5005 | -2.6236 | -2.7467 | -2.8699 | -2.9919 | -3.1139 | -3.236
[10 empty] | 0 | -0.16947 | -0.23106 | -0.30802 | -0.35942 | -0.41905 | -0.52167 | -0.5774 | -0.657 | -0.71939 | -0.78915 | -0.86512 | -0.94076 | -1.0154 | -1.0826 | -1.1537 | -1.2247 | -1.2929 | -1.3644 | -1.4332 | -1.5037 | -1.5736 | -1.6431 | -1.7133 | -1.7827 | -1.8527 | -1.9224 | -1.9921
[10 empty] | 0 | -0.016434 | -0.032599 | -0.048529 | -0.064603 | -0.080896 | -0.097288 | -0.11397 | -0.13099 | -0.14815 | -0.16543 | -0.18287 | -0.20065 | -0.21882 | -0.23742 | -0.25634 | -0.27553 | -0.29501 | -0.31484 | -0.33491 | -0.35512 | -0.3762 | -0.39734 | -0.41845 | -0.43939 | -0.46014 | -0.48075 | -0.50116
[10 empty] | 0 | -0.0034983 | -0.0069393 | -0.01033 | -0.013752 | -0.01722 | -0.020709 | -0.02426 | -0.027884 | -0.031537 | -0.035214 | -0.038927 | -0.042711 | -0.04658 | -0.05054 | -0.054565 | -0.058651 | -0.062797 | -0.067018 | -0.071292 | -0.075593 | -0.080079 | -0.084581 | -0.089074 | -0.093532 | -0.097949 | -0.10234 | -0.10668
[10 empty] | 0 | -0.0036995 | -0.0073383 | -0.010924 | -0.014543 | -0.01821 | -0.0219 | -0.025655 | -0.029488 | -0.03335 | -0.037238 | -0.041166 | -0.045167 | -0.049259 | -0.053446 | -0.057703 | -0.062024 | -0.066408 | -0.070872 | -0.075391 | -0.07994 | -0.084684 | -0.089444 | -0.094196 | -0.09891 | -0.10358 | -0.10822 | -0.11281
[10 empty] | 0 | -0.016434 | -0.016165 | -0.01593 | -0.016074 | -0.016293 | -0.016392 | -0.016681 | -0.017025 | -0.01716 | -0.017273 | -0.017446 | -0.019602 | -0.021596 | -0.023409 | -0.024974 | -0.026392 | -0.027696 | -0.028988 | -0.030111 | -0.031032 | -0.037678 | -0.037761 | -0.03798 | -0.038386 | -0.038922 | -0.039565 | -0.040281
[10 empty] | 0 | -0.0071009 | -0.014151 | -0.021154 | -0.02816 | -0.035171 | -0.042176 | -0.049196 | -0.056956 | -0.065288 | -0.074076 | -0.083235 | -0.09231 | -0.10225 | -0.11189 | -0.12134 | -0.13066 | -0.13991 | -0.14913 | -0.15833 | -0.16771 | -0.17613 | -0.18474 | -0.19346 | -0.20223 | -0.21114 | -0.21999 | -0.22882
[10 empty] | 0 | -0.0015115 | -0.0030123 | -0.004503 | -0.0059944 | -0.0074868 | -0.0089778 | -0.010472 | -0.012124 | -0.013898 | -0.015768 | -0.017718 | -0.01965 | -0.021765 | -0.023818 | -0.025829 | -0.027814 | -0.029783 | -0.031745 | -0.033703 | -0.035699 | -0.037493 | -0.039326 | -0.041182 | -0.043048 | -0.044944 | -0.046829 | -0.048707
[10 empty] | 0 | -0.0015985 | -0.0031855 | -0.0047619 | -0.0063391 | -0.0079173 | -0.0094941 | -0.011074 | -0.012821 | -0.014697 | -0.016675 | -0.018737 | -0.020779 | -0.023016 | -0.025187 | -0.027314 | -0.029413 | -0.031495 | -0.033571 | -0.035641 | -0.037752 | -0.039649 | -0.041587 | -0.04355 | -0.045524 | -0.047529 | -0.049521 | -0.051508
[10 empty] | 0 | -0.0071009 | -0.0070501 | -0.0070033 | -0.0070061 | -0.007011 | -0.0070046 | -0.0070204 | -0.0084775 | -0.0096251 | -0.01054 | -0.011284 | -0.011882 | -0.014273 | -0.014277 | -0.014557 | -0.015013 | -0.015563 | -0.016168 | -0.016763 | -0.01809 | -0.019065 | -0.019831 | -0.020465 | -0.021034 | -0.022073 | -0.022377 | -0.022956
[10 empty] | 0 | -0.0013902 | -0.0027938 | -0.0042183 | -0.0056835 | -0.0071934 | -0.0087491 | -0.010375 | -0.012079 | -0.013839 | -0.015652 | -0.017527 | -0.019468 | -0.021477 | -0.023554 | -0.025691 | -0.027916 | -0.030232 | -0.032654 | -0.035174 | -0.037778 | -0.040463 | -0.043223 | -0.046111 | -0.049054 | -0.052049 | -0.055088 | -0.058172
[10 empty] | 0 | -0.00029593 | -0.00059471 | -0.00089794 | -0.0012098 | -0.0015312 | -0.0018624 | -0.0022085 | -0.0025713 | -0.0029458 | -0.0033318 | -0.003731 | -0.0041441 | -0.0045718 | -0.0050139 | -0.0054688 | -0.0059423 | -0.0064354 | -0.0069509 | -0.0074873 | -0.0080417 | -0.0086133 | -0.0092006 | -0.0098156 | -0.010442 | -0.011079 | -0.011726 | -0.012383
[10 empty] | 0 | -0.00031295 | -0.00062891 | -0.00094957 | -0.0012794 | -0.0016193 | -0.0019695 | -0.0023355 | -0.0027192 | -0.0031152 | -0.0035234 | -0.0039455 | -0.0043824 | -0.0048347 | -0.0053023 | -0.0057833 | -0.006284 | -0.0068055 | -0.0073506 | -0.0079178 | -0.0085041 | -0.0091086 | -0.0097297 | -0.01038 | -0.011042 | -0.011716 | -0.012401 | -0.013095
[10 empty] | 0 | -0.0013902 | -0.0014036 | -0.0014245 | -0.0014651 | -0.0015099 | -0.0015557 | -0.001626 | -0.0017044 | -0.0017595 | -0.001813 | -0.0018754 | -0.0019408 | -0.0020092 | -0.0020771 | -0.0021368 | -0.0024228 | -0.0026875 | -0.002943 | -0.0031757 | -0.0033825 | -0.0035746 | -0.0037536 | -0.0043897 | -0.0044846 | -0.004581 | -0.0046795 | -0.0047788
[10 empty] | 0 | 0 | 0 | 0 | 0 | 0 | 0 | 0 | 0 | 0 | 0 | 0 | 0 | 0 | 0 | 0 | 0 | 0 | 0 | 0 | 0 | 0 | 0 | 0 | 0 | 0 | 0 | 0
[10 empty] | 0 | 0 | 0 | 0 | 0 | 0 | 0 | 0 | 0 | 0 | 0 | 0 | 0 | 0 | 0 | 0 | 0 | 0 | 0 | 0 | 0 | 0 | 0 | 0 | 0 | 0 | 0 | 0
[10 empty] | 0 | 0 | 0 | 0 | 0 | 0 | 0 | 0 | 0 | 0 | 0 | 0 | 0 | 0 | 0 | 0 | 0 | 0 | 0 | 0 | 0 | 0 | 0 | 0 | 0 | 0 | 0 | 0
[10 empty] | 0 | 0 | 0 | 0 | 0 | 0 | 0 | 0 | 0 | 0 | 0 | 0 | 0 | 0 | 0 | 0 | 0 | 0 | 0 | 0 | 0 | 0 | 0 | 0 | 0 | 0 | 0 | 0
[10 empty] | 0 | -0.00058553 | -0.0011545 | -0.0017165 | -0.0022896 | -0.0028775 | -0.0034822 | -0.0041296 | -0.0048287 | -0.0055517 | -0.006296 | -0.0070703 | -0.0078949 | -0.0087789 | -0.009724 | -0.010717 | -0.011758 | -0.012847 | -0.013996 | -0.015191 | -0.016415 | -0.017764 | -0.019131 | -0.020497 | -0.021856 | -0.023206 | -0.024546 | -0.02587
[10 empty] | 0 | -0.00012464 | -0.00024575 | -0.00036539 | -0.00048739 | -0.00061253 | -0.00074124 | -0.00087905 | -0.0010279 | -0.0011818 | -0.0013402 | -0.001505 | -0.0016806 | -0.0018687 | -0.0020699 | -0.0022813 | -0.0025029 | -0.0027348 | -0.0029793 | -0.0032337 | -0.0034942 | -0.0037814 | -0.0040723 | -0.0043631 | -0.0046524 | -0.0049397 | -0.0052251 | -0.0055069
[10 empty] | 0 | -0.00013181 | -0.00025988 | -0.0003864 | -0.00051541 | -0.00064775 | -0.00078386 | -0.0009296 | -0.001087 | -0.0012497 | -0.0014173 | -0.0015916 | -0.0017772 | -0.0019762 | -0.0021889 | -0.0024125 | -0.0026468 | -0.002892 | -0.0031507 | -0.0034197 | -0.0036951 | -0.0039989 | -0.0043065 | -0.004614 | -0.0049199 | -0.0052238 | -0.0055256 | -0.0058235
[10 empty] | 0 | -0.00058553 | -0.00056894 | -0.00056205 | -0.00057313 | -0.0005879 | -0.00060464 | -0.00064741 | -0.0006991 | -0.00072303 | -0.00074431 | -0.00077427 | -0.00088972 | -0.001005 | -0.0011152 | -0.0012081 | -0.0012971 | -0.0013843 | -0.0014831 | -0.0015698 | -0.0016371 | -0.0019798 | -0.0020078 | -0.0020328 | -0.0020669 | -0.0021075 | -0.0021536 | -0.0022035
[10 empty] | 0 | -0.003801 | -0.0077875 | -0.011966 | -0.016347 | -0.020932 | -0.025731 | -0.030751 | -0.036001 | -0.041489 | -0.047224 | -0.053213 | -0.059467 | -0.065995 | -0.072805 | -0.079909 | -0.087316 | -0.095037 | -0.10308 | -0.11147 | -0.1202 | -0.12928 | -0.13875 | -0.14859 | -0.15884 | -0.16949 | -0.17637 | -0.18312
[10 empty] | 0 | -0.0008091 | -0.0016577 | -0.0025472 | -0.0034798 | -0.0044557 | -0.0054772 | -0.0065459 | -0.0076634 | -0.0088317 | -0.010052 | -0.011327 | -0.012659 | -0.014048 | -0.015498 | -0.01701 | -0.018587 | -0.02023 | -0.021943 | -0.023727 | -0.025586 | -0.02752 | -0.029534 | -0.03163 | -0.033811 | -0.036079 | -0.037544 | -0.03898
[10 empty] | 0 | -0.00085563 | -0.001753 | -0.0026937 | -0.0036798 | -0.0047119 | -0.0057921 | -0.0069222 | -0.0081041 | -0.0093395 | -0.01063 | -0.011979 | -0.013386 | -0.014856 | -0.016389 | -0.017988 | -0.019655 | -0.021394 | -0.023205 | -0.025092 | -0.027057 | -0.029103 | -0.031233 | -0.033449 | -0.035755 | -0.038154 | -0.039702 | -0.041221
[10 empty] | 0 | -0.003801 | -0.0039865 | -0.0041788 | -0.0043809 | -0.0045847 | -0.0047987 | -0.0050205 | -0.0052502 | -0.0054881 | -0.0062775 | -0.0070246 | -0.0077379 | -0.0084253 | -0.0090923 | -0.009745 | -0.010388 | -0.012134 | -0.012666 | -0.013295 | -0.014003 | -0.014775 | -0.015601 | -0.016472 | -0.017382 | -0.018328 | -0.015418 | -0.016094
[10 empty] | 0 | -0.00036617 | -0.00072979 | -0.0010909 | -0.0014497 | -0.0018057 | -0.0021592 | -0.0025102 | -0.0028588 | -0.0032049 | -0.0035485 | -0.0038897 | -0.0042285 | -0.0045649 | -0.0048989 | -0.0052304 | -0.0055596 | -0.0058865 | -0.006211 | -0.0065332 | -0.006853 | -0.0071706 | -0.0074858 | -0.0077987 | -0.0081094 | -0.0084178 | -0.008724 | -0.009028
[10 empty] | 0 | -7.7946e-05 | -0.00015535 | -0.00023221 | -0.00030858 | -0.00038437 | -0.00045962 | -0.00053435 | -0.00060854 | -0.00068221 | -0.00075536 | -0.00082799 | -0.00090011 | -0.00097171 | -0.0010428 | -0.0011134 | -0.0011835 | -0.001253 | -0.0013221 | -0.0013907 | -0.0014588 | -0.0015264 | -0.0015935 | -0.0016601 | -0.0017262 | -0.0017919 | -0.0018571 | -0.0019217
[10 empty] | 0 | -8.2428e-05 | -0.00016428 | -0.00024556 | -0.00032633 | -0.00040647 | -0.00048605 | -0.00056507 | -0.00064353 | -0.00072144 | -0.0007988 | -0.0008756 | -0.00095187 | -0.0010276 | -0.0011028 | -0.0011774 | -0.0012515 | -0.0013251 | -0.0013981 | -0.0014707 | -0.0015427 | -0.0016141 | -0.0016851 | -0.0017555 | -0.0018255 | -0.0018949 | -0.0019638 | -0.0020323
[10 empty] | 0 | -0.00036617 | -0.00036362 | -0.00036107 | -0.00035879 | -0.00035603 | -0.00035352 | -0.00035103 | -0.00034856 | -0.00034609 | -0.00034364 | -0.0003412 | -0.00033878 | -0.00033637 | -0.00033397 | -0.00033158 | -0.00032921 | -0.00032685 | -0.00037681 | -0.00041895 | -0.00045439 | -0.00048411 | -0.00050888 | -0.00052943 | -0.00054638 | -0.00066693 | -0.00066216 | -0.00065742
[10 empty] | 0 | 0 | 0 | 0 | 0 | 0 | 0 | 0 | 0 | 0 | 0 | 0 | 0 | 0 | 0 | 0 | 0 | 0 | 0 | 0 | 0 | 0 | 0 | 0 | 0 | 0 | 0 | 0
[10 empty] | 0 | 0 | 0 | 0 | 0 | 0 | 0 | 0 | 0 | 0 | 0 | 0 | 0 | 0 | 0 | 0 | 0 | 0 | 0 | 0 | 0 | 0 | 0 | 0 | 0 | 0 | 0 | 0
[10 empty] | 0 | 0 | 0 | 0 | 0 | 0 | 0 | 0 | 0 | 0 | 0 | 0 | 0 | 0 | 0 | 0 | 0 | 0 | 0 | 0 | 0 | 0 | 0 | 0 | 0 | 0 | 0 | 0
[10 empty] | 0 | 0 | 0 | 0 | 0 | 0 | 0 | 0 | 0 | 0 | 0 | 0 | 0 | 0 | 0 | 0 | 0 | 0 | 0 | 0 | 0 | 0 | 0 | 0 | 0 | 0 | 0 | 0
[10 empty] | 0 | -0.019329 | -0.037901 | -0.05574 | -0.072878 | -0.089313 | -0.10508 | -0.12019 | -0.13467 | -0.14854 | -0.16182 | -0.17451 | -0.18666 | -0.19825 | -0.20933 | -0.21989 | -0.22996 | -0.23956 | -0.24869 | -0.25737 | -0.26562 | -0.27344 | -0.28086 | -0.28788 | -0.29453 | -0.3008 | -0.30671 | -0.31228
[10 empty] | 0 | -0.0029037 | -0.0056938 | -0.0083737 | -0.010948 | -0.013417 | -0.015785 | -0.018056 | -0.020231 | -0.022315 | -0.024309 | -0.026217 | -0.028041 | -0.029783 | -0.031447 | -0.033034 | -0.034547 | -0.035988 | -0.03736 | -0.038664 | -0.039903 | -0.041079 | -0.042193 | -0.043248 | -0.044246 | -0.045188 | -0.046077 | -0.046913
[10 empty] | 0 | -0.0037725 | -0.0073975 | -0.010879 | -0.014224 | -0.017432 | -0.020509 | -0.023458 | -0.026285 | -0.028992 | -0.031583 | -0.034061 | -0.036431 | -0.038695 | -0.040856 | -0.042918 | -0.044884 | -0.046756 | -0.048538 | -0.050233 | -0.051842 | -0.05337 | -0.054818 | -0.056189 | -0.057485 | -0.058709 | -0.059863 | -0.06095
[10 empty] | 0 | -0.019329 | -0.018572 | -0.017839 | -0.017139 | -0.022878 | -0.02625 | -0.02805 | -0.032637 | -0.033449 | -0.034934 | -0.03635 | -0.03992 | -0.041935 | -0.043298 | -0.04507 | -0.046542 | -0.048179 | -0.049566 | -0.051367 | -0.052616 | -0.053734 | -0.054896 | -0.056089 | -0.057213 | -0.058172 | -0.059168 | -0.060013
[10 empty] | 0 | -0.0014492 | -0.0028418 | -0.0041793 | -0.0054643 | -0.0066966 | -0.0078785 | -0.0090117 | -0.010097 | -0.011137 | -0.012133 | -0.013085 | -0.013995 | -0.014865 | -0.015695 | -0.016487 | -0.017242 | -0.017962 | -0.018646 | -0.019297 | -0.019916 | -0.020502 | -0.021059 | -0.021585 | -0.022083 | -0.022553 | -0.022997 | -0.023414
[10 empty] | 0 | -0.00021772 | -0.00042691 | -0.00062785 | -0.00082089 | -0.001006 | -0.0011836 | -0.0013538 | -0.0015169 | -0.0016731 | -0.0018227 | -0.0019657 | -0.0021025 | -0.0022331 | -0.0023578 | -0.0024768 | -0.0025903 | -0.0026984 | -0.0028012 | -0.002899 | -0.0029919 | -0.00308 | -0.0031636 | -0.0032427 | -0.0033175 | -0.0033881 | -0.0034548 | -0.0035175
[10 empty] | 0 | -0.00028286 | -0.00055465 | -0.00081571 | -0.0010665 | -0.001307 | -0.0015377 | -0.0017589 | -0.0019708 | -0.0021738 | -0.002368 | -0.0025539 | -0.0027316 | -0.0029013 | -0.0030633 | -0.003218 | -0.0033653 | -0.0035057 | -0.0036393 | -0.0037664 | -0.0038871 | -0.0040016 | -0.0041102 | -0.0042129 | -0.0043101 | -0.0044019 | -0.0044885 | -0.0045699
[10 empty] | 0 | -0.0014492 | -0.0013925 | -0.0013375 | -0.001285 | -0.0012322 | -0.001182 | -0.0011332 | -0.0015689 | -0.0018261 | -0.0019653 | -0.0023134 | -0.0022173 | -0.0021242 | -0.002034 | -0.0021071 | -0.0022306 | -0.0023484 | -0.0026279 | -0.0027364 | -0.0027442 | -0.0027508 | -0.0026823 | -0.0026691 | -0.0026913 | -0.0028228 | -0.0029483 | -0.0030254
[10 empty] | 0 | -0.012428 | -0.024903 | -0.037426 | -0.050006 | -0.062626 | -0.075293 | -0.08801 | -0.10077 | -0.11359 | -0.12645 | -0.13936 | -0.15232 | -0.16533 | -0.17839 | -0.1915 | -0.20466 | -0.21787 | -0.23113 | -0.24444 | -0.2578 | -0.27121 | -0.28467 | -0.29818 | -0.31174 | -0.32535 | -0.33902 | -0.35273
[10 empty] | 0 | -0.001867 | -0.0037411 | -0.0056225 | -0.0075123 | -0.0094081 | -0.011311 | -0.013222 | -0.015139 | -0.017064 | -0.018996 | -0.020936 | -0.022883 | -0.024838 | -0.026799 | -0.028769 | -0.030746 | -0.03273 | -0.034722 | -0.036721 | -0.038728 | -0.040743 | -0.042765 | -0.044795 | -0.046832 | -0.048877 | -0.05093 | -0.052991
[10 empty] | 0 | -0.0024256 | -0.0048605 | -0.0073048 | -0.0097601 | -0.012223 | -0.014696 | -0.017178 | -0.019669 | -0.02217 | -0.02468 | -0.0272 | -0.02973 | -0.032269 | -0.034818 | -0.037377 | -0.039945 | -0.042523 | -0.045111 | -0.047709 | -0.050316 | -0.052933 | -0.055561 | -0.058198 | -0.060845 | -0.063502 | -0.066169 | -0.068846
[10 empty] | 0 | -0.012428 | -0.012475 | -0.012523 | -0.01258 | -0.016762 | -0.019588 | -0.021504 | -0.025271 | -0.026748 | -0.028691 | -0.030643 | -0.034032 | -0.036531 | -0.038683 | -0.04115 | -0.043488 | -0.045989 | -0.048392 | -0.051117 | -0.053555 | -0.055961 | -0.058446 | -0.061003 | -0.063569 | -0.06608 | -0.068663 | -0.071197
[10 empty] | 0 | -0.0088446 | -0.017489 | -0.025937 | -0.034197 | -0.042261 | -0.050138 | -0.057832 | -0.065345 | -0.072681 | -0.079842 | -0.086832 | -0.093654 | -0.10031 | -0.1068 | -0.11314 | -0.11931 | -0.12534 | -0.13121 | -0.13693 | -0.14251 | -0.14794 | -0.15323 | -0.15838 | -0.1634 | -0.16828 | -0.17304 | -0.17766
[10 empty] | 0 | -0.0013287 | -0.0026273 | -0.0038964 | -0.0051373 | -0.0063488 | -0.0075322 | -0.008688 | -0.0098166 | -0.010919 | -0.011995 | -0.013045 | -0.014069 | -0.015069 | -0.016045 | -0.016996 | -0.017924 | -0.018829 | -0.019711 | -0.020571 | -0.021409 | -0.022225 | -0.02302 | -0.023794 | -0.024547 | -0.025281 | -0.025995 | -0.026689
[10 empty] | 0 | -0.0017263 | -0.0034135 | -0.0050623 | -0.0066745 | -0.0082484 | -0.0097859 | -0.011287 | -0.012754 | -0.014186 | -0.015583 | -0.016948 | -0.018279 | -0.019578 | -0.020846 | -0.022082 | -0.023288 | -0.024463 | -0.025609 | -0.026726 | -0.027814 | -0.028875 | -0.029907 | -0.030913 | -0.031892 | -0.032845 | -0.033773 | -0.034675
[10 empty] | 0 | -0.0088446 | -0.0086444 | -0.0084477 | -0.0082601 | -0.0080641 | -0.0096462 | -0.010838 | -0.011718 | -0.012352 | -0.012787 | -0.015738 | -0.015935 | -0.016239 | -0.016581 | -0.01691 | -0.0182 | -0.019141 | -0.019844 | -0.020383 | -0.020801 | -0.022026 | -0.022446 | -0.022925 | -0.023401 | -0.023836 | -0.024658 | -0.025283
[10 empty] | 0 | -0.026123 | -0.052235 | -0.078337 | -0.10445 | -0.13053 | -0.1566 | -0.18266 | -0.20871 | -0.23475 | -0.26078 | -0.2868 | -0.31281 | -0.33881 | -0.3648 | -0.39077 | -0.41674 | -0.4427 | -0.46865 | -0.49459 | -0.52052 | -0.54644 | -0.57234 | -0.59824 | -0.62413 | -0.65001 | -0.67588 | -0.70173
[10 empty] | 0 | -0.0039243 | -0.0078471 | -0.011768 | -0.015691 | -0.019609 | -0.023525 | -0.02744 | -0.031354 | -0.035266 | -0.039176 | -0.043085 | -0.046993 | -0.050898 | -0.054803 | -0.058705 | -0.062607 | -0.066506 | -0.070404 | -0.074301 | -0.078196 | -0.08209 | -0.085982 | -0.089873 | -0.093762 | -0.097649 | -0.10154 | -0.10542
[10 empty] | 0 | -0.0050986 | -0.010195 | -0.01529 | -0.020386 | -0.025476 | -0.030565 | -0.035651 | -0.040735 | -0.045818 | -0.050898 | -0.055977 | -0.061053 | -0.066128 | -0.0712 | -0.076271 | -0.081339 | -0.086406 | -0.09147 | -0.096533 | -0.10159 | -0.10665 | -0.11171 | -0.11676 | -0.12182 | -0.12687 | -0.13192 | -0.13696
[10 empty] | 0 | -0.026123 | -0.026112 | -0.026102 | -0.026109 | -0.026081 | -0.026071 | -0.026061 | -0.02605 | -0.02604 | -0.031254 | -0.035422 | -0.038751 | -0.041415 | -0.043538 | -0.05208 | -0.052059 | -0.052038 | -0.052022 | -0.053041 | -0.054692 | -0.056677 | -0.058795 | -0.060912 | -0.065682 | -0.069218 | -0.07182 | -0.073722
[10 empty] | 0 | -0.0035728 | -0.0070058 | -0.010303 | -0.013471 | -0.016509 | -0.019423 | -0.022216 | -0.024893 | -0.027457 | -0.029911 | -0.032258 | -0.034502 | -0.036646 | -0.038693 | -0.040646 | -0.042507 | -0.044281 | -0.045968 | -0.047573 | -0.049097 | -0.050544 | -0.051915 | -0.053213 | -0.054441 | -0.0556 | -0.056693 | -0.057722
[10 empty] | 0 | -0.00053673 | -0.0010525 | -0.0015478 | -0.0020237 | -0.0024801 | -0.0029178 | -0.0033375 | -0.0037396 | -0.0041248 | -0.0044934 | -0.004846 | -0.0051832 | -0.0055052 | -0.0058127 | -0.0061061 | -0.0063858 | -0.0066522 | -0.0069057 | -0.0071468 | -0.0073758 | -0.0075931 | -0.0077991 | -0.0079941 | -0.0081786 | -0.0083527 | -0.0085169 | -0.0086715
[10 empty] | 0 | -0.00069733 | -0.0013674 | -0.0020109 | -0.0026293 | -0.0032222 | -0.0037909 | -0.0043361 | -0.0048586 | -0.005359 | -0.0058379 | -0.006296 | -0.006734 | -0.0071525 | -0.007552 | -0.0079331 | -0.0082965 | -0.0086426 | -0.008972 | -0.0092852 | -0.0095827 | -0.0098651 | -0.010133 | -0.010386 | -0.010626 | -0.010852 | -0.011065 | -0.011266
[10 empty] | 0 | -0.0035728 | -0.003433 | -0.0032973 | -0.0031679 | -0.0030378 | -0.0041048 | -0.0047318 | -0.0050681 | -0.0059195 | -0.0056761 | -0.005837 | -0.0061222 | -0.0063931 | -0.0070636 | -0.0073132 | -0.0074473 | -0.007706 | -0.0077257 | -0.0080164 | -0.0082929 | -0.0084948 | -0.0087712 | -0.0088561 | -0.0089648 | -0.0091328 | -0.0092443 | -0.0094444
[10 empty] | 0 | 0 | 0 | 0 | 0 | 0 | 0 | 0 | 0 | 0 | 0 | 0 | 0 | 0 | 0 | 0 | 0 | 0 | 0 | 0 | 0 | 0 | 0 | 0 | 0 | 0 | 0 | 0
[10 empty] | 0 | 0 | 0 | 0 | 0 | 0 | 0 | 0 | 0 | 0 | 0 | 0 | 0 | 0 | 0 | 0 | 0 | 0 | 0 | 0 | 0 | 0 | 0 | 0 | 0 | 0 | 0 | 0
[10 empty] | 0 | 0 | 0 | 0 | 0 | 0 | 0 | 0 | 0 | 0 | 0 | 0 | 0 | 0 | 0 | 0 | 0 | 0 | 0 | 0 | 0 | 0 | 0 | 0 | 0 | 0 | 0 | 0
[10 empty] | 0 | 0 | 0 | 0 | 0 | 0 | 0 | 0 | 0 | 0 | 0 | 0 | 0 | 0 | 0 | 0 | 0 | 0 | 0 | 0 | 0 | 0 | 0 | 0 | 0 | 0 | 0 | 0
[10 empty] | 0 | -0.00041652 | -0.0010078 | -0.0018299 | -0.002931 | -0.0043706 | -0.0063172 | -0.0086354 | -0.01183 | -0.015889 | -0.020957 | -0.027072 | -0.03454 | -0.042704 | -0.053076 | -0.065081 | -0.078908 | -0.094835 | -0.11306 | -0.13316 | -0.15736 | -0.18667 | -0.22208 | -0.26394 | -0.31343 | -0.37154 | -0.43974 | -0.51967
[10 empty] | 0 | -6.2573e-05 | -0.0001514 | -0.0002749 | -0.00044033 | -0.00065658 | -0.00094902 | -0.0012973 | -0.0017773 | -0.002387 | -0.0031483 | -0.0040669 | -0.0051888 | -0.0064154 | -0.0079736 | -0.009777 | -0.011854 | -0.014247 | -0.016985 | -0.020004 | -0.02364 | -0.028043 | -0.033362 | -0.039651 | -0.047085 | -0.055816 | -0.066061 | -0.078069
[10 empty] | 0 | -8.1295e-05 | -0.0001967 | -0.00035715 | -0.00057208 | -0.00085304 | -0.001233 | -0.0016854 | -0.002309 | -0.0031012 | -0.0040903 | -0.0052838 | -0.0067414 | -0.008335 | -0.010359 | -0.012702 | -0.015401 | -0.01851 | -0.022067 | -0.025989 | -0.030713 | -0.036434 | -0.043345 | -0.051515 | -0.061174 | -0.072517 | -0.085827 | -0.10143
[10 empty] | 0 | -0.00041652 | -0.00059126 | -0.0008221 | -0.0011012 | -0.0014395 | -0.0019466 | -0.0023182 | -0.003195 | -0.0040587 | -0.0051508 | -0.0063001 | -0.00778 | -0.008635 | -0.011036 | -0.013034 | -0.01516 | -0.017693 | -0.020522 | -0.023055 | -0.027961 | -0.033973 | -0.041092 | -0.048843 | -0.057965 | -0.068235 | -0.080211 | -0.093881
[10 empty] | 0 | -0.0077798 | -0.015557 | -0.02333 | -0.031106 | -0.038874 | -0.046638 | -0.054399 | -0.062158 | -0.069913 | -0.077665 | -0.085414 | -0.09316 | -0.1009 | -0.10864 | -0.11638 | -0.12411 | -0.13185 | -0.13957 | -0.1473 | -0.15502 | -0.16274 | -0.17046 | -0.17817 | -0.18588 | -0.19359 | -0.20129 | -0.20899
[10 empty] | 0 | -0.0011687 | -0.002337 | -0.0035049 | -0.004673 | -0.0058399 | -0.0070063 | -0.0081723 | -0.0093378 | -0.010503 | -0.011667 | -0.012832 | -0.013995 | -0.015159 | -0.016321 | -0.017484 | -0.018645 | -0.019807 | -0.020968 | -0.022128 | -0.023288 | -0.024448 | -0.025607 | -0.026766 | -0.027924 | -0.029082 | -0.030239 | -0.031396
[10 empty] | 0 | -0.0015185 | -0.0030363 | -0.0045536 | -0.0060712 | -0.0075873 | -0.0091027 | -0.010618 | -0.012132 | -0.013645 | -0.015159 | -0.016671 | -0.018183 | -0.019694 | -0.021205 | -0.022715 | -0.024224 | -0.025733 | -0.027242 | -0.028749 | -0.030257 | -0.031763 | -0.033269 | -0.034775 | -0.036279 | -0.037784 | -0.039287 | -0.04079
[10 empty] | 0 | -0.0077798 | -0.0077767 | -0.0077737 | -0.0077759 | -0.0077675 | -0.0077644 | -0.0077614 | -0.0077583 | -0.0077552 | -0.0077522 | -0.0088606 | -0.0098097 | -0.010622 | -0.011319 | -0.011914 | -0.012424 | -0.012859 | -0.015499 | -0.015493 | -0.015487 | -0.015641 | -0.015905 | -0.016249 | -0.016642 | -0.017065 | -0.017499 | -0.017933
[10 empty] | 0 | -0.006315 | -0.012627 | -0.018937 | -0.025249 | -0.031554 | -0.037857 | -0.044156 | -0.050454 | -0.056749 | -0.063041 | -0.069332 | -0.075619 | -0.081904 | -0.088187 | -0.094467 | -0.10074 | -0.10702 | -0.11329 | -0.11956 | -0.12583 | -0.1321 | -0.13836 | -0.14462 | -0.15088 | -0.15713 | -0.16339 | -0.16964
[10 empty] | 0 | -0.00094868 | -0.001897 | -0.0028449 | -0.0037931 | -0.0047403 | -0.0056871 | -0.0066335 | -0.0075796 | -0.0085253 | -0.0094706 | -0.010416 | -0.01136 | -0.012304 | -0.013248 | -0.014192 | -0.015135 | -0.016077 | -0.01702 | -0.017962 | -0.018903 | -0.019845 | -0.020786 | -0.021726 | -0.022666 | -0.023606 | -0.024545 | -0.025485
[10 empty] | 0 | -0.0012325 | -0.0024646 | -0.0036962 | -0.0049281 | -0.0061587 | -0.0073888 | -0.0086184 | -0.0098475 | -0.011076 | -0.012304 | -0.013532 | -0.014759 | -0.015986 | -0.017212 | -0.018438 | -0.019663 | -0.020888 | -0.022112 | -0.023336 | -0.02456 | -0.025782 | -0.027005 | -0.028227 | -0.029448 | -0.030669 | -0.03189 | -0.03311
[10 empty] | 0 | -0.006315 | -0.0063125 | -0.0063099 | -0.0063117 | -0.006305 | -0.0063025 | -0.0063 | -0.0071996 | -0.00797 | -0.0086297 | -0.009195 | -0.0096783 | -0.010092 | -0.010445 | -0.012717 | -0.012933 | -0.013212 | -0.013532 | -0.013873 | -0.014226 | -0.014578 | -0.015467 | -0.016222 | -0.016876 | -0.017454 | -0.017975 | -0.018451
[10 empty] | 0 | -0.00048608 | -0.00097196 | -0.0014577 | -0.0019435 | -0.0024288 | -0.0029139 | -0.0033988 | -0.0038836 | -0.0043681 | -0.0048525 | -0.0053366 | -0.0058206 | -0.0063044 | -0.006788 | -0.0072714 | -0.0077546 | -0.0082376 | -0.0087204 | -0.0092031 | -0.0096856 | -0.010168 | -0.01065 | -0.011132 | -0.011614 | -0.012095 | -0.012576 | -0.013058
[10 empty] | 0 | -7.3023e-05 | -0.00014602 | -0.00021898 | -0.00029197 | -0.00036487 | -0.00043775 | -0.0005106 | -0.00058342 | -0.00065621 | -0.00072898 | -0.00080171 | -0.00087442 | -0.00094709 | -0.0010197 | -0.0010924 | -0.001165 | -0.0012375 | -0.0013101 | -0.0013826 | -0.001455 | -0.0015275 | -0.0015999 | -0.0016723 | -0.0017447 | -0.001817 | -0.0018893 | -0.0019616
[10 empty] | 0 | -9.4872e-05 | -0.00018971 | -0.0002845 | -0.00037933 | -0.00047405 | -0.00056873 | -0.00066338 | -0.00075799 | -0.00085256 | -0.00094709 | -0.0010416 | -0.0011361 | -0.0012305 | -0.0013249 | -0.0014192 | -0.0015135 | -0.0016078 | -0.001702 | -0.0017962 | -0.0018904 | -0.0019845 | -0.0020786 | -0.0021727 | -0.0022667 | -0.0023607 | -0.0024546 | -0.0025486
[10 empty] | 0 | -0.00048608 | -0.00048589 | -0.00048569 | -0.00048583 | -0.00058252 | -0.00066007 | -0.00072202 | -0.00077158 | -0.00083052 | -0.0010206 | -0.0010575 | -0.0010969 | -0.0011403 | -0.0012382 | -0.0013189 | -0.0013873 | -0.0014473 | -0.0015174 | -0.0016239 | -0.0016826 | -0.0017422 | -0.0018048 | -0.0018906 | -0.0019663 | -0.0020356 | -0.0021013 | -0.0021736
[10 empty] | 0 | -0.013513 | -0.027832 | -0.10606 | -0.18888 | -0.27638 | -0.36883 | -0.46644 | -0.56943 | -0.68608 | -0.81595 | -0.94974 | -1.088 | -1.2314 | -1.3802 | -1.5352 | -1.713 | -1.8964 | -2.0678 | -2.2477 | -2.4365 | -2.6346 | -2.8423 | -3.06 | -3.2882 | -3.5273 | -3.7777 | -4.0399
[10 empty] | 0 | -0.0020301 | -0.0041811 | -0.015934 | -0.028375 | -0.04152 | -0.055409 | -0.070072 | -0.085544 | -0.10307 | -0.12258 | -0.14268 | -0.16345 | -0.18498 | -0.20735 | -0.23062 | -0.25734 | -0.2849 | -0.31064 | -0.33767 | -0.36604 | -0.39579 | -0.42699 | -0.4597 | -0.49398 | -0.5299 | -0.56752 | -0.60691
[10 empty] | 0 | -0.0026375 | -0.0054321 | -0.020701 | -0.036865 | -0.053944 | -0.071987 | -0.091038 | -0.11114 | -0.13391 | -0.15926 | -0.18537 | -0.21236 | -0.24033 | -0.26939 | -0.29963 | -0.33434 | -0.37014 | -0.40359 | -0.43871 | -0.47556 | -0.51422 | -0.55475 | -0.59725 | -0.64179 | -0.68845 | -0.73733 | -0.7885
[10 empty] | 0 | -0.013513 | -0.014318 | -0.078231 | -0.082817 | -0.087503 | -0.092447 | -0.097608 | -0.10299 | -0.11858 | -0.13357 | -0.14814 | -0.16242 | -0.17651 | -0.19053 | -0.20457 | -0.23903 | -0.25308 | -0.26877 | -0.28589 | -0.30421 | -0.32363 | -0.34406 | -0.36541 | -0.39345 | -0.42125 | -0.4492 | -0.47759
[10 empty] | 0 | -0.0022316 | -0.004486 | -0.0067636 | -0.0090659 | -0.01139 | -0.013738 | -0.01611 | -0.018506 | -0.020925 | -0.02337 | -0.025838 | -0.028332 | -0.03085 | -0.033394 | -0.035963 | -0.038557 | -0.041177 | -0.043823 | -0.046495 | -0.049194 | -0.051919 | -0.05467 | -0.057449 | -0.060254 | -0.063087 | -0.065948 | -0.068836
[10 empty] | 0 | -0.00033524 | -0.00067393 | -0.0010161 | -0.001362 | -0.0017111 | -0.0020638 | -0.0024201 | -0.00278 | -0.0031436 | -0.0035108 | -0.0038816 | -0.0042562 | -0.0046346 | -0.0050167 | -0.0054026 | -0.0057924 | -0.006186 | -0.0065835 | -0.0069849 | -0.0073903 | -0.0077996 | -0.008213 | -0.0086304 | -0.0090519 | -0.0094775 | -0.0099072 | -0.010341
[10 empty] | 0 | -0.00043555 | -0.00087557 | -0.0013201 | -0.0017695 | -0.0022231 | -0.0026814 | -0.0031443 | -0.0036119 | -0.0040842 | -0.0045612 | -0.0050431 | -0.0055298 | -0.0060213 | -0.0065178 | -0.0070192 | -0.0075255 | -0.0080369 | -0.0085534 | -0.0090749 | -0.0096016 | -0.010133 | -0.01067 | -0.011213 | -0.01176 | -0.012313 | -0.012872 | -0.013435
[10 empty] | 0 | -0.0022316 | -0.0022545 | -0.0022776 | -0.0023024 | -0.0023243 | -0.0023479 | -0.0023717 | -0.0026436 | -0.0028908 | -0.0031159 | -0.0033216 | -0.0035098 | -0.0036827 | -0.003842 | -0.0040168 | -0.0042026 | -0.005083 | -0.0052114 | -0.0053495 | -0.0054952 | -0.0056446 | -0.0058004 | -0.0059629 | -0.0062847 | -0.0065806 | -0.0068554 | -0.0071132
[10 empty] | 0 | -0.0005399 | -0.0010796 | -0.0016191 | -0.0021587 | -0.0026977 | -0.0032366 | -0.0037752 | -0.0043136 | -0.0048518 | -0.0053898 | -0.0059276 | -0.0064651 | -0.0070025 | -0.0075396 | -0.0080765 | -0.0086133 | -0.0091498 | -0.0096861 | -0.010222 | -0.010758 | -0.011294 | -0.011829 | -0.012364 | -0.0129 | -0.013434 | -0.013969 | -0.014503
[10 empty] | 0 | -8.1108e-05 | -0.00016218 | -0.00024323 | -0.0003243 | -0.00040528 | -0.00048622 | -0.00056714 | -0.00064802 | -0.00072888 | -0.0008097 | -0.00089048 | -0.00097124 | -0.001052 | -0.0011327 | -0.0012133 | -0.001294 | -0.0013746 | -0.0014551 | -0.0015357 | -0.0016162 | -0.0016966 | -0.0017771 | -0.0018575 | -0.0019379 | -0.0020182 | -0.0020985 | -0.0021788
[10 empty] | 0 | -0.00010538 | -0.00021071 | -0.00031601 | -0.00042133 | -0.00052654 | -0.00063171 | -0.00073683 | -0.00084192 | -0.00094696 | -0.001052 | -0.0011569 | -0.0012618 | -0.0013667 | -0.0014716 | -0.0015764 | -0.0016811 | -0.0017858 | -0.0018905 | -0.0019951 | -0.0020997 | -0.0022043 | -0.0023088 | -0.0024133 | -0.0025177 | -0.0026221 | -0.0027264 | -0.0028308
[10 empty] | 0 | -0.0005399 | -0.00053969 | -0.00053947 | -0.00053963 | -0.00053905 | -0.00053883 | -0.00053862 | -0.00053841 | -0.0005382 | -0.00053798 | -0.00053777 | -0.00053756 | -0.00053735 | -0.00053714 | -0.00053693 | -0.00053672 | -0.00058559 | -0.00062998 | -0.0006703 | -0.00070695 | -0.0007402 | -0.00077038 | -0.00079778 | -0.00082266 | -0.00084523 | -0.00086572 | -0.0008843
[10 empty] | 0 | 0 | 0 | 0 | 0 | 0 | 0 | 0 | 0 | 0 | 0 | 0 | 0 | 0 | 0 | 0 | 0 | 0 | 0 | 0 | 0 | 0 | 0 | 0 | 0 | 0 | 0 | 0
[10 empty] | 0 | 0 | 0 | 0 | 0 | 0 | 0 | 0 | 0 | 0 | 0 | 0 | 0 | 0 | 0 | 0 | 0 | 0 | 0 | 0 | 0 | 0 | 0 | 0 | 0 | 0 | 0 | 0
[10 empty] | 0 | 0 | 0 | 0 | 0 | 0 | 0 | 0 | 0 | 0 | 0 | 0 | 0 | 0 | 0 | 0 | 0 | 0 | 0 | 0 | 0 | 0 | 0 | 0 | 0 | 0 | 0 | 0
[10 empty] | 0 | 0 | 0 | 0 | 0 | 0 | 0 | 0 | 0 | 0 | 0 | 0 | 0 | 0 | 0 | 0 | 0 | 0 | 0 | 0 | 0 | 0 | 0 | 0 | 0 | 0 | 0 | 0
[10 empty] | 0 | 0 | 0 | 0 | 0 | 0 | 0 | 0 | 0 | 0 | 0 | 0 | 0 | 0 | 0 | 0 | 0 | 0 | 0 | 0 | 0 | 0 | 0 | 0 | 0 | 0 | 0 | 0
[10 empty] | 0 | 0 | 0 | 0 | 0 | 0 | 0 | 0 | 0 | 0 | 0 | 0 | 0 | 0 | 0 | 0 | 0 | 0 | 0 | 0 | 0 | 0 | 0 | 0 | 0 | 0 | 0 | 0
[10 empty] | 0 | 0 | 0 | 0 | 0 | 0 | 0 | 0 | 0 | 0 | 0 | 0 | 0 | 0 | 0 | 0 | 0 | 0 | 0 | 0 | 0 | 0 | 0 | 0 | 0 | 0 | 0 | 0
[10 empty] | 0 | 0 | 0 | 0 | 0 | 0 | 0 | 0 | 0 | 0 | 0 | 0 | 0 | 0 | 0 | 0 | 0 | 0 | 0 | 0 | 0 | 0 | 0 | 0 | 0 | 0 | 0 | 0
[10 empty] | 0 | 0 | 0 | 0 | 0 | 0 | 0 | 0 | 0 | 0 | 0 | 0 | 0 | 0 | 0 | 0 | 0 | 0 | 0 | 0 | 0 | 0 | 0 | 0 | 0 | 0 | 0 | 0
[10 empty] | 0 | 0 | 0 | 0 | 0 | 0 | 0 | 0 | 0 | 0 | 0 | 0 | 0 | 0 | 0 | 0 | 0 | 0 | 0 | 0 | 0 | 0 | 0 | 0 | 0 | 0 | 0 | 0
[10 empty] | 0 | 0 | 0 | 0 | 0 | 0 | 0 | 0 | 0 | 0 | 0 | 0 | 0 | 0 | 0 | 0 | 0 | 0 | 0 | 0 | 0 | 0 | 0 | 0 | 0 | 0 | 0 | 0
[10 empty] | 0 | 0 | 0 | 0 | 0 | 0 | 0 | 0 | 0 | 0 | 0 | 0 | 0 | 0 | 0 | 0 | 0 | 0 | 0 | 0 | 0 | 0 | 0 | 0 | 0 | 0 | 0 | 0
[10 empty] | 0 | 0 | 0 | 0 | 0 | 0 | 0 | 0 | 0 | 0 | 0 | 0 | 0 | 0 | 0 | 0 | 0 | 0 | 0 | 0 | 0 | 0 | 0 | 0 | 0 | 0 | 0 | 0
[10 empty] | 0 | 0 | 0 | 0 | 0 | 0 | 0 | 0 | 0 | 0 | 0 | 0 | 0 | 0 | 0 | 0 | 0 | 0 | 0 | 0 | 0 | 0 | 0 | 0 | 0 | 0 | 0 | 0
[10 empty] | 0 | 0 | 0 | 0 | 0 | 0 | 0 | 0 | 0 | 0 | 0 | 0 | 0 | 0 | 0 | 0 | 0 | 0 | 0 | 0 | 0 | 0 | 0 | 0 | 0 | 0 | 0 | 0
[10 empty] | 0 | 0 | 0 | 0 | 0 | 0 | 0 | 0 | 0 | 0 | 0 | 0 | 0 | 0 | 0 | 0 | 0 | 0 | 0 | 0 | 0 | 0 | 0 | 0 | 0 | 0 | 0 | 0
[10 empty] | 0 | 0 | 0 | 0 | 0 | 0 | 0 | 0 | 0 | 0 | 0 | 0 | 0 | 0 | 0 | 0 | 0 | 0 | 0 | 0 | 0 | 0 | 0 | 0 | 0 | 0 | 0 | 0
[10 empty] | 0 | 0 | 0 | 0 | 0 | 0 | 0 | 0 | 0 | 0 | 0 | 0 | 0 | 0 | 0 | 0 | 0 | 0 | 0 | 0 | 0 | 0 | 0 | 0 | 0 | 0 | 0 | 0
[10 empty] | 0 | 0 | 0 | 0 | 0 | 0 | 0 | 0 | 0 | 0 | 0 | 0 | 0 | 0 | 0 | 0 | 0 | 0 | 0 | 0 | 0 | 0 | 0 | 0 | 0 | 0 | 0 | 0
[10 empty] | 0 | 0 | 0 | 0 | 0 | 0 | 0 | 0 | 0 | 0 | 0 | 0 | 0 | 0 | 0 | 0 | 0 | 0 | 0 | 0 | 0 | 0 | 0 | 0 | 0 | 0 | 0 | 0
[10 empty] | 0 | 0 | 0 | 0 | 0 | 0 | 0 | 0 | 0 | 0 | 0 | 0 | 0 | 0 | 0 | 0 | 0 | 0 | 0 | 0 | 0 | 0 | 0 | 0 | 0 | 0 | 0 | 0
[10 empty] | 0 | 0 | 0 | 0 | 0 | 0 | 0 | 0 | 0 | 0 | 0 | 0 | 0 | 0 | 0 | 0 | 0 | 0 | 0 | 0 | 0 | 0 | 0 | 0 | 0 | 0 | 0 | 0
[10 empty] | 0 | 0 | 0 | 0 | 0 | 0 | 0 | 0 | 0 | 0 | 0 | 0 | 0 | 0 | 0 | 0 | 0 | 0 | 0 | 0 | 0 | 0 | 0 | 0 | 0 | 0 | 0 | 0
[10 empty] | 0 | 0 | 0 | 0 | 0 | 0 | 0 | 0 | 0 | 0 | 0 | 0 | 0 | 0 | 0 | 0 | 0 | 0 | 0 | 0 | 0 | 0 | 0 | 0 | 0 | 0 | 0 | 0
[10 empty] | 0 | 0 | 0 | 0 | 0 | 0 | 0 | 0 | 0 | 0 | 0 | 0 | 0 | 0 | 0 | 0 | 0 | 0 | 0 | 0 | 0 | 0 | 0 | 0 | 0 | 0 | 0 | 0
[10 empty] | 0 | 0 | 0 | 0 | 0 | 0 | 0 | 0 | 0 | 0 | 0 | 0 | 0 | 0 | 0 | 0 | 0 | 0 | 0 | 0 | 0 | 0 | 0 | 0 | 0 | 0 | 0 | 0
[10 empty] | 0 | 0 | 0 | 0 | 0 | 0 | 0 | 0 | 0 | 0 | 0 | 0 | 0 | 0 | 0 | 0 | 0 | 0 | 0 | 0 | 0 | 0 | 0 | 0 | 0 | 0 | 0 | 0
[10 empty] | 0 | 0 | 0 | 0 | 0 | 0 | 0 | 0 | 0 | 0 | 0 | 0 | 0 | 0 | 0 | 0 | 0 | 0 | 0 | 0 | 0 | 0 | 0 | 0 | 0 | 0 | 0 | 0
[10 empty] | 0 | 0 | 0 | 0 | 0 | 0 | 0 | 0 | 0 | 0 | 0 | 0 | 0 | 0 | 0 | 0 | 0 | 0 | 0 | 0 | 0 | 0 | 0 | 0 | 0 | 0 | 0 | 0
[10 empty] | 0 | 0 | 0 | 0 | 0 | 0 | 0 | 0 | 0 | 0 | 0 | 0 | 0 | 0 | 0 | 0 | 0 | 0 | 0 | 0 | 0 | 0 | 0 | 0 | 0 | 0 | 0 | 0
[10 empty] | 0 | 0 | 0 | 0 | 0 | 0 | 0 | 0 | 0 | 0 | 0 | 0 | 0 | 0 | 0 | 0 | 0 | 0 | 0 | 0 | 0 | 0 | 0 | 0 | 0 | 0 | 0 | 0
[10 empty] | 0 | 0 | 0 | 0 | 0 | 0 | 0 | 0 | 0 | 0 | 0 | 0 | 0 | 0 | 0 | 0 | 0 | 0 | 0 | 0 | 0 | 0 | 0 | 0 | 0 | 0 | 0 | 0
[10 empty] | 0 | 0 | 0 | 0 | 0 | 0 | 0 | 0 | 0 | 0 | 0 | 0 | 0 | 0 | 0 | 0 | 0 | 0 | 0 | 0 | 0 | 0 | 0 | 0 | 0 | 0 | 0 | 0
[10 empty] | 0 | 0 | 0 | 0 | 0 | 0 | 0 | 0 | 0 | 0 | 0 | 0 | 0 | 0 | 0 | 0 | 0 | 0 | 0 | 0 | 0 | 0 | 0 | 0 | 0 | 0 | 0 | 0
[10 empty] | 0 | 0 | 0 | 0 | 0 | 0 | 0 | 0 | 0 | 0 | 0 | 0 | 0 | 0 | 0 | 0 | 0 | 0 | 0 | 0 | 0 | 0 | 0 | 0 | 0 | 0 | 0 | 0
[10 empty] | 0 | 0 | 0 | 0 | 0 | 0 | 0 | 0 | 0 | 0 | 0 | 0 | 0 | 0 | 0 | 0 | 0 | 0 | 0 | 0 | 0 | 0 | 0 | 0 | 0 | 0 | 0 | 0
[10 empty] | 0 | -0.0013445 | -0.0066222 | -0.012897 | -0.020911 | -0.035828 | -0.050893 | -0.06745 | -0.086525 | -0.10831 | -0.13339 | -0.16083 | -0.19199 | -0.22664 | -0.26542 | -0.30618 | -0.35113 | -0.39951 | -0.45218 | -0.50566 | -0.56351 | -0.62439 | -0.69025 | -0.75604 | -0.82738 | -0.90283 | -0.98393 | -1.0633
[10 empty] | 0 | 0 | 0 | 0 | 0 | 0 | 0 | 0 | 0 | 0 | 0 | 0 | 0 | 0 | 0 | 0 | 0 | 0 | 0 | 0 | 0 | 0 | 0 | 0 | 0 | 0 | 0 | 0
[10 empty] | 0 | 0 | 0 | 0 | 0 | 0 | 0 | 0 | 0 | 0 | 0 | 0 | 0 | 0 | 0 | 0 | 0 | 0 | 0 | 0 | 0 | 0 | 0 | 0 | 0 | 0 | 0 | 0
[10 empty] | 0 | -0.0013445 | -0.0052777 | -0.006275 | -0.0080141 | -0.014917 | -0.015065 | -0.016557 | -0.019074 | -0.021786 | -0.025083 | -0.027432 | -0.031169 | -0.034644 | -0.038778 | -0.040759 | -0.044956 | -0.04838 | -0.052669 | -0.053483 | -0.057843 | -0.060879 | -0.065981 | -0.06639 | -0.072444 | -0.077183 | -0.084038 | -0.083438
[10 empty] | 0 | -0.010534 | -0.021635 | -0.032951 | -0.044589 | -0.071703 | -0.099368 | -0.12759 | -0.15635 | -0.18663 | -0.21827 | -0.25246 | -0.28889 | -0.32734 | -0.36469 | -0.40118 | -0.43706 | -0.47253 | -0.50561 | -0.5367 | -0.56614 | -0.59851 | -0.62922 | -0.65863 | -0.68696 | -0.71002 | -0.73297 | -0.75588
[10 empty] | 0 | -0.0041286 | -0.0084798 | -0.012915 | -0.017476 | -0.028103 | -0.038947 | -0.050007 | -0.061279 | -0.073148 | -0.08555 | -0.098949 | -0.11323 | -0.1283 | -0.14294 | -0.15724 | -0.1713 | -0.1852 | -0.19817 | -0.21036 | -0.2219 | -0.23458 | -0.24662 | -0.25815 | -0.26925 | -0.27829 | -0.28728 | -0.29626
[10 empty] | 0 | -0.0028777 | -0.0059105 | -0.0090019 | -0.012181 | -0.019588 | -0.027146 | -0.034855 | -0.042712 | -0.050985 | -0.059629 | -0.068969 | -0.078923 | -0.089425 | -0.099629 | -0.1096 | -0.1194 | -0.12909 | -0.13813 | -0.14662 | -0.15466 | -0.16351 | -0.1719 | -0.17993 | -0.18767 | -0.19397 | -0.20024 | -0.2065
[10 empty] | 0 | -0.010534 | -0.011102 | -0.011316 | -0.011637 | -0.027114 | -0.027665 | -0.028219 | -0.02876 | -0.030281 | -0.031643 | -0.034187 | -0.036437 | -0.038442 | -0.038857 | -0.039365 | -0.039962 | -0.040631 | -0.041375 | -0.04216 | -0.042954 | -0.051132 | -0.051281 | -0.051627 | -0.052355 | -0.053361 | -0.054573 | -0.055734
[10 empty] | 0 | -0.039846 | -0.076007 | -0.10418 | -0.12705 | -0.14991 | -0.17274 | -0.20007 | -0.23041 | -0.26271 | -0.28689 | -0.30295 | -0.31949 | -0.33513 | -0.34478 | -0.35218 | -0.35843 | -0.36427 | -0.36998 | -0.37605 | -0.38226 | -0.38639 | -0.3966 | -0.40528 | -0.4113 | -0.41706 | -0.42217 | -0.42709
[10 empty] | 0 | -0.015617 | -0.02979 | -0.040834 | -0.049797 | -0.058754 | -0.067703 | -0.078418 | -0.09031 | -0.10297 | -0.11244 | -0.11874 | -0.12522 | -0.13135 | -0.13514 | -0.13804 | -0.14048 | -0.14277 | -0.14501 | -0.14739 | -0.14982 | -0.15144 | -0.15545 | -0.15885 | -0.16121 | -0.16346 | -0.16547 | -0.1674
[10 empty] | 0 | -0.010885 | -0.020764 | -0.028461 | -0.034709 | -0.040952 | -0.047189 | -0.054658 | -0.062947 | -0.071769 | -0.078375 | -0.082762 | -0.087282 | -0.091553 | -0.094191 | -0.096212 | -0.097919 | -0.099515 | -0.10107 | -0.10273 | -0.10443 | -0.10556 | -0.10835 | -0.11072 | -0.11236 | -0.11394 | -0.11533 | -0.11668
[10 empty] | 0 | -0.039846 | -0.036225 | -0.028297 | -0.023035 | -0.023058 | -0.02307 | -0.027615 | -0.03066 | -0.032661 | -0.037694 | -0.037135 | -0.04005 | -0.046755 | -0.037456 | -0.032148 | -0.030981 | -0.032592 | -0.03445 | -0.038684 | -0.040918 | -0.041001 | -0.051314 | -0.04847 | -0.043867 | -0.042667 | -0.038831 | -0.037893
[10 empty] | 0 | -0.49727 | -1.0014 | -1.5065 | -2.0146 | -2.5863 | -3.161 | -3.7399 | -4.3231 | -4.9098 | -5.5001 | -6.0941 | -6.6922 | -7.2944 | -7.8491 | -8.3629 | -8.8425 | -9.2934 | -9.712 | -10.1035 | -10.4715 | -10.8447 | -11.1964 | -11.5311 | -11.8508 | -12.1405 | -12.4222 | -12.6972
[10 empty] | 0 | -0.1949 | -0.39249 | -0.59046 | -0.7896 | -1.0137 | -1.2389 | -1.4658 | -1.6944 | -1.9244 | -2.1557 | -2.3886 | -2.623 | -2.859 | -3.0764 | -3.2778 | -3.4658 | -3.6425 | -3.8066 | -3.96 | -4.1042 | -4.2505 | -4.3884 | -4.5195 | -4.6449 | -4.7584 | -4.8688 | -4.9766
[10 empty] | 0 | -0.13585 | -0.27357 | -0.41156 | -0.55036 | -0.70654 | -0.86356 | -1.0217 | -1.181 | -1.3413 | -1.5026 | -1.6649 | -1.8282 | -1.9927 | -2.1443 | -2.2846 | -2.4157 | -2.5388 | -2.6532 | -2.7602 | -2.8607 | -2.9626 | -3.0587 | -3.1502 | -3.2375 | -3.3166 | -3.3936 | -3.4687
[10 empty] | 0 | -0.49727 | -0.50412 | -0.50511 | -0.50808 | -0.57167 | -0.57477 | -0.57884 | -0.58324 | -0.58673 | -0.59023 | -0.59408 | -0.59804 | -0.60221 | -0.62577 | -0.64667 | -0.66568 | -0.68298 | -0.69924 | -0.71412 | -0.7272 | -0.90926 | -0.89711 | -0.8867 | -0.87865 | -0.87265 | -0.86841 | -0.8685
[10 empty] | 0 | 0 | 0 | 0 | 0 | 0 | 0 | 0 | 0 | 0 | 0 | 0 | 0 | 0 | 0 | 0 | 0 | 0 | 0 | 0 | 0 | 0 | 0 | 0 | 0 | 0 | 0 | 0
[10 empty] | 0 | 0 | 0 | 0 | 0 | 0 | 0 | 0 | 0 | 0 | 0 | 0 | 0 | 0 | 0 | 0 | 0 | 0 | 0 | 0 | 0 | 0 | 0 | 0 | 0 | 0 | 0 | 0
[10 empty] | 0 | 0 | 0 | 0 | 0 | 0 | 0 | 0 | 0 | 0 | 0 | 0 | 0 | 0 | 0 | 0 | 0 | 0 | 0 | 0 | 0 | 0 | 0 | 0 | 0 | 0 | 0 | 0
[10 empty] | 0 | 0 | 0 | 0 | 0 | 0 | 0 | 0 | 0 | 0 | 0 | 0 | 0 | 0 | 0 | 0 | 0 | 0 | 0 | 0 | 0 | 0 | 0 | 0 | 0 | 0 | 0 | 0
[10 empty] | 0 | -0.41631 | -0.84521 | -1.2851 | -1.734 | -2.1906 | -2.6539 | -3.123 | -3.5971 | -4.0686 | -4.5378 | -5.0257 | -5.53 | -6.0486 | -6.5439 | -7.0195 | -7.4419 | -7.8169 | -8.1495 | -8.4442 | -8.7052 | -8.9361 | -9.1396 | -9.4186 | -9.6692 | -9.7956 | -9.9081 | -10.0046
[10 empty] | 0 | -0.085715 | -0.17402 | -0.2646 | -0.35701 | -0.45103 | -0.54643 | -0.64302 | -0.74062 | -0.8377 | -0.9343 | -1.0348 | -1.1386 | -1.2454 | -1.3474 | -1.4453 | -1.5323 | -1.6095 | -1.6779 | -1.7386 | -1.7924 | -1.8399 | -1.8818 | -1.9392 | -1.9908 | -2.0169 | -2.04 | -2.0599
[10 empty] | 0 | -0.11556 | -0.23461 | -0.35671 | -0.4813 | -0.60805 | -0.73666 | -0.86687 | -0.99845 | -1.1293 | -1.2596 | -1.395 | -1.535 | -1.6789 | -1.8164 | -1.9484 | -2.0657 | -2.1698 | -2.2621 | -2.3439 | -2.4163 | -2.4804 | -2.5369 | -2.6144 | -2.6839 | -2.719 | -2.7502 | -2.777
[10 empty] | 0 | -0.41631 | -0.42957 | -0.44125 | -0.45092 | -0.4594 | -0.46684 | -0.47335 | -0.47903 | -0.4773 | -0.47569 | -0.49518 | -0.51235 | -0.52748 | -0.51343 | -0.5024 | -0.49388 | -0.48737 | -0.48252 | -0.47902 | -0.47663 | -0.47512 | -0.47359 | -0.59582 | -0.5868 | -0.5802 | -0.57539 | -0.56925
[10 empty] | 0 | -0.03832 | -0.076586 | -0.11479 | -0.15286 | -0.19081 | -0.22863 | -0.26632 | -0.3039 | -0.34073 | -0.37692 | -0.41447 | -0.45317 | -0.49284 | -0.53096 | -0.56775 | -0.60003 | -0.62834 | -0.65314 | -0.67486 | -0.69385 | -0.71922 | -0.74114 | -0.76001 | -0.77641 | -0.78166 | -0.78622 | -0.78993
[10 empty] | 0 | -0.00789 | -0.015769 | -0.023634 | -0.031473 | -0.039286 | -0.047073 | -0.054835 | -0.062571 | -0.070155 | -0.077606 | -0.085338 | -0.093306 | -0.10147 | -0.10932 | -0.1169 | -0.12354 | -0.12937 | -0.13448 | -0.13895 | -0.14286 | -0.14808 | -0.1526 | -0.15648 | -0.15986 | -0.16094 | -0.16188 | -0.16264
[10 empty] | 0 | -0.010637 | -0.021258 | -0.031862 | -0.04243 | -0.052963 | -0.063461 | -0.073924 | -0.084353 | -0.094578 | -0.10462 | -0.11505 | -0.12579 | -0.1368 | -0.14738 | -0.15759 | -0.16655 | -0.17441 | -0.18129 | -0.18732 | -0.19259 | -0.19964 | -0.20572 | -0.21096 | -0.21551 | -0.21697 | -0.21823 | -0.21926
[10 empty] | 0 | -0.03832 | -0.038327 | -0.038323 | -0.038257 | -0.038191 | -0.038126 | -0.038062 | -0.037998 | -0.037321 | -0.036734 | -0.038157 | -0.039364 | -0.040387 | -0.039923 | -0.039528 | -0.039189 | -0.038889 | -0.038624 | -0.038388 | -0.038176 | -0.0488 | -0.047002 | -0.045379 | -0.044171 | -0.043307 | -0.04271 | -0.042135
[10 empty] | 0 | -2.6088 | -5.7523 | -8.8858 | -12.2438 | -15.5671 | -18.8638 | -22.3362 | -25.1921 | -27.6579 | -29.7953 | -31.6412 | -33.2583 | -34.6505 | -35.8392 | -36.8529 | -37.7222 | -38.4655 | -39.0749 | -39.5738 | -39.9803 | -40.3213 | -40.6046 | -40.8076 | -40.9737 | -41.1127 | -41.2369 | -41.3528
[10 empty] | 0 | -0.93889 | -2.0702 | -3.198 | -4.4066 | -5.6026 | -6.7891 | -8.0388 | -9.0666 | -9.9541 | -10.7233 | -11.3876 | -11.9696 | -12.4707 | -12.8985 | -13.2633 | -13.5762 | -13.8437 | -14.0631 | -14.2426 | -14.3889 | -14.5116 | -14.6136 | -14.6866 | -14.7464 | -14.7964 | -14.8412 | -14.8828
[10 empty] | 0 | -1.2124 | -2.6733 | -4.1295 | -5.6901 | -7.2345 | -8.7666 | -10.3803 | -11.7075 | -12.8535 | -13.8468 | -14.7046 | -15.4561 | -16.1031 | -16.6556 | -17.1267 | -17.5307 | -17.8761 | -18.1593 | -18.3912 | -18.5801 | -18.7386 | -18.8702 | -18.9645 | -19.0418 | -19.1063 | -19.1641 | -19.2179
[10 empty] | 0 | -2.6088 | -3.1477 | -3.1427 | -4.1835 | -4.873 | -5.3285 | -6.6859 | -6.692 | -6.7624 | -7.3676 | -7.6395 | -7.8394 | -8.2278 | -8.2851 | -8.3362 | -8.5755 | -8.6626 | -8.6826 | -8.8123 | -8.847 | -8.862 | -8.9402 | -8.9642 | -8.9635 | -9.0031 | -9.0127 | -9.0097
[10 empty] | 0 | -0.03216 | -0.079177 | -0.12604 | -0.17276 | -0.21933 | -0.26574 | -0.32009 | -0.37426 | -0.42825 | -0.48208 | -0.53573 | -0.59445 | -0.65299 | -0.71134 | -0.76951 | -0.82748 | -0.88527 | -0.94287 | -1.0003 | -1.0513 | -1.0942 | -1.1307 | -1.1621 | -1.1893 | -1.2204 | -1.2421 | -1.26
[10 empty] | 0 | -0.011574 | -0.028496 | -0.045363 | -0.062176 | -0.078935 | -0.095641 | -0.1152 | -0.1347 | -0.15413 | -0.1735 | -0.19281 | -0.21394 | -0.23501 | -0.25601 | -0.27695 | -0.29781 | -0.31861 | -0.33934 | -0.36 | -0.37835 | -0.3938 | -0.40694 | -0.41822 | -0.42802 | -0.43922 | -0.44702 | -0.45346
[10 empty] | 0 | -0.014946 | -0.036796 | -0.058576 | -0.080287 | -0.10193 | -0.1235 | -0.14875 | -0.17393 | -0.19902 | -0.22404 | -0.24897 | -0.27626 | -0.30347 | -0.33058 | -0.35761 | -0.38456 | -0.41141 | -0.43818 | -0.46486 | -0.48856 | -0.50851 | -0.52547 | -0.54004 | -0.55269 | -0.56715 | -0.57722 | -0.58554
[10 empty] | 0 | -0.03216 | -0.047068 | -0.046993 | -0.046918 | -0.046843 | -0.046768 | -0.05477 | -0.054682 | -0.054595 | -0.054508 | -0.05442 | -0.059586 | -0.059491 | -0.059395 | -0.0593 | -0.059205 | -0.059111 | -0.059016 | -0.058922 | -0.058827 | -0.058733 | -0.058639 | -0.058546 | -0.058452 | -0.073657 | -0.070484 | -0.067931
[10 empty] | 0 | -0.60165 | -1.2014 | -1.8952 | -2.6514 | -3.4635 | -4.1562 | -4.7346 | -5.2248 | -5.6248 | -5.9266 | -6.1418 | -6.294 | -6.3927 | -6.4516 | -6.4328 | -6.4077 | -6.3812 | -6.3546 | -6.3308 | -6.3234 | -6.3219 | -6.3275 | -6.3336 | -6.3358 | -6.3357 | -6.3315 | -6.3249
[10 empty] | 0 | -0.21653 | -0.43238 | -0.68208 | -0.95424 | -1.2465 | -1.4958 | -1.704 | -1.8804 | -2.0244 | -2.133 | -2.2104 | -2.2652 | -2.3007 | -2.3219 | -2.3152 | -2.3061 | -2.2966 | -2.287 | -2.2785 | -2.2758 | -2.2752 | -2.2773 | -2.2795 | -2.2803 | -2.2802 | -2.2787 | -2.2763
[10 empty] | 0 | -0.27961 | -0.55832 | -0.88076 | -1.2322 | -1.6096 | -1.9315 | -2.2003 | -2.4281 | -2.614 | -2.7543 | -2.8543 | -2.925 | -2.9709 | -2.9983 | -2.9895 | -2.9779 | -2.9655 | -2.9532 | -2.9421 | -2.9387 | -2.938 | -2.9406 | -2.9434 | -2.9444 | -2.9444 | -2.9425 | -2.9394
[10 empty] | 0 | -0.60165 | -0.60069 | -0.79964 | -0.93142 | -1.0849 | -1.1495 | -1.1422 | -1.1876 | -1.1964 | -1.2217 | -1.2239 | -1.2257 | -1.235 | -1.2314 | -1.2353 | -1.2322 | -1.2295 | -1.23 | -1.2269 | -1.2264 | -1.2237 | -1.2219 | -1.2204 | -1.218 | -1.2165 | -1.2143 | -1.2125
[10 empty] | 0 | -1.0613 | -2.505 | -4.1026 | -5.6724 | -7.2251 | -8.8617 | -10.1912 | -11.3251 | -12.2916 | -13.1056 | -13.7923 | -14.3897 | -14.8918 | -15.3141 | -15.6681 | -15.9614 | -16.2045 | -16.4062 | -16.5553 | -16.6779 | -16.7796 | -16.8625 | -16.93 | -16.9869 | -17.0222 | -17.0538 | -17.0802
[10 empty] | 0 | -0.38197 | -0.90154 | -1.4765 | -2.0415 | -2.6003 | -3.1893 | -3.6678 | -4.0759 | -4.4237 | -4.7167 | -4.9639 | -5.1789 | -5.3596 | -5.5116 | -5.6389 | -5.7445 | -5.832 | -5.9046 | -5.9582 | -6.0024 | -6.039 | -6.0688 | -6.0931 | -6.1136 | -6.1263 | -6.1376 | -6.1472
[10 empty] | 0 | -0.49324 | -1.1641 | -1.9066 | -2.6361 | -3.3577 | -4.1183 | -4.7362 | -5.2631 | -5.7123 | -6.0906 | -6.4097 | -6.6873 | -6.9207 | -7.1169 | -7.2815 | -7.4178 | -7.5308 | -7.6245 | -7.6938 | -7.7507 | -7.798 | -7.8365 | -7.8679 | -7.8944 | -7.9107 | -7.9254 | -7.9377
[10 empty] | 0 | -1.0613 | -1.4453 | -1.924 | -2.2411 | -2.6105 | -3.2446 | -3.342 | -3.6275 | -3.7584 | -3.9225 | -4.1048 | -4.2004 | -4.3204 | -4.367 | -4.433 | -4.4865 | -4.5066 | -4.548 | -4.5623 | -4.5848 | -4.5984 | -4.6051 | -4.6157 | -4.6175 | -4.6219 | -4.6222 | -4.6213
[10 empty] | 0 | -0.049239 | -0.099919 | -0.15181 | -0.20585 | -0.26221 | -0.32025 | -0.37984 | -0.44112 | -0.5083 | -0.58073 | -0.65817 | -0.72785 | -0.79086 | -0.84804 | -0.89975 | -0.94657 | -0.98911 | -1.028 | -1.0635 | -1.0956 | -1.1271 | -1.156 | -1.1824 | -1.206 | -1.2269 | -1.2455 | -1.2618
[10 empty] | 0 | -0.010481 | -0.021269 | -0.032315 | -0.04382 | -0.055815 | -0.068171 | -0.080856 | -0.0939 | -0.1082 | -0.12362 | -0.1401 | -0.15494 | -0.16835 | -0.18052 | -0.19153 | -0.20149 | -0.21055 | -0.21883 | -0.22637 | -0.23322 | -0.23992 | -0.24608 | -0.2517 | -0.25672 | -0.26118 | -0.26514 | -0.26859
[10 empty] | 0 | -0.011084 | -0.022492 | -0.034173 | -0.046339 | -0.059025 | -0.07209 | -0.085505 | -0.0993 | -0.11442 | -0.13073 | -0.14816 | -0.16384 | -0.17803 | -0.1909 | -0.20254 | -0.21308 | -0.22265 | -0.23141 | -0.23939 | -0.24663 | -0.25372 | -0.26023 | -0.26617 | -0.27148 | -0.27619 | -0.28038 | -0.28404
[10 empty] | 0 | -0.049239 | -0.050759 | -0.052049 | -0.054289 | -0.056682 | -0.058463 | -0.060104 | -0.061889 | -0.067887 | -0.073242 | -0.078363 | -0.076115 | -0.074488 | -0.07327 | -0.07216 | -0.071394 | -0.07096 | -0.07093 | -0.070863 | -0.071251 | -0.089082 | -0.089367 | -0.088954 | -0.088213 | -0.08725 | -0.08615 | -0.08475
[10 empty] | 0 | -0.081584 | -0.15491 | -0.21877 | -0.27541 | -0.32691 | -0.37418 | -0.41819 | -0.46127 | -0.50271 | -0.54192 | -0.57867 | -0.60861 | -0.64342 | -0.67041 | -0.69098 | -0.70659 | -0.71839 | -0.72716 | -0.73376 | -0.7401 | -0.73453 | -0.7308 | -0.7285 | -0.7269 | -0.72688 | -0.72623 | -0.72515
[10 empty] | 0 | -0.017367 | -0.032976 | -0.046569 | -0.058625 | -0.069588 | -0.07965 | -0.089018 | -0.098188 | -0.10701 | -0.11536 | -0.12318 | -0.12955 | -0.13696 | -0.14271 | -0.14709 | -0.15041 | -0.15292 | -0.15479 | -0.15619 | -0.15754 | -0.15636 | -0.15556 | -0.15507 | -0.15473 | -0.15473 | -0.15459 | -0.15436
[10 empty] | 0 | -0.018365 | -0.034872 | -0.049246 | -0.061996 | -0.073589 | -0.08423 | -0.094137 | -0.10383 | -0.11316 | -0.12199 | -0.13026 | -0.137 | -0.14484 | -0.15091 | -0.15554 | -0.15906 | -0.16171 | -0.16369 | -0.16517 | -0.1666 | -0.16535 | -0.16451 | -0.16399 | -0.16363 | -0.16363 | -0.16348 | -0.16324
[10 empty] | 0 | -0.081584 | -0.073553 | -0.064281 | -0.057237 | -0.052258 | -0.048169 | -0.045036 | -0.052315 | -0.056518 | -0.058086 | -0.057977 | -0.056888 | -0.076419 | -0.068239 | -0.062682 | -0.059536 | -0.057862 | -0.05681 | -0.055921 | -0.061737 | -0.063956 | -0.06392 | -0.062758 | -0.061221 | -0.065069 | -0.060806 | -0.059235
[10 empty] | 0 | -0.0041243 | -0.0085476 | -0.013238 | -0.018214 | -0.023459 | -0.029146 | -0.035313 | -0.041949 | -0.048923 | -0.056191 | -0.06383 | -0.071813 | -0.080431 | -0.089614 | -0.099261 | -0.1079 | -0.11571 | -0.12286 | -0.12942 | -0.13547 | -0.14108 | -0.1463 | -0.15137 | -0.15614 | -0.16063 | -0.16486 | -0.16885
[10 empty] | 0 | -0.00087793 | -0.0018195 | -0.002818 | -0.0038772 | -0.0049937 | -0.0062042 | -0.007517 | -0.0089295 | -0.010414 | -0.011961 | -0.013587 | -0.015287 | -0.017121 | -0.019076 | -0.021129 | -0.022969 | -0.024631 | -0.026152 | -0.02755 | -0.028837 | -0.030031 | -0.031143 | -0.032223 | -0.033237 | -0.034192 | -0.035092 | -0.035942
[10 empty] | 0 | -0.00092841 | -0.0019241 | -0.0029801 | -0.0041002 | -0.0052808 | -0.006561 | -0.0079492 | -0.009443 | -0.011013 | -0.012649 | -0.014368 | -0.016165 | -0.018106 | -0.020173 | -0.022344 | -0.02429 | -0.026048 | -0.027656 | -0.029134 | -0.030495 | -0.031758 | -0.032934 | -0.034075 | -0.035148 | -0.036158 | -0.03711 | -0.038008
[10 empty] | 0 | -0.0041243 | -0.0044233 | -0.0046908 | -0.0049759 | -0.005245 | -0.0056868 | -0.0061671 | -0.0066358 | -0.0069738 | -0.0072685 | -0.0076386 | -0.0079829 | -0.0086185 | -0.0091823 | -0.0096473 | -0.0092327 | -0.0089459 | -0.0087882 | -0.0086862 | -0.0086141 | -0.0086218 | -0.0086874 | -0.01019 | -0.010234 | -0.010295 | -0.010379 | -0.01048
[10 empty] | 0 | 0 | 0 | 0 | 0 | 0 | 0 | 0 | 0 | 0 | 0 | 0 | 0 | 0 | 0 | 0 | 0 | 0 | 0 | 0 | 0 | 0 | 0 | 0 | 0 | 0 | 0 | 0
[10 empty] | 0 | 0 | 0 | 0 | 0 | 0 | 0 | 0 | 0 | 0 | 0 | 0 | 0 | 0 | 0 | 0 | 0 | 0 | 0 | 0 | 0 | 0 | 0 | 0 | 0 | 0 | 0 | 0
[10 empty] | 0 | 0 | 0 | 0 | 0 | 0 | 0 | 0 | 0 | 0 | 0 | 0 | 0 | 0 | 0 | 0 | 0 | 0 | 0 | 0 | 0 | 0 | 0 | 0 | 0 | 0 | 0 | 0
[10 empty] | 0 | 0 | 0 | 0 | 0 | 0 | 0 | 0 | 0 | 0 | 0 | 0 | 0 | 0 | 0 | 0 | 0 | 0 | 0 | 0 | 0 | 0 | 0 | 0 | 0 | 0 | 0 | 0
[10 empty] | 0 | -0.0014531 | -0.0028901 | -0.0043302 | -0.0058142 | -0.0073521 | -0.0089448 | -0.010738 | -0.012754 | -0.014912 | -0.017196 | -0.019628 | -0.021919 | -0.024105 | -0.026203 | -0.028196 | -0.030099 | -0.031927 | -0.033714 | -0.035442 | -0.037095 | -0.038925 | -0.040683 | -0.042334 | -0.043865 | -0.045276 | -0.046571 | -0.047748
[10 empty] | 0 | -0.00030931 | -0.00061521 | -0.00092175 | -0.0012376 | -0.001565 | -0.001904 | -0.0022857 | -0.0027149 | -0.0031743 | -0.0036605 | -0.0041781 | -0.0046659 | -0.0051312 | -0.0055777 | -0.006002 | -0.006407 | -0.0067963 | -0.0071765 | -0.0075445 | -0.0078963 | -0.0082859 | -0.00866 | -0.0090115 | -0.0093375 | -0.0096377 | -0.0099134 | -0.010164
[10 empty] | 0 | -0.00032709 | -0.00065058 | -0.00097475 | -0.0013088 | -0.001655 | -0.0020135 | -0.0024171 | -0.0028711 | -0.0033568 | -0.003871 | -0.0044184 | -0.0049342 | -0.0054263 | -0.0058984 | -0.0063471 | -0.0067755 | -0.007187 | -0.0075892 | -0.0079783 | -0.0083503 | -0.0087623 | -0.009158 | -0.0095297 | -0.0098744 | -0.010192 | -0.010483 | -0.010748
[10 empty] | 0 | -0.0014531 | -0.0014371 | -0.0014401 | -0.001484 | -0.0015379 | -0.0015927 | -0.0017928 | -0.0020166 | -0.0021579 | -0.0022843 | -0.0024316 | -0.0024529 | -0.0024892 | -0.0025267 | -0.00254 | -0.0025598 | -0.0025892 | -0.0026619 | -0.0027309 | -0.0027832 | -0.0035367 | -0.0035397 | -0.0035086 | -0.0034724 | -0.0034332 | -0.0033925 | -0.0033871
[10 empty] | 0 | -0.0091894 | -0.018433 | -0.027732 | -0.037087 | -0.0465 | -0.055973 | -0.065506 | -0.075101 | -0.084759 | -0.093506 | -0.10148 | -0.10881 | -0.11559 | -0.12192 | -0.12786 | -0.13349 | -0.13887 | -0.14404 | -0.14905 | -0.15393 | -0.15871 | -0.16342 | -0.16809 | -0.17274 | -0.17738 | -0.18203 | -0.18671
[10 empty] | 0 | -0.0019561 | -0.0039237 | -0.0059031 | -0.0078946 | -0.0098983 | -0.011915 | -0.013944 | -0.015986 | -0.018042 | -0.019904 | -0.021602 | -0.023162 | -0.024605 | -0.025952 | -0.027217 | -0.028416 | -0.029561 | -0.030662 | -0.031727 | -0.032766 | -0.033784 | -0.034787 | -0.035782 | -0.036771 | -0.037758 | -0.038748 | -0.039744
[10 empty] | 0 | -0.0020686 | -0.0041493 | -0.0062426 | -0.0083485 | -0.010467 | -0.0126 | -0.014746 | -0.016906 | -0.01908 | -0.021049 | -0.022844 | -0.024494 | -0.02602 | -0.027444 | -0.028782 | -0.03005 | -0.031261 | -0.032425 | -0.033552 | -0.03465 | -0.035727 | -0.036788 | -0.037839 | -0.038885 | -0.039929 | -0.040976 | -0.042029
[10 empty] | 0 | -0.0091894 | -0.0092434 | -0.0092988 | -0.0093553 | -0.0094132 | -0.0094724 | -0.009533 | -0.009595 | -0.0096584 | -0.01006 | -0.010422 | -0.010751 | -0.011053 | -0.011332 | -0.011591 | -0.011833 | -0.01474 | -0.014591 | -0.014534 | -0.014551 | -0.014626 | -0.014748 | -0.014906 | -0.015094 | -0.015305 | -0.016014 | -0.016605
[10 empty] | 0 | -0.00089266 | -0.0017384 | -0.0026577 | -0.0036377 | -0.0046676 | -0.005738 | -0.0068411 | -0.0079911 | -0.0091789 | -0.010397 | -0.011639 | -0.012899 | -0.014098 | -0.015244 | -0.016344 | -0.017403 | -0.018425 | -0.01928 | -0.019992 | -0.020581 | -0.021067 | -0.021464 | -0.021786 | -0.022043 | -0.022246 | -0.022402 | -0.022518
[10 empty] | 0 | -0.00019002 | -0.00037006 | -0.00056574 | -0.00077435 | -0.00099357 | -0.0012214 | -0.0014562 | -0.001701 | -0.0019539 | -0.0022132 | -0.0024775 | -0.0027457 | -0.003001 | -0.003245 | -0.0034791 | -0.0037044 | -0.0039221 | -0.0041041 | -0.0042556 | -0.0043811 | -0.0044845 | -0.004569 | -0.0046375 | -0.0046923 | -0.0047354 | -0.0047686 | -0.0047933
[10 empty] | 0 | -0.00020094 | -0.00039134 | -0.00059827 | -0.00081887 | -0.0010507 | -0.0012917 | -0.00154 | -0.0017988 | -0.0020662 | -0.0023404 | -0.0026199 | -0.0029035 | -0.0031735 | -0.0034315 | -0.0036791 | -0.0039175 | -0.0041477 | -0.0043401 | -0.0045003 | -0.004633 | -0.0047424 | -0.0048317 | -0.0049041 | -0.0049621 | -0.0050077 | -0.0050428 | -0.005069
[10 empty] | 0 | -0.00089266 | -0.00085015 | -0.00092777 | -0.00099299 | -0.0010476 | -0.0010932 | -0.0011312 | -0.0011834 | -0.0012269 | -0.0012629 | -0.0012926 | -0.0013168 | -0.0012623 | -0.0012152 | -0.0011743 | -0.0011387 | -0.0011077 | -0.0010622 | -0.0010177 | -0.00099002 | -0.00097496 | -0.00096929 | -0.00097045 | -0.00097643 | -0.0012196 | -0.0011917 | -0.0012036
[10 empty] | 0 | 0 | 0 | 0 | 0 | 0 | 0 | 0 | 0 | 0 | 0 | 0 | 0 | 0 | 0 | 0 | 0 | 0 | 0 | 0 | 0 | 0 | 0 | 0 | 0 | 0 | 0 | 0
[10 empty] | 0 | 0 | 0 | 0 | 0 | 0 | 0 | 0 | 0 | 0 | 0 | 0 | 0 | 0 | 0 | 0 | 0 | 0 | 0 | 0 | 0 | 0 | 0 | 0 | 0 | 0 | 0 | 0
[10 empty] | 0 | 0 | 0 | 0 | 0 | 0 | 0 | 0 | 0 | 0 | 0 | 0 | 0 | 0 | 0 | 0 | 0 | 0 | 0 | 0 | 0 | 0 | 0 | 0 | 0 | 0 | 0 | 0
[10 empty] | 0 | 0 | 0 | 0 | 0 | 0 | 0 | 0 | 0 | 0 | 0 | 0 | 0 | 0 | 0 | 0 | 0 | 0 | 0 | 0 | 0 | 0 | 0 | 0 | 0 | 0 | 0 | 0
[10 empty] | 0 | -0.2975 | -0.55827 | -0.79215 | -1.0057 | -1.1348 | -1.209 | -1.2477 | -1.2634 | -1.2642 | -1.2555 | -1.2408 | -1.2224 | -1.2018 | -1.1799 | -1.1573 | -1.1344 | -1.1116 | -1.0889 | -1.0665 | -1.0444 | -1.0227 | -1.0014 | -0.98049 | -0.96001 | -0.93994 | -0.92028 | -0.90103
[10 empty] | 0 | -0.044693 | -0.083868 | -0.119 | -0.15108 | -0.17048 | -0.18163 | -0.18744 | -0.18979 | -0.18991 | -0.18861 | -0.18641 | -0.18364 | -0.18054 | -0.17725 | -0.17385 | -0.17042 | -0.16699 | -0.16358 | -0.16021 | -0.1569 | -0.15364 | -0.15044 | -0.1473 | -0.14422 | -0.14121 | -0.13825 | -0.13536
[10 empty] | 0 | -0.058066 | -0.10896 | -0.15461 | -0.19628 | -0.22148 | -0.23598 | -0.24353 | -0.24658 | -0.24674 | -0.24504 | -0.24218 | -0.23859 | -0.23456 | -0.23028 | -0.22587 | -0.22141 | -0.21695 | -0.21252 | -0.20815 | -0.20384 | -0.19961 | -0.19545 | -0.19137 | -0.18737 | -0.18346 | -0.17962 | -0.17586
[10 empty] | 0 | -0.2975 | -0.267 | -0.24557 | -0.23009 | -0.2413 | -0.23928 | -0.23139 | -0.27218 | -0.24743 | -0.23209 | -0.22059 | -0.23008 | -0.22647 | -0.21842 | -0.2179 | -0.20945 | -0.20434 | -0.19915 | -0.19913 | -0.19433 | -0.18886 | -0.18496 | -0.18105 | -0.17757 | -0.17359 | -0.17066 | -0.16674
[10 empty] | 0 | -0.0055766 | -0.014559 | -0.02554 | -0.037604 | -0.050165 | -0.062844 | -0.075401 | -0.082877 | -0.087053 | -0.089088 | -0.089741 | -0.089506 | -0.088705 | -0.087548 | -0.086172 | -0.084666 | -0.083089 | -0.081476 | -0.079853 | -0.078236 | -0.076633 | -0.075052 | -0.073496 | -0.071967 | -0.070467 | -0.068996 | -0.067554
[10 empty] | 0 | -0.00083775 | -0.0021872 | -0.0038368 | -0.0056492 | -0.0075362 | -0.0094409 | -0.011327 | -0.012451 | -0.013078 | -0.013384 | -0.013482 | -0.013446 | -0.013326 | -0.013152 | -0.012945 | -0.012719 | -0.012482 | -0.01224 | -0.011996 | -0.011753 | -0.011512 | -0.011275 | -0.011041 | -0.010811 | -0.010586 | -0.010365 | -0.010149
[10 empty] | 0 | -0.0010884 | -0.0028417 | -0.0049848 | -0.0073396 | -0.0097911 | -0.012266 | -0.014717 | -0.016176 | -0.016991 | -0.017388 | -0.017515 | -0.01747 | -0.017313 | -0.017087 | -0.016819 | -0.016525 | -0.016217 | -0.015902 | -0.015586 | -0.01527 | -0.014957 | -0.014649 | -0.014345 | -0.014046 | -0.013754 | -0.013467 | -0.013185
[10 empty] | 0 | -0.0055766 | -0.0090997 | -0.011285 | -0.012599 | -0.013348 | -0.013729 | -0.013873 | -0.010658 | -0.0095722 | -0.0094917 | -0.010709 | -0.011408 | -0.011772 | -0.01192 | -0.011005 | -0.010041 | -0.0093509 | -0.008714 | -0.0088291 | -0.009166 | -0.0096353 | -0.0096003 | -0.0092487 | -0.0087876 | -0.0081343 | -0.0077299 | -0.0076035
[10 empty] | 0 | -0.08751 | -0.17502 | -0.26253 | -0.35004 | -0.40847 | -0.44752 | -0.47364 | -0.49114 | -0.5029 | -0.51083 | -0.51621 | -0.51988 | -0.52242 | -0.52421 | -0.52549 | -0.52643 | -0.52715 | -0.52772 | -0.5282 | -0.5286 | -0.52896 | -0.52929 | -0.52961 | -0.52991 | -0.5302 | -0.53048 | -0.53076
[10 empty] | 0 | -0.013147 | -0.026293 | -0.03944 | -0.052586 | -0.061364 | -0.06723 | -0.071154 | -0.073783 | -0.07555 | -0.076741 | -0.077549 | -0.078101 | -0.078483 | -0.078751 | -0.078943 | -0.079085 | -0.079193 | -0.079279 | -0.07935 | -0.079411 | -0.079465 | -0.079515 | -0.079562 | -0.079607 | -0.07965 | -0.079693 | -0.079735
[10 empty] | 0 | -0.01708 | -0.03416 | -0.05124 | -0.068321 | -0.079725 | -0.087346 | -0.092444 | -0.09586 | -0.098155 | -0.099703 | -0.10075 | -0.10147 | -0.10197 | -0.10231 | -0.10256 | -0.10275 | -0.10289 | -0.103 | -0.10309 | -0.10317 | -0.10324 | -0.10331 | -0.10337 | -0.10343 | -0.10348 | -0.10354 | -0.10359
[10 empty] | 0 | -0.08751 | -0.08751 | -0.087511 | -0.087511 | -0.087601 | -0.087661 | -0.087701 | -0.10501 | -0.0993 | -0.095511 | -0.092998 | -0.097112 | -0.097944 | -0.097231 | -0.099331 | -0.097553 | -0.097026 | -0.096689 | -0.098473 | -0.098422 | -0.097907 | -0.098006 | -0.097902 | -0.098062 | -0.098035 | -0.098469 | -0.098361
[10 empty] | 0 | -0.063358 | -0.12511 | -0.18528 | -0.2439 | -0.301 | -0.34473 | -0.37791 | -0.40277 | -0.42108 | -0.43424 | -0.44334 | -0.44925 | -0.45267 | -0.45412 | -0.45404 | -0.45277 | -0.45056 | -0.44765 | -0.44417 | -0.44028 | -0.43607 | -0.43162 | -0.427 | -0.42226 | -0.41743 | -0.41256 | -0.40765
[10 empty] | 0 | -0.0095182 | -0.018795 | -0.027834 | -0.036641 | -0.045219 | -0.051788 | -0.056772 | -0.060507 | -0.063258 | -0.065235 | -0.066602 | -0.067491 | -0.068003 | -0.068221 | -0.06821 | -0.068018 | -0.067687 | -0.067249 | -0.066727 | -0.066143 | -0.06551 | -0.064842 | -0.064148 | -0.063435 | -0.06271 | -0.061978 | -0.061241
[10 empty] | 0 | -0.012366 | -0.024418 | -0.036162 | -0.047604 | -0.058749 | -0.067283 | -0.073759 | -0.078612 | -0.082186 | -0.084754 | -0.08653 | -0.087685 | -0.088351 | -0.088634 | -0.088619 | -0.08837 | -0.08794 | -0.087371 | -0.086693 | -0.085933 | -0.085111 | -0.084243 | -0.083341 | -0.082416 | -0.081474 | -0.080522 | -0.079565
[10 empty] | 0 | -0.063358 | -0.062554 | -0.061759 | -0.060975 | -0.0602 | -0.059436 | -0.058681 | -0.057936 | -0.0572 | -0.056473 | -0.070372 | -0.066592 | -0.063467 | -0.06086 | -0.058665 | -0.059539 | -0.05952 | -0.058919 | -0.057955 | -0.056782 | -0.059391 | -0.057411 | -0.055874 | -0.054589 | -0.053442 | -0.053727 | -0.053377
[10 empty] | 0 | -0.033806 | -0.094505 | -0.17658 | -0.27561 | -0.38809 | -0.51119 | -0.64268 | -0.78075 | -0.92398 | -1.0379 | -1.1284 | -1.2002 | -1.2571 | -1.3021 | -1.3375 | -1.3653 | -1.3871 | -1.404 | -1.417 | -1.4269 | -1.4344 | -1.4398 | -1.4438 | -1.4464 | -1.4481 | -1.4489 | -1.4491
[10 empty] | 0 | -0.0050786 | -0.014197 | -0.026527 | -0.041405 | -0.058302 | -0.076795 | -0.096548 | -0.11729 | -0.13881 | -0.15592 | -0.16952 | -0.18031 | -0.18885 | -0.19561 | -0.20093 | -0.20511 | -0.20838 | -0.21091 | -0.21287 | -0.21436 | -0.21548 | -0.21631 | -0.21689 | -0.21729 | -0.21754 | -0.21767 | -0.2177
[10 empty] | 0 | -0.0065982 | -0.018445 | -0.034464 | -0.053793 | -0.075746 | -0.099773 | -0.12544 | -0.15239 | -0.18034 | -0.20258 | -0.22024 | -0.23426 | -0.24536 | -0.25413 | -0.26105 | -0.26648 | -0.27072 | -0.27402 | -0.27656 | -0.2785 | -0.27996 | -0.28103 | -0.28179 | -0.28231 | -0.28263 | -0.2828 | -0.28284
[10 empty] | 0 | -0.033806 | -0.060753 | -0.082223 | -0.099317 | -0.11292 | -0.12373 | -0.1323 | -0.1391 | -0.14448 | -0.12206 | -0.10947 | -0.10365 | -0.10236 | -0.10402 | -0.11614 | -0.12577 | -0.1334 | -0.13945 | -0.13897 | -0.1354 | -0.13083 | -0.12647 | -0.12296 | -0.11542 | -0.1138 | -0.11575 | -0.11965
[10 empty] | 0 | -0.035518 | -0.069548 | -0.10214 | -0.13333 | -0.16318 | -0.18106 | -0.19118 | -0.19625 | -0.19806 | -0.19778 | -0.19617 | -0.19371 | -0.19073 | -0.18744 | -0.18397 | -0.18042 | -0.17684 | -0.17326 | -0.16972 | -0.16622 | -0.16277 | -0.15939 | -0.15607 | -0.15281 | -0.14962 | -0.14649 | -0.14343
[10 empty] | 0 | -0.0053357 | -0.010448 | -0.015344 | -0.02003 | -0.024514 | -0.027201 | -0.02872 | -0.029482 | -0.029755 | -0.029713 | -0.02947 | -0.0291 | -0.028653 | -0.028158 | -0.027638 | -0.027104 | -0.026566 | -0.026029 | -0.025496 | -0.024971 | -0.024453 | -0.023945 | -0.023446 | -0.022956 | -0.022477 | -0.022007 | -0.021547
[10 empty] | 0 | -0.0069323 | -0.013574 | -0.019935 | -0.026024 | -0.031849 | -0.03534 | -0.037313 | -0.038304 | -0.038658 | -0.038603 | -0.038288 | -0.037807 | -0.037226 | -0.036583 | -0.035907 | -0.035214 | -0.034515 | -0.033817 | -0.033125 | -0.032442 | -0.03177 | -0.031109 | -0.030461 | -0.029825 | -0.029202 | -0.028592 | -0.027994
[10 empty] | 0 | -0.035518 | -0.034774 | -0.034046 | -0.033333 | -0.032636 | -0.031952 | -0.031283 | -0.030628 | -0.035911 | -0.033226 | -0.031268 | -0.02979 | -0.028629 | -0.029455 | -0.029189 | -0.028429 | -0.028477 | -0.02685 | -0.026147 | -0.025682 | -0.025199 | -0.025224 | -0.024574 | -0.023856 | -0.02338 | -0.022645 | -0.022321
[10 empty] | 0 | 0 | 0 | 0 | 0 | 0 | 0 | 0 | 0 | 0 | 0 | 0 | 0 | 0 | 0 | 0 | 0 | 0 | 0 | 0 | 0 | 0 | 0 | 0 | 0 | 0 | 0 | 0
[10 empty] | 0 | 0 | 0 | 0 | 0 | 0 | 0 | 0 | 0 | 0 | 0 | 0 | 0 | 0 | 0 | 0 | 0 | 0 | 0 | 0 | 0 | 0 | 0 | 0 | 0 | 0 | 0 | 0
[10 empty] | 0 | 0 | 0 | 0 | 0 | 0 | 0 | 0 | 0 | 0 | 0 | 0 | 0 | 0 | 0 | 0 | 0 | 0 | 0 | 0 | 0 | 0 | 0 | 0 | 0 | 0 | 0 | 0
[10 empty] | 0 | 0 | 0 | 0 | 0 | 0 | 0 | 0 | 0 | 0 | 0 | 0 | 0 | 0 | 0 | 0 | 0 | 0 | 0 | 0 | 0 | 0 | 0 | 0 | 0 | 0 | 0 | 0
[10 empty] | 0 | -0.0042994 | -0.0092221 | -0.014945 | -0.021376 | -0.028599 | -0.037421 | -0.046308 | -0.057948 | -0.071344 | -0.086345 | -0.10263 | -0.12095 | -0.13865 | -0.16045 | -0.18389 | -0.20913 | -0.23655 | -0.26621 | -0.29681 | -0.33291 | -0.37572 | -0.42618 | -0.48389 | -0.54997 | -0.62505 | -0.71036 | -0.8073
[10 empty] | 0 | -0.0006459 | -0.0013854 | -0.0022452 | -0.0032112 | -0.0042964 | -0.0056217 | -0.0069568 | -0.0087055 | -0.010718 | -0.012971 | -0.015418 | -0.01817 | -0.020829 | -0.024104 | -0.027625 | -0.031418 | -0.035536 | -0.039993 | -0.04459 | -0.050013 | -0.056444 | -0.064024 | -0.072694 | -0.082621 | -0.0939 | -0.10672 | -0.12128
[10 empty] | 0 | -0.00083916 | -0.0017999 | -0.002917 | -0.0041721 | -0.0055819 | -0.0073038 | -0.0090384 | -0.01131 | -0.013925 | -0.016853 | -0.020032 | -0.023607 | -0.027061 | -0.031317 | -0.035891 | -0.040818 | -0.046169 | -0.051959 | -0.057931 | -0.064977 | -0.073333 | -0.083181 | -0.094446 | -0.10734 | -0.122 | -0.13865 | -0.15757
[10 empty] | 0 | -0.0042994 | -0.0049226 | -0.0057234 | -0.0064302 | -0.0072235 | -0.008822 | -0.0088871 | -0.01164 | -0.013395 | -0.015861 | -0.01796 | -0.020799 | -0.020969 | -0.025869 | -0.029576 | -0.0321 | -0.035434 | -0.038949 | -0.041404 | -0.048756 | -0.057111 | -0.066811 | -0.076434 | -0.087615 | -0.099279 | -0.1125 | -0.12653
[10 empty] | 0 | -0.016017 | -0.031982 | -0.047896 | -0.063759 | -0.079572 | -0.095333 | -0.11104 | -0.1267 | -0.14231 | -0.15787 | -0.17113 | -0.18242 | -0.19202 | -0.20018 | -0.20711 | -0.21298 | -0.21794 | -0.22214 | -0.22567 | -0.22863 | -0.23111 | -0.23318 | -0.23489 | -0.2363 | -0.23744 | -0.23837 | -0.23911
[10 empty] | 0 | -0.0024061 | -0.0048046 | -0.0071953 | -0.0095784 | -0.011954 | -0.014322 | -0.016682 | -0.019035 | -0.02138 | -0.023717 | -0.025709 | -0.027405 | -0.028847 | -0.030073 | -0.031113 | -0.031995 | -0.032741 | -0.033371 | -0.033901 | -0.034347 | -0.034719 | -0.03503 | -0.035287 | -0.035498 | -0.035671 | -0.03581 | -0.035921
[10 empty] | 0 | -0.0031261 | -0.0062422 | -0.0093483 | -0.012444 | -0.015531 | -0.018607 | -0.021673 | -0.02473 | -0.027777 | -0.030814 | -0.033401 | -0.035604 | -0.037479 | -0.039071 | -0.040423 | -0.041569 | -0.042538 | -0.043356 | -0.044045 | -0.044624 | -0.045108 | -0.045511 | -0.045845 | -0.04612 | -0.046344 | -0.046525 | -0.046669
[10 empty] | 0 | -0.016017 | -0.015991 | -0.015965 | -0.01594 | -0.015914 | -0.015889 | -0.015863 | -0.015838 | -0.015813 | -0.015787 | -0.015762 | -0.015737 | -0.015712 | -0.015687 | -0.015662 | -0.015636 | -0.015611 | -0.020128 | -0.019448 | -0.018862 | -0.018358 | -0.017923 | -0.017546 | -0.017221 | -0.016939 | -0.016694 | -0.016481
[10 empty] | 0 | -0.027926 | -0.055762 | -0.08351 | -0.11117 | -0.13874 | -0.16622 | -0.19361 | -0.21697 | -0.23688 | -0.25384 | -0.26826 | -0.28053 | -0.29094 | -0.29978 | -0.30725 | -0.31357 | -0.31889 | -0.32337 | -0.32712 | -0.33025 | -0.33284 | -0.33499 | -0.33674 | -0.33816 | -0.33929 | -0.34018 | -0.34087
[10 empty] | 0 | -0.0041952 | -0.0083771 | -0.012546 | -0.016701 | -0.020842 | -0.024971 | -0.029086 | -0.032595 | -0.035586 | -0.038133 | -0.040301 | -0.042143 | -0.043708 | -0.045035 | -0.046158 | -0.047107 | -0.047907 | -0.048579 | -0.049143 | -0.049612 | -0.050003 | -0.050324 | -0.050588 | -0.050801 | -0.050971 | -0.051105 | -0.051208
[10 empty] | 0 | -0.0054505 | -0.010884 | -0.016299 | -0.021698 | -0.027079 | -0.032442 | -0.037789 | -0.042348 | -0.046234 | -0.049543 | -0.052359 | -0.054753 | -0.056786 | -0.05851 | -0.059969 | -0.061202 | -0.062241 | -0.063115 | -0.063847 | -0.064457 | -0.064964 | -0.065382 | -0.065724 | -0.066001 | -0.066223 | -0.066397 | -0.06653
[10 empty] | 0 | -0.027926 | -0.027881 | -0.027837 | -0.027792 | -0.027748 | -0.027703 | -0.027659 | -0.027615 | -0.02757 | -0.027526 | -0.027482 | -0.027438 | -0.027394 | -0.027351 | -0.035263 | -0.034072 | -0.033046 | -0.032162 | -0.031399 | -0.030741 | -0.030171 | -0.030801 | -0.031171 | -0.031344 | -0.031367 | -0.031278 | -0.03111
[10 empty] | 0 | -0.0046947 | -0.0093744 | -0.014039 | -0.018689 | -0.022391 | -0.025336 | -0.027676 | -0.029533 | -0.031005 | -0.032168 | -0.033085 | -0.033806 | -0.03437 | -0.034809 | -0.035148 | -0.035407 | -0.035601 | -0.035745 | -0.035849 | -0.03592 | -0.035964 | -0.035989 | -0.035996 | -0.035991 | -0.035975 | -0.035951 | -0.03592
[10 empty] | 0 | -0.00070528 | -0.0014083 | -0.0021091 | -0.0028076 | -0.0033637 | -0.0038061 | -0.0041577 | -0.0044367 | -0.0046577 | -0.0048325 | -0.0049704 | -0.0050787 | -0.0051634 | -0.0052293 | -0.0052802 | -0.0053191 | -0.0053483 | -0.00537 | -0.0053855 | -0.0053961 | -0.0054029 | -0.0054065 | -0.0054077 | -0.0054069 | -0.0054045 | -0.0054008 | -0.0053962
[10 empty] | 0 | -0.00091631 | -0.0018297 | -0.0027401 | -0.0036477 | -0.0043702 | -0.004945 | -0.0054017 | -0.0057642 | -0.0060514 | -0.0062785 | -0.0064576 | -0.0065983 | -0.0067084 | -0.006794 | -0.0068601 | -0.0069106 | -0.0069486 | -0.0069767 | -0.0069969 | -0.0070107 | -0.0070195 | -0.0070242 | -0.0070257 | -0.0070247 | -0.0070215 | -0.0070168 | -0.0070108
[10 empty] | 0 | -0.0046947 | -0.0046872 | -0.0046797 | -0.0046722 | -0.0046647 | -0.0046573 | -0.0046498 | -0.0046424 | -0.004635 | -0.0058406 | -0.0055891 | -0.0053866 | -0.0052235 | -0.0053328 | -0.0053701 | -0.0053596 | -0.0053189 | -0.005308 | -0.0056202 | -0.0054915 | -0.0053932 | -0.0053225 | -0.0053985 | -0.005415 | -0.0053963 | -0.0053595 | -0.005353
[10 empty] | 0 | -0.023453 | -0.047095 | -0.1701 | -0.29414 | -0.41923 | -0.54542 | -0.67273 | -0.80119 | -0.9324 | -1.0663 | -1.1886 | -1.3012 | -1.4058 | -1.5037 | -1.596 | -1.7123 | -1.8212 | -1.895 | -1.9678 | -2.0399 | -2.1117 | -2.1836 | -2.2558 | -2.3286 | -2.4021 | -2.4767 | -2.5525
[10 empty] | 0 | -0.0035233 | -0.0070749 | -0.025554 | -0.044188 | -0.062981 | -0.081938 | -0.10106 | -0.12036 | -0.14007 | -0.16019 | -0.17856 | -0.19548 | -0.21119 | -0.22589 | -0.23976 | -0.25723 | -0.27359 | -0.28468 | -0.29562 | -0.30645 | -0.31724 | -0.32804 | -0.33888 | -0.34982 | -0.36087 | -0.37207 | -0.38346
[10 empty] | 0 | -0.0045775 | -0.0091918 | -0.0332 | -0.057409 | -0.081825 | -0.10645 | -0.1313 | -0.15638 | -0.18198 | -0.20812 | -0.23199 | -0.25398 | -0.27438 | -0.29348 | -0.3115 | -0.3342 | -0.35545 | -0.36986 | -0.38407 | -0.39815 | -0.41217 | -0.42619 | -0.44028 | -0.45449 | -0.46885 | -0.4834 | -0.49819
[10 empty] | 0 | -0.023453 | -0.023642 | -0.12301 | -0.12404 | -0.1251 | -0.12619 | -0.12731 | -0.12846 | -0.13456 | -0.14013 | -0.14526 | -0.15001 | -0.15446 | -0.15866 | -0.16265 | -0.20173 | -0.20138 | -0.20213 | -0.20377 | -0.20614 | -0.20909 | -0.21251 | -0.21631 | -0.2269 | -0.23608 | -0.24424 | -0.25169
[10 empty] | 0 | -0.0029808 | -0.0059623 | -0.0089443 | -0.011927 | -0.01491 | -0.017894 | -0.020878 | -0.02355 | -0.025943 | -0.028088 | -0.030015 | -0.031746 | -0.033303 | -0.034706 | -0.035973 | -0.037118 | -0.038154 | -0.039095 | -0.039951 | -0.04073 | -0.041443 | -0.042096 | -0.042696 | -0.043249 | -0.04376 | -0.044234 | -0.044676
[10 empty] | 0 | -0.0004478 | -0.0008957 | -0.0013437 | -0.0017917 | -0.0022399 | -0.0026882 | -0.0031365 | -0.0035378 | -0.0038973 | -0.0042197 | -0.004509 | -0.0047691 | -0.005003 | -0.0052139 | -0.0054041 | -0.0055761 | -0.0057318 | -0.0058732 | -0.0060017 | -0.0061188 | -0.0062259 | -0.006324 | -0.0064141 | -0.0064972 | -0.006574 | -0.0066452 | -0.0067115
[10 empty] | 0 | -0.00058179 | -0.0011637 | -0.0017457 | -0.0023279 | -0.0029101 | -0.0034925 | -0.004075 | -0.0045964 | -0.0050634 | -0.0054823 | -0.0058582 | -0.006196 | -0.0065 | -0.0067739 | -0.0070211 | -0.0072445 | -0.0074469 | -0.0076305 | -0.0077975 | -0.0079497 | -0.0080888 | -0.0082162 | -0.0083333 | -0.0084412 | -0.008541 | -0.0086336 | -0.0087197
[10 empty] | 0 | -0.0029808 | -0.0029814 | -0.002982 | -0.0029826 | -0.0029832 | -0.0029838 | -0.0029844 | -0.0030025 | -0.0030188 | -0.0030333 | -0.0030464 | -0.0030582 | -0.0030688 | -0.0030783 | -0.0030889 | -0.0031002 | -0.0040299 | -0.00394 | -0.0038615 | -0.0037929 | -0.0037332 | -0.0036813 | -0.0036365 | -0.0037054 | -0.0037562 | -0.0037922 | -0.0038162
[10 empty] | 0 | -0.0035964 | -0.0071813 | -0.010755 | -0.014317 | -0.017867 | -0.021406 | -0.024934 | -0.02845 | -0.031956 | -0.035449 | -0.038932 | -0.042403 | -0.045863 | -0.049312 | -0.05275 | -0.056177 | -0.059274 | -0.062071 | -0.064597 | -0.066876 | -0.068932 | -0.070785 | -0.072453 | -0.073954 | -0.075304 | -0.076515 | -0.077602
[10 empty] | 0 | -0.00054028 | -0.0010788 | -0.0016157 | -0.0021508 | -0.0026841 | -0.0032158 | -0.0037458 | -0.0042741 | -0.0048006 | -0.0053255 | -0.0058487 | -0.0063702 | -0.00689 | -0.0074081 | -0.0079245 | -0.0084393 | -0.0089045 | -0.0093248 | -0.0097043 | -0.010047 | -0.010356 | -0.010634 | -0.010884 | -0.01111 | -0.011313 | -0.011495 | -0.011658
[10 empty] | 0 | -0.00070194 | -0.0014016 | -0.0020991 | -0.0027943 | -0.0034873 | -0.004178 | -0.0048666 | -0.0055529 | -0.006237 | -0.0069189 | -0.0075987 | -0.0082762 | -0.0089515 | -0.0096247 | -0.010296 | -0.010964 | -0.011569 | -0.012115 | -0.012608 | -0.013053 | -0.013454 | -0.013816 | -0.014141 | -0.014434 | -0.014698 | -0.014934 | -0.015146
[10 empty] | 0 | -0.0035964 | -0.0035906 | -0.0035849 | -0.0035792 | -0.0035734 | -0.0035677 | -0.003562 | -0.0035563 | -0.0035506 | -0.0035449 | -0.0035393 | -0.0035336 | -0.0035279 | -0.0035223 | -0.0035167 | -0.003511 | -0.0035054 | -0.0034998 | -0.0034942 | -0.0034886 | -0.003483 | -0.0034775 | -0.0034719 | -0.0034664 | -0.0034608 | -0.0034553 | -0.0034497
[10 empty] | 0 | 0 | 0 | 0 | 0 | 0 | 0 | 0 | 0 | 0 | 0 | 0 | 0 | 0 | 0 | 0 | 0 | 0 | 0 | 0 | 0 | 0 | 0 | 0 | 0 | 0 | 0 | 0
[10 empty] | 0 | 0 | 0 | 0 | 0 | 0 | 0 | 0 | 0 | 0 | 0 | 0 | 0 | 0 | 0 | 0 | 0 | 0 | 0 | 0 | 0 | 0 | 0 | 0 | 0 | 0 | 0 | 0
[10 empty] | 0 | 0 | 0 | 0 | 0 | 0 | 0 | 0 | 0 | 0 | 0 | 0 | 0 | 0 | 0 | 0 | 0 | 0 | 0 | 0 | 0 | 0 | 0 | 0 | 0 | 0 | 0 | 0
[10 empty] | 0 | 0 | 0 | 0 | 0 | 0 | 0 | 0 | 0 | 0 | 0 | 0 | 0 | 0 | 0 | 0 | 0 | 0 | 0 | 0 | 0 | 0 | 0 | 0 | 0 | 0 | 0 | 0
[10 empty] | 0 | 0 | 0 | 0 | 0 | 0 | 0 | 0 | 0 | 0 | 0 | 0 | 0 | 0 | 0 | 0 | 0 | 0 | 0 | 0 | 0 | 0 | 0 | 0 | 0 | 0 | 0 | 0
[10 empty] | 0 | 0 | 0 | 0 | 0 | 0 | 0 | 0 | 0 | 0 | 0 | 0 | 0 | 0 | 0 | 0 | 0 | 0 | 0 | 0 | 0 | 0 | 0 | 0 | 0 | 0 | 0 | 0
[10 empty] | 0 | 0 | 0 | 0 | 0 | 0 | 0 | 0 | 0 | 0 | 0 | 0 | 0 | 0 | 0 | 0 | 0 | 0 | 0 | 0 | 0 | 0 | 0 | 0 | 0 | 0 | 0 | 0
[10 empty] | 0 | 0 | 0 | 0 | 0 | 0 | 0 | 0 | 0 | 0 | 0 | 0 | 0 | 0 | 0 | 0 | 0 | 0 | 0 | 0 | 0 | 0 | 0 | 0 | 0 | 0 | 0 | 0
[10 empty] | 0 | 0 | 0 | 0 | 0 | 0 | 0 | 0 | 0 | 0 | 0 | 0 | 0 | 0 | 0 | 0 | 0 | 0 | 0 | 0 | 0 | 0 | 0 | 0 | 0 | 0 | 0 | 0
[10 empty] | 0 | 0 | 0 | 0 | 0 | 0 | 0 | 0 | 0 | 0 | 0 | 0 | 0 | 0 | 0 | 0 | 0 | 0 | 0 | 0 | 0 | 0 | 0 | 0 | 0 | 0 | 0 | 0
[10 empty] | 0 | 0 | 0 | 0 | 0 | 0 | 0 | 0 | 0 | 0 | 0 | 0 | 0 | 0 | 0 | 0 | 0 | 0 | 0 | 0 | 0 | 0 | 0 | 0 | 0 | 0 | 0 | 0
[10 empty] | 0 | 0 | 0 | 0 | 0 | 0 | 0 | 0 | 0 | 0 | 0 | 0 | 0 | 0 | 0 | 0 | 0 | 0 | 0 | 0 | 0 | 0 | 0 | 0 | 0 | 0 | 0 | 0
[10 empty] | 0 | 0 | 0 | 0 | 0 | 0 | 0 | 0 | 0 | 0 | 0 | 0 | 0 | 0 | 0 | 0 | 0 | 0 | 0 | 0 | 0 | 0 | 0 | 0 | 0 | 0 | 0 | 0
[10 empty] | 0 | 0 | 0 | 0 | 0 | 0 | 0 | 0 | 0 | 0 | 0 | 0 | 0 | 0 | 0 | 0 | 0 | 0 | 0 | 0 | 0 | 0 | 0 | 0 | 0 | 0 | 0 | 0
[10 empty] | 0 | 0 | 0 | 0 | 0 | 0 | 0 | 0 | 0 | 0 | 0 | 0 | 0 | 0 | 0 | 0 | 0 | 0 | 0 | 0 | 0 | 0 | 0 | 0 | 0 | 0 | 0 | 0
[10 empty] | 0 | 0 | 0 | 0 | 0 | 0 | 0 | 0 | 0 | 0 | 0 | 0 | 0 | 0 | 0 | 0 | 0 | 0 | 0 | 0 | 0 | 0 | 0 | 0 | 0 | 0 | 0 | 0
[10 empty] | 0 | 0 | 0 | 0 | 0 | 0 | 0 | 0 | 0 | 0 | 0 | 0 | 0 | 0 | 0 | 0 | 0 | 0 | 0 | 0 | 0 | 0 | 0 | 0 | 0 | 0 | 0 | 0
[10 empty] | 0 | 0 | 0 | 0 | 0 | 0 | 0 | 0 | 0 | 0 | 0 | 0 | 0 | 0 | 0 | 0 | 0 | 0 | 0 | 0 | 0 | 0 | 0 | 0 | 0 | 0 | 0 | 0
[10 empty] | 0 | 0 | 0 | 0 | 0 | 0 | 0 | 0 | 0 | 0 | 0 | 0 | 0 | 0 | 0 | 0 | 0 | 0 | 0 | 0 | 0 | 0 | 0 | 0 | 0 | 0 | 0 | 0
[10 empty] | 0 | 0 | 0 | 0 | 0 | 0 | 0 | 0 | 0 | 0 | 0 | 0 | 0 | 0 | 0 | 0 | 0 | 0 | 0 | 0 | 0 | 0 | 0 | 0 | 0 | 0 | 0 | 0
[10 empty] | 0 | 0 | 0 | 0 | 0 | 0 | 0 | 0 | 0 | 0 | 0 | 0 | 0 | 0 | 0 | 0 | 0 | 0 | 0 | 0 | 0 | 0 | 0 | 0 | 0 | 0 | 0 | 0
[10 empty] | 0 | 0 | 0 | 0 | 0 | 0 | 0 | 0 | 0 | 0 | 0 | 0 | 0 | 0 | 0 | 0 | 0 | 0 | 0 | 0 | 0 | 0 | 0 | 0 | 0 | 0 | 0 | 0
[10 empty] | 0 | 0 | 0 | 0 | 0 | 0 | 0 | 0 | 0 | 0 | 0 | 0 | 0 | 0 | 0 | 0 | 0 | 0 | 0 | 0 | 0 | 0 | 0 | 0 | 0 | 0 | 0 | 0
[10 empty] | 0 | 0 | 0 | 0 | 0 | 0 | 0 | 0 | 0 | 0 | 0 | 0 | 0 | 0 | 0 | 0 | 0 | 0 | 0 | 0 | 0 | 0 | 0 | 0 | 0 | 0 | 0 | 0
[10 empty] | 0 | 0 | 0 | 0 | 0 | 0 | 0 | 0 | 0 | 0 | 0 | 0 | 0 | 0 | 0 | 0 | 0 | 0 | 0 | 0 | 0 | 0 | 0 | 0 | 0 | 0 | 0 | 0
[10 empty] | 0 | 0 | 0 | 0 | 0 | 0 | 0 | 0 | 0 | 0 | 0 | 0 | 0 | 0 | 0 | 0 | 0 | 0 | 0 | 0 | 0 | 0 | 0 | 0 | 0 | 0 | 0 | 0
[10 empty] | 0 | 0 | 0 | 0 | 0 | 0 | 0 | 0 | 0 | 0 | 0 | 0 | 0 | 0 | 0 | 0 | 0 | 0 | 0 | 0 | 0 | 0 | 0 | 0 | 0 | 0 | 0 | 0
[10 empty] | 0 | 0 | 0 | 0 | 0 | 0 | 0 | 0 | 0 | 0 | 0 | 0 | 0 | 0 | 0 | 0 | 0 | 0 | 0 | 0 | 0 | 0 | 0 | 0 | 0 | 0 | 0 | 0
[10 empty] | 0 | 0 | 0 | 0 | 0 | 0 | 0 | 0 | 0 | 0 | 0 | 0 | 0 | 0 | 0 | 0 | 0 | 0 | 0 | 0 | 0 | 0 | 0 | 0 | 0 | 0 | 0 | 0
[10 empty] | 0 | 0 | 0 | 0 | 0 | 0 | 0 | 0 | 0 | 0 | 0 | 0 | 0 | 0 | 0 | 0 | 0 | 0 | 0 | 0 | 0 | 0 | 0 | 0 | 0 | 0 | 0 | 0
[10 empty] | 0 | 0 | 0 | 0 | 0 | 0 | 0 | 0 | 0 | 0 | 0 | 0 | 0 | 0 | 0 | 0 | 0 | 0 | 0 | 0 | 0 | 0 | 0 | 0 | 0 | 0 | 0 | 0
[10 empty] | 0 | 0 | 0 | 0 | 0 | 0 | 0 | 0 | 0 | 0 | 0 | 0 | 0 | 0 | 0 | 0 | 0 | 0 | 0 | 0 | 0 | 0 | 0 | 0 | 0 | 0 | 0 | 0
[10 empty] | 0 | 0 | 0 | 0 | 0 | 0 | 0 | 0 | 0 | 0 | 0 | 0 | 0 | 0 | 0 | 0 | 0 | 0 | 0 | 0 | 0 | 0 | 0 | 0 | 0 | 0 | 0 | 0
[10 empty] | 0 | 0 | 0 | 0 | 0 | 0 | 0 | 0 | 0 | 0 | 0 | 0 | 0 | 0 | 0 | 0 | 0 | 0 | 0 | 0 | 0 | 0 | 0 | 0 | 0 | 0 | 0 | 0
[10 empty] | 0 | 0 | 0 | 0 | 0 | 0 | 0 | 0 | 0 | 0 | 0 | 0 | 0 | 0 | 0 | 0 | 0 | 0 | 0 | 0 | 0 | 0 | 0 | 0 | 0 | 0 | 0 | 0
[10 empty] | 0 | 0 | 0 | 0 | 0 | 0 | 0 | 0 | 0 | 0 | 0 | 0 | 0 | 0 | 0 | 0 | 0 | 0 | 0 | 0 | 0 | 0 | 0 | 0 | 0 | 0 | 0 | 0
[10 empty] | 0 | -0.013054 | -0.041609 | -0.060837 | -0.078634 | -0.09395 | -0.1046 | -0.11641 | -0.13142 | -0.14899 | -0.16948 | -0.19042 | -0.21413 | -0.23961 | -0.26738 | -0.29424 | -0.32303 | -0.35237 | -0.38307 | -0.41143 | -0.44116 | -0.47085 | -0.50435 | -0.53656 | -0.57173 | -0.60819 | -0.64579 | -0.67925
[10 empty] | 0 | 0 | 0 | 0 | 0 | 0 | 0 | 0 | 0 | 0 | 0 | 0 | 0 | 0 | 0 | 0 | 0 | 0 | 0 | 0 | 0 | 0 | 0 | 0 | 0 | 0 | 0 | 0
[10 empty] | 0 | 0 | 0 | 0 | 0 | 0 | 0 | 0 | 0 | 0 | 0 | 0 | 0 | 0 | 0 | 0 | 0 | 0 | 0 | 0 | 0 | 0 | 0 | 0 | 0 | 0 | 0 | 0
[10 empty] | 0 | -0.013054 | -0.028555 | -0.019228 | -0.017797 | -0.015316 | -0.010651 | -0.011805 | -0.015014 | -0.017572 | -0.020488 | -0.020944 | -0.023712 | -0.025473 | -0.027769 | -0.026867 | -0.028786 | -0.029341 | -0.030703 | -0.02836 | -0.029728 | -0.029691 | -0.034685 | -0.035884 | -0.040256 | -0.042706 | -0.044673 | -0.040851
[10 empty] | 0 | -6.9755e-05 | -0.00014089 | -0.00021663 | -0.00029679 | -0.0034416 | -0.0066696 | -0.0099827 | -0.013383 | -0.016872 | -0.020451 | -0.024125 | -0.027894 | -0.03176 | -0.036121 | -0.040934 | -0.046162 | -0.051774 | -0.057307 | -0.06279 | -0.06825 | -0.07452 | -0.080715 | -0.086859 | -0.092978 | -0.098203 | -0.10355 | -0.10903
[10 empty] | 0 | -2.734e-05 | -5.5223e-05 | -8.4905e-05 | -0.00011633 | -0.0013489 | -0.0026141 | -0.0039127 | -0.0052453 | -0.0066127 | -0.0080157 | -0.0094557 | -0.010933 | -0.012448 | -0.014157 | -0.016044 | -0.018093 | -0.020292 | -0.022461 | -0.02461 | -0.02675 | -0.029207 | -0.031636 | -0.034044 | -0.036442 | -0.03849 | -0.040586 | -0.042732
[10 empty] | 0 | -1.9056e-05 | -3.8491e-05 | -5.918e-05 | -8.108e-05 | -0.0009402 | -0.0018221 | -0.0027272 | -0.003656 | -0.0046091 | -0.005587 | -0.0065907 | -0.0076203 | -0.0086765 | -0.0098679 | -0.011183 | -0.012611 | -0.014144 | -0.015656 | -0.017154 | -0.018645 | -0.020358 | -0.02205 | -0.023729 | -0.025401 | -0.026828 | -0.028289 | -0.029785
[10 empty] | 0 | -6.9755e-05 | -7.1139e-05 | -7.5731e-05 | -8.0167e-05 | -0.0031448 | -0.003228 | -0.0033132 | -0.0034 | -0.0034888 | -0.0035795 | -0.003674 | -0.0037688 | -0.0038661 | -0.004371 | -0.0048315 | -0.0052546 | -0.0056464 | -0.0060117 | -0.006355 | -0.0066802 | -0.0078217 | -0.0080243 | -0.0082243 | -0.0084289 | -0.0086363 | -0.0088484 | -0.0091229
[10 empty] | 0 | -0.0021079 | -0.004583 | -0.0069881 | -0.0093282 | -0.011602 | -0.013812 | -0.015964 | -0.018057 | -0.020091 | -0.022219 | -0.024248 | -0.026818 | -0.029524 | -0.032028 | -0.03446 | -0.036818 | -0.039104 | -0.041321 | -0.043521 | -0.045722 | -0.047714 | -0.050555 | -0.053329 | -0.055891 | -0.05841 | -0.060841 | -0.063186
[10 empty] | 0 | -0.00082616 | -0.0017963 | -0.0027389 | -0.0036561 | -0.0045473 | -0.0054137 | -0.0062569 | -0.0070773 | -0.0078744 | -0.0087087 | -0.0095039 | -0.010511 | -0.011572 | -0.012553 | -0.013506 | -0.014431 | -0.015327 | -0.016195 | -0.017058 | -0.01792 | -0.018701 | -0.019815 | -0.020902 | -0.021906 | -0.022894 | -0.023846 | -0.024766
[10 empty] | 0 | -0.00057584 | -0.001252 | -0.0019091 | -0.0025483 | -0.0031695 | -0.0037734 | -0.0043611 | -0.0049329 | -0.0054886 | -0.00607 | -0.0066243 | -0.0073264 | -0.0080656 | -0.0087498 | -0.009414 | -0.010058 | -0.010683 | -0.011288 | -0.01189 | -0.012491 | -0.013035 | -0.013811 | -0.014569 | -0.015269 | -0.015957 | -0.016621 | -0.017262
[10 empty] | 0 | -0.0021079 | -0.0024752 | -0.002405 | -0.0023401 | -0.0022737 | -0.0022106 | -0.0021511 | -0.0020932 | -0.0020339 | -0.0028311 | -0.0033223 | -0.004234 | -0.0050117 | -0.004872 | -0.0047328 | -0.004597 | -0.004463 | -0.0043335 | -0.0045437 | -0.0048584 | -0.005164 | -0.0067836 | -0.0071236 | -0.0072187 | -0.0073101 | -0.007085 | -0.0068648
[10 empty] | 0 | -0.043857 | -0.087696 | -0.13152 | -0.17537 | -0.21921 | -0.26306 | -0.3069 | -0.35074 | -0.39459 | -0.43845 | -0.48235 | -0.52627 | -0.57022 | -0.61424 | -0.65834 | -0.70253 | -0.74681 | -0.79119 | -0.83567 | -0.88026 | -0.92517 | -0.97019 | -1.0152 | -1.0601 | -1.105 | -1.1498 | -1.1946
[10 empty] | 0 | -0.017189 | -0.034372 | -0.051549 | -0.068734 | -0.085919 | -0.1031 | -0.12029 | -0.13747 | -0.15466 | -0.17185 | -0.18906 | -0.20627 | -0.22349 | -0.24075 | -0.25803 | -0.27535 | -0.29271 | -0.3101 | -0.32754 | -0.34501 | -0.36262 | -0.38026 | -0.39789 | -0.4155 | -0.43309 | -0.45067 | -0.46823
[10 empty] | 0 | -0.011981 | -0.023958 | -0.03593 | -0.047908 | -0.059887 | -0.071864 | -0.083841 | -0.095819 | -0.1078 | -0.11978 | -0.13177 | -0.14377 | -0.15578 | -0.1678 | -0.17985 | -0.19192 | -0.20402 | -0.21614 | -0.2283 | -0.24048 | -0.25275 | -0.26504 | -0.27733 | -0.28961 | -0.30187 | -0.31412 | -0.32636
[10 empty] | 0 | -0.043857 | -0.043839 | -0.043826 | -0.043844 | -0.043847 | -0.043842 | -0.043843 | -0.043845 | -0.043848 | -0.043855 | -0.043906 | -0.04392 | -0.043945 | -0.050284 | -0.055733 | -0.060421 | -0.064461 | -0.067939 | -0.070939 | -0.07353 | -0.088756 | -0.088855 | -0.08882 | -0.088793 | -0.088748 | -0.088714 | -0.08959
[10 empty] | 0 | 0 | 0 | 0 | 0 | 0 | 0 | 0 | 0 | 0 | 0 | 0 | 0 | 0 | 0 | 0 | 0 | 0 | 0 | 0 | 0 | 0 | 0 | 0 | 0 | 0 | 0 | 0
[10 empty] | 0 | 0 | 0 | 0 | 0 | 0 | 0 | 0 | 0 | 0 | 0 | 0 | 0 | 0 | 0 | 0 | 0 | 0 | 0 | 0 | 0 | 0 | 0 | 0 | 0 | 0 | 0 | 0
[10 empty] | 0 | 0 | 0 | 0 | 0 | 0 | 0 | 0 | 0 | 0 | 0 | 0 | 0 | 0 | 0 | 0 | 0 | 0 | 0 | 0 | 0 | 0 | 0 | 0 | 0 | 0 | 0 | 0
[10 empty] | 0 | 0 | 0 | 0 | 0 | 0 | 0 | 0 | 0 | 0 | 0 | 0 | 0 | 0 | 0 | 0 | 0 | 0 | 0 | 0 | 0 | 0 | 0 | 0 | 0 | 0 | 0 | 0
[10 empty] | 0 | -0.40899 | -0.81782 | -1.2265 | -1.6353 | -2.0436 | -2.4518 | -2.8598 | -3.2677 | -3.6754 | -4.0829 | -4.4903 | -4.8975 | -5.3046 | -5.7115 | -6.1182 | -6.5248 | -6.9312 | -7.3375 | -7.7436 | -8.1496 | -8.5554 | -8.961 | -9.3665 | -9.7718 | -10.1769 | -10.582 | -10.9868
[10 empty] | 0 | -0.08421 | -0.16839 | -0.25253 | -0.33669 | -0.42077 | -0.50481 | -0.58882 | -0.6728 | -0.75674 | -0.84065 | -0.92453 | -1.0084 | -1.0922 | -1.176 | -1.2597 | -1.3434 | -1.4271 | -1.5108 | -1.5944 | -1.678 | -1.7615 | -1.845 | -1.9285 | -2.012 | -2.0954 | -2.1788 | -2.2621
[10 empty] | 0 | -0.11353 | -0.22701 | -0.34044 | -0.45391 | -0.56725 | -0.68056 | -0.79381 | -0.90702 | -1.0202 | -1.1333 | -1.2464 | -1.3594 | -1.4724 | -1.5854 | -1.6983 | -1.8111 | -1.9239 | -2.0367 | -2.1494 | -2.2621 | -2.3747 | -2.4873 | -2.5999 | -2.7124 | -2.8248 | -2.9373 | -3.0496
[10 empty] | 0 | -0.40899 | -0.40883 | -0.40867 | -0.40878 | -0.40834 | -0.40818 | -0.40802 | -0.40786 | -0.4077 | -0.40754 | -0.40738 | -0.40722 | -0.40706 | -0.45234 | -0.49256 | -0.52827 | -0.56002 | -0.58816 | -0.61315 | -0.63532 | -0.655 | -0.67245 | -0.81388 | -0.81356 | -0.81324 | -0.813 | -0.81764
[10 empty] | 0 | -0.028266 | -0.056521 | -0.084765 | -0.11302 | -0.14124 | -0.16945 | -0.19765 | -0.22584 | -0.25401 | -0.28218 | -0.31033 | -0.33848 | -0.36661 | -0.39473 | -0.42284 | -0.45094 | -0.47903 | -0.50711 | -0.53517 | -0.56323 | -0.59128 | -0.61931 | -0.64733 | -0.67535 | -0.70335 | -0.73134 | -0.75932
[10 empty] | 0 | -0.0058199 | -0.011637 | -0.017453 | -0.02327 | -0.02908 | -0.034889 | -0.040695 | -0.046498 | -0.0523 | -0.058099 | -0.063896 | -0.069691 | -0.075483 | -0.081273 | -0.087061 | -0.092847 | -0.09863 | -0.10441 | -0.11019 | -0.11597 | -0.12174 | -0.12751 | -0.13328 | -0.13905 | -0.14482 | -0.15058 | -0.15634
[10 empty] | 0 | -0.007846 | -0.015689 | -0.023529 | -0.03137 | -0.039204 | -0.047034 | -0.054862 | -0.062686 | -0.070507 | -0.078325 | -0.08614 | -0.093952 | -0.10176 | -0.10957 | -0.11737 | -0.12517 | -0.13297 | -0.14076 | -0.14855 | -0.15634 | -0.16412 | -0.1719 | -0.17968 | -0.18746 | -0.19523 | -0.203 | -0.21077
[10 empty] | 0 | -0.028266 | -0.028255 | -0.028244 | -0.028252 | -0.028221 | -0.02821 | -0.028199 | -0.028188 | -0.028177 | -0.028166 | -0.028155 | -0.028144 | -0.028133 | -0.03216 | -0.035608 | -0.038561 | -0.041092 | -0.043255 | -0.045106 | -0.046689 | -0.056279 | -0.056256 | -0.056234 | -0.056218 | -0.056189 | -0.056167 | -0.056722
[10 empty] | 0 | -0.24869 | -0.54912 | -0.84942 | -1.1723 | -1.4925 | -1.8111 | -2.1475 | -2.469 | -2.7908 | -3.1136 | -3.4368 | -3.7652 | -4.0939 | -4.4226 | -4.7514 | -5.0807 | -5.4104 | -5.738 | -6.0643 | -6.3896 | -6.7154 | -7.0416 | -7.365 | -7.6893 | -8.0144 | -8.3406 | -8.6682
[10 empty] | 0 | -0.089503 | -0.19763 | -0.30571 | -0.42191 | -0.53716 | -0.65182 | -0.77289 | -0.88858 | -1.0044 | -1.1206 | -1.2369 | -1.3551 | -1.4734 | -1.5917 | -1.71 | -1.8285 | -1.9472 | -2.0651 | -2.1825 | -2.2996 | -2.4169 | -2.5343 | -2.6507 | -2.7674 | -2.8844 | -3.0018 | -3.1197
[10 empty] | 0 | -0.11557 | -0.25519 | -0.39475 | -0.5448 | -0.69363 | -0.84168 | -0.99801 | -1.1474 | -1.297 | -1.447 | -1.5972 | -1.7498 | -1.9025 | -2.0553 | -2.2081 | -2.3612 | -2.5144 | -2.6666 | -2.8183 | -2.9694 | -3.1209 | -3.2724 | -3.4227 | -3.5735 | -3.7245 | -3.8762 | -4.0284
[10 empty] | 0 | -0.24869 | -0.30043 | -0.30031 | -0.40058 | -0.467 | -0.51134 | -0.64266 | -0.68755 | -0.73242 | -0.82375 | -0.89279 | -0.96111 | -1.0459 | -1.1098 | -1.1714 | -1.25 | -1.3192 | -1.3834 | -1.4577 | -1.5262 | -1.5927 | -1.6652 | -1.7344 | -1.8018 | -1.8728 | -1.942 | -2.0101
[10 empty] | 0 | -0.005424 | -0.013372 | -0.021317 | -0.029264 | -0.037203 | -0.045138 | -0.054442 | -0.063743 | -0.07304 | -0.082334 | -0.091623 | -0.10181 | -0.11199 | -0.12216 | -0.13234 | -0.1425 | -0.15267 | -0.16283 | -0.17298 | -0.1841 | -0.19547 | -0.20705 | -0.21879 | -0.23066 | -0.2439 | -0.25603 | -0.26793
[10 empty] | 0 | -0.0019521 | -0.0048126 | -0.0076719 | -0.010532 | -0.013389 | -0.016245 | -0.019594 | -0.022941 | -0.026287 | -0.029632 | -0.032975 | -0.03664 | -0.040304 | -0.043966 | -0.047627 | -0.051287 | -0.054945 | -0.058601 | -0.062256 | -0.066256 | -0.070349 | -0.074516 | -0.078742 | -0.083015 | -0.087779 | -0.092144 | -0.096428
[10 empty] | 0 | -0.0025207 | -0.0062144 | -0.0099066 | -0.0136 | -0.017289 | -0.020977 | -0.025301 | -0.029623 | -0.033944 | -0.038263 | -0.04258 | -0.047313 | -0.052044 | -0.056773 | -0.0615 | -0.066226 | -0.070949 | -0.075671 | -0.080391 | -0.085555 | -0.09084 | -0.096221 | -0.10168 | -0.1072 | -0.11335 | -0.11898 | -0.12452
[10 empty] | 0 | -0.005424 | -0.007948 | -0.0079449 | -0.0079471 | -0.0079386 | -0.0079354 | -0.0093044 | -0.0093007 | -0.0092971 | -0.0092934 | -0.0092898 | -0.010184 | -0.01018 | -0.010176 | -0.010172 | -0.010168 | -0.010164 | -0.01016 | -0.010156 | -0.012198 | -0.01383 | -0.015133 | -0.016176 | -0.017007 | -0.020352 | -0.020344 | -0.020336
[10 empty] | 0 | -0.030883 | -0.061754 | -0.097557 | -0.1367 | -0.17882 | -0.22517 | -0.27281 | -0.32227 | -0.37244 | -0.42214 | -0.47185 | -0.52182 | -0.57178 | -0.62176 | -0.66891 | -0.71653 | -0.76447 | -0.81266 | -0.86113 | -0.90959 | -0.95783 | -1.0062 | -1.0546 | -1.1029 | -1.151 | -1.199 | -1.2469
[10 empty] | 0 | -0.011115 | -0.022225 | -0.035111 | -0.049198 | -0.064357 | -0.08104 | -0.098186 | -0.11599 | -0.13404 | -0.15193 | -0.16982 | -0.1878 | -0.20578 | -0.22377 | -0.24074 | -0.25788 | -0.27513 | -0.29247 | -0.30992 | -0.32736 | -0.34472 | -0.36215 | -0.37956 | -0.39693 | -0.41426 | -0.4315 | -0.44874
[10 empty] | 0 | -0.014352 | -0.028699 | -0.045338 | -0.063528 | -0.083103 | -0.10464 | -0.12678 | -0.14977 | -0.17309 | -0.19618 | -0.21928 | -0.24251 | -0.26572 | -0.28895 | -0.31086 | -0.33299 | -0.35527 | -0.37767 | -0.40019 | -0.42271 | -0.44513 | -0.46763 | -0.49012 | -0.51255 | -0.53493 | -0.55719 | -0.57945
[10 empty] | 0 | -0.030883 | -0.030871 | -0.041153 | -0.048021 | -0.055987 | -0.069698 | -0.076499 | -0.087044 | -0.09531 | -0.10455 | -0.11462 | -0.12375 | -0.13358 | -0.14241 | -0.15177 | -0.16111 | -0.17008 | -0.17948 | -0.18854 | -0.19781 | -0.207 | -0.21614 | -0.22538 | -0.23451 | -0.24372 | -0.25288 | -0.26205
[10 empty] | 0 | -0.08561 | -0.20234 | -0.33185 | -0.45955 | -0.58615 | -0.71993 | -0.84898 | -0.97898 | -1.1098 | -1.2406 | -1.3716 | -1.5061 | -1.6407 | -1.7758 | -1.9111 | -2.0464 | -2.1816 | -2.3167 | -2.4504 | -2.5842 | -2.7181 | -2.8519 | -2.9857 | -3.1197 | -3.2522 | -3.3849 | -3.5175
[10 empty] | 0 | -0.030811 | -0.07282 | -0.11943 | -0.16539 | -0.21096 | -0.2591 | -0.30555 | -0.35233 | -0.39943 | -0.4465 | -0.49364 | -0.54203 | -0.5905 | -0.63911 | -0.68781 | -0.73649 | -0.78515 | -0.8338 | -0.8819 | -0.93006 | -0.97825 | -1.0264 | -1.0746 | -1.1228 | -1.1705 | -1.2182 | -1.266
[10 empty] | 0 | -0.039786 | -0.094031 | -0.15422 | -0.21357 | -0.2724 | -0.33458 | -0.39455 | -0.45496 | -0.51577 | -0.57656 | -0.63743 | -0.69991 | -0.76251 | -0.82526 | -0.88816 | -0.95101 | -1.0138 | -1.0767 | -1.1388 | -1.201 | -1.2632 | -1.3254 | -1.3876 | -1.4498 | -1.5114 | -1.5731 | -1.6347
[10 empty] | 0 | -0.08561 | -0.11673 | -0.1556 | -0.18157 | -0.21169 | -0.26353 | -0.29169 | -0.3319 | -0.36342 | -0.39866 | -0.43703 | -0.47525 | -0.51296 | -0.5469 | -0.58283 | -0.61871 | -0.65314 | -0.68924 | -0.72403 | -0.75963 | -0.79493 | -0.83003 | -0.86551 | -0.90059 | -0.93595 | -0.97114 | -1.0063
[10 empty] | 0 | -0.0081023 | -0.016072 | -0.023925 | -0.03185 | -0.039882 | -0.047963 | -0.056187 | -0.06458 | -0.07304 | -0.081556 | -0.090156 | -0.09892 | -0.10788 | -0.11705 | -0.12637 | -0.13584 | -0.14544 | -0.15522 | -0.16511 | -0.17508 | -0.18547 | -0.19589 | -0.2063 | -0.21662 | -0.22685 | -0.23701 | -0.24707
[10 empty] | 0 | -0.0017247 | -0.0034211 | -0.0050929 | -0.0067797 | -0.0084896 | -0.01021 | -0.01196 | -0.013747 | -0.015548 | -0.01736 | -0.019191 | -0.021057 | -0.022964 | -0.024916 | -0.026901 | -0.028915 | -0.030959 | -0.03304 | -0.035147 | -0.037268 | -0.039479 | -0.041699 | -0.043914 | -0.046112 | -0.048289 | -0.050452 | -0.052593
[10 empty] | 0 | -0.0018239 | -0.0036178 | -0.0053857 | -0.0071696 | -0.0089777 | -0.010797 | -0.012648 | -0.014537 | -0.016442 | -0.018359 | -0.020295 | -0.022268 | -0.024285 | -0.026349 | -0.028448 | -0.030578 | -0.032739 | -0.03494 | -0.037168 | -0.039411 | -0.04175 | -0.044096 | -0.046439 | -0.048763 | -0.051066 | -0.053353 | -0.055618
[10 empty] | 0 | -0.0081023 | -0.0079694 | -0.0078535 | -0.0079245 | -0.0080324 | -0.0080813 | -0.0082237 | -0.0083933 | -0.0084597 | -0.0085154 | -0.0086009 | -0.0096639 | -0.010647 | -0.011541 | -0.012312 | -0.013011 | -0.013654 | -0.014291 | -0.014845 | -0.015299 | -0.018575 | -0.018616 | -0.018724 | -0.018924 | -0.019189 | -0.019506 | -0.019859
[10 empty] | 0 | -0.0038963 | -0.0077647 | -0.011607 | -0.015452 | -0.019299 | -0.023142 | -0.026994 | -0.031252 | -0.035824 | -0.040646 | -0.045672 | -0.050651 | -0.056103 | -0.061395 | -0.06658 | -0.071696 | -0.076771 | -0.081829 | -0.086877 | -0.092021 | -0.096645 | -0.10137 | -0.10616 | -0.11097 | -0.11585 | -0.12071 | -0.12555
[10 empty] | 0 | -0.00082939 | -0.0016528 | -0.0024708 | -0.0032892 | -0.004108 | -0.0049262 | -0.0057462 | -0.0066525 | -0.0076258 | -0.0086521 | -0.009722 | -0.010782 | -0.011942 | -0.013069 | -0.014173 | -0.015262 | -0.016342 | -0.017419 | -0.018493 | -0.019588 | -0.020572 | -0.021578 | -0.022597 | -0.023621 | -0.024661 | -0.025695 | -0.026726
[10 empty] | 0 | -0.00087708 | -0.0017479 | -0.0026129 | -0.0034783 | -0.0043443 | -0.0052094 | -0.0060766 | -0.0070351 | -0.0080642 | -0.0091496 | -0.010281 | -0.011402 | -0.012629 | -0.013821 | -0.014988 | -0.016139 | -0.017282 | -0.01842 | -0.019557 | -0.020714 | -0.021755 | -0.022819 | -0.023896 | -0.024979 | -0.026079 | -0.027173 | -0.028263
[10 empty] | 0 | -0.0038963 | -0.0038684 | -0.0038427 | -0.0038443 | -0.0038469 | -0.0038435 | -0.0038521 | -0.0046516 | -0.0052814 | -0.0057836 | -0.0061914 | -0.0065199 | -0.0078318 | -0.0078341 | -0.0079875 | -0.0082377 | -0.0085393 | -0.0088713 | -0.0091977 | -0.009926 | -0.010461 | -0.010881 | -0.011229 | -0.011541 | -0.012112 | -0.012278 | -0.012596
[10 empty] | 0 | -0.00083481 | -0.0016776 | -0.002533 | -0.0034128 | -0.0043195 | -0.0052536 | -0.00623 | -0.0072535 | -0.00831 | -0.0093987 | -0.010525 | -0.01169 | -0.012897 | -0.014144 | -0.015427 | -0.016763 | -0.018154 | -0.019608 | -0.021121 | -0.022685 | -0.024297 | -0.025954 | -0.027689 | -0.029456 | -0.031254 | -0.03308 | -0.034931
[10 empty] | 0 | -0.0001777 | -0.00035711 | -0.0005392 | -0.00072647 | -0.00091947 | -0.0011183 | -0.0013262 | -0.001544 | -0.0017689 | -0.0020007 | -0.0022404 | -0.0024885 | -0.0027453 | -0.0030108 | -0.0032839 | -0.0035682 | -0.0038644 | -0.0041739 | -0.004496 | -0.0048289 | -0.0051721 | -0.0055248 | -0.0058941 | -0.0062702 | -0.006653 | -0.0070415 | -0.0074356
[10 empty] | 0 | -0.00018792 | -0.00037765 | -0.0005702 | -0.00076825 | -0.00097234 | -0.0011826 | -0.0014024 | -0.0016328 | -0.0018706 | -0.0021157 | -0.0023692 | -0.0026316 | -0.0029031 | -0.0031839 | -0.0034727 | -0.0037734 | -0.0040866 | -0.0044139 | -0.0047545 | -0.0051065 | -0.0054695 | -0.0058425 | -0.006233 | -0.0066308 | -0.0070355 | -0.0074464 | -0.0078632
[10 empty] | 0 | -0.00083481 | -0.00084283 | -0.0008554 | -0.00087979 | -0.00090666 | -0.00093417 | -0.00097639 | -0.0010234 | -0.0010565 | -0.0010887 | -0.0011261 | -0.0011654 | -0.0012065 | -0.0012473 | -0.0012831 | -0.0014549 | -0.0016138 | -0.0017672 | -0.0019069 | -0.0020311 | -0.0021465 | -0.002254 | -0.002636 | -0.0026929 | -0.0027508 | -0.0028099 | -0.0028696
[10 empty] | 0 | 0 | 0 | 0 | 0 | 0 | 0 | 0 | 0 | 0 | 0 | 0 | 0 | 0 | 0 | 0 | 0 | 0 | 0 | 0 | 0 | 0 | 0 | 0 | 0 | 0 | 0 | 0
[10 empty] | 0 | 0 | 0 | 0 | 0 | 0 | 0 | 0 | 0 | 0 | 0 | 0 | 0 | 0 | 0 | 0 | 0 | 0 | 0 | 0 | 0 | 0 | 0 | 0 | 0 | 0 | 0 | 0
[10 empty] | 0 | 0 | 0 | 0 | 0 | 0 | 0 | 0 | 0 | 0 | 0 | 0 | 0 | 0 | 0 | 0 | 0 | 0 | 0 | 0 | 0 | 0 | 0 | 0 | 0 | 0 | 0 | 0
[10 empty] | 0 | 0 | 0 | 0 | 0 | 0 | 0 | 0 | 0 | 0 | 0 | 0 | 0 | 0 | 0 | 0 | 0 | 0 | 0 | 0 | 0 | 0 | 0 | 0 | 0 | 0 | 0 | 0
[10 empty] | 0 | -0.00021779 | -0.00042941 | -0.00063846 | -0.00085164 | -0.0010703 | -0.0012952 | -0.001536 | -0.001796 | -0.002065 | -0.0023418 | -0.0026298 | -0.0029366 | -0.0032653 | -0.0036169 | -0.0039863 | -0.0043734 | -0.0047786 | -0.005206 | -0.0056505 | -0.0061056 | -0.0066075 | -0.0071158 | -0.0076238 | -0.0081294 | -0.0086315 | -0.0091302 | -0.0096225
[10 empty] | 0 | -4.636e-05 | -9.1406e-05 | -0.00013591 | -0.00018129 | -0.00022783 | -0.00027571 | -0.00032697 | -0.00038232 | -0.00043957 | -0.0004985 | -0.0005598 | -0.00062509 | -0.00069508 | -0.00076991 | -0.00084855 | -0.00093096 | -0.0010172 | -0.0011082 | -0.0012028 | -0.0012997 | -0.0014065 | -0.0015147 | -0.0016229 | -0.0017305 | -0.0018373 | -0.0019435 | -0.0020483
[10 empty] | 0 | -4.9026e-05 | -9.6662e-05 | -0.00014372 | -0.00019171 | -0.00024093 | -0.00029156 | -0.00034577 | -0.0004043 | -0.00046484 | -0.00052716 | -0.00059199 | -0.00066104 | -0.00073505 | -0.00081418 | -0.00089735 | -0.00098449 | -0.0010757 | -0.0011719 | -0.001272 | -0.0013744 | -0.0014874 | -0.0016018 | -0.0017162 | -0.00183 | -0.001943 | -0.0020553 | -0.0021661
[10 empty] | 0 | -0.00021779 | -0.00021162 | -0.00020906 | -0.00021318 | -0.00021867 | -0.0002249 | -0.00024081 | -0.00026003 | -0.00026893 | -0.00027685 | -0.00028799 | -0.00033093 | -0.0003738 | -0.00041479 | -0.00044936 | -0.00048245 | -0.00051488 | -0.00055166 | -0.00058389 | -0.00060891 | -0.00073638 | -0.00074682 | -0.0007561 | -0.00076878 | -0.00078389 | -0.00080103 | -0.0008196
[10 empty] | 0 | -0.00080416 | -0.0016476 | -0.0025316 | -0.0034585 | -0.0044284 | -0.0054437 | -0.0065058 | -0.0076166 | -0.0087777 | -0.0099909 | -0.011258 | -0.012581 | -0.013962 | -0.015403 | -0.016906 | -0.018473 | -0.020107 | -0.021809 | -0.023582 | -0.025429 | -0.027352 | -0.029354 | -0.031437 | -0.033604 | -0.035859 | -0.038203 | -0.040641
[10 empty] | 0 | -0.00017118 | -0.00035071 | -0.0005389 | -0.00073619 | -0.00094267 | -0.0011588 | -0.0013849 | -0.0016213 | -0.0018685 | -0.0021267 | -0.0023965 | -0.0026781 | -0.0029721 | -0.0032788 | -0.0035987 | -0.0039323 | -0.00428 | -0.0046424 | -0.0050198 | -0.005413 | -0.0058223 | -0.0062484 | -0.0066919 | -0.0071532 | -0.0076331 | -0.0081322 | -0.0086511
[10 empty] | 0 | -0.00018102 | -0.00037088 | -0.00056989 | -0.00077852 | -0.00099687 | -0.0012254 | -0.0014645 | -0.0017145 | -0.0019759 | -0.002249 | -0.0025343 | -0.0028321 | -0.003143 | -0.0034673 | -0.0038056 | -0.0041584 | -0.0045261 | -0.0049093 | -0.0053085 | -0.0057242 | -0.0061571 | -0.0066077 | -0.0070767 | -0.0075646 | -0.008072 | -0.0085998 | -0.0091485
[10 empty] | 0 | -0.00080416 | -0.0008434 | -0.00088408 | -0.00092684 | -0.00096996 | -0.0010152 | -0.0010622 | -0.0011107 | -0.0011611 | -0.0013281 | -0.0014862 | -0.0016371 | -0.0017825 | -0.0019236 | -0.0020617 | -0.0021978 | -0.0025671 | -0.0026798 | -0.0028128 | -0.0029626 | -0.0031258 | -0.0033005 | -0.0034849 | -0.0036775 | -0.0038775 | -0.004151 | -0.0044149
[10 empty] | 0 | -0.00017502 | -0.00034882 | -0.00052141 | -0.0006929 | -0.00086307 | -0.001032 | -0.0011998 | -0.0013664 | -0.0015319 | -0.0016961 | -0.0018592 | -0.0020211 | -0.0021819 | -0.0023415 | -0.0025 | -0.0026574 | -0.0028136 | -0.0029687 | -0.0031227 | -0.0032756 | -0.0034274 | -0.003578 | -0.0037276 | -0.0038761 | -0.0040235 | -0.0041699 | -0.0043152
[10 empty] | 0 | -3.7257e-05 | -7.4253e-05 | -0.00011099 | -0.0001475 | -0.00018372 | -0.00021969 | -0.0002554 | -0.00029087 | -0.00032608 | -0.00036105 | -0.00039576 | -0.00043023 | -0.00046445 | -0.00049843 | -0.00053217 | -0.00056567 | -0.00059892 | -0.00063194 | -0.00066472 | -0.00069726 | -0.00072957 | -0.00076164 | -0.00079349 | -0.0008251 | -0.00085648 | -0.00088763 | -0.00091855
[10 empty] | 0 | -3.9399e-05 | -7.8522e-05 | -0.00011737 | -0.00015598 | -0.00019428 | -0.00023232 | -0.00027009 | -0.00030759 | -0.00034483 | -0.00038181 | -0.00041852 | -0.00045497 | -0.00049116 | -0.0005271 | -0.00056277 | -0.00059819 | -0.00063336 | -0.00066828 | -0.00070294 | -0.00073735 | -0.00077152 | -0.00080544 | -0.00083911 | -0.00087254 | -0.00090572 | -0.00093867 | -0.00097137
[10 empty] | 0 | -0.00017502 | -0.0001738 | -0.00017258 | -0.00017149 | -0.00017017 | -0.00016898 | -0.00016779 | -0.0001666 | -0.00016542 | -0.00016425 | -0.00016309 | -0.00016193 | -0.00016078 | -0.00015963 | -0.00015849 | -0.00015736 | -0.00015623 | -0.00018011 | -0.00020025 | -0.00021719 | -0.00023139 | -0.00024323 | -0.00025306 | -0.00026116 | -0.00031878 | -0.0003165 | -0.00031423
[10 empty] | 0 | 0 | 0 | 0 | 0 | 0 | 0 | 0 | 0 | 0 | 0 | 0 | 0 | 0 | 0 | 0 | 0 | 0 | 0 | 0 | 0 | 0 | 0 | 0 | 0 | 0 | 0 | 0
[10 empty] | 0 | 0 | 0 | 0 | 0 | 0 | 0 | 0 | 0 | 0 | 0 | 0 | 0 | 0 | 0 | 0 | 0 | 0 | 0 | 0 | 0 | 0 | 0 | 0 | 0 | 0 | 0 | 0
[10 empty] | 0 | 0 | 0 | 0 | 0 | 0 | 0 | 0 | 0 | 0 | 0 | 0 | 0 | 0 | 0 | 0 | 0 | 0 | 0 | 0 | 0 | 0 | 0 | 0 | 0 | 0 | 0 | 0
[10 empty] | 0 | 0 | 0 | 0 | 0 | 0 | 0 | 0 | 0 | 0 | 0 | 0 | 0 | 0 | 0 | 0 | 0 | 0 | 0 | 0 | 0 | 0 | 0 | 0 | 0 | 0 | 0 | 0
[10 empty] | 0 | -0.008803 | -0.017262 | -0.025386 | -0.033192 | -0.040677 | -0.047856 | -0.054739 | -0.061335 | -0.067651 | -0.073697 | -0.079481 | -0.08501 | -0.090293 | -0.095336 | -0.10015 | -0.10473 | -0.1091 | -0.11326 | -0.11722 | -0.12097 | -0.12454 | -0.12791 | -0.13111 | -0.13414 | -0.13699 | -0.13969 | -0.14222
[10 empty] | 0 | -0.0013225 | -0.0025932 | -0.0038137 | -0.0049863 | -0.0061108 | -0.0071893 | -0.0082233 | -0.0092142 | -0.010163 | -0.011071 | -0.01194 | -0.012771 | -0.013564 | -0.014322 | -0.015045 | -0.015734 | -0.01639 | -0.017015 | -0.017609 | -0.018173 | -0.018709 | -0.019216 | -0.019697 | -0.020151 | -0.02058 | -0.020985 | -0.021366
[10 empty] | 0 | -0.0017182 | -0.0033691 | -0.0049548 | -0.0064783 | -0.0079392 | -0.0093404 | -0.010684 | -0.011971 | -0.013204 | -0.014384 | -0.015513 | -0.016592 | -0.017623 | -0.018607 | -0.019547 | -0.020442 | -0.021295 | -0.022106 | -0.022878 | -0.023611 | -0.024307 | -0.024966 | -0.02559 | -0.026181 | -0.026738 | -0.027264 | -0.027759
[10 empty] | 0 | -0.008803 | -0.0084586 | -0.0081244 | -0.0078056 | -0.010419 | -0.011955 | -0.012775 | -0.014864 | -0.015234 | -0.01591 | -0.016555 | -0.018181 | -0.019099 | -0.019719 | -0.020527 | -0.021197 | -0.021942 | -0.022574 | -0.023395 | -0.023963 | -0.024473 | -0.025002 | -0.025545 | -0.026057 | -0.026494 | -0.026947 | -0.027332
[10 empty] | 0 | -0.00066004 | -0.0012943 | -0.0019034 | -0.0024887 | -0.0030499 | -0.0035882 | -0.0041043 | -0.0045988 | -0.0050724 | -0.0055257 | -0.0059594 | -0.0063739 | -0.00677 | -0.0071482 | -0.0075089 | -0.0078529 | -0.0081805 | -0.0084922 | -0.0087887 | -0.0090703 | -0.0093375 | -0.0095909 | -0.0098307 | -0.010058 | -0.010272 | -0.010474 | -0.010664
[10 empty] | 0 | -9.9156e-05 | -0.00019443 | -0.00028595 | -0.00037387 | -0.00045818 | -0.00053905 | -0.00061658 | -0.00069087 | -0.00076202 | -0.00083012 | -0.00089526 | -0.00095754 | -0.001017 | -0.0010739 | -0.0011281 | -0.0011797 | -0.0012289 | -0.0012758 | -0.0013203 | -0.0013626 | -0.0014028 | -0.0014408 | -0.0014768 | -0.0015109 | -0.0015431 | -0.0015734 | -0.001602
[10 empty] | 0 | -0.00012882 | -0.00025261 | -0.0003715 | -0.00048573 | -0.00059527 | -0.00070033 | -0.00080106 | -0.00089758 | -0.00099002 | -0.0010785 | -0.0011631 | -0.0012441 | -0.0013214 | -0.0013952 | -0.0014656 | -0.0015327 | -0.0015966 | -0.0016575 | -0.0017154 | -0.0017703 | -0.0018225 | -0.0018719 | -0.0019187 | -0.001963 | -0.0020048 | -0.0020442 | -0.0020813
[10 empty] | 0 | -0.00066004 | -0.00063422 | -0.00060915 | -0.00058525 | -0.00056121 | -0.00053831 | -0.00051608 | -0.00071453 | -0.00083169 | -0.00089509 | -0.0010536 | -0.0010099 | -0.00096742 | -0.00092635 | -0.00095967 | -0.0010159 | -0.0010696 | -0.0011968 | -0.0012463 | -0.0012498 | -0.0012528 | -0.0012216 | -0.0012156 | -0.0012257 | -0.0012856 | -0.0013428 | -0.0013779
[10 empty] | 0 | -0.0034308 | -0.0068747 | -0.010332 | -0.013805 | -0.017288 | -0.020785 | -0.024296 | -0.02782 | -0.031357 | -0.034908 | -0.038472 | -0.04205 | -0.045641 | -0.049247 | -0.052865 | -0.056498 | -0.060144 | -0.063805 | -0.067479 | -0.071167 | -0.074869 | -0.078584 | -0.082314 | -0.086058 | -0.089817 | -0.093589 | -0.097375
[10 empty] | 0 | -0.0005154 | -0.0010328 | -0.0015521 | -0.0020738 | -0.0025972 | -0.0031225 | -0.0036499 | -0.0041793 | -0.0047107 | -0.0052441 | -0.0057796 | -0.0063171 | -0.0068566 | -0.0073982 | -0.0079419 | -0.0084876 | -0.0090354 | -0.0095852 | -0.010137 | -0.010691 | -0.011247 | -0.011806 | -0.012366 | -0.012928 | -0.013493 | -0.01406 | -0.014629
[10 empty] | 0 | -0.00066961 | -0.0013418 | -0.0020166 | -0.0026944 | -0.0033743 | -0.0040569 | -0.004742 | -0.0054298 | -0.0061202 | -0.0068132 | -0.0075089 | -0.0082072 | -0.0089082 | -0.0096118 | -0.010318 | -0.011027 | -0.011739 | -0.012453 | -0.01317 | -0.01389 | -0.014613 | -0.015338 | -0.016066 | -0.016797 | -0.01753 | -0.018266 | -0.019006
[10 empty] | 0 | -0.0034308 | -0.0034439 | -0.0034572 | -0.0034728 | -0.0046273 | -0.0054074 | -0.0059364 | -0.0069764 | -0.007384 | -0.0079204 | -0.0084592 | -0.0093947 | -0.010085 | -0.010679 | -0.01136 | -0.012005 | -0.012696 | -0.013359 | -0.014111 | -0.014784 | -0.015449 | -0.016135 | -0.01684 | -0.017549 | -0.018242 | -0.018955 | -0.019655
[10 empty] | 0 | -0.0034049 | -0.0067327 | -0.0099848 | -0.013165 | -0.016269 | -0.019302 | -0.022263 | -0.025156 | -0.02798 | -0.030737 | -0.033428 | -0.036054 | -0.038616 | -0.041116 | -0.043554 | -0.045932 | -0.048251 | -0.050511 | -0.052714 | -0.054861 | -0.056952 | -0.058989 | -0.060973 | -0.062904 | -0.064784 | -0.066613 | -0.068393
[10 empty] | 0 | -0.00051151 | -0.0010114 | -0.0015 | -0.0019777 | -0.0024441 | -0.0028996 | -0.0033446 | -0.0037791 | -0.0042033 | -0.0046175 | -0.0050218 | -0.0054163 | -0.0058012 | -0.0061768 | -0.0065431 | -0.0069003 | -0.0072486 | -0.0075882 | -0.0079191 | -0.0082416 | -0.0085558 | -0.0088618 | -0.0091598 | -0.00945 | -0.0097324 | -0.010007 | -0.010274
[10 empty] | 0 | -0.00066456 | -0.0013141 | -0.0019488 | -0.0025695 | -0.0031754 | -0.0037673 | -0.0043453 | -0.0049098 | -0.005461 | -0.0059991 | -0.0065243 | -0.0070369 | -0.007537 | -0.008025 | -0.0085009 | -0.008965 | -0.0094175 | -0.0098587 | -0.010289 | -0.010708 | -0.011116 | -0.011513 | -0.011901 | -0.012278 | -0.012644 | -0.013001 | -0.013349
[10 empty] | 0 | -0.0034049 | -0.0033278 | -0.0032521 | -0.0031799 | -0.0031044 | -0.0037135 | -0.0041721 | -0.004511 | -0.004755 | -0.0049225 | -0.0060587 | -0.0061346 | -0.0062516 | -0.0063832 | -0.0065098 | -0.0070065 | -0.0073686 | -0.0076394 | -0.0078468 | -0.0080077 | -0.0084793 | -0.008641 | -0.0088254 | -0.0090085 | -0.0091763 | -0.0094925 | -0.0097333
[10 empty] | 0 | -0.0098189 | -0.019634 | -0.029445 | -0.039259 | -0.049062 | -0.058862 | -0.068657 | -0.078449 | -0.088237 | -0.098021 | -0.1078 | -0.11758 | -0.12735 | -0.13712 | -0.14688 | -0.15664 | -0.1664 | -0.17616 | -0.1859 | -0.19565 | -0.20539 | -0.21513 | -0.22487 | -0.2346 | -0.24432 | -0.25405 | -0.26377
[10 empty] | 0 | -0.0014751 | -0.0029496 | -0.0044235 | -0.0058978 | -0.0073705 | -0.0088427 | -0.010314 | -0.011785 | -0.013256 | -0.014725 | -0.016195 | -0.017663 | -0.019132 | -0.020599 | -0.022066 | -0.023532 | -0.024998 | -0.026463 | -0.027928 | -0.029392 | -0.030856 | -0.032319 | -0.033781 | -0.035243 | -0.036704 | -0.038165 | -0.039625
[10 empty] | 0 | -0.0019164 | -0.0038321 | -0.005747 | -0.0076625 | -0.0095759 | -0.011489 | -0.0134 | -0.015312 | -0.017222 | -0.019132 | -0.02104 | -0.022949 | -0.024856 | -0.026763 | -0.028668 | -0.030574 | -0.032478 | -0.034382 | -0.036285 | -0.038187 | -0.040088 | -0.041989 | -0.043889 | -0.045788 | -0.047687 | -0.049584 | -0.051481
[10 empty] | 0 | -0.0098189 | -0.009815 | -0.0098111 | -0.0098139 | -0.0098033 | -0.0097995 | -0.0097956 | -0.0097917 | -0.0097879 | -0.011748 | -0.013314 | -0.014566 | -0.015567 | -0.016365 | -0.019576 | -0.019568 | -0.01956 | -0.019554 | -0.019937 | -0.020557 | -0.021303 | -0.0221 | -0.022896 | -0.024689 | -0.026017 | -0.026996 | -0.027711
[10 empty] | 0 | -0.0016047 | -0.0031467 | -0.0046277 | -0.0060506 | -0.007415 | -0.0087238 | -0.0099785 | -0.011181 | -0.012332 | -0.013434 | -0.014489 | -0.015497 | -0.01646 | -0.017379 | -0.018256 | -0.019092 | -0.019889 | -0.020647 | -0.021368 | -0.022052 | -0.022702 | -0.023318 | -0.023901 | -0.024452 | -0.024973 | -0.025464 | -0.025926
[10 empty] | 0 | -0.00024107 | -0.00047272 | -0.0006952 | -0.00090896 | -0.0011139 | -0.0013106 | -0.001499 | -0.0016797 | -0.0018527 | -0.0020182 | -0.0021766 | -0.002328 | -0.0024727 | -0.0026108 | -0.0027426 | -0.0028682 | -0.0029878 | -0.0031017 | -0.00321 | -0.0033129 | -0.0034105 | -0.003503 | -0.0035906 | -0.0036734 | -0.0037516 | -0.0038254 | -0.0038948
[10 empty] | 0 | -0.00031321 | -0.00061416 | -0.00090322 | -0.0011809 | -0.0014472 | -0.0017027 | -0.0019476 | -0.0021822 | -0.002407 | -0.0026221 | -0.0028279 | -0.0030246 | -0.0032126 | -0.003392 | -0.0035632 | -0.0037264 | -0.0038818 | -0.0040298 | -0.0041705 | -0.0043041 | -0.0044309 | -0.0045511 | -0.0046649 | -0.0047726 | -0.0048742 | -0.00497 | -0.0050602
[10 empty] | 0 | -0.0016047 | -0.0015419 | -0.001481 | -0.0014229 | -0.0013645 | -0.0018437 | -0.0021253 | -0.0022764 | -0.0026588 | -0.0025494 | -0.0026217 | -0.0027498 | -0.0028715 | -0.0031726 | -0.0032847 | -0.003345 | -0.0034612 | -0.00347 | -0.0036006 | -0.0037248 | -0.0038155 | -0.0039396 | -0.0039777 | -0.0040266 | -0.004102 | -0.0041521 | -0.004242
[10 empty] | 0 | 0 | 0 | 0 | 0 | 0 | 0 | 0 | 0 | 0 | 0 | 0 | 0 | 0 | 0 | 0 | 0 | 0 | 0 | 0 | 0 | 0 | 0 | 0 | 0 | 0 | 0 | 0
[10 empty] | 0 | 0 | 0 | 0 | 0 | 0 | 0 | 0 | 0 | 0 | 0 | 0 | 0 | 0 | 0 | 0 | 0 | 0 | 0 | 0 | 0 | 0 | 0 | 0 | 0 | 0 | 0 | 0
[10 empty] | 0 | 0 | 0 | 0 | 0 | 0 | 0 | 0 | 0 | 0 | 0 | 0 | 0 | 0 | 0 | 0 | 0 | 0 | 0 | 0 | 0 | 0 | 0 | 0 | 0 | 0 | 0 | 0
[10 empty] | 0 | 0 | 0 | 0 | 0 | 0 | 0 | 0 | 0 | 0 | 0 | 0 | 0 | 0 | 0 | 0 | 0 | 0 | 0 | 0 | 0 | 0 | 0 | 0 | 0 | 0 | 0 | 0
[10 empty] | 0 | -0.00011697 | -0.00028301 | -0.00051388 | -0.00082313 | -0.0012274 | -0.0017741 | -0.0024251 | -0.0033223 | -0.0044621 | -0.0058853 | -0.0076026 | -0.0096997 | -0.011993 | -0.014905 | -0.018277 | -0.02216 | -0.026632 | -0.03175 | -0.037395 | -0.044191 | -0.052423 | -0.062366 | -0.074122 | -0.08802 | -0.10434 | -0.12349 | -0.14594
[10 empty] | 0 | -1.7572e-05 | -4.2517e-05 | -7.72e-05 | -0.00012366 | -0.00018439 | -0.00026651 | -0.00036432 | -0.00049911 | -0.00067034 | -0.00088413 | -0.0011421 | -0.0014572 | -0.0018016 | -0.0022392 | -0.0027457 | -0.003329 | -0.0040009 | -0.0047698 | -0.0056177 | -0.0066388 | -0.0078754 | -0.0093692 | -0.011135 | -0.013223 | -0.015675 | -0.018552 | -0.021924
[10 empty] | 0 | -2.283e-05 | -5.5238e-05 | -0.0001003 | -0.00016066 | -0.00023956 | -0.00034626 | -0.00047332 | -0.00064845 | -0.00087091 | -0.0011487 | -0.0014839 | -0.0018932 | -0.0023407 | -0.0029092 | -0.0035672 | -0.0043251 | -0.0051981 | -0.006197 | -0.0072986 | -0.0086252 | -0.010232 | -0.012173 | -0.014467 | -0.017179 | -0.020365 | -0.024103 | -0.028484
[10 empty] | 0 | -0.00011697 | -0.00016604 | -0.00023087 | -0.00030924 | -0.00040426 | -0.00054667 | -0.00065102 | -0.00089725 | -0.0011398 | -0.0014465 | -0.0017692 | -0.0021849 | -0.002425 | -0.0030992 | -0.0036604 | -0.0042575 | -0.0049687 | -0.0057633 | -0.0064745 | -0.0078522 | -0.0095406 | -0.01154 | -0.013716 | -0.016278 | -0.019162 | -0.022526 | -0.026365
[10 empty] | 0 | -0.001654 | -0.0033074 | -0.0049602 | -0.0066134 | -0.0082648 | -0.0099155 | -0.011566 | -0.013215 | -0.014864 | -0.016512 | -0.01816 | -0.019806 | -0.021453 | -0.023098 | -0.024743 | -0.026388 | -0.028031 | -0.029674 | -0.031317 | -0.032958 | -0.034599 | -0.03624 | -0.03788 | -0.039519 | -0.041157 | -0.042795 | -0.044433
[10 empty] | 0 | -0.00024848 | -0.00049687 | -0.00074515 | -0.00099351 | -0.0012416 | -0.0014896 | -0.0017375 | -0.0019853 | -0.002233 | -0.0024806 | -0.0027281 | -0.0029755 | -0.0032228 | -0.00347 | -0.0037171 | -0.0039641 | -0.0042111 | -0.0044579 | -0.0047046 | -0.0049513 | -0.0051978 | -0.0054442 | -0.0056906 | -0.0059368 | -0.006183 | -0.0064291 | -0.006675
[10 empty] | 0 | -0.00032283 | -0.00064554 | -0.00096811 | -0.0012908 | -0.0016131 | -0.0019353 | -0.0022574 | -0.0025793 | -0.0029011 | -0.0032228 | -0.0035444 | -0.0038658 | -0.0041871 | -0.0045083 | -0.0048293 | -0.0051503 | -0.0054711 | -0.0057918 | -0.0061123 | -0.0064327 | -0.006753 | -0.0070732 | -0.0073933 | -0.0077132 | -0.008033 | -0.0083527 | -0.0086723
[10 empty] | 0 | -0.001654 | -0.0016534 | -0.0016527 | -0.0016532 | -0.0016514 | -0.0016508 | -0.0016501 | -0.0016495 | -0.0016488 | -0.0016482 | -0.0018838 | -0.0020856 | -0.0022584 | -0.0024065 | -0.002533 | -0.0026413 | -0.002734 | -0.0032952 | -0.0032938 | -0.0032925 | -0.0033253 | -0.0033815 | -0.0034546 | -0.0035383 | -0.003628 | -0.0037203 | -0.0038126
[10 empty] | 0 | -0.0023432 | -0.0046854 | -0.0070268 | -0.0093688 | -0.011708 | -0.014047 | -0.016384 | -0.018721 | -0.021057 | -0.023392 | -0.025726 | -0.028059 | -0.030391 | -0.032722 | -0.035052 | -0.037382 | -0.03971 | -0.042038 | -0.044364 | -0.04669 | -0.049015 | -0.051339 | -0.053662 | -0.055984 | -0.058305 | -0.060626 | -0.062945
[10 empty] | 0 | -0.00035201 | -0.00070388 | -0.0010556 | -0.0014074 | -0.0017589 | -0.0021102 | -0.0024614 | -0.0028124 | -0.0031633 | -0.0035141 | -0.0038647 | -0.0042152 | -0.0045656 | -0.0049158 | -0.0052658 | -0.0056158 | -0.0059656 | -0.0063152 | -0.0066648 | -0.0070142 | -0.0073634 | -0.0077125 | -0.0080615 | -0.0084104 | -0.0087591 | -0.0091077 | -0.0094561
[10 empty] | 0 | -0.00045734 | -0.0009145 | -0.0013715 | -0.0018286 | -0.0022852 | -0.0027416 | -0.0031979 | -0.0036539 | -0.0041098 | -0.0045656 | -0.0050211 | -0.0054764 | -0.0059316 | -0.0063866 | -0.0068414 | -0.0072961 | -0.0077506 | -0.0082048 | -0.008659 | -0.0091129 | -0.0095667 | -0.01002 | -0.010474 | -0.010927 | -0.01138 | -0.011833 | -0.012286
[10 empty] | 0 | -0.0023432 | -0.0023423 | -0.0023413 | -0.002342 | -0.0023395 | -0.0023385 | -0.0023376 | -0.0026714 | -0.0029573 | -0.0032021 | -0.0034118 | -0.0035911 | -0.0037446 | -0.0038758 | -0.0047186 | -0.0047987 | -0.0049022 | -0.0050212 | -0.0051478 | -0.0052785 | -0.0054092 | -0.005739 | -0.0060191 | -0.0062618 | -0.0064765 | -0.0066697 | -0.0068462
[10 empty] | 0 | -0.00024241 | -0.00048473 | -0.00072695 | -0.00096924 | -0.0012113 | -0.0014532 | -0.001695 | -0.0019368 | -0.0021784 | -0.00242 | -0.0026614 | -0.0029028 | -0.0031441 | -0.0033852 | -0.0036263 | -0.0038673 | -0.0041082 | -0.004349 | -0.0045897 | -0.0048303 | -0.0050708 | -0.0053112 | -0.0055516 | -0.0057918 | -0.006032 | -0.006272 | -0.006512
[10 empty] | 0 | -3.6417e-05 | -7.282e-05 | -0.00010921 | -0.00014561 | -0.00018197 | -0.00021831 | -0.00025464 | -0.00029096 | -0.00032726 | -0.00036355 | -0.00039982 | -0.00043608 | -0.00047233 | -0.00050856 | -0.00054477 | -0.00058098 | -0.00061717 | -0.00065334 | -0.0006895 | -0.00072565 | -0.00076178 | -0.0007979 | -0.000834 | -0.00087009 | -0.00090617 | -0.00094223 | -0.00097828
[10 empty] | 0 | -4.7314e-05 | -9.4609e-05 | -0.00014188 | -0.00018917 | -0.00023641 | -0.00028363 | -0.00033083 | -0.00037802 | -0.00042518 | -0.00047233 | -0.00051945 | -0.00056656 | -0.00061365 | -0.00066072 | -0.00070778 | -0.00075481 | -0.00080183 | -0.00084883 | -0.00089581 | -0.00094277 | -0.00098971 | -0.0010366 | -0.0010835 | -0.0011304 | -0.0011773 | -0.0012242 | -0.001271
[10 empty] | 0 | -0.00024241 | -0.00024232 | -0.00024222 | -0.00024229 | -0.00029051 | -0.00032918 | -0.00036008 | -0.00038479 | -0.00041419 | -0.00050897 | -0.00052738 | -0.00054704 | -0.00056866 | -0.00061753 | -0.00065777 | -0.00069185 | -0.00072179 | -0.00075673 | -0.00080985 | -0.00083912 | -0.00086884 | -0.0009001 | -0.00094285 | -0.00098063 | -0.0010152 | -0.0010479 | -0.001084
[10 empty] | 0 | -0.0015601 | -0.0032131 | -0.012245 | -0.021806 | -0.031908 | -0.042581 | -0.05385 | -0.06574 | -0.079207 | -0.094201 | -0.10965 | -0.12561 | -0.14216 | -0.15935 | -0.17723 | -0.19776 | -0.21894 | -0.23873 | -0.2595 | -0.2813 | -0.30416 | -0.32814 | -0.35328 | -0.37962 | -0.40722 | -0.43613 | -0.4664
[10 empty] | 0 | -0.00023437 | -0.0004827 | -0.0018395 | -0.0032759 | -0.0047935 | -0.0063969 | -0.0080898 | -0.0098761 | -0.011899 | -0.014152 | -0.016472 | -0.018871 | -0.021356 | -0.023938 | -0.026625 | -0.02971 | -0.032891 | -0.035864 | -0.038984 | -0.042259 | -0.045694 | -0.049296 | -0.053072 | -0.05703 | -0.061177 | -0.065519 | -0.070067
[10 empty] | 0 | -0.00030449 | -0.00062713 | -0.0023899 | -0.0042561 | -0.0062278 | -0.0083109 | -0.01051 | -0.012831 | -0.01546 | -0.018386 | -0.021401 | -0.024517 | -0.027746 | -0.031101 | -0.034592 | -0.038599 | -0.042733 | -0.046595 | -0.050649 | -0.054903 | -0.059366 | -0.064046 | -0.068952 | -0.074094 | -0.079481 | -0.085124 | -0.091032
[10 empty] | 0 | -0.0015601 | -0.0016531 | -0.0090317 | -0.0095612 | -0.010102 | -0.010673 | -0.011269 | -0.011891 | -0.01369 | -0.015421 | -0.017103 | -0.018751 | -0.020378 | -0.021996 | -0.023617 | -0.027596 | -0.029218 | -0.03103 | -0.033006 | -0.03512 | -0.037363 | -0.039721 | -0.042186 | -0.045424 | -0.048633 | -0.051859 | -0.055138
[10 empty] | 0 | -0.00028478 | -0.00057248 | -0.00086312 | -0.0011569 | -0.0014535 | -0.0017532 | -0.0020558 | -0.0023616 | -0.0026704 | -0.0029823 | -0.0032973 | -0.0036155 | -0.0039369 | -0.0042615 | -0.0045893 | -0.0049204 | -0.0052548 | -0.0055924 | -0.0059334 | -0.0062778 | -0.0066255 | -0.0069767 | -0.0073312 | -0.0076893 | -0.0080508 | -0.0084158 | -0.0087844
[10 empty] | 0 | -4.2782e-05 | -8.6002e-05 | -0.00012967 | -0.0001738 | -0.00021836 | -0.00026337 | -0.00030884 | -0.00035477 | -0.00040116 | -0.00044802 | -0.00049535 | -0.00054315 | -0.00059144 | -0.0006402 | -0.00068945 | -0.00073919 | -0.00078942 | -0.00084014 | -0.00089137 | -0.0009431 | -0.00099534 | -0.0010481 | -0.0011014 | -0.0011551 | -0.0012095 | -0.0012643 | -0.0013197
[10 empty] | 0 | -5.5582e-05 | -0.00011174 | -0.00016846 | -0.00022581 | -0.0002837 | -0.00034218 | -0.00040125 | -0.00046092 | -0.0005212 | -0.00058208 | -0.00064357 | -0.00070567 | -0.0007684 | -0.00083175 | -0.00089574 | -0.00096036 | -0.0010256 | -0.0010915 | -0.0011581 | -0.0012253 | -0.0012932 | -0.0013617 | -0.0014309 | -0.0015008 | -0.0015713 | -0.0016426 | -0.0017145
[10 empty] | 0 | -0.00028478 | -0.0002877 | -0.00029065 | -0.00029381 | -0.00029661 | -0.00029962 | -0.00030266 | -0.00033736 | -0.0003689 | -0.00039763 | -0.00042388 | -0.0004479 | -0.00046997 | -0.00049029 | -0.0005126 | -0.00053631 | -0.00064866 | -0.00066505 | -0.00068267 | -0.00070126 | -0.00072032 | -0.00074021 | -0.00076094 | -0.00080201 | -0.00083977 | -0.00087484 | -0.00090774
[10 empty] | 0 | -0.00060353 | -0.0012068 | -0.0018099 | -0.0024131 | -0.0030157 | -0.003618 | -0.0042201 | -0.0048219 | -0.0054236 | -0.0060249 | -0.0066261 | -0.007227 | -0.0078277 | -0.0084281 | -0.0090283 | -0.0096283 | -0.010228 | -0.010828 | -0.011427 | -0.012026 | -0.012625 | -0.013223 | -0.013822 | -0.01442 | -0.015018 | -0.015615 | -0.016213
[10 empty] | 0 | -9.0667e-05 | -0.0001813 | -0.00027189 | -0.00036251 | -0.00045304 | -0.00054352 | -0.00063397 | -0.00072439 | -0.00081477 | -0.00090512 | -0.00099542 | -0.0010857 | -0.0011759 | -0.0012661 | -0.0013563 | -0.0014464 | -0.0015365 | -0.0016266 | -0.0017166 | -0.0018066 | -0.0018966 | -0.0019865 | -0.0020764 | -0.0021662 | -0.0022561 | -0.0023458 | -0.0024356
[10 empty] | 0 | -0.0001178 | -0.00023554 | -0.00035325 | -0.00047098 | -0.00058859 | -0.00070615 | -0.00082367 | -0.00094114 | -0.0010586 | -0.0011759 | -0.0012933 | -0.0014106 | -0.0015278 | -0.001645 | -0.0017621 | -0.0018792 | -0.0019963 | -0.0021133 | -0.0022303 | -0.0023472 | -0.0024641 | -0.0025809 | -0.0026977 | -0.0028144 | -0.0029311 | -0.0030477 | -0.0031643
[10 empty] | 0 | -0.00060353 | -0.00060329 | -0.00060305 | -0.00060322 | -0.00060257 | -0.00060233 | -0.0006021 | -0.00060186 | -0.00060162 | -0.00060138 | -0.00060115 | -0.00060091 | -0.00060068 | -0.00060044 | -0.00060021 | -0.00059997 | -0.0006546 | -0.00070423 | -0.0007493 | -0.00079026 | -0.00082742 | -0.00086117 | -0.0008918 | -0.0009196 | -0.00094484 | -0.00096774 | -0.00098851
[10 empty] | 0 | 0 | 0 | 0 | 0 | 0 | 0 | 0 | 0 | 0 | 0 | 0 | 0 | 0 | 0 | 0 | 0 | 0 | 0 | 0 | 0 | 0 | 0 | 0 | 0 | 0 | 0 | 0
[10 empty] | 0 | 0 | 0 | 0 | 0 | 0 | 0 | 0 | 0 | 0 | 0 | 0 | 0 | 0 | 0 | 0 | 0 | 0 | 0 | 0 | 0 | 0 | 0 | 0 | 0 | 0 | 0 | 0
[10 empty] | 0 | 0 | 0 | 0 | 0 | 0 | 0 | 0 | 0 | 0 | 0 | 0 | 0 | 0 | 0 | 0 | 0 | 0 | 0 | 0 | 0 | 0 | 0 | 0 | 0 | 0 | 0 | 0
[10 empty] | 0 | 0 | 0 | 0 | 0 | 0 | 0 | 0 | 0 | 0 | 0 | 0 | 0 | 0 | 0 | 0 | 0 | 0 | 0 | 0 | 0 | 0 | 0 | 0 | 0 | 0 | 0 | 0
[10 empty] | 0 | 0 | 0 | 0 | 0 | 0 | 0 | 0 | 0 | 0 | 0 | 0 | 0 | 0 | 0 | 0 | 0 | 0 | 0 | 0 | 0 | 0 | 0 | 0 | 0 | 0 | 0 | 0
[10 empty] | 0 | 0 | 0 | 0 | 0 | 0 | 0 | 0 | 0 | 0 | 0 | 0 | 0 | 0 | 0 | 0 | 0 | 0 | 0 | 0 | 0 | 0 | 0 | 0 | 0 | 0 | 0 | 0
[10 empty] | 0 | 0 | 0 | 0 | 0 | 0 | 0 | 0 | 0 | 0 | 0 | 0 | 0 | 0 | 0 | 0 | 0 | 0 | 0 | 0 | 0 | 0 | 0 | 0 | 0 | 0 | 0 | 0
[10 empty] | 0 | 0 | 0 | 0 | 0 | 0 | 0 | 0 | 0 | 0 | 0 | 0 | 0 | 0 | 0 | 0 | 0 | 0 | 0 | 0 | 0 | 0 | 0 | 0 | 0 | 0 | 0 | 0
[10 empty] | 0 | 0 | 0 | 0 | 0 | 0 | 0 | 0 | 0 | 0 | 0 | 0 | 0 | 0 | 0 | 0 | 0 | 0 | 0 | 0 | 0 | 0 | 0 | 0 | 0 | 0 | 0 | 0
[10 empty] | 0 | 0 | 0 | 0 | 0 | 0 | 0 | 0 | 0 | 0 | 0 | 0 | 0 | 0 | 0 | 0 | 0 | 0 | 0 | 0 | 0 | 0 | 0 | 0 | 0 | 0 | 0 | 0
[10 empty] | 0 | 0 | 0 | 0 | 0 | 0 | 0 | 0 | 0 | 0 | 0 | 0 | 0 | 0 | 0 | 0 | 0 | 0 | 0 | 0 | 0 | 0 | 0 | 0 | 0 | 0 | 0 | 0
[10 empty] | 0 | 0 | 0 | 0 | 0 | 0 | 0 | 0 | 0 | 0 | 0 | 0 | 0 | 0 | 0 | 0 | 0 | 0 | 0 | 0 | 0 | 0 | 0 | 0 | 0 | 0 | 0 | 0
[10 empty] | 0 | 0 | 0 | 0 | 0 | 0 | 0 | 0 | 0 | 0 | 0 | 0 | 0 | 0 | 0 | 0 | 0 | 0 | 0 | 0 | 0 | 0 | 0 | 0 | 0 | 0 | 0 | 0
[10 empty] | 0 | 0 | 0 | 0 | 0 | 0 | 0 | 0 | 0 | 0 | 0 | 0 | 0 | 0 | 0 | 0 | 0 | 0 | 0 | 0 | 0 | 0 | 0 | 0 | 0 | 0 | 0 | 0
[10 empty] | 0 | 0 | 0 | 0 | 0 | 0 | 0 | 0 | 0 | 0 | 0 | 0 | 0 | 0 | 0 | 0 | 0 | 0 | 0 | 0 | 0 | 0 | 0 | 0 | 0 | 0 | 0 | 0
[10 empty] | 0 | 0 | 0 | 0 | 0 | 0 | 0 | 0 | 0 | 0 | 0 | 0 | 0 | 0 | 0 | 0 | 0 | 0 | 0 | 0 | 0 | 0 | 0 | 0 | 0 | 0 | 0 | 0
[10 empty] | 0 | 0 | 0 | 0 | 0 | 0 | 0 | 0 | 0 | 0 | 0 | 0 | 0 | 0 | 0 | 0 | 0 | 0 | 0 | 0 | 0 | 0 | 0 | 0 | 0 | 0 | 0 | 0
[10 empty] | 0 | 0 | 0 | 0 | 0 | 0 | 0 | 0 | 0 | 0 | 0 | 0 | 0 | 0 | 0 | 0 | 0 | 0 | 0 | 0 | 0 | 0 | 0 | 0 | 0 | 0 | 0 | 0
[10 empty] | 0 | 0 | 0 | 0 | 0 | 0 | 0 | 0 | 0 | 0 | 0 | 0 | 0 | 0 | 0 | 0 | 0 | 0 | 0 | 0 | 0 | 0 | 0 | 0 | 0 | 0 | 0 | 0
[10 empty] | 0 | 0 | 0 | 0 | 0 | 0 | 0 | 0 | 0 | 0 | 0 | 0 | 0 | 0 | 0 | 0 | 0 | 0 | 0 | 0 | 0 | 0 | 0 | 0 | 0 | 0 | 0 | 0
[10 empty] | 0 | 0 | 0 | 0 | 0 | 0 | 0 | 0 | 0 | 0 | 0 | 0 | 0 | 0 | 0 | 0 | 0 | 0 | 0 | 0 | 0 | 0 | 0 | 0 | 0 | 0 | 0 | 0
[10 empty] | 0 | 0 | 0 | 0 | 0 | 0 | 0 | 0 | 0 | 0 | 0 | 0 | 0 | 0 | 0 | 0 | 0 | 0 | 0 | 0 | 0 | 0 | 0 | 0 | 0 | 0 | 0 | 0
[10 empty] | 0 | 0 | 0 | 0 | 0 | 0 | 0 | 0 | 0 | 0 | 0 | 0 | 0 | 0 | 0 | 0 | 0 | 0 | 0 | 0 | 0 | 0 | 0 | 0 | 0 | 0 | 0 | 0
[10 empty] | 0 | 0 | 0 | 0 | 0 | 0 | 0 | 0 | 0 | 0 | 0 | 0 | 0 | 0 | 0 | 0 | 0 | 0 | 0 | 0 | 0 | 0 | 0 | 0 | 0 | 0 | 0 | 0
[10 empty] | 0 | 0 | 0 | 0 | 0 | 0 | 0 | 0 | 0 | 0 | 0 | 0 | 0 | 0 | 0 | 0 | 0 | 0 | 0 | 0 | 0 | 0 | 0 | 0 | 0 | 0 | 0 | 0
[10 empty] | 0 | 0 | 0 | 0 | 0 | 0 | 0 | 0 | 0 | 0 | 0 | 0 | 0 | 0 | 0 | 0 | 0 | 0 | 0 | 0 | 0 | 0 | 0 | 0 | 0 | 0 | 0 | 0
[10 empty] | 0 | 0 | 0 | 0 | 0 | 0 | 0 | 0 | 0 | 0 | 0 | 0 | 0 | 0 | 0 | 0 | 0 | 0 | 0 | 0 | 0 | 0 | 0 | 0 | 0 | 0 | 0 | 0
[10 empty] | 0 | 0 | 0 | 0 | 0 | 0 | 0 | 0 | 0 | 0 | 0 | 0 | 0 | 0 | 0 | 0 | 0 | 0 | 0 | 0 | 0 | 0 | 0 | 0 | 0 | 0 | 0 | 0
[10 empty] | 0 | 0 | 0 | 0 | 0 | 0 | 0 | 0 | 0 | 0 | 0 | 0 | 0 | 0 | 0 | 0 | 0 | 0 | 0 | 0 | 0 | 0 | 0 | 0 | 0 | 0 | 0 | 0
[10 empty] | 0 | 0 | 0 | 0 | 0 | 0 | 0 | 0 | 0 | 0 | 0 | 0 | 0 | 0 | 0 | 0 | 0 | 0 | 0 | 0 | 0 | 0 | 0 | 0 | 0 | 0 | 0 | 0
[10 empty] | 0 | 0 | 0 | 0 | 0 | 0 | 0 | 0 | 0 | 0 | 0 | 0 | 0 | 0 | 0 | 0 | 0 | 0 | 0 | 0 | 0 | 0 | 0 | 0 | 0 | 0 | 0 | 0
[10 empty] | 0 | 0 | 0 | 0 | 0 | 0 | 0 | 0 | 0 | 0 | 0 | 0 | 0 | 0 | 0 | 0 | 0 | 0 | 0 | 0 | 0 | 0 | 0 | 0 | 0 | 0 | 0 | 0
[10 empty] | 0 | 0 | 0 | 0 | 0 | 0 | 0 | 0 | 0 | 0 | 0 | 0 | 0 | 0 | 0 | 0 | 0 | 0 | 0 | 0 | 0 | 0 | 0 | 0 | 0 | 0 | 0 | 0
[10 empty] | 0 | 0 | 0 | 0 | 0 | 0 | 0 | 0 | 0 | 0 | 0 | 0 | 0 | 0 | 0 | 0 | 0 | 0 | 0 | 0 | 0 | 0 | 0 | 0 | 0 | 0 | 0 | 0
[10 empty] | 0 | 0 | 0 | 0 | 0 | 0 | 0 | 0 | 0 | 0 | 0 | 0 | 0 | 0 | 0 | 0 | 0 | 0 | 0 | 0 | 0 | 0 | 0 | 0 | 0 | 0 | 0 | 0
[10 empty] | 0 | 0 | 0 | 0 | 0 | 0 | 0 | 0 | 0 | 0 | 0 | 0 | 0 | 0 | 0 | 0 | 0 | 0 | 0 | 0 | 0 | 0 | 0 | 0 | 0 | 0 | 0 | 0
[10 empty] | 0 | -0.00016903 | -0.00083252 | -0.0016214 | -0.0026289 | -0.0045042 | -0.0063981 | -0.0084797 | -0.010878 | -0.013616 | -0.01677 | -0.020219 | -0.024137 | -0.028492 | -0.033367 | -0.038492 | -0.044143 | -0.050225 | -0.056847 | -0.063571 | -0.070843 | -0.078496 | -0.086776 | -0.095048 | -0.10402 | -0.1135 | -0.1237 | -0.13368
[10 empty] | 0 | 0 | 0 | 0 | 0 | 0 | 0 | 0 | 0 | 0 | 0 | 0 | 0 | 0 | 0 | 0 | 0 | 0 | 0 | 0 | 0 | 0 | 0 | 0 | 0 | 0 | 0 | 0
[10 empty] | 0 | 0 | 0 | 0 | 0 | 0 | 0 | 0 | 0 | 0 | 0 | 0 | 0 | 0 | 0 | 0 | 0 | 0 | 0 | 0 | 0 | 0 | 0 | 0 | 0 | 0 | 0 | 0
[10 empty] | 0 | -0.00016903 | -0.00066349 | -0.00078887 | -0.0010075 | -0.0018753 | -0.0018939 | -0.0020815 | -0.002398 | -0.0027388 | -0.0031534 | -0.0034487 | -0.0039185 | -0.0043553 | -0.0048751 | -0.0051241 | -0.0056517 | -0.0060822 | -0.0066214 | -0.0067238 | -0.0072719 | -0.0076535 | -0.0082949 | -0.0083464 | -0.0091074 | -0.0097032 | -0.010565 | -0.01049
[10 empty] | 0 | -0.0060348 | -0.012395 | -0.018878 | -0.025545 | -0.041079 | -0.056928 | -0.073095 | -0.089572 | -0.10692 | -0.12505 | -0.14463 | -0.16551 | -0.18753 | -0.20893 | -0.22984 | -0.25039 | -0.27071 | -0.28966 | -0.30748 | -0.32435 | -0.34289 | -0.36048 | -0.37733 | -0.39357 | -0.40678 | -0.41992 | -0.43305
[10 empty] | 0 | -0.0023653 | -0.0048581 | -0.0073991 | -0.010012 | -0.016101 | -0.022313 | -0.028649 | -0.035107 | -0.041907 | -0.049012 | -0.056689 | -0.06487 | -0.073502 | -0.08189 | -0.090083 | -0.09814 | -0.1061 | -0.11353 | -0.12051 | -0.12713 | -0.13439 | -0.14129 | -0.14789 | -0.15426 | -0.15943 | -0.16459 | -0.16973
[10 empty] | 0 | -0.0016486 | -0.0033862 | -0.0051572 | -0.0069786 | -0.011222 | -0.015552 | -0.019969 | -0.02447 | -0.029209 | -0.034162 | -0.039513 | -0.045215 | -0.051232 | -0.057078 | -0.062789 | -0.068404 | -0.073956 | -0.079133 | -0.084 | -0.088608 | -0.093674 | -0.09848 | -0.10308 | -0.10752 | -0.11113 | -0.11472 | -0.1183
[10 empty] | 0 | -0.0060348 | -0.0063602 | -0.006483 | -0.0066672 | -0.015534 | -0.01585 | -0.016167 | -0.016477 | -0.017348 | -0.018128 | -0.019586 | -0.020875 | -0.022023 | -0.022261 | -0.022552 | -0.022894 | -0.023278 | -0.023704 | -0.024154 | -0.024609 | -0.029294 | -0.029379 | -0.029577 | -0.029994 | -0.030571 | -0.031265 | -0.03193
[10 empty] | 0 | -0.045821 | -0.087405 | -0.11981 | -0.1461 | -0.17238 | -0.19864 | -0.23008 | -0.26497 | -0.3021 | -0.32991 | -0.34838 | -0.3674 | -0.38538 | -0.39649 | -0.40499 | -0.41218 | -0.4189 | -0.42546 | -0.43245 | -0.43958 | -0.44433 | -0.45608 | -0.46606 | -0.47298 | -0.4796 | -0.48548 | -0.49113
[10 empty] | 0 | -0.017959 | -0.034258 | -0.046957 | -0.057264 | -0.067565 | -0.077855 | -0.090177 | -0.10385 | -0.11841 | -0.12931 | -0.13654 | -0.144 | -0.15105 | -0.1554 | -0.15873 | -0.16155 | -0.16419 | -0.16676 | -0.16949 | -0.17229 | -0.17415 | -0.17876 | -0.18267 | -0.18538 | -0.18798 | -0.19028 | -0.1925
[10 empty] | 0 | -0.012518 | -0.023878 | -0.032729 | -0.039914 | -0.047094 | -0.054266 | -0.062854 | -0.072386 | -0.082531 | -0.090128 | -0.095173 | -0.10037 | -0.10528 | -0.10832 | -0.11064 | -0.1126 | -0.11444 | -0.11623 | -0.11814 | -0.12009 | -0.12139 | -0.1246 | -0.12732 | -0.12921 | -0.13102 | -0.13263 | -0.13417
[10 empty] | 0 | -0.045821 | -0.041657 | -0.03254 | -0.026489 | -0.026516 | -0.026529 | -0.031756 | -0.035258 | -0.037559 | -0.043346 | -0.042704 | -0.046056 | -0.053767 | -0.043073 | -0.036969 | -0.035627 | -0.037479 | -0.039616 | -0.044485 | -0.047054 | -0.04715 | -0.059009 | -0.055738 | -0.050445 | -0.049065 | -0.044654 | -0.043576
[10 empty] | 0 | -0.12899 | -0.25977 | -0.39079 | -0.52259 | -0.67089 | -0.81999 | -0.97014 | -1.1214 | -1.2736 | -1.4267 | -1.5809 | -1.736 | -1.8922 | -2.0361 | -2.1694 | -2.2938 | -2.4108 | -2.5194 | -2.6209 | -2.7164 | -2.8132 | -2.9044 | -2.9912 | -3.0742 | -3.1493 | -3.2224 | -3.2937
[10 empty] | 0 | -0.050558 | -0.10181 | -0.15317 | -0.20483 | -0.26295 | -0.32139 | -0.38024 | -0.43954 | -0.49919 | -0.5592 | -0.61961 | -0.68041 | -0.74164 | -0.79804 | -0.85028 | -0.89904 | -0.94488 | -0.98745 | -1.0273 | -1.0647 | -1.1026 | -1.1384 | -1.1724 | -1.2049 | -1.2344 | -1.263 | -1.291
[10 empty] | 0 | -0.03524 | -0.070965 | -0.10676 | -0.14277 | -0.18328 | -0.22401 | -0.26503 | -0.30636 | -0.34794 | -0.38977 | -0.43187 | -0.47425 | -0.51693 | -0.55624 | -0.59265 | -0.62664 | -0.65859 | -0.68826 | -0.716 | -0.74208 | -0.76853 | -0.79345 | -0.81717 | -0.83983 | -0.86035 | -0.88032 | -0.89981
[10 empty] | 0 | -0.12899 | -0.13077 | -0.13103 | -0.1318 | -0.14829 | -0.1491 | -0.15015 | -0.15129 | -0.1522 | -0.15311 | -0.15411 | -0.15513 | -0.15622 | -0.16233 | -0.16775 | -0.17268 | -0.17717 | -0.18139 | -0.18525 | -0.18864 | -0.23587 | -0.23271 | -0.23001 | -0.22793 | -0.22637 | -0.22527 | -0.22529
[10 empty] | 0 | 0 | 0 | 0 | 0 | 0 | 0 | 0 | 0 | 0 | 0 | 0 | 0 | 0 | 0 | 0 | 0 | 0 | 0 | 0 | 0 | 0 | 0 | 0 | 0 | 0 | 0 | 0
[10 empty] | 0 | 0 | 0 | 0 | 0 | 0 | 0 | 0 | 0 | 0 | 0 | 0 | 0 | 0 | 0 | 0 | 0 | 0 | 0 | 0 | 0 | 0 | 0 | 0 | 0 | 0 | 0 | 0
[10 empty] | 0 | 0 | 0 | 0 | 0 | 0 | 0 | 0 | 0 | 0 | 0 | 0 | 0 | 0 | 0 | 0 | 0 | 0 | 0 | 0 | 0 | 0 | 0 | 0 | 0 | 0 | 0 | 0
[10 empty] | 0 | 0 | 0 | 0 | 0 | 0 | 0 | 0 | 0 | 0 | 0 | 0 | 0 | 0 | 0 | 0 | 0 | 0 | 0 | 0 | 0 | 0 | 0 | 0 | 0 | 0 | 0 | 0
[10 empty] | 0 | -0.14774 | -0.29995 | -0.45607 | -0.61536 | -0.77741 | -0.94184 | -1.1083 | -1.2765 | -1.4439 | -1.6104 | -1.7836 | -1.9625 | -2.1466 | -2.3204 | -2.4856 | -2.6321 | -2.7621 | -2.8773 | -2.9794 | -3.0696 | -3.1495 | -3.2197 | -3.3119 | -3.3944 | -3.4385 | -3.4776 | -3.5111
[10 empty] | 0 | -0.030419 | -0.061759 | -0.093902 | -0.1267 | -0.16007 | -0.19392 | -0.2282 | -0.26283 | -0.29729 | -0.33157 | -0.36722 | -0.40407 | -0.44197 | -0.47776 | -0.51176 | -0.54194 | -0.56871 | -0.59243 | -0.61344 | -0.63202 | -0.64846 | -0.66293 | -0.6819 | -0.69889 | -0.70798 | -0.71603 | -0.72293
[10 empty] | 0 | -0.041009 | -0.083259 | -0.12659 | -0.17081 | -0.21579 | -0.26143 | -0.30764 | -0.35434 | -0.40079 | -0.447 | -0.49507 | -0.54474 | -0.59583 | -0.64409 | -0.68992 | -0.73061 | -0.76669 | -0.79867 | -0.82699 | -0.85205 | -0.8742 | -0.89372 | -0.91928 | -0.9422 | -0.95444 | -0.9653 | -0.9746
[10 empty] | 0 | -0.14774 | -0.15245 | -0.15659 | -0.16002 | -0.16304 | -0.16568 | -0.16798 | -0.17 | -0.16939 | -0.16881 | -0.17573 | -0.18183 | -0.1872 | -0.18221 | -0.17829 | -0.17527 | -0.17296 | -0.17124 | -0.17 | -0.16915 | -0.16861 | -0.16807 | -0.21145 | -0.20825 | -0.2059 | -0.2042 | -0.20202
[10 empty] | 0 | -0.018616 | -0.037205 | -0.055763 | -0.074259 | -0.092693 | -0.11107 | -0.12938 | -0.14763 | -0.16553 | -0.18311 | -0.20135 | -0.22015 | -0.23942 | -0.25762 | -0.27491 | -0.29002 | -0.30323 | -0.31475 | -0.3248 | -0.33356 | -0.34482 | -0.35452 | -0.36286 | -0.37009 | -0.37263 | -0.37482 | -0.37658
[10 empty] | 0 | -0.0038329 | -0.0076604 | -0.011481 | -0.015289 | -0.019085 | -0.022868 | -0.026638 | -0.030397 | -0.034081 | -0.037701 | -0.041457 | -0.045328 | -0.049295 | -0.053043 | -0.056603 | -0.059715 | -0.062433 | -0.064806 | -0.066875 | -0.068679 | -0.070996 | -0.072994 | -0.07471 | -0.076199 | -0.076722 | -0.077174 | -0.077535
[10 empty] | 0 | -0.0051673 | -0.010327 | -0.015478 | -0.020612 | -0.025729 | -0.030829 | -0.035912 | -0.040979 | -0.045945 | -0.050825 | -0.055889 | -0.061108 | -0.066456 | -0.071509 | -0.076308 | -0.080503 | -0.084168 | -0.087367 | -0.090157 | -0.092589 | -0.095712 | -0.098406 | -0.10072 | -0.10273 | -0.10343 | -0.10404 | -0.10453
[10 empty] | 0 | -0.018616 | -0.018619 | -0.018617 | -0.018585 | -0.018553 | -0.018522 | -0.01849 | -0.018459 | -0.01813 | -0.017845 | -0.018537 | -0.019123 | -0.01962 | -0.019395 | -0.019202 | -0.019038 | -0.018892 | -0.018763 | -0.018649 | -0.018546 | -0.023707 | -0.022834 | -0.022045 | -0.021458 | -0.021038 | -0.020749 | -0.020469
[10 empty] | 0 | -0.45707 | -1.0367 | -1.6145 | -2.2431 | -2.8636 | -3.4781 | -4.1296 | -4.661 | -5.1209 | -5.5212 | -5.8679 | -6.1726 | -6.436 | -6.6615 | -6.8544 | -7.0199 | -7.1612 | -7.2765 | -7.3701 | -7.4457 | -7.5076 | -7.5583 | -7.5927 | -7.6203 | -7.6431 | -7.6632 | -7.6822
[10 empty] | 0 | -0.1645 | -0.37311 | -0.58104 | -0.80728 | -1.0306 | -1.2518 | -1.4863 | -1.6775 | -1.843 | -1.9871 | -2.1119 | -2.2215 | -2.3163 | -2.3975 | -2.4669 | -2.5264 | -2.5773 | -2.6188 | -2.6525 | -2.6797 | -2.702 | -2.7202 | -2.7326 | -2.7425 | -2.7507 | -2.758 | -2.7648
[10 empty] | 0 | -0.21241 | -0.48178 | -0.75029 | -1.0424 | -1.3308 | -1.6164 | -1.9192 | -2.1661 | -2.3799 | -2.5658 | -2.727 | -2.8686 | -2.991 | -3.0958 | -3.1855 | -3.2623 | -3.328 | -3.3816 | -3.4251 | -3.4603 | -3.489 | -3.5126 | -3.5286 | -3.5414 | -3.552 | -3.5613 | -3.5702
[10 empty] | 0 | -0.45707 | -0.58035 | -0.57943 | -0.77133 | -0.89845 | -0.98244 | -1.2313 | -1.2324 | -1.2454 | -1.3568 | -1.4069 | -1.4423 | -1.5138 | -1.5243 | -1.5337 | -1.5777 | -1.5938 | -1.5974 | -1.6213 | -1.6277 | -1.6305 | -1.6448 | -1.6492 | -1.6491 | -1.6564 | -1.6582 | -1.6576
[10 empty] | 0 | -0.0086091 | -0.02013 | -0.031615 | -0.043062 | -0.054473 | -0.065847 | -0.079347 | -0.092804 | -0.10622 | -0.11959 | -0.13291 | -0.1476 | -0.16225 | -0.17684 | -0.19139 | -0.20589 | -0.22035 | -0.23475 | -0.24912 | -0.26176 | -0.27246 | -0.2816 | -0.2895 | -0.2964 | -0.30416 | -0.30978 | -0.31444
[10 empty] | 0 | -0.0030984 | -0.0072449 | -0.011378 | -0.015498 | -0.019605 | -0.023698 | -0.028557 | -0.0334 | -0.038227 | -0.043039 | -0.047836 | -0.053123 | -0.058393 | -0.063646 | -0.068882 | -0.074101 | -0.079303 | -0.084488 | -0.089657 | -0.094207 | -0.098058 | -0.10135 | -0.10419 | -0.10667 | -0.10947 | -0.11149 | -0.11317
[10 empty] | 0 | -0.0040009 | -0.0093552 | -0.014692 | -0.020012 | -0.025315 | -0.030601 | -0.036875 | -0.043129 | -0.049362 | -0.055576 | -0.061769 | -0.068596 | -0.075401 | -0.082184 | -0.088945 | -0.095685 | -0.1024 | -0.1091 | -0.11577 | -0.12165 | -0.12662 | -0.13087 | -0.13454 | -0.13775 | -0.14135 | -0.14397 | -0.14613
[10 empty] | 0 | -0.0086091 | -0.011535 | -0.011517 | -0.011498 | -0.01148 | -0.011461 | -0.013605 | -0.013583 | -0.013562 | -0.01354 | -0.013518 | -0.014903 | -0.014879 | -0.014855 | -0.014831 | -0.014808 | -0.014784 | -0.01476 | -0.014737 | -0.014713 | -0.01469 | -0.014666 | -0.014643 | -0.014619 | -0.018422 | -0.017629 | -0.01699
[10 empty] | 0 | -0.1792 | -0.35782 | -0.55707 | -0.77143 | -0.99808 | -1.1822 | -1.3314 | -1.4526 | -1.5484 | -1.6181 | -1.6661 | -1.6991 | -1.7197 | -1.7316 | -1.7262 | -1.7198 | -1.7141 | -1.7089 | -1.7045 | -1.7041 | -1.7046 | -1.7064 | -1.7079 | -1.7081 | -1.7074 | -1.7057 | -1.7033
[10 empty] | 0 | -0.064493 | -0.12878 | -0.20049 | -0.27764 | -0.35921 | -0.42548 | -0.47918 | -0.52281 | -0.55725 | -0.58237 | -0.59963 | -0.61151 | -0.61891 | -0.6232 | -0.62124 | -0.61895 | -0.61691 | -0.61503 | -0.61345 | -0.61331 | -0.61348 | -0.61413 | -0.61467 | -0.61473 | -0.61449 | -0.61387 | -0.61303
[10 empty] | 0 | -0.083278 | -0.16629 | -0.25889 | -0.35851 | -0.46384 | -0.54942 | -0.61876 | -0.67509 | -0.71957 | -0.752 | -0.77429 | -0.78964 | -0.79919 | -0.80472 | -0.8022 | -0.79923 | -0.7966 | -0.79418 | -0.79213 | -0.79195 | -0.79217 | -0.79301 | -0.79371 | -0.79378 | -0.79348 | -0.79268 | -0.79159
[10 empty] | 0 | -0.1792 | -0.17891 | -0.23816 | -0.27741 | -0.32313 | -0.34237 | -0.33991 | -0.35341 | -0.35604 | -0.36358 | -0.36423 | -0.3646 | -0.36736 | -0.36629 | -0.36747 | -0.36653 | -0.36572 | -0.36587 | -0.36495 | -0.36482 | -0.36402 | -0.36346 | -0.36301 | -0.36232 | -0.36187 | -0.36121 | -0.36066
[10 empty] | 0 | -0.21593 | -0.51218 | -0.84067 | -1.1632 | -1.4821 | -1.8186 | -2.0912 | -2.3239 | -2.5222 | -2.6894 | -2.8305 | -2.9533 | -3.0565 | -3.1435 | -3.2164 | -3.2768 | -3.3269 | -3.3685 | -3.3991 | -3.4243 | -3.445 | -3.4619 | -3.4756 | -3.487 | -3.4941 | -3.5004 | -3.5056
[10 empty] | 0 | -0.077715 | -0.18433 | -0.30256 | -0.41864 | -0.53342 | -0.6545 | -0.75264 | -0.83637 | -0.90775 | -0.9679 | -1.0187 | -1.0629 | -1.1 | -1.1313 | -1.1576 | -1.1793 | -1.1973 | -1.2123 | -1.2233 | -1.2324 | -1.2399 | -1.2459 | -1.2509 | -1.255 | -1.2575 | -1.2598 | -1.2617
[10 empty] | 0 | -0.10035 | -0.23803 | -0.39069 | -0.54058 | -0.68879 | -0.84514 | -0.97186 | -1.08 | -1.1722 | -1.2498 | -1.3154 | -1.3725 | -1.4205 | -1.4609 | -1.4947 | -1.5228 | -1.5461 | -1.5654 | -1.5797 | -1.5914 | -1.601 | -1.6089 | -1.6152 | -1.6205 | -1.6238 | -1.6267 | -1.6292
[10 empty] | 0 | -0.21593 | -0.29659 | -0.39482 | -0.45989 | -0.53568 | -0.6658 | -0.68528 | -0.74383 | -0.77066 | -0.80432 | -0.84169 | -0.86089 | -0.88547 | -0.89502 | -0.90856 | -0.91953 | -0.92364 | -0.93212 | -0.93506 | -0.93968 | -0.94245 | -0.94383 | -0.94599 | -0.94636 | -0.94727 | -0.94733 | -0.94714
[10 empty] | 0 | -0.010517 | -0.021342 | -0.032425 | -0.043969 | -0.056005 | -0.068403 | -0.081131 | -0.09422 | -0.10857 | -0.12404 | -0.14058 | -0.15546 | -0.16892 | -0.18113 | -0.19218 | -0.20218 | -0.21127 | -0.21957 | -0.22715 | -0.23402 | -0.24074 | -0.24692 | -0.25256 | -0.2576 | -0.26207 | -0.26604 | -0.26951
[10 empty] | 0 | -0.0022387 | -0.004543 | -0.0069022 | -0.0093595 | -0.011922 | -0.014561 | -0.01727 | -0.020056 | -0.023111 | -0.026404 | -0.029925 | -0.033093 | -0.035958 | -0.038557 | -0.040908 | -0.043037 | -0.044971 | -0.04674 | -0.048352 | -0.049814 | -0.051245 | -0.052562 | -0.053761 | -0.054834 | -0.055785 | -0.056631 | -0.057369
[10 empty] | 0 | -0.0023674 | -0.0048042 | -0.0072991 | -0.0098977 | -0.012607 | -0.015398 | -0.018263 | -0.02121 | -0.02444 | -0.027922 | -0.031645 | -0.034996 | -0.038026 | -0.040774 | -0.043261 | -0.045512 | -0.047557 | -0.049428 | -0.051132 | -0.052678 | -0.054192 | -0.055584 | -0.056852 | -0.057987 | -0.058993 | -0.059887 | -0.060668
[10 empty] | 0 | -0.010517 | -0.010842 | -0.011117 | -0.011596 | -0.012107 | -0.012487 | -0.012838 | -0.013219 | -0.0145 | -0.015644 | -0.016738 | -0.016257 | -0.01591 | -0.01565 | -0.015413 | -0.015249 | -0.015157 | -0.01515 | -0.015136 | -0.015219 | -0.019027 | -0.019088 | -0.019 | -0.018842 | -0.018636 | -0.018401 | -0.018102
[10 empty] | 0 | -0.015657 | -0.029729 | -0.041984 | -0.052853 | -0.062737 | -0.071809 | -0.080254 | -0.088522 | -0.096475 | -0.104 | -0.11105 | -0.1168 | -0.12348 | -0.12866 | -0.13261 | -0.1356 | -0.13787 | -0.13955 | -0.14082 | -0.14203 | -0.14096 | -0.14025 | -0.13981 | -0.1395 | -0.13949 | -0.13937 | -0.13916
[10 empty] | 0 | -0.0033328 | -0.0063284 | -0.0089369 | -0.011251 | -0.013355 | -0.015286 | -0.017083 | -0.018843 | -0.020536 | -0.022138 | -0.023639 | -0.024862 | -0.026284 | -0.027387 | -0.028227 | -0.028865 | -0.029347 | -0.029705 | -0.029975 | -0.030234 | -0.030006 | -0.029854 | -0.02976 | -0.029695 | -0.029694 | -0.029667 | -0.029623
[10 empty] | 0 | -0.0035244 | -0.0066923 | -0.0094508 | -0.011898 | -0.014122 | -0.016165 | -0.018066 | -0.019927 | -0.021717 | -0.023411 | -0.024998 | -0.026292 | -0.027796 | -0.028962 | -0.02985 | -0.030525 | -0.031035 | -0.031413 | -0.031698 | -0.031972 | -0.031732 | -0.031571 | -0.031471 | -0.031402 | -0.031401 | -0.031373 | -0.031327
[10 empty] | 0 | -0.015657 | -0.014116 | -0.012336 | -0.010984 | -0.010029 | -0.009244 | -0.0086429 | -0.01004 | -0.010846 | -0.011147 | -0.011126 | -0.010917 | -0.014666 | -0.013096 | -0.012029 | -0.011426 | -0.011104 | -0.010902 | -0.010732 | -0.011848 | -0.012274 | -0.012267 | -0.012044 | -0.011749 | -0.012487 | -0.011669 | -0.011368
[10 empty] | 0 | -0.00072325 | -0.0014989 | -0.0023215 | -0.0031941 | -0.0041139 | -0.0051111 | -0.0061926 | -0.0073563 | -0.0085792 | -0.0098538 | -0.011193 | -0.012593 | -0.014105 | -0.015715 | -0.017407 | -0.018922 | -0.020292 | -0.021544 | -0.022696 | -0.023756 | -0.02474 | -0.025656 | -0.026545 | -0.027381 | -0.028168 | -0.02891 | -0.029609
[10 empty] | 0 | -0.00015396 | -0.00031907 | -0.00049417 | -0.00067992 | -0.00087571 | -0.001088 | -0.0013182 | -0.0015659 | -0.0018262 | -0.0020975 | -0.0023827 | -0.0026807 | -0.0030024 | -0.0033452 | -0.0037053 | -0.0040279 | -0.0043194 | -0.0045861 | -0.0048312 | -0.0050569 | -0.0052663 | -0.0054613 | -0.0056506 | -0.0058284 | -0.005996 | -0.0061539 | -0.0063028
[10 empty] | 0 | -0.00016281 | -0.00033742 | -0.00052259 | -0.00071901 | -0.00092606 | -0.0011505 | -0.001394 | -0.0016559 | -0.0019312 | -0.0022182 | -0.0025197 | -0.0028348 | -0.003175 | -0.0035375 | -0.0039183 | -0.0042595 | -0.0045678 | -0.0048498 | -0.005109 | -0.0053477 | -0.0055691 | -0.0057753 | -0.0059755 | -0.0061636 | -0.0063408 | -0.0065077 | -0.0066652
[10 empty] | 0 | -0.00072325 | -0.00077568 | -0.00082259 | -0.00087258 | -0.00091978 | -0.00099724 | -0.0010815 | -0.0011637 | -0.0012229 | -0.0012746 | -0.0013395 | -0.0013999 | -0.0015114 | -0.0016102 | -0.0016918 | -0.0016191 | -0.0015688 | -0.0015411 | -0.0015232 | -0.0015106 | -0.0015119 | -0.0015234 | -0.0017869 | -0.0017946 | -0.0018053 | -0.0018201 | -0.0018378
[10 empty] | 0 | 0 | 0 | 0 | 0 | 0 | 0 | 0 | 0 | 0 | 0 | 0 | 0 | 0 | 0 | 0 | 0 | 0 | 0 | 0 | 0 | 0 | 0 | 0 | 0 | 0 | 0 | 0
[10 empty] | 0 | 0 | 0 | 0 | 0 | 0 | 0 | 0 | 0 | 0 | 0 | 0 | 0 | 0 | 0 | 0 | 0 | 0 | 0 | 0 | 0 | 0 | 0 | 0 | 0 | 0 | 0 | 0
[10 empty] | 0 | 0 | 0 | 0 | 0 | 0 | 0 | 0 | 0 | 0 | 0 | 0 | 0 | 0 | 0 | 0 | 0 | 0 | 0 | 0 | 0 | 0 | 0 | 0 | 0 | 0 | 0 | 0
[10 empty] | 0 | 0 | 0 | 0 | 0 | 0 | 0 | 0 | 0 | 0 | 0 | 0 | 0 | 0 | 0 | 0 | 0 | 0 | 0 | 0 | 0 | 0 | 0 | 0 | 0 | 0 | 0 | 0
[10 empty] | 0 | -0.00041136 | -0.0008182 | -0.0012259 | -0.001646 | -0.0020814 | -0.0025323 | -0.0030399 | -0.0036108 | -0.0042217 | -0.0048684 | -0.0055568 | -0.0062055 | -0.0068244 | -0.0074181 | -0.0079824 | -0.0085211 | -0.0090388 | -0.0095445 | -0.010034 | -0.010502 | -0.01102 | -0.011518 | -0.011985 | -0.012418 | -0.012818 | -0.013184 | -0.013518
[10 empty] | 0 | -8.7566e-05 | -0.00017417 | -0.00026095 | -0.00035038 | -0.00044306 | -0.00053904 | -0.00064708 | -0.00076861 | -0.00089865 | -0.0010363 | -0.0011829 | -0.0013209 | -0.0014527 | -0.0015791 | -0.0016992 | -0.0018139 | -0.001924 | -0.0020317 | -0.0021359 | -0.0022355 | -0.0023458 | -0.0024517 | -0.0025512 | -0.0026435 | -0.0027285 | -0.0028065 | -0.0028775
[10 empty] | 0 | -9.2601e-05 | -0.00018418 | -0.00027596 | -0.00037053 | -0.00046854 | -0.00057004 | -0.00068429 | -0.00081281 | -0.00095033 | -0.0010959 | -0.0012509 | -0.0013969 | -0.0015362 | -0.0016699 | -0.0017969 | -0.0019182 | -0.0020347 | -0.0021485 | -0.0022587 | -0.002364 | -0.0024807 | -0.0025927 | -0.0026979 | -0.0027955 | -0.0028854 | -0.0029679 | -0.0030429
[10 empty] | 0 | -0.00041136 | -0.00040684 | -0.00040769 | -0.00042014 | -0.00043537 | -0.00045091 | -0.00050755 | -0.00057092 | -0.0006109 | -0.00064671 | -0.00068839 | -0.00069442 | -0.00070471 | -0.00071531 | -0.00071908 | -0.00072468 | -0.00073302 | -0.00075358 | -0.00077312 | -0.00078794 | -0.0010013 | -0.0010021 | -0.00099331 | -0.00098306 | -0.00097194 | -0.00096044 | -0.00095891
[10 empty] | 0 | -0.0045738 | -0.0091745 | -0.013803 | -0.018459 | -0.023144 | -0.027859 | -0.032604 | -0.03738 | -0.042187 | -0.04654 | -0.05051 | -0.054157 | -0.057532 | -0.060681 | -0.06364 | -0.066444 | -0.06912 | -0.071694 | -0.074186 | -0.076614 | -0.078994 | -0.081341 | -0.083665 | -0.085977 | -0.088287 | -0.090602 | -0.092929
[10 empty] | 0 | -0.00097361 | -0.0019529 | -0.0029381 | -0.0039293 | -0.0049267 | -0.0059303 | -0.0069403 | -0.0079569 | -0.0089802 | -0.0099069 | -0.010752 | -0.011528 | -0.012247 | -0.012917 | -0.013547 | -0.014144 | -0.014713 | -0.015261 | -0.015792 | -0.016309 | -0.016815 | -0.017315 | -0.017809 | -0.018302 | -0.018793 | -0.019286 | -0.019781
[10 empty] | 0 | -0.0010296 | -0.0020652 | -0.0031071 | -0.0041553 | -0.00521 | -0.0062713 | -0.0073394 | -0.0084144 | -0.0094965 | -0.010477 | -0.01137 | -0.012191 | -0.012951 | -0.01366 | -0.014326 | -0.014957 | -0.015559 | -0.016139 | -0.0167 | -0.017246 | -0.017782 | -0.01831 | -0.018834 | -0.019354 | -0.019874 | -0.020395 | -0.020919
[10 empty] | 0 | -0.0045738 | -0.0046007 | -0.0046283 | -0.0046564 | -0.0046852 | -0.0047147 | -0.0047448 | -0.0047757 | -0.0048072 | -0.0050069 | -0.0051873 | -0.0053513 | -0.0055015 | -0.0056401 | -0.0057689 | -0.0058897 | -0.0073363 | -0.0072623 | -0.007234 | -0.0072423 | -0.0072797 | -0.0073403 | -0.0074192 | -0.0075127 | -0.0076176 | -0.0079707 | -0.0082649
[10 empty] | 0 | -0.00019666 | -0.00038299 | -0.00058551 | -0.00080141 | -0.0010283 | -0.0012641 | -0.0015071 | -0.0017605 | -0.0020222 | -0.0022905 | -0.0025641 | -0.0028416 | -0.0031058 | -0.0033584 | -0.0036007 | -0.0038339 | -0.0040592 | -0.0042475 | -0.0044043 | -0.0045342 | -0.0046412 | -0.0047287 | -0.0047996 | -0.0048563 | -0.0049009 | -0.0049353 | -0.0049609
[10 empty] | 0 | -4.1862e-05 | -8.1526e-05 | -0.00012464 | -0.00017059 | -0.00021889 | -0.00026909 | -0.00032082 | -0.00037475 | -0.00043045 | -0.00048757 | -0.00054581 | -0.00060489 | -0.00066113 | -0.00071489 | -0.00076646 | -0.00081612 | -0.00086407 | -0.00090416 | -0.00093753 | -0.00096519 | -0.00098797 | -0.0010066 | -0.0010217 | -0.0010337 | -0.0010432 | -0.0010506 | -0.001056
[10 empty] | 0 | -4.4269e-05 | -8.6214e-05 | -0.0001318 | -0.0001804 | -0.00023148 | -0.00028456 | -0.00033927 | -0.0003963 | -0.0004552 | -0.00051561 | -0.00057719 | -0.00063967 | -0.00069915 | -0.00075599 | -0.00081053 | -0.00086304 | -0.00091376 | -0.00095615 | -0.00099144 | -0.0010207 | -0.0010448 | -0.0010645 | -0.0010804 | -0.0010932 | -0.0011032 | -0.001111 | -0.0011167
[10 empty] | 0 | -0.00019666 | -0.0001873 | -0.00020439 | -0.00021876 | -0.0002308 | -0.00024085 | -0.00024921 | -0.00026071 | -0.00027029 | -0.00027822 | -0.00028476 | -0.0002901 | -0.0002781 | -0.00026771 | -0.0002587 | -0.00025087 | -0.00024404 | -0.00023401 | -0.00022421 | -0.00021811 | -0.00021479 | -0.00021354 | -0.0002138 | -0.00021511 | -0.00026869 | -0.00026253 | -0.00026516
[10 empty] | 0 | 0 | 0 | 0 | 0 | 0 | 0 | 0 | 0 | 0 | 0 | 0 | 0 | 0 | 0 | 0 | 0 | 0 | 0 | 0 | 0 | 0 | 0 | 0 | 0 | 0 | 0 | 0
[10 empty] | 0 | 0 | 0 | 0 | 0 | 0 | 0 | 0 | 0 | 0 | 0 | 0 | 0 | 0 | 0 | 0 | 0 | 0 | 0 | 0 | 0 | 0 | 0 | 0 | 0 | 0 | 0 | 0
[10 empty] | 0 | 0 | 0 | 0 | 0 | 0 | 0 | 0 | 0 | 0 | 0 | 0 | 0 | 0 | 0 | 0 | 0 | 0 | 0 | 0 | 0 | 0 | 0 | 0 | 0 | 0 | 0 | 0
[10 empty] | 0 | 0 | 0 | 0 | 0 | 0 | 0 | 0 | 0 | 0 | 0 | 0 | 0 | 0 | 0 | 0 | 0 | 0 | 0 | 0 | 0 | 0 | 0 | 0 | 0 | 0 | 0 | 0
[10 empty] | 0 | -0.068785 | -0.12908 | -0.18315 | -0.23252 | -0.26237 | -0.27954 | -0.28848 | -0.2921 | -0.29229 | -0.29028 | -0.28689 | -0.28264 | -0.27786 | -0.27279 | -0.26757 | -0.26229 | -0.257 | -0.25176 | -0.24658 | -0.24147 | -0.23645 | -0.23153 | -0.2267 | -0.22196 | -0.21732 | -0.21278 | -0.20833
[10 empty] | 0 | -0.010333 | -0.019391 | -0.027515 | -0.034931 | -0.039416 | -0.041995 | -0.043338 | -0.043882 | -0.04391 | -0.043609 | -0.043099 | -0.04246 | -0.041743 | -0.040981 | -0.040196 | -0.039403 | -0.038609 | -0.037821 | -0.037043 | -0.036276 | -0.035522 | -0.034782 | -0.034056 | -0.033345 | -0.032648 | -0.031965 | -0.031296
[10 empty] | 0 | -0.013425 | -0.025193 | -0.035747 | -0.045382 | -0.051209 | -0.054561 | -0.056306 | -0.057012 | -0.057048 | -0.056657 | -0.055995 | -0.055165 | -0.054233 | -0.053243 | -0.052224 | -0.051193 | -0.050161 | -0.049138 | -0.048126 | -0.04713 | -0.046151 | -0.045189 | -0.044247 | -0.043322 | -0.042417 | -0.04153 | -0.040661
[10 empty] | 0 | -0.068785 | -0.061733 | -0.056777 | -0.053198 | -0.055791 | -0.055323 | -0.0535 | -0.062931 | -0.057207 | -0.05366 | -0.051004 | -0.053197 | -0.052363 | -0.0505 | -0.050381 | -0.048427 | -0.047246 | -0.046044 | -0.04604 | -0.044931 | -0.043667 | -0.042764 | -0.041861 | -0.041056 | -0.040136 | -0.039459 | -0.038552
[10 empty] | 0 | -0.0012894 | -0.0033663 | -0.005905 | -0.0086945 | -0.011599 | -0.01453 | -0.017433 | -0.019162 | -0.020127 | -0.020598 | -0.020749 | -0.020695 | -0.020509 | -0.020242 | -0.019924 | -0.019576 | -0.019211 | -0.018838 | -0.018463 | -0.018089 | -0.017718 | -0.017353 | -0.016993 | -0.01664 | -0.016293 | -0.015953 | -0.015619
[10 empty] | 0 | -0.0001937 | -0.00050571 | -0.0008871 | -0.0013062 | -0.0017424 | -0.0021828 | -0.002619 | -0.0028787 | -0.0030237 | -0.0030944 | -0.0031171 | -0.0031089 | -0.0030811 | -0.0030409 | -0.0029931 | -0.0029408 | -0.002886 | -0.00283 | -0.0027736 | -0.0027175 | -0.0026618 | -0.0026069 | -0.0025528 | -0.0024997 | -0.0024476 | -0.0023965 | -0.0023464
[10 empty] | 0 | -0.00025165 | -0.00065703 | -0.0011525 | -0.001697 | -0.0022638 | -0.002836 | -0.0034026 | -0.00374 | -0.0039284 | -0.0040203 | -0.0040497 | -0.0040391 | -0.004003 | -0.0039508 | -0.0038887 | -0.0038207 | -0.0037495 | -0.0036768 | -0.0036035 | -0.0035306 | -0.0034582 | -0.0033869 | -0.0033167 | -0.0032477 | -0.00318 | -0.0031136 | -0.0030485
[10 empty] | 0 | -0.0012894 | -0.0021039 | -0.0026092 | -0.0029131 | -0.0030861 | -0.0031743 | -0.0032075 | -0.0024642 | -0.0022132 | -0.0021946 | -0.0024759 | -0.0026377 | -0.0027219 | -0.0027559 | -0.0025446 | -0.0023215 | -0.002162 | -0.0020148 | -0.0020414 | -0.0021193 | -0.0022278 | -0.0022197 | -0.0021384 | -0.0020318 | -0.0018807 | -0.0017872 | -0.001758
[10 empty] | 0 | -0.033381 | -0.066761 | -0.10014 | -0.13352 | -0.15581 | -0.1707 | -0.18067 | -0.18734 | -0.19183 | -0.19485 | -0.19691 | -0.19831 | -0.19928 | -0.19996 | -0.20045 | -0.20081 | -0.20108 | -0.2013 | -0.20148 | -0.20163 | -0.20177 | -0.2019 | -0.20202 | -0.20213 | -0.20224 | -0.20235 | -0.20246
[10 empty] | 0 | -0.0050147 | -0.010029 | -0.015044 | -0.020059 | -0.023407 | -0.025645 | -0.027141 | -0.028144 | -0.028818 | -0.029273 | -0.029581 | -0.029791 | -0.029937 | -0.030039 | -0.030113 | -0.030167 | -0.030208 | -0.030241 | -0.030268 | -0.030291 | -0.030312 | -0.030331 | -0.030349 | -0.030366 | -0.030382 | -0.030399 | -0.030415
[10 empty] | 0 | -0.0065152 | -0.01303 | -0.019545 | -0.026061 | -0.030411 | -0.033318 | -0.035262 | -0.036565 | -0.037441 | -0.038031 | -0.038432 | -0.038705 | -0.038894 | -0.039027 | -0.039123 | -0.039193 | -0.039247 | -0.039289 | -0.039324 | -0.039354 | -0.039381 | -0.039406 | -0.039429 | -0.039452 | -0.039473 | -0.039494 | -0.039515
[10 empty] | 0 | -0.033381 | -0.033381 | -0.033381 | -0.033381 | -0.033415 | -0.033438 | -0.033453 | -0.040057 | -0.037878 | -0.036432 | -0.035474 | -0.037043 | -0.03736 | -0.037089 | -0.037889 | -0.037211 | -0.03701 | -0.036882 | -0.037562 | -0.037543 | -0.037346 | -0.037384 | -0.037344 | -0.037405 | -0.037395 | -0.037561 | -0.03752
[10 empty] | 0 | -0.017331 | -0.034221 | -0.05068 | -0.066715 | -0.082334 | -0.094294 | -0.10337 | -0.11017 | -0.11518 | -0.11878 | -0.12127 | -0.12289 | -0.12382 | -0.12422 | -0.1242 | -0.12385 | -0.12324 | -0.12245 | -0.1215 | -0.12043 | -0.11928 | -0.11806 | -0.1168 | -0.1155 | -0.11418 | -0.11285 | -0.11151
[10 empty] | 0 | -0.0026035 | -0.005141 | -0.0076135 | -0.010022 | -0.012369 | -0.014166 | -0.015529 | -0.016551 | -0.017303 | -0.017844 | -0.018218 | -0.018461 | -0.018601 | -0.018661 | -0.018658 | -0.018605 | -0.018515 | -0.018395 | -0.018252 | -0.018092 | -0.017919 | -0.017736 | -0.017547 | -0.017352 | -0.017153 | -0.016953 | -0.016751
[10 empty] | 0 | -0.0033826 | -0.0066792 | -0.0098915 | -0.013021 | -0.01607 | -0.018404 | -0.020175 | -0.021503 | -0.022481 | -0.023183 | -0.023669 | -0.023985 | -0.024167 | -0.024244 | -0.02424 | -0.024172 | -0.024055 | -0.023899 | -0.023713 | -0.023506 | -0.023281 | -0.023043 | -0.022797 | -0.022543 | -0.022286 | -0.022025 | -0.021764
[10 empty] | 0 | -0.017331 | -0.017111 | -0.016893 | -0.016679 | -0.016467 | -0.016258 | -0.016051 | -0.015847 | -0.015646 | -0.015447 | -0.019249 | -0.018215 | -0.01736 | -0.016647 | -0.016047 | -0.016286 | -0.016281 | -0.016116 | -0.015853 | -0.015532 | -0.016245 | -0.015704 | -0.015283 | -0.014932 | -0.014618 | -0.014696 | -0.0146
[10 empty] | 0 | -0.0094707 | -0.026476 | -0.049468 | -0.077212 | -0.10872 | -0.14321 | -0.18005 | -0.21873 | -0.25885 | -0.29077 | -0.31612 | -0.33624 | -0.35218 | -0.36477 | -0.3747 | -0.38249 | -0.38858 | -0.39332 | -0.39697 | -0.39975 | -0.40184 | -0.40337 | -0.40447 | -0.40521 | -0.40567 | -0.40591 | -0.40597
[10 empty] | 0 | -0.0014228 | -0.0039774 | -0.0074315 | -0.011599 | -0.016333 | -0.021514 | -0.027048 | -0.032859 | -0.038887 | -0.043682 | -0.047491 | -0.050513 | -0.052907 | -0.054799 | -0.05629 | -0.057461 | -0.058376 | -0.059087 | -0.059635 | -0.060053 | -0.060367 | -0.060598 | -0.060762 | -0.060874 | -0.060943 | -0.060979 | -0.060988
[10 empty] | 0 | -0.0018485 | -0.0051675 | -0.009655 | -0.01507 | -0.02122 | -0.027951 | -0.035141 | -0.042691 | -0.050523 | -0.056752 | -0.061701 | -0.065627 | -0.068738 | -0.071196 | -0.073133 | -0.074654 | -0.075843 | -0.076767 | -0.077479 | -0.078022 | -0.078429 | -0.078729 | -0.078943 | -0.079088 | -0.079178 | -0.079225 | -0.079236
[10 empty] | 0 | -0.0094707 | -0.01702 | -0.023035 | -0.027824 | -0.031633 | -0.034661 | -0.037065 | -0.03897 | -0.040476 | -0.034196 | -0.030668 | -0.029036 | -0.028677 | -0.029141 | -0.032536 | -0.035233 | -0.037373 | -0.039067 | -0.038933 | -0.037931 | -0.036651 | -0.035431 | -0.034446 | -0.032334 | -0.031881 | -0.032426 | -0.033521
[10 empty] | 0 | -0.0083269 | -0.016305 | -0.023946 | -0.031259 | -0.038256 | -0.042449 | -0.04482 | -0.04601 | -0.046435 | -0.04637 | -0.04599 | -0.045414 | -0.044715 | -0.043944 | -0.043131 | -0.042298 | -0.041458 | -0.04062 | -0.039789 | -0.038969 | -0.038162 | -0.037368 | -0.036589 | -0.035826 | -0.035077 | -0.034344 | -0.033626
[10 empty] | 0 | -0.0012509 | -0.0024495 | -0.0035973 | -0.004696 | -0.0057472 | -0.0063771 | -0.0067333 | -0.0069119 | -0.0069759 | -0.006966 | -0.0069091 | -0.0068224 | -0.0067175 | -0.0066016 | -0.0064795 | -0.0063544 | -0.0062282 | -0.0061023 | -0.0059775 | -0.0058543 | -0.005733 | -0.0056138 | -0.0054968 | -0.005382 | -0.0052696 | -0.0051594 | -0.0050515
[10 empty] | 0 | -0.0016252 | -0.0031824 | -0.0046737 | -0.0061011 | -0.0074668 | -0.0082852 | -0.008748 | -0.0089801 | -0.0090631 | -0.0090503 | -0.0089763 | -0.0088638 | -0.0087274 | -0.0085768 | -0.0084182 | -0.0082557 | -0.0080918 | -0.0079282 | -0.007766 | -0.0076059 | -0.0074483 | -0.0072935 | -0.0071415 | -0.0069924 | -0.0068463 | -0.0067032 | -0.006563
[10 empty] | 0 | -0.0083269 | -0.0081526 | -0.0079819 | -0.0078148 | -0.0076512 | -0.0074911 | -0.0073342 | -0.0071807 | -0.0084191 | -0.0077896 | -0.0073307 | -0.0069842 | -0.0067119 | -0.0069056 | -0.0068433 | -0.006665 | -0.0066763 | -0.0062948 | -0.0061302 | -0.0060211 | -0.0059077 | -0.0059138 | -0.0057613 | -0.0055929 | -0.0054813 | -0.0053089 | -0.0052331
[10 empty] | 0 | 0 | 0 | 0 | 0 | 0 | 0 | 0 | 0 | 0 | 0 | 0 | 0 | 0 | 0 | 0 | 0 | 0 | 0 | 0 | 0 | 0 | 0 | 0 | 0 | 0 | 0 | 0
[10 empty] | 0 | 0 | 0 | 0 | 0 | 0 | 0 | 0 | 0 | 0 | 0 | 0 | 0 | 0 | 0 | 0 | 0 | 0 | 0 | 0 | 0 | 0 | 0 | 0 | 0 | 0 | 0 | 0
[10 empty] | 0 | 0 | 0 | 0 | 0 | 0 | 0 | 0 | 0 | 0 | 0 | 0 | 0 | 0 | 0 | 0 | 0 | 0 | 0 | 0 | 0 | 0 | 0 | 0 | 0 | 0 | 0 | 0
[10 empty] | 0 | 0 | 0 | 0 | 0 | 0 | 0 | 0 | 0 | 0 | 0 | 0 | 0 | 0 | 0 | 0 | 0 | 0 | 0 | 0 | 0 | 0 | 0 | 0 | 0 | 0 | 0 | 0
[10 empty] | 0 | -0.0016121 | -0.003458 | -0.005604 | -0.0080151 | -0.010724 | -0.014032 | -0.017364 | -0.021729 | -0.026751 | -0.032376 | -0.038484 | -0.045352 | -0.051987 | -0.060164 | -0.068951 | -0.078418 | -0.088697 | -0.099821 | -0.11129 | -0.12483 | -0.14088 | -0.1598 | -0.18144 | -0.20622 | -0.23437 | -0.26636 | -0.30271
[10 empty] | 0 | -0.00024219 | -0.00051948 | -0.00084188 | -0.0012041 | -0.001611 | -0.0021079 | -0.0026086 | -0.0032642 | -0.0040188 | -0.0048639 | -0.0057814 | -0.0068131 | -0.00781 | -0.0090384 | -0.010358 | -0.011781 | -0.013325 | -0.014996 | -0.01672 | -0.018753 | -0.021165 | -0.024007 | -0.027258 | -0.03098 | -0.035209 | -0.040015 | -0.045476
[10 empty] | 0 | -0.00031466 | -0.00067492 | -0.0010938 | -0.0015644 | -0.002093 | -0.0027387 | -0.0033891 | -0.004241 | -0.0052213 | -0.0063192 | -0.0075112 | -0.0088517 | -0.010147 | -0.011743 | -0.013458 | -0.015305 | -0.017312 | -0.019483 | -0.021722 | -0.024364 | -0.027497 | -0.03119 | -0.035414 | -0.04025 | -0.045744 | -0.051988 | -0.059082
[10 empty] | 0 | -0.0016121 | -0.0018458 | -0.0021461 | -0.0024111 | -0.0027086 | -0.003308 | -0.0033324 | -0.0043646 | -0.0050228 | -0.0059474 | -0.0067345 | -0.0077988 | -0.0078626 | -0.0097001 | -0.01109 | -0.012036 | -0.013287 | -0.014605 | -0.015525 | -0.018282 | -0.021415 | -0.025052 | -0.02866 | -0.032853 | -0.037226 | -0.042184 | -0.047443
[10 empty] | 0 | -0.0079328 | -0.01584 | -0.023722 | -0.031579 | -0.039411 | -0.047217 | -0.054999 | -0.062755 | -0.070487 | -0.078193 | -0.08476 | -0.090351 | -0.095107 | -0.099148 | -0.10258 | -0.10549 | -0.10795 | -0.11002 | -0.11177 | -0.11324 | -0.11447 | -0.11549 | -0.11634 | -0.11704 | -0.1176 | -0.11806 | -0.11843
[10 empty] | 0 | -0.0011917 | -0.0023797 | -0.0035638 | -0.0047441 | -0.0059206 | -0.0070934 | -0.0082624 | -0.0094276 | -0.010589 | -0.011747 | -0.012733 | -0.013573 | -0.014288 | -0.014895 | -0.01541 | -0.015847 | -0.016216 | -0.016528 | -0.016791 | -0.017012 | -0.017196 | -0.01735 | -0.017477 | -0.017582 | -0.017667 | -0.017736 | -0.017791
[10 empty] | 0 | -0.0015483 | -0.0030917 | -0.0046301 | -0.0061636 | -0.0076922 | -0.0092158 | -0.010735 | -0.012248 | -0.013757 | -0.015262 | -0.016543 | -0.017634 | -0.018563 | -0.019352 | -0.020021 | -0.020588 | -0.021069 | -0.021474 | -0.021815 | -0.022102 | -0.022341 | -0.022541 | -0.022707 | -0.022843 | -0.022954 | -0.023043 | -0.023114
[10 empty] | 0 | -0.0079328 | -0.0079202 | -0.0079075 | -0.0078948 | -0.0078822 | -0.0078696 | -0.007857 | -0.0078444 | -0.0078319 | -0.0078193 | -0.0078068 | -0.0077943 | -0.0077819 | -0.0077694 | -0.007757 | -0.0077446 | -0.0077322 | -0.009969 | -0.0096323 | -0.0093423 | -0.0090924 | -0.0088768 | -0.0086906 | -0.0085294 | -0.0083898 | -0.0082685 | -0.008163
[10 empty] | 0 | -0.0079251 | -0.015825 | -0.023699 | -0.031549 | -0.039373 | -0.047172 | -0.054945 | -0.061575 | -0.067225 | -0.072036 | -0.076131 | -0.079612 | -0.082568 | -0.085074 | -0.087196 | -0.088988 | -0.090499 | -0.09177 | -0.092834 | -0.093721 | -0.094458 | -0.095066 | -0.095564 | -0.095966 | -0.096289 | -0.096541 | -0.096735
[10 empty] | 0 | -0.0011906 | -0.0023773 | -0.0035603 | -0.0047395 | -0.0059149 | -0.0070865 | -0.0082543 | -0.0092503 | -0.010099 | -0.010822 | -0.011437 | -0.01196 | -0.012404 | -0.01278 | -0.013099 | -0.013369 | -0.013596 | -0.013786 | -0.013946 | -0.01408 | -0.01419 | -0.014282 | -0.014356 | -0.014417 | -0.014465 | -0.014503 | -0.014532
[10 empty] | 0 | -0.0015468 | -0.0030887 | -0.0046256 | -0.0061576 | -0.0076847 | -0.0092069 | -0.010724 | -0.012018 | -0.013121 | -0.01406 | -0.014859 | -0.015538 | -0.016115 | -0.016605 | -0.017019 | -0.017369 | -0.017663 | -0.017911 | -0.018119 | -0.018292 | -0.018436 | -0.018555 | -0.018652 | -0.018731 | -0.018793 | -0.018843 | -0.018881
[10 empty] | 0 | -0.0079251 | -0.0079124 | -0.0078998 | -0.0078871 | -0.0078745 | -0.0078619 | -0.0078493 | -0.0078368 | -0.0078242 | -0.0078117 | -0.0077992 | -0.0077868 | -0.0077743 | -0.0077619 | -0.010007 | -0.0096692 | -0.0093782 | -0.0091273 | -0.0089109 | -0.0087239 | -0.0085622 | -0.0087409 | -0.0088462 | -0.0088951 | -0.0089015 | -0.0088765 | -0.0088286
[10 empty] | 0 | -0.00099128 | -0.0019794 | -0.0029643 | -0.0039461 | -0.0047277 | -0.0053495 | -0.0058437 | -0.0062358 | -0.0065465 | -0.0067922 | -0.0069859 | -0.0071381 | -0.0072572 | -0.0073499 | -0.0074214 | -0.007476 | -0.0075171 | -0.0075475 | -0.0075694 | -0.0075843 | -0.0075938 | -0.0075989 | -0.0076005 | -0.0075994 | -0.007596 | -0.0075909 | -0.0075844
[10 empty] | 0 | -0.00014892 | -0.00029736 | -0.00044532 | -0.00059282 | -0.00071024 | -0.00080365 | -0.00087788 | -0.00093679 | -0.00098347 | -0.0010204 | -0.0010495 | -0.0010723 | -0.0010902 | -0.0011042 | -0.0011149 | -0.0011231 | -0.0011293 | -0.0011339 | -0.0011371 | -0.0011394 | -0.0011408 | -0.0011416 | -0.0011418 | -0.0011416 | -0.0011411 | -0.0011404 | -0.0011394
[10 empty] | 0 | -0.00019348 | -0.00038633 | -0.00057857 | -0.00077019 | -0.00092275 | -0.0010441 | -0.0011406 | -0.0012171 | -0.0012777 | -0.0013257 | -0.0013635 | -0.0013932 | -0.0014165 | -0.0014345 | -0.0014485 | -0.0014592 | -0.0014672 | -0.0014731 | -0.0014774 | -0.0014803 | -0.0014821 | -0.0014831 | -0.0014835 | -0.0014832 | -0.0014826 | -0.0014816 | -0.0014803
[10 empty] | 0 | -0.00099128 | -0.00098969 | -0.00098811 | -0.00098653 | -0.00098495 | -0.00098337 | -0.0009818 | -0.00098023 | -0.00097866 | -0.0012332 | -0.0011801 | -0.0011374 | -0.0011029 | -0.001126 | -0.0011339 | -0.0011317 | -0.0011231 | -0.0011208 | -0.0011867 | -0.0011595 | -0.0011387 | -0.0011238 | -0.0011399 | -0.0011434 | -0.0011394 | -0.0011317 | -0.0011303
[10 empty] | 0 | -0.021391 | -0.042955 | -0.15515 | -0.26828 | -0.38239 | -0.49748 | -0.6136 | -0.73077 | -0.85045 | -0.97256 | -1.0841 | -1.1869 | -1.2822 | -1.3715 | -1.4557 | -1.5618 | -1.6611 | -1.7284 | -1.7948 | -1.8606 | -1.9261 | -1.9917 | -2.0575 | -2.1239 | -2.191 | -2.259 | -2.3281
[10 empty] | 0 | -0.0032136 | -0.0064531 | -0.023308 | -0.040304 | -0.057445 | -0.074736 | -0.09218 | -0.10978 | -0.12776 | -0.14611 | -0.16287 | -0.1783 | -0.19263 | -0.20604 | -0.21869 | -0.23462 | -0.24954 | -0.25966 | -0.26963 | -0.27952 | -0.28936 | -0.29921 | -0.3091 | -0.31907 | -0.32915 | -0.33937 | -0.34975
[10 empty] | 0 | -0.0041751 | -0.0083839 | -0.030282 | -0.052363 | -0.074633 | -0.097097 | -0.11976 | -0.14263 | -0.16599 | -0.18982 | -0.2116 | -0.23165 | -0.25027 | -0.26769 | -0.28412 | -0.30483 | -0.32421 | -0.33735 | -0.35031 | -0.36315 | -0.37594 | -0.38873 | -0.40158 | -0.41454 | -0.42764 | -0.44091 | -0.4544
[10 empty] | 0 | -0.021391 | -0.021564 | -0.11219 | -0.11313 | -0.1141 | -0.1151 | -0.11612 | -0.11717 | -0.12273 | -0.12781 | -0.13249 | -0.13683 | -0.14088 | -0.14471 | -0.14835 | -0.184 | -0.18368 | -0.18436 | -0.18586 | -0.18802 | -0.19071 | -0.19383 | -0.1973 | -0.20696 | -0.21533 | -0.22277 | -0.22956
[10 empty] | 0 | -0.0024597 | -0.0049198 | -0.0073805 | -0.0098416 | -0.012303 | -0.014765 | -0.017228 | -0.019432 | -0.021407 | -0.023178 | -0.024767 | -0.026195 | -0.02748 | -0.028638 | -0.029683 | -0.030628 | -0.031483 | -0.03226 | -0.032966 | -0.033609 | -0.034197 | -0.034736 | -0.035231 | -0.035687 | -0.036109 | -0.0365 | -0.036865
[10 empty] | 0 | -0.00036951 | -0.00073909 | -0.0011088 | -0.0014785 | -0.0018483 | -0.0022182 | -0.0025881 | -0.0029193 | -0.0032159 | -0.0034819 | -0.0037207 | -0.0039352 | -0.0041283 | -0.0043023 | -0.0044593 | -0.0046012 | -0.0047297 | -0.0048463 | -0.0049524 | -0.005049 | -0.0051374 | -0.0052183 | -0.0052927 | -0.0053612 | -0.0054246 | -0.0054834 | -0.0055381
[10 empty] | 0 | -0.00048007 | -0.00096024 | -0.0014405 | -0.0019209 | -0.0024013 | -0.0028819 | -0.0033625 | -0.0037927 | -0.0041781 | -0.0045237 | -0.004834 | -0.0051127 | -0.0053636 | -0.0055896 | -0.0057935 | -0.0059779 | -0.0061449 | -0.0062964 | -0.0064342 | -0.0065598 | -0.0066745 | -0.0067797 | -0.0068763 | -0.0069654 | -0.0070477 | -0.0071241 | -0.0071952
[10 empty] | 0 | -0.0024597 | -0.0024602 | -0.0024606 | -0.0024611 | -0.0024616 | -0.0024621 | -0.0024626 | -0.0024776 | -0.002491 | -0.002503 | -0.0025138 | -0.0025235 | -0.0025322 | -0.0025401 | -0.0025489 | -0.0025582 | -0.0033253 | -0.0032511 | -0.0031863 | -0.0031298 | -0.0030805 | -0.0030376 | -0.0030007 | -0.0030576 | -0.0030995 | -0.0031292 | -0.003149
[10 empty] | 0 | -0.00033878 | -0.00067648 | -0.0010131 | -0.0013486 | -0.0016831 | -0.0020165 | -0.0023488 | -0.00268 | -0.0030102 | -0.0033393 | -0.0036674 | -0.0039944 | -0.0043203 | -0.0046452 | -0.0049691 | -0.0052919 | -0.0055836 | -0.0058471 | -0.0060851 | -0.0062998 | -0.0064934 | -0.006668 | -0.0068251 | -0.0069665 | -0.0070936 | -0.0072078 | -0.0073102
[10 empty] | 0 | -5.0895e-05 | -0.00010163 | -0.0001522 | -0.0002026 | -0.00025285 | -0.00030293 | -0.00035286 | -0.00040262 | -0.00045222 | -0.00050166 | -0.00055095 | -0.00060007 | -0.00064904 | -0.00069784 | -0.00074649 | -0.00079499 | -0.00083881 | -0.0008784 | -0.00091415 | -0.00094641 | -0.0009755 | -0.0010017 | -0.0010253 | -0.0010466 | -0.0010657 | -0.0010828 | -0.0010982
[10 empty] | 0 | -6.6123e-05 | -0.00013203 | -0.00019773 | -0.00026322 | -0.0003285 | -0.00039357 | -0.00045843 | -0.00052309 | -0.00058753 | -0.00065177 | -0.0007158 | -0.00077962 | -0.00084324 | -0.00090665 | -0.00096985 | -0.0010329 | -0.0010898 | -0.0011412 | -0.0011877 | -0.0012296 | -0.0012674 | -0.0013014 | -0.0013321 | -0.0013597 | -0.0013845 | -0.0014068 | -0.0014268
[10 empty] | 0 | -0.00033878 | -0.00033824 | -0.0003377 | -0.00033716 | -0.00033662 | -0.00033608 | -0.00033554 | -0.00033501 | -0.00033447 | -0.00033393 | -0.0003334 | -0.00033287 | -0.00033233 | -0.0003318 | -0.00033127 | -0.00033074 | -0.00033021 | -0.00032968 | -0.00032916 | -0.00032863 | -0.0003281 | -0.00032758 | -0.00032706 | -0.00032653 | -0.00032601 | -0.00032549 | -0.00032497
[10 empty] | 0 | 0 | 0 | 0 | 0 | 0 | 0 | 0 | 0 | 0 | 0 | 0 | 0 | 0 | 0 | 0 | 0 | 0 | 0 | 0 | 0 | 0 | 0 | 0 | 0 | 0 | 0 | 0
[10 empty] | 0 | 0 | 0 | 0 | 0 | 0 | 0 | 0 | 0 | 0 | 0 | 0 | 0 | 0 | 0 | 0 | 0 | 0 | 0 | 0 | 0 | 0 | 0 | 0 | 0 | 0 | 0 | 0
[10 empty] | 0 | 0 | 0 | 0 | 0 | 0 | 0 | 0 | 0 | 0 | 0 | 0 | 0 | 0 | 0 | 0 | 0 | 0 | 0 | 0 | 0 | 0 | 0 | 0 | 0 | 0 | 0 | 0
[10 empty] | 0 | 0 | 0 | 0 | 0 | 0 | 0 | 0 | 0 | 0 | 0 | 0 | 0 | 0 | 0 | 0 | 0 | 0 | 0 | 0 | 0 | 0 | 0 | 0 | 0 | 0 | 0 | 0
[10 empty] | 0 | 0 | 0 | 0 | 0 | 0 | 0 | 0 | 0 | 0 | 0 | 0 | 0 | 0 | 0 | 0 | 0 | 0 | 0 | 0 | 0 | 0 | 0 | 0 | 0 | 0 | 0 | 0
[10 empty] | 0 | 0 | 0 | 0 | 0 | 0 | 0 | 0 | 0 | 0 | 0 | 0 | 0 | 0 | 0 | 0 | 0 | 0 | 0 | 0 | 0 | 0 | 0 | 0 | 0 | 0 | 0 | 0
[10 empty] | 0 | 0 | 0 | 0 | 0 | 0 | 0 | 0 | 0 | 0 | 0 | 0 | 0 | 0 | 0 | 0 | 0 | 0 | 0 | 0 | 0 | 0 | 0 | 0 | 0 | 0 | 0 | 0
[10 empty] | 0 | 0 | 0 | 0 | 0 | 0 | 0 | 0 | 0 | 0 | 0 | 0 | 0 | 0 | 0 | 0 | 0 | 0 | 0 | 0 | 0 | 0 | 0 | 0 | 0 | 0 | 0 | 0
[10 empty] | 0 | 0 | 0 | 0 | 0 | 0 | 0 | 0 | 0 | 0 | 0 | 0 | 0 | 0 | 0 | 0 | 0 | 0 | 0 | 0 | 0 | 0 | 0 | 0 | 0 | 0 | 0 | 0
[10 empty] | 0 | 0 | 0 | 0 | 0 | 0 | 0 | 0 | 0 | 0 | 0 | 0 | 0 | 0 | 0 | 0 | 0 | 0 | 0 | 0 | 0 | 0 | 0 | 0 | 0 | 0 | 0 | 0
[10 empty] | 0 | 0 | 0 | 0 | 0 | 0 | 0 | 0 | 0 | 0 | 0 | 0 | 0 | 0 | 0 | 0 | 0 | 0 | 0 | 0 | 0 | 0 | 0 | 0 | 0 | 0 | 0 | 0
[10 empty] | 0 | 0 | 0 | 0 | 0 | 0 | 0 | 0 | 0 | 0 | 0 | 0 | 0 | 0 | 0 | 0 | 0 | 0 | 0 | 0 | 0 | 0 | 0 | 0 | 0 | 0 | 0 | 0
[10 empty] | 0 | 0 | 0 | 0 | 0 | 0 | 0 | 0 | 0 | 0 | 0 | 0 | 0 | 0 | 0 | 0 | 0 | 0 | 0 | 0 | 0 | 0 | 0 | 0 | 0 | 0 | 0 | 0
[10 empty] | 0 | 0 | 0 | 0 | 0 | 0 | 0 | 0 | 0 | 0 | 0 | 0 | 0 | 0 | 0 | 0 | 0 | 0 | 0 | 0 | 0 | 0 | 0 | 0 | 0 | 0 | 0 | 0
[10 empty] | 0 | 0 | 0 | 0 | 0 | 0 | 0 | 0 | 0 | 0 | 0 | 0 | 0 | 0 | 0 | 0 | 0 | 0 | 0 | 0 | 0 | 0 | 0 | 0 | 0 | 0 | 0 | 0
[10 empty] | 0 | 0 | 0 | 0 | 0 | 0 | 0 | 0 | 0 | 0 | 0 | 0 | 0 | 0 | 0 | 0 | 0 | 0 | 0 | 0 | 0 | 0 | 0 | 0 | 0 | 0 | 0 | 0
[10 empty] | 0 | 0 | 0 | 0 | 0 | 0 | 0 | 0 | 0 | 0 | 0 | 0 | 0 | 0 | 0 | 0 | 0 | 0 | 0 | 0 | 0 | 0 | 0 | 0 | 0 | 0 | 0 | 0
[10 empty] | 0 | 0 | 0 | 0 | 0 | 0 | 0 | 0 | 0 | 0 | 0 | 0 | 0 | 0 | 0 | 0 | 0 | 0 | 0 | 0 | 0 | 0 | 0 | 0 | 0 | 0 | 0 | 0
[10 empty] | 0 | 0 | 0 | 0 | 0 | 0 | 0 | 0 | 0 | 0 | 0 | 0 | 0 | 0 | 0 | 0 | 0 | 0 | 0 | 0 | 0 | 0 | 0 | 0 | 0 | 0 | 0 | 0
[10 empty] | 0 | 0 | 0 | 0 | 0 | 0 | 0 | 0 | 0 | 0 | 0 | 0 | 0 | 0 | 0 | 0 | 0 | 0 | 0 | 0 | 0 | 0 | 0 | 0 | 0 | 0 | 0 | 0
[10 empty] | 0 | 0 | 0 | 0 | 0 | 0 | 0 | 0 | 0 | 0 | 0 | 0 | 0 | 0 | 0 | 0 | 0 | 0 | 0 | 0 | 0 | 0 | 0 | 0 | 0 | 0 | 0 | 0
[10 empty] | 0 | 0 | 0 | 0 | 0 | 0 | 0 | 0 | 0 | 0 | 0 | 0 | 0 | 0 | 0 | 0 | 0 | 0 | 0 | 0 | 0 | 0 | 0 | 0 | 0 | 0 | 0 | 0
[10 empty] | 0 | 0 | 0 | 0 | 0 | 0 | 0 | 0 | 0 | 0 | 0 | 0 | 0 | 0 | 0 | 0 | 0 | 0 | 0 | 0 | 0 | 0 | 0 | 0 | 0 | 0 | 0 | 0
[10 empty] | 0 | 0 | 0 | 0 | 0 | 0 | 0 | 0 | 0 | 0 | 0 | 0 | 0 | 0 | 0 | 0 | 0 | 0 | 0 | 0 | 0 | 0 | 0 | 0 | 0 | 0 | 0 | 0
[10 empty] | 0 | 0 | 0 | 0 | 0 | 0 | 0 | 0 | 0 | 0 | 0 | 0 | 0 | 0 | 0 | 0 | 0 | 0 | 0 | 0 | 0 | 0 | 0 | 0 | 0 | 0 | 0 | 0
[10 empty] | 0 | 0 | 0 | 0 | 0 | 0 | 0 | 0 | 0 | 0 | 0 | 0 | 0 | 0 | 0 | 0 | 0 | 0 | 0 | 0 | 0 | 0 | 0 | 0 | 0 | 0 | 0 | 0
[10 empty] | 0 | 0 | 0 | 0 | 0 | 0 | 0 | 0 | 0 | 0 | 0 | 0 | 0 | 0 | 0 | 0 | 0 | 0 | 0 | 0 | 0 | 0 | 0 | 0 | 0 | 0 | 0 | 0
[10 empty] | 0 | 0 | 0 | 0 | 0 | 0 | 0 | 0 | 0 | 0 | 0 | 0 | 0 | 0 | 0 | 0 | 0 | 0 | 0 | 0 | 0 | 0 | 0 | 0 | 0 | 0 | 0 | 0
[10 empty] | 0 | 0 | 0 | 0 | 0 | 0 | 0 | 0 | 0 | 0 | 0 | 0 | 0 | 0 | 0 | 0 | 0 | 0 | 0 | 0 | 0 | 0 | 0 | 0 | 0 | 0 | 0 | 0
[10 empty] | 0 | 0 | 0 | 0 | 0 | 0 | 0 | 0 | 0 | 0 | 0 | 0 | 0 | 0 | 0 | 0 | 0 | 0 | 0 | 0 | 0 | 0 | 0 | 0 | 0 | 0 | 0 | 0
[10 empty] | 0 | 0 | 0 | 0 | 0 | 0 | 0 | 0 | 0 | 0 | 0 | 0 | 0 | 0 | 0 | 0 | 0 | 0 | 0 | 0 | 0 | 0 | 0 | 0 | 0 | 0 | 0 | 0
[10 empty] | 0 | 0 | 0 | 0 | 0 | 0 | 0 | 0 | 0 | 0 | 0 | 0 | 0 | 0 | 0 | 0 | 0 | 0 | 0 | 0 | 0 | 0 | 0 | 0 | 0 | 0 | 0 | 0
[10 empty] | 0 | 0 | 0 | 0 | 0 | 0 | 0 | 0 | 0 | 0 | 0 | 0 | 0 | 0 | 0 | 0 | 0 | 0 | 0 | 0 | 0 | 0 | 0 | 0 | 0 | 0 | 0 | 0
[10 empty] | 0 | 0 | 0 | 0 | 0 | 0 | 0 | 0 | 0 | 0 | 0 | 0 | 0 | 0 | 0 | 0 | 0 | 0 | 0 | 0 | 0 | 0 | 0 | 0 | 0 | 0 | 0 | 0
[10 empty] | 0 | 0 | 0 | 0 | 0 | 0 | 0 | 0 | 0 | 0 | 0 | 0 | 0 | 0 | 0 | 0 | 0 | 0 | 0 | 0 | 0 | 0 | 0 | 0 | 0 | 0 | 0 | 0
[10 empty] | 0 | 0 | 0 | 0 | 0 | 0 | 0 | 0 | 0 | 0 | 0 | 0 | 0 | 0 | 0 | 0 | 0 | 0 | 0 | 0 | 0 | 0 | 0 | 0 | 0 | 0 | 0 | 0
[10 empty] | 0 | -0.010934 | -0.034852 | -0.050958 | -0.065864 | -0.078693 | -0.087614 | -0.097502 | -0.11008 | -0.1248 | -0.14196 | -0.1595 | -0.17936 | -0.2007 | -0.22396 | -0.24646 | -0.27057 | -0.29515 | -0.32087 | -0.34462 | -0.36952 | -0.39439 | -0.42245 | -0.44943 | -0.47888 | -0.50943 | -0.54092 | -0.56895
[10 empty] | 0 | 0 | 0 | 0 | 0 | 0 | 0 | 0 | 0 | 0 | 0 | 0 | 0 | 0 | 0 | 0 | 0 | 0 | 0 | 0 | 0 | 0 | 0 | 0 | 0 | 0 | 0 | 0
[10 empty] | 0 | 0 | 0 | 0 | 0 | 0 | 0 | 0 | 0 | 0 | 0 | 0 | 0 | 0 | 0 | 0 | 0 | 0 | 0 | 0 | 0 | 0 | 0 | 0 | 0 | 0 | 0 | 0
[10 empty] | 0 | -0.010934 | -0.023918 | -0.016105 | -0.014907 | -0.012829 | -0.008921 | -0.0098876 | -0.012576 | -0.014718 | -0.017161 | -0.017543 | -0.019862 | -0.021336 | -0.023259 | -0.022504 | -0.024112 | -0.024576 | -0.025717 | -0.023755 | -0.024901 | -0.02487 | -0.029052 | -0.030057 | -0.033719 | -0.035771 | -0.037418 | -0.034217
[10 empty] | 0 | -3.9963e-05 | -8.0719e-05 | -0.00012411 | -0.00017003 | -0.0019717 | -0.003821 | -0.0057192 | -0.0076671 | -0.0096658 | -0.011717 | -0.013821 | -0.015981 | -0.018195 | -0.020694 | -0.023451 | -0.026446 | -0.029661 | -0.032831 | -0.035973 | -0.039101 | -0.042693 | -0.046242 | -0.049762 | -0.053268 | -0.056261 | -0.059325 | -0.062461
[10 empty] | 0 | -1.5663e-05 | -3.1637e-05 | -4.8643e-05 | -6.6644e-05 | -0.00077279 | -0.0014976 | -0.0022416 | -0.0030051 | -0.0037885 | -0.0045922 | -0.0054172 | -0.0062635 | -0.0071316 | -0.0081109 | -0.0091916 | -0.010365 | -0.011626 | -0.012868 | -0.014099 | -0.015325 | -0.016733 | -0.018124 | -0.019504 | -0.020878 | -0.022051 | -0.023252 | -0.024481
[10 empty] | 0 | -1.0917e-05 | -2.2052e-05 | -3.3904e-05 | -4.6451e-05 | -0.00053865 | -0.0010439 | -0.0015624 | -0.0020946 | -0.0026406 | -0.0032008 | -0.0037759 | -0.0043657 | -0.0049708 | -0.0056534 | -0.0064066 | -0.0072248 | -0.0081032 | -0.0089691 | -0.0098273 | -0.010682 | -0.011663 | -0.012633 | -0.013594 | -0.014552 | -0.01537 | -0.016207 | -0.017064
[10 empty] | 0 | -3.9963e-05 | -4.0756e-05 | -4.3387e-05 | -4.5928e-05 | -0.0018017 | -0.0018493 | -0.0018981 | -0.0019479 | -0.0019987 | -0.0020507 | -0.0021049 | -0.0021592 | -0.0022149 | -0.0025042 | -0.002768 | -0.0030104 | -0.0032349 | -0.0034441 | -0.0036408 | -0.0038271 | -0.0044811 | -0.0045972 | -0.0047118 | -0.004829 | -0.0049478 | -0.0050693 | -0.0052266
[10 empty] | 0 | -0.0024239 | -0.0052703 | -0.008036 | -0.010727 | -0.013342 | -0.015884 | -0.018358 | -0.020765 | -0.023104 | -0.025551 | -0.027884 | -0.03084 | -0.033951 | -0.036831 | -0.039627 | -0.042339 | -0.044968 | -0.047517 | -0.050048 | -0.052578 | -0.054869 | -0.058136 | -0.061327 | -0.064272 | -0.067169 | -0.069965 | -0.072662
[10 empty] | 0 | -0.00095005 | -0.0020657 | -0.0031497 | -0.0042044 | -0.0052292 | -0.0062256 | -0.0071951 | -0.0081386 | -0.0090553 | -0.010015 | -0.010929 | -0.012087 | -0.013307 | -0.014436 | -0.015532 | -0.016595 | -0.017625 | -0.018624 | -0.019616 | -0.020608 | -0.021506 | -0.022786 | -0.024037 | -0.025191 | -0.026327 | -0.027422 | -0.028479
[10 empty] | 0 | -0.0006622 | -0.0014398 | -0.0021953 | -0.0029305 | -0.0036448 | -0.0043393 | -0.0050151 | -0.0056727 | -0.0063116 | -0.0069803 | -0.0076177 | -0.0084251 | -0.0092751 | -0.010062 | -0.010826 | -0.011567 | -0.012285 | -0.012981 | -0.013673 | -0.014364 | -0.01499 | -0.015882 | -0.016754 | -0.017558 | -0.01835 | -0.019114 | -0.01985
[10 empty] | 0 | -0.0024239 | -0.0028464 | -0.0027657 | -0.002691 | -0.0026147 | -0.0025421 | -0.0024737 | -0.0024071 | -0.0023389 | -0.0032557 | -0.0038205 | -0.004869 | -0.0057632 | -0.0056025 | -0.0054425 | -0.0052863 | -0.0051323 | -0.0049833 | -0.005225 | -0.005587 | -0.0059384 | -0.0078008 | -0.0081918 | -0.0083012 | -0.0084063 | -0.0081474 | -0.0078943
[10 empty] | 0 | -0.011377 | -0.022749 | -0.034118 | -0.045491 | -0.056865 | -0.068238 | -0.079611 | -0.090985 | -0.10236 | -0.11374 | -0.12512 | -0.13652 | -0.14792 | -0.15934 | -0.17078 | -0.18224 | -0.19373 | -0.20524 | -0.21678 | -0.22835 | -0.24 | -0.25167 | -0.26334 | -0.275 | -0.28664 | -0.29827 | -0.30989
[10 empty] | 0 | -0.004459 | -0.0089163 | -0.013372 | -0.01783 | -0.022288 | -0.026746 | -0.031203 | -0.035661 | -0.040119 | -0.044578 | -0.049042 | -0.053507 | -0.057975 | -0.062451 | -0.066935 | -0.071428 | -0.07593 | -0.080442 | -0.084965 | -0.089499 | -0.094065 | -0.098641 | -0.10321 | -0.10778 | -0.11235 | -0.11691 | -0.12146
[10 empty] | 0 | -0.003108 | -0.0062147 | -0.0093206 | -0.012428 | -0.015535 | -0.018642 | -0.021749 | -0.024856 | -0.027963 | -0.031071 | -0.034183 | -0.037295 | -0.040409 | -0.043529 | -0.046654 | -0.049786 | -0.052924 | -0.056069 | -0.059222 | -0.062381 | -0.065564 | -0.068754 | -0.071942 | -0.075126 | -0.078307 | -0.081485 | -0.084659
[10 empty] | 0 | -0.011377 | -0.011372 | -0.011369 | -0.011373 | -0.011374 | -0.011373 | -0.011373 | -0.011374 | -0.011374 | -0.011376 | -0.011389 | -0.011393 | -0.0114 | -0.013044 | -0.014458 | -0.015674 | -0.016721 | -0.017624 | -0.018402 | -0.019074 | -0.023024 | -0.023049 | -0.02304 | -0.023034 | -0.023022 | -0.023013 | -0.02324
[10 empty] | 0 | 0 | 0 | 0 | 0 | 0 | 0 | 0 | 0 | 0 | 0 | 0 | 0 | 0 | 0 | 0 | 0 | 0 | 0 | 0 | 0 | 0 | 0 | 0 | 0 | 0 | 0 | 0
[10 empty] | 0 | 0 | 0 | 0 | 0 | 0 | 0 | 0 | 0 | 0 | 0 | 0 | 0 | 0 | 0 | 0 | 0 | 0 | 0 | 0 | 0 | 0 | 0 | 0 | 0 | 0 | 0 | 0
[10 empty] | 0 | 0 | 0 | 0 | 0 | 0 | 0 | 0 | 0 | 0 | 0 | 0 | 0 | 0 | 0 | 0 | 0 | 0 | 0 | 0 | 0 | 0 | 0 | 0 | 0 | 0 | 0 | 0
[10 empty] | 0 | 0 | 0 | 0 | 0 | 0 | 0 | 0 | 0 | 0 | 0 | 0 | 0 | 0 | 0 | 0 | 0 | 0 | 0 | 0 | 0 | 0 | 0 | 0 | 0 | 0 | 0 | 0
[10 empty] | 0 | -0.078258 | -0.15649 | -0.23468 | -0.3129 | -0.39103 | -0.46914 | -0.54721 | -0.62525 | -0.70326 | -0.78124 | -0.85919 | -0.93711 | -1.015 | -1.0929 | -1.1707 | -1.2485 | -1.3262 | -1.404 | -1.4817 | -1.5594 | -1.637 | -1.7146 | -1.7922 | -1.8698 | -1.9473 | -2.0248 | -2.1023
[10 empty] | 0 | -0.016113 | -0.032219 | -0.04832 | -0.064424 | -0.080512 | -0.096593 | -0.11267 | -0.12874 | -0.1448 | -0.16085 | -0.1769 | -0.19295 | -0.20898 | -0.22501 | -0.24104 | -0.25706 | -0.27307 | -0.28907 | -0.30507 | -0.32107 | -0.33705 | -0.35303 | -0.36901 | -0.38498 | -0.40094 | -0.41689 | -0.43284
[10 empty] | 0 | -0.021722 | -0.043436 | -0.065141 | -0.086852 | -0.10854 | -0.13022 | -0.15189 | -0.17355 | -0.19521 | -0.21685 | -0.23849 | -0.26012 | -0.28174 | -0.30335 | -0.32495 | -0.34654 | -0.36813 | -0.38971 | -0.41128 | -0.43284 | -0.45439 | -0.47593 | -0.49747 | -0.519 | -0.54052 | -0.56203 | -0.58353
[10 empty] | 0 | -0.078258 | -0.078227 | -0.078196 | -0.078218 | -0.078134 | -0.078103 | -0.078072 | -0.078042 | -0.078011 | -0.07798 | -0.077949 | -0.077919 | -0.077888 | -0.086553 | -0.094248 | -0.10108 | -0.10716 | -0.11254 | -0.11732 | -0.12156 | -0.12533 | -0.12867 | -0.15573 | -0.15567 | -0.15561 | -0.15556 | -0.15645
[10 empty] | 0 | -0.0075727 | -0.015142 | -0.022709 | -0.030278 | -0.037838 | -0.045396 | -0.052951 | -0.060503 | -0.068051 | -0.075597 | -0.08314 | -0.09068 | -0.098217 | -0.10575 | -0.11328 | -0.12081 | -0.12833 | -0.13586 | -0.14338 | -0.15089 | -0.15841 | -0.16592 | -0.17342 | -0.18093 | -0.18843 | -0.19593 | -0.20343
[10 empty] | 0 | -0.0015592 | -0.0031177 | -0.0046757 | -0.006234 | -0.0077907 | -0.0093468 | -0.010902 | -0.012457 | -0.014011 | -0.015565 | -0.017118 | -0.01867 | -0.020222 | -0.021773 | -0.023324 | -0.024874 | -0.026423 | -0.027972 | -0.02952 | -0.031068 | -0.032615 | -0.034161 | -0.035707 | -0.037252 | -0.038797 | -0.040341 | -0.041884
[10 empty] | 0 | -0.002102 | -0.0042031 | -0.0063034 | -0.0084043 | -0.010503 | -0.012601 | -0.014698 | -0.016794 | -0.018889 | -0.020984 | -0.023077 | -0.02517 | -0.027262 | -0.029354 | -0.031444 | -0.033534 | -0.035622 | -0.03771 | -0.039797 | -0.041884 | -0.043969 | -0.046054 | -0.048138 | -0.050221 | -0.052303 | -0.054385 | -0.056465
[10 empty] | 0 | -0.0075727 | -0.0075697 | -0.0075667 | -0.0075688 | -0.0075607 | -0.0075577 | -0.0075547 | -0.0075517 | -0.0075487 | -0.0075458 | -0.0075428 | -0.0075398 | -0.0075369 | -0.0086157 | -0.0095396 | -0.010331 | -0.011009 | -0.011588 | -0.012084 | -0.012508 | -0.015077 | -0.015071 | -0.015065 | -0.015061 | -0.015053 | -0.015048 | -0.015196
[10 empty] | 0 | -0.043572 | -0.098963 | -0.15433 | -0.21476 | -0.27455 | -0.33393 | -0.39704 | -0.45677 | -0.51661 | -0.57669 | -0.63691 | -0.69807 | -0.75936 | -0.82066 | -0.88199 | -0.9434 | -1.0048 | -1.0658 | -1.1265 | -1.1869 | -1.2473 | -1.3078 | -1.3676 | -1.4276 | -1.4878 | -1.5482 | -1.6089
[10 empty] | 0 | -0.015681 | -0.035617 | -0.055544 | -0.077293 | -0.098811 | -0.12018 | -0.1429 | -0.16439 | -0.18593 | -0.20755 | -0.22922 | -0.25124 | -0.27329 | -0.29536 | -0.31743 | -0.33953 | -0.36164 | -0.38359 | -0.40542 | -0.42716 | -0.44891 | -0.47066 | -0.4922 | -0.5138 | -0.53546 | -0.55721 | -0.57905
[10 empty] | 0 | -0.020249 | -0.045991 | -0.071723 | -0.099807 | -0.12759 | -0.15519 | -0.18452 | -0.21227 | -0.24008 | -0.268 | -0.29599 | -0.32442 | -0.3529 | -0.38139 | -0.40989 | -0.43843 | -0.46698 | -0.49532 | -0.52351 | -0.55159 | -0.57966 | -0.60776 | -0.63557 | -0.66346 | -0.69143 | -0.71951 | -0.74771
[10 empty] | 0 | -0.043572 | -0.055391 | -0.055369 | -0.073855 | -0.086103 | -0.094278 | -0.11836 | -0.12662 | -0.13488 | -0.15171 | -0.16442 | -0.17683 | -0.19242 | -0.20418 | -0.21552 | -0.22998 | -0.24271 | -0.25451 | -0.26819 | -0.28079 | -0.29304 | -0.30637 | -0.31911 | -0.33149 | -0.34455 | -0.35729 | -0.36983
[10 empty] | 0 | -0.001452 | -0.0033998 | -0.0053468 | -0.0072944 | -0.0092399 | -0.011185 | -0.013496 | -0.015806 | -0.018116 | -0.020424 | -0.022732 | -0.025279 | -0.027825 | -0.03037 | -0.032914 | -0.035457 | -0.037999 | -0.04054 | -0.04308 | -0.045841 | -0.048678 | -0.051576 | -0.054522 | -0.057508 | -0.060814 | -0.063882 | -0.066891
[10 empty] | 0 | -0.00052257 | -0.0012236 | -0.0019243 | -0.0026253 | -0.0033254 | -0.0040254 | -0.0048572 | -0.0056887 | -0.0065198 | -0.0073507 | -0.0081812 | -0.0090979 | -0.010014 | -0.01093 | -0.011846 | -0.012761 | -0.013676 | -0.01459 | -0.015505 | -0.016498 | -0.017519 | -0.018562 | -0.019623 | -0.020697 | -0.021887 | -0.022991 | -0.024074
[10 empty] | 0 | -0.00067479 | -0.00158 | -0.0024848 | -0.00339 | -0.0042941 | -0.0051979 | -0.006272 | -0.0073457 | -0.0084189 | -0.0094918 | -0.010564 | -0.011748 | -0.012931 | -0.014114 | -0.015296 | -0.016478 | -0.017659 | -0.01884 | -0.020021 | -0.021304 | -0.022622 | -0.023969 | -0.025338 | -0.026726 | -0.028262 | -0.029688 | -0.031086
[10 empty] | 0 | -0.001452 | -0.0019478 | -0.001947 | -0.0019476 | -0.0019455 | -0.0019447 | -0.0023113 | -0.0023104 | -0.0023094 | -0.0023085 | -0.0023076 | -0.0025471 | -0.0025461 | -0.0025451 | -0.0025441 | -0.0025431 | -0.0025421 | -0.0025411 | -0.0025401 | -0.0030507 | -0.0034588 | -0.0037849 | -0.0040458 | -0.0042537 | -0.0050902 | -0.0050882 | -0.0050862
[10 empty] | 0 | -0.0091982 | -0.018393 | -0.028676 | -0.039772 | -0.051529 | -0.064187 | -0.077174 | -0.090478 | -0.10391 | -0.1172 | -0.13046 | -0.14381 | -0.15716 | -0.17052 | -0.18323 | -0.19606 | -0.209 | -0.22201 | -0.23509 | -0.24818 | -0.26119 | -0.27423 | -0.28726 | -0.30024 | -0.3132 | -0.32609 | -0.33898
[10 empty] | 0 | -0.0033104 | -0.0066196 | -0.01032 | -0.014314 | -0.018545 | -0.023101 | -0.027775 | -0.032563 | -0.037398 | -0.04218 | -0.046952 | -0.051759 | -0.05656 | -0.061369 | -0.065946 | -0.070562 | -0.075219 | -0.079901 | -0.084608 | -0.089319 | -0.094001 | -0.098696 | -0.10339 | -0.10806 | -0.11272 | -0.11736 | -0.122
[10 empty] | 0 | -0.0042747 | -0.0085477 | -0.013326 | -0.018483 | -0.023947 | -0.02983 | -0.035865 | -0.042048 | -0.048292 | -0.054467 | -0.060628 | -0.066835 | -0.073035 | -0.079244 | -0.085155 | -0.091115 | -0.097129 | -0.10317 | -0.10925 | -0.11534 | -0.12138 | -0.12744 | -0.1335 | -0.13953 | -0.14555 | -0.15155 | -0.15754
[10 empty] | 0 | -0.0091982 | -0.0091946 | -0.012257 | -0.014302 | -0.016675 | -0.020759 | -0.022766 | -0.025904 | -0.028364 | -0.031114 | -0.034109 | -0.036813 | -0.039734 | -0.042363 | -0.045146 | -0.047925 | -0.050593 | -0.053389 | -0.056083 | -0.058841 | -0.061575 | -0.064294 | -0.067042 | -0.06976 | -0.072499 | -0.075224 | -0.07795
[10 empty] | 0 | -0.017418 | -0.04137 | -0.068 | -0.094238 | -0.12024 | -0.14774 | -0.17421 | -0.20088 | -0.22772 | -0.25456 | -0.28144 | -0.30903 | -0.33667 | -0.36438 | -0.39215 | -0.41991 | -0.44765 | -0.47539 | -0.50281 | -0.53027 | -0.55774 | -0.58519 | -0.61263 | -0.6401 | -0.6673 | -0.69451 | -0.72172
[10 empty] | 0 | -0.0062686 | -0.014889 | -0.024473 | -0.033916 | -0.043275 | -0.053172 | -0.062698 | -0.072296 | -0.081957 | -0.091616 | -0.10129 | -0.11122 | -0.12117 | -0.13114 | -0.14114 | -0.15112 | -0.16111 | -0.17109 | -0.18096 | -0.19084 | -0.20073 | -0.21061 | -0.22049 | -0.23037 | -0.24016 | -0.24996 | -0.25975
[10 empty] | 0 | -0.0080946 | -0.019226 | -0.031602 | -0.043795 | -0.05588 | -0.06866 | -0.08096 | -0.093354 | -0.10583 | -0.1183 | -0.1308 | -0.14362 | -0.15646 | -0.16934 | -0.18225 | -0.19514 | -0.20804 | -0.22093 | -0.23367 | -0.24643 | -0.2592 | -0.27196 | -0.28471 | -0.29747 | -0.31011 | -0.32276 | -0.33541
[10 empty] | 0 | -0.017418 | -0.023953 | -0.03193 | -0.037259 | -0.04344 | -0.054078 | -0.059811 | -0.068056 | -0.074519 | -0.081745 | -0.089614 | -0.097403 | -0.10513 | -0.11209 | -0.11945 | -0.12681 | -0.13386 | -0.14126 | -0.14839 | -0.15569 | -0.16292 | -0.17012 | -0.17739 | -0.18458 | -0.19182 | -0.19904 | -0.20625
[10 empty] | 0 | -0.0017306 | -0.0034328 | -0.0051102 | -0.0068028 | -0.0085185 | -0.010245 | -0.012001 | -0.013794 | -0.015601 | -0.01742 | -0.019257 | -0.021129 | -0.023043 | -0.025001 | -0.026993 | -0.029014 | -0.031065 | -0.033153 | -0.035267 | -0.037395 | -0.039614 | -0.041841 | -0.044064 | -0.046269 | -0.048454 | -0.050624 | -0.052773
[10 empty] | 0 | -0.00036838 | -0.00073072 | -0.0010878 | -0.0014481 | -0.0018133 | -0.0021807 | -0.0025546 | -0.0029363 | -0.0033209 | -0.0037081 | -0.0040991 | -0.0044976 | -0.004905 | -0.0053219 | -0.0057458 | -0.0061761 | -0.0066127 | -0.0070571 | -0.0075072 | -0.0079601 | -0.0084325 | -0.0089065 | -0.0093797 | -0.0098491 | -0.010314 | -0.010776 | -0.011234
[10 empty] | 0 | -0.00038956 | -0.00077274 | -0.0011503 | -0.0015314 | -0.0019176 | -0.0023061 | -0.0027015 | -0.0031051 | -0.0035118 | -0.0039213 | -0.0043348 | -0.0047562 | -0.005187 | -0.0056279 | -0.0060762 | -0.0065312 | -0.0069929 | -0.0074629 | -0.0079388 | -0.0084178 | -0.0089174 | -0.0094187 | -0.009919 | -0.010415 | -0.010907 | -0.011396 | -0.011879
[10 empty] | 0 | -0.0017306 | -0.0017022 | -0.0016775 | -0.0016926 | -0.0017157 | -0.0017261 | -0.0017565 | -0.0017927 | -0.0018069 | -0.0018188 | -0.0018371 | -0.0020641 | -0.0022741 | -0.002465 | -0.0026298 | -0.0027791 | -0.0029165 | -0.0030524 | -0.0031708 | -0.0032677 | -0.0039676 | -0.0039763 | -0.0039994 | -0.0040421 | -0.0040985 | -0.0041663 | -0.0042416
[10 empty] | 0 | -0.00074774 | -0.0014901 | -0.0022276 | -0.0029653 | -0.0037036 | -0.0044412 | -0.0051805 | -0.0059976 | -0.006875 | -0.0078003 | -0.0087648 | -0.0097204 | -0.010767 | -0.011782 | -0.012777 | -0.013759 | -0.014733 | -0.015704 | -0.016673 | -0.01766 | -0.018547 | -0.019454 | -0.020372 | -0.021295 | -0.022233 | -0.023165 | -0.024095
[10 empty] | 0 | -0.00015917 | -0.0003172 | -0.00047418 | -0.00063122 | -0.00078837 | -0.00094538 | -0.0011027 | -0.0012767 | -0.0014635 | -0.0016604 | -0.0018657 | -0.0020691 | -0.0022918 | -0.0025081 | -0.0027199 | -0.0029289 | -0.0031362 | -0.0033428 | -0.003549 | -0.0037592 | -0.0039481 | -0.0041411 | -0.0043366 | -0.0045331 | -0.0047327 | -0.0049311 | -0.005129
[10 empty] | 0 | -0.00016832 | -0.00033544 | -0.00050144 | -0.00066751 | -0.0008337 | -0.00099974 | -0.0011662 | -0.0013501 | -0.0015476 | -0.0017559 | -0.001973 | -0.0021881 | -0.0024236 | -0.0026523 | -0.0028763 | -0.0030973 | -0.0033165 | -0.003535 | -0.0037531 | -0.0039753 | -0.0041751 | -0.0043792 | -0.0045859 | -0.0047937 | -0.0050048 | -0.0052147 | -0.0054239
[10 empty] | 0 | -0.00074774 | -0.00074238 | -0.00073745 | -0.00073775 | -0.00073827 | -0.0007376 | -0.00073926 | -0.00089269 | -0.0010135 | -0.0011099 | -0.0011882 | -0.0012512 | -0.001503 | -0.0015034 | -0.0015329 | -0.0015809 | -0.0016388 | -0.0017025 | -0.0017651 | -0.0019049 | -0.0020076 | -0.0020882 | -0.002155 | -0.0022149 | -0.0023244 | -0.0023563 | -0.0024173
[10 empty] | 0 | -0.00014639 | -0.00029419 | -0.0004442 | -0.00059848 | -0.00075747 | -0.00092129 | -0.0010925 | -0.001272 | -0.0014573 | -0.0016482 | -0.0018457 | -0.00205 | -0.0022616 | -0.0024803 | -0.0027053 | -0.0029396 | -0.0031835 | -0.0034385 | -0.0037038 | -0.0039781 | -0.0042609 | -0.0045514 | -0.0048556 | -0.0051655 | -0.0054808 | -0.0058009 | -0.0061256
[10 empty] | 0 | -3.1162e-05 | -6.2624e-05 | -9.4555e-05 | -0.0001274 | -0.00016124 | -0.00019611 | -0.00023256 | -0.00027076 | -0.0003102 | -0.00035084 | -0.00039288 | -0.00043638 | -0.00048142 | -0.00052798 | -0.00057588 | -0.00062573 | -0.00067766 | -0.00073195 | -0.00078842 | -0.0008468 | -0.00090699 | -0.00096884 | -0.0010336 | -0.0010996 | -0.0011667 | -0.0012348 | -0.0013039
[10 empty] | 0 | -3.2954e-05 | -6.6225e-05 | -9.9992e-05 | -0.00013472 | -0.00017051 | -0.00020739 | -0.00024593 | -0.00028633 | -0.00032804 | -0.00037102 | -0.00041547 | -0.00046147 | -0.0005091 | -0.00055834 | -0.00060899 | -0.00066171 | -0.00071663 | -0.00077403 | -0.00083376 | -0.00089549 | -0.00095915 | -0.0010246 | -0.001093 | -0.0011628 | -0.0012338 | -0.0013058 | -0.0013789
[10 empty] | 0 | -0.00014639 | -0.0001478 | -0.00015 | -0.00015428 | -0.00015899 | -0.00016382 | -0.00017122 | -0.00017947 | -0.00018528 | -0.00019092 | -0.00019748 | -0.00020437 | -0.00021157 | -0.00021872 | -0.00022501 | -0.00025513 | -0.000283 | -0.00030991 | -0.0003344 | -0.00035618 | -0.00037641 | -0.00039526 | -0.00046225 | -0.00047223 | -0.00048239 | -0.00049276 | -0.00050322
[10 empty] | 0 | 0 | 0 | 0 | 0 | 0 | 0 | 0 | 0 | 0 | 0 | 0 | 0 | 0 | 0 | 0 | 0 | 0 | 0 | 0 | 0 | 0 | 0 | 0 | 0 | 0 | 0 | 0
[10 empty] | 0 | 0 | 0 | 0 | 0 | 0 | 0 | 0 | 0 | 0 | 0 | 0 | 0 | 0 | 0 | 0 | 0 | 0 | 0 | 0 | 0 | 0 | 0 | 0 | 0 | 0 | 0 | 0
[10 empty] | 0 | 0 | 0 | 0 | 0 | 0 | 0 | 0 | 0 | 0 | 0 | 0 | 0 | 0 | 0 | 0 | 0 | 0 | 0 | 0 | 0 | 0 | 0 | 0 | 0 | 0 | 0 | 0
[10 empty] | 0 | 0 | 0 | 0 | 0 | 0 | 0 | 0 | 0 | 0 | 0 | 0 | 0 | 0 | 0 | 0 | 0 | 0 | 0 | 0 | 0 | 0 | 0 | 0 | 0 | 0 | 0 | 0
[10 empty] | 0 | -6.1657e-05 | -0.00012157 | -0.00018075 | -0.0002411 | -0.00030301 | -0.00036668 | -0.00043485 | -0.00050847 | -0.00058461 | -0.00066298 | -0.00074451 | -0.00083135 | -0.00092443 | -0.001024 | -0.0011285 | -0.0012381 | -0.0013528 | -0.0014738 | -0.0015997 | -0.0017285 | -0.0018706 | -0.0020145 | -0.0021583 | -0.0023015 | -0.0024436 | -0.0025848 | -0.0027242
[10 empty] | 0 | -1.3125e-05 | -2.5878e-05 | -3.8476e-05 | -5.1323e-05 | -6.4501e-05 | -7.8054e-05 | -9.2566e-05 | -0.00010824 | -0.00012444 | -0.00014113 | -0.00015848 | -0.00017697 | -0.00019678 | -0.00021796 | -0.00024023 | -0.00026356 | -0.00028797 | -0.00031373 | -0.00034052 | -0.00036795 | -0.00039819 | -0.00042882 | -0.00045944 | -0.0004899 | -0.00052016 | -0.00055021 | -0.00057989
[10 empty] | 0 | -1.3879e-05 | -2.7365e-05 | -4.0688e-05 | -5.4274e-05 | -6.8209e-05 | -8.2542e-05 | -9.7888e-05 | -0.00011446 | -0.0001316 | -0.00014924 | -0.00016759 | -0.00018714 | -0.00020809 | -0.0002305 | -0.00025404 | -0.00027871 | -0.00030453 | -0.00033177 | -0.0003601 | -0.0003891 | -0.00042109 | -0.00045348 | -0.00048586 | -0.00051807 | -0.00055007 | -0.00058185 | -0.00061323
[10 empty] | 0 | -6.1657e-05 | -5.991e-05 | -5.9184e-05 | -6.0352e-05 | -6.1907e-05 | -6.367e-05 | -6.8173e-05 | -7.3616e-05 | -7.6137e-05 | -7.8377e-05 | -8.1532e-05 | -9.3689e-05 | -0.00010582 | -0.00011743 | -0.00012722 | -0.00013658 | -0.00014576 | -0.00015618 | -0.0001653 | -0.00017239 | -0.00020847 | -0.00021143 | -0.00021405 | -0.00021765 | -0.00022192 | -0.00022678 | -0.00023203
[10 empty] | 0 | -0.00040025 | -0.00082003 | -0.0012601 | -0.0017214 | -0.0022042 | -0.0027095 | -0.0032381 | -0.003791 | -0.0043689 | -0.0049727 | -0.0056035 | -0.006262 | -0.0069494 | -0.0076665 | -0.0084146 | -0.0091945 | -0.010008 | -0.010855 | -0.011737 | -0.012657 | -0.013614 | -0.01461 | -0.015647 | -0.016726 | -0.017848 | -0.018572 | -0.019283
[10 empty] | 0 | -8.52e-05 | -0.00017456 | -0.00026823 | -0.00036642 | -0.00046919 | -0.00057675 | -0.00068929 | -0.00080697 | -0.00092999 | -0.0010585 | -0.0011928 | -0.001333 | -0.0014793 | -0.0016319 | -0.0017912 | -0.0019572 | -0.0021303 | -0.0023106 | -0.0024985 | -0.0026942 | -0.0028979 | -0.00311 | -0.0033307 | -0.0035604 | -0.0037992 | -0.0039534 | -0.0041047
[10 empty] | 0 | -9.0099e-05 | -0.0001846 | -0.00028365 | -0.00038749 | -0.00049617 | -0.00060992 | -0.00072892 | -0.00085337 | -0.00098346 | -0.0011194 | -0.0012614 | -0.0014096 | -0.0015643 | -0.0017258 | -0.0018942 | -0.0020698 | -0.0022528 | -0.0024435 | -0.0026422 | -0.0028491 | -0.0030646 | -0.0032889 | -0.0035223 | -0.0037651 | -0.0040177 | -0.0041807 | -0.0043407
[10 empty] | 0 | -0.00040025 | -0.00041978 | -0.00044003 | -0.00046131 | -0.00048278 | -0.00050531 | -0.00052866 | -0.00055285 | -0.0005779 | -0.00066103 | -0.0007397 | -0.00081482 | -0.0008872 | -0.00095744 | -0.0010262 | -0.0010939 | -0.0012777 | -0.0013338 | -0.0014 | -0.0014746 | -0.0015558 | -0.0016428 | -0.0017345 | -0.0018304 | -0.0019299 | -0.0016235 | -0.0016947
[10 empty] | 0 | -3.8559e-05 | -7.6848e-05 | -0.00011487 | -0.00015265 | -0.00019014 | -0.00022737 | -0.00026433 | -0.00030104 | -0.00033748 | -0.00037367 | -0.0004096 | -0.00044527 | -0.00048069 | -0.00051586 | -0.00055077 | -0.00058544 | -0.00061986 | -0.00065403 | -0.00068795 | -0.00072163 | -0.00075507 | -0.00078827 | -0.00082122 | -0.00085394 | -0.00088641 | -0.00091865 | -0.00095066
[10 empty] | 0 | -8.2079e-06 | -1.6358e-05 | -2.4452e-05 | -3.2494e-05 | -4.0475e-05 | -4.8399e-05 | -5.6267e-05 | -6.408e-05 | -7.1838e-05 | -7.9541e-05 | -8.7189e-05 | -9.4783e-05 | -0.00010232 | -0.00010981 | -0.00011724 | -0.00012462 | -0.00013195 | -0.00013922 | -0.00014644 | -0.00015361 | -0.00016073 | -0.0001678 | -0.00017481 | -0.00018177 | -0.00018869 | -0.00019555 | -0.00020236
[10 empty] | 0 | -8.6798e-06 | -1.7299e-05 | -2.5858e-05 | -3.4363e-05 | -4.2802e-05 | -5.1182e-05 | -5.9503e-05 | -6.7765e-05 | -7.5969e-05 | -8.4115e-05 | -9.2203e-05 | -0.00010023 | -0.00010821 | -0.00011612 | -0.00012398 | -0.00013179 | -0.00013953 | -0.00014723 | -0.00015486 | -0.00016244 | -0.00016997 | -0.00017744 | -0.00018486 | -0.00019223 | -0.00019954 | -0.00020679 | -0.000214
[10 empty] | 0 | -3.8559e-05 | -3.829e-05 | -3.8022e-05 | -3.7781e-05 | -3.749e-05 | -3.7227e-05 | -3.6964e-05 | -3.6704e-05 | -3.6444e-05 | -3.6186e-05 | -3.5929e-05 | -3.5674e-05 | -3.542e-05 | -3.5168e-05 | -3.4916e-05 | -3.4667e-05 | -3.4418e-05 | -3.9679e-05 | -4.4116e-05 | -4.7848e-05 | -5.0978e-05 | -5.3586e-05 | -5.575e-05 | -5.7535e-05 | -7.0229e-05 | -6.9727e-05 | -6.9228e-05
[10 empty] | 0 | 0 | 0 | 0 | 0 | 0 | 0 | 0 | 0 | 0 | 0 | 0 | 0 | 0 | 0 | 0 | 0 | 0 | 0 | 0 | 0 | 0 | 0 | 0 | 0 | 0 | 0 | 0
[10 empty] | 0 | 0 | 0 | 0 | 0 | 0 | 0 | 0 | 0 | 0 | 0 | 0 | 0 | 0 | 0 | 0 | 0 | 0 | 0 | 0 | 0 | 0 | 0 | 0 | 0 | 0 | 0 | 0
[10 empty] | 0 | 0 | 0 | 0 | 0 | 0 | 0 | 0 | 0 | 0 | 0 | 0 | 0 | 0 | 0 | 0 | 0 | 0 | 0 | 0 | 0 | 0 | 0 | 0 | 0 | 0 | 0 | 0
[10 empty] | 0 | 0 | 0 | 0 | 0 | 0 | 0 | 0 | 0 | 0 | 0 | 0 | 0 | 0 | 0 | 0 | 0 | 0 | 0 | 0 | 0 | 0 | 0 | 0 | 0 | 0 | 0 | 0
[10 empty] | 0 | -0.0020353 | -0.0039911 | -0.0058695 | -0.0076742 | -0.0094048 | -0.011065 | -0.012656 | -0.014181 | -0.015642 | -0.017039 | -0.018377 | -0.019655 | -0.020876 | -0.022043 | -0.023155 | -0.024216 | -0.025226 | -0.026187 | -0.027101 | -0.02797 | -0.028794 | -0.029575 | -0.030315 | -0.031014 | -0.031674 | -0.032297 | -0.032883
[10 empty] | 0 | -0.00030577 | -0.00059957 | -0.00088176 | -0.0011529 | -0.0014129 | -0.0016622 | -0.0019013 | -0.0021304 | -0.0023498 | -0.0025598 | -0.0027607 | -0.0029528 | -0.0031362 | -0.0033114 | -0.0034785 | -0.0036379 | -0.0037896 | -0.0039341 | -0.0040714 | -0.0042019 | -0.0043257 | -0.004443 | -0.0045541 | -0.0046592 | -0.0047584 | -0.0048519 | -0.00494
[10 empty] | 0 | -0.00039725 | -0.00077897 | -0.0011456 | -0.0014978 | -0.0018356 | -0.0021596 | -0.0024702 | -0.0027678 | -0.0030529 | -0.0033257 | -0.0035867 | -0.0038363 | -0.0040746 | -0.0043022 | -0.0045194 | -0.0047264 | -0.0049235 | -0.0051112 | -0.0052896 | -0.0054591 | -0.0056199 | -0.0057724 | -0.0059168 | -0.0060533 | -0.0061822 | -0.0063037 | -0.0064181
[10 empty] | 0 | -0.0020353 | -0.0019557 | -0.0018784 | -0.0018047 | -0.002409 | -0.0027642 | -0.0029537 | -0.0034367 | -0.0035223 | -0.0036786 | -0.0038277 | -0.0042037 | -0.0044158 | -0.0045593 | -0.004746 | -0.004901 | -0.0050733 | -0.0052194 | -0.0054091 | -0.0055406 | -0.0056583 | -0.0057806 | -0.0059062 | -0.0060247 | -0.0061256 | -0.0062305 | -0.0063195
[10 empty] | 0 | -0.00015261 | -0.00029924 | -0.00044009 | -0.0005754 | -0.00070516 | -0.00082962 | -0.00094894 | -0.0010633 | -0.0011728 | -0.0012776 | -0.0013779 | -0.0014737 | -0.0015653 | -0.0016527 | -0.0017361 | -0.0018157 | -0.0018914 | -0.0019635 | -0.002032 | -0.0020971 | -0.0021589 | -0.0022175 | -0.002273 | -0.0023254 | -0.0023749 | -0.0024216 | -0.0024656
[10 empty] | 0 | -2.2926e-05 | -4.4955e-05 | -6.6113e-05 | -8.6441e-05 | -0.00010593 | -0.00012463 | -0.00014256 | -0.00015973 | -0.00017619 | -0.00019193 | -0.00020699 | -0.00022139 | -0.00023515 | -0.00024829 | -0.00026082 | -0.00027276 | -0.00028414 | -0.00029497 | -0.00030527 | -0.00031505 | -0.00032433 | -0.00033313 | -0.00034146 | -0.00034934 | -0.00035678 | -0.00036379 | -0.0003704
[10 empty] | 0 | -2.9786e-05 | -5.8406e-05 | -8.5895e-05 | -0.00011231 | -0.00013763 | -0.00016192 | -0.00018521 | -0.00020753 | -0.0002289 | -0.00024936 | -0.00026893 | -0.00028764 | -0.00030551 | -0.00032258 | -0.00033886 | -0.00035438 | -0.00036916 | -0.00038323 | -0.00039661 | -0.00040932 | -0.00042138 | -0.00043281 | -0.00044363 | -0.00045387 | -0.00046353 | -0.00047264 | -0.00048122
[10 empty] | 0 | -0.00015261 | -0.00014664 | -0.00014084 | -0.00013532 | -0.00012976 | -0.00012446 | -0.00011932 | -0.00016521 | -0.00019229 | -0.00020695 | -0.00024361 | -0.00023349 | -0.00022368 | -0.00021418 | -0.00022188 | -0.00023488 | -0.00024729 | -0.00027672 | -0.00028815 | -0.00028897 | -0.00028966 | -0.00028245 | -0.00028106 | -0.0002834 | -0.00029725 | -0.00031046 | -0.00031858
[10 empty] | 0 | -0.0013087 | -0.0026223 | -0.0039411 | -0.0052657 | -0.0065946 | -0.0079285 | -0.0092676 | -0.010612 | -0.011961 | -0.013315 | -0.014675 | -0.01604 | -0.01741 | -0.018785 | -0.020165 | -0.021551 | -0.022942 | -0.024338 | -0.02574 | -0.027146 | -0.028558 | -0.029976 | -0.031399 | -0.032827 | -0.03426 | -0.035699 | -0.037144
[10 empty] | 0 | -0.0001966 | -0.00039395 | -0.00059206 | -0.00079106 | -0.00099069 | -0.0011911 | -0.0013922 | -0.0015942 | -0.0017969 | -0.0020004 | -0.0022046 | -0.0024096 | -0.0026154 | -0.002822 | -0.0030294 | -0.0032376 | -0.0034465 | -0.0036563 | -0.0038668 | -0.0040781 | -0.0042903 | -0.0045032 | -0.0047169 | -0.0049315 | -0.0051468 | -0.005363 | -0.00558
[10 empty] | 0 | -0.00025542 | -0.00051182 | -0.00076921 | -0.0010278 | -0.0012871 | -0.0015475 | -0.0018088 | -0.0020712 | -0.0023345 | -0.0025989 | -0.0028642 | -0.0031306 | -0.003398 | -0.0036664 | -0.0039358 | -0.0042063 | -0.0044778 | -0.0047503 | -0.0050238 | -0.0052984 | -0.005574 | -0.0058506 | -0.0061283 | -0.0064071 | -0.0066869 | -0.0069677 | -0.0072496
[10 empty] | 0 | -0.0013087 | -0.0013137 | -0.0013187 | -0.0013247 | -0.0017651 | -0.0020626 | -0.0022644 | -0.0026611 | -0.0028166 | -0.0030212 | -0.0032268 | -0.0035836 | -0.0038468 | -0.0040733 | -0.0043331 | -0.0045794 | -0.0048427 | -0.0050958 | -0.0053827 | -0.0056394 | -0.0058928 | -0.0061545 | -0.0064237 | -0.0066939 | -0.0069583 | -0.0072303 | -0.0074972
[10 empty] | 0 | -0.00093135 | -0.0018416 | -0.0027312 | -0.003601 | -0.0044501 | -0.0052796 | -0.0060898 | -0.0068809 | -0.0076534 | -0.0084075 | -0.0091436 | -0.0098619 | -0.010563 | -0.011247 | -0.011914 | -0.012564 | -0.013198 | -0.013816 | -0.014419 | -0.015006 | -0.015578 | -0.016135 | -0.016678 | -0.017206 | -0.017721 | -0.018221 | -0.018708
[10 empty] | 0 | -0.00013991 | -0.00027666 | -0.0004103 | -0.00054097 | -0.00066854 | -0.00079315 | -0.00091486 | -0.0010337 | -0.0011498 | -0.001263 | -0.0013736 | -0.0014815 | -0.0015868 | -0.0016896 | -0.0017898 | -0.0018875 | -0.0019827 | -0.0020756 | -0.0021661 | -0.0022544 | -0.0023403 | -0.002424 | -0.0025055 | -0.0025849 | -0.0026621 | -0.0027373 | -0.0028104
[10 empty] | 0 | -0.00018178 | -0.00035944 | -0.00053307 | -0.00070283 | -0.00086857 | -0.0010305 | -0.0011886 | -0.001343 | -0.0014938 | -0.001641 | -0.0017846 | -0.0019248 | -0.0020616 | -0.0021951 | -0.0023253 | -0.0024522 | -0.002576 | -0.0026967 | -0.0028143 | -0.0029289 | -0.0030405 | -0.0031493 | -0.0032552 | -0.0033583 | -0.0034587 | -0.0035563 | -0.0036513
[10 empty] | 0 | -0.00093135 | -0.00091027 | -0.00088955 | -0.0008698 | -0.00084917 | -0.0010158 | -0.0011412 | -0.0012339 | -0.0013006 | -0.0013465 | -0.0016573 | -0.001678 | -0.00171 | -0.001746 | -0.0017806 | -0.0019165 | -0.0020155 | -0.0020896 | -0.0021464 | -0.0021904 | -0.0023194 | -0.0023636 | -0.002414 | -0.0024641 | -0.00251 | -0.0025965 | -0.0026624
[10 empty] | 0 | -0.0027508 | -0.0055004 | -0.008249 | -0.010998 | -0.013745 | -0.01649 | -0.019234 | -0.021977 | -0.024719 | -0.02746 | -0.0302 | -0.032939 | -0.035677 | -0.038414 | -0.041149 | -0.043884 | -0.046617 | -0.04935 | -0.052081 | -0.054811 | -0.057541 | -0.060269 | -0.062996 | -0.065722 | -0.068447 | -0.071171 | -0.073894
[10 empty] | 0 | -0.00041324 | -0.00082632 | -0.0012392 | -0.0016523 | -0.0020648 | -0.0024773 | -0.0028895 | -0.0033016 | -0.0037136 | -0.0041253 | -0.0045369 | -0.0049484 | -0.0053597 | -0.0057708 | -0.0061818 | -0.0065926 | -0.0070032 | -0.0074137 | -0.007824 | -0.0082342 | -0.0086442 | -0.0090541 | -0.0094637 | -0.0098733 | -0.010283 | -0.010692 | -0.011101
[10 empty] | 0 | -0.00053689 | -0.0010736 | -0.00161 | -0.0021466 | -0.0026827 | -0.0032185 | -0.0037541 | -0.0042895 | -0.0048247 | -0.0053597 | -0.0058945 | -0.006429 | -0.0069634 | -0.0074975 | -0.0080314 | -0.0085652 | -0.0090987 | -0.009632 | -0.010165 | -0.010698 | -0.011231 | -0.011763 | -0.012295 | -0.012827 | -0.013359 | -0.013891 | -0.014422
[10 empty] | 0 | -0.0027508 | -0.0027497 | -0.0027486 | -0.0027494 | -0.0027464 | -0.0027453 | -0.0027442 | -0.0027431 | -0.0027421 | -0.0032911 | -0.00373 | -0.0040806 | -0.004361 | -0.0045846 | -0.0054841 | -0.0054819 | -0.0054797 | -0.005478 | -0.0055853 | -0.0057591 | -0.0059681 | -0.0061912 | -0.0064142 | -0.0069165 | -0.0072888 | -0.0075628 | -0.0077631
[10 empty] | 0 | -0.00037622 | -0.00073772 | -0.0010849 | -0.0014185 | -0.0017384 | -0.0020452 | -0.0023394 | -0.0026213 | -0.0028912 | -0.0031496 | -0.0033968 | -0.0036331 | -0.0038589 | -0.0040744 | -0.0042801 | -0.0044761 | -0.0046628 | -0.0048405 | -0.0050095 | -0.00517 | -0.0053224 | -0.0054667 | -0.0056035 | -0.0057327 | -0.0058548 | -0.0059699 | -0.0060783
[10 empty] | 0 | -5.6519e-05 | -0.00011083 | -0.00016299 | -0.0002131 | -0.00026116 | -0.00030725 | -0.00035145 | -0.00039379 | -0.00043435 | -0.00047316 | -0.0005103 | -0.0005458 | -0.00057971 | -0.00061209 | -0.00064298 | -0.00067243 | -0.00070049 | -0.00072718 | -0.00075257 | -0.00077668 | -0.00079957 | -0.00082126 | -0.0008418 | -0.00086122 | -0.00087956 | -0.00089685 | -0.00091313
[10 empty] | 0 | -7.343e-05 | -0.00014399 | -0.00021176 | -0.00027686 | -0.0003393 | -0.00039919 | -0.0004566 | -0.00051162 | -0.00056431 | -0.00061474 | -0.00066298 | -0.0007091 | -0.00075317 | -0.00079524 | -0.00083537 | -0.00087363 | -0.00091008 | -0.00094477 | -0.00097775 | -0.0010091 | -0.0010388 | -0.001067 | -0.0010937 | -0.0011189 | -0.0011427 | -0.0011652 | -0.0011863
[10 empty] | 0 | -0.00037622 | -0.0003615 | -0.00034721 | -0.00033359 | -0.00031989 | -0.00043224 | -0.00049827 | -0.00053368 | -0.00062334 | -0.0005977 | -0.00061464 | -0.00064468 | -0.0006732 | -0.00074381 | -0.00077009 | -0.00078421 | -0.00081145 | -0.00081353 | -0.00084414 | -0.00087326 | -0.00089452 | -0.00092362 | -0.00093256 | -0.00094401 | -0.0009617 | -0.00097344 | -0.00099451
[10 empty] | 0 | 0 | 0 | 0 | 0 | 0 | 0 | 0 | 0 | 0 | 0 | 0 | 0 | 0 | 0 | 0 | 0 | 0 | 0 | 0 | 0 | 0 | 0 | 0 | 0 | 0 | 0 | 0
[10 empty] | 0 | 0 | 0 | 0 | 0 | 0 | 0 | 0 | 0 | 0 | 0 | 0 | 0 | 0 | 0 | 0 | 0 | 0 | 0 | 0 | 0 | 0 | 0 | 0 | 0 | 0 | 0 | 0
[10 empty] | 0 | 0 | 0 | 0 | 0 | 0 | 0 | 0 | 0 | 0 | 0 | 0 | 0 | 0 | 0 | 0 | 0 | 0 | 0 | 0 | 0 | 0 | 0 | 0 | 0 | 0 | 0 | 0
[10 empty] | 0 | 0 | 0 | 0 | 0 | 0 | 0 | 0 | 0 | 0 | 0 | 0 | 0 | 0 | 0 | 0 | 0 | 0 | 0 | 0 | 0 | 0 | 0 | 0 | 0 | 0 | 0 | 0
[10 empty] | 0 | -4.386e-05 | -0.00010612 | -0.00019269 | -0.00030864 | -0.00046023 | -0.00066521 | -0.00090932 | -0.0012458 | -0.0016732 | -0.0022068 | -0.0028507 | -0.0036371 | -0.0044968 | -0.005589 | -0.0068531 | -0.0083091 | -0.0099863 | -0.011905 | -0.014022 | -0.01657 | -0.019657 | -0.023385 | -0.027793 | -0.033004 | -0.039124 | -0.046305 | -0.054722
[10 empty] | 0 | -6.589e-06 | -1.5942e-05 | -2.8947e-05 | -4.6367e-05 | -6.9139e-05 | -9.9934e-05 | -0.00013661 | -0.00018715 | -0.00025135 | -0.00033152 | -0.00042826 | -0.00054639 | -0.00067555 | -0.00083963 | -0.0010295 | -0.0012483 | -0.0015002 | -0.0017885 | -0.0021064 | -0.0024893 | -0.002953 | -0.0035131 | -0.0041753 | -0.0049582 | -0.0058776 | -0.0069563 | -0.0082208
[10 empty] | 0 | -8.5606e-06 | -2.0712e-05 | -3.7609e-05 | -6.0241e-05 | -8.9827e-05 | -0.00012984 | -0.00017748 | -0.00024315 | -0.00032656 | -0.00043071 | -0.0005564 | -0.00070988 | -0.00087769 | -0.0010909 | -0.0013376 | -0.0016218 | -0.0019491 | -0.0023237 | -0.0027367 | -0.0032341 | -0.0038366 | -0.0045643 | -0.0054246 | -0.0064417 | -0.0076362 | -0.0090377 | -0.010681
[10 empty] | 0 | -4.386e-05 | -6.226e-05 | -8.6568e-05 | -0.00011596 | -0.00015158 | -0.00020498 | -0.00024411 | -0.00033644 | -0.00042739 | -0.00054239 | -0.00066341 | -0.00081925 | -0.00090928 | -0.0011621 | -0.0013725 | -0.0015964 | -0.0018631 | -0.002161 | -0.0024277 | -0.0029443 | -0.0035774 | -0.0043271 | -0.0051432 | -0.0061038 | -0.0071853 | -0.0084463 | -0.0098858
[10 empty] | 0 | -0.00081923 | -0.0016381 | -0.0024567 | -0.0032755 | -0.0040935 | -0.0049111 | -0.0057283 | -0.0065453 | -0.0073619 | -0.0081783 | -0.0089943 | -0.0098099 | -0.010625 | -0.01144 | -0.012255 | -0.013069 | -0.013884 | -0.014697 | -0.015511 | -0.016324 | -0.017137 | -0.017949 | -0.018761 | -0.019573 | -0.020385 | -0.021196 | -0.022007
[10 empty] | 0 | -0.00012307 | -0.00024609 | -0.00036907 | -0.00049208 | -0.00061495 | -0.00073778 | -0.00086056 | -0.00098329 | -0.001106 | -0.0012286 | -0.0013512 | -0.0014737 | -0.0015962 | -0.0017187 | -0.0018411 | -0.0019634 | -0.0020857 | -0.0022079 | -0.0023302 | -0.0024523 | -0.0025744 | -0.0026965 | -0.0028185 | -0.0029405 | -0.0030624 | -0.0031842 | -0.0033061
[10 empty] | 0 | -0.0001599 | -0.00031973 | -0.0004795 | -0.00063931 | -0.00079895 | -0.00095853 | -0.001118 | -0.0012775 | -0.0014369 | -0.0015962 | -0.0017555 | -0.0019147 | -0.0020738 | -0.0022329 | -0.0023919 | -0.0025509 | -0.0027098 | -0.0028686 | -0.0030274 | -0.0031861 | -0.0033447 | -0.0035033 | -0.0036618 | -0.0038203 | -0.0039787 | -0.004137 | -0.0042953
[10 empty] | 0 | -0.00081923 | -0.0008189 | -0.00081858 | -0.00081881 | -0.00081793 | -0.00081761 | -0.00081728 | -0.00081696 | -0.00081664 | -0.00081632 | -0.00093303 | -0.001033 | -0.0011186 | -0.0011919 | -0.0012546 | -0.0013082 | -0.0013541 | -0.0016321 | -0.0016314 | -0.0016308 | -0.001647 | -0.0016748 | -0.001711 | -0.0017525 | -0.0017969 | -0.0018426 | -0.0018883
[10 empty] | 0 | -0.00066498 | -0.0013297 | -0.0019941 | -0.0026588 | -0.0033227 | -0.0039864 | -0.0046498 | -0.0053129 | -0.0059758 | -0.0066384 | -0.0073007 | -0.0079628 | -0.0086247 | -0.0092862 | -0.0099475 | -0.010609 | -0.011269 | -0.01193 | -0.01259 | -0.01325 | -0.01391 | -0.01457 | -0.015229 | -0.015888 | -0.016547 | -0.017205 | -0.017863
[10 empty] | 0 | -9.9898e-05 | -0.00019976 | -0.00029958 | -0.00039942 | -0.00049916 | -0.00059886 | -0.00069852 | -0.00079814 | -0.00089773 | -0.00099727 | -0.0010968 | -0.0011962 | -0.0012957 | -0.0013951 | -0.0014944 | -0.0015937 | -0.001693 | -0.0017922 | -0.0018914 | -0.0019906 | -0.0020897 | -0.0021888 | -0.0022878 | -0.0023868 | -0.0024858 | -0.0025847 | -0.0026836
[10 empty] | 0 | -0.00012979 | -0.00025953 | -0.00038921 | -0.00051893 | -0.00064852 | -0.00077805 | -0.00090753 | -0.001037 | -0.0011663 | -0.0012957 | -0.0014249 | -0.0015542 | -0.0016833 | -0.0018125 | -0.0019415 | -0.0020706 | -0.0021995 | -0.0023285 | -0.0024573 | -0.0025862 | -0.0027149 | -0.0028437 | -0.0029723 | -0.003101 | -0.0032295 | -0.0033581 | -0.0034865
[10 empty] | 0 | -0.00066498 | -0.00066471 | -0.00066445 | -0.00066464 | -0.00066392 | -0.00066366 | -0.0006634 | -0.00075813 | -0.00083926 | -0.00090872 | -0.00096825 | -0.0010191 | -0.0010627 | -0.0010999 | -0.0013391 | -0.0013618 | -0.0013912 | -0.001425 | -0.0014609 | -0.001498 | -0.0015351 | -0.0016287 | -0.0017082 | -0.0017771 | -0.001838 | -0.0018928 | -0.0019429
[10 empty] | 0 | -5.1185e-05 | -0.00010235 | -0.00015349 | -0.00020465 | -0.00025576 | -0.00030684 | -0.0003579 | -0.00040895 | -0.00045997 | -0.00051097 | -0.00056196 | -0.00061292 | -0.00066386 | -0.00071478 | -0.00076569 | -0.00081657 | -0.00086743 | -0.00091828 | -0.0009691 | -0.0010199 | -0.0010707 | -0.0011215 | -0.0011722 | -0.0012229 | -0.0012736 | -0.0013243 | -0.001375
[10 empty] | 0 | -7.6894e-06 | -1.5376e-05 | -2.3059e-05 | -3.0745e-05 | -3.8422e-05 | -4.6096e-05 | -5.3767e-05 | -6.1435e-05 | -6.91e-05 | -7.6762e-05 | -8.4421e-05 | -9.2077e-05 | -9.9731e-05 | -0.00010738 | -0.00011503 | -0.00012267 | -0.00013031 | -0.00013795 | -0.00014559 | -0.00015322 | -0.00016085 | -0.00016847 | -0.0001761 | -0.00018372 | -0.00019133 | -0.00019895 | -0.00020656
[10 empty] | 0 | -9.9902e-06 | -1.9976e-05 | -2.9959e-05 | -3.9944e-05 | -4.9918e-05 | -5.9888e-05 | -6.9855e-05 | -7.9817e-05 | -8.9776e-05 | -9.9731e-05 | -0.00010968 | -0.00011963 | -0.00012957 | -0.00013951 | -0.00014945 | -0.00015938 | -0.0001693 | -0.00017923 | -0.00018915 | -0.00019906 | -0.00020898 | -0.00021888 | -0.00022879 | -0.00023869 | -0.00024858 | -0.00025848 | -0.00026837
[10 empty] | 0 | -5.1185e-05 | -5.1165e-05 | -5.1144e-05 | -5.1159e-05 | -6.1341e-05 | -6.9506e-05 | -7.603e-05 | -8.1248e-05 | -8.7455e-05 | -0.00010747 | -0.00011136 | -0.00011551 | -0.00012007 | -0.00013039 | -0.00013889 | -0.00014608 | -0.0001524 | -0.00015978 | -0.000171 | -0.00017718 | -0.00018345 | -0.00019005 | -0.00019908 | -0.00020706 | -0.00021435 | -0.00022127 | -0.00022888
[10 empty] | 0 | -0.001423 | -0.0029307 | -0.011169 | -0.019889 | -0.029104 | -0.038838 | -0.049117 | -0.059962 | -0.072245 | -0.085921 | -0.10001 | -0.11457 | -0.12966 | -0.14534 | -0.16166 | -0.18038 | -0.1997 | -0.21774 | -0.23669 | -0.25657 | -0.27743 | -0.2993 | -0.32223 | -0.34626 | -0.37143 | -0.3978 | -0.42541
[10 empty] | 0 | -0.00021377 | -0.00044027 | -0.0016778 | -0.0029879 | -0.0043722 | -0.0058346 | -0.0073787 | -0.009008 | -0.010853 | -0.012908 | -0.015024 | -0.017212 | -0.019479 | -0.021834 | -0.024285 | -0.027098 | -0.03 | -0.032711 | -0.035558 | -0.038544 | -0.041677 | -0.044963 | -0.048407 | -0.052017 | -0.055799 | -0.059761 | -0.063908
[10 empty] | 0 | -0.00027773 | -0.00057201 | -0.0021799 | -0.003882 | -0.0056804 | -0.0075804 | -0.0095865 | -0.011703 | -0.014101 | -0.01677 | -0.01952 | -0.022362 | -0.025308 | -0.028367 | -0.031552 | -0.035206 | -0.038977 | -0.042499 | -0.046197 | -0.050077 | -0.054148 | -0.058417 | -0.062892 | -0.067582 | -0.072495 | -0.077642 | -0.08303
[10 empty] | 0 | -0.001423 | -0.0015078 | -0.0082379 | -0.0087208 | -0.0092142 | -0.0097348 | -0.010278 | -0.010845 | -0.012486 | -0.014066 | -0.015599 | -0.017103 | -0.018587 | -0.020063 | -0.021541 | -0.02517 | -0.02665 | -0.028302 | -0.030105 | -0.032033 | -0.034079 | -0.03623 | -0.038478 | -0.041431 | -0.044359 | -0.047301 | -0.050291
[10 empty] | 0 | -0.00023499 | -0.00047239 | -0.00071222 | -0.00095466 | -0.0011994 | -0.0014466 | -0.0016964 | -0.0019487 | -0.0022035 | -0.0024609 | -0.0027208 | -0.0029834 | -0.0032486 | -0.0035164 | -0.0037869 | -0.0040601 | -0.004336 | -0.0046147 | -0.004896 | -0.0051802 | -0.0054671 | -0.0057569 | -0.0060495 | -0.0063449 | -0.0066432 | -0.0069444 | -0.0072485
[10 empty] | 0 | -3.5302e-05 | -7.0966e-05 | -0.00010699 | -0.00014342 | -0.00018018 | -0.00021733 | -0.00025485 | -0.00029274 | -0.00033102 | -0.00036969 | -0.00040874 | -0.00044819 | -0.00048803 | -0.00052827 | -0.00056891 | -0.00060995 | -0.00065139 | -0.00069325 | -0.00073552 | -0.00077821 | -0.00082132 | -0.00086484 | -0.0009088 | -0.00095318 | -0.000998 | -0.0010432 | -0.0010889
[10 empty] | 0 | -4.5864e-05 | -9.2199e-05 | -0.00013901 | -0.00018633 | -0.0002341 | -0.00028235 | -0.0003311 | -0.00038034 | -0.00043007 | -0.00048031 | -0.00053105 | -0.00058229 | -0.00063405 | -0.00068633 | -0.00073913 | -0.00079245 | -0.0008463 | -0.00090068 | -0.0009556 | -0.0010111 | -0.0010671 | -0.0011236 | -0.0011807 | -0.0012384 | -0.0012966 | -0.0013554 | -0.0014148
[10 empty] | 0 | -0.00023499 | -0.0002374 | -0.00023983 | -0.00024244 | -0.00024475 | -0.00024724 | -0.00024974 | -0.00027838 | -0.0003044 | -0.00032811 | -0.00034977 | -0.00036959 | -0.0003878 | -0.00040457 | -0.00042297 | -0.00044254 | -0.00053525 | -0.00054877 | -0.00056332 | -0.00057865 | -0.00059438 | -0.0006108 | -0.0006279 | -0.00066179 | -0.00069295 | -0.00072189 | -0.00074903
[10 empty] | 0 | -5.6853e-05 | -0.00011368 | -0.00017049 | -0.00022731 | -0.00028408 | -0.00034082 | -0.00039753 | -0.00045423 | -0.0005109 | -0.00056755 | -0.00062418 | -0.00068079 | -0.00073737 | -0.00079393 | -0.00085047 | -0.00090699 | -0.00096349 | -0.00102 | -0.0010764 | -0.0011328 | -0.0011892 | -0.0012456 | -0.001302 | -0.0013583 | -0.0014147 | -0.001471 | -0.0015272
[10 empty] | 0 | -8.5409e-06 | -1.7078e-05 | -2.5612e-05 | -3.4149e-05 | -4.2676e-05 | -5.12e-05 | -5.9721e-05 | -6.8238e-05 | -7.6752e-05 | -8.5262e-05 | -9.3769e-05 | -0.00010227 | -0.00011077 | -0.00011927 | -0.00012776 | -0.00013626 | -0.00014474 | -0.00015323 | -0.00016171 | -0.00017018 | -0.00017866 | -0.00018713 | -0.0001956 | -0.00020406 | -0.00021252 | -0.00022098 | -0.00022943
[10 empty] | 0 | -1.1096e-05 | -2.2188e-05 | -3.3276e-05 | -4.4367e-05 | -5.5445e-05 | -6.652e-05 | -7.759e-05 | -8.8656e-05 | -9.9717e-05 | -0.00011077 | -0.00012183 | -0.00013287 | -0.00014392 | -0.00015496 | -0.00016599 | -0.00017702 | -0.00018805 | -0.00019907 | -0.00021009 | -0.00022111 | -0.00023212 | -0.00024312 | -0.00025412 | -0.00026512 | -0.00027611 | -0.0002871 | -0.00029808
[10 empty] | 0 | -5.6853e-05 | -5.683e-05 | -5.6807e-05 | -5.6824e-05 | -5.6763e-05 | -5.674e-05 | -5.6718e-05 | -5.6695e-05 | -5.6673e-05 | -5.6651e-05 | -5.6628e-05 | -5.6606e-05 | -5.6584e-05 | -5.6562e-05 | -5.654e-05 | -5.6518e-05 | -6.1664e-05 | -6.6338e-05 | -7.0584e-05 | -7.4443e-05 | -7.7944e-05 | -8.1122e-05 | -8.4008e-05 | -8.6627e-05 | -8.9004e-05 | -9.1161e-05 | -9.3118e-05
[10 empty] | 0 | 0 | 0 | 0 | 0 | 0 | 0 | 0 | 0 | 0 | 0 | 0 | 0 | 0 | 0 | 0 | 0 | 0 | 0 | 0 | 0 | 0 | 0 | 0 | 0 | 0 | 0 | 0
[10 empty] | 0 | 0 | 0 | 0 | 0 | 0 | 0 | 0 | 0 | 0 | 0 | 0 | 0 | 0 | 0 | 0 | 0 | 0 | 0 | 0 | 0 | 0 | 0 | 0 | 0 | 0 | 0 | 0
[10 empty] | 0 | 0 | 0 | 0 | 0 | 0 | 0 | 0 | 0 | 0 | 0 | 0 | 0 | 0 | 0 | 0 | 0 | 0 | 0 | 0 | 0 | 0 | 0 | 0 | 0 | 0 | 0 | 0
[10 empty] | 0 | 0 | 0 | 0 | 0 | 0 | 0 | 0 | 0 | 0 | 0 | 0 | 0 | 0 | 0 | 0 | 0 | 0 | 0 | 0 | 0 | 0 | 0 | 0 | 0 | 0 | 0 | 0
[10 empty] | 0 | 0 | 0 | 0 | 0 | 0 | 0 | 0 | 0 | 0 | 0 | 0 | 0 | 0 | 0 | 0 | 0 | 0 | 0 | 0 | 0 | 0 | 0 | 0 | 0 | 0 | 0 | 0
[10 empty] | 0 | 0 | 0 | 0 | 0 | 0 | 0 | 0 | 0 | 0 | 0 | 0 | 0 | 0 | 0 | 0 | 0 | 0 | 0 | 0 | 0 | 0 | 0 | 0 | 0 | 0 | 0 | 0
[10 empty] | 0 | 0 | 0 | 0 | 0 | 0 | 0 | 0 | 0 | 0 | 0 | 0 | 0 | 0 | 0 | 0 | 0 | 0 | 0 | 0 | 0 | 0 | 0 | 0 | 0 | 0 | 0 | 0
[10 empty] | 0 | 0 | 0 | 0 | 0 | 0 | 0 | 0 | 0 | 0 | 0 | 0 | 0 | 0 | 0 | 0 | 0 | 0 | 0 | 0 | 0 | 0 | 0 | 0 | 0 | 0 | 0 | 0
[10 empty] | 0 | 0 | 0 | 0 | 0 | 0 | 0 | 0 | 0 | 0 | 0 | 0 | 0 | 0 | 0 | 0 | 0 | 0 | 0 | 0 | 0 | 0 | 0 | 0 | 0 | 0 | 0 | 0
[10 empty] | 0 | 0 | 0 | 0 | 0 | 0 | 0 | 0 | 0 | 0 | 0 | 0 | 0 | 0 | 0 | 0 | 0 | 0 | 0 | 0 | 0 | 0 | 0 | 0 | 0 | 0 | 0 | 0
[10 empty] | 0 | 0 | 0 | 0 | 0 | 0 | 0 | 0 | 0 | 0 | 0 | 0 | 0 | 0 | 0 | 0 | 0 | 0 | 0 | 0 | 0 | 0 | 0 | 0 | 0 | 0 | 0 | 0
[10 empty] | 0 | 0 | 0 | 0 | 0 | 0 | 0 | 0 | 0 | 0 | 0 | 0 | 0 | 0 | 0 | 0 | 0 | 0 | 0 | 0 | 0 | 0 | 0 | 0 | 0 | 0 | 0 | 0
[10 empty] | 0 | 0 | 0 | 0 | 0 | 0 | 0 | 0 | 0 | 0 | 0 | 0 | 0 | 0 | 0 | 0 | 0 | 0 | 0 | 0 | 0 | 0 | 0 | 0 | 0 | 0 | 0 | 0
[10 empty] | 0 | 0 | 0 | 0 | 0 | 0 | 0 | 0 | 0 | 0 | 0 | 0 | 0 | 0 | 0 | 0 | 0 | 0 | 0 | 0 | 0 | 0 | 0 | 0 | 0 | 0 | 0 | 0
[10 empty] | 0 | 0 | 0 | 0 | 0 | 0 | 0 | 0 | 0 | 0 | 0 | 0 | 0 | 0 | 0 | 0 | 0 | 0 | 0 | 0 | 0 | 0 | 0 | 0 | 0 | 0 | 0 | 0
[10 empty] | 0 | 0 | 0 | 0 | 0 | 0 | 0 | 0 | 0 | 0 | 0 | 0 | 0 | 0 | 0 | 0 | 0 | 0 | 0 | 0 | 0 | 0 | 0 | 0 | 0 | 0 | 0 | 0
[10 empty] | 0 | 0 | 0 | 0 | 0 | 0 | 0 | 0 | 0 | 0 | 0 | 0 | 0 | 0 | 0 | 0 | 0 | 0 | 0 | 0 | 0 | 0 | 0 | 0 | 0 | 0 | 0 | 0
[10 empty] | 0 | 0 | 0 | 0 | 0 | 0 | 0 | 0 | 0 | 0 | 0 | 0 | 0 | 0 | 0 | 0 | 0 | 0 | 0 | 0 | 0 | 0 | 0 | 0 | 0 | 0 | 0 | 0
[10 empty] | 0 | 0 | 0 | 0 | 0 | 0 | 0 | 0 | 0 | 0 | 0 | 0 | 0 | 0 | 0 | 0 | 0 | 0 | 0 | 0 | 0 | 0 | 0 | 0 | 0 | 0 | 0 | 0
[10 empty] | 0 | 0 | 0 | 0 | 0 | 0 | 0 | 0 | 0 | 0 | 0 | 0 | 0 | 0 | 0 | 0 | 0 | 0 | 0 | 0 | 0 | 0 | 0 | 0 | 0 | 0 | 0 | 0
[10 empty] | 0 | 0 | 0 | 0 | 0 | 0 | 0 | 0 | 0 | 0 | 0 | 0 | 0 | 0 | 0 | 0 | 0 | 0 | 0 | 0 | 0 | 0 | 0 | 0 | 0 | 0 | 0 | 0
[10 empty] | 0 | 0 | 0 | 0 | 0 | 0 | 0 | 0 | 0 | 0 | 0 | 0 | 0 | 0 | 0 | 0 | 0 | 0 | 0 | 0 | 0 | 0 | 0 | 0 | 0 | 0 | 0 | 0
[10 empty] | 0 | 0 | 0 | 0 | 0 | 0 | 0 | 0 | 0 | 0 | 0 | 0 | 0 | 0 | 0 | 0 | 0 | 0 | 0 | 0 | 0 | 0 | 0 | 0 | 0 | 0 | 0 | 0
[10 empty] | 0 | 0 | 0 | 0 | 0 | 0 | 0 | 0 | 0 | 0 | 0 | 0 | 0 | 0 | 0 | 0 | 0 | 0 | 0 | 0 | 0 | 0 | 0 | 0 | 0 | 0 | 0 | 0
[10 empty] | 0 | 0 | 0 | 0 | 0 | 0 | 0 | 0 | 0 | 0 | 0 | 0 | 0 | 0 | 0 | 0 | 0 | 0 | 0 | 0 | 0 | 0 | 0 | 0 | 0 | 0 | 0 | 0
[10 empty] | 0 | 0 | 0 | 0 | 0 | 0 | 0 | 0 | 0 | 0 | 0 | 0 | 0 | 0 | 0 | 0 | 0 | 0 | 0 | 0 | 0 | 0 | 0 | 0 | 0 | 0 | 0 | 0
[10 empty] | 0 | 0 | 0 | 0 | 0 | 0 | 0 | 0 | 0 | 0 | 0 | 0 | 0 | 0 | 0 | 0 | 0 | 0 | 0 | 0 | 0 | 0 | 0 | 0 | 0 | 0 | 0 | 0
[10 empty] | 0 | 0 | 0 | 0 | 0 | 0 | 0 | 0 | 0 | 0 | 0 | 0 | 0 | 0 | 0 | 0 | 0 | 0 | 0 | 0 | 0 | 0 | 0 | 0 | 0 | 0 | 0 | 0
[10 empty] | 0 | 0 | 0 | 0 | 0 | 0 | 0 | 0 | 0 | 0 | 0 | 0 | 0 | 0 | 0 | 0 | 0 | 0 | 0 | 0 | 0 | 0 | 0 | 0 | 0 | 0 | 0 | 0
[10 empty] | 0 | 0 | 0 | 0 | 0 | 0 | 0 | 0 | 0 | 0 | 0 | 0 | 0 | 0 | 0 | 0 | 0 | 0 | 0 | 0 | 0 | 0 | 0 | 0 | 0 | 0 | 0 | 0
[10 empty] | 0 | 0 | 0 | 0 | 0 | 0 | 0 | 0 | 0 | 0 | 0 | 0 | 0 | 0 | 0 | 0 | 0 | 0 | 0 | 0 | 0 | 0 | 0 | 0 | 0 | 0 | 0 | 0
[10 empty] | 0 | 0 | 0 | 0 | 0 | 0 | 0 | 0 | 0 | 0 | 0 | 0 | 0 | 0 | 0 | 0 | 0 | 0 | 0 | 0 | 0 | 0 | 0 | 0 | 0 | 0 | 0 | 0
[10 empty] | 0 | 0 | 0 | 0 | 0 | 0 | 0 | 0 | 0 | 0 | 0 | 0 | 0 | 0 | 0 | 0 | 0 | 0 | 0 | 0 | 0 | 0 | 0 | 0 | 0 | 0 | 0 | 0
[10 empty] | 0 | 0 | 0 | 0 | 0 | 0 | 0 | 0 | 0 | 0 | 0 | 0 | 0 | 0 | 0 | 0 | 0 | 0 | 0 | 0 | 0 | 0 | 0 | 0 | 0 | 0 | 0 | 0
[10 empty] | 0 | 0 | 0 | 0 | 0 | 0 | 0 | 0 | 0 | 0 | 0 | 0 | 0 | 0 | 0 | 0 | 0 | 0 | 0 | 0 | 0 | 0 | 0 | 0 | 0 | 0 | 0 | 0
[10 empty] | 0 | 0 | 0 | 0 | 0 | 0 | 0 | 0 | 0 | 0 | 0 | 0 | 0 | 0 | 0 | 0 | 0 | 0 | 0 | 0 | 0 | 0 | 0 | 0 | 0 | 0 | 0 | 0
[10 empty] | 0 | -0.00014158 | -0.00069733 | -0.0013581 | -0.002202 | -0.0037728 | -0.0053591 | -0.0071026 | -0.0091112 | -0.011405 | -0.014047 | -0.016935 | -0.020217 | -0.023865 | -0.027949 | -0.032241 | -0.036975 | -0.042069 | -0.047615 | -0.053247 | -0.059338 | -0.065749 | -0.072684 | -0.079613 | -0.087125 | -0.095069 | -0.10361 | -0.11197
[10 empty] | 0 | 0 | 0 | 0 | 0 | 0 | 0 | 0 | 0 | 0 | 0 | 0 | 0 | 0 | 0 | 0 | 0 | 0 | 0 | 0 | 0 | 0 | 0 | 0 | 0 | 0 | 0 | 0
[10 empty] | 0 | 0 | 0 | 0 | 0 | 0 | 0 | 0 | 0 | 0 | 0 | 0 | 0 | 0 | 0 | 0 | 0 | 0 | 0 | 0 | 0 | 0 | 0 | 0 | 0 | 0 | 0 | 0
[10 empty] | 0 | -0.00014158 | -0.00055575 | -0.00066076 | -0.0008439 | -0.0015708 | -0.0015864 | -0.0017435 | -0.0020086 | -0.0022941 | -0.0026413 | -0.0028886 | -0.0032821 | -0.0036481 | -0.0040834 | -0.004292 | -0.0047339 | -0.0050945 | -0.0055462 | -0.0056319 | -0.006091 | -0.0064106 | -0.0069479 | -0.006991 | -0.0076285 | -0.0081275 | -0.0088494 | -0.0087861
[10 empty] | 0 | -0.0019686 | -0.0040434 | -0.0061582 | -0.0083332 | -0.0134 | -0.018571 | -0.023845 | -0.02922 | -0.034879 | -0.040792 | -0.047182 | -0.053991 | -0.061176 | -0.068156 | -0.074976 | -0.081681 | -0.08831 | -0.094492 | -0.1003 | -0.10581 | -0.11186 | -0.11759 | -0.12309 | -0.12839 | -0.1327 | -0.13698 | -0.14127
[10 empty] | 0 | -0.00077159 | -0.0015848 | -0.0024137 | -0.0032661 | -0.0052522 | -0.0072787 | -0.0093457 | -0.011452 | -0.013671 | -0.015988 | -0.018493 | -0.021162 | -0.023977 | -0.026713 | -0.029386 | -0.032014 | -0.034613 | -0.037036 | -0.039313 | -0.04147 | -0.043841 | -0.04609 | -0.048245 | -0.05032 | -0.052009 | -0.05369 | -0.055368
[10 empty] | 0 | -0.00053781 | -0.0011046 | -0.0016824 | -0.0022765 | -0.0036609 | -0.0050733 | -0.0065141 | -0.0079825 | -0.0095285 | -0.011144 | -0.012889 | -0.01475 | -0.016712 | -0.01862 | -0.020483 | -0.022314 | -0.024125 | -0.025814 | -0.027402 | -0.028905 | -0.030558 | -0.032125 | -0.033627 | -0.035074 | -0.036251 | -0.037422 | -0.038592
[10 empty] | 0 | -0.0019686 | -0.0020748 | -0.0021148 | -0.0021749 | -0.0050673 | -0.0051704 | -0.0052738 | -0.005375 | -0.0056592 | -0.0059137 | -0.0063891 | -0.0068096 | -0.0071843 | -0.0072619 | -0.0073568 | -0.0074685 | -0.0075936 | -0.0077326 | -0.0078792 | -0.0080276 | -0.009556 | -0.0095838 | -0.0096485 | -0.0097845 | -0.0099726 | -0.010199 | -0.010416
[10 empty] | 0 | -0.0074467 | -0.014205 | -0.019471 | -0.023744 | -0.028016 | -0.032282 | -0.037392 | -0.043062 | -0.049097 | -0.053616 | -0.056618 | -0.05971 | -0.062632 | -0.064436 | -0.065819 | -0.066986 | -0.068079 | -0.069145 | -0.07028 | -0.07144 | -0.072212 | -0.074121 | -0.075743 | -0.076868 | -0.077944 | -0.078899 | -0.079818
[10 empty] | 0 | -0.0029187 | -0.0055675 | -0.0076314 | -0.0093064 | -0.010981 | -0.012653 | -0.014655 | -0.016878 | -0.019243 | -0.021015 | -0.022191 | -0.023403 | -0.024548 | -0.025255 | -0.025797 | -0.026255 | -0.026683 | -0.027101 | -0.027546 | -0.028001 | -0.028303 | -0.029051 | -0.029687 | -0.030128 | -0.03055 | -0.030924 | -0.031284
[10 empty] | 0 | -0.0020344 | -0.0038806 | -0.0053191 | -0.0064867 | -0.0076536 | -0.0088192 | -0.010215 | -0.011764 | -0.013413 | -0.014647 | -0.015467 | -0.016312 | -0.01711 | -0.017603 | -0.017981 | -0.0183 | -0.018598 | -0.01889 | -0.0192 | -0.019517 | -0.019728 | -0.020249 | -0.020692 | -0.020999 | -0.021293 | -0.021554 | -0.021805
[10 empty] | 0 | -0.0074467 | -0.00677 | -0.0052884 | -0.0043049 | -0.0043093 | -0.0043115 | -0.005161 | -0.0057301 | -0.006104 | -0.0070445 | -0.0069401 | -0.0074849 | -0.0087381 | -0.0070001 | -0.0060082 | -0.00579 | -0.006091 | -0.0064383 | -0.0072296 | -0.0076472 | -0.0076627 | -0.00959 | -0.0090585 | -0.0081982 | -0.007974 | -0.007257 | -0.0070819
[10 empty] | 0 | -0.092934 | -0.18715 | -0.28155 | -0.3765 | -0.48334 | -0.59076 | -0.69894 | -0.80794 | -0.91759 | -1.0279 | -1.1389 | -1.2507 | -1.3632 | -1.4669 | -1.5629 | -1.6526 | -1.7368 | -1.8151 | -1.8882 | -1.957 | -2.0267 | -2.0925 | -2.155 | -2.2148 | -2.2689 | -2.3216 | -2.373
[10 empty] | 0 | -0.036425 | -0.073352 | -0.11035 | -0.14757 | -0.18944 | -0.23155 | -0.27394 | -0.31667 | -0.35965 | -0.40288 | -0.4464 | -0.4902 | -0.53431 | -0.57495 | -0.61258 | -0.64771 | -0.68074 | -0.71141 | -0.74008 | -0.76704 | -0.79437 | -0.82014 | -0.84465 | -0.86807 | -0.88929 | -0.90993 | -0.93007
[10 empty] | 0 | -0.025389 | -0.051127 | -0.076916 | -0.10286 | -0.13204 | -0.16139 | -0.19094 | -0.22072 | -0.25068 | -0.28081 | -0.31114 | -0.34168 | -0.37242 | -0.40075 | -0.42698 | -0.45146 | -0.47448 | -0.49586 | -0.51585 | -0.53463 | -0.55369 | -0.57165 | -0.58873 | -0.60506 | -0.61984 | -0.63423 | -0.64827
[10 empty] | 0 | -0.092934 | -0.094215 | -0.094399 | -0.094956 | -0.10684 | -0.10742 | -0.10818 | -0.109 | -0.10965 | -0.11031 | -0.11103 | -0.11177 | -0.11255 | -0.11695 | -0.12086 | -0.12441 | -0.12764 | -0.13068 | -0.13346 | -0.13591 | -0.16993 | -0.16766 | -0.16571 | -0.16421 | -0.16309 | -0.1623 | -0.16231
[10 empty] | 0 | 0 | 0 | 0 | 0 | 0 | 0 | 0 | 0 | 0 | 0 | 0 | 0 | 0 | 0 | 0 | 0 | 0 | 0 | 0 | 0 | 0 | 0 | 0 | 0 | 0 | 0 | 0
[10 empty] | 0 | 0 | 0 | 0 | 0 | 0 | 0 | 0 | 0 | 0 | 0 | 0 | 0 | 0 | 0 | 0 | 0 | 0 | 0 | 0 | 0 | 0 | 0 | 0 | 0 | 0 | 0 | 0
[10 empty] | 0 | 0 | 0 | 0 | 0 | 0 | 0 | 0 | 0 | 0 | 0 | 0 | 0 | 0 | 0 | 0 | 0 | 0 | 0 | 0 | 0 | 0 | 0 | 0 | 0 | 0 | 0 | 0
[10 empty] | 0 | 0 | 0 | 0 | 0 | 0 | 0 | 0 | 0 | 0 | 0 | 0 | 0 | 0 | 0 | 0 | 0 | 0 | 0 | 0 | 0 | 0 | 0 | 0 | 0 | 0 | 0 | 0
[10 empty] | 0 | -0.077803 | -0.15796 | -0.24017 | -0.32406 | -0.4094 | -0.49599 | -0.58366 | -0.67225 | -0.76038 | -0.84806 | -0.93925 | -1.0335 | -1.1304 | -1.223 | -1.3119 | -1.3908 | -1.4609 | -1.5231 | -1.5781 | -1.6269 | -1.6701 | -1.7081 | -1.7602 | -1.8071 | -1.8307 | -1.8517 | -1.8698
[10 empty] | 0 | -0.016019 | -0.032523 | -0.04945 | -0.066722 | -0.084293 | -0.10212 | -0.12017 | -0.13841 | -0.15656 | -0.17461 | -0.19339 | -0.21279 | -0.23275 | -0.25181 | -0.27011 | -0.28636 | -0.30079 | -0.31359 | -0.32493 | -0.33497 | -0.34386 | -0.35169 | -0.36242 | -0.37207 | -0.37693 | -0.38126 | -0.38497
[10 empty] | 0 | -0.021596 | -0.043846 | -0.066665 | -0.08995 | -0.11364 | -0.13767 | -0.16201 | -0.1866 | -0.21106 | -0.2354 | -0.26071 | -0.28687 | -0.31378 | -0.33947 | -0.36414 | -0.38605 | -0.40551 | -0.42276 | -0.43805 | -0.45159 | -0.46357 | -0.47412 | -0.48859 | -0.50159 | -0.50815 | -0.51398 | -0.51899
[10 empty] | 0 | -0.077803 | -0.080282 | -0.082464 | -0.084271 | -0.085857 | -0.087247 | -0.088463 | -0.089525 | -0.089202 | -0.0889 | -0.092543 | -0.095753 | -0.098581 | -0.095954 | -0.093893 | -0.0923 | -0.091084 | -0.090177 | -0.089524 | -0.089076 | -0.088794 | -0.088509 | -0.11135 | -0.10967 | -0.10843 | -0.10753 | -0.10639
[10 empty] | 0 | -0.0071617 | -0.014313 | -0.021452 | -0.028568 | -0.03566 | -0.042728 | -0.049773 | -0.056795 | -0.063679 | -0.070442 | -0.07746 | -0.084693 | -0.092106 | -0.09923 | -0.10611 | -0.11214 | -0.11743 | -0.12207 | -0.12612 | -0.12967 | -0.13441 | -0.13851 | -0.14204 | -0.1451 | -0.14608 | -0.14694 | -0.14763
[10 empty] | 0 | -0.0014746 | -0.002947 | -0.0044169 | -0.005882 | -0.0073421 | -0.0087975 | -0.010248 | -0.011694 | -0.013111 | -0.014504 | -0.015949 | -0.017438 | -0.018964 | -0.020431 | -0.021847 | -0.023089 | -0.024178 | -0.025133 | -0.025968 | -0.026699 | -0.027675 | -0.028519 | -0.029245 | -0.029876 | -0.030078 | -0.030253 | -0.030396
[10 empty] | 0 | -0.0019879 | -0.0039729 | -0.0059546 | -0.0079297 | -0.0098982 | -0.01186 | -0.013816 | -0.015765 | -0.017676 | -0.019553 | -0.021501 | -0.023509 | -0.025566 | -0.027544 | -0.029452 | -0.031127 | -0.032595 | -0.033882 | -0.035008 | -0.035994 | -0.03731 | -0.038447 | -0.039426 | -0.040277 | -0.040549 | -0.040786 | -0.040978
[10 empty] | 0 | -0.0071617 | -0.0071628 | -0.0071622 | -0.0071498 | -0.0071375 | -0.0071254 | -0.0071134 | -0.0071015 | -0.0069749 | -0.0068651 | -0.0071311 | -0.0073568 | -0.0075479 | -0.0074613 | -0.0073873 | -0.0073239 | -0.007268 | -0.0072184 | -0.0071742 | -0.0071347 | -0.0091201 | -0.0087842 | -0.0084809 | -0.0082551 | -0.0080936 | -0.0079821 | -0.0078746
[10 empty] | 0 | -0.4098 | -0.92948 | -1.4475 | -2.0111 | -2.5674 | -3.1183 | -3.7025 | -4.1789 | -4.5913 | -4.9501 | -5.2611 | -5.5342 | -5.7704 | -5.9726 | -6.1455 | -6.2938 | -6.4206 | -6.5239 | -6.6079 | -6.6757 | -6.7312 | -6.7766 | -6.8074 | -6.8322 | -6.8526 | -6.8707 | -6.8877
[10 empty] | 0 | -0.14749 | -0.33452 | -0.52095 | -0.72379 | -0.92401 | -1.1223 | -1.3325 | -1.504 | -1.6524 | -1.7816 | -1.8935 | -1.9918 | -2.0768 | -2.1495 | -2.2118 | -2.2651 | -2.3108 | -2.3479 | -2.3782 | -2.4026 | -2.4225 | -2.4389 | -2.45 | -2.4589 | -2.4662 | -2.4727 | -2.4789
[10 empty] | 0 | -0.19045 | -0.43196 | -0.67269 | -0.93461 | -1.1932 | -1.4492 | -1.7207 | -1.9421 | -2.1337 | -2.3005 | -2.445 | -2.5719 | -2.6817 | -2.7756 | -2.856 | -2.9249 | -2.9838 | -3.0319 | -3.0709 | -3.1024 | -3.1282 | -3.1493 | -3.1636 | -3.1751 | -3.1846 | -3.193 | -3.2009
[10 empty] | 0 | -0.4098 | -0.52033 | -0.5195 | -0.69156 | -0.80553 | -0.88083 | -1.104 | -1.105 | -1.1166 | -1.2165 | -1.2614 | -1.2931 | -1.3572 | -1.3667 | -1.3751 | -1.4146 | -1.4289 | -1.4322 | -1.4536 | -1.4594 | -1.4618 | -1.4747 | -1.4787 | -1.4786 | -1.4851 | -1.4867 | -1.4862
[10 empty] | 0 | -0.0077188 | -0.018048 | -0.028345 | -0.038609 | -0.048839 | -0.059037 | -0.071141 | -0.083206 | -0.095232 | -0.10722 | -0.11917 | -0.13234 | -0.14547 | -0.15855 | -0.1716 | -0.1846 | -0.19756 | -0.21048 | -0.22335 | -0.23469 | -0.24428 | -0.25248 | -0.25956 | -0.26575 | -0.2727 | -0.27774 | -0.28192
[10 empty] | 0 | -0.002778 | -0.0064956 | -0.010201 | -0.013895 | -0.017577 | -0.021247 | -0.025604 | -0.029946 | -0.034274 | -0.038588 | -0.042888 | -0.047629 | -0.052353 | -0.057063 | -0.061758 | -0.066437 | -0.071101 | -0.07575 | -0.080384 | -0.084464 | -0.087916 | -0.090867 | -0.093415 | -0.095642 | -0.098146 | -0.09996 | -0.10146
[10 empty] | 0 | -0.0035871 | -0.0083877 | -0.013173 | -0.017943 | -0.022697 | -0.027436 | -0.033061 | -0.038668 | -0.044257 | -0.049828 | -0.055381 | -0.061502 | -0.067603 | -0.073684 | -0.079746 | -0.085788 | -0.091811 | -0.097814 | -0.1038 | -0.10907 | -0.11352 | -0.11733 | -0.12062 | -0.1235 | -0.12673 | -0.12908 | -0.13102
[10 empty] | 0 | -0.0077188 | -0.010342 | -0.010325 | -0.010309 | -0.010292 | -0.010276 | -0.012198 | -0.012179 | -0.012159 | -0.01214 | -0.01212 | -0.013362 | -0.01334 | -0.013319 | -0.013297 | -0.013276 | -0.013255 | -0.013234 | -0.013213 | -0.013191 | -0.01317 | -0.013149 | -0.013128 | -0.013107 | -0.016517 | -0.015805 | -0.015233
[10 empty] | 0 | -0.16066 | -0.32081 | -0.49946 | -0.69164 | -0.89486 | -1.06 | -1.1937 | -1.3024 | -1.3882 | -1.4508 | -1.4938 | -1.5234 | -1.5418 | -1.5525 | -1.5476 | -1.5419 | -1.5368 | -1.5322 | -1.5282 | -1.5279 | -1.5283 | -1.5299 | -1.5313 | -1.5314 | -1.5308 | -1.5293 | -1.5272
[10 empty] | 0 | -0.057823 | -0.11546 | -0.17975 | -0.24892 | -0.32206 | -0.38148 | -0.42963 | -0.46874 | -0.49962 | -0.52214 | -0.53762 | -0.54827 | -0.5549 | -0.55874 | -0.55699 | -0.55493 | -0.5531 | -0.55142 | -0.55 | -0.54988 | -0.55003 | -0.55061 | -0.5511 | -0.55115 | -0.55094 | -0.55038 | -0.54963
[10 empty] | 0 | -0.074665 | -0.14909 | -0.23211 | -0.32143 | -0.41587 | -0.4926 | -0.55477 | -0.60527 | -0.64515 | -0.67423 | -0.69421 | -0.70797 | -0.71653 | -0.72149 | -0.71923 | -0.71657 | -0.71421 | -0.71204 | -0.71021 | -0.71004 | -0.71024 | -0.71099 | -0.71162 | -0.71169 | -0.71141 | -0.7107 | -0.70972
[10 empty] | 0 | -0.16066 | -0.16041 | -0.21353 | -0.24872 | -0.28971 | -0.30696 | -0.30475 | -0.31686 | -0.31922 | -0.32598 | -0.32656 | -0.32689 | -0.32937 | -0.32841 | -0.32946 | -0.32863 | -0.3279 | -0.32803 | -0.3272 | -0.32709 | -0.32637 | -0.32587 | -0.32547 | -0.32485 | -0.32444 | -0.32385 | -0.32336
[10 empty] | 0 | -0.1936 | -0.45921 | -0.75373 | -1.0429 | -1.3288 | -1.6305 | -1.875 | -2.0836 | -2.2614 | -2.4112 | -2.5377 | -2.6478 | -2.7404 | -2.8184 | -2.8837 | -2.9379 | -2.9828 | -3.0201 | -3.0475 | -3.0701 | -3.0887 | -3.1039 | -3.1161 | -3.1264 | -3.1327 | -3.1384 | -3.143
[10 empty] | 0 | -0.069677 | -0.16527 | -0.27127 | -0.37534 | -0.47825 | -0.58681 | -0.6748 | -0.74987 | -0.81387 | -0.8678 | -0.91333 | -0.95296 | -0.98628 | -1.0143 | -1.0378 | -1.0573 | -1.0735 | -1.0869 | -1.0968 | -1.1049 | -1.1116 | -1.1171 | -1.1215 | -1.1252 | -1.1275 | -1.1295 | -1.1312
[10 empty] | 0 | -0.089973 | -0.21341 | -0.35028 | -0.48467 | -0.61755 | -0.75773 | -0.87135 | -0.96829 | -1.0509 | -1.1206 | -1.1794 | -1.2305 | -1.2736 | -1.3098 | -1.3402 | -1.3653 | -1.3862 | -1.4035 | -1.4163 | -1.4268 | -1.4354 | -1.4425 | -1.4482 | -1.4529 | -1.4559 | -1.4585 | -1.4607
[10 empty] | 0 | -0.1936 | -0.26592 | -0.35399 | -0.41233 | -0.48028 | -0.59694 | -0.61441 | -0.6669 | -0.69096 | -0.72113 | -0.75464 | -0.77185 | -0.79389 | -0.80246 | -0.81459 | -0.82442 | -0.82811 | -0.83571 | -0.83835 | -0.84249 | -0.84498 | -0.84622 | -0.84815 | -0.84848 | -0.8493 | -0.84935 | -0.84919
[10 empty] | 0 | -0.0092022 | -0.018674 | -0.028371 | -0.038472 | -0.049004 | -0.059851 | -0.070988 | -0.082441 | -0.094997 | -0.10853 | -0.123 | -0.13603 | -0.1478 | -0.15849 | -0.16815 | -0.1769 | -0.18485 | -0.19212 | -0.19875 | -0.20476 | -0.21064 | -0.21605 | -0.22098 | -0.22539 | -0.2293 | -0.23278 | -0.23581
[10 empty] | 0 | -0.0019588 | -0.003975 | -0.0060393 | -0.0081894 | -0.010431 | -0.01274 | -0.015111 | -0.017549 | -0.020222 | -0.023103 | -0.026183 | -0.028956 | -0.031463 | -0.033737 | -0.035794 | -0.037657 | -0.039349 | -0.040897 | -0.042307 | -0.043586 | -0.044838 | -0.04599 | -0.04704 | -0.047979 | -0.048811 | -0.049551 | -0.050197
[10 empty] | 0 | -0.0020715 | -0.0042036 | -0.0063866 | -0.0086603 | -0.011031 | -0.013473 | -0.01598 | -0.018558 | -0.021384 | -0.024431 | -0.027689 | -0.030621 | -0.033272 | -0.035677 | -0.037852 | -0.039822 | -0.041612 | -0.043248 | -0.044739 | -0.046093 | -0.047417 | -0.048635 | -0.049745 | -0.050738 | -0.051618 | -0.0524 | -0.053083
[10 empty] | 0 | -0.0092022 | -0.0094863 | -0.0097274 | -0.010146 | -0.010593 | -0.010926 | -0.011233 | -0.011566 | -0.012687 | -0.013688 | -0.014645 | -0.014225 | -0.013921 | -0.013693 | -0.013486 | -0.013343 | -0.013262 | -0.013256 | -0.013244 | -0.013316 | -0.016649 | -0.016702 | -0.016625 | -0.016486 | -0.016306 | -0.016101 | -0.015839
[10 empty] | 0 | -0.015247 | -0.028952 | -0.040886 | -0.05147 | -0.061096 | -0.06993 | -0.078155 | -0.086206 | -0.093951 | -0.10128 | -0.10815 | -0.11374 | -0.12025 | -0.12529 | -0.12914 | -0.13205 | -0.13426 | -0.1359 | -0.13713 | -0.13832 | -0.13728 | -0.13658 | -0.13615 | -0.13585 | -0.13585 | -0.13572 | -0.13552
[10 empty] | 0 | -0.0032456 | -0.0061628 | -0.0087032 | -0.010956 | -0.013005 | -0.014886 | -0.016637 | -0.01835 | -0.019999 | -0.021559 | -0.023021 | -0.024212 | -0.025597 | -0.026671 | -0.027489 | -0.02811 | -0.028579 | -0.028928 | -0.029191 | -0.029443 | -0.029221 | -0.029073 | -0.028981 | -0.028918 | -0.028917 | -0.028891 | -0.028848
[10 empty] | 0 | -0.0034322 | -0.0065172 | -0.0092036 | -0.011586 | -0.013753 | -0.015742 | -0.017593 | -0.019406 | -0.021149 | -0.022799 | -0.024344 | -0.025604 | -0.027069 | -0.028204 | -0.029069 | -0.029726 | -0.030223 | -0.030591 | -0.030869 | -0.031136 | -0.030902 | -0.030745 | -0.030648 | -0.030581 | -0.03058 | -0.030552 | -0.030507
[10 empty] | 0 | -0.015247 | -0.013746 | -0.012013 | -0.010697 | -0.0097665 | -0.0090022 | -0.0084168 | -0.0097772 | -0.010563 | -0.010856 | -0.010835 | -0.010632 | -0.014282 | -0.012753 | -0.011715 | -0.011127 | -0.010814 | -0.010617 | -0.010451 | -0.011538 | -0.011953 | -0.011946 | -0.011729 | -0.011442 | -0.012161 | -0.011364 | -0.01107
[10 empty] | 0 | -0.00077079 | -0.0015975 | -0.0024741 | -0.0034041 | -0.0043843 | -0.0054471 | -0.0065996 | -0.0078398 | -0.0091431 | -0.010502 | -0.011929 | -0.013421 | -0.015032 | -0.016748 | -0.018551 | -0.020166 | -0.021626 | -0.022961 | -0.024188 | -0.025318 | -0.026366 | -0.027342 | -0.02829 | -0.029181 | -0.03002 | -0.03081 | -0.031556
[10 empty] | 0 | -0.00016408 | -0.00034004 | -0.00052666 | -0.00072461 | -0.00093327 | -0.0011595 | -0.0014048 | -0.0016688 | -0.0019463 | -0.0022354 | -0.0025393 | -0.0028569 | -0.0031997 | -0.003565 | -0.0039488 | -0.0042927 | -0.0046034 | -0.0048875 | -0.0051487 | -0.0053893 | -0.0056125 | -0.0058203 | -0.0060221 | -0.0062116 | -0.0063902 | -0.0065584 | -0.0067171
[10 empty] | 0 | -0.00017351 | -0.0003596 | -0.00055694 | -0.00076627 | -0.00098693 | -0.0012262 | -0.0014856 | -0.0017648 | -0.0020582 | -0.002364 | -0.0026853 | -0.0030212 | -0.0033837 | -0.00377 | -0.0041759 | -0.0045395 | -0.004868 | -0.0051686 | -0.0054448 | -0.0056992 | -0.0059352 | -0.006155 | -0.0063683 | -0.0065687 | -0.0067576 | -0.0069355 | -0.0071034
[10 empty] | 0 | -0.00077079 | -0.00082666 | -0.00087666 | -0.00092994 | -0.00098024 | -0.0010628 | -0.0011526 | -0.0012402 | -0.0013033 | -0.0013584 | -0.0014276 | -0.0014919 | -0.0016107 | -0.0017161 | -0.001803 | -0.0017255 | -0.0016719 | -0.0016424 | -0.0016233 | -0.0016099 | -0.0016113 | -0.0016236 | -0.0019043 | -0.0019125 | -0.0019239 | -0.0019397 | -0.0019586
[10 empty] | 0 | 0 | 0 | 0 | 0 | 0 | 0 | 0 | 0 | 0 | 0 | 0 | 0 | 0 | 0 | 0 | 0 | 0 | 0 | 0 | 0 | 0 | 0 | 0 | 0 | 0 | 0 | 0
[10 empty] | 0 | 0 | 0 | 0 | 0 | 0 | 0 | 0 | 0 | 0 | 0 | 0 | 0 | 0 | 0 | 0 | 0 | 0 | 0 | 0 | 0 | 0 | 0 | 0 | 0 | 0 | 0 | 0
[10 empty] | 0 | 0 | 0 | 0 | 0 | 0 | 0 | 0 | 0 | 0 | 0 | 0 | 0 | 0 | 0 | 0 | 0 | 0 | 0 | 0 | 0 | 0 | 0 | 0 | 0 | 0 | 0 | 0
[10 empty] | 0 | 0 | 0 | 0 | 0 | 0 | 0 | 0 | 0 | 0 | 0 | 0 | 0 | 0 | 0 | 0 | 0 | 0 | 0 | 0 | 0 | 0 | 0 | 0 | 0 | 0 | 0 | 0
[10 empty] | 0 | -0.00027156 | -0.00054013 | -0.00080926 | -0.0010866 | -0.001374 | -0.0016717 | -0.0020067 | -0.0023836 | -0.0027869 | -0.0032138 | -0.0036683 | -0.0040965 | -0.004505 | -0.004897 | -0.0052695 | -0.0056252 | -0.0059669 | -0.0063007 | -0.0066238 | -0.0069326 | -0.0072747 | -0.0076032 | -0.0079118 | -0.008198 | -0.0084615 | -0.0087036 | -0.0089236
[10 empty] | 0 | -5.7806e-05 | -0.00011498 | -0.00017226 | -0.0002313 | -0.00029248 | -0.00035585 | -0.00042717 | -0.00050739 | -0.00059324 | -0.00068412 | -0.00078085 | -0.00087201 | -0.00095897 | -0.0010424 | -0.0011217 | -0.0011974 | -0.0012701 | -0.0013412 | -0.00141 | -0.0014757 | -0.0015485 | -0.0016185 | -0.0016842 | -0.0017451 | -0.0018012 | -0.0018527 | -0.0018995
[10 empty] | 0 | -6.113e-05 | -0.00012159 | -0.00018217 | -0.0002446 | -0.0003093 | -0.00037631 | -0.00045173 | -0.00053657 | -0.00062735 | -0.00072345 | -0.00082575 | -0.00092215 | -0.0010141 | -0.0011023 | -0.0011862 | -0.0012663 | -0.0013432 | -0.0014183 | -0.0014911 | -0.0015606 | -0.0016376 | -0.0017115 | -0.001781 | -0.0018454 | -0.0019047 | -0.0019592 | -0.0020088
[10 empty] | 0 | -0.00027156 | -0.00026857 | -0.00026913 | -0.00027735 | -0.00028741 | -0.00029767 | -0.00033505 | -0.00037689 | -0.00040328 | -0.00042692 | -0.00045443 | -0.00045842 | -0.00046521 | -0.00047221 | -0.00047469 | -0.00047839 | -0.0004839 | -0.00049747 | -0.00051037 | -0.00052016 | -0.00066097 | -0.00066152 | -0.00065573 | -0.00064896 | -0.00064162 | -0.00063403 | -0.00063302
[10 empty] | 0 | -0.0017174 | -0.0034449 | -0.0051827 | -0.0069311 | -0.0086904 | -0.010461 | -0.012242 | -0.014035 | -0.015841 | -0.017475 | -0.018966 | -0.020335 | -0.021602 | -0.022785 | -0.023896 | -0.024949 | -0.025954 | -0.02692 | -0.027856 | -0.028767 | -0.029661 | -0.030542 | -0.031415 | -0.032283 | -0.03315 | -0.03402 | -0.034893
[10 empty] | 0 | -0.00036558 | -0.0007333 | -0.0011032 | -0.0014754 | -0.0018499 | -0.0022267 | -0.002606 | -0.0029877 | -0.0033719 | -0.0037199 | -0.0040372 | -0.0043287 | -0.0045984 | -0.0048501 | -0.0050866 | -0.0053107 | -0.0055246 | -0.0057303 | -0.0059295 | -0.0061236 | -0.0063139 | -0.0065014 | -0.0066872 | -0.006872 | -0.0070566 | -0.0072416 | -0.0074276
[10 empty] | 0 | -0.0003866 | -0.00077547 | -0.0011667 | -0.0015602 | -0.0019563 | -0.0023548 | -0.0027558 | -0.0031595 | -0.0035658 | -0.0039338 | -0.0042693 | -0.0045776 | -0.0048629 | -0.005129 | -0.0053791 | -0.0056161 | -0.0058423 | -0.0060598 | -0.0062705 | -0.0064757 | -0.0066769 | -0.0068752 | -0.0070717 | -0.0072672 | -0.0074624 | -0.007658 | -0.0078547
[10 empty] | 0 | -0.0017174 | -0.0017275 | -0.0017378 | -0.0017484 | -0.0017592 | -0.0017703 | -0.0017816 | -0.0017932 | -0.001805 | -0.00188 | -0.0019477 | -0.0020093 | -0.0020657 | -0.0021178 | -0.0021661 | -0.0022115 | -0.0027547 | -0.0027269 | -0.0027163 | -0.0027194 | -0.0027334 | -0.0027561 | -0.0027858 | -0.0028209 | -0.0028603 | -0.0029929 | -0.0031033
[10 empty] | 0 | -0.00016683 | -0.0003249 | -0.0004967 | -0.00067985 | -0.00087231 | -0.0010724 | -0.0012785 | -0.0014934 | -0.0017154 | -0.0019431 | -0.0021751 | -0.0024106 | -0.0026347 | -0.0028489 | -0.0030545 | -0.0032524 | -0.0034435 | -0.0036032 | -0.0037362 | -0.0038464 | -0.0039372 | -0.0040114 | -0.0040715 | -0.0041196 | -0.0041575 | -0.0041867 | -0.0042084
[10 empty] | 0 | -3.5512e-05 | -6.916e-05 | -0.00010573 | -0.00014472 | -0.00018569 | -0.00022827 | -0.00027216 | -0.0003179 | -0.00036516 | -0.00041361 | -0.00046301 | -0.00051313 | -0.00056084 | -0.00060645 | -0.0006502 | -0.00069232 | -0.000733 | -0.00076701 | -0.00079532 | -0.00081878 | -0.0008381 | -0.0008539 | -0.0008667 | -0.00087693 | -0.00088499 | -0.0008912 | -0.00089582
[10 empty] | 0 | -3.7554e-05 | -7.3136e-05 | -0.00011181 | -0.00015304 | -0.00019636 | -0.0002414 | -0.00028781 | -0.00033618 | -0.00038616 | -0.0004374 | -0.00048964 | -0.00054264 | -0.00059309 | -0.00064132 | -0.00068758 | -0.00073213 | -0.00077515 | -0.00081111 | -0.00084105 | -0.00086586 | -0.00088629 | -0.000903 | -0.00091653 | -0.00092736 | -0.00093588 | -0.00094244 | -0.00094733
[10 empty] | 0 | -0.00016683 | -0.00015888 | -0.00017339 | -0.00018558 | -0.00019579 | -0.00020432 | -0.00021141 | -0.00022117 | -0.00022929 | -0.00023602 | -0.00024156 | -0.0002461 | -0.00023591 | -0.0002271 | -0.00021946 | -0.00021282 | -0.00020702 | -0.00019851 | -0.0001902 | -0.00018502 | -0.00018221 | -0.00018115 | -0.00018137 | -0.00018248 | -0.00022793 | -0.00022271 | -0.00022494
[10 empty] | 0 | 0 | 0 | 0 | 0 | 0 | 0 | 0 | 0 | 0 | 0 | 0 | 0 | 0 | 0 | 0 | 0 | 0 | 0 | 0 | 0 | 0 | 0 | 0 | 0 | 0 | 0 | 0
[10 empty] | 0 | 0 | 0 | 0 | 0 | 0 | 0 | 0 | 0 | 0 | 0 | 0 | 0 | 0 | 0 | 0 | 0 | 0 | 0 | 0 | 0 | 0 | 0 | 0 | 0 | 0 | 0 | 0
[10 empty] | 0 | 0 | 0 | 0 | 0 | 0 | 0 | 0 | 0 | 0 | 0 | 0 | 0 | 0 | 0 | 0 | 0 | 0 | 0 | 0 | 0 | 0 | 0 | 0 | 0 | 0 | 0 | 0
[10 empty] | 0 | 0 | 0 | 0 | 0 | 0 | 0 | 0 | 0 | 0 | 0 | 0 | 0 | 0 | 0 | 0 | 0 | 0 | 0 | 0 | 0 | 0 | 0 | 0 | 0 | 0 | 0 | 0
[10 empty] | 0 | -0.0556 | -0.10434 | -0.14804 | -0.18795 | -0.21208 | -0.22596 | -0.23318 | -0.23611 | -0.23626 | -0.23464 | -0.2319 | -0.22846 | -0.2246 | -0.2205 | -0.21628 | -0.21201 | -0.20774 | -0.2035 | -0.19931 | -0.19518 | -0.19113 | -0.18715 | -0.18324 | -0.17941 | -0.17566 | -0.17199 | -0.16839
[10 empty] | 0 | -0.0083526 | -0.015674 | -0.02224 | -0.028235 | -0.03186 | -0.033945 | -0.035031 | -0.03547 | -0.035493 | -0.035249 | -0.034837 | -0.034321 | -0.033741 | -0.033126 | -0.032491 | -0.03185 | -0.031208 | -0.030571 | -0.029942 | -0.029322 | -0.028713 | -0.028115 | -0.027528 | -0.026953 | -0.02639 | -0.025838 | -0.025297
[10 empty] | 0 | -0.010852 | -0.020364 | -0.028895 | -0.036683 | -0.041393 | -0.044102 | -0.045513 | -0.046083 | -0.046113 | -0.045796 | -0.045261 | -0.04459 | -0.043837 | -0.043037 | -0.042213 | -0.041379 | -0.040546 | -0.039719 | -0.038901 | -0.038096 | -0.037304 | -0.036527 | -0.035765 | -0.035018 | -0.034286 | -0.033569 | -0.032866
[10 empty] | 0 | -0.0556 | -0.049899 | -0.045894 | -0.043 | -0.045096 | -0.044718 | -0.043245 | -0.050867 | -0.046241 | -0.043374 | -0.041227 | -0.042999 | -0.042326 | -0.04082 | -0.040723 | -0.039144 | -0.03819 | -0.037218 | -0.037215 | -0.036318 | -0.035297 | -0.034567 | -0.033837 | -0.033186 | -0.032442 | -0.031895 | -0.031162
[10 empty] | 0 | -0.0010422 | -0.002721 | -0.0047731 | -0.0070279 | -0.0093753 | -0.011745 | -0.014092 | -0.015489 | -0.016269 | -0.01665 | -0.016772 | -0.016728 | -0.016578 | -0.016362 | -0.016105 | -0.015823 | -0.015528 | -0.015227 | -0.014924 | -0.014621 | -0.014322 | -0.014026 | -0.013736 | -0.01345 | -0.01317 | -0.012895 | -0.012625
[10 empty] | 0 | -0.00015657 | -0.00040877 | -0.00071705 | -0.0010558 | -0.0014084 | -0.0017644 | -0.002117 | -0.0023269 | -0.0024441 | -0.0025012 | -0.0025196 | -0.002513 | -0.0024905 | -0.002458 | -0.0024194 | -0.0023771 | -0.0023328 | -0.0022875 | -0.002242 | -0.0021965 | -0.0021516 | -0.0021072 | -0.0020635 | -0.0020205 | -0.0019784 | -0.0019371 | -0.0018967
[10 empty] | 0 | -0.00020341 | -0.00053108 | -0.0009316 | -0.0013717 | -0.0018299 | -0.0022923 | -0.0027504 | -0.0030231 | -0.0031754 | -0.0032496 | -0.0032734 | -0.0032649 | -0.0032356 | -0.0031934 | -0.0031433 | -0.0030883 | -0.0030308 | -0.002972 | -0.0029128 | -0.0028538 | -0.0027953 | -0.0027377 | -0.0026809 | -0.0026251 | -0.0025704 | -0.0025167 | -0.0024642
[10 empty] | 0 | -0.0010422 | -0.0017006 | -0.002109 | -0.0023547 | -0.0024946 | -0.0025658 | -0.0025927 | -0.0019918 | -0.0017889 | -0.0017739 | -0.0020013 | -0.0021321 | -0.0022001 | -0.0022277 | -0.0020568 | -0.0018765 | -0.0017476 | -0.0016286 | -0.0016501 | -0.001713 | -0.0018007 | -0.0017942 | -0.0017285 | -0.0016423 | -0.0015202 | -0.0014446 | -0.001421
[10 empty] | 0 | -0.016355 | -0.032709 | -0.049064 | -0.065419 | -0.076339 | -0.083636 | -0.088518 | -0.091789 | -0.093986 | -0.095469 | -0.096473 | -0.09716 | -0.097635 | -0.097969 | -0.098208 | -0.098385 | -0.098519 | -0.098626 | -0.098714 | -0.09879 | -0.098857 | -0.098919 | -0.098978 | -0.099034 | -0.099088 | -0.099141 | -0.099194
[10 empty] | 0 | -0.0024569 | -0.0049139 | -0.0073708 | -0.0098278 | -0.011468 | -0.012564 | -0.013298 | -0.013789 | -0.014119 | -0.014342 | -0.014493 | -0.014596 | -0.014668 | -0.014718 | -0.014754 | -0.01478 | -0.0148 | -0.014816 | -0.01483 | -0.014841 | -0.014851 | -0.01486 | -0.014869 | -0.014878 | -0.014886 | -0.014894 | -0.014902
[10 empty] | 0 | -0.0031921 | -0.0063842 | -0.0095763 | -0.012768 | -0.0149 | -0.016324 | -0.017277 | -0.017915 | -0.018344 | -0.018633 | -0.01883 | -0.018964 | -0.019056 | -0.019121 | -0.019168 | -0.019203 | -0.019229 | -0.01925 | -0.019267 | -0.019282 | -0.019295 | -0.019307 | -0.019318 | -0.019329 | -0.01934 | -0.01935 | -0.01936
[10 empty] | 0 | -0.016355 | -0.016355 | -0.016355 | -0.016355 | -0.016372 | -0.016383 | -0.01639 | -0.019626 | -0.018558 | -0.01785 | -0.01738 | -0.018149 | -0.018305 | -0.018171 | -0.018564 | -0.018232 | -0.018133 | -0.01807 | -0.018404 | -0.018394 | -0.018298 | -0.018316 | -0.018297 | -0.018327 | -0.018322 | -0.018403 | -0.018383
[10 empty] | 0 | -0.011841 | -0.023381 | -0.034626 | -0.045582 | -0.056254 | -0.064426 | -0.070626 | -0.075273 | -0.078696 | -0.081155 | -0.082855 | -0.083961 | -0.084598 | -0.08487 | -0.084855 | -0.084617 | -0.084206 | -0.08366 | -0.083011 | -0.082284 | -0.081497 | -0.080666 | -0.079802 | -0.078916 | -0.078014 | -0.077102 | -0.076186
[10 empty] | 0 | -0.0017788 | -0.0035125 | -0.0052018 | -0.0068477 | -0.0084509 | -0.0096786 | -0.01061 | -0.011308 | -0.011822 | -0.012192 | -0.012447 | -0.012613 | -0.012709 | -0.01275 | -0.012748 | -0.012712 | -0.01265 | -0.012568 | -0.012471 | -0.012361 | -0.012243 | -0.012118 | -0.011988 | -0.011855 | -0.01172 | -0.011583 | -0.011445
[10 empty] | 0 | -0.0023111 | -0.0045635 | -0.0067583 | -0.0088966 | -0.01098 | -0.012575 | -0.013785 | -0.014692 | -0.01536 | -0.01584 | -0.016172 | -0.016387 | -0.016512 | -0.016565 | -0.016562 | -0.016515 | -0.016435 | -0.016329 | -0.016202 | -0.01606 | -0.015906 | -0.015744 | -0.015576 | -0.015403 | -0.015227 | -0.015049 | -0.01487
[10 empty] | 0 | -0.011841 | -0.011691 | -0.011542 | -0.011396 | -0.011251 | -0.011108 | -0.010967 | -0.010828 | -0.01069 | -0.010554 | -0.013152 | -0.012445 | -0.011861 | -0.011374 | -0.010964 | -0.011127 | -0.011124 | -0.011011 | -0.010831 | -0.010612 | -0.0111 | -0.010729 | -0.010442 | -0.010202 | -0.0099877 | -0.010041 | -0.0099756
[10 empty] | 0 | -0.006318 | -0.017662 | -0.033 | -0.051509 | -0.072529 | -0.095536 | -0.12011 | -0.14591 | -0.17268 | -0.19397 | -0.21089 | -0.22431 | -0.23494 | -0.24334 | -0.24996 | -0.25516 | -0.25923 | -0.26238 | -0.26482 | -0.26667 | -0.26807 | -0.26909 | -0.26982 | -0.27032 | -0.27063 | -0.27079 | -0.27082
[10 empty] | 0 | -0.00094914 | -0.0026533 | -0.0049576 | -0.0077381 | -0.010896 | -0.014352 | -0.018044 | -0.02192 | -0.025942 | -0.02914 | -0.031681 | -0.033698 | -0.035295 | -0.036557 | -0.037551 | -0.038333 | -0.038943 | -0.039417 | -0.039783 | -0.040062 | -0.040271 | -0.040425 | -0.040535 | -0.040609 | -0.040656 | -0.04068 | -0.040685
[10 empty] | 0 | -0.0012331 | -0.0034472 | -0.0064409 | -0.010053 | -0.014156 | -0.018647 | -0.023443 | -0.028479 | -0.033704 | -0.037859 | -0.041161 | -0.04378 | -0.045855 | -0.047495 | -0.048787 | -0.049802 | -0.050595 | -0.051212 | -0.051687 | -0.052049 | -0.052321 | -0.052521 | -0.052663 | -0.05276 | -0.05282 | -0.052851 | -0.052859
[10 empty] | 0 | -0.006318 | -0.011354 | -0.015367 | -0.018561 | -0.021103 | -0.023123 | -0.024726 | -0.025997 | -0.027002 | -0.022812 | -0.020459 | -0.01937 | -0.019131 | -0.01944 | -0.021705 | -0.023504 | -0.024932 | -0.026062 | -0.025972 | -0.025304 | -0.02445 | -0.023636 | -0.022979 | -0.02157 | -0.021268 | -0.021632 | -0.022362
[10 empty] | 0 | -0.0066379 | -0.012998 | -0.019089 | -0.024919 | -0.030496 | -0.033839 | -0.035729 | -0.036677 | -0.037016 | -0.036964 | -0.036661 | -0.036202 | -0.035645 | -0.03503 | -0.034382 | -0.033718 | -0.033049 | -0.032381 | -0.031718 | -0.031064 | -0.030421 | -0.029788 | -0.029167 | -0.028559 | -0.027962 | -0.027377 | -0.026805
[10 empty] | 0 | -0.00099719 | -0.0019526 | -0.0028676 | -0.0037435 | -0.0045814 | -0.0050835 | -0.0053675 | -0.0055099 | -0.0055608 | -0.005553 | -0.0055076 | -0.0054385 | -0.0053549 | -0.0052625 | -0.0051651 | -0.0050654 | -0.0049648 | -0.0048645 | -0.004765 | -0.0046668 | -0.0045701 | -0.004475 | -0.0043818 | -0.0042903 | -0.0042007 | -0.0041129 | -0.0040268
[10 empty] | 0 | -0.0012956 | -0.0025369 | -0.0037257 | -0.0048636 | -0.0059522 | -0.0066046 | -0.0069735 | -0.0071585 | -0.0072247 | -0.0072145 | -0.0071555 | -0.0070658 | -0.0069571 | -0.0068371 | -0.0067106 | -0.006581 | -0.0064504 | -0.00632 | -0.0061907 | -0.0060631 | -0.0059375 | -0.005814 | -0.0056928 | -0.005574 | -0.0054576 | -0.0053435 | -0.0052317
[10 empty] | 0 | -0.0066379 | -0.0064989 | -0.0063628 | -0.0062296 | -0.0060992 | -0.0059715 | -0.0058465 | -0.0057241 | -0.0067113 | -0.0062095 | -0.0058437 | -0.0055675 | -0.0053505 | -0.0055048 | -0.0054551 | -0.005313 | -0.005322 | -0.0050179 | -0.0048867 | -0.0047998 | -0.0047093 | -0.0047142 | -0.0045927 | -0.0044584 | -0.0043694 | -0.004232 | -0.0041716
[10 empty] | 0 | 0 | 0 | 0 | 0 | 0 | 0 | 0 | 0 | 0 | 0 | 0 | 0 | 0 | 0 | 0 | 0 | 0 | 0 | 0 | 0 | 0 | 0 | 0 | 0 | 0 | 0 | 0
[10 empty] | 0 | 0 | 0 | 0 | 0 | 0 | 0 | 0 | 0 | 0 | 0 | 0 | 0 | 0 | 0 | 0 | 0 | 0 | 0 | 0 | 0 | 0 | 0 | 0 | 0 | 0 | 0 | 0
[10 empty] | 0 | 0 | 0 | 0 | 0 | 0 | 0 | 0 | 0 | 0 | 0 | 0 | 0 | 0 | 0 | 0 | 0 | 0 | 0 | 0 | 0 | 0 | 0 | 0 | 0 | 0 | 0 | 0
[10 empty] | 0 | 0 | 0 | 0 | 0 | 0 | 0 | 0 | 0 | 0 | 0 | 0 | 0 | 0 | 0 | 0 | 0 | 0 | 0 | 0 | 0 | 0 | 0 | 0 | 0 | 0 | 0 | 0
[10 empty] | 0 | -0.00080352 | -0.0017235 | -0.0027931 | -0.0039949 | -0.0053449 | -0.0069936 | -0.0086545 | -0.01083 | -0.013333 | -0.016137 | -0.019181 | -0.022604 | -0.025911 | -0.029987 | -0.034367 | -0.039085 | -0.044208 | -0.049753 | -0.055471 | -0.062218 | -0.070219 | -0.079648 | -0.090435 | -0.10278 | -0.11682 | -0.13276 | -0.15088
[10 empty] | 0 | -0.00012071 | -0.00025892 | -0.00041961 | -0.00060014 | -0.00080295 | -0.0010506 | -0.0013002 | -0.001627 | -0.002003 | -0.0024242 | -0.0028815 | -0.0033958 | -0.0038926 | -0.0045049 | -0.0051628 | -0.0058716 | -0.0066413 | -0.0074742 | -0.0083333 | -0.0093469 | -0.010549 | -0.011965 | -0.013586 | -0.015441 | -0.017549 | -0.019944 | -0.022666
[10 empty] | 0 | -0.00015683 | -0.00033639 | -0.00054516 | -0.00077971 | -0.0010432 | -0.001365 | -0.0016892 | -0.0021138 | -0.0026024 | -0.0031496 | -0.0037437 | -0.0044118 | -0.0050573 | -0.0058528 | -0.0067076 | -0.0076285 | -0.0086284 | -0.0097106 | -0.010827 | -0.012144 | -0.013705 | -0.015546 | -0.017651 | -0.020061 | -0.0228 | -0.025912 | -0.029448
[10 empty] | 0 | -0.00080352 | -0.00091998 | -0.0010696 | -0.0012017 | -0.00135 | -0.0016487 | -0.0016609 | -0.0021754 | -0.0025035 | -0.0029643 | -0.0033566 | -0.0038871 | -0.0039189 | -0.0048347 | -0.0055274 | -0.0059991 | -0.0066223 | -0.0072792 | -0.0077379 | -0.009112 | -0.010673 | -0.012486 | -0.014285 | -0.016374 | -0.018554 | -0.021025 | -0.023646
[10 empty] | 0 | -0.0029933 | -0.0059771 | -0.0089513 | -0.011916 | -0.014871 | -0.017817 | -0.020753 | -0.02368 | -0.026597 | -0.029505 | -0.031983 | -0.034092 | -0.035887 | -0.037412 | -0.038706 | -0.039803 | -0.040731 | -0.041515 | -0.042175 | -0.042729 | -0.043192 | -0.043578 | -0.043898 | -0.044161 | -0.044376 | -0.044549 | -0.044687
[10 empty] | 0 | -0.00044968 | -0.00089792 | -0.0013447 | -0.0017901 | -0.002234 | -0.0026766 | -0.0031177 | -0.0035573 | -0.0039956 | -0.0044325 | -0.0048047 | -0.0051216 | -0.0053912 | -0.0056203 | -0.0058148 | -0.0059796 | -0.006119 | -0.0062367 | -0.0063358 | -0.006419 | -0.0064887 | -0.0065467 | -0.0065947 | -0.0066343 | -0.0066665 | -0.0066925 | -0.0067132
[10 empty] | 0 | -0.00058423 | -0.0011666 | -0.0017471 | -0.0023257 | -0.0029025 | -0.0034774 | -0.0040505 | -0.0046218 | -0.0051912 | -0.0057587 | -0.0062423 | -0.0066541 | -0.0070043 | -0.007302 | -0.0075546 | -0.0077687 | -0.0079498 | -0.0081028 | -0.0082316 | -0.0083397 | -0.0084302 | -0.0085055 | -0.008568 | -0.0086193 | -0.0086612 | -0.008695 | -0.0087219
[10 empty] | 0 | -0.0029933 | -0.0029885 | -0.0029838 | -0.002979 | -0.0029742 | -0.0029695 | -0.0029647 | -0.00296 | -0.0029552 | -0.0029505 | -0.0029458 | -0.0029411 | -0.0029364 | -0.0029317 | -0.002927 | -0.0029223 | -0.0029176 | -0.0037616 | -0.0036346 | -0.0035252 | -0.0034309 | -0.0033495 | -0.0032792 | -0.0032184 | -0.0031657 | -0.00312 | -0.0030802
[10 empty] | 0 | -0.005219 | -0.010421 | -0.015607 | -0.020776 | -0.025929 | -0.031065 | -0.036184 | -0.04055 | -0.04427 | -0.047439 | -0.050136 | -0.052428 | -0.054374 | -0.056025 | -0.057422 | -0.058603 | -0.059598 | -0.060434 | -0.061135 | -0.06172 | -0.062205 | -0.062605 | -0.062933 | -0.063198 | -0.06341 | -0.063577 | -0.063704
[10 empty] | 0 | -0.00078405 | -0.0015656 | -0.0023446 | -0.0031212 | -0.0038952 | -0.0046668 | -0.0054358 | -0.0060917 | -0.0066506 | -0.0071267 | -0.0075318 | -0.0078761 | -0.0081685 | -0.0084165 | -0.0086264 | -0.0088038 | -0.0089533 | -0.0090789 | -0.0091842 | -0.009272 | -0.0093449 | -0.0094051 | -0.0094543 | -0.0094941 | -0.009526 | -0.009551 | -0.0095702
[10 empty] | 0 | -0.0010186 | -0.002034 | -0.0030462 | -0.004055 | -0.0050607 | -0.0060631 | -0.0070623 | -0.0079144 | -0.0086406 | -0.0092591 | -0.0097854 | -0.010233 | -0.010613 | -0.010935 | -0.011208 | -0.011438 | -0.011632 | -0.011795 | -0.011932 | -0.012046 | -0.012141 | -0.012219 | -0.012283 | -0.012335 | -0.012376 | -0.012409 | -0.012434
[10 empty] | 0 | -0.005219 | -0.0052107 | -0.0052024 | -0.005194 | -0.0051857 | -0.0051774 | -0.0051691 | -0.0051609 | -0.0051526 | -0.0051444 | -0.0051361 | -0.0051279 | -0.0051197 | -0.0051115 | -0.0065902 | -0.0063676 | -0.0061759 | -0.0060108 | -0.0058682 | -0.0057451 | -0.0056386 | -0.0057563 | -0.0058256 | -0.0058578 | -0.0058621 | -0.0058456 | -0.005814
[10 empty] | 0 | -0.00087739 | -0.001752 | -0.0026238 | -0.0034927 | -0.0041846 | -0.0047349 | -0.0051723 | -0.0055194 | -0.0057944 | -0.0060118 | -0.0061833 | -0.006318 | -0.0064235 | -0.0065055 | -0.0065687 | -0.0066171 | -0.0066535 | -0.0066804 | -0.0066997 | -0.006713 | -0.0067214 | -0.0067259 | -0.0067273 | -0.0067263 | -0.0067233 | -0.0067188 | -0.006713
[10 empty] | 0 | -0.00013181 | -0.0002632 | -0.00039416 | -0.00052471 | -0.00062864 | -0.00071132 | -0.00077702 | -0.00082917 | -0.00087048 | -0.00090315 | -0.00092891 | -0.00094915 | -0.00096498 | -0.0009773 | -0.00098681 | -0.00099407 | -0.00099954 | -0.0010036 | -0.0010065 | -0.0010085 | -0.0010097 | -0.0010104 | -0.0010106 | -0.0010105 | -0.00101 | -0.0010094 | -0.0010085
[10 empty] | 0 | -0.00017125 | -0.00034195 | -0.0005121 | -0.00068171 | -0.00081674 | -0.00092416 | -0.0010095 | -0.0010773 | -0.0011309 | -0.0011734 | -0.0012068 | -0.0012331 | -0.0012537 | -0.0012697 | -0.0012821 | -0.0012915 | -0.0012986 | -0.0013039 | -0.0013076 | -0.0013102 | -0.0013119 | -0.0013127 | -0.001313 | -0.0013128 | -0.0013122 | -0.0013114 | -0.0013102
[10 empty] | 0 | -0.00087739 | -0.00087599 | -0.00087459 | -0.00087319 | -0.00087179 | -0.00087039 | -0.000869 | -0.00086761 | -0.00086622 | -0.0010915 | -0.0010445 | -0.0010067 | -0.00097621 | -0.00099664 | -0.0010036 | -0.0010017 | -0.00099404 | -0.00099201 | -0.0010504 | -0.0010263 | -0.0010079 | -0.00099472 | -0.0010089 | -0.001012 | -0.0010085 | -0.0010016 | -0.0010004
[10 empty] | 0 | -0.0043831 | -0.0088015 | -0.03179 | -0.054971 | -0.07835 | -0.10193 | -0.12573 | -0.14973 | -0.17426 | -0.19928 | -0.22214 | -0.24319 | -0.26273 | -0.28102 | -0.29828 | -0.32001 | -0.34035 | -0.35416 | -0.36776 | -0.38124 | -0.39466 | -0.40809 | -0.42159 | -0.43519 | -0.44894 | -0.46287 | -0.47703
[10 empty] | 0 | -0.00065846 | -0.0013222 | -0.0047757 | -0.0082582 | -0.01177 | -0.015313 | -0.018888 | -0.022494 | -0.026178 | -0.029937 | -0.033371 | -0.036534 | -0.039469 | -0.042217 | -0.044809 | -0.048074 | -0.051131 | -0.053204 | -0.055248 | -0.057272 | -0.059289 | -0.061307 | -0.063334 | -0.065377 | -0.067443 | -0.069537 | -0.071664
[10 empty] | 0 | -0.00085548 | -0.0017179 | -0.0062047 | -0.010729 | -0.015292 | -0.019895 | -0.024539 | -0.029225 | -0.034011 | -0.038894 | -0.043357 | -0.047465 | -0.051279 | -0.054848 | -0.058217 | -0.062459 | -0.066429 | -0.069124 | -0.071778 | -0.074409 | -0.077029 | -0.079651 | -0.082284 | -0.084939 | -0.087622 | -0.090343 | -0.093107
[10 empty] | 0 | -0.0043831 | -0.0044184 | -0.022988 | -0.023181 | -0.023379 | -0.023583 | -0.023793 | -0.024008 | -0.025148 | -0.026189 | -0.027147 | -0.028036 | -0.028867 | -0.029651 | -0.030397 | -0.037702 | -0.037635 | -0.037776 | -0.038083 | -0.038526 | -0.039077 | -0.039716 | -0.040427 | -0.042405 | -0.04412 | -0.045645 | -0.047037
[10 empty] | 0 | -0.00055708 | -0.0011143 | -0.0016716 | -0.002229 | -0.0027865 | -0.0033442 | -0.0039019 | -0.0044012 | -0.0048484 | -0.0052494 | -0.0056094 | -0.0059329 | -0.006224 | -0.0064862 | -0.0067229 | -0.0069369 | -0.0071306 | -0.0073064 | -0.0074663 | -0.0076121 | -0.0077452 | -0.0078673 | -0.0079794 | -0.0080827 | -0.0081783 | -0.0082669 | -0.0083494
[10 empty] | 0 | -8.369e-05 | -0.0001674 | -0.00025112 | -0.00033486 | -0.00041861 | -0.00050239 | -0.00058618 | -0.00066118 | -0.00072836 | -0.00078861 | -0.00084269 | -0.00089129 | -0.00093501 | -0.00097441 | -0.00101 | -0.0010421 | -0.0010712 | -0.0010976 | -0.0011216 | -0.0011435 | -0.0011636 | -0.0011819 | -0.0011987 | -0.0012143 | -0.0012286 | -0.0012419 | -0.0012543
[10 empty] | 0 | -0.00010873 | -0.00021748 | -0.00032626 | -0.00043505 | -0.00054387 | -0.00065271 | -0.00076157 | -0.00085901 | -0.0009463 | -0.0010246 | -0.0010948 | -0.001158 | -0.0012148 | -0.001266 | -0.0013122 | -0.0013539 | -0.0013917 | -0.0014261 | -0.0014573 | -0.0014857 | -0.0015117 | -0.0015355 | -0.0015574 | -0.0015776 | -0.0015962 | -0.0016135 | -0.0016296
[10 empty] | 0 | -0.00055708 | -0.00055719 | -0.0005573 | -0.00055742 | -0.00055753 | -0.00055764 | -0.00055775 | -0.00056114 | -0.00056417 | -0.0005669 | -0.00056934 | -0.00057154 | -0.00057352 | -0.00057531 | -0.00057729 | -0.00057939 | -0.00075314 | -0.00073634 | -0.00072167 | -0.00070886 | -0.00069769 | -0.00068799 | -0.00067962 | -0.0006925 | -0.00070199 | -0.00070872 | -0.0007132
[10 empty] | 0 | -0.00067213 | -0.0013421 | -0.0020099 | -0.0026756 | -0.0033392 | -0.0040006 | -0.0046599 | -0.0053171 | -0.0059721 | -0.0066251 | -0.0072759 | -0.0079247 | -0.0085714 | -0.0092159 | -0.0098584 | -0.010499 | -0.011078 | -0.0116 | -0.012072 | -0.012498 | -0.012883 | -0.013229 | -0.013541 | -0.013821 | -0.014073 | -0.0143 | -0.014503
[10 empty] | 0 | -0.00010097 | -0.00020162 | -0.00030195 | -0.00040195 | -0.00050164 | -0.000601 | -0.00070005 | -0.00079877 | -0.00089718 | -0.00099528 | -0.0010931 | -0.0011905 | -0.0012877 | -0.0013845 | -0.001481 | -0.0015772 | -0.0016642 | -0.0017427 | -0.0018136 | -0.0018776 | -0.0019353 | -0.0019874 | -0.0020342 | -0.0020763 | -0.0021142 | -0.0021482 | -0.0021788
[10 empty] | 0 | -0.00013118 | -0.00026195 | -0.00039229 | -0.00052222 | -0.00065173 | -0.00078083 | -0.00090951 | -0.0010378 | -0.0011656 | -0.0012931 | -0.0014201 | -0.0015467 | -0.0016729 | -0.0017987 | -0.0019241 | -0.0020491 | -0.0021621 | -0.0022641 | -0.0023563 | -0.0024394 | -0.0025144 | -0.002582 | -0.0026428 | -0.0026976 | -0.0027468 | -0.002791 | -0.0028307
[10 empty] | 0 | -0.00067213 | -0.00067105 | -0.00066998 | -0.00066891 | -0.00066784 | -0.00066677 | -0.0006657 | -0.00066463 | -0.00066357 | -0.00066251 | -0.00066145 | -0.00066039 | -0.00065933 | -0.00065828 | -0.00065723 | -0.00065618 | -0.00065513 | -0.00065408 | -0.00065303 | -0.00065199 | -0.00065094 | -0.0006499 | -0.00064886 | -0.00064782 | -0.00064679 | -0.00064575 | -0.00064472
[10 empty] | 0 | 0 | 0 | 0 | 0 | 0 | 0 | 0 | 0 | 0 | 0 | 0 | 0 | 0 | 0 | 0 | 0 | 0 | 0 | 0 | 0 | 0 | 0 | 0 | 0 | 0 | 0 | 0
[10 empty] | 0 | 0 | 0 | 0 | 0 | 0 | 0 | 0 | 0 | 0 | 0 | 0 | 0 | 0 | 0 | 0 | 0 | 0 | 0 | 0 | 0 | 0 | 0 | 0 | 0 | 0 | 0 | 0
[10 empty] | 0 | 0 | 0 | 0 | 0 | 0 | 0 | 0 | 0 | 0 | 0 | 0 | 0 | 0 | 0 | 0 | 0 | 0 | 0 | 0 | 0 | 0 | 0 | 0 | 0 | 0 | 0 | 0
[10 empty] | 0 | 0 | 0 | 0 | 0 | 0 | 0 | 0 | 0 | 0 | 0 | 0 | 0 | 0 | 0 | 0 | 0 | 0 | 0 | 0 | 0 | 0 | 0 | 0 | 0 | 0 | 0 | 0
[10 empty] | 0 | 0 | 0 | 0 | 0 | 0 | 0 | 0 | 0 | 0 | 0 | 0 | 0 | 0 | 0 | 0 | 0 | 0 | 0 | 0 | 0 | 0 | 0 | 0 | 0 | 0 | 0 | 0
[10 empty] | 0 | 0 | 0 | 0 | 0 | 0 | 0 | 0 | 0 | 0 | 0 | 0 | 0 | 0 | 0 | 0 | 0 | 0 | 0 | 0 | 0 | 0 | 0 | 0 | 0 | 0 | 0 | 0
[10 empty] | 0 | 0 | 0 | 0 | 0 | 0 | 0 | 0 | 0 | 0 | 0 | 0 | 0 | 0 | 0 | 0 | 0 | 0 | 0 | 0 | 0 | 0 | 0 | 0 | 0 | 0 | 0 | 0
[10 empty] | 0 | 0 | 0 | 0 | 0 | 0 | 0 | 0 | 0 | 0 | 0 | 0 | 0 | 0 | 0 | 0 | 0 | 0 | 0 | 0 | 0 | 0 | 0 | 0 | 0 | 0 | 0 | 0
[10 empty] | 0 | 0 | 0 | 0 | 0 | 0 | 0 | 0 | 0 | 0 | 0 | 0 | 0 | 0 | 0 | 0 | 0 | 0 | 0 | 0 | 0 | 0 | 0 | 0 | 0 | 0 | 0 | 0
[10 empty] | 0 | 0 | 0 | 0 | 0 | 0 | 0 | 0 | 0 | 0 | 0 | 0 | 0 | 0 | 0 | 0 | 0 | 0 | 0 | 0 | 0 | 0 | 0 | 0 | 0 | 0 | 0 | 0
[10 empty] | 0 | 0 | 0 | 0 | 0 | 0 | 0 | 0 | 0 | 0 | 0 | 0 | 0 | 0 | 0 | 0 | 0 | 0 | 0 | 0 | 0 | 0 | 0 | 0 | 0 | 0 | 0 | 0
[10 empty] | 0 | 0 | 0 | 0 | 0 | 0 | 0 | 0 | 0 | 0 | 0 | 0 | 0 | 0 | 0 | 0 | 0 | 0 | 0 | 0 | 0 | 0 | 0 | 0 | 0 | 0 | 0 | 0
[10 empty] | 0 | 0 | 0 | 0 | 0 | 0 | 0 | 0 | 0 | 0 | 0 | 0 | 0 | 0 | 0 | 0 | 0 | 0 | 0 | 0 | 0 | 0 | 0 | 0 | 0 | 0 | 0 | 0
[10 empty] | 0 | 0 | 0 | 0 | 0 | 0 | 0 | 0 | 0 | 0 | 0 | 0 | 0 | 0 | 0 | 0 | 0 | 0 | 0 | 0 | 0 | 0 | 0 | 0 | 0 | 0 | 0 | 0
[10 empty] | 0 | 0 | 0 | 0 | 0 | 0 | 0 | 0 | 0 | 0 | 0 | 0 | 0 | 0 | 0 | 0 | 0 | 0 | 0 | 0 | 0 | 0 | 0 | 0 | 0 | 0 | 0 | 0
[10 empty] | 0 | 0 | 0 | 0 | 0 | 0 | 0 | 0 | 0 | 0 | 0 | 0 | 0 | 0 | 0 | 0 | 0 | 0 | 0 | 0 | 0 | 0 | 0 | 0 | 0 | 0 | 0 | 0
[10 empty] | 0 | 0 | 0 | 0 | 0 | 0 | 0 | 0 | 0 | 0 | 0 | 0 | 0 | 0 | 0 | 0 | 0 | 0 | 0 | 0 | 0 | 0 | 0 | 0 | 0 | 0 | 0 | 0
[10 empty] | 0 | 0 | 0 | 0 | 0 | 0 | 0 | 0 | 0 | 0 | 0 | 0 | 0 | 0 | 0 | 0 | 0 | 0 | 0 | 0 | 0 | 0 | 0 | 0 | 0 | 0 | 0 | 0
[10 empty] | 0 | 0 | 0 | 0 | 0 | 0 | 0 | 0 | 0 | 0 | 0 | 0 | 0 | 0 | 0 | 0 | 0 | 0 | 0 | 0 | 0 | 0 | 0 | 0 | 0 | 0 | 0 | 0
[10 empty] | 0 | 0 | 0 | 0 | 0 | 0 | 0 | 0 | 0 | 0 | 0 | 0 | 0 | 0 | 0 | 0 | 0 | 0 | 0 | 0 | 0 | 0 | 0 | 0 | 0 | 0 | 0 | 0
[10 empty] | 0 | 0 | 0 | 0 | 0 | 0 | 0 | 0 | 0 | 0 | 0 | 0 | 0 | 0 | 0 | 0 | 0 | 0 | 0 | 0 | 0 | 0 | 0 | 0 | 0 | 0 | 0 | 0
[10 empty] | 0 | 0 | 0 | 0 | 0 | 0 | 0 | 0 | 0 | 0 | 0 | 0 | 0 | 0 | 0 | 0 | 0 | 0 | 0 | 0 | 0 | 0 | 0 | 0 | 0 | 0 | 0 | 0
[10 empty] | 0 | 0 | 0 | 0 | 0 | 0 | 0 | 0 | 0 | 0 | 0 | 0 | 0 | 0 | 0 | 0 | 0 | 0 | 0 | 0 | 0 | 0 | 0 | 0 | 0 | 0 | 0 | 0
[10 empty] | 0 | 0 | 0 | 0 | 0 | 0 | 0 | 0 | 0 | 0 | 0 | 0 | 0 | 0 | 0 | 0 | 0 | 0 | 0 | 0 | 0 | 0 | 0 | 0 | 0 | 0 | 0 | 0
[10 empty] | 0 | 0 | 0 | 0 | 0 | 0 | 0 | 0 | 0 | 0 | 0 | 0 | 0 | 0 | 0 | 0 | 0 | 0 | 0 | 0 | 0 | 0 | 0 | 0 | 0 | 0 | 0 | 0
[10 empty] | 0 | 0 | 0 | 0 | 0 | 0 | 0 | 0 | 0 | 0 | 0 | 0 | 0 | 0 | 0 | 0 | 0 | 0 | 0 | 0 | 0 | 0 | 0 | 0 | 0 | 0 | 0 | 0
[10 empty] | 0 | 0 | 0 | 0 | 0 | 0 | 0 | 0 | 0 | 0 | 0 | 0 | 0 | 0 | 0 | 0 | 0 | 0 | 0 | 0 | 0 | 0 | 0 | 0 | 0 | 0 | 0 | 0
[10 empty] | 0 | 0 | 0 | 0 | 0 | 0 | 0 | 0 | 0 | 0 | 0 | 0 | 0 | 0 | 0 | 0 | 0 | 0 | 0 | 0 | 0 | 0 | 0 | 0 | 0 | 0 | 0 | 0
[10 empty] | 0 | 0 | 0 | 0 | 0 | 0 | 0 | 0 | 0 | 0 | 0 | 0 | 0 | 0 | 0 | 0 | 0 | 0 | 0 | 0 | 0 | 0 | 0 | 0 | 0 | 0 | 0 | 0
[10 empty] | 0 | 0 | 0 | 0 | 0 | 0 | 0 | 0 | 0 | 0 | 0 | 0 | 0 | 0 | 0 | 0 | 0 | 0 | 0 | 0 | 0 | 0 | 0 | 0 | 0 | 0 | 0 | 0
[10 empty] | 0 | 0 | 0 | 0 | 0 | 0 | 0 | 0 | 0 | 0 | 0 | 0 | 0 | 0 | 0 | 0 | 0 | 0 | 0 | 0 | 0 | 0 | 0 | 0 | 0 | 0 | 0 | 0
[10 empty] | 0 | 0 | 0 | 0 | 0 | 0 | 0 | 0 | 0 | 0 | 0 | 0 | 0 | 0 | 0 | 0 | 0 | 0 | 0 | 0 | 0 | 0 | 0 | 0 | 0 | 0 | 0 | 0
[10 empty] | 0 | 0 | 0 | 0 | 0 | 0 | 0 | 0 | 0 | 0 | 0 | 0 | 0 | 0 | 0 | 0 | 0 | 0 | 0 | 0 | 0 | 0 | 0 | 0 | 0 | 0 | 0 | 0
[10 empty] | 0 | 0 | 0 | 0 | 0 | 0 | 0 | 0 | 0 | 0 | 0 | 0 | 0 | 0 | 0 | 0 | 0 | 0 | 0 | 0 | 0 | 0 | 0 | 0 | 0 | 0 | 0 | 0
[10 empty] | 0 | 0 | 0 | 0 | 0 | 0 | 0 | 0 | 0 | 0 | 0 | 0 | 0 | 0 | 0 | 0 | 0 | 0 | 0 | 0 | 0 | 0 | 0 | 0 | 0 | 0 | 0 | 0
[10 empty] | 0 | 0 | 0 | 0 | 0 | 0 | 0 | 0 | 0 | 0 | 0 | 0 | 0 | 0 | 0 | 0 | 0 | 0 | 0 | 0 | 0 | 0 | 0 | 0 | 0 | 0 | 0 | 0
[10 empty] | 0 | -0.0024396 | -0.0077763 | -0.01137 | -0.014696 | -0.017558 | -0.019549 | -0.021755 | -0.024561 | -0.027845 | -0.031674 | -0.035588 | -0.040019 | -0.04478 | -0.04997 | -0.054991 | -0.060371 | -0.065854 | -0.071592 | -0.076893 | -0.082448 | -0.087997 | -0.094258 | -0.10028 | -0.10685 | -0.11366 | -0.12069 | -0.12694
[10 empty] | 0 | 0 | 0 | 0 | 0 | 0 | 0 | 0 | 0 | 0 | 0 | 0 | 0 | 0 | 0 | 0 | 0 | 0 | 0 | 0 | 0 | 0 | 0 | 0 | 0 | 0 | 0 | 0
[10 empty] | 0 | 0 | 0 | 0 | 0 | 0 | 0 | 0 | 0 | 0 | 0 | 0 | 0 | 0 | 0 | 0 | 0 | 0 | 0 | 0 | 0 | 0 | 0 | 0 | 0 | 0 | 0 | 0
[10 empty] | 0 | -0.0024396 | -0.0053367 | -0.0035935 | -0.0033261 | -0.0028624 | -0.0019905 | -0.0022061 | -0.0028059 | -0.003284 | -0.003829 | -0.0039141 | -0.0044316 | -0.0047606 | -0.0051896 | -0.0050211 | -0.0053799 | -0.0054835 | -0.0057381 | -0.0053002 | -0.0055559 | -0.0055489 | -0.0064822 | -0.0067063 | -0.0075234 | -0.0079813 | -0.0083489 | -0.0076346
[10 empty] | 0 | -1.3036e-05 | -2.6332e-05 | -4.0485e-05 | -5.5467e-05 | -0.00064319 | -0.0012465 | -0.0018657 | -0.0025011 | -0.0031531 | -0.0038221 | -0.0045087 | -0.0052131 | -0.0059356 | -0.0067506 | -0.0076501 | -0.0086271 | -0.0096759 | -0.01071 | -0.011735 | -0.012755 | -0.013927 | -0.015085 | -0.016233 | -0.017377 | -0.018353 | -0.019353 | -0.020376
[10 empty] | 0 | -5.1096e-06 | -1.0321e-05 | -1.5868e-05 | -2.174e-05 | -0.0002521 | -0.00048855 | -0.00073124 | -0.00098029 | -0.0012358 | -0.001498 | -0.0017672 | -0.0020432 | -0.0023264 | -0.0026459 | -0.0029984 | -0.0033813 | -0.0037924 | -0.0041977 | -0.0045994 | -0.0049993 | -0.0054586 | -0.0059124 | -0.0063624 | -0.0068106 | -0.0071934 | -0.0075852 | -0.0079861
[10 empty] | 0 | -3.5614e-06 | -7.1935e-06 | -1.106e-05 | -1.5153e-05 | -0.00017571 | -0.00034052 | -0.00050968 | -0.00068327 | -0.0008614 | -0.0010442 | -0.0012317 | -0.0014242 | -0.0016215 | -0.0018442 | -0.0020899 | -0.0023568 | -0.0026434 | -0.0029258 | -0.0032058 | -0.0034846 | -0.0038047 | -0.004121 | -0.0044347 | -0.0047471 | -0.0050139 | -0.0052869 | -0.0055664
[10 empty] | 0 | -1.3036e-05 | -1.3295e-05 | -1.4153e-05 | -1.4982e-05 | -0.00058773 | -0.00060328 | -0.00061919 | -0.00063543 | -0.00065202 | -0.00066897 | -0.00068664 | -0.00070435 | -0.00072253 | -0.0008169 | -0.00090296 | -0.00098202 | -0.0010553 | -0.0011235 | -0.0011877 | -0.0012485 | -0.0014618 | -0.0014997 | -0.001537 | -0.0015753 | -0.001614 | -0.0016537 | -0.001705
[10 empty] | 0 | -0.00039394 | -0.00085652 | -0.001306 | -0.0017433 | -0.0021683 | -0.0025814 | -0.0029834 | -0.0033746 | -0.0037547 | -0.0041525 | -0.0045317 | -0.005012 | -0.0055177 | -0.0059857 | -0.0064401 | -0.0068809 | -0.0073082 | -0.0077224 | -0.0081337 | -0.0085449 | -0.0089172 | -0.0094482 | -0.0099667 | -0.010445 | -0.010916 | -0.011371 | -0.011809
[10 empty] | 0 | -0.0001544 | -0.00033571 | -0.00051188 | -0.00068329 | -0.00084984 | -0.0010118 | -0.0011693 | -0.0013227 | -0.0014716 | -0.0016276 | -0.0017762 | -0.0019644 | -0.0021626 | -0.0023461 | -0.0025242 | -0.0026969 | -0.0028644 | -0.0030268 | -0.0031879 | -0.0033491 | -0.0034951 | -0.0037032 | -0.0039064 | -0.004094 | -0.0042786 | -0.0044566 | -0.0046284
[10 empty] | 0 | -0.00010762 | -0.00023399 | -0.00035678 | -0.00047626 | -0.00059235 | -0.00070521 | -0.00081504 | -0.00092191 | -0.0010258 | -0.0011344 | -0.001238 | -0.0013692 | -0.0015074 | -0.0016352 | -0.0017594 | -0.0018798 | -0.0019965 | -0.0021097 | -0.002222 | -0.0023344 | -0.0024361 | -0.0025811 | -0.0027228 | -0.0028536 | -0.0029822 | -0.0031063 | -0.0032261
[10 empty] | 0 | -0.00039394 | -0.00046259 | -0.00044947 | -0.00043734 | -0.00042493 | -0.00041314 | -0.00040203 | -0.0003912 | -0.00038011 | -0.0005291 | -0.00062089 | -0.0007913 | -0.00093663 | -0.00091051 | -0.00088451 | -0.00085912 | -0.00083409 | -0.00080988 | -0.00084916 | -0.00090799 | -0.0009651 | -0.0012678 | -0.0013313 | -0.0013491 | -0.0013662 | -0.0013241 | -0.001283
[10 empty] | 0 | -0.0081964 | -0.016389 | -0.02458 | -0.032774 | -0.040969 | -0.049162 | -0.057356 | -0.06555 | -0.073745 | -0.081941 | -0.090146 | -0.098355 | -0.10657 | -0.11479 | -0.12304 | -0.13129 | -0.13957 | -0.14787 | -0.15618 | -0.16451 | -0.1729 | -0.18132 | -0.18972 | -0.19812 | -0.20651 | -0.21489 | -0.22326
[10 empty] | 0 | -0.0032125 | -0.0064238 | -0.009634 | -0.012846 | -0.016057 | -0.019269 | -0.02248 | -0.025692 | -0.028904 | -0.032116 | -0.035332 | -0.03855 | -0.041768 | -0.044993 | -0.048223 | -0.05146 | -0.054704 | -0.057955 | -0.061213 | -0.064479 | -0.067769 | -0.071066 | -0.074361 | -0.077653 | -0.08094 | -0.084225 | -0.087506
[10 empty] | 0 | -0.0022392 | -0.0044774 | -0.006715 | -0.0089535 | -0.011192 | -0.013431 | -0.015669 | -0.017908 | -0.020146 | -0.022385 | -0.024627 | -0.026869 | -0.029113 | -0.03136 | -0.033612 | -0.035868 | -0.038129 | -0.040395 | -0.042666 | -0.044943 | -0.047236 | -0.049534 | -0.05183 | -0.054125 | -0.056416 | -0.058706 | -0.060993
[10 empty] | 0 | -0.0081964 | -0.0081931 | -0.0081906 | -0.0081939 | -0.0081946 | -0.0081937 | -0.0081938 | -0.0081941 | -0.0081947 | -0.008196 | -0.0082055 | -0.0082081 | -0.0082129 | -0.0093976 | -0.010416 | -0.011292 | -0.012047 | -0.012697 | -0.013258 | -0.013742 | -0.016588 | -0.016606 | -0.016599 | -0.016595 | -0.016586 | -0.01658 | -0.016743
[10 empty] | 0 | 0 | 0 | 0 | 0 | 0 | 0 | 0 | 0 | 0 | 0 | 0 | 0 | 0 | 0 | 0 | 0 | 0 | 0 | 0 | 0 | 0 | 0 | 0 | 0 | 0 | 0 | 0
[10 empty] | 0 | 0 | 0 | 0 | 0 | 0 | 0 | 0 | 0 | 0 | 0 | 0 | 0 | 0 | 0 | 0 | 0 | 0 | 0 | 0 | 0 | 0 | 0 | 0 | 0 | 0 | 0 | 0
[10 empty] | 0 | 0 | 0 | 0 | 0 | 0 | 0 | 0 | 0 | 0 | 0 | 0 | 0 | 0 | 0 | 0 | 0 | 0 | 0 | 0 | 0 | 0 | 0 | 0 | 0 | 0 | 0 | 0
[10 empty] | 0 | 0 | 0 | 0 | 0 | 0 | 0 | 0 | 0 | 0 | 0 | 0 | 0 | 0 | 0 | 0 | 0 | 0 | 0 | 0 | 0 | 0 | 0 | 0 | 0 | 0 | 0 | 0
[10 empty] | 0 | -0.076436 | -0.15284 | -0.22922 | -0.30562 | -0.38193 | -0.45822 | -0.53447 | -0.61069 | -0.68689 | -0.76305 | -0.83919 | -0.91529 | -0.99137 | -1.0674 | -1.1434 | -1.2194 | -1.2954 | -1.3713 | -1.4472 | -1.5231 | -1.5989 | -1.6747 | -1.7505 | -1.8262 | -1.902 | -1.9777 | -2.0533
[10 empty] | 0 | -0.015738 | -0.031469 | -0.047195 | -0.062925 | -0.078637 | -0.094344 | -0.11004 | -0.12574 | -0.14143 | -0.15711 | -0.17278 | -0.18845 | -0.20412 | -0.21978 | -0.23543 | -0.25107 | -0.26671 | -0.28234 | -0.29797 | -0.31359 | -0.32921 | -0.34481 | -0.36042 | -0.37601 | -0.3916 | -0.40719 | -0.42277
[10 empty] | 0 | -0.021217 | -0.042425 | -0.063625 | -0.084831 | -0.10601 | -0.12719 | -0.14835 | -0.16951 | -0.19066 | -0.2118 | -0.23294 | -0.25406 | -0.27518 | -0.29629 | -0.31739 | -0.33848 | -0.35956 | -0.38064 | -0.4017 | -0.42276 | -0.44381 | -0.46485 | -0.48589 | -0.50692 | -0.52793 | -0.54894 | -0.56995
[10 empty] | 0 | -0.076436 | -0.076406 | -0.076376 | -0.076397 | -0.076315 | -0.076285 | -0.076255 | -0.076225 | -0.076195 | -0.076165 | -0.076135 | -0.076105 | -0.076075 | -0.084538 | -0.092054 | -0.098729 | -0.10466 | -0.10992 | -0.11459 | -0.11873 | -0.12241 | -0.12567 | -0.1521 | -0.15204 | -0.15199 | -0.15194 | -0.15281
[10 empty] | 0 | -0.0052826 | -0.010563 | -0.015842 | -0.021122 | -0.026396 | -0.031668 | -0.036938 | -0.042206 | -0.047472 | -0.052736 | -0.057998 | -0.063258 | -0.068515 | -0.073771 | -0.079025 | -0.084276 | -0.089525 | -0.094773 | -0.10002 | -0.10526 | -0.1105 | -0.11574 | -0.12098 | -0.12621 | -0.13145 | -0.13668 | -0.14191
[10 empty] | 0 | -0.0010877 | -0.0021749 | -0.0032617 | -0.0043488 | -0.0054348 | -0.0065203 | -0.0076054 | -0.00869 | -0.0097743 | -0.010858 | -0.011941 | -0.013024 | -0.014107 | -0.015189 | -0.016271 | -0.017352 | -0.018433 | -0.019513 | -0.020593 | -0.021673 | -0.022752 | -0.023831 | -0.024909 | -0.025987 | -0.027064 | -0.028142 | -0.029218
[10 empty] | 0 | -0.0014663 | -0.0029321 | -0.0043972 | -0.0058628 | -0.0073268 | -0.0087902 | -0.010253 | -0.011715 | -0.013177 | -0.014638 | -0.016099 | -0.017559 | -0.019018 | -0.020477 | -0.021935 | -0.023393 | -0.02485 | -0.026306 | -0.027762 | -0.029218 | -0.030673 | -0.032127 | -0.033581 | -0.035034 | -0.036486 | -0.037938 | -0.03939
[10 empty] | 0 | -0.0052826 | -0.0052806 | -0.0052785 | -0.00528 | -0.0052743 | -0.0052722 | -0.0052701 | -0.005268 | -0.005266 | -0.0052639 | -0.0052618 | -0.0052597 | -0.0052577 | -0.0060103 | -0.0066548 | -0.0072066 | -0.0076796 | -0.0080838 | -0.0084298 | -0.0087257 | -0.010518 | -0.010514 | -0.01051 | -0.010506 | -0.010501 | -0.010497 | -0.010601
[10 empty] | 0 | -0.039065 | -0.088727 | -0.13837 | -0.19255 | -0.24616 | -0.29939 | -0.35598 | -0.40953 | -0.46318 | -0.51704 | -0.57104 | -0.62588 | -0.68082 | -0.73579 | -0.79077 | -0.84583 | -0.90092 | -0.95559 | -1.01 | -1.0641 | -1.1183 | -1.1725 | -1.2262 | -1.28 | -1.3339 | -1.3881 | -1.4425
[10 empty] | 0 | -0.01406 | -0.031933 | -0.049799 | -0.069299 | -0.088592 | -0.10775 | -0.12812 | -0.14739 | -0.1667 | -0.18608 | -0.20552 | -0.22525 | -0.24503 | -0.26481 | -0.2846 | -0.30441 | -0.32424 | -0.34392 | -0.36349 | -0.38299 | -0.40248 | -0.42199 | -0.4413 | -0.46066 | -0.48008 | -0.49958 | -0.51916
[10 empty] | 0 | -0.018155 | -0.041234 | -0.064305 | -0.089484 | -0.1144 | -0.13914 | -0.16543 | -0.19032 | -0.21525 | -0.24029 | -0.26538 | -0.29086 | -0.3164 | -0.34194 | -0.3675 | -0.39308 | -0.41869 | -0.44409 | -0.46936 | -0.49454 | -0.51971 | -0.5449 | -0.56984 | -0.59485 | -0.61992 | -0.6451 | -0.67038
[10 empty] | 0 | -0.039065 | -0.049662 | -0.049642 | -0.066217 | -0.077197 | -0.084527 | -0.10611 | -0.11353 | -0.12093 | -0.13602 | -0.14741 | -0.15854 | -0.17252 | -0.18306 | -0.19323 | -0.20619 | -0.21761 | -0.22819 | -0.24046 | -0.25175 | -0.26273 | -0.27468 | -0.2861 | -0.29721 | -0.30892 | -0.32034 | -0.33158
[10 empty] | 0 | -0.0013018 | -0.0030482 | -0.0047939 | -0.00654 | -0.0082843 | -0.010028 | -0.0121 | -0.014172 | -0.016242 | -0.018312 | -0.020381 | -0.022665 | -0.024947 | -0.027229 | -0.02951 | -0.03179 | -0.034069 | -0.036348 | -0.038625 | -0.0411 | -0.043643 | -0.046242 | -0.048884 | -0.05156 | -0.054524 | -0.057275 | -0.059973
[10 empty] | 0 | -0.00046853 | -0.001097 | -0.0017253 | -0.0023538 | -0.0029815 | -0.003609 | -0.0043548 | -0.0051003 | -0.0058455 | -0.0065905 | -0.0073351 | -0.008157 | -0.0089785 | -0.0097997 | -0.010621 | -0.011441 | -0.012262 | -0.013081 | -0.013901 | -0.014792 | -0.015707 | -0.016642 | -0.017593 | -0.018556 | -0.019623 | -0.020613 | -0.021584
[10 empty] | 0 | -0.000605 | -0.0014166 | -0.0022279 | -0.0030394 | -0.00385 | -0.0046603 | -0.0056233 | -0.006586 | -0.0075482 | -0.0085101 | -0.0094716 | -0.010533 | -0.011594 | -0.012654 | -0.013714 | -0.014774 | -0.015833 | -0.016892 | -0.01795 | -0.0191 | -0.020282 | -0.02149 | -0.022718 | -0.023962 | -0.025339 | -0.026618 | -0.027871
[10 empty] | 0 | -0.0013018 | -0.0017464 | -0.0017457 | -0.0017462 | -0.0017443 | -0.0017436 | -0.0020722 | -0.0020714 | -0.0020706 | -0.0020698 | -0.002069 | -0.0022836 | -0.0022827 | -0.0022818 | -0.0022809 | -0.0022801 | -0.0022792 | -0.0022783 | -0.0022774 | -0.0027352 | -0.0031011 | -0.0033935 | -0.0036273 | -0.0038137 | -0.0045638 | -0.0045619 | -0.0045601
[10 empty] | 0 | -0.0082469 | -0.016491 | -0.02571 | -0.035659 | -0.0462 | -0.057548 | -0.069192 | -0.08112 | -0.093167 | -0.10508 | -0.11697 | -0.12894 | -0.1409 | -0.15288 | -0.16428 | -0.17578 | -0.18739 | -0.19905 | -0.21078 | -0.22251 | -0.23417 | -0.24587 | -0.25755 | -0.26919 | -0.28081 | -0.29237 | -0.30392
[10 empty] | 0 | -0.0029681 | -0.005935 | -0.0092529 | -0.012834 | -0.016627 | -0.020712 | -0.024902 | -0.029195 | -0.033531 | -0.037818 | -0.042096 | -0.046406 | -0.050711 | -0.055022 | -0.059126 | -0.063264 | -0.06744 | -0.071637 | -0.075858 | -0.080082 | -0.084279 | -0.088488 | -0.092693 | -0.096882 | -0.10106 | -0.10522 | -0.10938
[10 empty] | 0 | -0.0038326 | -0.0076637 | -0.011948 | -0.016572 | -0.021471 | -0.026745 | -0.032156 | -0.037699 | -0.043297 | -0.048834 | -0.054358 | -0.059923 | -0.065481 | -0.071048 | -0.076348 | -0.081691 | -0.087084 | -0.092504 | -0.097954 | -0.10341 | -0.10883 | -0.11426 | -0.11969 | -0.1251 | -0.1305 | -0.13587 | -0.14124
[10 empty] | 0 | -0.0082469 | -0.0082437 | -0.010989 | -0.012823 | -0.014951 | -0.018612 | -0.020411 | -0.023225 | -0.02543 | -0.027896 | -0.030582 | -0.033005 | -0.035625 | -0.037982 | -0.040477 | -0.042969 | -0.04536 | -0.047867 | -0.050283 | -0.052755 | -0.055207 | -0.057645 | -0.060109 | -0.062545 | -0.065 | -0.067444 | -0.069889
[10 empty] | 0 | -0.015616 | -0.037092 | -0.060967 | -0.084492 | -0.10781 | -0.13246 | -0.15619 | -0.1801 | -0.20417 | -0.22823 | -0.25234 | -0.27707 | -0.30185 | -0.3267 | -0.3516 | -0.37648 | -0.40136 | -0.42623 | -0.45081 | -0.47543 | -0.50005 | -0.52467 | -0.54927 | -0.5739 | -0.59828 | -0.62268 | -0.64708
[10 empty] | 0 | -0.0056203 | -0.013349 | -0.021942 | -0.030408 | -0.038799 | -0.047673 | -0.056213 | -0.064819 | -0.073481 | -0.082141 | -0.090816 | -0.099717 | -0.10864 | -0.11758 | -0.12654 | -0.13549 | -0.14445 | -0.1534 | -0.16225 | -0.17111 | -0.17997 | -0.18883 | -0.19768 | -0.20655 | -0.21532 | -0.2241 | -0.23288
[10 empty] | 0 | -0.0072574 | -0.017238 | -0.028333 | -0.039266 | -0.0501 | -0.061559 | -0.072587 | -0.083699 | -0.094884 | -0.10607 | -0.11727 | -0.12876 | -0.14028 | -0.15183 | -0.1634 | -0.17496 | -0.18652 | -0.19808 | -0.20951 | -0.22095 | -0.23239 | -0.24383 | -0.25526 | -0.26671 | -0.27804 | -0.28938 | -0.30072
[10 empty] | 0 | -0.015616 | -0.021475 | -0.028628 | -0.033405 | -0.038948 | -0.048485 | -0.053625 | -0.061017 | -0.066812 | -0.073291 | -0.080345 | -0.087329 | -0.09426 | -0.1005 | -0.1071 | -0.11369 | -0.12002 | -0.12665 | -0.13304 | -0.13959 | -0.14607 | -0.15252 | -0.15904 | -0.16549 | -0.17199 | -0.17845 | -0.18492
[10 empty] | 0 | -0.0015142 | -0.0030036 | -0.0044714 | -0.0059524 | -0.0074535 | -0.0089638 | -0.010501 | -0.012069 | -0.01365 | -0.015242 | -0.016849 | -0.018487 | -0.020162 | -0.021876 | -0.023618 | -0.025387 | -0.027181 | -0.029008 | -0.030858 | -0.03272 | -0.034662 | -0.03661 | -0.038555 | -0.040485 | -0.042396 | -0.044295 | -0.046175
[10 empty] | 0 | -0.00032233 | -0.00063937 | -0.0009518 | -0.0012671 | -0.0015866 | -0.0019081 | -0.0022353 | -0.0025692 | -0.0029057 | -0.0032445 | -0.0035866 | -0.0039353 | -0.0042918 | -0.0046566 | -0.0050275 | -0.005404 | -0.005786 | -0.0061748 | -0.0065686 | -0.0069649 | -0.0073783 | -0.007793 | -0.008207 | -0.0086178 | -0.0090247 | -0.0094289 | -0.0098291
[10 empty] | 0 | -0.00034086 | -0.00067613 | -0.0010065 | -0.0013399 | -0.0016778 | -0.0020178 | -0.0023638 | -0.0027169 | -0.0030728 | -0.003431 | -0.0037929 | -0.0041616 | -0.0045386 | -0.0049243 | -0.0053166 | -0.0057147 | -0.0061186 | -0.0065299 | -0.0069463 | -0.0073654 | -0.0078025 | -0.0082411 | -0.0086789 | -0.0091133 | -0.0095437 | -0.0099711 | -0.010394
[10 empty] | 0 | -0.0015142 | -0.0014894 | -0.0014677 | -0.001481 | -0.0015012 | -0.0015103 | -0.0015369 | -0.0015686 | -0.001581 | -0.0015914 | -0.0016074 | -0.0018061 | -0.0019898 | -0.0021568 | -0.002301 | -0.0024317 | -0.0025519 | -0.0026708 | -0.0027744 | -0.0028592 | -0.0034715 | -0.0034792 | -0.0034994 | -0.0035368 | -0.0035861 | -0.0036454 | -0.0037114
[10 empty] | 0 | -0.00072818 | -0.0014511 | -0.0021693 | -0.0028878 | -0.0036067 | -0.004325 | -0.0050449 | -0.0058407 | -0.0066951 | -0.0075962 | -0.0085355 | -0.0094661 | -0.010485 | -0.011474 | -0.012443 | -0.013399 | -0.014348 | -0.015293 | -0.016236 | -0.017198 | -0.018062 | -0.018945 | -0.019839 | -0.020738 | -0.021652 | -0.022559 | -0.023464
[10 empty] | 0 | -0.000155 | -0.0003089 | -0.00046177 | -0.00061471 | -0.00076775 | -0.00092065 | -0.0010739 | -0.0012433 | -0.0014252 | -0.001617 | -0.0018169 | -0.002015 | -0.0022319 | -0.0024425 | -0.0026487 | -0.0028522 | -0.0030541 | -0.0032554 | -0.0034562 | -0.0036608 | -0.0038448 | -0.0040328 | -0.0042231 | -0.0044145 | -0.0046089 | -0.0048021 | -0.0049948
[10 empty] | 0 | -0.00016392 | -0.00032666 | -0.00048832 | -0.00065005 | -0.00081189 | -0.00097359 | -0.0011356 | -0.0013148 | -0.0015071 | -0.00171 | -0.0019214 | -0.0021309 | -0.0023602 | -0.0025829 | -0.002801 | -0.0030162 | -0.0032298 | -0.0034426 | -0.0036549 | -0.0038713 | -0.0040658 | -0.0042647 | -0.0044659 | -0.0046683 | -0.0048739 | -0.0050783 | -0.005282
[10 empty] | 0 | -0.00072818 | -0.00072296 | -0.00071816 | -0.00071845 | -0.00071895 | -0.0007183 | -0.00071992 | -0.00086934 | -0.00098703 | -0.0010809 | -0.0011571 | -0.0012185 | -0.0014637 | -0.0014641 | -0.0014928 | -0.0015395 | -0.0015959 | -0.0016579 | -0.001719 | -0.0018551 | -0.001955 | -0.0020336 | -0.0020987 | -0.0021569 | -0.0022636 | -0.0022947 | -0.002354
[10 empty] | 0 | -0.00015602 | -0.00031353 | -0.0004734 | -0.00063782 | -0.00080726 | -0.00098185 | -0.0011643 | -0.0013556 | -0.0015531 | -0.0017565 | -0.001967 | -0.0021848 | -0.0024103 | -0.0026434 | -0.0028832 | -0.0031328 | -0.0033928 | -0.0036645 | -0.0039473 | -0.0042396 | -0.0045409 | -0.0048506 | -0.0051748 | -0.005505 | -0.0058411 | -0.0061822 | -0.0065282
[10 empty] | 0 | -3.3211e-05 | -6.674e-05 | -0.00010077 | -0.00013577 | -0.00017184 | -0.000209 | -0.00024785 | -0.00028856 | -0.00033059 | -0.0003739 | -0.0004187 | -0.00046507 | -0.00051306 | -0.00056268 | -0.00061373 | -0.00066686 | -0.00072221 | -0.00078006 | -0.00084025 | -0.00090246 | -0.00096661 | -0.0010325 | -0.0011015 | -0.0011718 | -0.0012434 | -0.001316 | -0.0013896
[10 empty] | 0 | -3.512e-05 | -7.0578e-05 | -0.00010656 | -0.00014358 | -0.00018172 | -0.00022102 | -0.0002621 | -0.00030515 | -0.0003496 | -0.0003954 | -0.00044278 | -0.00049181 | -0.00054257 | -0.00059504 | -0.00064902 | -0.00070521 | -0.00076373 | -0.00082491 | -0.00088856 | -0.00095435 | -0.0010222 | -0.0010919 | -0.0011649 | -0.0012392 | -0.0013149 | -0.0013917 | -0.0014695
[10 empty] | 0 | -0.00015602 | -0.00015752 | -0.00015986 | -0.00016442 | -0.00016944 | -0.00017459 | -0.00018248 | -0.00019127 | -0.00019745 | -0.00020347 | -0.00021046 | -0.0002178 | -0.00022548 | -0.0002331 | -0.0002398 | -0.0002719 | -0.0003016 | -0.00033028 | -0.00035639 | -0.0003796 | -0.00040115 | -0.00042125 | -0.00049263 | -0.00050327 | -0.0005141 | -0.00052515 | -0.0005363
[10 empty] | 0 | 0 | 0 | 0 | 0 | 0 | 0 | 0 | 0 | 0 | 0 | 0 | 0 | 0 | 0 | 0 | 0 | 0 | 0 | 0 | 0 | 0 | 0 | 0 | 0 | 0 | 0 | 0
[10 empty] | 0 | 0 | 0 | 0 | 0 | 0 | 0 | 0 | 0 | 0 | 0 | 0 | 0 | 0 | 0 | 0 | 0 | 0 | 0 | 0 | 0 | 0 | 0 | 0 | 0 | 0 | 0 | 0
[10 empty] | 0 | 0 | 0 | 0 | 0 | 0 | 0 | 0 | 0 | 0 | 0 | 0 | 0 | 0 | 0 | 0 | 0 | 0 | 0 | 0 | 0 | 0 | 0 | 0 | 0 | 0 | 0 | 0
[10 empty] | 0 | 0 | 0 | 0 | 0 | 0 | 0 | 0 | 0 | 0 | 0 | 0 | 0 | 0 | 0 | 0 | 0 | 0 | 0 | 0 | 0 | 0 | 0 | 0 | 0 | 0 | 0 | 0
[10 empty] | 0 | -4.0702e-05 | -8.0251e-05 | -0.00011932 | -0.00015916 | -0.00020003 | -0.00024206 | -0.00028706 | -0.00033566 | -0.00038592 | -0.00043766 | -0.00049149 | -0.00054881 | -0.00061025 | -0.00067595 | -0.000745 | -0.00081735 | -0.00089307 | -0.00097294 | -0.001056 | -0.0011411 | -0.0012349 | -0.0013299 | -0.0014248 | -0.0015193 | -0.0016131 | -0.0017063 | -0.0017983
[10 empty] | 0 | -8.6642e-06 | -1.7083e-05 | -2.54e-05 | -3.388e-05 | -4.258e-05 | -5.1527e-05 | -6.1106e-05 | -7.1451e-05 | -8.215e-05 | -9.3164e-05 | -0.00010462 | -0.00011682 | -0.0001299 | -0.00014389 | -0.00015859 | -0.00017399 | -0.0001901 | -0.00020711 | -0.00022479 | -0.0002429 | -0.00026286 | -0.00028308 | -0.0003033 | -0.00032341 | -0.00034338 | -0.00036322 | -0.00038281
[10 empty] | 0 | -9.1623e-06 | -1.8065e-05 | -2.686e-05 | -3.5828e-05 | -4.5028e-05 | -5.4489e-05 | -6.462e-05 | -7.556e-05 | -8.6874e-05 | -9.8521e-05 | -0.00011064 | -0.00012354 | -0.00013737 | -0.00015216 | -0.0001677 | -0.00018399 | -0.00020104 | -0.00021901 | -0.00023772 | -0.00025686 | -0.00027798 | -0.00029936 | -0.00032073 | -0.000342 | -0.00036312 | -0.0003841 | -0.00040482
[10 empty] | 0 | -4.0702e-05 | -3.9549e-05 | -3.907e-05 | -3.9841e-05 | -4.0867e-05 | -4.2031e-05 | -4.5004e-05 | -4.8597e-05 | -5.0261e-05 | -5.174e-05 | -5.3823e-05 | -6.1848e-05 | -6.9859e-05 | -7.7519e-05 | -8.398e-05 | -9.0164e-05 | -9.6225e-05 | -0.0001031 | -0.00010912 | -0.0001138 | -0.00013762 | -0.00013957 | -0.00014131 | -0.00014368 | -0.0001465 | -0.0001497 | -0.00015317
[10 empty] | 0 | -0.00015029 | -0.00030791 | -0.00047314 | -0.00064635 | -0.00082763 | -0.0010174 | -0.0012159 | -0.0014235 | -0.0016404 | -0.0018672 | -0.002104 | -0.0023513 | -0.0026094 | -0.0028787 | -0.0031595 | -0.0034524 | -0.0037577 | -0.0040758 | -0.0044072 | -0.0047524 | -0.0051118 | -0.0054859 | -0.0058752 | -0.0062803 | -0.0067016 | -0.0071398 | -0.0075953
[10 empty] | 0 | -3.1991e-05 | -6.5544e-05 | -0.00010071 | -0.00013759 | -0.00017617 | -0.00021656 | -0.00025882 | -0.00030301 | -0.0003492 | -0.00039746 | -0.00044787 | -0.00050051 | -0.00055545 | -0.00061277 | -0.00067256 | -0.0007349 | -0.00079989 | -0.00086761 | -0.00093815 | -0.0010116 | -0.0010881 | -0.0011678 | -0.0012506 | -0.0013369 | -0.0014265 | -0.0015198 | -0.0016168
[10 empty] | 0 | -3.3831e-05 | -6.9313e-05 | -0.00010651 | -0.0001455 | -0.0001863 | -0.00022901 | -0.0002737 | -0.00032043 | -0.00036928 | -0.00042032 | -0.00047363 | -0.00052929 | -0.00058739 | -0.00064801 | -0.00071123 | -0.00077716 | -0.00084588 | -0.00091749 | -0.0009921 | -0.0010698 | -0.0011507 | -0.0012349 | -0.0013226 | -0.0014137 | -0.0015086 | -0.0016072 | -0.0017098
[10 empty] | 0 | -0.00015029 | -0.00015762 | -0.00016523 | -0.00017322 | -0.00018127 | -0.00018974 | -0.0001985 | -0.00020759 | -0.00021699 | -0.00024821 | -0.00027775 | -0.00030595 | -0.00033313 | -0.0003595 | -0.00038531 | -0.00041074 | -0.00047976 | -0.00050082 | -0.00052568 | -0.00055369 | -0.00058418 | -0.00061683 | -0.00065129 | -0.00068729 | -0.00072466 | -0.00077579 | -0.0008251
[10 empty] | 0 | -3.271e-05 | -6.5191e-05 | -9.7446e-05 | -0.0001295 | -0.0001613 | -0.00019288 | -0.00022424 | -0.00025537 | -0.00028629 | -0.00031699 | -0.00034746 | -0.00037773 | -0.00040777 | -0.00043761 | -0.00046723 | -0.00049664 | -0.00052583 | -0.00055482 | -0.0005836 | -0.00061217 | -0.00064054 | -0.0006687 | -0.00069665 | -0.0007244 | -0.00075195 | -0.0007793 | -0.00080645
[10 empty] | 0 | -6.9628e-06 | -1.3877e-05 | -2.0743e-05 | -2.7565e-05 | -3.4335e-05 | -4.1057e-05 | -4.7732e-05 | -5.436e-05 | -6.0941e-05 | -6.7475e-05 | -7.3964e-05 | -8.0405e-05 | -8.6802e-05 | -9.3152e-05 | -9.9457e-05 | -0.00010572 | -0.00011193 | -0.0001181 | -0.00012423 | -0.00013031 | -0.00013635 | -0.00014234 | -0.00014829 | -0.0001542 | -0.00016007 | -0.00016589 | -0.00017167
[10 empty] | 0 | -7.3632e-06 | -1.4675e-05 | -2.1936e-05 | -2.915e-05 | -3.6309e-05 | -4.3418e-05 | -5.0477e-05 | -5.7486e-05 | -6.4445e-05 | -7.1355e-05 | -7.8216e-05 | -8.5029e-05 | -9.1793e-05 | -9.8508e-05 | -0.00010518 | -0.0001118 | -0.00011837 | -0.00012489 | -0.00013137 | -0.0001378 | -0.00014419 | -0.00015053 | -0.00015682 | -0.00016307 | -0.00016927 | -0.00017543 | -0.00018154
[10 empty] | 0 | -3.271e-05 | -3.2481e-05 | -3.2254e-05 | -3.205e-05 | -3.1803e-05 | -3.158e-05 | -3.1357e-05 | -3.1136e-05 | -3.0916e-05 | -3.0697e-05 | -3.0479e-05 | -3.0263e-05 | -3.0047e-05 | -2.9833e-05 | -2.962e-05 | -2.9408e-05 | -2.9197e-05 | -3.366e-05 | -3.7424e-05 | -4.059e-05 | -4.3245e-05 | -4.5457e-05 | -4.7294e-05 | -4.8808e-05 | -5.9576e-05 | -5.915e-05 | -5.8727e-05
[10 empty] | 0 | 0 | 0 | 0 | 0 | 0 | 0 | 0 | 0 | 0 | 0 | 0 | 0 | 0 | 0 | 0 | 0 | 0 | 0 | 0 | 0 | 0 | 0 | 0 | 0 | 0 | 0 | 0
[10 empty] | 0 | 0 | 0 | 0 | 0 | 0 | 0 | 0 | 0 | 0 | 0 | 0 | 0 | 0 | 0 | 0 | 0 | 0 | 0 | 0 | 0 | 0 | 0 | 0 | 0 | 0 | 0 | 0
[10 empty] | 0 | 0 | 0 | 0 | 0 | 0 | 0 | 0 | 0 | 0 | 0 | 0 | 0 | 0 | 0 | 0 | 0 | 0 | 0 | 0 | 0 | 0 | 0 | 0 | 0 | 0 | 0 | 0
[10 empty] | 0 | 0 | 0 | 0 | 0 | 0 | 0 | 0 | 0 | 0 | 0 | 0 | 0 | 0 | 0 | 0 | 0 | 0 | 0 | 0 | 0 | 0 | 0 | 0 | 0 | 0 | 0 | 0
[10 empty] | 0 | -0.0016452 | -0.003226 | -0.0047444 | -0.0062031 | -0.007602 | -0.0089438 | -0.01023 | -0.011463 | -0.012643 | -0.013773 | -0.014854 | -0.015887 | -0.016875 | -0.017817 | -0.018716 | -0.019574 | -0.02039 | -0.021167 | -0.021906 | -0.022608 | -0.023274 | -0.023906 | -0.024504 | -0.025069 | -0.025603 | -0.026106 | -0.02658
[10 empty] | 0 | -0.00024715 | -0.00048464 | -0.00071274 | -0.00093188 | -0.001142 | -0.0013436 | -0.0015369 | -0.001722 | -0.0018994 | -0.0020691 | -0.0022315 | -0.0023867 | -0.0025351 | -0.0026766 | -0.0028117 | -0.0029405 | -0.0030632 | -0.0031799 | -0.0032909 | -0.0033964 | -0.0034965 | -0.0035913 | -0.0036811 | -0.0037661 | -0.0038463 | -0.0039219 | -0.0039931
[10 empty] | 0 | -0.0003211 | -0.00062965 | -0.000926 | -0.0012107 | -0.0014837 | -0.0017456 | -0.0019967 | -0.0022373 | -0.0024677 | -0.0026882 | -0.0028992 | -0.0031009 | -0.0032936 | -0.0034775 | -0.003653 | -0.0038204 | -0.0039797 | -0.0041314 | -0.0042756 | -0.0044126 | -0.0045427 | -0.0046659 | -0.0047826 | -0.0048929 | -0.0049971 | -0.0050953 | -0.0051878
[10 empty] | 0 | -0.0016452 | -0.0015808 | -0.0015184 | -0.0014588 | -0.0019473 | -0.0022343 | -0.0023875 | -0.002778 | -0.0028471 | -0.0029734 | -0.003094 | -0.0033979 | -0.0035693 | -0.0036853 | -0.0038362 | -0.0039615 | -0.0041008 | -0.0042189 | -0.0043722 | -0.0044785 | -0.0045737 | -0.0046725 | -0.0047741 | -0.0048698 | -0.0049514 | -0.0050362 | -0.0051081
[10 empty] | 0 | -0.00012335 | -0.00024188 | -0.00035573 | -0.0004651 | -0.00056999 | -0.00067059 | -0.00076704 | -0.00085946 | -0.00094797 | -0.0010327 | -0.0011137 | -0.0011912 | -0.0012652 | -0.0013359 | -0.0014033 | -0.0014676 | -0.0015288 | -0.0015871 | -0.0016425 | -0.0016951 | -0.0017451 | -0.0017924 | -0.0018373 | -0.0018796 | -0.0019197 | -0.0019574 | -0.0019929
[10 empty] | 0 | -1.8531e-05 | -3.6337e-05 | -5.344e-05 | -6.9872e-05 | -8.5628e-05 | -0.00010074 | -0.00011523 | -0.00012912 | -0.00014241 | -0.00015514 | -0.00016731 | -0.00017895 | -0.00019007 | -0.00020069 | -0.00021082 | -0.00022048 | -0.00022967 | -0.00023843 | -0.00024675 | -0.00025466 | -0.00026216 | -0.00026927 | -0.00027601 | -0.00028237 | -0.00028839 | -0.00029406 | -0.00029939
[10 empty] | 0 | -2.4076e-05 | -4.721e-05 | -6.943e-05 | -9.0778e-05 | -0.00011125 | -0.00013088 | -0.00014971 | -0.00016775 | -0.00018502 | -0.00020156 | -0.00021738 | -0.0002325 | -0.00024695 | -0.00026074 | -0.0002739 | -0.00028645 | -0.0002984 | -0.00030977 | -0.00032058 | -0.00033085 | -0.0003406 | -0.00034984 | -0.00035859 | -0.00036686 | -0.00037468 | -0.00038204 | -0.00038898
[10 empty] | 0 | -0.00012335 | -0.00011853 | -0.00011384 | -0.00010938 | -0.00010488 | -0.0001006 | -9.645e-05 | -0.00013354 | -0.00015543 | -0.00016728 | -0.00019691 | -0.00018873 | -0.0001808 | -0.00017312 | -0.00017935 | -0.00018986 | -0.00019989 | -0.00022367 | -0.00023291 | -0.00023358 | -0.00023413 | -0.0002283 | -0.00022718 | -0.00022907 | -0.00024027 | -0.00025095 | -0.00025751
[10 empty] | 0 | -0.00064117 | -0.0012848 | -0.0019309 | -0.0025799 | -0.003231 | -0.0038846 | -0.0045406 | -0.0051992 | -0.0058603 | -0.0065239 | -0.00719 | -0.0078587 | -0.0085299 | -0.0092036 | -0.00988 | -0.010559 | -0.01124 | -0.011924 | -0.012611 | -0.0133 | -0.013992 | -0.014687 | -0.015384 | -0.016083 | -0.016786 | -0.017491 | -0.018198
[10 empty] | 0 | -9.6322e-05 | -0.00019301 | -0.00029008 | -0.00038758 | -0.00048539 | -0.00058357 | -0.00068213 | -0.00078106 | -0.00088038 | -0.00098007 | -0.0010801 | -0.0011806 | -0.0012814 | -0.0013826 | -0.0014842 | -0.0015862 | -0.0016886 | -0.0017914 | -0.0018945 | -0.0019981 | -0.002102 | -0.0022063 | -0.0023111 | -0.0024162 | -0.0025217 | -0.0026276 | -0.0027339
[10 empty] | 0 | -0.00012514 | -0.00025077 | -0.00037687 | -0.00050355 | -0.00063062 | -0.00075818 | -0.00088623 | -0.0010148 | -0.0011438 | -0.0012733 | -0.0014033 | -0.0015338 | -0.0016648 | -0.0017963 | -0.0019284 | -0.0020609 | -0.0021939 | -0.0023274 | -0.0024614 | -0.0025959 | -0.002731 | -0.0028665 | -0.0030026 | -0.0031391 | -0.0032762 | -0.0034138 | -0.0035519
[10 empty] | 0 | -0.00064117 | -0.00064364 | -0.0006461 | -0.00064902 | -0.00086479 | -0.0010106 | -0.0011094 | -0.0013038 | -0.00138 | -0.0014802 | -0.0015809 | -0.0017558 | -0.0018847 | -0.0019957 | -0.002123 | -0.0022437 | -0.0023727 | -0.0024967 | -0.0026373 | -0.002763 | -0.0028872 | -0.0030154 | -0.0031473 | -0.0032797 | -0.0034092 | -0.0035425 | -0.0036732
[10 empty] | 0 | -0.00063634 | -0.0012583 | -0.0018661 | -0.0024603 | -0.0030405 | -0.0036073 | -0.0041608 | -0.0047013 | -0.0052291 | -0.0057443 | -0.0062473 | -0.0067381 | -0.0072169 | -0.0076841 | -0.0081398 | -0.0085843 | -0.0090176 | -0.00944 | -0.0098517 | -0.010253 | -0.010644 | -0.011024 | -0.011395 | -0.011756 | -0.012107 | -0.012449 | -0.012782
[10 empty] | 0 | -9.5595e-05 | -0.00018903 | -0.00028033 | -0.00036961 | -0.00045677 | -0.00054191 | -0.00062507 | -0.00070627 | -0.00078556 | -0.00086296 | -0.00093851 | -0.0010122 | -0.0010842 | -0.0011544 | -0.0012228 | -0.0012896 | -0.0013547 | -0.0014182 | -0.00148 | -0.0015403 | -0.001599 | -0.0016562 | -0.0017119 | -0.0017661 | -0.0018189 | -0.0018702 | -0.0019202
[10 empty] | 0 | -0.0001242 | -0.00024559 | -0.00036421 | -0.0004802 | -0.00059344 | -0.00070406 | -0.0008121 | -0.0009176 | -0.0010206 | -0.0011212 | -0.0012193 | -0.0013151 | -0.0014086 | -0.0014998 | -0.0015887 | -0.0016755 | -0.00176 | -0.0018425 | -0.0019228 | -0.0020011 | -0.0020774 | -0.0021517 | -0.0022241 | -0.0022945 | -0.0023631 | -0.0024298 | -0.0024947
[10 empty] | 0 | -0.00063634 | -0.00062194 | -0.00060778 | -0.00059428 | -0.00058018 | -0.00069401 | -0.00077973 | -0.00084306 | -0.00088865 | -0.00091997 | -0.0011323 | -0.0011465 | -0.0011683 | -0.001193 | -0.0012166 | -0.0013094 | -0.0013771 | -0.0014277 | -0.0014665 | -0.0014965 | -0.0015847 | -0.0016149 | -0.0016494 | -0.0016836 | -0.0017149 | -0.001774 | -0.001819
[10 empty] | 0 | -0.001835 | -0.0036694 | -0.0055029 | -0.0073371 | -0.0091692 | -0.011001 | -0.012831 | -0.014661 | -0.016491 | -0.018319 | -0.020147 | -0.021974 | -0.0238 | -0.025626 | -0.027451 | -0.029275 | -0.031099 | -0.032921 | -0.034744 | -0.036565 | -0.038386 | -0.040206 | -0.042025 | -0.043843 | -0.045661 | -0.047478 | -0.049295
[10 empty] | 0 | -0.00027568 | -0.00055124 | -0.0008267 | -0.0011022 | -0.0013775 | -0.0016526 | -0.0019276 | -0.0022025 | -0.0024773 | -0.002752 | -0.0030266 | -0.0033011 | -0.0035755 | -0.0038497 | -0.0041239 | -0.0043979 | -0.0046719 | -0.0049457 | -0.0052195 | -0.0054931 | -0.0057666 | -0.00604 | -0.0063133 | -0.0065865 | -0.0068596 | -0.0071326 | -0.0074055
[10 empty] | 0 | -0.00035816 | -0.00071618 | -0.0010741 | -0.001432 | -0.0017896 | -0.0021471 | -0.0025044 | -0.0028616 | -0.0032186 | -0.0035755 | -0.0039322 | -0.0042888 | -0.0046453 | -0.0050016 | -0.0053578 | -0.0057139 | -0.0060698 | -0.0064255 | -0.0067812 | -0.0071367 | -0.007492 | -0.0078473 | -0.0082023 | -0.0085573 | -0.0089121 | -0.0092668 | -0.0096213
[10 empty] | 0 | -0.001835 | -0.0018343 | -0.0018336 | -0.0018341 | -0.0018321 | -0.0018314 | -0.0018307 | -0.00183 | -0.0018292 | -0.0021955 | -0.0024883 | -0.0027222 | -0.0029093 | -0.0030584 | -0.0036585 | -0.003657 | -0.0036555 | -0.0036544 | -0.003726 | -0.003842 | -0.0039814 | -0.0041302 | -0.0042789 | -0.004614 | -0.0048624 | -0.0050452 | -0.0051788
[10 empty] | 0 | -0.0002999 | -0.00058808 | -0.00086486 | -0.0011308 | -0.0013858 | -0.0016304 | -0.0018649 | -0.0020896 | -0.0023048 | -0.0025107 | -0.0027078 | -0.0028962 | -0.0030761 | -0.0032479 | -0.0034119 | -0.0035681 | -0.003717 | -0.0038587 | -0.0039934 | -0.0041213 | -0.0042427 | -0.0043578 | -0.0044668 | -0.0045699 | -0.0046672 | -0.0047589 | -0.0048453
[10 empty] | 0 | -4.5054e-05 | -8.8346e-05 | -0.00012993 | -0.00016988 | -0.00020818 | -0.00024493 | -0.00028016 | -0.00031391 | -0.00034624 | -0.00037718 | -0.00040678 | -0.00043508 | -0.00046212 | -0.00048793 | -0.00051256 | -0.00053603 | -0.0005584 | -0.00057968 | -0.00059991 | -0.00061914 | -0.00063738 | -0.00065467 | -0.00067104 | -0.00068652 | -0.00070114 | -0.00071493 | -0.0007279
[10 empty] | 0 | -5.8535e-05 | -0.00011478 | -0.0001688 | -0.0002207 | -0.00027047 | -0.00031821 | -0.00036398 | -0.00040784 | -0.00044984 | -0.00049004 | -0.0005285 | -0.00056527 | -0.00060039 | -0.00063393 | -0.00066592 | -0.00069642 | -0.00072547 | -0.00075312 | -0.00077942 | -0.00080439 | -0.00082809 | -0.00085056 | -0.00087183 | -0.00089194 | -0.00091093 | -0.00092884 | -0.0009457
[10 empty] | 0 | -0.0002999 | -0.00028817 | -0.00027678 | -0.00026592 | -0.000255 | -0.00034456 | -0.0003972 | -0.00042543 | -0.0004969 | -0.00047646 | -0.00048997 | -0.00051391 | -0.00053664 | -0.00059293 | -0.00061388 | -0.00062514 | -0.00064685 | -0.00064851 | -0.00067291 | -0.00069612 | -0.00071307 | -0.00073627 | -0.0007434 | -0.00075252 | -0.00076662 | -0.00077598 | -0.00079278
[10 empty] | 0 | 0 | 0 | 0 | 0 | 0 | 0 | 0 | 0 | 0 | 0 | 0 | 0 | 0 | 0 | 0 | 0 | 0 | 0 | 0 | 0 | 0 | 0 | 0 | 0 | 0 | 0 | 0
[10 empty] | 0 | 0 | 0 | 0 | 0 | 0 | 0 | 0 | 0 | 0 | 0 | 0 | 0 | 0 | 0 | 0 | 0 | 0 | 0 | 0 | 0 | 0 | 0 | 0 | 0 | 0 | 0 | 0
[10 empty] | 0 | 0 | 0 | 0 | 0 | 0 | 0 | 0 | 0 | 0 | 0 | 0 | 0 | 0 | 0 | 0 | 0 | 0 | 0 | 0 | 0 | 0 | 0 | 0 | 0 | 0 | 0 | 0
[10 empty] | 0 | 0 | 0 | 0 | 0 | 0 | 0 | 0 | 0 | 0 | 0 | 0 | 0 | 0 | 0 | 0 | 0 | 0 | 0 | 0 | 0 | 0 | 0 | 0 | 0 | 0 | 0 | 0
[10 empty] | 0 | -2.1861e-05 | -5.2892e-05 | -9.6039e-05 | -0.00015383 | -0.00022939 | -0.00033155 | -0.00045322 | -0.00062091 | -0.00083393 | -0.0010999 | -0.0014208 | -0.0018128 | -0.0022413 | -0.0027857 | -0.0034157 | -0.0041414 | -0.0049773 | -0.0059338 | -0.0069886 | -0.0082589 | -0.0097973 | -0.011656 | -0.013853 | -0.01645 | -0.0195 | -0.023079 | -0.027275
[10 empty] | 0 | -3.2841e-06 | -7.9459e-06 | -1.4428e-05 | -2.311e-05 | -3.446e-05 | -4.9809e-05 | -6.8087e-05 | -9.3278e-05 | -0.00012528 | -0.00016523 | -0.00021345 | -0.00027233 | -0.00033671 | -0.00041849 | -0.00051314 | -0.00062216 | -0.00074773 | -0.00089143 | -0.0010499 | -0.0012407 | -0.0014718 | -0.001751 | -0.0020811 | -0.0024712 | -0.0029295 | -0.0034671 | -0.0040974
[10 empty] | 0 | -4.2667e-06 | -1.0323e-05 | -1.8745e-05 | -3.0025e-05 | -4.4771e-05 | -6.4712e-05 | -8.8459e-05 | -0.00012119 | -0.00016276 | -0.00021467 | -0.00027732 | -0.00035381 | -0.00043745 | -0.0005437 | -0.00066667 | -0.00080831 | -0.00097146 | -0.0011582 | -0.001364 | -0.0016119 | -0.0019122 | -0.0022749 | -0.0027037 | -0.0032107 | -0.003806 | -0.0045045 | -0.0053234
[10 empty] | 0 | -2.1861e-05 | -3.1032e-05 | -4.3147e-05 | -5.7794e-05 | -7.5552e-05 | -0.00010217 | -0.00012167 | -0.00016769 | -0.00021302 | -0.00027034 | -0.00033065 | -0.00040833 | -0.0004532 | -0.00057921 | -0.00068409 | -0.00079568 | -0.0009286 | -0.0010771 | -0.00121 | -0.0014675 | -0.001783 | -0.0021567 | -0.0025635 | -0.0030422 | -0.0035812 | -0.0042098 | -0.0049273
[10 empty] | 0 | -0.00030912 | -0.00061812 | -0.000927 | -0.001236 | -0.0015446 | -0.0018531 | -0.0021615 | -0.0024698 | -0.0027779 | -0.0030859 | -0.0033938 | -0.0037016 | -0.0040093 | -0.0043168 | -0.0046242 | -0.0049315 | -0.0052387 | -0.0055458 | -0.0058527 | -0.0061595 | -0.0064662 | -0.0067728 | -0.0070793 | -0.0073856 | -0.0076919 | -0.007998 | -0.008304
[10 empty] | 0 | -4.6439e-05 | -9.2859e-05 | -0.00013926 | -0.00018568 | -0.00023204 | -0.00027839 | -0.00032472 | -0.00037103 | -0.00041732 | -0.00046359 | -0.00050985 | -0.00055609 | -0.00060231 | -0.00064851 | -0.00069469 | -0.00074086 | -0.000787 | -0.00083313 | -0.00087924 | -0.00092534 | -0.00097141 | -0.0010175 | -0.0010635 | -0.0011095 | -0.0011555 | -0.0012015 | -0.0012475
[10 empty] | 0 | -6.0334e-05 | -0.00012064 | -0.00018093 | -0.00024123 | -0.00030147 | -0.00036169 | -0.00042188 | -0.00048204 | -0.00054219 | -0.00060231 | -0.0006624 | -0.00072247 | -0.00078252 | -0.00084255 | -0.00090255 | -0.00096253 | -0.0010225 | -0.0010824 | -0.0011423 | -0.0012022 | -0.0012621 | -0.0013219 | -0.0013817 | -0.0014415 | -0.0015013 | -0.001561 | -0.0016208
[10 empty] | 0 | -0.00030912 | -0.000309 | -0.00030888 | -0.00030896 | -0.00030863 | -0.00030851 | -0.00030839 | -0.00030827 | -0.00030815 | -0.00030802 | -0.00035206 | -0.00038978 | -0.00042207 | -0.00044974 | -0.0004734 | -0.00049364 | -0.00051095 | -0.00061583 | -0.00061558 | -0.00061534 | -0.00062147 | -0.00063197 | -0.00064563 | -0.00066127 | -0.00067804 | -0.00069529 | -0.00071253
[10 empty] | 0 | -0.00043792 | -0.00087566 | -0.0013132 | -0.0017509 | -0.0021881 | -0.0026252 | -0.0030621 | -0.0034988 | -0.0039353 | -0.0043717 | -0.0048078 | -0.0052439 | -0.0056797 | -0.0061154 | -0.0065509 | -0.0069862 | -0.0074214 | -0.0078564 | -0.0082912 | -0.0087259 | -0.0091604 | -0.0095947 | -0.010029 | -0.010463 | -0.010897 | -0.01133 | -0.011764
[10 empty] | 0 | -6.5787e-05 | -0.00013155 | -0.00019728 | -0.00026304 | -0.00032872 | -0.00039438 | -0.00046001 | -0.00052561 | -0.00059119 | -0.00065675 | -0.00072227 | -0.00078778 | -0.00085325 | -0.0009187 | -0.00098413 | -0.0010495 | -0.0011149 | -0.0011803 | -0.0012456 | -0.0013109 | -0.0013761 | -0.0014414 | -0.0015066 | -0.0015718 | -0.001637 | -0.0017021 | -0.0017672
[10 empty] | 0 | -8.5472e-05 | -0.00017091 | -0.00025631 | -0.00034174 | -0.00042708 | -0.00051238 | -0.00059765 | -0.00068288 | -0.00076808 | -0.00085325 | -0.00093839 | -0.0010235 | -0.0011086 | -0.0011936 | -0.0012786 | -0.0013636 | -0.0014485 | -0.0015334 | -0.0016183 | -0.0017031 | -0.0017879 | -0.0018727 | -0.0019574 | -0.0020421 | -0.0021268 | -0.0022114 | -0.002296
[10 empty] | 0 | -0.00043792 | -0.00043774 | -0.00043757 | -0.00043769 | -0.00043722 | -0.00043705 | -0.00043688 | -0.00049926 | -0.00055269 | -0.00059843 | -0.00063764 | -0.00067115 | -0.00069982 | -0.00072435 | -0.00088185 | -0.00089683 | -0.00091617 | -0.00093841 | -0.00096207 | -0.0009865 | -0.0010109 | -0.0010726 | -0.0011249 | -0.0011703 | -0.0012104 | -0.0012465 | -0.0012795
[10 empty] | 0 | -4.5304e-05 | -9.0591e-05 | -0.00013586 | -0.00018114 | -0.00022637 | -0.00027159 | -0.00031678 | -0.00036196 | -0.00040712 | -0.00045227 | -0.00049739 | -0.0005425 | -0.00058759 | -0.00063266 | -0.00067772 | -0.00072276 | -0.00076778 | -0.00081278 | -0.00085776 | -0.00090273 | -0.00094768 | -0.00099261 | -0.0010375 | -0.0010824 | -0.0011273 | -0.0011722 | -0.001217
[10 empty] | 0 | -6.806e-06 | -1.3609e-05 | -2.041e-05 | -2.7212e-05 | -3.4008e-05 | -4.08e-05 | -4.759e-05 | -5.4377e-05 | -6.1161e-05 | -6.7943e-05 | -7.4722e-05 | -8.1499e-05 | -8.8273e-05 | -9.5044e-05 | -0.00010181 | -0.00010858 | -0.00011534 | -0.0001221 | -0.00012886 | -0.00013562 | -0.00014237 | -0.00014912 | -0.00015587 | -0.00016261 | -0.00016935 | -0.00017609 | -0.00018283
[10 empty] | 0 | -8.8424e-06 | -1.7681e-05 | -2.6517e-05 | -3.5355e-05 | -4.4183e-05 | -5.3008e-05 | -6.1829e-05 | -7.0647e-05 | -7.9462e-05 | -8.8273e-05 | -9.708e-05 | -0.00010588 | -0.00011469 | -0.00012348 | -0.00013228 | -0.00014107 | -0.00014985 | -0.00015864 | -0.00016742 | -0.00017619 | -0.00018497 | -0.00019374 | -0.0002025 | -0.00021127 | -0.00022003 | -0.00022878 | -0.00023753
[10 empty] | 0 | -4.5304e-05 | -4.5286e-05 | -4.5268e-05 | -4.5281e-05 | -5.4293e-05 | -6.1521e-05 | -6.7295e-05 | -7.1914e-05 | -7.7408e-05 | -9.5121e-05 | -9.8562e-05 | -0.00010224 | -0.00010628 | -0.00011541 | -0.00012293 | -0.0001293 | -0.0001349 | -0.00014142 | -0.00015135 | -0.00015682 | -0.00016238 | -0.00016822 | -0.00017621 | -0.00018327 | -0.00018972 | -0.00019585 | -0.00020259
[10 empty] | 0 | -0.00029156 | -0.0006005 | -0.0022884 | -0.0040753 | -0.0059633 | -0.0079579 | -0.010064 | -0.012286 | -0.014803 | -0.017605 | -0.020492 | -0.023476 | -0.026568 | -0.02978 | -0.033123 | -0.03696 | -0.040918 | -0.044616 | -0.048498 | -0.052571 | -0.056845 | -0.061326 | -0.066024 | -0.070947 | -0.076106 | -0.081509 | -0.087166
[10 empty] | 0 | -4.3801e-05 | -9.0212e-05 | -0.00034379 | -0.00061223 | -0.00089585 | -0.0011955 | -0.0015119 | -0.0018457 | -0.0022238 | -0.0026448 | -0.0030785 | -0.0035267 | -0.0039913 | -0.0044738 | -0.004976 | -0.0055524 | -0.006147 | -0.0067025 | -0.0072857 | -0.0078977 | -0.0085397 | -0.0092129 | -0.0099186 | -0.010658 | -0.011433 | -0.012245 | -0.013095
[10 empty] | 0 | -5.6907e-05 | -0.0001172 | -0.00044665 | -0.00079541 | -0.0011639 | -0.0015532 | -0.0019643 | -0.002398 | -0.0028892 | -0.0034361 | -0.0039996 | -0.0045819 | -0.0051855 | -0.0058125 | -0.0064649 | -0.0072137 | -0.0079863 | -0.008708 | -0.0094657 | -0.010261 | -0.011095 | -0.011969 | -0.012886 | -0.013847 | -0.014854 | -0.015909 | -0.017013
[10 empty] | 0 | -0.00029156 | -0.00030894 | -0.0016879 | -0.0017869 | -0.001888 | -0.0019946 | -0.002106 | -0.0022222 | -0.0025584 | -0.002882 | -0.0031963 | -0.0035043 | -0.0038084 | -0.0041109 | -0.0044138 | -0.0051573 | -0.0054605 | -0.0057991 | -0.0061684 | -0.0065636 | -0.0069827 | -0.0074234 | -0.0078841 | -0.0084892 | -0.009089 | -0.0096919 | -0.010305
[10 empty] | 0 | -5.3222e-05 | -0.00010699 | -0.00016131 | -0.00021622 | -0.00027165 | -0.00032765 | -0.00038421 | -0.00044135 | -0.00049906 | -0.00055735 | -0.00061623 | -0.0006757 | -0.00073577 | -0.00079643 | -0.0008577 | -0.00091957 | -0.00098206 | -0.0010452 | -0.0011089 | -0.0011733 | -0.0012382 | -0.0013039 | -0.0013701 | -0.001437 | -0.0015046 | -0.0015728 | -0.0016417
[10 empty] | 0 | -7.9954e-06 | -1.6073e-05 | -2.4233e-05 | -3.2482e-05 | -4.081e-05 | -4.9222e-05 | -5.7719e-05 | -6.6303e-05 | -7.4973e-05 | -8.373e-05 | -9.2576e-05 | -0.00010151 | -0.00011053 | -0.00011965 | -0.00012885 | -0.00013815 | -0.00014753 | -0.00015701 | -0.00016659 | -0.00017626 | -0.00018602 | -0.00019588 | -0.00020583 | -0.00021588 | -0.00022603 | -0.00023628 | -0.00024663
[10 empty] | 0 | -1.0388e-05 | -2.0882e-05 | -3.1484e-05 | -4.2201e-05 | -5.302e-05 | -6.395e-05 | -7.499e-05 | -8.6141e-05 | -9.7406e-05 | -0.00010878 | -0.00012028 | -0.00013188 | -0.00014361 | -0.00015545 | -0.0001674 | -0.00017948 | -0.00019168 | -0.00020399 | -0.00021643 | -0.00022899 | -0.00024168 | -0.00025449 | -0.00026742 | -0.00028048 | -0.00029367 | -0.00030698 | -0.00032043
[10 empty] | 0 | -5.3222e-05 | -5.3768e-05 | -5.4319e-05 | -5.491e-05 | -5.5433e-05 | -5.5996e-05 | -5.6564e-05 | -6.305e-05 | -6.8944e-05 | -7.4312e-05 | -7.9219e-05 | -8.3708e-05 | -8.7831e-05 | -9.163e-05 | -9.5799e-05 | -0.00010023 | -0.00012123 | -0.00012429 | -0.00012758 | -0.00013106 | -0.00013462 | -0.00013834 | -0.00014221 | -0.00014989 | -0.00015694 | -0.0001635 | -0.00016965
[10 empty] | 0 | -0.00011279 | -0.00022554 | -0.00033824 | -0.00045098 | -0.00056359 | -0.00067616 | -0.00078869 | -0.00090117 | -0.0010136 | -0.001126 | -0.0012383 | -0.0013506 | -0.0014629 | -0.0015751 | -0.0016873 | -0.0017994 | -0.0019115 | -0.0020235 | -0.0021355 | -0.0022475 | -0.0023594 | -0.0024713 | -0.0025831 | -0.0026949 | -0.0028066 | -0.0029183 | -0.00303
[10 empty] | 0 | -1.6945e-05 | -3.3883e-05 | -5.0814e-05 | -6.775e-05 | -8.4667e-05 | -0.00010158 | -0.00011848 | -0.00013538 | -0.00015227 | -0.00016916 | -0.00018603 | -0.00020291 | -0.00021977 | -0.00023663 | -0.00025348 | -0.00027032 | -0.00028716 | -0.00030399 | -0.00032082 | -0.00033764 | -0.00035445 | -0.00037125 | -0.00038805 | -0.00040485 | -0.00042163 | -0.00043841 | -0.00045519
[10 empty] | 0 | -2.2015e-05 | -4.4021e-05 | -6.6018e-05 | -8.8021e-05 | -0.00011 | -0.00013197 | -0.00015393 | -0.00017589 | -0.00019783 | -0.00021977 | -0.0002417 | -0.00026362 | -0.00028553 | -0.00030743 | -0.00032932 | -0.00035121 | -0.00037308 | -0.00039495 | -0.00041681 | -0.00043866 | -0.00046051 | -0.00048234 | -0.00050416 | -0.00052598 | -0.00054779 | -0.00056959 | -0.00059138
[10 empty] | 0 | -0.00011279 | -0.00011275 | -0.0001127 | -0.00011274 | -0.00011261 | -0.00011257 | -0.00011253 | -0.00011248 | -0.00011244 | -0.00011239 | -0.00011235 | -0.0001123 | -0.00011226 | -0.00011222 | -0.00011217 | -0.00011213 | -0.00012234 | -0.00013161 | -0.00014004 | -0.00014769 | -0.00015464 | -0.00016094 | -0.00016667 | -0.00017186 | -0.00017658 | -0.00018086 | -0.00018474
[10 empty] | 0 | 0 | 0 | 0 | 0 | 0 | 0 | 0 | 0 | 0 | 0 | 0 | 0 | 0 | 0 | 0 | 0 | 0 | 0 | 0 | 0 | 0 | 0 | 0 | 0 | 0 | 0 | 0
[10 empty] | 0 | 0 | 0 | 0 | 0 | 0 | 0 | 0 | 0 | 0 | 0 | 0 | 0 | 0 | 0 | 0 | 0 | 0 | 0 | 0 | 0 | 0 | 0 | 0 | 0 | 0 | 0 | 0
[10 empty] | 0 | 0 | 0 | 0 | 0 | 0 | 0 | 0 | 0 | 0 | 0 | 0 | 0 | 0 | 0 | 0 | 0 | 0 | 0 | 0 | 0 | 0 | 0 | 0 | 0 | 0 | 0 | 0
[10 empty] | 0 | 0 | 0 | 0 | 0 | 0 | 0 | 0 | 0 | 0 | 0 | 0 | 0 | 0 | 0 | 0 | 0 | 0 | 0 | 0 | 0 | 0 | 0 | 0 | 0 | 0 | 0 | 0
[10 empty] | 0 | 0 | 0 | 0 | 0 | 0 | 0 | 0 | 0 | 0 | 0 | 0 | 0 | 0 | 0 | 0 | 0 | 0 | 0 | 0 | 0 | 0 | 0 | 0 | 0 | 0 | 0 | 0
[10 empty] | 0 | 0 | 0 | 0 | 0 | 0 | 0 | 0 | 0 | 0 | 0 | 0 | 0 | 0 | 0 | 0 | 0 | 0 | 0 | 0 | 0 | 0 | 0 | 0 | 0 | 0 | 0 | 0
[10 empty] | 0 | 0 | 0 | 0 | 0 | 0 | 0 | 0 | 0 | 0 | 0 | 0 | 0 | 0 | 0 | 0 | 0 | 0 | 0 | 0 | 0 | 0 | 0 | 0 | 0 | 0 | 0 | 0
[10 empty] | 0 | 0 | 0 | 0 | 0 | 0 | 0 | 0 | 0 | 0 | 0 | 0 | 0 | 0 | 0 | 0 | 0 | 0 | 0 | 0 | 0 | 0 | 0 | 0 | 0 | 0 | 0 | 0
[10 empty] | 0 | 0 | 0 | 0 | 0 | 0 | 0 | 0 | 0 | 0 | 0 | 0 | 0 | 0 | 0 | 0 | 0 | 0 | 0 | 0 | 0 | 0 | 0 | 0 | 0 | 0 | 0 | 0
[10 empty] | 0 | 0 | 0 | 0 | 0 | 0 | 0 | 0 | 0 | 0 | 0 | 0 | 0 | 0 | 0 | 0 | 0 | 0 | 0 | 0 | 0 | 0 | 0 | 0 | 0 | 0 | 0 | 0
[10 empty] | 0 | 0 | 0 | 0 | 0 | 0 | 0 | 0 | 0 | 0 | 0 | 0 | 0 | 0 | 0 | 0 | 0 | 0 | 0 | 0 | 0 | 0 | 0 | 0 | 0 | 0 | 0 | 0
[10 empty] | 0 | 0 | 0 | 0 | 0 | 0 | 0 | 0 | 0 | 0 | 0 | 0 | 0 | 0 | 0 | 0 | 0 | 0 | 0 | 0 | 0 | 0 | 0 | 0 | 0 | 0 | 0 | 0
[10 empty] | 0 | 0 | 0 | 0 | 0 | 0 | 0 | 0 | 0 | 0 | 0 | 0 | 0 | 0 | 0 | 0 | 0 | 0 | 0 | 0 | 0 | 0 | 0 | 0 | 0 | 0 | 0 | 0
[10 empty] | 0 | 0 | 0 | 0 | 0 | 0 | 0 | 0 | 0 | 0 | 0 | 0 | 0 | 0 | 0 | 0 | 0 | 0 | 0 | 0 | 0 | 0 | 0 | 0 | 0 | 0 | 0 | 0
[10 empty] | 0 | 0 | 0 | 0 | 0 | 0 | 0 | 0 | 0 | 0 | 0 | 0 | 0 | 0 | 0 | 0 | 0 | 0 | 0 | 0 | 0 | 0 | 0 | 0 | 0 | 0 | 0 | 0
[10 empty] | 0 | 0 | 0 | 0 | 0 | 0 | 0 | 0 | 0 | 0 | 0 | 0 | 0 | 0 | 0 | 0 | 0 | 0 | 0 | 0 | 0 | 0 | 0 | 0 | 0 | 0 | 0 | 0
[10 empty] | 0 | 0 | 0 | 0 | 0 | 0 | 0 | 0 | 0 | 0 | 0 | 0 | 0 | 0 | 0 | 0 | 0 | 0 | 0 | 0 | 0 | 0 | 0 | 0 | 0 | 0 | 0 | 0
[10 empty] | 0 | 0 | 0 | 0 | 0 | 0 | 0 | 0 | 0 | 0 | 0 | 0 | 0 | 0 | 0 | 0 | 0 | 0 | 0 | 0 | 0 | 0 | 0 | 0 | 0 | 0 | 0 | 0
[10 empty] | 0 | 0 | 0 | 0 | 0 | 0 | 0 | 0 | 0 | 0 | 0 | 0 | 0 | 0 | 0 | 0 | 0 | 0 | 0 | 0 | 0 | 0 | 0 | 0 | 0 | 0 | 0 | 0
[10 empty] | 0 | 0 | 0 | 0 | 0 | 0 | 0 | 0 | 0 | 0 | 0 | 0 | 0 | 0 | 0 | 0 | 0 | 0 | 0 | 0 | 0 | 0 | 0 | 0 | 0 | 0 | 0 | 0
[10 empty] | 0 | 0 | 0 | 0 | 0 | 0 | 0 | 0 | 0 | 0 | 0 | 0 | 0 | 0 | 0 | 0 | 0 | 0 | 0 | 0 | 0 | 0 | 0 | 0 | 0 | 0 | 0 | 0
[10 empty] | 0 | 0 | 0 | 0 | 0 | 0 | 0 | 0 | 0 | 0 | 0 | 0 | 0 | 0 | 0 | 0 | 0 | 0 | 0 | 0 | 0 | 0 | 0 | 0 | 0 | 0 | 0 | 0
[10 empty] | 0 | 0 | 0 | 0 | 0 | 0 | 0 | 0 | 0 | 0 | 0 | 0 | 0 | 0 | 0 | 0 | 0 | 0 | 0 | 0 | 0 | 0 | 0 | 0 | 0 | 0 | 0 | 0
[10 empty] | 0 | 0 | 0 | 0 | 0 | 0 | 0 | 0 | 0 | 0 | 0 | 0 | 0 | 0 | 0 | 0 | 0 | 0 | 0 | 0 | 0 | 0 | 0 | 0 | 0 | 0 | 0 | 0
[10 empty] | 0 | 0 | 0 | 0 | 0 | 0 | 0 | 0 | 0 | 0 | 0 | 0 | 0 | 0 | 0 | 0 | 0 | 0 | 0 | 0 | 0 | 0 | 0 | 0 | 0 | 0 | 0 | 0
[10 empty] | 0 | 0 | 0 | 0 | 0 | 0 | 0 | 0 | 0 | 0 | 0 | 0 | 0 | 0 | 0 | 0 | 0 | 0 | 0 | 0 | 0 | 0 | 0 | 0 | 0 | 0 | 0 | 0
[10 empty] | 0 | 0 | 0 | 0 | 0 | 0 | 0 | 0 | 0 | 0 | 0 | 0 | 0 | 0 | 0 | 0 | 0 | 0 | 0 | 0 | 0 | 0 | 0 | 0 | 0 | 0 | 0 | 0
[10 empty] | 0 | 0 | 0 | 0 | 0 | 0 | 0 | 0 | 0 | 0 | 0 | 0 | 0 | 0 | 0 | 0 | 0 | 0 | 0 | 0 | 0 | 0 | 0 | 0 | 0 | 0 | 0 | 0
[10 empty] | 0 | 0 | 0 | 0 | 0 | 0 | 0 | 0 | 0 | 0 | 0 | 0 | 0 | 0 | 0 | 0 | 0 | 0 | 0 | 0 | 0 | 0 | 0 | 0 | 0 | 0 | 0 | 0
[10 empty] | 0 | 0 | 0 | 0 | 0 | 0 | 0 | 0 | 0 | 0 | 0 | 0 | 0 | 0 | 0 | 0 | 0 | 0 | 0 | 0 | 0 | 0 | 0 | 0 | 0 | 0 | 0 | 0
[10 empty] | 0 | 0 | 0 | 0 | 0 | 0 | 0 | 0 | 0 | 0 | 0 | 0 | 0 | 0 | 0 | 0 | 0 | 0 | 0 | 0 | 0 | 0 | 0 | 0 | 0 | 0 | 0 | 0
[10 empty] | 0 | 0 | 0 | 0 | 0 | 0 | 0 | 0 | 0 | 0 | 0 | 0 | 0 | 0 | 0 | 0 | 0 | 0 | 0 | 0 | 0 | 0 | 0 | 0 | 0 | 0 | 0 | 0
[10 empty] | 0 | 0 | 0 | 0 | 0 | 0 | 0 | 0 | 0 | 0 | 0 | 0 | 0 | 0 | 0 | 0 | 0 | 0 | 0 | 0 | 0 | 0 | 0 | 0 | 0 | 0 | 0 | 0
[10 empty] | 0 | 0 | 0 | 0 | 0 | 0 | 0 | 0 | 0 | 0 | 0 | 0 | 0 | 0 | 0 | 0 | 0 | 0 | 0 | 0 | 0 | 0 | 0 | 0 | 0 | 0 | 0 | 0
[10 empty] | 0 | 0 | 0 | 0 | 0 | 0 | 0 | 0 | 0 | 0 | 0 | 0 | 0 | 0 | 0 | 0 | 0 | 0 | 0 | 0 | 0 | 0 | 0 | 0 | 0 | 0 | 0 | 0
[10 empty] | 0 | 0 | 0 | 0 | 0 | 0 | 0 | 0 | 0 | 0 | 0 | 0 | 0 | 0 | 0 | 0 | 0 | 0 | 0 | 0 | 0 | 0 | 0 | 0 | 0 | 0 | 0 | 0
[10 empty] | 0 | -3.159e-05 | -0.00015559 | -0.00030302 | -0.00049131 | -0.00084179 | -0.0011957 | -0.0015848 | -0.0020329 | -0.0025448 | -0.0031341 | -0.0037786 | -0.0045109 | -0.0053249 | -0.006236 | -0.0071936 | -0.0082499 | -0.0093866 | -0.010624 | -0.011881 | -0.01324 | -0.01467 | -0.016217 | -0.017763 | -0.019439 | -0.021212 | -0.023118 | -0.024983
[10 empty] | 0 | 0 | 0 | 0 | 0 | 0 | 0 | 0 | 0 | 0 | 0 | 0 | 0 | 0 | 0 | 0 | 0 | 0 | 0 | 0 | 0 | 0 | 0 | 0 | 0 | 0 | 0 | 0
[10 empty] | 0 | 0 | 0 | 0 | 0 | 0 | 0 | 0 | 0 | 0 | 0 | 0 | 0 | 0 | 0 | 0 | 0 | 0 | 0 | 0 | 0 | 0 | 0 | 0 | 0 | 0 | 0 | 0
[10 empty] | 0 | -3.159e-05 | -0.000124 | -0.00014743 | -0.00018829 | -0.00035048 | -0.00035395 | -0.00038902 | -0.00044816 | -0.00051186 | -0.00058934 | -0.00064452 | -0.00073232 | -0.00081396 | -0.0009111 | -0.00095764 | -0.0010562 | -0.0011367 | -0.0012375 | -0.0012566 | -0.001359 | -0.0014304 | -0.0015502 | -0.0015598 | -0.0017021 | -0.0018134 | -0.0019745 | -0.0019604
[10 empty] | 0 | -0.066141 | -0.13585 | -0.2069 | -0.27998 | -0.45023 | -0.62394 | -0.80113 | -0.98171 | -1.1719 | -1.3705 | -1.5852 | -1.814 | -2.0554 | -2.2899 | -2.519 | -2.7443 | -2.967 | -3.1747 | -3.37 | -3.5548 | -3.7581 | -3.9509 | -4.1356 | -4.3135 | -4.4583 | -4.6024 | -4.7462
[10 empty] | 0 | -0.025924 | -0.053245 | -0.081095 | -0.10973 | -0.17646 | -0.24455 | -0.314 | -0.38478 | -0.4593 | -0.53717 | -0.62131 | -0.71098 | -0.80559 | -0.89751 | -0.98731 | -1.0756 | -1.1629 | -1.2443 | -1.3208 | -1.3933 | -1.473 | -1.5485 | -1.6209 | -1.6906 | -1.7474 | -1.8039 | -1.8603
[10 empty] | 0 | -0.018069 | -0.037113 | -0.056524 | -0.076486 | -0.123 | -0.17045 | -0.21886 | -0.26819 | -0.32014 | -0.37442 | -0.43306 | -0.49556 | -0.5615 | -0.62558 | -0.68817 | -0.74972 | -0.81056 | -0.8673 | -0.92064 | -0.97114 | -1.0267 | -1.0793 | -1.1298 | -1.1784 | -1.218 | -1.2573 | -1.2966
[10 empty] | 0 | -0.066141 | -0.069708 | -0.071054 | -0.073073 | -0.17025 | -0.17371 | -0.17719 | -0.18059 | -0.19014 | -0.19869 | -0.21466 | -0.22879 | -0.24138 | -0.24398 | -0.24717 | -0.25092 | -0.25513 | -0.2598 | -0.26473 | -0.26971 | -0.32106 | -0.322 | -0.32417 | -0.32874 | -0.33506 | -0.34267 | -0.34996
[10 empty] | 0 | -0.43953 | -0.83842 | -1.1492 | -1.4015 | -1.6536 | -1.9054 | -2.207 | -2.5417 | -2.8979 | -3.1646 | -3.3418 | -3.5243 | -3.6967 | -3.8033 | -3.8848 | -3.9538 | -4.0182 | -4.0812 | -4.1482 | -4.2166 | -4.2622 | -4.3749 | -4.4706 | -4.537 | -4.6005 | -4.6569 | -4.7111
[10 empty] | 0 | -0.17227 | -0.32861 | -0.45043 | -0.5493 | -0.64811 | -0.74682 | -0.86501 | -0.99619 | -1.1358 | -1.2404 | -1.3098 | -1.3813 | -1.4489 | -1.4907 | -1.5226 | -1.5497 | -1.5749 | -1.5996 | -1.6259 | -1.6527 | -1.6705 | -1.7147 | -1.7522 | -1.7782 | -1.8031 | -1.8252 | -1.8465
[10 empty] | 0 | -0.12008 | -0.22905 | -0.31395 | -0.38287 | -0.45174 | -0.52054 | -0.60292 | -0.69435 | -0.79167 | -0.86454 | -0.91293 | -0.96279 | -1.0099 | -1.039 | -1.0613 | -1.0801 | -1.0977 | -1.1149 | -1.1332 | -1.1519 | -1.1644 | -1.1952 | -1.2213 | -1.2395 | -1.2568 | -1.2722 | -1.287
[10 empty] | 0 | -0.43953 | -0.39959 | -0.31214 | -0.25409 | -0.25435 | -0.25448 | -0.30462 | -0.33821 | -0.36028 | -0.41579 | -0.40963 | -0.44178 | -0.51575 | -0.41317 | -0.35462 | -0.34175 | -0.35951 | -0.38001 | -0.42671 | -0.45136 | -0.45228 | -0.56604 | -0.53466 | -0.48388 | -0.47065 | -0.42833 | -0.418
[10 empty] | 0 | -0.96935 | -1.9521 | -2.9367 | -3.9271 | -5.0415 | -6.1619 | -7.2903 | -8.4272 | -9.5709 | -10.7215 | -11.8796 | -13.0454 | -14.2193 | -15.3006 | -16.3021 | -17.2371 | -18.116 | -18.9321 | -19.6952 | -20.4126 | -21.14 | -21.8257 | -22.4781 | -23.1014 | -23.6659 | -24.2151 | -24.7513
[10 empty] | 0 | -0.37993 | -0.7651 | -1.151 | -1.5392 | -1.976 | -2.4151 | -2.8574 | -3.303 | -3.7513 | -4.2022 | -4.6561 | -5.1131 | -5.5732 | -5.997 | -6.3895 | -6.756 | -7.1005 | -7.4203 | -7.7194 | -8.0006 | -8.2857 | -8.5545 | -8.8101 | -9.0544 | -9.2757 | -9.491 | -9.7011
[10 empty] | 0 | -0.26481 | -0.53328 | -0.80227 | -1.0728 | -1.3773 | -1.6834 | -1.9916 | -2.3022 | -2.6147 | -2.929 | -3.2454 | -3.5638 | -3.8846 | -4.18 | -4.4536 | -4.709 | -4.9491 | -5.172 | -5.3805 | -5.5765 | -5.7752 | -5.9625 | -6.1408 | -6.311 | -6.4653 | -6.6153 | -6.7618
[10 empty] | 0 | -0.96935 | -0.98271 | -0.98463 | -0.99043 | -1.1144 | -1.1204 | -1.1284 | -1.1369 | -1.1437 | -1.1506 | -1.1581 | -1.1658 | -1.1739 | -1.2198 | -1.2606 | -1.2976 | -1.3314 | -1.3631 | -1.3921 | -1.4176 | -1.7725 | -1.7488 | -1.7285 | -1.7128 | -1.7011 | -1.6928 | -1.693
[10 empty] | 0 | 0 | 0 | 0 | 0 | 0 | 0 | 0 | 0 | 0 | 0 | 0 | 0 | 0 | 0 | 0 | 0 | 0 | 0 | 0 | 0 | 0 | 0 | 0 | 0 | 0 | 0 | 0
[10 empty] | 0 | 0 | 0 | 0 | 0 | 0 | 0 | 0 | 0 | 0 | 0 | 0 | 0 | 0 | 0 | 0 | 0 | 0 | 0 | 0 | 0 | 0 | 0 | 0 | 0 | 0 | 0 | 0
[10 empty] | 0 | 0 | 0 | 0 | 0 | 0 | 0 | 0 | 0 | 0 | 0 | 0 | 0 | 0 | 0 | 0 | 0 | 0 | 0 | 0 | 0 | 0 | 0 | 0 | 0 | 0 | 0 | 0
[10 empty] | 0 | 0 | 0 | 0 | 0 | 0 | 0 | 0 | 0 | 0 | 0 | 0 | 0 | 0 | 0 | 0 | 0 | 0 | 0 | 0 | 0 | 0 | 0 | 0 | 0 | 0 | 0 | 0
[10 empty] | 0 | -1.9448 | -3.9484 | -6.0034 | -8.1002 | -10.2334 | -12.3979 | -14.5893 | -16.8037 | -19.0065 | -21.1983 | -23.4776 | -25.8335 | -28.2563 | -30.4963 | -32.5771 | -34.4211 | -36.0541 | -37.4992 | -38.777 | -39.9058 | -40.902 | -41.7786 | -42.8161 | -43.7413 | -44.3023 | -44.7971 | -45.2204
[10 empty] | 0 | -0.40042 | -0.81296 | -1.2361 | -1.6678 | -2.107 | -2.5527 | -3.0039 | -3.4598 | -3.9133 | -4.3646 | -4.8339 | -5.319 | -5.8178 | -6.279 | -6.7075 | -7.0871 | -7.4234 | -7.7209 | -7.984 | -8.2164 | -8.4215 | -8.602 | -8.8156 | -9.0061 | -9.1216 | -9.2235 | -9.3106
[10 empty] | 0 | -0.53982 | -1.096 | -1.6664 | -2.2484 | -2.8405 | -3.4413 | -4.0496 | -4.6643 | -5.2757 | -5.8841 | -6.5168 | -7.1707 | -7.8432 | -8.465 | -9.0425 | -9.5544 | -10.0077 | -10.4088 | -10.7634 | -11.0768 | -11.3533 | -11.5966 | -11.8846 | -12.1414 | -12.2971 | -12.4345 | -12.552
[10 empty] | 0 | -1.9448 | -2.0067 | -2.0613 | -2.1065 | -2.1461 | -2.1809 | -2.2112 | -2.2378 | -2.2297 | -2.2222 | -2.3132 | -2.3935 | -2.4642 | -2.3985 | -2.347 | -2.3072 | -2.2768 | -2.2541 | -2.2378 | -2.2266 | -2.2195 | -2.2124 | -2.7834 | -2.7413 | -2.7104 | -2.688 | -2.6593
[10 empty] | 0 | -0.31467 | -0.62889 | -0.94257 | -1.2552 | -1.5668 | -1.8774 | -2.1869 | -2.4954 | -2.7979 | -3.0951 | -3.4035 | -3.7213 | -4.0469 | -4.3441 | -4.6169 | -4.8534 | -5.0583 | -5.2357 | -5.3891 | -5.5216 | -5.6761 | -5.8087 | -5.922 | -6.0196 | -6.0623 | -6.0986 | -6.1272
[10 empty] | 0 | -0.064789 | -0.12948 | -0.19407 | -0.25844 | -0.3226 | -0.38654 | -0.45028 | -0.5138 | -0.57608 | -0.63726 | -0.70075 | -0.76619 | -0.83324 | -0.89444 | -0.9506 | -0.9993 | -1.0415 | -1.078 | -1.1096 | -1.1369 | -1.1687 | -1.196 | -1.2193 | -1.2394 | -1.2482 | -1.2557 | -1.2616
[10 empty] | 0 | -0.087344 | -0.17456 | -0.26163 | -0.34841 | -0.43491 | -0.52111 | -0.60703 | -0.69267 | -0.77663 | -0.85911 | -0.94471 | -1.0329 | -1.1233 | -1.2058 | -1.2815 | -1.3472 | -1.404 | -1.4533 | -1.4959 | -1.5327 | -1.5755 | -1.6123 | -1.6438 | -1.6709 | -1.6827 | -1.6928 | -1.7007
[10 empty] | 0 | -0.31467 | -0.31472 | -0.31469 | -0.31415 | -0.31361 | -0.31307 | -0.31255 | -0.31202 | -0.30646 | -0.30164 | -0.31333 | -0.32324 | -0.33164 | -0.32783 | -0.32458 | -0.3218 | -0.31934 | -0.31716 | -0.31522 | -0.31349 | -0.40072 | -0.38596 | -0.37263 | -0.36271 | -0.35562 | -0.35072 | -0.346
[10 empty] | 0 | -2.9775 | -6.5654 | -10.1417 | -13.9745 | -17.7675 | -21.5301 | -25.4933 | -28.7529 | -31.5672 | -34.0068 | -36.1135 | -37.9592 | -39.5481 | -40.9049 | -42.0619 | -43.054 | -43.9024 | -44.598 | -45.1674 | -45.6314 | -46.0206 | -46.3439 | -46.5755 | -46.7652 | -46.9238 | -47.0656 | -47.1978
[10 empty] | 0 | -1.0716 | -2.3629 | -3.65 | -5.0294 | -6.3945 | -7.7487 | -9.175 | -10.3481 | -11.361 | -12.239 | -12.9972 | -13.6615 | -14.2334 | -14.7216 | -15.1381 | -15.4951 | -15.8005 | -16.0508 | -16.2557 | -16.4227 | -16.5628 | -16.6791 | -16.7625 | -16.8308 | -16.8878 | -16.9389 | -16.9865
[10 empty] | 0 | -1.3837 | -3.0511 | -4.7132 | -6.4944 | -8.2571 | -10.0057 | -11.8475 | -13.3623 | -14.6702 | -15.804 | -16.7831 | -17.6408 | -18.3792 | -19.0098 | -19.5475 | -20.0085 | -20.4028 | -20.7261 | -20.9907 | -21.2063 | -21.3872 | -21.5374 | -21.6451 | -21.7332 | -21.8069 | -21.8728 | -21.9343
[10 empty] | 0 | -2.9775 | -3.5926 | -3.5869 | -4.7749 | -5.5618 | -6.0817 | -7.631 | -7.6379 | -7.7182 | -8.409 | -8.7193 | -8.9475 | -9.3908 | -9.4561 | -9.5145 | -9.7876 | -9.887 | -9.9099 | -10.0579 | -10.0975 | -10.1146 | -10.2039 | -10.2312 | -10.2304 | -10.2757 | -10.2866 | -10.2832
[10 empty] | 0 | -0.036706 | -0.090368 | -0.14386 | -0.19718 | -0.25033 | -0.30331 | -0.36533 | -0.42716 | -0.48879 | -0.55022 | -0.61145 | -0.67848 | -0.74529 | -0.81189 | -0.87827 | -0.94444 | -1.0104 | -1.0761 | -1.1417 | -1.1999 | -1.2489 | -1.2905 | -1.3263 | -1.3574 | -1.3929 | -1.4176 | -1.4381
[10 empty] | 0 | -0.01321 | -0.032524 | -0.051775 | -0.070965 | -0.090093 | -0.10916 | -0.13148 | -0.15373 | -0.17591 | -0.19802 | -0.22006 | -0.24418 | -0.26823 | -0.2922 | -0.31609 | -0.3399 | -0.36364 | -0.3873 | -0.41089 | -0.43183 | -0.44947 | -0.46446 | -0.47734 | -0.48852 | -0.5013 | -0.5102 | -0.51756
[10 empty] | 0 | -0.017058 | -0.041997 | -0.066856 | -0.091635 | -0.11633 | -0.14096 | -0.16978 | -0.19851 | -0.22715 | -0.2557 | -0.28416 | -0.31531 | -0.34636 | -0.37731 | -0.40816 | -0.43891 | -0.46956 | -0.50011 | -0.53057 | -0.55761 | -0.58039 | -0.59975 | -0.61637 | -0.63081 | -0.64732 | -0.65881 | -0.66831
[10 empty] | 0 | -0.036706 | -0.053721 | -0.053635 | -0.05355 | -0.053464 | -0.053378 | -0.062512 | -0.062411 | -0.062312 | -0.062212 | -0.062112 | -0.068008 | -0.067899 | -0.067791 | -0.067682 | -0.067574 | -0.067466 | -0.067358 | -0.06725 | -0.067142 | -0.067035 | -0.066928 | -0.066821 | -0.066714 | -0.084068 | -0.080447 | -0.077533
[10 empty] | 0 | -0.68669 | -1.3712 | -2.1631 | -3.0262 | -3.9531 | -4.7437 | -5.4038 | -5.9633 | -6.4198 | -6.7644 | -7.01 | -7.1836 | -7.2962 | -7.3636 | -7.3421 | -7.3134 | -7.2831 | -7.2528 | -7.2257 | -7.2172 | -7.2154 | -7.2219 | -7.2288 | -7.2313 | -7.2312 | -7.2265 | -7.2189
[10 empty] | 0 | -0.24714 | -0.49349 | -0.77849 | -1.0891 | -1.4227 | -1.7072 | -1.9448 | -2.1462 | -2.3105 | -2.4345 | -2.5229 | -2.5854 | -2.6259 | -2.6501 | -2.6424 | -2.6321 | -2.6212 | -2.6103 | -2.6005 | -2.5975 | -2.5968 | -2.5991 | -2.6017 | -2.6026 | -2.6025 | -2.6008 | -2.5981
[10 empty] | 0 | -0.31913 | -0.63723 | -1.0052 | -1.4064 | -1.8371 | -2.2045 | -2.5113 | -2.7713 | -2.9835 | -3.1436 | -3.2577 | -3.3385 | -3.3908 | -3.4221 | -3.4121 | -3.3988 | -3.3847 | -3.3706 | -3.358 | -3.354 | -3.3532 | -3.3562 | -3.3595 | -3.3606 | -3.3606 | -3.3584 | -3.3548
[10 empty] | 0 | -0.68669 | -0.68559 | -0.91266 | -1.0631 | -1.2383 | -1.312 | -1.3036 | -1.3554 | -1.3655 | -1.3944 | -1.3969 | -1.3989 | -1.4095 | -1.4054 | -1.4099 | -1.4064 | -1.4032 | -1.4038 | -1.4003 | -1.3998 | -1.3967 | -1.3946 | -1.3929 | -1.3902 | -1.3885 | -1.3859 | -1.3838
[10 empty] | 0 | -1.2114 | -2.8591 | -4.6825 | -6.4741 | -8.2464 | -10.1143 | -11.6317 | -12.9259 | -14.0289 | -14.958 | -15.7418 | -16.4236 | -16.9967 | -17.4787 | -17.8827 | -18.2175 | -18.495 | -18.7252 | -18.8953 | -19.0352 | -19.1513 | -19.2459 | -19.323 | -19.388 | -19.4282 | -19.4643 | -19.4944
[10 empty] | 0 | -0.43596 | -1.029 | -1.6852 | -2.33 | -2.9679 | -3.6401 | -4.1862 | -4.652 | -5.049 | -5.3834 | -5.6655 | -5.9109 | -6.1171 | -6.2906 | -6.436 | -6.5565 | -6.6563 | -6.7392 | -6.8004 | -6.8508 | -6.8925 | -6.9266 | -6.9543 | -6.9777 | -6.9922 | -7.0052 | -7.016
[10 empty] | 0 | -0.56295 | -1.3287 | -2.1761 | -3.0087 | -3.8323 | -4.7004 | -5.4056 | -6.0071 | -6.5197 | -6.9514 | -7.3157 | -7.6326 | -7.8989 | -8.1229 | -8.3107 | -8.4662 | -8.5952 | -8.7022 | -8.7812 | -8.8463 | -8.9002 | -8.9442 | -8.98 | -9.0102 | -9.0289 | -9.0456 | -9.0596
[10 empty] | 0 | -1.2114 | -1.6496 | -2.196 | -2.5579 | -2.9794 | -3.7032 | -3.8144 | -4.1403 | -4.2897 | -4.477 | -4.685 | -4.7941 | -4.931 | -4.9842 | -5.0596 | -5.1207 | -5.1436 | -5.1908 | -5.2072 | -5.2329 | -5.2483 | -5.2561 | -5.2681 | -5.2701 | -5.2752 | -5.2755 | -5.2745
[10 empty] | 0 | -0.056898 | -0.11546 | -0.17542 | -0.23788 | -0.30299 | -0.37007 | -0.43893 | -0.50974 | -0.58737 | -0.67107 | -0.76055 | -0.84107 | -0.91389 | -0.97995 | -1.0397 | -1.0938 | -1.143 | -1.1879 | -1.2289 | -1.266 | -1.3024 | -1.3359 | -1.3664 | -1.3936 | -1.4178 | -1.4393 | -1.4581
[10 empty] | 0 | -0.012112 | -0.024578 | -0.037342 | -0.050636 | -0.064497 | -0.078775 | -0.093433 | -0.10851 | -0.12503 | -0.14285 | -0.16189 | -0.17904 | -0.19454 | -0.2086 | -0.22132 | -0.23284 | -0.2433 | -0.25287 | -0.26159 | -0.2695 | -0.27724 | -0.28436 | -0.29085 | -0.29666 | -0.3018 | -0.30638 | -0.31037
[10 empty] | 0 | -0.012808 | -0.025991 | -0.039489 | -0.053547 | -0.068206 | -0.083304 | -0.098805 | -0.11475 | -0.13222 | -0.15106 | -0.1712 | -0.18933 | -0.20572 | -0.22059 | -0.23404 | -0.24622 | -0.25729 | -0.26741 | -0.27663 | -0.28499 | -0.29318 | -0.30071 | -0.30758 | -0.31371 | -0.31916 | -0.32399 | -0.32822
[10 empty] | 0 | -0.056898 | -0.058655 | -0.060146 | -0.062734 | -0.065499 | -0.067557 | -0.069453 | -0.071516 | -0.078447 | -0.084635 | -0.090553 | -0.087954 | -0.086075 | -0.084668 | -0.083385 | -0.0825 | -0.081998 | -0.081964 | -0.081886 | -0.082334 | -0.10294 | -0.10327 | -0.10279 | -0.10193 | -0.10082 | -0.099551 | -0.097934
[10 empty] | 0 | -0.13409 | -0.25461 | -0.35955 | -0.45264 | -0.53728 | -0.61498 | -0.68731 | -0.75811 | -0.82622 | -0.89067 | -0.95106 | -1.0003 | -1.0575 | -1.1018 | -1.1356 | -1.1613 | -1.1807 | -1.1951 | -1.206 | -1.2164 | -1.2072 | -1.2011 | -1.1973 | -1.1947 | -1.1947 | -1.1936 | -1.1918
[10 empty] | 0 | -0.028543 | -0.054197 | -0.076537 | -0.096352 | -0.11437 | -0.13091 | -0.1463 | -0.16138 | -0.17587 | -0.18959 | -0.20245 | -0.21293 | -0.2251 | -0.23455 | -0.24174 | -0.2472 | -0.25133 | -0.2544 | -0.25671 | -0.25892 | -0.25698 | -0.25567 | -0.25487 | -0.25431 | -0.2543 | -0.25407 | -0.2537
[10 empty] | 0 | -0.030184 | -0.057313 | -0.080938 | -0.10189 | -0.12095 | -0.13844 | -0.15472 | -0.17066 | -0.18599 | -0.2005 | -0.21409 | -0.22517 | -0.23805 | -0.24803 | -0.25564 | -0.26142 | -0.26578 | -0.26903 | -0.27147 | -0.27381 | -0.27175 | -0.27038 | -0.26952 | -0.26893 | -0.26892 | -0.26868 | -0.26828
[10 empty] | 0 | -0.13409 | -0.12089 | -0.10565 | -0.094072 | -0.085889 | -0.079167 | -0.074019 | -0.085982 | -0.092889 | -0.095467 | -0.095287 | -0.093498 | -0.1256 | -0.11215 | -0.10302 | -0.09785 | -0.095097 | -0.093369 | -0.091908 | -0.10147 | -0.10511 | -0.10506 | -0.10315 | -0.10062 | -0.10694 | -0.099937 | -0.097354
[10 empty] | 0 | -0.0049086 | -0.010173 | -0.015756 | -0.021678 | -0.02792 | -0.034689 | -0.042028 | -0.049926 | -0.058226 | -0.066877 | -0.075968 | -0.085469 | -0.095726 | -0.10665 | -0.11814 | -0.12842 | -0.13772 | -0.14622 | -0.15403 | -0.16123 | -0.16791 | -0.17412 | -0.18016 | -0.18583 | -0.19117 | -0.19621 | -0.20095
[10 empty] | 0 | -0.0010449 | -0.0021655 | -0.0033539 | -0.0046145 | -0.0059433 | -0.007384 | -0.0089464 | -0.010628 | -0.012394 | -0.014236 | -0.016171 | -0.018193 | -0.020377 | -0.022703 | -0.025147 | -0.027337 | -0.029315 | -0.031125 | -0.032789 | -0.034321 | -0.035742 | -0.037065 | -0.03835 | -0.039557 | -0.040694 | -0.041766 | -0.042776
[10 empty] | 0 | -0.001105 | -0.00229 | -0.0035467 | -0.0048798 | -0.0062851 | -0.0078086 | -0.0094608 | -0.011239 | -0.013107 | -0.015054 | -0.017101 | -0.01924 | -0.021549 | -0.024009 | -0.026593 | -0.028909 | -0.031001 | -0.032915 | -0.034674 | -0.036294 | -0.037797 | -0.039196 | -0.040555 | -0.041831 | -0.043034 | -0.044167 | -0.045236
[10 empty] | 0 | -0.0049086 | -0.0052644 | -0.0055828 | -0.0059221 | -0.0062424 | -0.0067682 | -0.0073398 | -0.0078976 | -0.0082999 | -0.0086506 | -0.0090912 | -0.0095009 | -0.010257 | -0.010928 | -0.011482 | -0.010988 | -0.010647 | -0.010459 | -0.010338 | -0.010252 | -0.010261 | -0.010339 | -0.012127 | -0.01218 | -0.012252 | -0.012353 | -0.012473
[10 empty] | 0 | 0 | 0 | 0 | 0 | 0 | 0 | 0 | 0 | 0 | 0 | 0 | 0 | 0 | 0 | 0 | 0 | 0 | 0 | 0 | 0 | 0 | 0 | 0 | 0 | 0 | 0 | 0
[10 empty] | 0 | 0 | 0 | 0 | 0 | 0 | 0 | 0 | 0 | 0 | 0 | 0 | 0 | 0 | 0 | 0 | 0 | 0 | 0 | 0 | 0 | 0 | 0 | 0 | 0 | 0 | 0 | 0
[10 empty] | 0 | 0 | 0 | 0 | 0 | 0 | 0 | 0 | 0 | 0 | 0 | 0 | 0 | 0 | 0 | 0 | 0 | 0 | 0 | 0 | 0 | 0 | 0 | 0 | 0 | 0 | 0 | 0
[10 empty] | 0 | 0 | 0 | 0 | 0 | 0 | 0 | 0 | 0 | 0 | 0 | 0 | 0 | 0 | 0 | 0 | 0 | 0 | 0 | 0 | 0 | 0 | 0 | 0 | 0 | 0 | 0 | 0
[10 empty] | 0 | -0.0022884 | -0.0045515 | -0.0068194 | -0.0091566 | -0.011578 | -0.014087 | -0.01691 | -0.020086 | -0.023485 | -0.027082 | -0.030911 | -0.03452 | -0.037963 | -0.041266 | -0.044405 | -0.047402 | -0.050281 | -0.053094 | -0.055817 | -0.058419 | -0.061302 | -0.06407 | -0.066671 | -0.069082 | -0.071303 | -0.073343 | -0.075197
[10 empty] | 0 | -0.00048711 | -0.00096886 | -0.0014516 | -0.0019491 | -0.0024647 | -0.0029986 | -0.0035996 | -0.0042757 | -0.0049991 | -0.0057649 | -0.00658 | -0.0073482 | -0.008081 | -0.0087841 | -0.0094523 | -0.01009 | -0.010703 | -0.011302 | -0.011882 | -0.012436 | -0.013049 | -0.013638 | -0.014192 | -0.014705 | -0.015178 | -0.015612 | -0.016007
[10 empty] | 0 | -0.00051512 | -0.0010246 | -0.0015351 | -0.0020612 | -0.0026064 | -0.003171 | -0.0038066 | -0.0045215 | -0.0052865 | -0.0060963 | -0.0069584 | -0.0077707 | -0.0085457 | -0.0092891 | -0.0099958 | -0.01067 | -0.011319 | -0.011952 | -0.012565 | -0.013151 | -0.013799 | -0.014423 | -0.015008 | -0.015551 | -0.016051 | -0.01651 | -0.016927
[10 empty] | 0 | -0.0022884 | -0.0022632 | -0.0022679 | -0.0023372 | -0.0024219 | -0.0025083 | -0.0028234 | -0.0031759 | -0.0033984 | -0.0035975 | -0.0038294 | -0.0038629 | -0.0039202 | -0.0039791 | -0.0040001 | -0.0040313 | -0.0040777 | -0.0041921 | -0.0043008 | -0.0043832 | -0.0055698 | -0.0055745 | -0.0055256 | -0.0054686 | -0.0054068 | -0.0053428 | -0.0053343
[10 empty] | 0 | -0.028613 | -0.057394 | -0.086347 | -0.11548 | -0.14479 | -0.17428 | -0.20396 | -0.23384 | -0.26391 | -0.29115 | -0.31598 | -0.33879 | -0.35991 | -0.3796 | -0.39812 | -0.41566 | -0.4324 | -0.4485 | -0.46409 | -0.47928 | -0.49417 | -0.50885 | -0.52339 | -0.53786 | -0.5523 | -0.56679 | -0.57615
[10 empty] | 0 | -0.0060907 | -0.012217 | -0.01838 | -0.024581 | -0.03082 | -0.037098 | -0.043417 | -0.049776 | -0.056178 | -0.061975 | -0.067262 | -0.072118 | -0.076613 | -0.080805 | -0.084746 | -0.08848 | -0.092044 | -0.095471 | -0.098789 | -0.10202 | -0.10519 | -0.10832 | -0.11141 | -0.11449 | -0.11757 | -0.12065 | -0.12264
[10 empty] | 0 | -0.0064409 | -0.01292 | -0.019437 | -0.025995 | -0.032592 | -0.039232 | -0.045913 | -0.052639 | -0.059408 | -0.065539 | -0.07113 | -0.076265 | -0.081018 | -0.085451 | -0.089619 | -0.093567 | -0.097336 | -0.10096 | -0.10447 | -0.10789 | -0.11124 | -0.11455 | -0.11782 | -0.12107 | -0.12433 | -0.12759 | -0.12969
[10 empty] | 0 | -0.028613 | -0.028781 | -0.028953 | -0.02913 | -0.02931 | -0.029494 | -0.029683 | -0.029876 | -0.030073 | -0.031322 | -0.03245 | -0.033476 | -0.034416 | -0.035283 | -0.036089 | -0.036844 | -0.045894 | -0.045431 | -0.045254 | -0.045306 | -0.04554 | -0.045919 | -0.046413 | -0.046998 | -0.047654 | -0.049863 | -0.046509
[10 empty] | 0 | -0.001078 | -0.0020995 | -0.0032097 | -0.0043932 | -0.0056369 | -0.0069297 | -0.0082619 | -0.0096507 | -0.011085 | -0.012556 | -0.014056 | -0.015577 | -0.017026 | -0.01841 | -0.019738 | -0.021017 | -0.022252 | -0.023284 | -0.024144 | -0.024856 | -0.025442 | -0.025922 | -0.026311 | -0.026621 | -0.026866 | -0.027054 | -0.027195
[10 empty] | 0 | -0.00022948 | -0.00044691 | -0.00068323 | -0.00093517 | -0.0011999 | -0.0014751 | -0.0017587 | -0.0020543 | -0.0023597 | -0.0026728 | -0.002992 | -0.0033159 | -0.0036242 | -0.0039189 | -0.0042016 | -0.0044738 | -0.0047367 | -0.0049564 | -0.0051394 | -0.005291 | -0.0054158 | -0.0055179 | -0.0056006 | -0.0056668 | -0.0057189 | -0.0057589 | -0.0057888
[10 empty] | 0 | -0.00024268 | -0.00047261 | -0.00072252 | -0.00098894 | -0.0012689 | -0.0015599 | -0.0018598 | -0.0021724 | -0.0024953 | -0.0028265 | -0.003164 | -0.0035066 | -0.0038326 | -0.0041442 | -0.0044432 | -0.004731 | -0.0050091 | -0.0052414 | -0.0054349 | -0.0055952 | -0.0057273 | -0.0058352 | -0.0059227 | -0.0059926 | -0.0060477 | -0.0060901 | -0.0061217
[10 empty] | 0 | -0.001078 | -0.0010267 | -0.0011205 | -0.0011992 | -0.0012652 | -0.0013203 | -0.0013661 | -0.0014292 | -0.0014817 | -0.0015252 | -0.001561 | -0.0015903 | -0.0015245 | -0.0014676 | -0.0014182 | -0.0013752 | -0.0013378 | -0.0012828 | -0.0012291 | -0.0011956 | -0.0011774 | -0.0011706 | -0.001172 | -0.0011792 | -0.0014729 | -0.0014391 | -0.0014536
[10 empty] | 0 | 0 | 0 | 0 | 0 | 0 | 0 | 0 | 0 | 0 | 0 | 0 | 0 | 0 | 0 | 0 | 0 | 0 | 0 | 0 | 0 | 0 | 0 | 0 | 0 | 0 | 0 | 0
[10 empty] | 0 | 0 | 0 | 0 | 0 | 0 | 0 | 0 | 0 | 0 | 0 | 0 | 0 | 0 | 0 | 0 | 0 | 0 | 0 | 0 | 0 | 0 | 0 | 0 | 0 | 0 | 0 | 0
[10 empty] | 0 | 0 | 0 | 0 | 0 | 0 | 0 | 0 | 0 | 0 | 0 | 0 | 0 | 0 | 0 | 0 | 0 | 0 | 0 | 0 | 0 | 0 | 0 | 0 | 0 | 0 | 0 | 0
[10 empty] | 0 | 0 | 0 | 0 | 0 | 0 | 0 | 0 | 0 | 0 | 0 | 0 | 0 | 0 | 0 | 0 | 0 | 0 | 0 | 0 | 0 | 0 | 0 | 0 | 0 | 0 | 0 | 0
[10 empty] | 0 | -0.48616 | -0.91229 | -1.2945 | -1.6434 | -1.8544 | -1.9757 | -2.0389 | -2.0645 | -2.0658 | -2.0516 | -2.0277 | -1.9976 | -1.9639 | -1.928 | -1.8911 | -1.8538 | -1.8164 | -1.7794 | -1.7427 | -1.7067 | -1.6712 | -1.6364 | -1.6023 | -1.5688 | -1.536 | -1.5039 | -1.4724
[10 empty] | 0 | -0.073034 | -0.13705 | -0.19447 | -0.24688 | -0.27858 | -0.29681 | -0.30631 | -0.31015 | -0.31034 | -0.30822 | -0.30461 | -0.3001 | -0.29503 | -0.28965 | -0.2841 | -0.27849 | -0.27288 | -0.26731 | -0.26181 | -0.25639 | -0.25106 | -0.24583 | -0.2407 | -0.23567 | -0.23075 | -0.22592 | -0.2212
[10 empty] | 0 | -0.094887 | -0.17806 | -0.25266 | -0.32075 | -0.36194 | -0.38562 | -0.39796 | -0.40294 | -0.4032 | -0.40044 | -0.39576 | -0.38989 | -0.38331 | -0.37631 | -0.36911 | -0.36182 | -0.35453 | -0.34729 | -0.34015 | -0.3331 | -0.32618 | -0.31939 | -0.31272 | -0.30619 | -0.29979 | -0.29352 | -0.28738
[10 empty] | 0 | -0.48616 | -0.43631 | -0.40129 | -0.37599 | -0.39432 | -0.39101 | -0.37813 | -0.44478 | -0.40433 | -0.37926 | -0.36048 | -0.37598 | -0.37009 | -0.35692 | -0.35608 | -0.34227 | -0.33393 | -0.32543 | -0.3254 | -0.31756 | -0.30863 | -0.30225 | -0.29586 | -0.29018 | -0.28367 | -0.27889 | -0.27247